## EP Passing
Passing Measures Results | [9 empty] | Passing Measures Results | [9 empty] | Passing Measures Results | [9 empty] | Passing Measures Results
Economic Potential Permutations – RIM | [9 empty] | Economic Potential Permutations – TRC | [9 empty] | Economic Potential Permutations – RIM PCT | [9 empty] | Economic Potential Permutations – TRC PCT
Customer Class | Segment | Vintage | Measure | TRC | RIM | PCT | Summer | Winter | Energy | Customer Class | Segment | Vintage | Measure | TRC | RIM | PCT | Summer | Winter | Energy | Customer Class | Segment | Vintage | Measure Name | TRC | RIM | PCT | Summer | Winter | Energy | Customer Class | Segment | Vintage | Measure Name | TRC | RIM | PCT | Summer | Winter | Energy
|  |  | Name |  |  |  | (MW) | (MW) | (GWh) |  |  |  | Name |  |  |  | (MW) | (MW) | (GWh) | [7 empty] | (MW) | (MW) | (GWh) | [7 empty] | (MW) | (MW) | (GWh)
Residential | Single Family | New | Air Sealing-Infiltration Control | 0 | #DIV/0! | -2163.6009 | 0 | 0 | 0 | Residential | Single Family | Turnover | Energy Star Dishwasher | #DIV/0! | 0.79754 | 83.4931 | 0.0044126 | 0.0047969 | 40.303 | Residential | Single Family | Existing | Ceiling Insulation(R2 to R38) | 3.2827 | 1.3939 | 10629.8521 | 0.81093 | 1.4913 | 3236 | Residential | Single Family | Turnover | Heat Pump Pool Heater | 3.7226 | 0.6742 | 25350.5939 | 0 | 0 | 9411.7647
Residential | Multi-Family | New | Air Sealing-Infiltration Control | 0 | #DIV/0! | -1283.6581 | 0 | 0 | 0 | Residential | Multi-Family | Turnover | Energy Star Dishwasher | #DIV/0! | 0.79754 | 83.4931 | 0.0044126 | 0.0047969 | 40.303 | Residential | Single Family | New | Ceiling Insulation(R2 to R38) | 3.2827 | 1.3939 | 10629.8521 | 0.81093 | 1.4913 | 3236 | Residential | Multi-Family | Turnover | Heat Pump Pool Heater | 3.7226 | 0.6742 | 25350.5939 | 0 | 0 | 9411.7647
Residential | Manufactured Home | New | Air Sealing-Infiltration Control | 0 | #DIV/0! | -1354.2103 | 0 | 0 | 0 | Residential | Manufactured Home | Turnover | Energy Star Dishwasher | #DIV/0! | 0.79754 | 83.4931 | 0.0044126 | 0.0047969 | 40.303 | Residential | Manufactured Home | Existing | Ceiling Insulation(R2 to R38) | 2.3241 | 1.3938 | 5624.3025 | 0.5031 | 0.92519 | 2007.61 | Residential | Manufactured Home | Turnover | Heat Pump Pool Heater | 3.7226 | 0.6742 | 25350.5939 | 0 | 0 | 9411.7647
Residential | Single Family | New | Central AC Tune Up | 0 | #DIV/0! | -342.1881 | 0 | 0 | 0 | Residential | Single Family | New | Energy Star Dishwasher | #DIV/0! | 0.79754 | 83.4931 | 0.0044126 | 0.0047969 | 40.303 | Residential | Manufactured Home | New | Ceiling Insulation(R2 to R38) | 2.3241 | 1.3938 | 5624.3025 | 0.5031 | 0.92519 | 2007.61 | Residential | Single Family | New | Heat Pump Pool Heater | 3.7226 | 0.6742 | 25350.5939 | 0 | 0 | 9411.7647
Residential | Multi-Family | New | Central AC Tune Up | 0 | #DIV/0! | -342.1881 | 0 | 0 | 0 | Residential | Multi-Family | New | Energy Star Dishwasher | #DIV/0! | 0.79754 | 83.4931 | 0.0044126 | 0.0047969 | 40.303 | Residential | Multi-Family | Existing | Ceiling Insulation(R2 to R38) | 2.3804 | 1.3939 | 5536.2289 | 0.48841 | 0.89818 | 1949 | Residential | Multi-Family | New | Heat Pump Pool Heater | 3.7226 | 0.6742 | 25350.5939 | 0 | 0 | 9411.7647
Residential | Manufactured Home | New | Central AC Tune Up | 0 | #DIV/0! | -342.1881 | 0 | 0 | 0 | Residential | Manufactured Home | New | Energy Star Dishwasher | #DIV/0! | 0.79754 | 83.4931 | 0.0044126 | 0.0047969 | 40.303 | Residential | Multi-Family | New | Ceiling Insulation(R2 to R38) | 2.3804 | 1.3939 | 5536.2289 | 0.48841 | 0.89818 | 1949 | Residential | Manufactured Home | New | Heat Pump Pool Heater | 3.7226 | 0.6742 | 25350.5939 | 0 | 0 | 9411.7647
Residential | Single Family | New | Duct Insulation | 0 | #DIV/0! | -5669.8169 | 0 | 0 | 0 | Residential | Single Family | Turnover | Energy Star Air Purifier | #DIV/0! | 0.80407 | 1188.0677 | 0.085069 | 0.061385 | 641.9636 | Residential | Manufactured Home | Existing | ENERGY STAR Certified Home | 1.1199 | 1.4071 | 5317.9087 | 1.9801 | 0.60051 | 5378.2595 | Residential | Single Family | Turnover | Solar Pool Heater | 1.0452 | 0.6742 | 17934.1095 | 0 | 0 | 10130.719
Residential | Multi-Family | New | Duct Insulation | 0 | #DIV/0! | -4709.6045 | 0 | 0 | 0 | Residential | Multi-Family | Turnover | Energy Star Air Purifier | #DIV/0! | 0.80407 | 1188.0677 | 0.085069 | 0.061385 | 641.9636 | Residential | Manufactured Home | New | ENERGY STAR Certified Home | 1.1199 | 1.4071 | 5317.9087 | 1.9801 | 0.60051 | 5378.2595 | Residential | Multi-Family | Turnover | Solar Pool Heater | 1.0452 | 0.6742 | 17934.1095 | 0 | 0 | 10130.719
Residential | Manufactured Home | New | Duct Insulation | 0 | #DIV/0! | -4968.453 | 0 | 0 | 0 | Residential | Manufactured Home | Turnover | Energy Star Air Purifier | #DIV/0! | 0.80407 | 1188.0677 | 0.085069 | 0.061385 | 641.9636 | Residential | Single Family | Existing | Energy Star Certified Roof Products | #DIV/0! | 1.4587 | 3176.3506 | 0.28915 | 0.31948 | 827.1488 | Residential | Manufactured Home | Turnover | Solar Pool Heater | 1.0452 | 0.6742 | 17934.1095 | 0 | 0 | 10130.719
Residential | Single Family | New | Duct Repair | 0 | #DIV/0! | -1028.5123 | 0 | 0 | 0 | Residential | Single Family | New | Energy Star Air Purifier | #DIV/0! | 0.80407 | 1188.0677 | 0.085069 | 0.061385 | 641.9636 | Residential | Single Family | New | Energy Star Certified Roof Products | #DIV/0! | 1.4587 | 3176.3506 | 0.28915 | 0.31948 | 827.1488 | Residential | Single Family | New | Solar Pool Heater | 1.0452 | 0.6742 | 17934.1095 | 0 | 0 | 10130.719
Residential | Multi-Family | New | Duct Repair | 0 | #DIV/0! | -1028.5123 | 0 | 0 | 0 | Residential | Multi-Family | New | Energy Star Air Purifier | #DIV/0! | 0.80407 | 1188.0677 | 0.085069 | 0.061385 | 641.9636 | Residential | Manufactured Home | Existing | Energy Star Certified Roof Products | #DIV/0! | 1.4268 | 3107.1373 | 0.19238 | 0.44302 | 809.125 | Residential | Multi-Family | New | Solar Pool Heater | 1.0452 | 0.6742 | 17934.1095 | 0 | 0 | 10130.719
Residential | Manufactured Home | New | Duct Repair | 0 | #DIV/0! | -1028.5123 | 0 | 0 | 0 | Residential | Manufactured Home | New | Energy Star Air Purifier | #DIV/0! | 0.80407 | 1188.0677 | 0.085069 | 0.061385 | 641.9636 | Residential | Manufactured Home | New | Energy Star Certified Roof Products | #DIV/0! | 1.4268 | 3107.1373 | 0.19238 | 0.44302 | 809.125 | Residential | Manufactured Home | New | Solar Pool Heater | 1.0452 | 0.6742 | 17934.1095 | 0 | 0 | 10130.719
Residential | Single Family | New | Floor Insulation | 0 | #DIV/0! | -8233.2655 | 0 | 0 | 0 | Residential | Single Family | Turnover | Energy Star Imaging Equipment | #DIV/0! | 0.66383 | 111.3886 | 0.011573 | 0.0067571 | 127.645 | Residential | Single Family | Turnover | Variable Speed Pool Pump | 1.5597 | 1.4306 | 2492.1836 | 1.7184 | 0 | 3161.84 | Residential | Single Family | Turnover | 14 SEER ASHP from base electric resistance heating | 5.3767 | 0.86499 | 14987.5904 | 0 | 1.5463 | 5482.4104
Residential | Multi-Family | New | Floor Insulation | 0 | #DIV/0! | -6838.6816 | 0 | 0 | 0 | Residential | Multi-Family | Turnover | Energy Star Imaging Equipment | #DIV/0! | 0.66383 | 111.3886 | 0.011573 | 0.0067571 | 127.645 | Residential | Multi-Family | Turnover | Variable Speed Pool Pump | 1.5597 | 1.4306 | 2492.1836 | 1.7184 | 0 | 3161.84 | Residential | Manufactured Home | Turnover | 14 SEER ASHP from base electric resistance heating | 5.3767 | 0.86499 | 14987.5904 | 0 | 1.5463 | 5482.4104
Residential | Manufactured Home | New | Floor Insulation | 0 | #DIV/0! | -7214.5481 | 0 | 0 | 0 | Residential | Manufactured Home | Turnover | Energy Star Imaging Equipment | #DIV/0! | 0.66383 | 111.3886 | 0.011573 | 0.0067571 | 127.645 | Residential | Manufactured Home | Turnover | Variable Speed Pool Pump | 1.5597 | 1.4306 | 2492.1836 | 1.7184 | 0 | 3161.84 | Residential | Single Family | New | 14 SEER ASHP from base electric resistance heating | 5.3767 | 0.86499 | 14987.5904 | 0 | 1.5463 | 5482.4104
Residential | Single Family | New | Heat Pump Tune Up | 0 | #DIV/0! | -342.1881 | 0 | 0 | 0 | Residential | Single Family | New | Energy Star Imaging Equipment | #DIV/0! | 0.66383 | 111.3886 | 0.011573 | 0.0067571 | 127.645 | Residential | Single Family | New | Variable Speed Pool Pump | 1.5597 | 1.4306 | 2492.1836 | 1.7184 | 0 | 3161.84 | Residential | Manufactured Home | New | 14 SEER ASHP from base electric resistance heating | 5.3767 | 0.86499 | 14987.5904 | 0 | 1.5463 | 5482.4104
Residential | Multi-Family | New | Heat Pump Tune Up | 0 | #DIV/0! | -342.1881 | 0 | 0 | 0 | Residential | Multi-Family | New | Energy Star Imaging Equipment | #DIV/0! | 0.66383 | 111.3886 | 0.011573 | 0.0067571 | 127.645 | Residential | Multi-Family | New | Variable Speed Pool Pump | 1.5597 | 1.4306 | 2492.1836 | 1.7184 | 0 | 3161.84 | Residential | Single Family | Existing | Ceiling Insulation(R2 to R38) | 3.2827 | 1.3939 | 10629.8521 | 0.81093 | 1.4913 | 3236
Residential | Manufactured Home | New | Heat Pump Tune Up | 0 | #DIV/0! | -342.1881 | 0 | 0 | 0 | Residential | Manufactured Home | New | Energy Star Imaging Equipment | #DIV/0! | 0.66383 | 111.3886 | 0.011573 | 0.0067571 | 127.645 | Residential | Manufactured Home | New | Variable Speed Pool Pump | 1.5597 | 1.4306 | 2492.1836 | 1.7184 | 0 | 3161.84 | Residential | Single Family | New | Ceiling Insulation(R2 to R38) | 3.2827 | 1.3939 | 10629.8521 | 0.81093 | 1.4913 | 3236
Residential | Single Family | New | Sealed crawlspace | 0 | #DIV/0! | -20570.2457 | 0 | 0 | 0 | Residential | Single Family | Existing | Energy Star Certified Roof Products | #DIV/0! | 1.4587 | 3176.3506 | 0.28915 | 0.31948 | 827.1488 | Residential | Multi-Family | Existing | Energy Star Certified Roof Products | #DIV/0! | 1.4332 | 2065.5047 | 0.14006 | 0.27694 | 537.875 | Residential | Multi-Family | Turnover | 14 SEER ASHP from base electric resistance heating | 5.3768 | 0.86501 | 9991.7269 | 0 | 1.0309 | 3654.9403
Residential | Multi-Family | New | Sealed crawlspace | 0 | #DIV/0! | -17085.974 | 0 | 0 | 0 | Residential | Multi-Family | Existing | Energy Star Certified Roof Products | #DIV/0! | 1.4587 | 3176.3506 | 0.14006 | 0.27694 | 537.875 | Residential | Multi-Family | New | Energy Star Certified Roof Products | #DIV/0! | 1.4332 | 2065.5047 | 0.14006 | 0.27694 | 537.875 | Residential | Multi-Family | New | 14 SEER ASHP from base electric resistance heating | 5.3768 | 0.86501 | 9991.7269 | 0 | 1.0309 | 3654.9403
Residential | Manufactured Home | New | Sealed crawlspace | 0 | #DIV/0! | -18025.0504 | 0 | 0 | 0 | Residential | Manufactured Home | Existing | Energy Star Certified Roof Products | #DIV/0! | 1.4332 | 2065.5047 | 0.19238 | 0.44302 | 809.125 | Residential | Single Family | Existing | Duct Repair | 2.4976 | 1.4252 | 1788.5313 | 0.27758 | 0.3067 | 794.0628 | Residential | Manufactured Home | Existing | Ceiling Insulation(R2 to R38) | 2.3241 | 1.3938 | 5624.3025 | 0.5031 | 0.92519 | 2007.61
Residential | Single Family | New | Wall Insulation | 0 | #DIV/0! | -7054.7042 | 0 | 0 | 0 | Residential | Single Family | New | Energy Star Certified Roof Products | #DIV/0! | 1.4332 | 2065.5047 | 0.28915 | 0.31948 | 827.1488 | Residential | Manufactured Home | Existing | Duct Repair | 2.3911 | 1.3948 | 1727.1473 | 0.18468 | 0.4253 | 776.76 | Residential | Manufactured Home | New | Ceiling Insulation(R2 to R38) | 2.3241 | 1.3938 | 5624.3025 | 0.5031 | 0.92519 | 2007.61
Residential | Multi-Family | New | Wall Insulation | 0 | #DIV/0! | -4592.5184 | 0 | 0 | 0 | Residential | Multi-Family | New | Energy Star Certified Roof Products | #DIV/0! | 1.4268 | 3107.1373 | 0.14006 | 0.27694 | 537.875 | Residential | Single Family | Existing | Energy Star Windows | 1.3637 | 1.152 | 1227.1668 | 0.072717 | 0.18568 | 577.4358 | Residential | Multi-Family | Existing | Ceiling Insulation(R2 to R38) | 2.3804 | 1.3939 | 5536.2289 | 0.48841 | 0.89818 | 1949
Residential | Manufactured Home | New | Wall Insulation | 0 | #DIV/0! | -4717.0369 | 0 | 0 | 0 | Residential | Manufactured Home | New | Energy Star Certified Roof Products | #DIV/0! | 1.4268 | 3107.1373 | 0.19238 | 0.44302 | 809.125 | Residential | Multi-Family | Existing | Energy Star Windows | 1.3637 | 1.152 | 1227.1668 | 0.072717 | 0.18568 | 577.4358 | Residential | Multi-Family | New | Ceiling Insulation(R2 to R38) | 2.3804 | 1.3939 | 5536.2289 | 0.48841 | 0.89818 | 1949
Residential | Single Family | Existing | Window Sun Protection | 0.085377 | 2.7316 | -3922.1887 | 0.13817 | -0.063238 | 91.8622 | Residential | Single Family | Existing | Low Flow Showerhead | 10.187 | 0.80675 | 459.7832 | 0.023651 | 0.050912 | 262.5868 | Residential | Manufactured Home | Existing | Energy Star Windows | 1.3637 | 1.152 | 1227.1668 | 0.072717 | 0.18568 | 577.4358 | Residential | Manufactured Home | Existing | ENERGY STAR Certified Home | 1.1199 | 1.4071 | 5317.9087 | 1.9801 | 0.60051 | 5378.2595
Residential | Single Family | New | Window Sun Protection | 0.085377 | 2.7316 | -3922.1887 | 0.13817 | -0.063238 | 91.8622 | Residential | Single Family | New | Low Flow Showerhead | 10.187 | 0.80675 | 459.7832 | 0.023651 | 0.050912 | 262.5868 | Residential | Single Family | Turnover | Two Speed Pool Pump | 1.5595 | 1.4306 | 824.3588 | 0.56852 | 0 | 1046.07 | Residential | Manufactured Home | New | ENERGY STAR Certified Home | 1.1199 | 1.4071 | 5317.9087 | 1.9801 | 0.60051 | 5378.2595
Residential | Manufactured Home | Existing | Window Sun Protection | 0.090852 | 2.729 | -2447.1637 | 0.092115 | -0.042159 | 61.2414 | Residential | Multi-Family | Existing | Low Flow Showerhead | 8.0119 | 0.80718 | 355.8191 | 0.018592 | 0.04002 | 206.4106 | Residential | Multi-Family | Turnover | Two Speed Pool Pump | 1.5595 | 1.4306 | 824.3588 | 0.56852 | 0 | 1046.07 | Residential | Single Family | Existing | Energy Star Certified Roof Products | #DIV/0! | 1.4587 | 3176.3506 | 0.28915 | 0.31948 | 827.1488
Residential | Manufactured Home | New | Window Sun Protection | 0.090852 | 2.729 | -2447.1637 | 0.092115 | -0.042159 | 61.2414 | Residential | Multi-Family | New | Low Flow Showerhead | 8.0119 | 0.80718 | 355.8191 | 0.018592 | 0.04002 | 206.4106 | Residential | Manufactured Home | Turnover | Two Speed Pool Pump | 1.5595 | 1.4306 | 824.3588 | 0.56852 | 0 | 1046.07 | Residential | Single Family | New | Energy Star Certified Roof Products | #DIV/0! | 1.4587 | 3176.3506 | 0.28915 | 0.31948 | 827.1488
Residential | Multi-Family | Existing | Window Sun Protection | 0.11981 | 2.729 | -2281.3432 | 0.11514 | -0.052699 | 76.5518 | Residential | Manufactured Home | Existing | Low Flow Showerhead | 7.9459 | 0.80696 | 352.7738 | 0.018443 | 0.039701 | 204.7651 | Residential | Single Family | New | Two Speed Pool Pump | 1.5595 | 1.4306 | 824.3588 | 0.56852 | 0 | 1046.07 | Residential | Manufactured Home | Existing | Energy Star Certified Roof Products | #DIV/0! | 1.4268 | 3107.1373 | 0.19238 | 0.44302 | 809.125
Residential | Multi-Family | New | Window Sun Protection | 0.11981 | 2.729 | -2281.3432 | 0.11514 | -0.052699 | 76.5518 | Residential | Manufactured Home | New | Low Flow Showerhead | 7.9459 | 0.80696 | 352.7738 | 0.018443 | 0.039701 | 204.7651 | Residential | Multi-Family | New | Two Speed Pool Pump | 1.5595 | 1.4306 | 824.3588 | 0.56852 | 0 | 1046.07 | Residential | Manufactured Home | New | Energy Star Certified Roof Products | #DIV/0! | 1.4268 | 3107.1373 | 0.19238 | 0.44302 | 809.125
Residential | Multi-Family | New | Programmable Thermostat | 1.8531 | 2.0176 | 45.7714 | 0.066717 | 0 | 74.0116 | Residential | Single Family | Existing | Faucet Aerator | 5.9148 | 0.82491 | 107.8895 | 0.0051787 | 0.011148 | 57.4956 | Residential | Manufactured Home | New | Two Speed Pool Pump | 1.5595 | 1.4306 | 824.3588 | 0.56852 | 0 | 1046.07 | Residential | Single Family | Turnover | Variable Speed Pool Pump | 1.5597 | 1.4306 | 2492.1836 | 1.7184 | 0 | 3161.84
Residential | Multi-Family | New | Smart Thermostat | 1.0772 | 2.0175 | -100.2514 | 0.15516 | 0 | 172.12 | Residential | Multi-Family | Turnover | 14 SEER ASHP from base electric resistance heating | 5.3768 | 0.86501 | 9991.7269 | 0 | 1.0309 | 3654.9403 | Residential | Multi-Family | Existing | Duct Repair | 1.5964 | 1.4008 | 803.3436 | 0.13446 | 0.26586 | 516.36 | Residential | Multi-Family | Turnover | Variable Speed Pool Pump | 1.5597 | 1.4306 | 2492.1836 | 1.7184 | 0 | 3161.84
Residential | Single Family | New | Smart Thermostat | 1.6559 | 2.0167 | 111.3611 | 0.2386 | 0 | 264.6876 | Residential | Multi-Family | New | 14 SEER ASHP from base electric resistance heating | 5.3768 | 0.86501 | 9991.7269 | 0 | 1.0309 | 3654.9403 | Residential | Single Family | Existing | Ceiling Insulation(R12 to R38) | 1.1143 | 1.5081 | 608.0361 | 0.2849 | 0.39813 | 843 | Residential | Manufactured Home | Turnover | Variable Speed Pool Pump | 1.5597 | 1.4306 | 2492.1836 | 1.7184 | 0 | 3161.84
Residential | Manufactured Home | New | Smart Thermostat | 1.6198 | 2.0166 | 98.1761 | 0.2334 | 0 | 258.92 | Residential | Single Family | Turnover | 14 SEER ASHP from base electric resistance heating | 5.3767 | 0.86499 | 14987.5904 | 0 | 1.5463 | 5482.4104 | Residential | Single Family | New | Ceiling Insulation(R12 to R38) | 1.1143 | 1.5081 | 608.0361 | 0.2849 | 0.39813 | 843 | Residential | Single Family | New | Variable Speed Pool Pump | 1.5597 | 1.4306 | 2492.1836 | 1.7184 | 0 | 3161.84
Residential | Manufactured Home | New | Programmable Thermostat | 2.786 | 2.0165 | 131.0953 | 0.10036 | 0 | 111.3356 | Residential | Manufactured Home | Turnover | 14 SEER ASHP from base electric resistance heating | 5.3767 | 0.86499 | 14987.5904 | 0 | 1.5463 | 5482.4104 | Residential | Single Family | Turnover | Energy Star Room AC | 4.1115 | 1.5138 | 208.9696 | 0.093 | 0 | 150.6455 | Residential | Multi-Family | New | Variable Speed Pool Pump | 1.5597 | 1.4306 | 2492.1836 | 1.7184 | 0 | 3161.84
Residential | Single Family | New | Programmable Thermostat | 2.8477 | 2.0162 | 136.7648 | 0.1026 | 0 | 113.8157 | Residential | Single Family | New | 14 SEER ASHP from base electric resistance heating | 5.3767 | 0.86499 | 14987.5904 | 0 | 1.5463 | 5482.4104 | Residential | Multi-Family | Turnover | Energy Star Room AC | 4.1115 | 1.5138 | 208.9696 | 0.093 | 0 | 150.6455 | Residential | Manufactured Home | New | Variable Speed Pool Pump | 1.5597 | 1.4306 | 2492.1836 | 1.7184 | 0 | 3161.84
Residential | Multi-Family | Existing | Smart Thermostat | 0.4346 | 1.6894 | -631.3004 | 0.1189 | 0 | 172.12 | Residential | Manufactured Home | New | 14 SEER ASHP from base electric resistance heating | 5.3767 | 0.86499 | 14987.5904 | 0 | 1.5463 | 5482.4104 | Residential | Manufactured Home | Turnover | Energy Star Room AC | 4.1115 | 1.5138 | 208.9696 | 0.093 | 0 | 150.6455 | Residential | Multi-Family | Existing | Energy Star Certified Roof Products | #DIV/0! | 1.4332 | 2065.5047 | 0.14006 | 0.27694 | 537.875
Residential | Manufactured Home | Existing | Programmable Thermostat | 0.44013 | 1.6892 | -399.9537 | 0.07691 | 0 | 111.3356 | Residential | Single Family | Turnover | Low Wattage T8 Fixture | 5.175 | 0.6742 | 17.739 | 0 | 1.191e-09 | 6.3475 | Residential | Single Family | New | Energy Star Room AC | 4.1115 | 1.5138 | 208.9696 | 0.093 | 0 | 150.6455 | Residential | Multi-Family | New | Energy Star Certified Roof Products | #DIV/0! | 1.4332 | 2065.5047 | 0.14006 | 0.27694 | 537.875
Residential | Manufactured Home | Existing | Smart Thermostat | 0.65364 | 1.6891 | -432.8728 | 0.17886 | 0 | 258.92 | Residential | Multi-Family | Turnover | Low Wattage T8 Fixture | 5.175 | 0.6742 | 17.739 | 0 | 1.191e-09 | 6.3475 | Residential | Multi-Family | New | Energy Star Room AC | 4.1115 | 1.5138 | 208.9696 | 0.093 | 0 | 150.6455 | Residential | Single Family | Existing | Duct Repair | 2.4976 | 1.4252 | 1788.5313 | 0.27758 | 0.3067 | 794.0628
Residential | Multi-Family | Existing | Programmable Thermostat | 0.29251 | 1.6888 | -485.2775 | 0.051127 | 0 | 74.0116 | Residential | Manufactured Home | Turnover | Low Wattage T8 Fixture | 5.175 | 0.6742 | 17.739 | 0 | 1.191e-09 | 6.3475 | Residential | Manufactured Home | New | Energy Star Room AC | 4.1115 | 1.5138 | 208.9696 | 0.093 | 0 | 150.6455 | Residential | Manufactured Home | Existing | Duct Repair | 2.3911 | 1.3948 | 1727.1473 | 0.18468 | 0.4253 | 776.76
Residential | Single Family | Existing | Programmable Thermostat | 0.4498 | 1.6887 | -394.2841 | 0.078623 | 0 | 113.8157 | Residential | Single Family | New | Low Wattage T8 Fixture | 5.175 | 0.6742 | 17.739 | 0 | 1.191e-09 | 6.3475 | Residential | Single Family | New | Programmable Thermostat | 2.8477 | 2.0162 | 136.7648 | 0.1026 | 0 | 113.8157 | Residential | Single Family | Existing | Energy Star Windows | 1.3637 | 1.152 | 1227.1668 | 0.072717 | 0.18568 | 577.4358
Residential | Single Family | Existing | Smart Thermostat | 0.66802 | 1.6886 | -419.6879 | 0.18285 | 0 | 264.6876 | Residential | Multi-Family | New | Low Wattage T8 Fixture | 5.175 | 0.6742 | 17.739 | 0 | 1.191e-09 | 6.3475 | Residential | Manufactured Home | New | Programmable Thermostat | 2.786 | 2.0165 | 131.0953 | 0.10036 | 0 | 111.3356 | Residential | Multi-Family | Existing | Energy Star Windows | 1.3637 | 1.152 | 1227.1668 | 0.072717 | 0.18568 | 577.4358
Residential | Multi-Family | Turnover | 16 SEER Central AC | 0.43939 | 1.6755 | -1450.4148 | 0.19747 | 0 | 319.8771 | Residential | Manufactured Home | New | Low Wattage T8 Fixture | 5.175 | 0.6742 | 17.739 | 0 | 1.191e-09 | 6.3475 | Residential | Single Family | New | Smart Thermostat | 1.6559 | 2.0167 | 111.3611 | 0.2386 | 0 | 264.6876 | Residential | Manufactured Home | Existing | Energy Star Windows | 1.3637 | 1.152 | 1227.1668 | 0.072717 | 0.18568 | 577.4358
Residential | Multi-Family | New | 16 SEER Central AC | 0.43939 | 1.6755 | -1450.4148 | 0.19747 | 0 | 319.8771 | Residential | Multi-Family | Existing | Faucet Aerator | 4.6491 | 0.82486 | 82.4079 | 0.0040708 | 0.0087628 | 45.1953 | Residential | Manufactured Home | New | Smart Thermostat | 1.6198 | 2.0166 | 98.1761 | 0.2334 | 0 | 258.92 | Residential | Single Family | Turnover | Energy Star Air Purifier | #DIV/0! | 0.80407 | 1188.0677 | 0.085069 | 0.061385 | 641.9636
Residential | Multi-Family | Turnover | 17 SEER Central AC | 0.25724 | 1.6755 | -4474.0535 | 0.27879 | 0 | 451.5913 | Residential | Manufactured Home | Existing | Faucet Aerator | 4.6172 | 0.82578 | 81.6615 | 0.0040383 | 0.0086929 | 44.835 | Residential | Multi-Family | New | Programmable Thermostat | 1.8531 | 2.0176 | 45.7714 | 0.066717 | 0 | 74.0116 | Residential | Multi-Family | Turnover | Energy Star Air Purifier | #DIV/0! | 0.80407 | 1188.0677 | 0.085069 | 0.061385 | 641.9636
Residential | Multi-Family | New | 17 SEER Central AC | 0.25724 | 1.6755 | -4474.0535 | 0.27879 | 0 | 451.5913 | Residential | Manufactured Home | Existing | Hot Water Pipe Insulation | 4.3538 | 0.8811 | 436.5208 | 0.016888 | 0.036353 | 187.4977 | Commercial/Industrial | Single Family | Any | Central air conditioner - Load Shed | 9.2051 | #DIV/0! | -590.8233 | 2.2473 | 0 | 0 | Residential | Manufactured Home | Turnover | Energy Star Air Purifier | #DIV/0! | 0.80407 | 1188.0677 | 0.085069 | 0.061385 | 641.9636
Residential | Single Family | Turnover | 18 SEER Central AC | 0.22814 | 1.6754 | -9860.5712 | 0.5266 | 0 | 853.0057 | Residential | Manufactured Home | New | Hot Water Pipe Insulation | 4.3538 | 0.8811 | 436.5208 | 0.016888 | 0.036353 | 187.4977 | Commercial/Industrial | Multi Family | Any | Central air conditioner - Load Shed | 3.5943 | #DIV/0! | -590.8233 | 0.87756 | 0 | 0 | Residential | Single Family | New | Energy Star Air Purifier | #DIV/0! | 0.80407 | 1188.0677 | 0.085069 | 0.061385 | 641.9636
Residential | Manufactured Home | Turnover | 18 SEER Central AC | 0.22814 | 1.6754 | -9860.5712 | 0.5266 | 0 | 853.0057 | Residential | Single Family | Turnover | Energy Star Dehumidifier | 4.2481 | 0.89464 | 459.1502 | 0.035168 | 0.0066615 | 214.4267 | Commercial/Industrial | Mobile Home/Other | Any | Central air conditioner - Load Shed | 6.4124 | #DIV/0! | -590.8233 | 1.5655 | 0 | 0 | Residential | Multi-Family | New | Energy Star Air Purifier | #DIV/0! | 0.80407 | 1188.0677 | 0.085069 | 0.061385 | 641.9636
Residential | Single Family | New | 18 SEER Central AC | 0.22814 | 1.6754 | -9860.5712 | 0.5266 | 0 | 853.0057 | Residential | Multi-Family | Turnover | Energy Star Dehumidifier | 4.2481 | 0.89464 | 459.1502 | 0.035168 | 0.0066615 | 214.4267 | Commercial/Industrial | Single Family | Any | Central air conditioner - 50% cycling | 4.6026 | #DIV/0! | -590.8233 | 1.1236 | 0 | 0 | Residential | Manufactured Home | New | Energy Star Air Purifier | #DIV/0! | 0.80407 | 1188.0677 | 0.085069 | 0.061385 | 641.9636
Residential | Manufactured Home | New | 18 SEER Central AC | 0.22814 | 1.6754 | -9860.5712 | 0.5266 | 0 | 853.0057 | Residential | Manufactured Home | Turnover | Energy Star Dehumidifier | 4.2481 | 0.89464 | 459.1502 | 0.035168 | 0.0066615 | 214.4267 | Commercial/Industrial | Multi Family | Any | Central air conditioner - 50% cycling | 1.7976 | #DIV/0! | -590.8233 | 0.43878 | 0 | 0 | Residential | Single Family | Turnover | Energy Star Clothes Washer | 3.3727 | 0.88237 | 1026.6395 | 0.085635 | 0.049737 | 544.539
Residential | Multi-Family | Turnover | 18 SEER Central AC | 0.20896 | 1.6754 | -7336.6832 | 0.35106 | 0 | 568.6705 | Residential | Single Family | New | Energy Star Dehumidifier | 4.2481 | 0.89464 | 459.1502 | 0.035168 | 0.0066615 | 214.4267 | Commercial/Industrial | Mobile Home/Other | Any | Central air conditioner - 50% cycling | 3.2066 | #DIV/0! | -590.8233 | 0.78274 | 0 | 0 | Residential | Multi-Family | Turnover | Energy Star Clothes Washer | 3.3727 | 0.88237 | 1026.6395 | 0.085635 | 0.049737 | 544.539
Residential | Multi-Family | New | 18 SEER Central AC | 0.20896 | 1.6754 | -7336.6832 | 0.35106 | 0 | 568.6705 | Residential | Multi-Family | New | Energy Star Dehumidifier | 4.2481 | 0.89464 | 459.1502 | 0.035168 | 0.0066615 | 214.4267 | Commercial/Industrial | Single Family | Any | Water heater switches | 1.9178 | #DIV/0! | -590.8233 | 0.40952 | 0.34267 | 0 | Residential | Manufactured Home | Turnover | Energy Star Clothes Washer | 3.3727 | 0.88237 | 1026.6395 | 0.085635 | 0.049737 | 544.539
Residential | Multi-Family | Turnover | 21 SEER Central AC | 0.18032 | 1.6754 | -13166.7706 | 0.5266 | 0 | 853.0057 | Residential | Manufactured Home | New | Energy Star Dehumidifier | 4.2481 | 0.89464 | 459.1502 | 0.035168 | 0.0066615 | 214.4267 | Commercial/Industrial | Multi Family | Any | Water heater switches | 1.9178 | #DIV/0! | -590.8233 | 0.40952 | 0.34267 | 0 | Residential | Single Family | New | Energy Star Clothes Washer | 3.3727 | 0.88237 | 1026.6395 | 0.085635 | 0.049737 | 544.539
Residential | Multi-Family | New | 21 SEER Central AC | 0.18032 | 1.6754 | -13166.7706 | 0.5266 | 0 | 853.0057 | Residential | Single Family | Turnover | Energy Star Room AC | 4.1115 | 1.5138 | 208.9696 | 0.093 | 0 | 150.6455 | Commercial/Industrial | Mobile Home/Other | Any | Water heater switches | 1.9178 | #DIV/0! | -590.8233 | 0.40952 | 0.34267 | 0 | Residential | Multi-Family | New | Energy Star Clothes Washer | 3.3727 | 0.88237 | 1026.6395 | 0.085635 | 0.049737 | 544.539
Residential | Single Family | Turnover | 15 SEER Central AC | 0.61484 | 1.6753 | -606.0573 | 0.15798 | 0 | 255.9017 | Residential | Multi-Family | Turnover | Energy Star Room AC | 4.1115 | 1.5138 | 208.9696 | 0.093 | 0 | 150.6455 | Commercial/Industrial | Single Family | Any | Pool pump switches | 3.6009 | #DIV/0! | -590.8233 | 0.79425 | 0.49487 | 0 | Residential | Manufactured Home | New | Energy Star Clothes Washer | 3.3727 | 0.88237 | 1026.6395 | 0.085635 | 0.049737 | 544.539
Residential | Manufactured Home | Turnover | 15 SEER Central AC | 0.61484 | 1.6753 | -606.0573 | 0.15798 | 0 | 255.9017 | Residential | Manufactured Home | Turnover | Energy Star Room AC | 4.1115 | 1.5138 | 208.9696 | 0.093 | 0 | 150.6455 | Commercial/Industrial | Multi Family | Any | Pool pump switches | 3.6009 | #DIV/0! | -590.8233 | 0.79425 | 0.49487 | 0 | Residential | Single Family | Turnover | Two Speed Pool Pump | 1.5595 | 1.4306 | 824.3588 | 0.56852 | 0 | 1046.07
Residential | Single Family | New | 15 SEER Central AC | 0.61484 | 1.6753 | -606.0573 | 0.15798 | 0 | 255.9017 | Residential | Single Family | New | Energy Star Room AC | 4.1115 | 1.5138 | 208.9696 | 0.093 | 0 | 150.6455 | Commercial/Industrial | Mobile Home/Other | Any | Pool pump switches | 3.6009 | #DIV/0! | -590.8233 | 0.79425 | 0.49487 | 0 | Residential | Multi-Family | Turnover | Two Speed Pool Pump | 1.5595 | 1.4306 | 824.3588 | 0.56852 | 0 | 1046.07
Residential | Manufactured Home | New | 15 SEER Central AC | 0.61484 | 1.6753 | -606.0573 | 0.15798 | 0 | 255.9017 | Residential | Multi-Family | New | Energy Star Room AC | 4.1115 | 1.5138 | 208.9696 | 0.093 | 0 | 150.6455 | Commercial/Industrial | Single Family | Any | Room AC control | 1.4182 | #DIV/0! | -553.5383 | 0.28091 | 0.25409 | 0 | Residential | Manufactured Home | Turnover | Two Speed Pool Pump | 1.5595 | 1.4306 | 824.3588 | 0.56852 | 0 | 1046.07
Residential | Single Family | Turnover | 21 SEER Central AC | 0.21959 | 1.6753 | -15518.2954 | 0.78989 | 0 | 1279.5086 | Residential | Manufactured Home | New | Energy Star Room AC | 4.1115 | 1.5138 | 208.9696 | 0.093 | 0 | 150.6455 | Commercial/Industrial | Multi Family | Any | Room AC control | 0.59309 | #DIV/0! | -553.5383 | 0.10969 | 0.12692 | 0 | Residential | Single Family | New | Two Speed Pool Pump | 1.5595 | 1.4306 | 824.3588 | 0.56852 | 0 | 1046.07
Residential | Manufactured Home | Turnover | 21 SEER Central AC | 0.21959 | 1.6753 | -15518.2954 | 0.78989 | 0 | 1279.5086 | Residential | Single Family | Turnover | LED - 9W Flood (Exterior) | 3.7663 | 0.5948 | 98.3511 | 0 | 0 | 53.144 | Commercial/Industrial | Mobile Home/Other | Any | Room AC control | 1.071 | #DIV/0! | -553.5383 | 0.19569 | 0.23334 | 0 | Residential | Multi-Family | New | Two Speed Pool Pump | 1.5595 | 1.4306 | 824.3588 | 0.56852 | 0 | 1046.07
Residential | Single Family | New | 21 SEER Central AC | 0.21959 | 1.6753 | -15518.2954 | 0.78989 | 0 | 1279.5086 | Residential | Multi-Family | Turnover | LED - 9W Flood (Exterior) | 3.7663 | 0.5948 | 98.3511 | 0 | 0 | 53.144 | Commercial/Industrial | Single Family | Any | Smart thermostats - Utility Installation | 3.4849 | #DIV/0! | -831.7415 | 1.1236 | 0.43195 | 0 | Residential | Manufactured Home | New | Two Speed Pool Pump | 1.5595 | 1.4306 | 824.3588 | 0.56852 | 0 | 1046.07
Residential | Manufactured Home | New | 21 SEER Central AC | 0.21959 | 1.6753 | -15518.2954 | 0.78989 | 0 | 1279.5086 | Residential | Manufactured Home | Turnover | LED - 9W Flood (Exterior) | 3.7663 | 0.5948 | 98.3511 | 0 | 0 | 53.144 | Commercial/Industrial | Multi Family | Any | Smart thermostats - Utility Installation | 1.3846 | #DIV/0! | -831.7415 | 0.43878 | 0.21577 | 0 | Residential | Multi-Family | Existing | Duct Repair | 1.5964 | 1.4008 | 803.3436 | 0.13446 | 0.26586 | 516.36
Residential | Single Family | Turnover | 17 SEER Central AC | 0.25694 | 1.6753 | -6720.4303 | 0.41818 | 0 | 677.3869 | Residential | Single Family | New | LED - 9W Flood (Exterior) | 3.7663 | 0.5948 | 98.3511 | 0 | 0 | 53.144 | Commercial/Industrial | Mobile Home/Other | Any | Smart thermostats - Utility Installation | 2.4756 | #DIV/0! | -831.7415 | 0.78274 | 0.39668 | 0 | Residential | Single Family | Existing | Removal of 2nd Refrigerator-Freezer | 2.3205 | 0.67807 | 731.5251 | 0.10987 | 0.036607 | 1052.5805
Residential | Manufactured Home | Turnover | 17 SEER Central AC | 0.25694 | 1.6753 | -6720.4303 | 0.41818 | 0 | 677.3869 | Residential | Multi-Family | New | LED - 9W Flood (Exterior) | 3.7663 | 0.5948 | 98.3511 | 0 | 0 | 53.144 | Commercial/Industrial | Single Family | Any | Smart thermostats - BYOT | 4.0587 | #DIV/0! | -714.1505 | 1.1236 | 0.43195 | 0 | Residential | Multi-Family | Existing | Removal of 2nd Refrigerator-Freezer | 2.3205 | 0.67807 | 731.5251 | 0.10987 | 0.036607 | 1052.5805
Residential | Single Family | New | 17 SEER Central AC | 0.25694 | 1.6753 | -6720.4303 | 0.41818 | 0 | 677.3869 | Residential | Manufactured Home | New | LED - 9W Flood (Exterior) | 3.7663 | 0.5948 | 98.3511 | 0 | 0 | 53.144 | Commercial/Industrial | Multi Family | Any | Smart thermostats - BYOT | 1.6126 | #DIV/0! | -714.1505 | 0.43878 | 0.21577 | 0 | Residential | Manufactured Home | Existing | Removal of 2nd Refrigerator-Freezer | 2.3205 | 0.67807 | 731.5251 | 0.10987 | 0.036607 | 1052.5805
Residential | Manufactured Home | New | 17 SEER Central AC | 0.25694 | 1.6753 | -6720.4303 | 0.41818 | 0 | 677.3869 | Residential | Single Family | Turnover | Heat Pump Pool Heater | 3.7226 | 0.6742 | 25350.5939 | 0 | 0 | 9411.7647 | Commercial/Industrial | Mobile Home/Other | Any | Smart thermostats - BYOT | 2.8833 | #DIV/0! | -714.1505 | 0.78274 | 0.39668 | 0 | Residential | Single Family | New | Removal of 2nd Refrigerator-Freezer | 2.3205 | 0.67807 | 731.5251 | 0.10987 | 0.036607 | 1052.5805
Residential | Single Family | Turnover | 16 SEER Central AC | 0.58909 | 1.6752 | -1249.9612 | 0.29621 | 0 | 479.8157 | Residential | Multi-Family | Turnover | Heat Pump Pool Heater | 3.7226 | 0.6742 | 25350.5939 | 0 | 0 | 9411.7647 | Commercial/Industrial | Single Family | Any | CPP + Tech | 4.2015 | #DIV/0! | -1041.1109 | 1.6586 | 0.86787 | 0 | Residential | Multi-Family | New | Removal of 2nd Refrigerator-Freezer | 2.3205 | 0.67807 | 731.5251 | 0.10987 | 0.036607 | 1052.5805
Residential | Manufactured Home | Turnover | 16 SEER Central AC | 0.58909 | 1.6752 | -1249.9612 | 0.29621 | 0 | 479.8157 | Residential | Manufactured Home | Turnover | Heat Pump Pool Heater | 3.7226 | 0.6742 | 25350.5939 | 0 | 0 | 9411.7647 | Commercial/Industrial | Multi Family | Any | CPP + Tech | 2.4827 | #DIV/0! | -1041.1109 | 0.97379 | 0.54996 | 0 | Residential | Manufactured Home | New | Removal of 2nd Refrigerator-Freezer | 2.3205 | 0.67807 | 731.5251 | 0.10987 | 0.036607 | 1052.5805
Residential | Single Family | New | 16 SEER Central AC | 0.58909 | 1.6752 | -1249.9612 | 0.29621 | 0 | 479.8157 | Residential | Single Family | New | Heat Pump Pool Heater | 3.7226 | 0.6742 | 25350.5939 | 0 | 0 | 9411.7647 | Commercial/Industrial | Mobile Home/Other | Any | CPP + Tech | 3.3883 | #DIV/0! | -1041.1109 | 1.3177 | 0.816 | 0 | Residential | Single Family | Existing | Ceiling Insulation(R12 to R38) | 1.1143 | 1.5081 | 608.0361 | 0.2849 | 0.39813 | 843
Residential | Manufactured Home | New | 16 SEER Central AC | 0.58909 | 1.6752 | -1249.9612 | 0.29621 | 0 | 479.8157 | Residential | Multi-Family | New | Heat Pump Pool Heater | 3.7226 | 0.6742 | 25350.5939 | 0 | 0 | 9411.7647 | Commercial/Industrial | Single Family | Any | Central Heating - Load Shed | 3.4734 | #DIV/0! | -590.8233 | 0 | 2.0327 | 0 | Residential | Single Family | New | Ceiling Insulation(R12 to R38) | 1.1143 | 1.5081 | 608.0361 | 0.2849 | 0.39813 | 843
Residential | Multi-Family | Turnover | 15 SEER Central AC | 0.45791 | 1.6748 | -720.6953 | 0.10532 | 0 | 170.6011 | Residential | Manufactured Home | New | Heat Pump Pool Heater | 3.7226 | 0.6742 | 25350.5939 | 0 | 0 | 9411.7647 | Commercial/Industrial | Multi Family | Any | Central Heating - Load Shed | 1.7351 | #DIV/0! | -590.8233 | 0 | 1.0154 | 0 | Residential | Single Family | Existing | Low Flow Showerhead | 10.187 | 0.80675 | 459.7832 | 0.023651 | 0.050912 | 262.5868
Residential | Multi-Family | New | 15 SEER Central AC | 0.45791 | 1.6748 | -720.6953 | 0.10532 | 0 | 170.6011 | Residential | Single Family | Existing | Hot Water Pipe Insulation | 3.4303 | 0.88016 | 330.068 | 0.01332 | 0.028672 | 147.8828 | Commercial/Industrial | Mobile Home/Other | Any | Central Heating - Load Shed | 3.1898 | #DIV/0! | -590.8233 | 0 | 1.8667 | 0 | Residential | Single Family | New | Low Flow Showerhead | 10.187 | 0.80675 | 459.7832 | 0.023651 | 0.050912 | 262.5868
Residential | Multi-Family | Existing | Ceiling Insulation(R30 to R38) | 0.19197 | 1.5333 | -1319.2327 | 0.025689 | 0.03755 | 75 | Residential | Single Family | New | Hot Water Pipe Insulation | 3.4303 | 0.88016 | 330.068 | 0.01332 | 0.028672 | 147.8828 | Commercial/Industrial | Single Family | Any | Central Heating - 50% cycling | 1.7371 | #DIV/0! | -590.8233 | 0 | 1.0164 | 0 | Residential | Single Family | Turnover | Energy Star Dehumidifier | 4.2481 | 0.89464 | 459.1502 | 0.035168 | 0.0066615 | 214.4267
Residential | Multi-Family | New | Ceiling Insulation(R30 to R38) | 0.19197 | 1.5333 | -1319.2327 | 0.025689 | 0.03755 | 75 | Residential | Single Family | Turnover | Energy Star Clothes Washer | 3.3727 | 0.88237 | 1026.6395 | 0.085635 | 0.049737 | 544.539 | Commercial/Industrial | Multi Family | Any | Central Heating - 50% cycling | 0.86757 | #DIV/0! | -590.8233 | 0 | 0.50769 | 0 | Residential | Multi-Family | Turnover | Energy Star Dehumidifier | 4.2481 | 0.89464 | 459.1502 | 0.035168 | 0.0066615 | 214.4267
Residential | Manufactured Home | Existing | Spray Foam Insulation(Base R30) | 0.15751 | 1.5318 | -14224.8342 | 0.21764 | 0.31813 | 635.42 | Residential | Multi-Family | Turnover | Energy Star Clothes Washer | 3.3727 | 0.88237 | 1026.6395 | 0.085635 | 0.049737 | 544.539 | Commercial/Industrial | Mobile Home/Other | Any | Central Heating - 50% cycling | 1.5949 | #DIV/0! | -590.8233 | 0 | 0.93336 | 0 | Residential | Manufactured Home | Turnover | Energy Star Dehumidifier | 4.2481 | 0.89464 | 459.1502 | 0.035168 | 0.0066615 | 214.4267
Residential | Manufactured Home | New | Spray Foam Insulation(Base R30) | 0.1673 | 1.5318 | -13226.7385 | 0.21764 | 0.31813 | 635.42 | Residential | Manufactured Home | Turnover | Energy Star Clothes Washer | 3.3727 | 0.88237 | 1026.6395 | 0.085635 | 0.049737 | 544.539 | Commercial/Industrial | Hospitals | Existing | ENERGY STAR certified buildings program | 1.6678 | 1.2196 | 1331475.2245 | 283.4289 | 3.2562 | 672188.077 | Residential | Single Family | New | Energy Star Dehumidifier | 4.2481 | 0.89464 | 459.1502 | 0.035168 | 0.0066615 | 214.4267
Residential | Single Family | Existing | Spray Foam Insulation(Base R30) | 0.13423 | 1.5317 | -16710.9556 | 0.21168 | 0.30941 | 618 | Residential | Single Family | New | Energy Star Clothes Washer | 3.3727 | 0.88237 | 1026.6395 | 0.085635 | 0.049737 | 544.539 | Commercial/Industrial | Hospitals | New | ENERGY STAR certified buildings program | 1.6678 | 1.2196 | 1331475.2245 | 283.4289 | 3.2562 | 672188.077 | Residential | Multi-Family | New | Energy Star Dehumidifier | 4.2481 | 0.89464 | 459.1502 | 0.035168 | 0.0066615 | 214.4267
Residential | Single Family | New | Spray Foam Insulation(Base R30) | 0.16271 | 1.5317 | -13304.378 | 0.21168 | 0.30941 | 618 | Residential | Multi-Family | New | Energy Star Clothes Washer | 3.3727 | 0.88237 | 1026.6395 | 0.085635 | 0.049737 | 544.539 | Commercial/Industrial | Miscellaneous | Existing | Facility Energy Management System | 2.1366 | 1.3494 | 1071511.6859 | 178.6019 | 15.3582 | 852134.0156 | Residential | Manufactured Home | New | Energy Star Dehumidifier | 4.2481 | 0.89464 | 459.1502 | 0.035168 | 0.0066615 | 214.4267
Residential | Manufactured Home | Existing | Ceiling Insulation(R30 to R38) | 0.17377 | 1.5316 | -1424.8199 | 0.024558 | 0.035898 | 71.7 | Residential | Manufactured Home | New | Energy Star Clothes Washer | 3.3727 | 0.88237 | 1026.6395 | 0.085635 | 0.049737 | 544.539 | Commercial/Industrial | Miscellaneous | New | Facility Energy Management System | 2.1366 | 1.3494 | 1071511.6859 | 178.6019 | 15.3582 | 852134.0156 | Residential | Manufactured Home | Existing | Hot Water Pipe Insulation | 4.3538 | 0.8811 | 436.5208 | 0.016888 | 0.036353 | 187.4977
Residential | Manufactured Home | New | Ceiling Insulation(R30 to R38) | 0.17377 | 1.5316 | -1424.8199 | 0.024558 | 0.035898 | 71.7 | Residential | Single Family | Existing | Ceiling Insulation(R2 to R38) | 3.2827 | 1.3939 | 10629.8521 | 0.81093 | 1.4913 | 3236 | Commercial/Industrial | Hospitals | Existing | VAV System | 5.7961 | 1.1876 | 1019116.1772 | 216.0084 | 219.2128 | 758951.8639 | Residential | Manufactured Home | New | Hot Water Pipe Insulation | 4.3538 | 0.8811 | 436.5208 | 0.016888 | 0.036353 | 187.4977
Residential | Multi-Family | Existing | Spray Foam Insulation(Base R30) | 0.11217 | 1.5316 | -14256.1961 | 0.14694 | 0.21479 | 429 | Residential | Single Family | New | Ceiling Insulation(R2 to R38) | 3.2827 | 1.3939 | 10629.8521 | 0.81093 | 1.4913 | 3236 | Commercial/Industrial | Hospitals | New | VAV System | 5.7961 | 1.1876 | 1019116.1772 | 216.0084 | 219.2128 | 758951.8639 | Residential | Multi-Family | Existing | Low Flow Showerhead | 8.0119 | 0.80718 | 355.8191 | 0.018592 | 0.04002 | 206.4106
Residential | Multi-Family | New | Spray Foam Insulation(Base R30) | 0.11294 | 1.5316 | -14146.7351 | 0.14694 | 0.21479 | 429 | Residential | Multi-Family | Existing | Hot Water Pipe Insulation | 2.9411 | 0.88076 | 273.1683 | 0.011413 | 0.024567 | 126.7083 | Commercial/Industrial | Hospitals | Existing | Facility Energy Management System | 2.5972 | 1.5201 | 990150.5697 | 119.2704 | 103.029 | 805650.1165 | Residential | Multi-Family | New | Low Flow Showerhead | 8.0119 | 0.80718 | 355.8191 | 0.018592 | 0.04002 | 206.4106
Residential | Single Family | Existing | Ceiling Insulation(R30 to R38) | 0.26117 | 1.5313 | -1442.4923 | 0.042129 | 0.061582 | 123 | Residential | Multi-Family | New | Hot Water Pipe Insulation | 2.9411 | 0.88076 | 273.1683 | 0.011413 | 0.024567 | 126.7083 | Commercial/Industrial | Hospitals | New | Facility Energy Management System | 2.5972 | 1.5201 | 990150.5697 | 119.2704 | 103.029 | 805650.1165 | Residential | Manufactured Home | Existing | Low Flow Showerhead | 7.9459 | 0.80696 | 352.7738 | 0.018443 | 0.039701 | 204.7651
Residential | Single Family | New | Ceiling Insulation(R30 to R38) | 0.26117 | 1.5313 | -1442.4923 | 0.042129 | 0.061582 | 123 | Residential | Single Family | New | Programmable Thermostat | 2.8477 | 2.0162 | 136.7648 | 0.1026 | 0 | 113.8157 | Commercial/Industrial | Institutional | Turnover | Heat Pump Water Heater | 4.7065 | 1.3132 | 375798.3114 | 59.4203 | 39.5217 | 351613.0036 | Residential | Manufactured Home | New | Low Flow Showerhead | 7.9459 | 0.80696 | 352.7738 | 0.018443 | 0.039701 | 204.7651
Residential | Multi-Family | Existing | Spray Foam Insulation(Base R19) | 0.15713 | 1.5263 | -13480.6928 | 0.20728 | 0.29506 | 603 | Residential | Manufactured Home | New | Programmable Thermostat | 2.786 | 2.0165 | 131.0953 | 0.10036 | 0 | 111.3356 | Commercial/Industrial | Institutional | New | Heat Pump Water Heater | 4.7065 | 1.3132 | 375798.3114 | 59.4203 | 39.5217 | 351613.0036 | Residential | Single Family | Existing | Hot Water Pipe Insulation | 3.4303 | 0.88016 | 330.068 | 0.01332 | 0.028672 | 147.8828
Residential | Multi-Family | New | Spray Foam Insulation(Base R19) | 0.15713 | 1.5263 | -13480.6928 | 0.20728 | 0.29506 | 603 | Residential | Single Family | Turnover | LED - 14W | 2.5588 | 0.75964 | 28.0346 | 0.0014889 | 0.0015632 | 16.9267 | Commercial/Industrial | College and University | Existing | VAV System | 5.7961 | 1.1876 | 369104.8852 | 78.2342 | 79.3948 | 274878.2198 | Residential | Single Family | New | Hot Water Pipe Insulation | 3.4303 | 0.88016 | 330.068 | 0.01332 | 0.028672 | 147.8828
Residential | Multi-Family | Existing | Ceiling Insulation(R19 to R38) | 0.49807 | 1.5263 | -1060.4468 | 0.091093 | 0.12967 | 265 | Residential | Multi-Family | Turnover | LED - 14W | 2.5588 | 0.75964 | 28.0346 | 0.0014889 | 0.0015632 | 16.9267 | Commercial/Industrial | College and University | New | VAV System | 5.7961 | 1.1876 | 369104.8852 | 78.2342 | 79.3948 | 274878.2198 | Residential | Multi-Family | Existing | Hot Water Pipe Insulation | 2.9411 | 0.88076 | 273.1683 | 0.011413 | 0.024567 | 126.7083
Residential | Multi-Family | New | Ceiling Insulation(R19 to R38) | 0.49807 | 1.5263 | -1060.4468 | 0.091093 | 0.12967 | 265 | Residential | Manufactured Home | Turnover | LED - 14W | 2.5588 | 0.75964 | 28.0346 | 0.0014889 | 0.0015632 | 16.9267 | Commercial/Industrial | Miscellaneous | Turnover | Heat Pump Water Heater | 4.4124 | 1.3132 | 278242.1303 | 44.5652 | 29.6412 | 263709.7527 | Residential | Multi-Family | New | Hot Water Pipe Insulation | 2.9411 | 0.88076 | 273.1683 | 0.011413 | 0.024567 | 126.7083
Residential | Manufactured Home | Existing | Spray Foam Insulation(Base R19) | 0.1967 | 1.5262 | -13507.3153 | 0.27376 | 0.3897 | 796.41 | Residential | Single Family | New | LED - 14W | 2.5588 | 0.75964 | 28.0346 | 0.0014889 | 0.0015632 | 16.9267 | Commercial/Industrial | Miscellaneous | New | Heat Pump Water Heater | 4.4124 | 1.3132 | 278242.1303 | 44.5652 | 29.6412 | 263709.7527 | Residential | Single Family | Turnover | Energy Star Room AC | 4.1115 | 1.5138 | 208.9696 | 0.093 | 0 | 150.6455
Residential | Manufactured Home | New | Spray Foam Insulation(Base R19) | 0.1967 | 1.5262 | -13507.3153 | 0.27376 | 0.3897 | 796.41 | Residential | Multi-Family | New | LED - 14W | 2.5588 | 0.75964 | 28.0346 | 0.0014889 | 0.0015632 | 16.9267 | Commercial/Industrial | Schools K-12 | Existing | VAV System | 5.7961 | 1.1876 | 253065.1769 | 53.6388 | 54.4345 | 188461.6219 | Residential | Multi-Family | Turnover | Energy Star Room AC | 4.1115 | 1.5138 | 208.9696 | 0.093 | 0 | 150.6455
Residential | Single Family | Existing | Spray Foam Insulation(Base R19) | 0.19043 | 1.5261 | -15543.2436 | 0.3025 | 0.4306 | 880 | Residential | Manufactured Home | New | LED - 14W | 2.5588 | 0.75964 | 28.0346 | 0.0014889 | 0.0015632 | 16.9267 | Commercial/Industrial | Schools K-12 | New | VAV System | 5.7961 | 1.1876 | 253065.1769 | 53.6388 | 54.4345 | 188461.6219 | Residential | Manufactured Home | Turnover | Energy Star Room AC | 4.1115 | 1.5138 | 208.9696 | 0.093 | 0 | 150.6455
Residential | Single Family | New | Spray Foam Insulation(Base R19) | 0.19043 | 1.5261 | -15543.2436 | 0.3025 | 0.4306 | 880 | Residential | Single Family | Existing | Duct Repair | 2.4976 | 1.4252 | 1788.5313 | 0.27758 | 0.3067 | 794.0628 | Commercial/Industrial | Lodging/Hospitality | Existing | VAV System | 5.7961 | 1.1876 | 164324.8644 | 34.8297 | 35.3464 | 122375.3139 | Residential | Single Family | New | Energy Star Room AC | 4.1115 | 1.5138 | 208.9696 | 0.093 | 0 | 150.6455
Residential | Single Family | Existing | Ceiling Insulation(R19 to R38) | 0.66487 | 1.5259 | -799.9891 | 0.14644 | 0.20845 | 426 | Residential | Single Family | New | Faucet Aerator | 2.4743 | 0.82817 | 38.4089 | 0.0021578 | 0.0046448 | 23.9565 | Commercial/Industrial | Lodging/Hospitality | New | VAV System | 5.7961 | 1.1876 | 164324.8644 | 34.8297 | 35.3464 | 122375.3139 | Residential | Multi-Family | New | Energy Star Room AC | 4.1115 | 1.5138 | 208.9696 | 0.093 | 0 | 150.6455
Residential | Single Family | New | Ceiling Insulation(R19 to R38) | 0.66487 | 1.5259 | -799.9891 | 0.14644 | 0.20845 | 426 | Residential | Single Family | Turnover | Linear LED | 2.4712 | 0.6742 | 37.1898 | 0 | 8.6271e-10 | 14.8108 | Commercial/Industrial | Institutional | Turnover | Solar Water Heater | 1.0447 | 1.7028 | 155971.5288 | 30.8448 | 4.3304 | 412684.3632 | Residential | Manufactured Home | New | Energy Star Room AC | 4.1115 | 1.5138 | 208.9696 | 0.093 | 0 | 150.6455
Residential | Manufactured Home | Existing | Ceiling Insulation(R19 to R38) | 0.45312 | 1.5259 | -1230.8441 | 0.087453 | 0.12449 | 254.41 | Residential | Multi-Family | Turnover | Linear LED | 2.4712 | 0.6742 | 37.1898 | 0 | 8.6271e-10 | 14.8108 | Commercial/Industrial | Institutional | New | Solar Water Heater | 1.0447 | 1.7028 | 155971.5288 | 30.8448 | 4.3304 | 412684.3632 | Residential | Single Family | New | Programmable Thermostat | 2.8477 | 2.0162 | 136.7648 | 0.1026 | 0 | 113.8157
Residential | Manufactured Home | New | Ceiling Insulation(R19 to R38) | 0.45312 | 1.5259 | -1230.8441 | 0.087453 | 0.12449 | 254.41 | Residential | Manufactured Home | Turnover | Linear LED | 2.4712 | 0.6742 | 37.1898 | 0 | 8.6271e-10 | 14.8108 | Commercial/Industrial | Miscellaneous | Existing | VAV System | 5.7961 | 1.1876 | 149069.0062 | 31.5962 | 32.0649 | 111014.0362 | Residential | Manufactured Home | New | Programmable Thermostat | 2.786 | 2.0165 | 131.0953 | 0.10036 | 0 | 111.3356
Residential | Single Family | Existing | Radiant Barrier | 0.52555 | 1.5212 | -2337.5943 | 0.22755 | 0.31839 | 661.719 | Residential | Single Family | New | Linear LED | 2.4712 | 0.6742 | 37.1898 | 0 | 8.6271e-10 | 14.8108 | Commercial/Industrial | Miscellaneous | New | VAV System | 5.7961 | 1.1876 | 149069.0062 | 31.5962 | 32.0649 | 111014.0362 | Residential | Single Family | Turnover | Energy Star Imaging Equipment | #DIV/0! | 0.66383 | 111.3886 | 0.011573 | 0.0067571 | 127.645
Residential | Single Family | New | Radiant Barrier | 0.52555 | 1.5212 | -2337.5943 | 0.22755 | 0.31839 | 661.719 | Residential | Multi-Family | New | Linear LED | 2.4712 | 0.6742 | 37.1898 | 0 | 8.6271e-10 | 14.8108 | Commercial/Industrial | Institutional | Existing | Facility Energy Management System | 3.1361 | 1.3494 | 133152.288 | 18.7338 | 1.6109 | 89381.399 | Residential | Multi-Family | Turnover | Energy Star Imaging Equipment | #DIV/0! | 0.66383 | 111.3886 | 0.011573 | 0.0067571 | 127.645
Residential | Multi-Family | Existing | Radiant Barrier | 0.41825 | 1.5212 | -2401.9407 | 0.14797 | 0.20704 | 430.3 | Residential | Manufactured Home | New | Linear LED | 2.4712 | 0.6742 | 37.1898 | 0 | 8.6271e-10 | 14.8108 | Commercial/Industrial | Institutional | New | Facility Energy Management System | 3.1361 | 1.3494 | 133152.288 | 18.7338 | 1.6109 | 89381.399 | Residential | Manufactured Home | Turnover | Energy Star Imaging Equipment | #DIV/0! | 0.66383 | 111.3886 | 0.011573 | 0.0067571 | 127.645
Residential | Multi-Family | New | Radiant Barrier | 0.41825 | 1.5212 | -2401.9407 | 0.14797 | 0.20704 | 430.3 | Residential | Manufactured Home | Existing | Duct Repair | 2.3911 | 1.3948 | 1727.1473 | 0.18468 | 0.4253 | 776.76 | Commercial/Industrial | Hospitals | Existing | Smart Thermostat | 1.4348 | 1.5359 | 117672.6387 | 17.5975 | 5.1988 | 210530.1929 | Residential | Single Family | New | Energy Star Imaging Equipment | #DIV/0! | 0.66383 | 111.3886 | 0.011573 | 0.0067571 | 127.645
Residential | Manufactured Home | Existing | Radiant Barrier | 0.61014 | 1.5211 | -1569.4315 | 0.22259 | 0.31145 | 647.3 | Residential | Multi-Family | Existing | Ceiling Insulation(R2 to R38) | 2.3804 | 1.3939 | 5536.2289 | 0.48841 | 0.89818 | 1949 | Commercial/Industrial | Hospitals | New | Smart Thermostat | 1.4348 | 1.5359 | 117672.6387 | 17.5975 | 5.1988 | 210530.1929 | Residential | Multi-Family | New | Energy Star Imaging Equipment | #DIV/0! | 0.66383 | 111.3886 | 0.011573 | 0.0067571 | 127.645
Residential | Manufactured Home | New | Radiant Barrier | 0.61014 | 1.5211 | -1569.4315 | 0.22259 | 0.31145 | 647.3 | Residential | Multi-Family | New | Ceiling Insulation(R2 to R38) | 2.3804 | 1.3939 | 5536.2289 | 0.48841 | 0.89818 | 1949 | Commercial/Industrial | Healthcare | Existing | Facility Energy Management System | 2.7816 | 1.3494 | 110289.6556 | 16.2055 | 1.3935 | 77318.837 | Residential | Manufactured Home | New | Energy Star Imaging Equipment | #DIV/0! | 0.66383 | 111.3886 | 0.011573 | 0.0067571 | 127.645
Residential | Single Family | Turnover | Energy Star Room AC | 4.1115 | 1.5138 | 208.9696 | 0.093 | 0 | 150.6455 | Residential | Manufactured Home | Existing | Ceiling Insulation(R2 to R38) | 2.3241 | 1.3938 | 5624.3025 | 0.5031 | 0.92519 | 2007.61 | Commercial/Industrial | Healthcare | New | Facility Energy Management System | 2.7816 | 1.3494 | 110289.6556 | 16.2055 | 1.3935 | 77318.837 | Residential | Single Family | New | Smart Thermostat | 1.6559 | 2.0167 | 111.3611 | 0.2386 | 0 | 264.6876
Residential | Multi-Family | Turnover | Energy Star Room AC | 4.1115 | 1.5138 | 208.9696 | 0.093 | 0 | 150.6455 | Residential | Manufactured Home | New | Ceiling Insulation(R2 to R38) | 2.3241 | 1.3938 | 5624.3025 | 0.5031 | 0.92519 | 2007.61 | Commercial/Industrial | Institutional | Existing | VAV System | 5.7961 | 1.1876 | 100282.0694 | 21.2554 | 21.5708 | 74681.6361 | Residential | Single Family | Existing | Faucet Aerator | 5.9148 | 0.82491 | 107.8895 | 0.0051787 | 0.011148 | 57.4956
Residential | Manufactured Home | Turnover | Energy Star Room AC | 4.1115 | 1.5138 | 208.9696 | 0.093 | 0 | 150.6455 | Residential | Single Family | Existing | Removal of 2nd Refrigerator-Freezer | 2.3205 | 0.67807 | 731.5251 | 0.10987 | 0.036607 | 1052.5805 | Commercial/Industrial | Institutional | New | VAV System | 5.7961 | 1.1876 | 100282.0694 | 21.2554 | 21.5708 | 74681.6361 | Residential | Single Family | Turnover | LED - 9W Flood (Exterior) | 3.7663 | 0.5948 | 98.3511 | 0 | 0 | 53.144
Residential | Single Family | New | Energy Star Room AC | 4.1115 | 1.5138 | 208.9696 | 0.093 | 0 | 150.6455 | Residential | Multi-Family | Existing | Removal of 2nd Refrigerator-Freezer | 2.3205 | 0.67807 | 731.5251 | 0.10987 | 0.036607 | 1052.5805 | Commercial/Industrial | Healthcare | Existing | VAV System | 5.7961 | 1.1876 | 97805.3326 | 20.7305 | 21.038 | 72837.1712 | Residential | Multi-Family | Turnover | LED - 9W Flood (Exterior) | 3.7663 | 0.5948 | 98.3511 | 0 | 0 | 53.144
Residential | Multi-Family | New | Energy Star Room AC | 4.1115 | 1.5138 | 208.9696 | 0.093 | 0 | 150.6455 | Residential | Manufactured Home | Existing | Removal of 2nd Refrigerator-Freezer | 2.3205 | 0.67807 | 731.5251 | 0.10987 | 0.036607 | 1052.5805 | Commercial/Industrial | Healthcare | New | VAV System | 5.7961 | 1.1876 | 97805.3326 | 20.7305 | 21.038 | 72837.1712 | Residential | Manufactured Home | Turnover | LED - 9W Flood (Exterior) | 3.7663 | 0.5948 | 98.3511 | 0 | 0 | 53.144
Residential | Manufactured Home | New | Energy Star Room AC | 4.1115 | 1.5138 | 208.9696 | 0.093 | 0 | 150.6455 | Residential | Single Family | New | Removal of 2nd Refrigerator-Freezer | 2.3205 | 0.67807 | 731.5251 | 0.10987 | 0.036607 | 1052.5805 | Commercial/Industrial | Assembly | Existing | VAV System | 5.7961 | 1.1876 | 93656.4821 | 19.8511 | 20.1456 | 69747.4569 | Residential | Single Family | New | LED - 9W Flood (Exterior) | 3.7663 | 0.5948 | 98.3511 | 0 | 0 | 53.144
Residential | Multi-Family | Existing | Ceiling Insulation(R12 to R38) | 0.83073 | 1.5081 | -289.2191 | 0.17642 | 0.24653 | 522 | Residential | Multi-Family | New | Removal of 2nd Refrigerator-Freezer | 2.3205 | 0.67807 | 731.5251 | 0.10987 | 0.036607 | 1052.5805 | Commercial/Industrial | Assembly | New | VAV System | 5.7961 | 1.1876 | 93656.4821 | 19.8511 | 20.1456 | 69747.4569 | Residential | Multi-Family | New | LED - 9W Flood (Exterior) | 3.7663 | 0.5948 | 98.3511 | 0 | 0 | 53.144
Residential | Multi-Family | New | Ceiling Insulation(R12 to R38) | 0.83073 | 1.5081 | -289.2191 | 0.17642 | 0.24653 | 522 | Residential | Manufactured Home | New | Removal of 2nd Refrigerator-Freezer | 2.3205 | 0.67807 | 731.5251 | 0.10987 | 0.036607 | 1052.5805 | Commercial/Industrial | Miscellaneous | Turnover | Solar Water Heater | 0.97942 | 1.7028 | 92718.3246 | 23.1336 | 3.2478 | 309513.2724 | Residential | Manufactured Home | New | LED - 9W Flood (Exterior) | 3.7663 | 0.5948 | 98.3511 | 0 | 0 | 53.144
Residential | Single Family | Existing | Spray Foam Insulation(Base R2) | 0.74528 | 1.5081 | -3932.9776 | 1.1778 | 1.6459 | 3485 | Residential | Single Family | Turnover | LED - 9W | 2.2596 | 0.76118 | 15.2365 | 0.0008375 | 0.00087932 | 9.5213 | Commercial/Industrial | Miscellaneous | New | Solar Water Heater | 0.97942 | 1.7028 | 92718.3246 | 23.1336 | 3.2478 | 309513.2724 | Residential | Manufactured Home | New | Smart Thermostat | 1.6198 | 2.0166 | 98.1761 | 0.2334 | 0 | 258.92
Residential | Single Family | New | Spray Foam Insulation(Base R2) | 0.74528 | 1.5081 | -3932.9776 | 1.1778 | 1.6459 | 3485 | Residential | Multi-Family | Turnover | LED - 9W | 2.2596 | 0.76118 | 15.2365 | 0.0008375 | 0.00087932 | 9.5213 | Commercial/Industrial | Offices | Existing | Facility Energy Management System | 2.8701 | 1.3494 | 91958.7791 | 13.3506 | 1.148 | 63697.3454 | Residential | Single Family | Turnover | Energy Star Dishwasher | #DIV/0! | 0.79754 | 83.4931 | 0.0044126 | 0.0047969 | 40.303
Residential | Manufactured Home | Existing | Spray Foam Insulation(Base R2) | 0.59649 | 1.5081 | -6163.6549 | 0.82602 | 1.1543 | 2444.11 | Residential | Manufactured Home | Turnover | LED - 9W | 2.2596 | 0.76118 | 15.2365 | 0.0008375 | 0.00087932 | 9.5213 | Commercial/Industrial | Offices | New | Facility Energy Management System | 2.8701 | 1.3494 | 91958.7791 | 13.3506 | 1.148 | 63697.3454 | Residential | Multi-Family | Turnover | Energy Star Dishwasher | #DIV/0! | 0.79754 | 83.4931 | 0.0044126 | 0.0047969 | 40.303
Residential | Manufactured Home | New | Spray Foam Insulation(Base R2) | 0.59649 | 1.5081 | -6163.6549 | 0.82602 | 1.1543 | 2444.11 | Residential | Single Family | New | LED - 9W | 2.2596 | 0.76118 | 15.2365 | 0.0008375 | 0.00087932 | 9.5213 | Commercial/Industrial | Restaurants | Existing | Facility Energy Management System | 7.2793 | 1.3069 | 88353.8385 | 12.0451 | 5.5382 | 46156.6879 | Residential | Manufactured Home | Turnover | Energy Star Dishwasher | #DIV/0! | 0.79754 | 83.4931 | 0.0044126 | 0.0047969 | 40.303
Residential | Multi-Family | Existing | Spray Foam Insulation(Base R2) | 0.55509 | 1.5081 | -6559.1023 | 0.72865 | 1.0182 | 2156 | Residential | Multi-Family | New | LED - 9W | 2.2596 | 0.76118 | 15.2365 | 0.0008375 | 0.00087932 | 9.5213 | Commercial/Industrial | Restaurants | New | Facility Energy Management System | 7.2793 | 1.3069 | 88353.8385 | 12.0451 | 5.5382 | 46156.6879 | Residential | Single Family | New | Energy Star Dishwasher | #DIV/0! | 0.79754 | 83.4931 | 0.0044126 | 0.0047969 | 40.303
Residential | Multi-Family | New | Spray Foam Insulation(Base R2) | 0.55509 | 1.5081 | -6559.1023 | 0.72865 | 1.0182 | 2156 | Residential | Manufactured Home | New | LED - 9W | 2.2596 | 0.76118 | 15.2365 | 0.0008375 | 0.00087932 | 9.5213 | Commercial/Industrial | Grocery | Existing | Facility Energy Management System | 7.5316 | 1.3069 | 85143.3485 | 11.5595 | 5.3149 | 44295.9859 | Residential | Multi-Family | New | Energy Star Dishwasher | #DIV/0! | 0.79754 | 83.4931 | 0.0044126 | 0.0047969 | 40.303
Residential | Single Family | Existing | Ceiling Insulation(R12 to R38) | 1.1143 | 1.5081 | 608.0361 | 0.2849 | 0.39813 | 843 | Residential | Single Family | Turnover | CFL - 15W Flood (Exterior) | 2.0283 | 0.56451 | 62.1963 | 0 | 0 | 47.45 | Commercial/Industrial | Grocery | New | Facility Energy Management System | 7.5316 | 1.3069 | 85143.3485 | 11.5595 | 5.3149 | 44295.9859 | Residential | Manufactured Home | New | Energy Star Dishwasher | #DIV/0! | 0.79754 | 83.4931 | 0.0044126 | 0.0047969 | 40.303
Residential | Single Family | New | Ceiling Insulation(R12 to R38) | 1.1143 | 1.5081 | 608.0361 | 0.2849 | 0.39813 | 843 | Residential | Multi-Family | Turnover | CFL - 15W Flood (Exterior) | 2.0283 | 0.56451 | 62.1963 | 0 | 0 | 47.45 | Commercial/Industrial | Lodging/Hospitality | Existing | Facility Energy Management System | 1.7376 | 1.3069 | 84994.186 | 19.134 | 8.7976 | 73321.6996 | Residential | Multi-Family | Existing | Faucet Aerator | 4.6491 | 0.82486 | 82.4079 | 0.0040708 | 0.0087628 | 45.1953
Residential | Manufactured Home | Existing | Ceiling Insulation(R12 to R38) | 0.78016 | 1.508 | -454.3776 | 0.1748 | 0.24426 | 517.2 | Residential | Manufactured Home | Turnover | CFL - 15W Flood (Exterior) | 2.0283 | 0.56451 | 62.1963 | 0 | 0 | 47.45 | Commercial/Industrial | Lodging/Hospitality | New | Facility Energy Management System | 1.7376 | 1.3069 | 84994.186 | 19.134 | 8.7976 | 73321.6996 | Residential | Manufactured Home | Existing | Faucet Aerator | 4.6172 | 0.82578 | 81.6615 | 0.0040383 | 0.0086929 | 44.835
Residential | Manufactured Home | New | Ceiling Insulation(R12 to R38) | 0.78016 | 1.508 | -454.3776 | 0.1748 | 0.24426 | 517.2 | Residential | Single Family | New | CFL - 15W Flood (Exterior) | 2.0283 | 0.56451 | 62.1963 | 0 | 0 | 47.45 | Commercial/Industrial | Miscellaneous | Existing | Airside Economizer | 5.8995 | 1.2113 | 84906.7925 | -21.4554 | 0.00094663 | 104359.7599 | Residential | Single Family | Turnover | CFL - 15W Flood (Exterior) | 2.0283 | 0.56451 | 62.1963 | 0 | 0 | 47.45
Residential | Single Family | Existing | Green Roof | 0.035264 | 1.4588 | -93789.2326 | 0.33897 | 0.37453 | 969.6678 | Residential | Multi-Family | New | CFL - 15W Flood (Exterior) | 2.0283 | 0.56451 | 62.1963 | 0 | 0 | 47.45 | Commercial/Industrial | Miscellaneous | New | Airside Economizer | 5.8995 | 1.2113 | 84906.7925 | -21.4554 | 0.00094663 | 104359.7599 | Residential | Multi-Family | Turnover | CFL - 15W Flood (Exterior) | 2.0283 | 0.56451 | 62.1963 | 0 | 0 | 47.45
Residential | Single Family | New | Green Roof | 0.035264 | 1.4588 | -93789.2326 | 0.33897 | 0.37453 | 969.6678 | Residential | Manufactured Home | New | CFL - 15W Flood (Exterior) | 2.0283 | 0.56451 | 62.1963 | 0 | 0 | 47.45 | Commercial/Industrial | Healthcare | Turnover | High Efficiency Chiller (Water cooled-centrifugal, 200 tons) | 3.327 | 1.2337 | 84506.3855 | 13.7503 | 0.59559 | 34925.2223 | Residential | Manufactured Home | Turnover | CFL - 15W Flood (Exterior) | 2.0283 | 0.56451 | 62.1963 | 0 | 0 | 47.45
Residential | Single Family | Existing | Energy Star Certified Roof Products | #DIV/0! | 1.4587 | 3176.3506 | 0.28915 | 0.31948 | 827.1488 | Residential | Multi-Family | New | Faucet Aerator | 1.9323 | 0.82278 | 27.7916 | 0.0016962 | 0.0036512 | 18.8314 | Commercial/Industrial | Healthcare | New | High Efficiency Chiller (Water cooled-centrifugal, 200 tons) | 3.327 | 1.2337 | 84506.3855 | 13.7503 | 0.59559 | 34925.2223 | Residential | Single Family | New | CFL - 15W Flood (Exterior) | 2.0283 | 0.56451 | 62.1963 | 0 | 0 | 47.45
Residential | Single Family | New | Energy Star Certified Roof Products | #DIV/0! | 1.4587 | 3176.3506 | 0.28915 | 0.31948 | 827.1488 | Residential | Manufactured Home | New | Faucet Aerator | 1.919 | 0.82368 | 27.4806 | 0.0016826 | 0.003622 | 18.6813 | Commercial/Industrial | Hospitals | Turnover | High Efficiency Chiller (Water cooled-centrifugal, 200 tons) | 3.1515 | 1.2337 | 78607.1928 | 13.0251 | 0.56417 | 33083.1747 | Residential | Multi-Family | New | CFL - 15W Flood (Exterior) | 2.0283 | 0.56451 | 62.1963 | 0 | 0 | 47.45
Residential | Multi-Family | Existing | Energy Star Certified Roof Products | #DIV/0! | 1.4332 | 2065.5047 | 0.14006 | 0.27694 | 537.875 | Residential | Single Family | Turnover | CFL-23W | 1.8662 | 0.72162 | 8.8159 | 0.00065139 | 0.00068392 | 7.4054 | Commercial/Industrial | Hospitals | New | High Efficiency Chiller (Water cooled-centrifugal, 200 tons) | 3.1515 | 1.2337 | 78607.1928 | 13.0251 | 0.56417 | 33083.1747 | Residential | Manufactured Home | New | CFL - 15W Flood (Exterior) | 2.0283 | 0.56451 | 62.1963 | 0 | 0 | 47.45
Residential | Multi-Family | New | Energy Star Certified Roof Products | #DIV/0! | 1.4332 | 2065.5047 | 0.14006 | 0.27694 | 537.875 | Residential | Multi-Family | Turnover | CFL-23W | 1.8662 | 0.72162 | 8.8159 | 0.00065139 | 0.00068392 | 7.4054 | Commercial/Industrial | Offices | Existing | VAV System | 5.7961 | 1.1876 | 78090.76 | 16.5519 | 16.7974 | 58155.4186 | Residential | Multi-Family | New | Programmable Thermostat | 1.8531 | 2.0176 | 45.7714 | 0.066717 | 0 | 74.0116
Residential | Multi-Family | Existing | Green Roof | 0.027122 | 1.4331 | -78574.3529 | 0.16419 | 0.32466 | 630.5517 | Residential | Manufactured Home | Turnover | CFL-23W | 1.8662 | 0.72162 | 8.8159 | 0.00065139 | 0.00068392 | 7.4054 | Commercial/Industrial | Offices | New | VAV System | 5.7961 | 1.1876 | 78090.76 | 16.5519 | 16.7974 | 58155.4186 | Residential | Single Family | New | Faucet Aerator | 2.4743 | 0.82817 | 38.4089 | 0.0021578 | 0.0046448 | 23.9565
Residential | Multi-Family | New | Green Roof | 0.027122 | 1.4331 | -78574.3529 | 0.16419 | 0.32466 | 630.5517 | Residential | Single Family | New | CFL-23W | 1.8662 | 0.72162 | 8.8159 | 0.00065139 | 0.00068392 | 7.4054 | Commercial/Industrial | Warehouse | Existing | VAV System | 5.7961 | 1.1876 | 78085.7032 | 16.5508 | 16.7963 | 58151.6527 | Residential | Single Family | Turnover | Linear LED | 2.4712 | 0.6742 | 37.1898 | 0 | 8.6271e-10 | 14.8108
Residential | Single Family | Turnover | Solar Powered Pool Pumps | 0.51731 | 1.4306 | -3925.7416 | 1.1866 | 0 | 2183.33 | Residential | Multi-Family | New | CFL-23W | 1.8662 | 0.72162 | 8.8159 | 0.00065139 | 0.00068392 | 7.4054 | Commercial/Industrial | Warehouse | New | VAV System | 5.7961 | 1.1876 | 78085.7032 | 16.5508 | 16.7963 | 58151.6527 | Residential | Multi-Family | Turnover | Linear LED | 2.4712 | 0.6742 | 37.1898 | 0 | 8.6271e-10 | 14.8108
Residential | Multi-Family | Turnover | Solar Powered Pool Pumps | 0.51731 | 1.4306 | -3925.7416 | 1.1866 | 0 | 2183.33 | Residential | Manufactured Home | New | CFL-23W | 1.8662 | 0.72162 | 8.8159 | 0.00065139 | 0.00068392 | 7.4054 | Commercial/Industrial | Healthcare | Turnover | High Efficiency Chiller (Air Cooled, 50 tons) | 3.4999 | 1.4184 | 59434.4984 | 8.037 | 8.1562 | 28238.2483 | Residential | Manufactured Home | Turnover | Linear LED | 2.4712 | 0.6742 | 37.1898 | 0 | 8.6271e-10 | 14.8108
Residential | Manufactured Home | Turnover | Solar Powered Pool Pumps | 0.51731 | 1.4306 | -3925.7416 | 1.1866 | 0 | 2183.33 | Residential | Multi-Family | New | Programmable Thermostat | 1.8531 | 2.0176 | 45.7714 | 0.066717 | 0 | 74.0116 | Commercial/Industrial | Healthcare | New | High Efficiency Chiller (Air Cooled, 50 tons) | 3.4999 | 1.4184 | 59434.4984 | 8.037 | 8.1562 | 28238.2483 | Residential | Single Family | New | Linear LED | 2.4712 | 0.6742 | 37.1898 | 0 | 8.6271e-10 | 14.8108
Residential | Single Family | New | Solar Powered Pool Pumps | 0.51731 | 1.4306 | -3925.7416 | 1.1866 | 0 | 2183.33 | Residential | Single Family | Existing | Water Heater Thermostat Setback | 1.7834 | 0.71619 | 15.7923 | 0.003295 | 0.0070929 | 36.5826 | Commercial/Industrial | Lodging/Hospitality | Turnover | High Efficiency Chiller (Water cooled-centrifugal, 200 tons) | 2.5257 | 1.2337 | 57566.7392 | 10.4385 | 0.45213 | 26513.205 | Residential | Multi-Family | New | Linear LED | 2.4712 | 0.6742 | 37.1898 | 0 | 8.6271e-10 | 14.8108
Residential | Multi-Family | New | Solar Powered Pool Pumps | 0.51731 | 1.4306 | -3925.7416 | 1.1866 | 0 | 2183.33 | Residential | Multi-Family | Existing | Water Heater Thermostat Setback | 1.7834 | 0.71619 | 15.7923 | 0.003295 | 0.0070929 | 36.5826 | Commercial/Industrial | Lodging/Hospitality | New | High Efficiency Chiller (Water cooled-centrifugal, 200 tons) | 2.5257 | 1.2337 | 57566.7392 | 10.4385 | 0.45213 | 26513.205 | Residential | Manufactured Home | New | Linear LED | 2.4712 | 0.6742 | 37.1898 | 0 | 8.6271e-10 | 14.8108
Residential | Manufactured Home | New | Solar Powered Pool Pumps | 0.51731 | 1.4306 | -3925.7416 | 1.1866 | 0 | 2183.33 | Residential | Manufactured Home | Existing | Water Heater Thermostat Setback | 1.7834 | 0.71619 | 15.7923 | 0.003295 | 0.0070929 | 36.5826 | Commercial/Industrial | Restaurants | Turnover | High Efficiency Chiller (Water cooled-centrifugal, 200 tons) | 2.4777 | 1.2337 | 55954.2932 | 10.2402 | 0.44355 | 26009.712 | Residential | Single Family | Turnover | LED - 14W | 2.5588 | 0.75964 | 28.0346 | 0.0014889 | 0.0015632 | 16.9267
Residential | Single Family | Turnover | Variable Speed Pool Pump | 1.5597 | 1.4306 | 2492.1836 | 1.7184 | 0 | 3161.84 | Residential | Single Family | New | Water Heater Thermostat Setback | 1.7834 | 0.71619 | 15.7923 | 0.003295 | 0.0070929 | 36.5826 | Commercial/Industrial | Restaurants | New | High Efficiency Chiller (Water cooled-centrifugal, 200 tons) | 2.4777 | 1.2337 | 55954.2932 | 10.2402 | 0.44355 | 26009.712 | Residential | Multi-Family | Turnover | LED - 14W | 2.5588 | 0.75964 | 28.0346 | 0.0014889 | 0.0015632 | 16.9267
Residential | Multi-Family | Turnover | Variable Speed Pool Pump | 1.5597 | 1.4306 | 2492.1836 | 1.7184 | 0 | 3161.84 | Residential | Multi-Family | New | Water Heater Thermostat Setback | 1.7834 | 0.71619 | 15.7923 | 0.003295 | 0.0070929 | 36.5826 | Commercial/Industrial | Retail | Existing | VAV System | 5.7961 | 1.1876 | 55627.5634 | 11.7906 | 11.9655 | 41426.7224 | Residential | Manufactured Home | Turnover | LED - 14W | 2.5588 | 0.75964 | 28.0346 | 0.0014889 | 0.0015632 | 16.9267
Residential | Manufactured Home | Turnover | Variable Speed Pool Pump | 1.5597 | 1.4306 | 2492.1836 | 1.7184 | 0 | 3161.84 | Residential | Manufactured Home | New | Water Heater Thermostat Setback | 1.7834 | 0.71619 | 15.7923 | 0.003295 | 0.0070929 | 36.5826 | Commercial/Industrial | Retail | New | VAV System | 5.7961 | 1.1876 | 55627.5634 | 11.7906 | 11.9655 | 41426.7224 | Residential | Single Family | New | LED - 14W | 2.5588 | 0.75964 | 28.0346 | 0.0014889 | 0.0015632 | 16.9267
Residential | Single Family | New | Variable Speed Pool Pump | 1.5597 | 1.4306 | 2492.1836 | 1.7184 | 0 | 3161.84 | Residential | Single Family | New | Smart Thermostat | 1.6559 | 2.0167 | 111.3611 | 0.2386 | 0 | 264.6876 | Commercial/Industrial | Hospitals | Turnover | High Efficiency Chiller (Air Cooled, 50 tons) | 3.3153 | 1.4184 | 55271.1333 | 7.6131 | 7.726 | 26748.8892 | Residential | Multi-Family | New | LED - 14W | 2.5588 | 0.75964 | 28.0346 | 0.0014889 | 0.0015632 | 16.9267
Residential | Multi-Family | New | Variable Speed Pool Pump | 1.5597 | 1.4306 | 2492.1836 | 1.7184 | 0 | 3161.84 | Residential | Manufactured Home | New | Smart Thermostat | 1.6198 | 2.0166 | 98.1761 | 0.2334 | 0 | 258.92 | Commercial/Industrial | Hospitals | New | High Efficiency Chiller (Air Cooled, 50 tons) | 3.3153 | 1.4184 | 55271.1333 | 7.6131 | 7.726 | 26748.8892 | Residential | Manufactured Home | New | LED - 14W | 2.5588 | 0.75964 | 28.0346 | 0.0014889 | 0.0015632 | 16.9267
Residential | Manufactured Home | New | Variable Speed Pool Pump | 1.5597 | 1.4306 | 2492.1836 | 1.7184 | 0 | 3161.84 | Residential | Multi-Family | Existing | Duct Repair | 1.5964 | 1.4008 | 803.3436 | 0.13446 | 0.26586 | 516.36 | Commercial/Industrial | Miscellaneous | Existing | Smart Thermostat | 0.87693 | 1.7605 | 42549.2978 | 2.644 | -36.5889 | 222677.233 | Residential | Multi-Family | New | Faucet Aerator | 1.9323 | 0.82278 | 27.7916 | 0.0016962 | 0.0036512 | 18.8314
Residential | Single Family | Turnover | Two Speed Pool Pump | 1.5595 | 1.4306 | 824.3588 | 0.56852 | 0 | 1046.07 | Residential | Single Family | Turnover | Variable Speed Pool Pump | 1.5597 | 1.4306 | 2492.1836 | 1.7184 | 0 | 3161.84 | Commercial/Industrial | Miscellaneous | New | Smart Thermostat | 0.87693 | 1.7605 | 42549.2978 | 2.644 | -36.5889 | 222677.233 | Residential | Manufactured Home | New | Faucet Aerator | 1.919 | 0.82368 | 27.4806 | 0.0016826 | 0.003622 | 18.6813
Residential | Multi-Family | Turnover | Two Speed Pool Pump | 1.5595 | 1.4306 | 824.3588 | 0.56852 | 0 | 1046.07 | Residential | Multi-Family | Turnover | Variable Speed Pool Pump | 1.5597 | 1.4306 | 2492.1836 | 1.7184 | 0 | 3161.84 | Commercial/Industrial | Lodging/Hospitality | Turnover | High Efficiency Chiller (Air Cooled, 50 tons) | 2.6569 | 1.4184 | 40421.7978 | 6.1012 | 6.1917 | 21436.8418 | Residential | Single Family | Turnover | Low Wattage T8 Fixture | 5.175 | 0.6742 | 17.739 | 0 | 1.191e-09 | 6.3475
Residential | Manufactured Home | Turnover | Two Speed Pool Pump | 1.5595 | 1.4306 | 824.3588 | 0.56852 | 0 | 1046.07 | Residential | Manufactured Home | Turnover | Variable Speed Pool Pump | 1.5597 | 1.4306 | 2492.1836 | 1.7184 | 0 | 3161.84 | Commercial/Industrial | Lodging/Hospitality | New | High Efficiency Chiller (Air Cooled, 50 tons) | 2.6569 | 1.4184 | 40421.7978 | 6.1012 | 6.1917 | 21436.8418 | Residential | Multi-Family | Turnover | Low Wattage T8 Fixture | 5.175 | 0.6742 | 17.739 | 0 | 1.191e-09 | 6.3475
Residential | Single Family | New | Two Speed Pool Pump | 1.5595 | 1.4306 | 824.3588 | 0.56852 | 0 | 1046.07 | Residential | Single Family | New | Variable Speed Pool Pump | 1.5597 | 1.4306 | 2492.1836 | 1.7184 | 0 | 3161.84 | Commercial/Industrial | Restaurants | Turnover | High Efficiency Chiller (Air Cooled, 50 tons) | 2.6065 | 1.4184 | 39283.8113 | 5.9854 | 6.0742 | 21029.7503 | Residential | Manufactured Home | Turnover | Low Wattage T8 Fixture | 5.175 | 0.6742 | 17.739 | 0 | 1.191e-09 | 6.3475
Residential | Multi-Family | New | Two Speed Pool Pump | 1.5595 | 1.4306 | 824.3588 | 0.56852 | 0 | 1046.07 | Residential | Multi-Family | New | Variable Speed Pool Pump | 1.5597 | 1.4306 | 2492.1836 | 1.7184 | 0 | 3161.84 | Commercial/Industrial | Restaurants | New | High Efficiency Chiller (Air Cooled, 50 tons) | 2.6065 | 1.4184 | 39283.8113 | 5.9854 | 6.0742 | 21029.7503 | Residential | Single Family | New | Low Wattage T8 Fixture | 5.175 | 0.6742 | 17.739 | 0 | 1.191e-09 | 6.3475
Residential | Manufactured Home | New | Two Speed Pool Pump | 1.5595 | 1.4306 | 824.3588 | 0.56852 | 0 | 1046.07 | Residential | Manufactured Home | New | Variable Speed Pool Pump | 1.5597 | 1.4306 | 2492.1836 | 1.7184 | 0 | 3161.84 | Commercial/Industrial | Institutional | Existing | Hot Water Pipe Insulation | 3.1044 | 1.4903 | 38350.2944 | 3.786 | 4.255 | 33889.8007 | Residential | Multi-Family | New | Low Wattage T8 Fixture | 5.175 | 0.6742 | 17.739 | 0 | 1.191e-09 | 6.3475
Residential | Manufactured Home | Existing | Energy Star Certified Roof Products | #DIV/0! | 1.4268 | 3107.1373 | 0.19238 | 0.44302 | 809.125 | Residential | Single Family | Turnover | Two Speed Pool Pump | 1.5595 | 1.4306 | 824.3588 | 0.56852 | 0 | 1046.07 | Commercial/Industrial | Institutional | New | Hot Water Pipe Insulation | 3.1044 | 1.4903 | 38350.2944 | 3.786 | 4.255 | 33889.8007 | Residential | Manufactured Home | New | Low Wattage T8 Fixture | 5.175 | 0.6742 | 17.739 | 0 | 1.191e-09 | 6.3475
Residential | Manufactured Home | New | Energy Star Certified Roof Products | #DIV/0! | 1.4268 | 3107.1373 | 0.19238 | 0.44302 | 809.125 | Residential | Multi-Family | Turnover | Two Speed Pool Pump | 1.5595 | 1.4306 | 824.3588 | 0.56852 | 0 | 1046.07 | Commercial/Industrial | Offices | Turnover | Heat Pump Water Heater | 4.0855 | 1.3132 | 38003.5664 | 6.1896 | 4.1168 | 36626.3545 | Residential | Single Family | Existing | Water Heater Thermostat Setback | 1.7834 | 0.71619 | 15.7923 | 0.003295 | 0.0070929 | 36.5826
Residential | Manufactured Home | Existing | Green Roof | 0.038497 | 1.4266 | -81804.92 | 0.22553 | 0.51935 | 948.5385 | Residential | Manufactured Home | Turnover | Two Speed Pool Pump | 1.5595 | 1.4306 | 824.3588 | 0.56852 | 0 | 1046.07 | Commercial/Industrial | Offices | New | Heat Pump Water Heater | 4.0855 | 1.3132 | 38003.5664 | 6.1896 | 4.1168 | 36626.3545 | Residential | Multi-Family | Existing | Water Heater Thermostat Setback | 1.7834 | 0.71619 | 15.7923 | 0.003295 | 0.0070929 | 36.5826
Residential | Manufactured Home | New | Green Roof | 0.038497 | 1.4266 | -81804.92 | 0.22553 | 0.51935 | 948.5385 | Residential | Single Family | New | Two Speed Pool Pump | 1.5595 | 1.4306 | 824.3588 | 0.56852 | 0 | 1046.07 | Commercial/Industrial | Retail | Turnover | High Efficiency Chiller (Water cooled-centrifugal, 200 tons) | 1.9419 | 1.2337 | 37942.0917 | 8.0259 | 0.34763 | 20385.3267 | Residential | Manufactured Home | Existing | Water Heater Thermostat Setback | 1.7834 | 0.71619 | 15.7923 | 0.003295 | 0.0070929 | 36.5826
Residential | Single Family | Existing | Duct Repair | 2.4976 | 1.4252 | 1788.5313 | 0.27758 | 0.3067 | 794.0628 | Residential | Multi-Family | New | Two Speed Pool Pump | 1.5595 | 1.4306 | 824.3588 | 0.56852 | 0 | 1046.07 | Commercial/Industrial | Retail | New | High Efficiency Chiller (Water cooled-centrifugal, 200 tons) | 1.9419 | 1.2337 | 37942.0917 | 8.0259 | 0.34763 | 20385.3267 | Residential | Single Family | New | Water Heater Thermostat Setback | 1.7834 | 0.71619 | 15.7923 | 0.003295 | 0.0070929 | 36.5826
Residential | Single Family | Turnover | Ground Source Heat Pump | 0.13844 | 1.4237 | -46263.9809 | 0.39241 | 1.2172 | 2068.1269 | Residential | Manufactured Home | New | Two Speed Pool Pump | 1.5595 | 1.4306 | 824.3588 | 0.56852 | 0 | 1046.07 | Commercial/Industrial | Schools K-12 | Existing | Facility Energy Management System | 1.0475 | 1.3494 | 37654.0767 | 15.7908 | 1.3579 | 75340.2418 | Residential | Multi-Family | New | Water Heater Thermostat Setback | 1.7834 | 0.71619 | 15.7923 | 0.003295 | 0.0070929 | 36.5826
Residential | Multi-Family | Turnover | Ground Source Heat Pump | 0.14643 | 1.4237 | -43273.5534 | 0.39241 | 1.2172 | 2068.1269 | Residential | Single Family | Existing | Energy Star Windows | 1.3637 | 1.152 | 1227.1668 | 0.072717 | 0.18568 | 577.4358 | Commercial/Industrial | Schools K-12 | New | Facility Energy Management System | 1.0475 | 1.3494 | 37654.0767 | 15.7908 | 1.3579 | 75340.2418 | Residential | Manufactured Home | New | Water Heater Thermostat Setback | 1.7834 | 0.71619 | 15.7923 | 0.003295 | 0.0070929 | 36.5826
Residential | Manufactured Home | Turnover | Ground Source Heat Pump | 0.13844 | 1.4237 | -46263.9809 | 0.39241 | 1.2172 | 2068.1269 | Residential | Multi-Family | Existing | Energy Star Windows | 1.3637 | 1.152 | 1227.1668 | 0.072717 | 0.18568 | 577.4358 | Commercial/Industrial | College and University | Existing | Facility Energy Management System | 0.9781 | 1.5201 | 33226.2196 | 16.2679 | 14.0526 | 109886.5187 | Residential | Single Family | Turnover | LED - 9W | 2.2596 | 0.76118 | 15.2365 | 0.0008375 | 0.00087932 | 9.5213
Residential | Single Family | New | Ground Source Heat Pump | 0.13844 | 1.4237 | -46263.9809 | 0.39241 | 1.2172 | 2068.1269 | Residential | Manufactured Home | Existing | Energy Star Windows | 1.3637 | 1.152 | 1227.1668 | 0.072717 | 0.18568 | 577.4358 | Commercial/Industrial | College and University | New | Facility Energy Management System | 0.9781 | 1.5201 | 33226.2196 | 16.2679 | 14.0526 | 109886.5187 | Residential | Multi-Family | Turnover | LED - 9W | 2.2596 | 0.76118 | 15.2365 | 0.0008375 | 0.00087932 | 9.5213
Residential | Multi-Family | New | Ground Source Heat Pump | 0.14643 | 1.4237 | -43273.5534 | 0.39241 | 1.2172 | 2068.1269 | Residential | Manufactured Home | Existing | ENERGY STAR Certified Home | 1.1199 | 1.4071 | 5317.9087 | 1.9801 | 0.60051 | 5378.2595 | Commercial/Industrial | Hospitals | Turnover | Solar Water Heater | 0.87785 | 1.7028 | 32136.6953 | 15.5509 | 2.1833 | 208061.6998 | Residential | Manufactured Home | Turnover | LED - 9W | 2.2596 | 0.76118 | 15.2365 | 0.0008375 | 0.00087932 | 9.5213
Residential | Manufactured Home | New | Ground Source Heat Pump | 0.13844 | 1.4237 | -46263.9809 | 0.39241 | 1.2172 | 2068.1269 | Residential | Manufactured Home | New | ENERGY STAR Certified Home | 1.1199 | 1.4071 | 5317.9087 | 1.9801 | 0.60051 | 5378.2595 | Commercial/Industrial | Hospitals | New | Solar Water Heater | 0.87785 | 1.7028 | 32136.6953 | 15.5509 | 2.1833 | 208061.6998 | Residential | Single Family | New | LED - 9W | 2.2596 | 0.76118 | 15.2365 | 0.0008375 | 0.00087932 | 9.5213
Residential | Single Family | Existing | ENERGY STAR Certified Home | 0.81008 | 1.4071 | -2097.6369 | 2.2884 | 0.69402 | 6215.787 | Residential | Single Family | Existing | Ceiling Insulation(R12 to R38) | 1.1143 | 1.5081 | 608.0361 | 0.2849 | 0.39813 | 843 | Commercial/Industrial | Hospitals | Existing | Chilled Water Controls Optimization | 76.8465 | 1.2077 | 31362.1504 | 5.2206 | 2.4895 | 22207.3793 | Residential | Multi-Family | New | LED - 9W | 2.2596 | 0.76118 | 15.2365 | 0.0008375 | 0.00087932 | 9.5213
Residential | Single Family | New | ENERGY STAR Certified Home | 0.81008 | 1.4071 | -2097.6369 | 2.2884 | 0.69402 | 6215.787 | Residential | Single Family | New | Ceiling Insulation(R12 to R38) | 1.1143 | 1.5081 | 608.0361 | 0.2849 | 0.39813 | 843 | Commercial/Industrial | Hospitals | New | Chilled Water Controls Optimization | 76.8465 | 1.2077 | 31362.1504 | 5.2206 | 2.4895 | 22207.3793 | Residential | Manufactured Home | New | LED - 9W | 2.2596 | 0.76118 | 15.2365 | 0.0008375 | 0.00087932 | 9.5213
Residential | Multi-Family | Existing | ENERGY STAR Certified Home | 0.79613 | 1.4071 | -1527.5735 | 1.3343 | 0.40467 | 3624.3 | Residential | Multi-Family | New | Smart Thermostat | 1.0772 | 2.0175 | -100.2514 | 0.15516 | 0 | 172.12 | Commercial/Industrial | Miscellaneous | Existing | Hot Water Pipe Insulation | 3.1044 | 1.4903 | 30680.2355 | 3.0288 | 3.404 | 27111.8406 | Residential | Single Family | Turnover | CFL-23W | 1.8662 | 0.72162 | 8.8159 | 0.00065139 | 0.00068392 | 7.4054
Residential | Multi-Family | New | ENERGY STAR Certified Home | 0.79613 | 1.4071 | -1527.5735 | 1.3343 | 0.40467 | 3624.3 | Residential | Single Family | Turnover | LED Specialty Lamps-5W Chandelier | 1.0656 | 0.75766 | 7.9734 | 0.00065139 | 0.00068392 | 7.4054 | Commercial/Industrial | Miscellaneous | New | Hot Water Pipe Insulation | 3.1044 | 1.4903 | 30680.2355 | 3.0288 | 3.404 | 27111.8406 | Residential | Multi-Family | Turnover | CFL-23W | 1.8662 | 0.72162 | 8.8159 | 0.00065139 | 0.00068392 | 7.4054
Residential | Manufactured Home | Existing | ENERGY STAR Certified Home | 1.1199 | 1.4071 | 5317.9087 | 1.9801 | 0.60051 | 5378.2595 | Residential | Multi-Family | Turnover | LED Specialty Lamps-5W Chandelier | 1.0656 | 0.75766 | 7.9734 | 0.00065139 | 0.00068392 | 7.4054 | Commercial/Industrial | Offices | Turnover | High Efficiency Chiller (Water cooled-centrifugal, 200 tons) | 1.7208 | 1.2337 | 30509.109 | 7.1121 | 0.30805 | 18064.3467 | Residential | Manufactured Home | Turnover | CFL-23W | 1.8662 | 0.72162 | 8.8159 | 0.00065139 | 0.00068392 | 7.4054
Residential | Manufactured Home | New | ENERGY STAR Certified Home | 1.1199 | 1.4071 | 5317.9087 | 1.9801 | 0.60051 | 5378.2595 | Residential | Manufactured Home | Turnover | LED Specialty Lamps-5W Chandelier | 1.0656 | 0.75766 | 7.9734 | 0.00065139 | 0.00068392 | 7.4054 | Commercial/Industrial | Offices | New | High Efficiency Chiller (Water cooled-centrifugal, 200 tons) | 1.7208 | 1.2337 | 30509.109 | 7.1121 | 0.30805 | 18064.3467 | Residential | Single Family | New | CFL-23W | 1.8662 | 0.72162 | 8.8159 | 0.00065139 | 0.00068392 | 7.4054
Residential | Single Family | Existing | Wall Insulation | 0.61089 | 1.4028 | -2094.1568 | 0.15001 | 0.77472 | 1113 | Residential | Single Family | New | LED Specialty Lamps-5W Chandelier | 1.0656 | 0.75766 | 7.9734 | 0.00065139 | 0.00068392 | 7.4054 | Commercial/Industrial | College and University | Turnover | High Efficiency Chiller (Water cooled-centrifugal, 200 tons) | 1.6962 | 1.2337 | 29683.222 | 7.0105 | 0.30366 | 17806.4601 | Residential | Multi-Family | New | CFL-23W | 1.8662 | 0.72162 | 8.8159 | 0.00065139 | 0.00068392 | 7.4054
Residential | Multi-Family | Existing | Duct Repair | 1.5964 | 1.4008 | 803.3436 | 0.13446 | 0.26586 | 516.36 | Residential | Multi-Family | New | LED Specialty Lamps-5W Chandelier | 1.0656 | 0.75766 | 7.9734 | 0.00065139 | 0.00068392 | 7.4054 | Commercial/Industrial | College and University | New | High Efficiency Chiller (Water cooled-centrifugal, 200 tons) | 1.6962 | 1.2337 | 29683.222 | 7.0105 | 0.30366 | 17806.4601 | Residential | Manufactured Home | New | CFL-23W | 1.8662 | 0.72162 | 8.8159 | 0.00065139 | 0.00068392 | 7.4054
Residential | Manufactured Home | Existing | Wall Insulation | 0.70246 | 1.3975 | -888.5462 | 0.10063 | 0.61978 | 859 | Residential | Manufactured Home | New | LED Specialty Lamps-5W Chandelier | 1.0656 | 0.75766 | 7.9734 | 0.00065139 | 0.00068392 | 7.4054 | Commercial/Industrial | Schools K-12 | Turnover | High Efficiency Chiller (Water cooled-centrifugal, 200 tons) | 1.6881 | 1.2337 | 29407.9264 | 6.9767 | 0.30219 | 17720.4978 | Residential | Single Family | Turnover | LED Specialty Lamps-5W Chandelier | 1.0656 | 0.75766 | 7.9734 | 0.00065139 | 0.00068392 | 7.4054
Residential | Manufactured Home | Existing | Duct Repair | 2.3911 | 1.3948 | 1727.1473 | 0.18468 | 0.4253 | 776.76 | Residential | Single Family | Turnover | Solar Pool Heater | 1.0452 | 0.6742 | 17934.1095 | 0 | 0 | 10130.719 | Commercial/Industrial | Schools K-12 | New | High Efficiency Chiller (Water cooled-centrifugal, 200 tons) | 1.6881 | 1.2337 | 29407.9264 | 6.9767 | 0.30219 | 17720.4978 | Residential | Multi-Family | Turnover | LED Specialty Lamps-5W Chandelier | 1.0656 | 0.75766 | 7.9734 | 0.00065139 | 0.00068392 | 7.4054
Residential | Multi-Family | Existing | Spray Foam Insulation(Base R12) | 0.19848 | 1.394 | -12451.1452 | 0.209 | 0.38434 | 834 | Residential | Multi-Family | Turnover | Solar Pool Heater | 1.0452 | 0.6742 | 17934.1095 | 0 | 0 | 10130.719 | Commercial/Industrial | Assembly | Turnover | Energy Star Commercial Dishwasher | 10.7817 | 1.706 | 26838.0381 | 1.3584 | -0.00014452 | 18720.0898 | Residential | Manufactured Home | Turnover | LED Specialty Lamps-5W Chandelier | 1.0656 | 0.75766 | 7.9734 | 0.00065139 | 0.00068392 | 7.4054
Residential | Multi-Family | New | Spray Foam Insulation(Base R12) | 0.19848 | 1.394 | -12451.1452 | 0.209 | 0.38434 | 834 | Residential | Manufactured Home | Turnover | Solar Pool Heater | 1.0452 | 0.6742 | 17934.1095 | 0 | 0 | 10130.719 | Commercial/Industrial | College and University | Turnover | Energy Star Commercial Dishwasher | 10.7817 | 1.706 | 26838.0381 | 1.3584 | -0.00014452 | 18720.0898 | Residential | Single Family | New | LED Specialty Lamps-5W Chandelier | 1.0656 | 0.75766 | 7.9734 | 0.00065139 | 0.00068392 | 7.4054
Residential | Single Family | Existing | Spray Foam Insulation(Base R12) | 0.24708 | 1.394 | -13894.1847 | 0.31324 | 0.57605 | 1250 | Residential | Single Family | New | Solar Pool Heater | 1.0452 | 0.6742 | 17934.1095 | 0 | 0 | 10130.719 | Commercial/Industrial | Grocery | Turnover | Energy Star Commercial Dishwasher | 10.7817 | 1.706 | 26838.0381 | 1.3584 | -0.00014452 | 18720.0898 | Residential | Multi-Family | New | LED Specialty Lamps-5W Chandelier | 1.0656 | 0.75766 | 7.9734 | 0.00065139 | 0.00068392 | 7.4054
Residential | Single Family | New | Spray Foam Insulation(Base R12) | 0.24708 | 1.394 | -13894.1847 | 0.31324 | 0.57605 | 1250 | Residential | Multi-Family | New | Solar Pool Heater | 1.0452 | 0.6742 | 17934.1095 | 0 | 0 | 10130.719 | Commercial/Industrial | Healthcare | Turnover | Energy Star Commercial Dishwasher | 10.7817 | 1.706 | 26838.0381 | 1.3584 | -0.00014452 | 18720.0898 | Residential | Manufactured Home | New | LED Specialty Lamps-5W Chandelier | 1.0656 | 0.75766 | 7.9734 | 0.00065139 | 0.00068392 | 7.4054
Residential | Multi-Family | Existing | Ceiling Insulation(R2 to R38) | 2.3804 | 1.3939 | 5536.2289 | 0.48841 | 0.89818 | 1949 | Residential | Manufactured Home | New | Solar Pool Heater | 1.0452 | 0.6742 | 17934.1095 | 0 | 0 | 10130.719 | Commercial/Industrial | Hospitals | Turnover | Energy Star Commercial Dishwasher | 10.7817 | 1.706 | 26838.0381 | 1.3584 | -0.00014452 | 18720.0898 | Residential | Single Family | Any | Central air conditioner - Load Shed | 9.2051 | #DIV/0! | -590.8233 | 2.2473 | 0 | 0
Residential | Multi-Family | New | Ceiling Insulation(R2 to R38) | 2.3804 | 1.3939 | 5536.2289 | 0.48841 | 0.89818 | 1949 | Residential | Single Family | Any | Central air conditioner - Load Shed | 9.2051 | #DIV/0! | -590.8233 | 2.2473 | 0 | 0.0037144 | Commercial/Industrial | Institutional | Turnover | Energy Star Commercial Dishwasher | 10.7817 | 1.706 | 26838.0381 | 1.3584 | -0.00014452 | 18720.0898 | Residential | Mobile Home/Other | Any | Central air conditioner - Load Shed | 6.4124 | #DIV/0! | -590.8233 | 1.5655 | 0 | 0
Residential | Single Family | Existing | Ceiling Insulation(R2 to R38) | 3.2827 | 1.3939 | 10629.8521 | 0.81093 | 1.4913 | 3236 | Residential | Manufactured Home | Any | Central air conditioner - Load Shed | 6.4124 | #DIV/0! | -590.8233 | 1.5655 | 0 | 0.0037144 | Commercial/Industrial | Lodging/Hospitality | Turnover | Energy Star Commercial Dishwasher | 10.7817 | 1.706 | 26838.0381 | 1.3584 | -0.00014452 | 18720.0898 | Residential | Single Family | Any | Central air conditioner - 50% cycling | 4.6026 | #DIV/0! | -590.8233 | 1.1236 | 0 | 0
Residential | Single Family | New | Ceiling Insulation(R2 to R38) | 3.2827 | 1.3939 | 10629.8521 | 0.81093 | 1.4913 | 3236 | Residential | Single Family | Any | Central air conditioner - 50% cycling | 4.6026 | #DIV/0! | -590.8233 | 1.1236 | 0 | 0.0037144 | Commercial/Industrial | Miscellaneous | Turnover | Energy Star Commercial Dishwasher | 10.7817 | 1.706 | 26838.0381 | 1.3584 | -0.00014452 | 18720.0898 | Residential | Single Family | Any | CPP + Tech | 4.2015 | #DIV/0! | -1041.1109 | 1.6586 | 0.86787 | 0
Residential | Manufactured Home | Existing | Ceiling Insulation(R2 to R38) | 2.3241 | 1.3938 | 5624.3025 | 0.5031 | 0.92519 | 2007.61 | Residential | Single Family | Any | CPP + Tech | 4.2015 | #DIV/0! | -1041.1109 | 1.6586 | 0.86787 | 0.0037144 | Commercial/Industrial | Offices | Turnover | Energy Star Commercial Dishwasher | 10.7817 | 1.706 | 26838.0381 | 1.3584 | -0.00014452 | 18720.0898 | Residential | Single Family | Any | Smart thermostats - BYOT | 4.0587 | #DIV/0! | -714.1505 | 1.1236 | 0.43195 | 0
Residential | Manufactured Home | New | Ceiling Insulation(R2 to R38) | 2.3241 | 1.3938 | 5624.3025 | 0.5031 | 0.92519 | 2007.61 | Residential | Single Family | Any | Smart thermostats - BYOT | 4.0587 | #DIV/0! | -714.1505 | 1.1236 | 0.43195 | 0.0037144 | Commercial/Industrial | Restaurants | Turnover | Energy Star Commercial Dishwasher | 10.7817 | 1.706 | 26838.0381 | 1.3584 | -0.00014452 | 18720.0898 | Residential | Single Family | Any | Pool pump switches | 3.6009 | #DIV/0! | -590.8233 | 0.79425 | 0.49487 | 0
Residential | Manufactured Home | Existing | Spray Foam Insulation(Base R12) | 0.23358 | 1.3938 | -12441.4884 | 0.2595 | 0.47723 | 1035.55 | Residential | Single Family | Any | Pool pump switches | 3.6009 | #DIV/0! | -590.8233 | 0.79425 | 0.49487 | 0.0037144 | Commercial/Industrial | Retail | Turnover | Energy Star Commercial Dishwasher | 10.7817 | 1.706 | 26838.0381 | 1.3584 | -0.00014452 | 18720.0898 | Residential | Multi Family | Any | Pool pump switches | 3.6009 | #DIV/0! | -590.8233 | 0.79425 | 0.49487 | 0
Residential | Manufactured Home | New | Spray Foam Insulation(Base R12) | 0.23358 | 1.3938 | -12441.4884 | 0.2595 | 0.47723 | 1035.55 | Residential | Multi-Family | Any | Pool pump switches | 3.6009 | #DIV/0! | -590.8233 | 0.79425 | 0.49487 | 0.0037144 | Commercial/Industrial | Schools K-12 | Turnover | Energy Star Commercial Dishwasher | 10.7817 | 1.706 | 26838.0381 | 1.3584 | -0.00014452 | 18720.0898 | Residential | Mobile Home/Other | Any | Pool pump switches | 3.6009 | #DIV/0! | -590.8233 | 0.79425 | 0.49487 | 0
Residential | Multi-Family | Existing | Wall Insulation | 0.32644 | 1.3891 | -2849.8643 | 0.034571 | 0.29831 | 391 | Residential | Manufactured Home | Any | Pool pump switches | 3.6009 | #DIV/0! | -590.8233 | 0.79425 | 0.49487 | 0.0037144 | Commercial/Industrial | Warehouse | Turnover | Energy Star Commercial Dishwasher | 10.7817 | 1.706 | 26838.0381 | 1.3584 | -0.00014452 | 18720.0898 | Residential | Multi Family | Any | Central air conditioner - Load Shed | 3.5943 | #DIV/0! | -590.8233 | 0.87756 | 0 | 0
Residential | Single Family | New | Storm Door | 0.23845 | 1.3705 | -884.9127 | 0.013024 | 0.045054 | 77.5689 | Residential | Multi-Family | Any | Central air conditioner - Load Shed | 3.5943 | #DIV/0! | -590.8233 | 0.87756 | 0 | 0.0037144 | Commercial/Industrial | Assembly | New | Energy Star Commercial Dishwasher | 10.7817 | 1.706 | 26838.0381 | 1.3584 | -0.00014452 | 18720.0898 | Residential | Single Family | Any | Smart thermostats - Utility Installation | 3.4849 | #DIV/0! | -831.7415 | 1.1236 | 0.43195 | 0
Residential | Multi-Family | New | Storm Door | 0.23845 | 1.3705 | -884.9127 | 0.013024 | 0.045054 | 77.5689 | Residential | Single Family | Any | Smart thermostats - Utility Installation | 3.4849 | #DIV/0! | -831.7415 | 1.1236 | 0.43195 | 0.0037144 | Commercial/Industrial | College and University | New | Energy Star Commercial Dishwasher | 10.7817 | 1.706 | 26838.0381 | 1.3584 | -0.00014452 | 18720.0898 | Residential | Single Family | Any | Central Heating - Load Shed | 3.4734 | #DIV/0! | -590.8233 | 0 | 2.0327 | 0
Residential | Manufactured Home | New | Storm Door | 0.23845 | 1.3705 | -884.9127 | 0.013024 | 0.045054 | 77.5689 | Residential | Single Family | Any | Central Heating - Load Shed | 3.4734 | #DIV/0! | -590.8233 | 0 | 2.0327 | 0.0037144 | Commercial/Industrial | Grocery | New | Energy Star Commercial Dishwasher | 10.7817 | 1.706 | 26838.0381 | 1.3584 | -0.00014452 | 18720.0898 | Residential | Mobile Home/Other | Any | CPP + Tech | 3.3883 | #DIV/0! | -1041.1109 | 1.3177 | 0.816 | 0
Residential | Single Family | Existing | Storm Door | 0.35976 | 1.3699 | -708.792 | 0.019659 | 0.068006 | 117.0852 | Residential | Manufactured Home | Any | CPP + Tech | 3.3883 | #DIV/0! | -1041.1109 | 1.3177 | 0.816 | 0.0037144 | Commercial/Industrial | Healthcare | New | Energy Star Commercial Dishwasher | 10.7817 | 1.706 | 26838.0381 | 1.3584 | -0.00014452 | 18720.0898 | Residential | Mobile Home/Other | Any | Central air conditioner - 50% cycling | 3.2066 | #DIV/0! | -590.8233 | 0.78274 | 0 | 0
Residential | Multi-Family | Existing | Storm Door | 0.35976 | 1.3699 | -708.792 | 0.019659 | 0.068006 | 117.0852 | Residential | Manufactured Home | Any | Central air conditioner - 50% cycling | 3.2066 | #DIV/0! | -590.8233 | 0.78274 | 0 | 0.0037144 | Commercial/Industrial | Hospitals | New | Energy Star Commercial Dishwasher | 10.7817 | 1.706 | 26838.0381 | 1.3584 | -0.00014452 | 18720.0898 | Residential | Mobile Home/Other | Any | Central Heating - Load Shed | 3.1898 | #DIV/0! | -590.8233 | 0 | 1.8667 | 0
Residential | Manufactured Home | Existing | Storm Door | 0.35976 | 1.3699 | -708.792 | 0.019659 | 0.068006 | 117.0852 | Residential | Manufactured Home | Any | Central Heating - Load Shed | 3.1898 | #DIV/0! | -590.8233 | 0 | 1.8667 | 0.0037144 | Commercial/Industrial | Institutional | New | Energy Star Commercial Dishwasher | 10.7817 | 1.706 | 26838.0381 | 1.3584 | -0.00014452 | 18720.0898 | Residential | Mobile Home/Other | Any | Smart thermostats - BYOT | 2.8833 | #DIV/0! | -714.1505 | 0.78274 | 0.39668 | 0
Residential | Single Family | Existing | Duct Insulation | 0.064707 | 1.3622 | -5256.5074 | 0.047311 | 0.052273 | 135.3381 | Residential | Manufactured Home | Any | Smart thermostats - BYOT | 2.8833 | #DIV/0! | -714.1505 | 0.78274 | 0.39668 | 0.0037144 | Commercial/Industrial | Lodging/Hospitality | New | Energy Star Commercial Dishwasher | 10.7817 | 1.706 | 26838.0381 | 1.3584 | -0.00014452 | 18720.0898 | Residential | Multi Family | Any | CPP + Tech | 2.4827 | #DIV/0! | -1041.1109 | 0.97379 | 0.54996 | 0
Residential | Multi-Family | Existing | Duct Insulation | 0.049878 | 1.3413 | -4440.8392 | 0.022916 | 0.045313 | 88.0071 | Residential | Multi-Family | Any | CPP + Tech | 2.4827 | #DIV/0! | -1041.1109 | 0.97379 | 0.54996 | 0.0037144 | Commercial/Industrial | Miscellaneous | New | Energy Star Commercial Dishwasher | 10.7817 | 1.706 | 26838.0381 | 1.3584 | -0.00014452 | 18720.0898 | Residential | Mobile Home/Other | Any | Smart thermostats - Utility Installation | 2.4756 | #DIV/0! | -831.7415 | 0.78274 | 0.39668 | 0
Residential | Single Family | New | Energy Star Door | 0.34362 | 1.3401 | -609.2901 | 0.013854 | 0.056128 | 96.5953 | Residential | Manufactured Home | Any | Smart thermostats - Utility Installation | 2.4756 | #DIV/0! | -831.7415 | 0.78274 | 0.39668 | 0.0037144 | Commercial/Industrial | Offices | New | Energy Star Commercial Dishwasher | 10.7817 | 1.706 | 26838.0381 | 1.3584 | -0.00014452 | 18720.0898 | Residential | Single Family | Any | Water heater switches | 1.9178 | #DIV/0! | -590.8233 | 0.40952 | 0.34267 | 0
Residential | Multi-Family | New | Energy Star Door | 0.34362 | 1.3401 | -609.2901 | 0.013854 | 0.056128 | 96.5953 | Residential | Single Family | Any | Water heater switches | 1.9178 | #DIV/0! | -590.8233 | 0.40952 | 0.34267 | 0.0037144 | Commercial/Industrial | Restaurants | New | Energy Star Commercial Dishwasher | 10.7817 | 1.706 | 26838.0381 | 1.3584 | -0.00014452 | 18720.0898 | Residential | Multi Family | Any | Water heater switches | 1.9178 | #DIV/0! | -590.8233 | 0.40952 | 0.34267 | 0
Residential | Manufactured Home | New | Energy Star Door | 0.34362 | 1.3401 | -609.2901 | 0.013854 | 0.056128 | 96.5953 | Residential | Multi-Family | Any | Water heater switches | 1.9178 | #DIV/0! | -590.8233 | 0.40952 | 0.34267 | 0.0037144 | Commercial/Industrial | Retail | New | Energy Star Commercial Dishwasher | 10.7817 | 1.706 | 26838.0381 | 1.3584 | -0.00014452 | 18720.0898 | Residential | Mobile Home/Other | Any | Water heater switches | 1.9178 | #DIV/0! | -590.8233 | 0.40952 | 0.34267 | 0
Residential | Single Family | Existing | Energy Star Door | 0.48375 | 1.3389 | -433.1695 | 0.019521 | 0.079089 | 136.1115 | Residential | Manufactured Home | Any | Water heater switches | 1.9178 | #DIV/0! | -590.8233 | 0.40952 | 0.34267 | 0.0037144 | Commercial/Industrial | Schools K-12 | New | Energy Star Commercial Dishwasher | 10.7817 | 1.706 | 26838.0381 | 1.3584 | -0.00014452 | 18720.0898 | Residential | Multi Family | Any | Central air conditioner - 50% cycling | 1.7976 | #DIV/0! | -590.8233 | 0.43878 | 0 | 0
Residential | Multi-Family | Existing | Energy Star Door | 0.48375 | 1.3389 | -433.1695 | 0.019521 | 0.079089 | 136.1115 | Residential | Multi-Family | Any | Central air conditioner - 50% cycling | 1.7976 | #DIV/0! | -590.8233 | 0.43878 | 0 | 0.0037144 | Commercial/Industrial | Warehouse | New | Energy Star Commercial Dishwasher | 10.7817 | 1.706 | 26838.0381 | 1.3584 | -0.00014452 | 18720.0898 | Residential | Single Family | Any | Central Heating - 50% cycling | 1.7371 | #DIV/0! | -590.8233 | 0 | 1.0164 | 0
Residential | Manufactured Home | Existing | Energy Star Door | 0.48375 | 1.3389 | -433.1695 | 0.019521 | 0.079089 | 136.1115 | Residential | Single Family | Any | Central Heating - 50% cycling | 1.7371 | #DIV/0! | -590.8233 | 0 | 1.0164 | 0.0037144 | Commercial/Industrial | Retail | Turnover | High Efficiency Chiller (Air Cooled, 50 tons) | 2.0428 | 1.4184 | 26571.6698 | 4.6911 | 4.7607 | 16482.2406 | Residential | Multi Family | Any | Central Heating - Load Shed | 1.7351 | #DIV/0! | -590.8233 | 0 | 1.0154 | 0
Residential | Manufactured Home | Existing | Duct Insulation | 0.070857 | 1.3363 | -4564.1496 | 0.031477 | 0.072486 | 132.389 | Residential | Multi-Family | Any | Central Heating - Load Shed | 1.7351 | #DIV/0! | -590.8233 | 0 | 1.0154 | 0.0037144 | Commercial/Industrial | Retail | New | High Efficiency Chiller (Air Cooled, 50 tons) | 2.0428 | 1.4184 | 26571.6698 | 4.6911 | 4.7607 | 16482.2406 | Residential | Multi Family | Any | Smart thermostats - BYOT | 1.6126 | #DIV/0! | -714.1505 | 0.43878 | 0.21577 | 0
Residential | Single Family | Existing | Air Sealing-Infiltration Control | 0.53707 | 1.2739 | -802.1611 | 0.20819 | 0.23002 | 595.5471 | Residential | Multi-Family | Any | Smart thermostats - BYOT | 1.6126 | #DIV/0! | -714.1505 | 0.43878 | 0.21577 | 0.0037144 | Commercial/Industrial | Hospitals | Existing | Thermostatic Shower Restriction Valve | 8.35 | 1.0426 | 26344.8281 | 1.8299 | 4.7834 | 19848.6463 | Residential | Mobile Home/Other | Any | Central Heating - 50% cycling | 1.5949 | #DIV/0! | -590.8233 | 0 | 0.93336 | 0
Residential | Multi-Family | Existing | Air Sealing-Infiltration Control | 0.58049 | 1.2563 | -398.3465 | 0.10084 | 0.1994 | 387.27 | Residential | Manufactured Home | Any | Central Heating - 50% cycling | 1.5949 | #DIV/0! | -590.8233 | 0 | 0.93336 | 0.0037144 | Commercial/Industrial | Hospitals | New | Thermostatic Shower Restriction Valve | 8.35 | 1.0426 | 26344.8281 | 1.8299 | 4.7834 | 19848.6463 | Residential | Single Family | Any | Room AC control | 1.4182 | #DIV/0! | -553.5383 | 0.28091 | 0.25409 | 0
Residential | Manufactured Home | Existing | Air Sealing-Infiltration Control | 0.82477 | 1.2518 | -22.4366 | 0.13851 | 0.31897 | 582.57 | Residential | Single Family | Any | Room AC control | 1.4182 | #DIV/0! | -553.5383 | 0.28091 | 0.25409 | 0.0037144 | Commercial/Industrial | Restaurants | Existing | VAV System | 5.7961 | 1.1876 | 24692.4246 | 5.2337 | 5.3114 | 18388.8374 | Residential | Multi Family | Any | Smart thermostats - Utility Installation | 1.3846 | #DIV/0! | -831.7415 | 0.43878 | 0.21577 | 0
Residential | Manufactured Home | Existing | Solar Attic Fan | 0.17045 | 1.2315 | -1693.7227 | 0.051438 | 0 | 149.58 | Residential | Multi-Family | Any | Smart thermostats - Utility Installation | 1.3846 | #DIV/0! | -831.7415 | 0.43878 | 0.21577 | 0.0037144 | Commercial/Industrial | Restaurants | New | VAV System | 5.7961 | 1.1876 | 24692.4246 | 5.2337 | 5.3114 | 18388.8374 | Residential | Mobile Home/Other | Any | Room AC control | 1.071 | #DIV/0! | -553.5383 | 0.19569 | 0.23334 | 0
Residential | Manufactured Home | New | Solar Attic Fan | 0.17045 | 1.2315 | -1693.7227 | 0.051438 | 0 | 149.58 | Residential | Manufactured Home | Any | Room AC control | 1.071 | #DIV/0! | -553.5383 | 0.19569 | 0.23334 | 0.0037144 | Commercial/Industrial | Assembly | Turnover | High Efficiency Chiller (Water cooled-centrifugal, 200 tons) | 1.529 | 1.2337 | 24059.3251 | 6.3192 | 0.27371 | 16050.3747 | Commercial/Industrial | Assembly | Existing | ENERGY STAR certified buildings program | 1.6678 | 1.2196 | 1331475.2245 | 283.4289 | 3.2562 | 672188.077
Residential | Single Family | Existing | Solar Attic Fan | 0.25618 | 1.2314 | -1463.9396 | 0.077312 | 0 | 224.8224 | Commercial/Industrial | Assembly | Turnover | Energy Star Griddle | #DIV/0! | 1.357 | 2884.7549 | 0.3156 | 0.080771 | 1910 | Commercial/Industrial | Assembly | New | High Efficiency Chiller (Water cooled-centrifugal, 200 tons) | 1.529 | 1.2337 | 24059.3251 | 6.3192 | 0.27371 | 16050.3747 | Commercial/Industrial | College and University | New | ENERGY STAR certified buildings program | 1.6678 | 1.2196 | 1331475.2245 | 283.4289 | 3.2562 | 672188.077
Residential | Single Family | New | Solar Attic Fan | 0.25618 | 1.2314 | -1463.9396 | 0.077312 | 0 | 224.8224 | Commercial/Industrial | College and University | Turnover | Energy Star Griddle | #DIV/0! | 1.357 | 2884.7549 | 0.3156 | 0.080771 | 1910 | Commercial/Industrial | Grocery | Existing | VAV System | 5.796 | 1.1876 | 22903.158 | 4.8545 | 4.9265 | 17056.3424 | Commercial/Industrial | Grocery | Existing | ENERGY STAR certified buildings program | 1.1685 | 0.94924 | 1320359.7112 | 118.8615 | 368.5175 | 710971.58
Residential | Multi-Family | Existing | Solar Attic Fan | 0.12406 | 1.2311 | -1817.9555 | 0.037449 | 0 | 108.9 | Commercial/Industrial | Grocery | Turnover | Energy Star Griddle | #DIV/0! | 1.357 | 2884.7549 | 0.3156 | 0.080771 | 1910 | Commercial/Industrial | Grocery | New | VAV System | 5.796 | 1.1876 | 22903.158 | 4.8545 | 4.9265 | 17056.3424 | Commercial/Industrial | Healthcare | New | ENERGY STAR certified buildings program | 1.1685 | 0.94924 | 1320359.7112 | 118.8615 | 368.5175 | 710971.58
Residential | Multi-Family | New | Solar Attic Fan | 0.12406 | 1.2311 | -1817.9555 | 0.037449 | 0 | 108.9 | Commercial/Industrial | Healthcare | Turnover | Energy Star Griddle | #DIV/0! | 1.357 | 2884.7549 | 0.3156 | 0.080771 | 1910 | Commercial/Industrial | Hospitals | Existing | Hot Water Pipe Insulation | 3.0879 | 1.5463 | 22343.2795 | 2.3212 | 2.3212 | 20333.8804 | Commercial/Industrial | Hospitals | Existing | Facility Energy Management System | 2.1366 | 1.3494 | 1071511.6859 | 178.6019 | 15.3582 | 852134.0156
Residential | Single Family | Turnover | 21 SEER Air Source Heat Pump | 0.26629 | 1.1969 | -11674.8656 | 0.54544 | 0.54465 | 1982.0354 | Commercial/Industrial | Hospitals | Turnover | Energy Star Griddle | #DIV/0! | 1.357 | 2884.7549 | 0.3156 | 0.080771 | 1910 | Commercial/Industrial | Hospitals | New | Hot Water Pipe Insulation | 3.0879 | 1.5463 | 22343.2795 | 2.3212 | 2.3212 | 20333.8804 | Commercial/Industrial | Institutional | New | Facility Energy Management System | 2.1366 | 1.3494 | 1071511.6859 | 178.6019 | 15.3582 | 852134.0156
Residential | Multi-Family | Turnover | 21 SEER Air Source Heat Pump | 0.18539 | 1.1969 | -12940.7653 | 0.36362 | 0.3631 | 1321.3569 | Commercial/Industrial | Institutional | Turnover | Energy Star Griddle | #DIV/0! | 1.357 | 2884.7549 | 0.3156 | 0.080771 | 1910 | Commercial/Industrial | Offices | Turnover | High Efficiency Chiller (Air Cooled, 50 tons) | 1.8103 | 1.4184 | 21325.8298 | 4.157 | 4.2186 | 14605.6481 | Commercial/Industrial | Lodging/Hospitality | Existing | VAV System | 5.7961 | 1.1876 | 1019116.1772 | 216.0084 | 219.2128 | 758951.8639
Residential | Manufactured Home | Turnover | 21 SEER Air Source Heat Pump | 0.26629 | 1.1969 | -11674.8656 | 0.54544 | 0.54465 | 1982.0354 | Commercial/Industrial | Lodging/Hospitality | Turnover | Energy Star Griddle | #DIV/0! | 1.357 | 2884.7549 | 0.3156 | 0.080771 | 1910 | Commercial/Industrial | Offices | New | High Efficiency Chiller (Air Cooled, 50 tons) | 1.8103 | 1.4184 | 21325.8298 | 4.157 | 4.2186 | 14605.6481 | Commercial/Industrial | Miscellaneous | New | VAV System | 5.7961 | 1.1876 | 1019116.1772 | 216.0084 | 219.2128 | 758951.8639
Residential | Single Family | New | 21 SEER Air Source Heat Pump | 0.26629 | 1.1969 | -11674.8656 | 0.54544 | 0.54465 | 1982.0354 | Commercial/Industrial | Miscellaneous | Turnover | Energy Star Griddle | #DIV/0! | 1.357 | 2884.7549 | 0.3156 | 0.080771 | 1910 | Commercial/Industrial | College and University | Turnover | High Efficiency Chiller (Air Cooled, 50 tons) | 1.7844 | 1.4184 | 20742.9587 | 4.0976 | 4.1584 | 14397.1378 | Commercial/Industrial | Offices | Existing | Duct Sealing Repair | 7.3249 | 0.80989 | 997937.4365 | 52.6466 | 186.4593 | 267212.6796
Residential | Multi-Family | New | 21 SEER Air Source Heat Pump | 0.18539 | 1.1969 | -12940.7653 | 0.36362 | 0.3631 | 1321.3569 | Commercial/Industrial | Offices | Turnover | Energy Star Griddle | #DIV/0! | 1.357 | 2884.7549 | 0.3156 | 0.080771 | 1910 | Commercial/Industrial | College and University | New | High Efficiency Chiller (Air Cooled, 50 tons) | 1.7844 | 1.4184 | 20742.9587 | 4.0976 | 4.1584 | 14397.1378 | Commercial/Industrial | Restaurants | New | Duct Sealing Repair | 7.3249 | 0.80989 | 997937.4365 | 52.6466 | 186.4593 | 267212.6796
Residential | Manufactured Home | New | 21 SEER Air Source Heat Pump | 0.26629 | 1.1969 | -11674.8656 | 0.54544 | 0.54465 | 1982.0354 | Commercial/Industrial | Restaurants | Turnover | Energy Star Griddle | #DIV/0! | 1.357 | 2884.7549 | 0.3156 | 0.080771 | 1910 | Commercial/Industrial | Healthcare | Turnover | High Efficiency Chiller (Water cooled-positive displacement, 100 tons) | 1.9354 | 1.2337 | 20576.4649 | 4.3631 | 0.18898 | 11082.0417 | Commercial/Industrial | Retail | Existing | Facility Energy Management System | 2.5972 | 1.5201 | 990150.5697 | 119.2704 | 103.029 | 805650.1165
Residential | Multi-Family | Turnover | 15 SEER Air Source Heat Pump | 0.3717 | 1.1899 | -870.3495 | 0.069666 | 0.074019 | 262.4347 | Commercial/Industrial | Retail | Turnover | Energy Star Griddle | #DIV/0! | 1.357 | 2884.7549 | 0.3156 | 0.080771 | 1910 | Commercial/Industrial | Healthcare | New | High Efficiency Chiller (Water cooled-positive displacement, 100 tons) | 1.9354 | 1.2337 | 20576.4649 | 4.3631 | 0.18898 | 11082.0417 | Commercial/Industrial | Schools K-12 | New | Facility Energy Management System | 2.5972 | 1.5201 | 990150.5697 | 119.2704 | 103.029 | 805650.1165
Residential | Multi-Family | New | 15 SEER Air Source Heat Pump | 0.3717 | 1.1899 | -870.3495 | 0.069666 | 0.074019 | 262.4347 | Commercial/Industrial | Schools K-12 | Turnover | Energy Star Griddle | #DIV/0! | 1.357 | 2884.7549 | 0.3156 | 0.080771 | 1910 | Commercial/Industrial | Schools K-12 | Turnover | High Efficiency Chiller (Air Cooled, 50 tons) | 1.7758 | 1.4184 | 20548.6683 | 4.0778 | 4.1383 | 14327.6344 | Commercial/Industrial | Warehouse | Existing | Duct Sealing Repair | 9.5362 | 0.80989 | 963467.1803 | 49.7747 | 176.288 | 252636.2315
Residential | Single Family | Turnover | 16 SEER Air Source Heat Pump | 0.37789 | 1.1898 | -2655.1694 | 0.21947 | 0.23318 | 826.7425 | Commercial/Industrial | Warehouse | Turnover | Energy Star Griddle | #DIV/0! | 1.357 | 2884.7549 | 0.3156 | 0.080771 | 1910 | Commercial/Industrial | Schools K-12 | New | High Efficiency Chiller (Air Cooled, 50 tons) | 1.7758 | 1.4184 | 20548.6683 | 4.0778 | 4.1383 | 14327.6344 | Commercial/Industrial | Assembly | New | Duct Sealing Repair | 9.5362 | 0.80989 | 963467.1803 | 49.7747 | 176.288 | 252636.2315
Residential | Manufactured Home | Turnover | 16 SEER Air Source Heat Pump | 0.37789 | 1.1898 | -2655.1694 | 0.21947 | 0.23318 | 826.7425 | Commercial/Industrial | Assembly | New | Energy Star Griddle | #DIV/0! | 1.357 | 2884.7549 | 0.3156 | 0.080771 | 1910 | Commercial/Industrial | Institutional | Existing | Thermostatic Shower Restriction Valve | 8.5809 | 1.3132 | 19505.892 | 2.8382 | 1.8878 | 16795.0084 | Commercial/Industrial | College and University | Existing | Retro-Commissioning | 1.831 | 0.69057 | 618514.1991 | 150.2665 | 465.8856 | 898821.23
Residential | Single Family | New | 16 SEER Air Source Heat Pump | 0.37789 | 1.1898 | -2655.1694 | 0.21947 | 0.23318 | 826.7425 | Commercial/Industrial | College and University | New | Energy Star Griddle | #DIV/0! | 1.357 | 2884.7549 | 0.3156 | 0.080771 | 1910 | Commercial/Industrial | Institutional | New | Thermostatic Shower Restriction Valve | 8.5809 | 1.3132 | 19505.892 | 2.8382 | 1.8878 | 16795.0084 | Commercial/Industrial | Grocery | New | Retro-Commissioning | 1.831 | 0.69057 | 618514.1991 | 150.2665 | 465.8856 | 898821.23
Residential | Manufactured Home | New | 16 SEER Air Source Heat Pump | 0.37789 | 1.1898 | -2655.1694 | 0.21947 | 0.23318 | 826.7425 | Commercial/Industrial | Grocery | New | Energy Star Griddle | #DIV/0! | 1.357 | 2884.7549 | 0.3156 | 0.080771 | 1910 | Commercial/Industrial | Restaurants | Existing | Smart Thermostat | 4.3108 | 1.076 | 19051.5842 | 4.4698 | -0.0084818 | 12061.5342 | Commercial/Industrial | Healthcare | Existing | Retro-Commissioning | 2.5401 | 0.86244 | 548818.3539 | 358.3151 | 4.1166 | 849790.53
Residential | Multi-Family | Turnover | 17 SEER Air Source Heat Pump | 0.27832 | 1.1898 | -4403.9832 | 0.2144 | 0.22779 | 807.6477 | Commercial/Industrial | Healthcare | New | Energy Star Griddle | #DIV/0! | 1.357 | 2884.7549 | 0.3156 | 0.080771 | 1910 | Commercial/Industrial | Restaurants | New | Smart Thermostat | 4.3108 | 1.076 | 19051.5842 | 4.4698 | -0.0084818 | 12061.5342 | Commercial/Industrial | Hospitals | New | Retro-Commissioning | 2.5401 | 0.86244 | 548818.3539 | 358.3151 | 4.1166 | 849790.53
Residential | Multi-Family | New | 17 SEER Air Source Heat Pump | 0.27832 | 1.1898 | -4403.9832 | 0.2144 | 0.22779 | 807.6477 | Commercial/Industrial | Hospitals | New | Energy Star Griddle | #DIV/0! | 1.357 | 2884.7549 | 0.3156 | 0.080771 | 1910 | Commercial/Industrial | Grocery | Existing | Smart Thermostat | 5.1712 | 1.076 | 18911.016 | 4.2896 | -0.0081399 | 11575.3008 | Commercial/Industrial | Institutional | Turnover | Heat Pump Water Heater | 4.7065 | 1.3132 | 375798.3114 | 59.4203 | 39.5217 | 351613.0036
Residential | Single Family | Turnover | 18 SEER Air Source Heat Pump | 0.29142 | 1.1897 | -7032.7133 | 0.36822 | 0.39122 | 1387.0904 | Commercial/Industrial | Institutional | New | Energy Star Griddle | #DIV/0! | 1.357 | 2884.7549 | 0.3156 | 0.080771 | 1910 | Commercial/Industrial | Grocery | New | Smart Thermostat | 5.1712 | 1.076 | 18911.016 | 4.2896 | -0.0081399 | 11575.3008 | Commercial/Industrial | Lodging/Hospitality | New | Heat Pump Water Heater | 4.7065 | 1.3132 | 375798.3114 | 59.4203 | 39.5217 | 351613.0036
Residential | Manufactured Home | Turnover | 18 SEER Air Source Heat Pump | 0.29142 | 1.1897 | -7032.7133 | 0.36822 | 0.39122 | 1387.0904 | Commercial/Industrial | Lodging/Hospitality | New | Energy Star Griddle | #DIV/0! | 1.357 | 2884.7549 | 0.3156 | 0.080771 | 1910 | Commercial/Industrial | Retail | Existing | Facility Energy Management System | 1.4113 | 1.3069 | 18747.0641 | 5.261 | 2.419 | 20160.1173 | Commercial/Industrial | Miscellaneous | Existing | VAV System | 5.7961 | 1.1876 | 369104.8852 | 78.2342 | 79.3948 | 274878.2198
Residential | Single Family | New | 18 SEER Air Source Heat Pump | 0.29142 | 1.1897 | -7032.7133 | 0.36822 | 0.39122 | 1387.0904 | Commercial/Industrial | Miscellaneous | New | Energy Star Griddle | #DIV/0! | 1.357 | 2884.7549 | 0.3156 | 0.080771 | 1910 | Commercial/Industrial | Retail | New | Facility Energy Management System | 1.4113 | 1.3069 | 18747.0641 | 5.261 | 2.419 | 20160.1173 | Commercial/Industrial | Offices | New | VAV System | 5.7961 | 1.1876 | 369104.8852 | 78.2342 | 79.3948 | 274878.2198
Residential | Manufactured Home | New | 18 SEER Air Source Heat Pump | 0.29142 | 1.1897 | -7032.7133 | 0.36822 | 0.39122 | 1387.0904 | Commercial/Industrial | Offices | New | Energy Star Griddle | #DIV/0! | 1.357 | 2884.7549 | 0.3156 | 0.080771 | 1910 | Commercial/Industrial | Lodging/Hospitality | Turnover | Solar Water Heater | 1.0447 | 1.7028 | 18716.5835 | 3.7014 | 0.51965 | 49522.1236 | Commercial/Industrial | Restaurants | Turnover | Heat Pump Water Heater | 4.4124 | 1.3132 | 278242.1303 | 44.5652 | 29.6412 | 263709.7527
Residential | Single Family | Turnover | 17 SEER Air Source Heat Pump | 0.34082 | 1.1897 | -4715.3823 | 0.3216 | 0.34169 | 1211.4716 | Commercial/Industrial | Restaurants | New | Energy Star Griddle | #DIV/0! | 1.357 | 2884.7549 | 0.3156 | 0.080771 | 1910 | Commercial/Industrial | Lodging/Hospitality | New | Solar Water Heater | 1.0447 | 1.7028 | 18716.5835 | 3.7014 | 0.51965 | 49522.1236 | Commercial/Industrial | Retail | New | Heat Pump Water Heater | 4.4124 | 1.3132 | 278242.1303 | 44.5652 | 29.6412 | 263709.7527
Residential | Manufactured Home | Turnover | 17 SEER Air Source Heat Pump | 0.34082 | 1.1897 | -4715.3823 | 0.3216 | 0.34169 | 1211.4716 | Commercial/Industrial | Retail | New | Energy Star Griddle | #DIV/0! | 1.357 | 2884.7549 | 0.3156 | 0.080771 | 1910 | Commercial/Industrial | Hospitals | Turnover | High Efficiency Chiller (Water cooled-positive displacement, 100 tons) | 1.8333 | 1.2337 | 18704.6057 | 4.133 | 0.17902 | 10497.5458 | Commercial/Industrial | Schools K-12 | Existing | VAV System | 5.7961 | 1.1876 | 253065.1769 | 53.6388 | 54.4345 | 188461.6219
Residential | Single Family | New | 17 SEER Air Source Heat Pump | 0.34082 | 1.1897 | -4715.3823 | 0.3216 | 0.34169 | 1211.4716 | Commercial/Industrial | Schools K-12 | New | Energy Star Griddle | #DIV/0! | 1.357 | 2884.7549 | 0.3156 | 0.080771 | 1910 | Commercial/Industrial | Hospitals | New | High Efficiency Chiller (Water cooled-positive displacement, 100 tons) | 1.8333 | 1.2337 | 18704.6057 | 4.133 | 0.17902 | 10497.5458 | Commercial/Industrial | Warehouse | New | VAV System | 5.7961 | 1.1876 | 253065.1769 | 53.6388 | 54.4345 | 188461.6219
Residential | Manufactured Home | New | 17 SEER Air Source Heat Pump | 0.34082 | 1.1897 | -4715.3823 | 0.3216 | 0.34169 | 1211.4716 | Commercial/Industrial | Warehouse | New | Energy Star Griddle | #DIV/0! | 1.357 | 2884.7549 | 0.3156 | 0.080771 | 1910 | Commercial/Industrial | Lodging/Hospitality | Existing | Chilled Water Controls Optimization | 44.2361 | 1.0281 | 18624.9982 | 4.2225 | 0.0042083 | 10408.106 | Commercial/Industrial | Hospitals | Turnover | Heat Pump Water Heater | 3.7915 | 0.91758 | 231043.9732 | 9.4291 | 51.0065 | 177271.556
Residential | Multi-Family | Turnover | 16 SEER Air Source Heat Pump | 0.3039 | 1.1896 | -2610.3763 | 0.14631 | 0.15545 | 551.1617 | Commercial/Industrial | Hospitals | Existing | Chilled Water Controls Optimization | 76.8465 | 1.2077 | 31362.1504 | 5.2206 | 2.4895 | 22207.3793 | Commercial/Industrial | Lodging/Hospitality | New | Chilled Water Controls Optimization | 44.2361 | 1.0281 | 18624.9982 | 4.2225 | 0.0042083 | 10408.106 | Commercial/Industrial | Hospitals | New | Heat Pump Water Heater | 3.7915 | 0.91758 | 231043.9732 | 9.4291 | 51.0065 | 177271.556
Residential | Multi-Family | New | 16 SEER Air Source Heat Pump | 0.3039 | 1.1896 | -2610.3763 | 0.14631 | 0.15545 | 551.1617 | Commercial/Industrial | Hospitals | New | Chilled Water Controls Optimization | 76.8465 | 1.2077 | 31362.1504 | 5.2206 | 2.4895 | 22207.3793 | Commercial/Industrial | Assembly | Turnover | High Efficiency Chiller (Air Cooled, 50 tons) | 1.6084 | 1.4184 | 16773.884 | 3.6935 | 3.7483 | 12977.2822 | Commercial/Industrial | Lodging/Hospitality | Existing | ENERGY STAR certified buildings program | 1.711 | 0.94923 | 194797.8356 | 12.4675 | 38.6543 | 74574.6947
Residential | Multi-Family | Turnover | 18 SEER Air Source Heat Pump | 0.21417 | 1.1896 | -7397.5146 | 0.24548 | 0.26082 | 924.727 | Commercial/Industrial | Lodging/Hospitality | Existing | Chilled Water Controls Optimization | 44.2361 | 1.0281 | 18624.9982 | 4.2225 | 0.0042083 | 10408.106 | Commercial/Industrial | Assembly | New | High Efficiency Chiller (Air Cooled, 50 tons) | 1.6084 | 1.4184 | 16773.884 | 3.6935 | 3.7483 | 12977.2822 | Commercial/Industrial | Lodging/Hospitality | New | ENERGY STAR certified buildings program | 1.711 | 0.94923 | 194797.8356 | 12.4675 | 38.6543 | 74574.6947
Residential | Multi-Family | New | 18 SEER Air Source Heat Pump | 0.21417 | 1.1896 | -7397.5146 | 0.24548 | 0.26082 | 924.727 | Commercial/Industrial | Lodging/Hospitality | New | Chilled Water Controls Optimization | 44.2361 | 1.0281 | 18624.9982 | 4.2225 | 0.0042083 | 10408.106 | Commercial/Industrial | Miscellaneous | Existing | Thermostatic Shower Restriction Valve | 8.581 | 1.3132 | 15072.7348 | 2.1932 | 1.4587 | 12977.961 | Commercial/Industrial | College and University | Existing | Demand Controlled Ventilation | 3.7462 | 0.70328 | 181243.9473 | 9.8459 | 55.4323 | 94567.6036
Residential | Single Family | Turnover | 15 SEER Air Source Heat Pump | 0.52565 | 1.1896 | -570.6055 | 0.1045 | 0.11103 | 393.6521 | Commercial/Industrial | College and University | Existing | Chilled Water Controls Optimization | 27.7465 | 1.2078 | 11125.6015 | 1.8849 | 0.89883 | 8018.1238 | Commercial/Industrial | Miscellaneous | New | Thermostatic Shower Restriction Valve | 8.581 | 1.3132 | 15072.7348 | 2.1932 | 1.4587 | 12977.961 | Commercial/Industrial | College and University | New | Demand Controlled Ventilation | 3.7462 | 0.70328 | 181243.9473 | 9.8459 | 55.4323 | 94567.6036
Residential | Manufactured Home | Turnover | 15 SEER Air Source Heat Pump | 0.52565 | 1.1896 | -570.6055 | 0.1045 | 0.11103 | 393.6521 | Commercial/Industrial | College and University | New | Chilled Water Controls Optimization | 27.7465 | 1.2078 | 11125.6015 | 1.8849 | 0.89883 | 8018.1238 | Commercial/Industrial | College and University | Existing | Hot Water Pipe Insulation | 3.0879 | 1.5463 | 14895.5196 | 1.5475 | 1.5475 | 13555.9203 | Commercial/Industrial | Hospitals | Existing | VAV System | 5.7961 | 1.1876 | 164324.8644 | 34.8297 | 35.3464 | 122375.3139
Residential | Single Family | New | 15 SEER Air Source Heat Pump | 0.52565 | 1.1896 | -570.6055 | 0.1045 | 0.11103 | 393.6521 | Commercial/Industrial | Hospitals | Turnover | LED - 14W | 26.8656 | 1.6481 | 173.0877 | 0.011062 | 0.010833 | 108.832 | Commercial/Industrial | College and University | New | Hot Water Pipe Insulation | 3.0879 | 1.5463 | 14895.5196 | 1.5475 | 1.5475 | 13555.9203 | Commercial/Industrial | Hospitals | New | VAV System | 5.7961 | 1.1876 | 164324.8644 | 34.8297 | 35.3464 | 122375.3139
Residential | Manufactured Home | New | 15 SEER Air Source Heat Pump | 0.52565 | 1.1896 | -570.6055 | 0.1045 | 0.11103 | 393.6521 | Commercial/Industrial | Hospitals | New | LED - 14W | 26.8656 | 1.6481 | 173.0877 | 0.011062 | 0.010833 | 108.832 | Commercial/Industrial | Assembly | Existing | VSD Controlled Compressor | 1.654 | 1.4885 | 12224.2052 | 1.9843 | 0.92875 | 13160.16 | Commercial/Industrial | Grocery | Turnover | Solar Water Heater | 1.0447 | 1.7028 | 155971.5288 | 30.8448 | 4.3304 | 412684.3632
Residential | Manufactured Home | Existing | Floor Insulation | 0.023213 | 1.1676 | -6987.981 | 0 | 0.036297 | 59 | Commercial/Industrial | Grocery | Turnover | LED - 14W | 26.7221 | 1.2952 | 179.6843 | 0.021364 | 5.7838e-06 | 88.704 | Commercial/Industrial | Grocery | Existing | VSD Controlled Compressor | 1.654 | 1.4885 | 12224.2052 | 1.9843 | 0.92875 | 13160.16 | Commercial/Industrial | Grocery | New | Solar Water Heater | 1.0447 | 1.7028 | 155971.5288 | 30.8448 | 4.3304 | 412684.3632
Residential | Single Family | Existing | Floor Insulation | 0.025159 | 1.1672 | -7952.9368 | 0 | 0.04491 | 73 | Commercial/Industrial | Grocery | New | LED - 14W | 26.7221 | 1.2952 | 179.6843 | 0.021364 | 5.7838e-06 | 88.704 | Commercial/Industrial | Institutional | Existing | VSD Controlled Compressor | 1.654 | 1.4885 | 12224.2052 | 1.9843 | 0.92875 | 13160.16 | Commercial/Industrial | Assembly | Existing | ENERGY STAR certified buildings program | 1.5175 | 0.94924 | 155134.6922 | 10.785 | 33.4376 | 64510.3866
Residential | Multi-Family | Existing | Floor Insulation | 0.012428 | 1.1654 | -6723.478 | 0 | 0.018456 | 30 | Commercial/Industrial | Assembly | Turnover | LED - 9W Flood | 26.0713 | 2.1667 | 286.6435 | 0 | 0 | 225.008 | Commercial/Industrial | Miscellaneous | Existing | VSD Controlled Compressor | 1.654 | 1.4885 | 12224.2052 | 1.9843 | 0.92875 | 13160.16 | Commercial/Industrial | College and University | New | ENERGY STAR certified buildings program | 1.5175 | 0.94924 | 155134.6922 | 10.785 | 33.4376 | 64510.3866
Residential | Single Family | Existing | Energy Star Windows | 1.3637 | 1.152 | 1227.1668 | 0.072717 | 0.18568 | 577.4358 | Commercial/Industrial | College and University | Turnover | LED - 9W Flood | 26.0713 | 2.1667 | 286.6435 | 0 | 0 | 225.008 | Commercial/Industrial | Offices | Existing | VSD Controlled Compressor | 1.654 | 1.4885 | 12224.2052 | 1.9843 | 0.92875 | 13160.16 | Commercial/Industrial | Grocery | Existing | VAV System | 5.7961 | 1.1876 | 149069.0062 | 31.5962 | 32.0649 | 111014.0362
Residential | Multi-Family | Existing | Energy Star Windows | 1.3637 | 1.152 | 1227.1668 | 0.072717 | 0.18568 | 577.4358 | Commercial/Industrial | Grocery | Turnover | LED - 9W Flood | 26.0713 | 2.1667 | 286.6435 | 0 | 0 | 225.008 | Commercial/Industrial | Retail | Existing | VSD Controlled Compressor | 1.654 | 1.4885 | 12224.2052 | 1.9843 | 0.92875 | 13160.16 | Commercial/Industrial | Healthcare | New | VAV System | 5.7961 | 1.1876 | 149069.0062 | 31.5962 | 32.0649 | 111014.0362
Residential | Manufactured Home | Existing | Energy Star Windows | 1.3637 | 1.152 | 1227.1668 | 0.072717 | 0.18568 | 577.4358 | Commercial/Industrial | Healthcare | Turnover | LED - 9W Flood | 26.0713 | 2.1667 | 286.6435 | 0 | 0 | 225.008 | Commercial/Industrial | Warehouse | Existing | VSD Controlled Compressor | 1.654 | 1.4885 | 12224.2052 | 1.9843 | 0.92875 | 13160.16 | Commercial/Industrial | Hospitals | Existing | ENERGY STAR certified buildings program | 4.1858 | 0.98907 | 146859.1113 | 11.89 | 23.038 | 38510.4852
Residential | Single Family | Existing | Sealed crawlspace | 0.013827 | 1.1459 | -20199.7713 | 0.016469 | 0.10118 | 162.06 | Commercial/Industrial | Hospitals | Turnover | LED - 9W Flood | 26.0713 | 2.1667 | 286.6435 | 0 | 0 | 225.008 | Commercial/Industrial | Assembly | New | VSD Controlled Compressor | 1.654 | 1.4885 | 12224.2052 | 1.9843 | 0.92875 | 13160.16 | Commercial/Industrial | Institutional | New | ENERGY STAR certified buildings program | 4.1858 | 0.98907 | 146859.1113 | 11.89 | 23.038 | 38510.4852
Residential | Multi-Family | Existing | Sealed crawlspace | 0.0068375 | 1.1453 | -16933.7242 | 0.0067683 | 0.041583 | 66.6 | Commercial/Industrial | Institutional | Turnover | LED - 9W Flood | 26.0713 | 2.1667 | 286.6435 | 0 | 0 | 225.008 | Commercial/Industrial | Grocery | New | VSD Controlled Compressor | 1.654 | 1.4885 | 12224.2052 | 1.9843 | 0.92875 | 13160.16 | Commercial/Industrial | Lodging/Hospitality | Existing | ENERGY STAR certified buildings program | 4.3308 | 0.98908 | 141899.0172 | 11.4107 | 22.1093 | 36958.0211
Residential | Manufactured Home | Existing | Sealed crawlspace | 0.012746 | 1.1452 | -17725.6259 | 0.013311 | 0.081779 | 130.98 | Commercial/Industrial | Lodging/Hospitality | Turnover | LED - 9W Flood | 26.0713 | 2.1667 | 286.6435 | 0 | 0 | 225.008 | Commercial/Industrial | Institutional | New | VSD Controlled Compressor | 1.654 | 1.4885 | 12224.2052 | 1.9843 | 0.92875 | 13160.16 | Commercial/Industrial | Miscellaneous | New | ENERGY STAR certified buildings program | 4.3308 | 0.98908 | 141899.0172 | 11.4107 | 22.1093 | 36958.0211
Residential | Single Family | Existing | HVAC ECM Motor | 0.099642 | 1.1193 | -926.7509 | 0.0082352 | 0.016593 | 48.0178 | Commercial/Industrial | Miscellaneous | Turnover | LED - 9W Flood | 26.0713 | 2.1667 | 286.6435 | 0 | 0 | 225.008 | Commercial/Industrial | Miscellaneous | New | VSD Controlled Compressor | 1.654 | 1.4885 | 12224.2052 | 1.9843 | 0.92875 | 13160.16 | Commercial/Industrial | Offices | Existing | Smart Thermostat | 2.6879 | 0.3785 | 140964.0986 | -0.61374 | 57.2461 | 19160.2176
Residential | Multi-Family | Existing | HVAC ECM Motor | 0.099642 | 1.1193 | -926.7509 | 0.0082352 | 0.016593 | 48.0178 | Commercial/Industrial | Offices | Turnover | LED - 9W Flood | 26.0713 | 2.1667 | 286.6435 | 0 | 0 | 225.008 | Commercial/Industrial | Offices | New | VSD Controlled Compressor | 1.654 | 1.4885 | 12224.2052 | 1.9843 | 0.92875 | 13160.16 | Commercial/Industrial | Restaurants | New | Smart Thermostat | 2.6879 | 0.3785 | 140964.0986 | -0.61374 | 57.2461 | 19160.2176
Residential | Manufactured Home | Existing | HVAC ECM Motor | 0.099642 | 1.1193 | -926.7509 | 0.0082352 | 0.016593 | 48.0178 | Commercial/Industrial | Restaurants | Turnover | LED - 9W Flood | 26.0713 | 2.1667 | 286.6435 | 0 | 0 | 225.008 | Commercial/Industrial | Retail | New | VSD Controlled Compressor | 1.654 | 1.4885 | 12224.2052 | 1.9843 | 0.92875 | 13160.16 | Commercial/Industrial | Retail | Existing | Facility Energy Management System | 3.1361 | 1.3494 | 133152.288 | 18.7338 | 1.6109 | 89381.399
Residential | Single Family | New | HVAC ECM Motor | 0.099642 | 1.1193 | -926.7509 | 0.0082352 | 0.016593 | 48.0178 | Commercial/Industrial | Retail | Turnover | LED - 9W Flood | 26.0713 | 2.1667 | 286.6435 | 0 | 0 | 225.008 | Commercial/Industrial | Warehouse | New | VSD Controlled Compressor | 1.654 | 1.4885 | 12224.2052 | 1.9843 | 0.92875 | 13160.16 | Commercial/Industrial | Schools K-12 | New | Facility Energy Management System | 3.1361 | 1.3494 | 133152.288 | 18.7338 | 1.6109 | 89381.399
Residential | Multi-Family | New | HVAC ECM Motor | 0.099642 | 1.1193 | -926.7509 | 0.0082352 | 0.016593 | 48.0178 | Commercial/Industrial | Schools K-12 | Turnover | LED - 9W Flood | 26.0713 | 2.1667 | 286.6435 | 0 | 0 | 225.008 | Commercial/Industrial | Assembly | Turnover | Energy Star Steamer | 4.7676 | 1.4137 | 12193.442 | 1.4645 | 0.85037 | 9967 | Commercial/Industrial | Warehouse | Existing | ENERGY STAR certified buildings program | 1.5658 | 0.94923 | 130808.5897 | 8.8849 | 27.5468 | 53145.4
Residential | Manufactured Home | New | HVAC ECM Motor | 0.099642 | 1.1193 | -926.7509 | 0.0082352 | 0.016593 | 48.0178 | Commercial/Industrial | Warehouse | Turnover | LED - 9W Flood | 26.0713 | 2.1667 | 286.6435 | 0 | 0 | 225.008 | Commercial/Industrial | College and University | Turnover | Energy Star Steamer | 4.7676 | 1.4137 | 12193.442 | 1.4645 | 0.85037 | 9967 | Commercial/Industrial | Assembly | New | ENERGY STAR certified buildings program | 1.5658 | 0.94923 | 130808.5897 | 8.8849 | 27.5468 | 53145.4
Residential | Single Family | Turnover | High Efficiency Convection Oven | 0.059544 | 1.0406 | -2230.4609 | 0.020919 | 0.0068781 | 84.3 | Commercial/Industrial | Assembly | New | LED - 9W Flood | 26.0713 | 2.1667 | 286.6435 | 0 | 0 | 225.008 | Commercial/Industrial | Grocery | Turnover | Energy Star Steamer | 4.7676 | 1.4137 | 12193.442 | 1.4645 | 0.85037 | 9967 | Commercial/Industrial | College and University | Turnover | Heat Pump Water Heater | 3.2431 | 0.91758 | 127579.419 | 5.3769 | 29.0863 | 101088.7385
Residential | Multi-Family | Turnover | High Efficiency Convection Oven | 0.059544 | 1.0406 | -2230.4609 | 0.020919 | 0.0068781 | 84.3 | Commercial/Industrial | College and University | New | LED - 9W Flood | 26.0713 | 2.1667 | 286.6435 | 0 | 0 | 225.008 | Commercial/Industrial | Healthcare | Turnover | Energy Star Steamer | 4.7676 | 1.4137 | 12193.442 | 1.4645 | 0.85037 | 9967 | Commercial/Industrial | Grocery | New | Heat Pump Water Heater | 3.2431 | 0.91758 | 127579.419 | 5.3769 | 29.0863 | 101088.7385
Residential | Manufactured Home | Turnover | High Efficiency Convection Oven | 0.059544 | 1.0406 | -2230.4609 | 0.020919 | 0.0068781 | 84.3 | Commercial/Industrial | Grocery | New | LED - 9W Flood | 26.0713 | 2.1667 | 286.6435 | 0 | 0 | 225.008 | Commercial/Industrial | Hospitals | Turnover | Energy Star Steamer | 4.7676 | 1.4137 | 12193.442 | 1.4645 | 0.85037 | 9967 | Commercial/Industrial | Healthcare | Existing | Smart Thermostat | 1.4348 | 1.5359 | 117672.6387 | 17.5975 | 5.1988 | 210530.1929
Residential | Single Family | New | High Efficiency Convection Oven | 0.059544 | 1.0406 | -2230.4609 | 0.020919 | 0.0068781 | 84.3 | Commercial/Industrial | Healthcare | New | LED - 9W Flood | 26.0713 | 2.1667 | 286.6435 | 0 | 0 | 225.008 | Commercial/Industrial | Institutional | Turnover | Energy Star Steamer | 4.7676 | 1.4137 | 12193.442 | 1.4645 | 0.85037 | 9967 | Commercial/Industrial | Hospitals | New | Smart Thermostat | 1.4348 | 1.5359 | 117672.6387 | 17.5975 | 5.1988 | 210530.1929
Residential | Multi-Family | New | High Efficiency Convection Oven | 0.059544 | 1.0406 | -2230.4609 | 0.020919 | 0.0068781 | 84.3 | Commercial/Industrial | Hospitals | New | LED - 9W Flood | 26.0713 | 2.1667 | 286.6435 | 0 | 0 | 225.008 | Commercial/Industrial | Lodging/Hospitality | Turnover | Energy Star Steamer | 4.7676 | 1.4137 | 12193.442 | 1.4645 | 0.85037 | 9967 | Commercial/Industrial | Institutional | Existing | Duct Sealing Repair | 3.5913 | 0.8099 | 116477.5879 | 6.789 | 24.0448 | 34458.2784
Residential | Manufactured Home | New | High Efficiency Convection Oven | 0.059544 | 1.0406 | -2230.4609 | 0.020919 | 0.0068781 | 84.3 | Commercial/Industrial | Institutional | New | LED - 9W Flood | 26.0713 | 2.1667 | 286.6435 | 0 | 0 | 225.008 | Commercial/Industrial | Miscellaneous | Turnover | Energy Star Steamer | 4.7676 | 1.4137 | 12193.442 | 1.4645 | 0.85037 | 9967 | Commercial/Industrial | Lodging/Hospitality | New | Duct Sealing Repair | 3.5913 | 0.8099 | 116477.5879 | 6.789 | 24.0448 | 34458.2784
Residential | Multi-Family | Existing | Central AC Tune Up | 0.031147 | 1.0332 | -327.5255 | 0.056024 | 0 | 90.75 | Commercial/Industrial | Lodging/Hospitality | New | LED - 9W Flood | 26.0713 | 2.1667 | 286.6435 | 0 | 0 | 225.008 | Commercial/Industrial | Offices | Turnover | Energy Star Steamer | 4.7676 | 1.4137 | 12193.442 | 1.4645 | 0.85037 | 9967 | Commercial/Industrial | Miscellaneous | Existing | Airside Economizer | 8.6525 | 0.93949 | 110687.44 | -11.7391 | 13.202 | 98666.9364
Residential | Single Family | Existing | Central AC Tune Up | 0.064302 | 1.0332 | -311.9175 | 0.11566 | 0 | 187.352 | Commercial/Industrial | Miscellaneous | New | LED - 9W Flood | 26.0713 | 2.1667 | 286.6435 | 0 | 0 | 225.008 | Commercial/Industrial | Restaurants | Turnover | Energy Star Steamer | 4.7676 | 1.4137 | 12193.442 | 1.4645 | 0.85037 | 9967 | Commercial/Industrial | Offices | New | Airside Economizer | 8.6525 | 0.93949 | 110687.44 | -11.7391 | 13.202 | 98666.9364
Residential | Manufactured Home | Existing | Central AC Tune Up | 0.042781 | 1.0332 | -322.0483 | 0.076952 | 0 | 124.65 | Commercial/Industrial | Offices | New | LED - 9W Flood | 26.0713 | 2.1667 | 286.6435 | 0 | 0 | 225.008 | Commercial/Industrial | Retail | Turnover | Energy Star Steamer | 4.7676 | 1.4137 | 12193.442 | 1.4645 | 0.85037 | 9967 | Commercial/Industrial | Restaurants | Existing | Facility Energy Management System | 2.7816 | 1.3494 | 110289.6556 | 16.2055 | 1.3935 | 77318.837
Residential | Single Family | Any | Central air conditioner - Load Shed | 9.2051 | #DIV/0! | -590.8233 | 2.2473 | 0 | 0.0037144 | Commercial/Industrial | Restaurants | New | LED - 9W Flood | 26.0713 | 2.1667 | 286.6435 | 0 | 0 | 225.008 | Commercial/Industrial | Schools K-12 | Turnover | Energy Star Steamer | 4.7676 | 1.4137 | 12193.442 | 1.4645 | 0.85037 | 9967 | Commercial/Industrial | Retail | New | Facility Energy Management System | 2.7816 | 1.3494 | 110289.6556 | 16.2055 | 1.3935 | 77318.837
Residential | Multi-Family | Any | Central air conditioner - Load Shed | 3.5943 | #DIV/0! | -590.8233 | 0.87756 | 0 | 0.0037144 | Commercial/Industrial | Retail | New | LED - 9W Flood | 26.0713 | 2.1667 | 286.6435 | 0 | 0 | 225.008 | Commercial/Industrial | Warehouse | Turnover | Energy Star Steamer | 4.7676 | 1.4137 | 12193.442 | 1.4645 | 0.85037 | 9967 | Commercial/Industrial | Schools K-12 | Existing | Duct Sealing Repair | 10.7517 | 0.8099 | 107719.715 | 5.5222 | 19.558 | 28028.271
Residential | Manufactured Home | Any | Central air conditioner - Load Shed | 6.4124 | #DIV/0! | -590.8233 | 1.5655 | 0 | 0.0037144 | Commercial/Industrial | Schools K-12 | New | LED - 9W Flood | 26.0713 | 2.1667 | 286.6435 | 0 | 0 | 225.008 | Commercial/Industrial | Assembly | New | Energy Star Steamer | 4.7676 | 1.4137 | 12193.442 | 1.4645 | 0.85037 | 9967 | Commercial/Industrial | Warehouse | New | Duct Sealing Repair | 10.7517 | 0.8099 | 107719.715 | 5.5222 | 19.558 | 28028.271
Residential | Single Family | Any | Central air conditioner - 50% cycling | 4.6026 | #DIV/0! | -590.8233 | 1.1236 | 0 | 0.0037144 | Commercial/Industrial | Warehouse | New | LED - 9W Flood | 26.0713 | 2.1667 | 286.6435 | 0 | 0 | 225.008 | Commercial/Industrial | College and University | New | Energy Star Steamer | 4.7676 | 1.4137 | 12193.442 | 1.4645 | 0.85037 | 9967 | Commercial/Industrial | Healthcare | Existing | VAV System | 5.7961 | 1.1876 | 100282.0694 | 21.2554 | 21.5708 | 74681.6361
Residential | Multi-Family | Any | Central air conditioner - 50% cycling | 1.7976 | #DIV/0! | -590.8233 | 0.43878 | 0 | 0.0037144 | Commercial/Industrial | Healthcare | Turnover | LED - 14W | 24.5292 | 1.314 | 162.2228 | 0.019302 | 0.0044629 | 80.448 | Commercial/Industrial | Grocery | New | Energy Star Steamer | 4.7676 | 1.4137 | 12193.442 | 1.4645 | 0.85037 | 9967 | Commercial/Industrial | Healthcare | New | VAV System | 5.7961 | 1.1876 | 100282.0694 | 21.2554 | 21.5708 | 74681.6361
Residential | Manufactured Home | Any | Central air conditioner - 50% cycling | 3.2066 | #DIV/0! | -590.8233 | 0.78274 | 0 | 0.0037144 | Commercial/Industrial | Healthcare | New | LED - 14W | 24.5292 | 1.314 | 162.2228 | 0.019302 | 0.0044629 | 80.448 | Commercial/Industrial | Healthcare | New | Energy Star Steamer | 4.7676 | 1.4137 | 12193.442 | 1.4645 | 0.85037 | 9967 | Commercial/Industrial | Retail | Existing | VAV System | 5.7961 | 1.1876 | 97805.3326 | 20.7305 | 21.038 | 72837.1712
Residential | Single Family | Any | Water heater switches | 1.9178 | #DIV/0! | -590.8233 | 0.40952 | 0.34267 | 0.0037144 | Commercial/Industrial | Retail | Turnover | LED - 14W | 24.0097 | 1.2945 | 160.9897 | 0.019206 | 5.1996e-06 | 79.744 | Commercial/Industrial | Hospitals | New | Energy Star Steamer | 4.7676 | 1.4137 | 12193.442 | 1.4645 | 0.85037 | 9967 | Commercial/Industrial | Retail | New | VAV System | 5.7961 | 1.1876 | 97805.3326 | 20.7305 | 21.038 | 72837.1712
Residential | Multi-Family | Any | Water heater switches | 1.9178 | #DIV/0! | -590.8233 | 0.40952 | 0.34267 | 0.0037144 | Commercial/Industrial | Retail | New | LED - 14W | 24.0097 | 1.2945 | 160.9897 | 0.019206 | 5.1996e-06 | 79.744 | Commercial/Industrial | Institutional | New | Energy Star Steamer | 4.7676 | 1.4137 | 12193.442 | 1.4645 | 0.85037 | 9967 | Commercial/Industrial | Grocery | Existing | VAV System | 5.7961 | 1.1876 | 93656.4821 | 19.8511 | 20.1456 | 69747.4569
Residential | Manufactured Home | Any | Water heater switches | 1.9178 | #DIV/0! | -590.8233 | 0.40952 | 0.34267 | 0.0037144 | Commercial/Industrial | Grocery | Existing | Duct Sealing Repair | 23.3304 | 0.8099 | 55123.2394 | 2.7367 | 9.6926 | 13890.361 | Commercial/Industrial | Lodging/Hospitality | New | Energy Star Steamer | 4.7676 | 1.4137 | 12193.442 | 1.4645 | 0.85037 | 9967 | Commercial/Industrial | Grocery | New | VAV System | 5.7961 | 1.1876 | 93656.4821 | 19.8511 | 20.1456 | 69747.4569
Residential | Single Family | Any | Pool pump switches | 3.6009 | #DIV/0! | -590.8233 | 0.79425 | 0.49487 | 0.0037144 | Commercial/Industrial | Grocery | New | Duct Sealing Repair | 23.3304 | 0.8099 | 55123.2394 | 2.7367 | 9.6926 | 13890.361 | Commercial/Industrial | Miscellaneous | New | Energy Star Steamer | 4.7676 | 1.4137 | 12193.442 | 1.4645 | 0.85037 | 9967 | Commercial/Industrial | Restaurants | Existing | Duct Sealing Repair | 9.5362 | 0.8099 | 92464.6573 | 4.7769 | 16.9185 | 24245.6858
Residential | Multi-Family | Any | Pool pump switches | 3.6009 | #DIV/0! | -590.8233 | 0.79425 | 0.49487 | 0.0037144 | Commercial/Industrial | Restaurants | Existing | Duct Sealing Repair | 22.5487 | 0.80989 | 57385.0646 | 2.8517 | 10.0998 | 14473.841 | Commercial/Industrial | Offices | New | Energy Star Steamer | 4.7676 | 1.4137 | 12193.442 | 1.4645 | 0.85037 | 9967 | Commercial/Industrial | Restaurants | New | Duct Sealing Repair | 9.5362 | 0.8099 | 92464.6573 | 4.7769 | 16.9185 | 24245.6858
Residential | Manufactured Home | Any | Pool pump switches | 3.6009 | #DIV/0! | -590.8233 | 0.79425 | 0.49487 | 0.0037144 | Commercial/Industrial | Restaurants | New | Duct Sealing Repair | 22.5487 | 0.80989 | 57385.0646 | 2.8517 | 10.0998 | 14473.841 | Commercial/Industrial | Restaurants | New | Energy Star Steamer | 4.7676 | 1.4137 | 12193.442 | 1.4645 | 0.85037 | 9967 | Commercial/Industrial | Miscellaneous | Existing | Facility Energy Management System | 2.8701 | 1.3494 | 91958.7791 | 13.3506 | 1.148 | 63697.3454
Residential | Single Family | Any | Room AC control | 1.4182 | #DIV/0! | -553.5383 | 0.28091 | 0.25409 | 0.0037144 | Commercial/Industrial | Miscellaneous | Turnover | LED - 14W | 21.4842 | 1.3128 | 141.5543 | 0.016922 | 0.0039125 | 70.528 | Commercial/Industrial | Retail | New | Energy Star Steamer | 4.7676 | 1.4137 | 12193.442 | 1.4645 | 0.85037 | 9967 | Commercial/Industrial | Miscellaneous | New | Facility Energy Management System | 2.8701 | 1.3494 | 91958.7791 | 13.3506 | 1.148 | 63697.3454
Residential | Multi-Family | Any | Room AC control | 0.59309 | #DIV/0! | -553.5383 | 0.10969 | 0.12692 | 0.0037144 | Commercial/Industrial | Miscellaneous | New | LED - 14W | 21.4842 | 1.3128 | 141.5543 | 0.016922 | 0.0039125 | 70.528 | Commercial/Industrial | Schools K-12 | New | Energy Star Steamer | 4.7676 | 1.4137 | 12193.442 | 1.4645 | 0.85037 | 9967 | Commercial/Industrial | Warehouse | Existing | Facility Energy Management System | 7.2793 | 1.3069 | 88353.8385 | 12.0451 | 5.5382 | 46156.6879
Residential | Manufactured Home | Any | Room AC control | 1.071 | #DIV/0! | -553.5383 | 0.19569 | 0.23334 | 0.0037144 | Commercial/Industrial | Warehouse | Turnover | LED - 14W | 18.6714 | 1.3151 | 122.0859 | 0.01468 | 0.0033942 | 61.184 | Commercial/Industrial | Warehouse | New | Energy Star Steamer | 4.7676 | 1.4137 | 12193.442 | 1.4645 | 0.85037 | 9967 | Commercial/Industrial | Warehouse | New | Facility Energy Management System | 7.2793 | 1.3069 | 88353.8385 | 12.0451 | 5.5382 | 46156.6879
Residential | Single Family | Any | Smart thermostats - Utility Installation | 3.4849 | #DIV/0! | -831.7415 | 1.1236 | 0.43195 | 0.0037144 | Commercial/Industrial | Warehouse | New | LED - 14W | 18.6714 | 1.3151 | 122.0859 | 0.01468 | 0.0033942 | 61.184 | Commercial/Industrial | Lodging/Hospitality | Turnover | High Efficiency Chiller (Water cooled-positive displacement, 100 tons) | 1.4692 | 1.2337 | 12028.3079 | 3.3122 | 0.14347 | 8412.8439 | Commercial/Industrial | Lodging/Hospitality | Existing | Facility Energy Management System | 7.5316 | 1.3069 | 85143.3485 | 11.5595 | 5.3149 | 44295.9859
Residential | Multi-Family | Any | Smart thermostats - Utility Installation | 1.3846 | #DIV/0! | -831.7415 | 0.43878 | 0.21577 | 0.0037144 | Commercial/Industrial | Lodging/Hospitality | Turnover | LED - 14W | 18.0688 | 1.2934 | 119.9284 | 0.014466 | 3.9164e-06 | 60.064 | Commercial/Industrial | Lodging/Hospitality | New | High Efficiency Chiller (Water cooled-positive displacement, 100 tons) | 1.4692 | 1.2337 | 12028.3079 | 3.3122 | 0.14347 | 8412.8439 | Commercial/Industrial | Lodging/Hospitality | New | Facility Energy Management System | 7.5316 | 1.3069 | 85143.3485 | 11.5595 | 5.3149 | 44295.9859
Residential | Manufactured Home | Any | Smart thermostats - Utility Installation | 2.4756 | #DIV/0! | -831.7415 | 0.78274 | 0.39668 | 0.0037144 | Commercial/Industrial | Lodging/Hospitality | New | LED - 14W | 18.0688 | 1.2934 | 119.9284 | 0.014466 | 3.9164e-06 | 60.064 | Commercial/Industrial | Institutional | Existing | Faucet Aerator | 3.6233 | 1.25 | 11531.1727 | 2.2257 | 1.3404 | 10679.2161 | Commercial/Industrial | College and University | Existing | Facility Energy Management System | 1.7376 | 1.3069 | 84994.186 | 19.134 | 8.7976 | 73321.6996
Residential | Single Family | Any | Smart thermostats - BYOT | 4.0587 | #DIV/0! | -714.1505 | 1.1236 | 0.43195 | 0.0037144 | Commercial/Industrial | College and University | Turnover | LED - 14W | 17.4122 | 1.6483 | 110.2708 | 0.0071686 | 0.0070204 | 70.528 | Commercial/Industrial | Institutional | New | Faucet Aerator | 3.6233 | 1.25 | 11531.1727 | 2.2257 | 1.3404 | 10679.2161 | Commercial/Industrial | College and University | New | Facility Energy Management System | 1.7376 | 1.3069 | 84994.186 | 19.134 | 8.7976 | 73321.6996
Residential | Multi-Family | Any | Smart thermostats - BYOT | 1.6126 | #DIV/0! | -714.1505 | 0.43878 | 0.21577 | 0.0037144 | Commercial/Industrial | College and University | New | LED - 14W | 17.4122 | 1.6483 | 110.2708 | 0.0071686 | 0.0070204 | 70.528 | Commercial/Industrial | Restaurants | Turnover | High Efficiency Chiller (Water cooled-positive displacement, 100 tons) | 1.4413 | 1.2337 | 11516.6664 | 3.2493 | 0.14074 | 8253.0817 | Commercial/Industrial | Restaurants | Existing | Airside Economizer | 5.8995 | 1.2113 | 84906.7925 | -21.4554 | 0.00094663 | 104359.7599
Residential | Manufactured Home | Any | Smart thermostats - BYOT | 2.8833 | #DIV/0! | -714.1505 | 0.78274 | 0.39668 | 0.0037144 | Commercial/Industrial | Restaurants | Existing | Chilled Water Controls Optimization | 17.2527 | 1.0281 | 7075.1042 | 1.6468 | 0.0016413 | 4059.3282 | Commercial/Industrial | Restaurants | New | High Efficiency Chiller (Water cooled-positive displacement, 100 tons) | 1.4413 | 1.2337 | 11516.6664 | 3.2493 | 0.14074 | 8253.0817 | Commercial/Industrial | Restaurants | New | Airside Economizer | 5.8995 | 1.2113 | 84906.7925 | -21.4554 | 0.00094663 | 104359.7599
Residential | Single Family | Any | CPP + Tech | 4.2015 | #DIV/0! | -1041.1109 | 1.6586 | 0.86787 | 0.0037144 | Commercial/Industrial | Restaurants | New | Chilled Water Controls Optimization | 17.2527 | 1.0281 | 7075.1042 | 1.6468 | 0.0016413 | 4059.3282 | Commercial/Industrial | Miscellaneous | Existing | Water Cooled Refrigeration Heat Recovery | 0.9175 | 1.7465 | 11497.6943 | 0 | 2.3284 | 34829.6652 | Commercial/Industrial | Healthcare | Turnover | High Efficiency Chiller (Water cooled-centrifugal, 200 tons) | 3.327 | 1.2337 | 84506.3855 | 13.7503 | 0.59559 | 34925.2223
Residential | Multi-Family | Any | CPP + Tech | 2.4827 | #DIV/0! | -1041.1109 | 0.97379 | 0.54996 | 0.0037144 | Commercial/Industrial | Healthcare | Existing | Chilled Water Controls Optimization | 16.252 | 1.0281 | 6646.7723 | 1.5513 | 0.0015461 | 3823.8816 | Commercial/Industrial | Miscellaneous | New | Water Cooled Refrigeration Heat Recovery | 0.9175 | 1.7465 | 11497.6943 | 0 | 2.3284 | 34829.6652 | Commercial/Industrial | Healthcare | New | High Efficiency Chiller (Water cooled-centrifugal, 200 tons) | 3.327 | 1.2337 | 84506.3855 | 13.7503 | 0.59559 | 34925.2223
Residential | Manufactured Home | Any | CPP + Tech | 3.3883 | #DIV/0! | -1041.1109 | 1.3177 | 0.816 | 0.0037144 | Commercial/Industrial | Healthcare | New | Chilled Water Controls Optimization | 16.252 | 1.0281 | 6646.7723 | 1.5513 | 0.0015461 | 3823.8816 | Commercial/Industrial | College and University | Existing | VSD Controlled Compressor | 1.6134 | 1.5616 | 11332.3582 | 1.7063 | 1.4292 | 13160.16 | Commercial/Industrial | Restaurants | Existing | Duct Sealing Repair | 5.3825 | 0.8099 | 83039.0452 | 4.53 | 16.0439 | 22992.2611
Residential | Single Family | Any | Central Heating - Load Shed | 3.4734 | #DIV/0! | -590.8233 | 0 | 2.0327 | 0.0037144 | Commercial/Industrial | Restaurants | Turnover | LED - 14W | 16.1695 | 1.2943 | 106.6753 | 0.012937 | 3.5022e-06 | 53.712 | Commercial/Industrial | Healthcare | Existing | VSD Controlled Compressor | 1.6134 | 1.5616 | 11332.3582 | 1.7063 | 1.4292 | 13160.16 | Commercial/Industrial | Restaurants | New | Duct Sealing Repair | 5.3825 | 0.8099 | 83039.0452 | 4.53 | 16.0439 | 22992.2611
Residential | Multi-Family | Any | Central Heating - Load Shed | 1.7351 | #DIV/0! | -590.8233 | 0 | 1.0154 | 0.0037144 | Commercial/Industrial | Restaurants | New | LED - 14W | 16.1695 | 1.2943 | 106.6753 | 0.012937 | 3.5022e-06 | 53.712 | Commercial/Industrial | Hospitals | Existing | VSD Controlled Compressor | 1.6134 | 1.5616 | 11332.3582 | 1.7063 | 1.4292 | 13160.16 | Commercial/Industrial | Institutional | Existing | Duct Sealing Repair | 3.5912 | 0.80989 | 79859.2015 | 4.6547 | 16.4855 | 23625.2368
Residential | Manufactured Home | Any | Central Heating - Load Shed | 3.1898 | #DIV/0! | -590.8233 | 0 | 1.8667 | 0.0037144 | Commercial/Industrial | Institutional | Turnover | LED - 14W | 16.0862 | 1.3133 | 104.5844 | 0.012665 | 0.0029282 | 52.784 | Commercial/Industrial | Lodging/Hospitality | Existing | VSD Controlled Compressor | 1.6134 | 1.5616 | 11332.3582 | 1.7063 | 1.4292 | 13160.16 | Commercial/Industrial | Institutional | New | Duct Sealing Repair | 3.5912 | 0.80989 | 79859.2015 | 4.6547 | 16.4855 | 23625.2368
Residential | Single Family | Any | Central Heating - 50% cycling | 1.7371 | #DIV/0! | -590.8233 | 0 | 1.0164 | 0.0037144 | Commercial/Industrial | Institutional | New | LED - 14W | 16.0862 | 1.3133 | 104.5844 | 0.012665 | 0.0029282 | 52.784 | Commercial/Industrial | Restaurants | Existing | VSD Controlled Compressor | 1.6134 | 1.5616 | 11332.3582 | 1.7063 | 1.4292 | 13160.16 | Commercial/Industrial | Offices | Turnover | High Efficiency Chiller (Water cooled-centrifugal, 200 tons) | 3.1515 | 1.2337 | 78607.1928 | 13.0251 | 0.56417 | 33083.1747
Residential | Multi-Family | Any | Central Heating - 50% cycling | 0.86757 | #DIV/0! | -590.8233 | 0 | 0.50769 | 0.0037144 | Commercial/Industrial | Offices | Turnover | LED - 14W | 15.9087 | 1.3172 | 103.0509 | 0.012488 | 0.0028874 | 52.048 | Commercial/Industrial | Schools K-12 | Existing | VSD Controlled Compressor | 1.6134 | 1.5616 | 11332.3582 | 1.7063 | 1.4292 | 13160.16 | Commercial/Industrial | Offices | New | High Efficiency Chiller (Water cooled-centrifugal, 200 tons) | 3.1515 | 1.2337 | 78607.1928 | 13.0251 | 0.56417 | 33083.1747
Residential | Manufactured Home | Any | Central Heating - 50% cycling | 1.5949 | #DIV/0! | -590.8233 | 0 | 0.93336 | 0.0037144 | Commercial/Industrial | Offices | New | LED - 14W | 15.9087 | 1.3172 | 103.0509 | 0.012488 | 0.0028874 | 52.048 | Commercial/Industrial | College and University | New | VSD Controlled Compressor | 1.6134 | 1.5616 | 11332.3582 | 1.7063 | 1.4292 | 13160.16 | Commercial/Industrial | Assembly | Existing | VAV System | 5.7961 | 1.1876 | 78090.76 | 16.5519 | 16.7974 | 58155.4186
Residential | Single Family | Any | Storage | 4.6376e-06 | #DIV/0! | -73135.8901 | 0 | 0.00069149 | 0 | Commercial/Industrial | Assembly | Turnover | LED - 14W | 14.0811 | 1.3187 | 90.4831 | 0.011041 | 0.0025527 | 46.016 | Commercial/Industrial | Healthcare | New | VSD Controlled Compressor | 1.6134 | 1.5616 | 11332.3582 | 1.7063 | 1.4292 | 13160.16 | Commercial/Industrial | Assembly | New | VAV System | 5.7961 | 1.1876 | 78090.76 | 16.5519 | 16.7974 | 58155.4186
Residential | Multi-Family | Any | Storage | 0.0011471 | #DIV/0! | -73135.8901 | 0 | 0.12087 | 0 | Commercial/Industrial | Assembly | New | LED - 14W | 14.0811 | 1.3187 | 90.4831 | 0.011041 | 0.0025527 | 46.016 | Commercial/Industrial | Hospitals | New | VSD Controlled Compressor | 1.6134 | 1.5616 | 11332.3582 | 1.7063 | 1.4292 | 13160.16 | Commercial/Industrial | Offices | Existing | VAV System | 5.7961 | 1.1876 | 78085.7032 | 16.5508 | 16.7963 | 58151.6527
Residential | Single Family | Any | Storage with other DSM (EE and DR) | 0.0071994 | #DIV/0! | -73135.8901 | 0.26991 | 0.29583 | 0 | Commercial/Industrial | Offices | Existing | Chilled Water Controls Optimization | 14.0305 | 1.0281 | 5695.8339 | 1.3393 | 0.0013348 | 3301.1671 | Commercial/Industrial | Lodging/Hospitality | New | VSD Controlled Compressor | 1.6134 | 1.5616 | 11332.3582 | 1.7063 | 1.4292 | 13160.16 | Commercial/Industrial | Offices | New | VAV System | 5.7961 | 1.1876 | 78085.7032 | 16.5508 | 16.7963 | 58151.6527
Residential | Multi-Family | Any | Storage with other DSM (EE and DR) | 0.013376 | #DIV/0! | -73135.8901 | 0.5276 | 0.46801 | 0 | Commercial/Industrial | Offices | New | Chilled Water Controls Optimization | 14.0305 | 1.0281 | 5695.8339 | 1.3393 | 0.0013348 | 3301.1671 | Commercial/Industrial | Restaurants | New | VSD Controlled Compressor | 1.6134 | 1.5616 | 11332.3582 | 1.7063 | 1.4292 | 13160.16 | Commercial/Industrial | Miscellaneous | Existing | Duct Sealing Repair | 9.8396 | 0.8099 | 76336.0946 | 3.9354 | 13.9379 | 19974.2506
Commercial/Industrial | Assembly | New | Refrigerated Display Case LED Lighting | 0 | #DIV/0! | -157.7441 | 0 | 0 | 0 | Commercial/Industrial | Miscellaneous | Existing | Chilled Water Controls Optimization | 13.6974 | 1.028 | 5553.528 | 1.3075 | 0.0013031 | 3222.944 | Commercial/Industrial | Schools K-12 | New | VSD Controlled Compressor | 1.6134 | 1.5616 | 11332.3582 | 1.7063 | 1.4292 | 13160.16 | Commercial/Industrial | Miscellaneous | New | Duct Sealing Repair | 9.8396 | 0.8099 | 76336.0946 | 3.9354 | 13.9379 | 19974.2506
Commercial/Industrial | College and University | New | Refrigerated Display Case LED Lighting | 0 | #DIV/0! | -157.7441 | 0 | 0 | 0 | Commercial/Industrial | Miscellaneous | New | Chilled Water Controls Optimization | 13.6974 | 1.028 | 5553.528 | 1.3075 | 0.0013031 | 3222.944 | Commercial/Industrial | College and University | Existing | Chilled Water Controls Optimization | 27.7465 | 1.2078 | 11125.6015 | 1.8849 | 0.89883 | 8018.1238 | Commercial/Industrial | Hospitals | Existing | Retro-Commissioning | 2.6809 | 0.69057 | 73116.2863 | 15.7616 | 48.8673 | 94278.48
Commercial/Industrial | Grocery | New | Refrigerated Display Case LED Lighting | 0 | #DIV/0! | -157.7441 | 0 | 0 | 0 | Commercial/Industrial | Hospitals | Turnover | LED Linear - Fixture Replacement | 13.4714 | 1.6352 | 896.2034 | 0.060559 | 0.056172 | 577.8979 | Commercial/Industrial | College and University | New | Chilled Water Controls Optimization | 27.7465 | 1.2078 | 11125.6015 | 1.8849 | 0.89883 | 8018.1238 | Commercial/Industrial | Hospitals | New | Retro-Commissioning | 2.6809 | 0.69057 | 73116.2863 | 15.7616 | 48.8673 | 94278.48
Commercial/Industrial | Healthcare | New | Refrigerated Display Case LED Lighting | 0 | #DIV/0! | -157.7441 | 0 | 0 | 0 | Commercial/Industrial | Hospitals | New | LED Linear - Fixture Replacement | 13.4714 | 1.6352 | 896.2034 | 0.060559 | 0.056172 | 577.8979 | Commercial/Industrial | Assembly | Turnover | Heat Pump Pool Heater | 3.9089 | 1.8042 | 10868.1176 | 0 | 0.34381 | 9411.7647 | Commercial/Industrial | Grocery | Turnover | Heat Pump Water Heater | 4.8818 | 0.83885 | 64447.1391 | 2.9603 | 15.5303 | 42193.5604
Commercial/Industrial | Hospitals | New | Refrigerated Display Case LED Lighting | 0 | #DIV/0! | -157.7441 | 0 | 0 | 0 | Commercial/Industrial | Grocery | Turnover | LED Linear - Fixture Replacement | 13.408 | 1.292 | 929.9578 | 0.11487 | 6.293e-06 | 471.0182 | Commercial/Industrial | College and University | Turnover | Heat Pump Pool Heater | 3.9089 | 1.8042 | 10868.1176 | 0 | 0.34381 | 9411.7647 | Commercial/Industrial | Grocery | New | Heat Pump Water Heater | 4.8818 | 0.83885 | 64447.1391 | 2.9603 | 15.5303 | 42193.5604
Commercial/Industrial | Institutional | New | Refrigerated Display Case LED Lighting | 0 | #DIV/0! | -157.7441 | 0 | 0 | 0 | Commercial/Industrial | Grocery | New | LED Linear - Fixture Replacement | 13.408 | 1.292 | 929.9578 | 0.11487 | 6.293e-06 | 471.0182 | Commercial/Industrial | Grocery | Turnover | Heat Pump Pool Heater | 3.9089 | 1.8042 | 10868.1176 | 0 | 0.34381 | 9411.7647 | Commercial/Industrial | Grocery | Existing | Retro-Commissioning | 2.3778 | 0.69057 | 61291.6236 | 13.6345 | 42.2724 | 81555.02
Commercial/Industrial | Lodging/Hospitality | New | Refrigerated Display Case LED Lighting | 0 | #DIV/0! | -157.7441 | 0 | 0 | 0 | Commercial/Industrial | Grocery | Turnover | CFL-23W | 12.8057 | 1.1052 | 41.9767 | 0.0093469 | 2.5304e-06 | 38.808 | Commercial/Industrial | Healthcare | Turnover | Heat Pump Pool Heater | 3.9089 | 1.8042 | 10868.1176 | 0 | 0.34381 | 9411.7647 | Commercial/Industrial | Grocery | New | Retro-Commissioning | 2.3778 | 0.69057 | 61291.6236 | 13.6345 | 42.2724 | 81555.02
Commercial/Industrial | Miscellaneous | New | Refrigerated Display Case LED Lighting | 0 | #DIV/0! | -157.7441 | 0 | 0 | 0 | Commercial/Industrial | Grocery | New | CFL-23W | 12.8057 | 1.1052 | 41.9767 | 0.0093469 | 2.5304e-06 | 38.808 | Commercial/Industrial | Hospitals | Turnover | Heat Pump Pool Heater | 3.9089 | 1.8042 | 10868.1176 | 0 | 0.34381 | 9411.7647 | Commercial/Industrial | Hospitals | Turnover | High Efficiency Chiller (Air Cooled, 50 tons) | 3.4999 | 1.4184 | 59434.4984 | 8.037 | 8.1562 | 28238.2483
Commercial/Industrial | Offices | New | Refrigerated Display Case LED Lighting | 0 | #DIV/0! | -157.7441 | 0 | 0 | 0 | Commercial/Industrial | Hospitals | Turnover | CFL-23W | 12.7893 | 1.397 | 39.7158 | 0.0048396 | 0.0047395 | 47.614 | Commercial/Industrial | Institutional | Turnover | Heat Pump Pool Heater | 3.9089 | 1.8042 | 10868.1176 | 0 | 0.34381 | 9411.7647 | Commercial/Industrial | Hospitals | New | High Efficiency Chiller (Air Cooled, 50 tons) | 3.4999 | 1.4184 | 59434.4984 | 8.037 | 8.1562 | 28238.2483
Commercial/Industrial | Restaurants | New | Refrigerated Display Case LED Lighting | 0 | #DIV/0! | -157.7441 | 0 | 0 | 0 | Commercial/Industrial | Hospitals | New | CFL-23W | 12.7893 | 1.397 | 39.7158 | 0.0048396 | 0.0047395 | 47.614 | Commercial/Industrial | Lodging/Hospitality | Turnover | Heat Pump Pool Heater | 3.9089 | 1.8042 | 10868.1176 | 0 | 0.34381 | 9411.7647 | Commercial/Industrial | Retail | Turnover | High Efficiency Chiller (Water cooled-centrifugal, 200 tons) | 2.5257 | 1.2337 | 57566.7392 | 10.4385 | 0.45213 | 26513.205
Commercial/Industrial | Retail | New | Refrigerated Display Case LED Lighting | 0 | #DIV/0! | -157.7441 | 0 | 0 | 0 | Commercial/Industrial | Retail | Existing | Chilled Water Controls Optimization | 12.6253 | 1.0281 | 5094.296 | 1.2051 | 0.0012011 | 2970.5121 | Commercial/Industrial | Miscellaneous | Turnover | Heat Pump Pool Heater | 3.9089 | 1.8042 | 10868.1176 | 0 | 0.34381 | 9411.7647 | Commercial/Industrial | Retail | New | High Efficiency Chiller (Water cooled-centrifugal, 200 tons) | 2.5257 | 1.2337 | 57566.7392 | 10.4385 | 0.45213 | 26513.205
Commercial/Industrial | Schools K-12 | New | Refrigerated Display Case LED Lighting | 0 | #DIV/0! | -157.7441 | 0 | 0 | 0 | Commercial/Industrial | Retail | New | Chilled Water Controls Optimization | 12.6253 | 1.0281 | 5094.296 | 1.2051 | 0.0012011 | 2970.5121 | Commercial/Industrial | Offices | Turnover | Heat Pump Pool Heater | 3.9089 | 1.8042 | 10868.1176 | 0 | 0.34381 | 9411.7647 | Commercial/Industrial | Grocery | Existing | Duct Sealing Repair | 22.5487 | 0.80989 | 57385.0646 | 2.8517 | 10.0998 | 14473.841
Commercial/Industrial | Warehouse | New | Refrigerated Display Case LED Lighting | 0 | #DIV/0! | -157.7441 | 0 | 0 | 0 | Commercial/Industrial | Grocery | Turnover | Premium T8 - Lamp Replacement | 12.5267 | 1.1118 | 21.0858 | 0.0047075 | 7.8845e-07 | 19.5149 | Commercial/Industrial | Restaurants | Turnover | Heat Pump Pool Heater | 3.9089 | 1.8042 | 10868.1176 | 0 | 0.34381 | 9411.7647 | Commercial/Industrial | Grocery | New | Duct Sealing Repair | 22.5487 | 0.80989 | 57385.0646 | 2.8517 | 10.0998 | 14473.841
Commercial/Industrial | Grocery | Existing | Chilled Water Controls Optimization | 0 | #DIV/0! | -309.752 | 0 | 0 | 0 | Commercial/Industrial | Grocery | New | Premium T8 - Lamp Replacement | 12.5267 | 1.1118 | 21.0858 | 0.0047075 | 7.8845e-07 | 19.5149 | Commercial/Industrial | Retail | Turnover | Heat Pump Pool Heater | 3.9089 | 1.8042 | 10868.1176 | 0 | 0.34381 | 9411.7647 | Commercial/Industrial | Hospitals | Turnover | High Efficiency Chiller (Water cooled-centrifugal, 200 tons) | 2.4777 | 1.2337 | 55954.2932 | 10.2402 | 0.44355 | 26009.712
Commercial/Industrial | Grocery | New | Chilled Water Controls Optimization | 0 | #DIV/0! | -309.752 | 0 | 0 | 0 | Commercial/Industrial | Hospitals | Turnover | Premium T8 - Lamp Replacement | 12.4356 | 1.3876 | 20.0213 | 0.0024798 | 0.0023811 | 23.943 | Commercial/Industrial | Schools K-12 | Turnover | Heat Pump Pool Heater | 3.9089 | 1.8042 | 10868.1176 | 0 | 0.34381 | 9411.7647 | Commercial/Industrial | Hospitals | New | High Efficiency Chiller (Water cooled-centrifugal, 200 tons) | 2.4777 | 1.2337 | 55954.2932 | 10.2402 | 0.44355 | 26009.712
Commercial/Industrial | Assembly | Existing | Facility Commissioning | 0 | #DIV/0! | -64101.4963 | 0 | 0 | 0 | Commercial/Industrial | Hospitals | New | Premium T8 - Lamp Replacement | 12.4356 | 1.3876 | 20.0213 | 0.0024798 | 0.0023811 | 23.943 | Commercial/Industrial | Warehouse | Turnover | Heat Pump Pool Heater | 3.9089 | 1.8042 | 10868.1176 | 0 | 0.34381 | 9411.7647 | Commercial/Industrial | Healthcare | Existing | VAV System | 5.7961 | 1.1876 | 55627.5634 | 11.7906 | 11.9655 | 41426.7224
Commercial/Industrial | College and University | Existing | Facility Commissioning | 0 | #DIV/0! | -252627.2061 | 0 | 0 | 0 | Commercial/Industrial | Healthcare | Turnover | LED Linear - Fixture Replacement | 12.2974 | 1.3115 | 836.0548 | 0.10355 | 0.023688 | 427.1789 | Commercial/Industrial | Assembly | New | Heat Pump Pool Heater | 3.9089 | 1.8042 | 10868.1176 | 0 | 0.34381 | 9411.7647 | Commercial/Industrial | Healthcare | New | VAV System | 5.7961 | 1.1876 | 55627.5634 | 11.7906 | 11.9655 | 41426.7224
Commercial/Industrial | Grocery | Existing | Facility Commissioning | 0 | #DIV/0! | -15675.6549 | 0 | 0 | 0 | Commercial/Industrial | Healthcare | New | LED Linear - Fixture Replacement | 12.2974 | 1.3115 | 836.0548 | 0.10355 | 0.023688 | 427.1789 | Commercial/Industrial | College and University | New | Heat Pump Pool Heater | 3.9089 | 1.8042 | 10868.1176 | 0 | 0.34381 | 9411.7647 | Commercial/Industrial | Retail | Turnover | High Efficiency Chiller (Air Cooled, 50 tons) | 3.3153 | 1.4184 | 55271.1333 | 7.6131 | 7.726 | 26748.8892
Commercial/Industrial | Healthcare | Existing | Facility Commissioning | 0 | #DIV/0! | -66941.1024 | 0 | 0 | 0 | Commercial/Industrial | Retail | Turnover | LED Linear - Fixture Replacement | 12.0503 | 1.2917 | 830.2286 | 0.10326 | 5.6573e-06 | 423.4406 | Commercial/Industrial | Grocery | New | Heat Pump Pool Heater | 3.9089 | 1.8042 | 10868.1176 | 0 | 0.34381 | 9411.7647 | Commercial/Industrial | Retail | New | High Efficiency Chiller (Air Cooled, 50 tons) | 3.3153 | 1.4184 | 55271.1333 | 7.6131 | 7.726 | 26748.8892
Commercial/Industrial | Hospitals | Existing | Facility Commissioning | 0 | #DIV/0! | -697515.7548 | 0 | 0 | 0 | Commercial/Industrial | Retail | New | LED Linear - Fixture Replacement | 12.0503 | 1.2917 | 830.2286 | 0.10326 | 5.6573e-06 | 423.4406 | Commercial/Industrial | Healthcare | New | Heat Pump Pool Heater | 3.9089 | 1.8042 | 10868.1176 | 0 | 0.34381 | 9411.7647 | Commercial/Industrial | Healthcare | Existing | Duct Sealing Repair | 23.3304 | 0.8099 | 55123.2394 | 2.7367 | 9.6926 | 13890.361
Commercial/Industrial | Institutional | Existing | Facility Commissioning | 0 | #DIV/0! | -68636.2604 | 0 | 0 | 0 | Commercial/Industrial | Healthcare | Turnover | CFL-23W | 11.7808 | 1.1237 | 37.783 | 0.0084448 | 0.0019525 | 35.196 | Commercial/Industrial | Hospitals | New | Heat Pump Pool Heater | 3.9089 | 1.8042 | 10868.1176 | 0 | 0.34381 | 9411.7647 | Commercial/Industrial | Healthcare | New | Duct Sealing Repair | 23.3304 | 0.8099 | 55123.2394 | 2.7367 | 9.6926 | 13890.361
Commercial/Industrial | Lodging/Hospitality | Existing | Facility Commissioning | 0 | #DIV/0! | -112469.2007 | 0 | 0 | 0 | Commercial/Industrial | Healthcare | New | CFL-23W | 11.7808 | 1.1237 | 37.783 | 0.0084448 | 0.0019525 | 35.196 | Commercial/Industrial | Institutional | New | Heat Pump Pool Heater | 3.9089 | 1.8042 | 10868.1176 | 0 | 0.34381 | 9411.7647 | Commercial/Industrial | Schools K-12 | Existing | Retro-Commissioning | 1.5552 | 0.71478 | 52210.0217 | 23.8781 | 46.2663 | 77338.89
Commercial/Industrial | Miscellaneous | Existing | Facility Commissioning | 0 | #DIV/0! | -958096.0926 | 0 | 0 | 0 | Commercial/Industrial | Schools K-12 | Turnover | LED - 14W | 11.6038 | 1.3138 | 73.915 | 0.0091329 | 0.0021116 | 38.064 | Commercial/Industrial | Lodging/Hospitality | New | Heat Pump Pool Heater | 3.9089 | 1.8042 | 10868.1176 | 0 | 0.34381 | 9411.7647 | Commercial/Industrial | Schools K-12 | New | Retro-Commissioning | 1.5552 | 0.71478 | 52210.0217 | 23.8781 | 46.2663 | 77338.89
Commercial/Industrial | Offices | Existing | Facility Commissioning | 0 | #DIV/0! | -53447.8175 | 0 | 0 | 0 | Commercial/Industrial | Schools K-12 | New | LED - 14W | 11.6038 | 1.3138 | 73.915 | 0.0091329 | 0.0021116 | 38.064 | Commercial/Industrial | Miscellaneous | New | Heat Pump Pool Heater | 3.9089 | 1.8042 | 10868.1176 | 0 | 0.34381 | 9411.7647 | Commercial/Industrial | Retail | Existing | Retro-Commissioning | 2.4534 | 0.69057 | 50933.3701 | 11.2325 | 34.8251 | 67187.23
Commercial/Industrial | Restaurants | Existing | Facility Commissioning | 0 | #DIV/0! | -16900.2863 | 0 | 0 | 0 | Commercial/Industrial | Retail | Turnover | CFL-23W | 11.5653 | 1.1102 | 37.4904 | 0.0084028 | 2.2748e-06 | 34.888 | Commercial/Industrial | Offices | New | Heat Pump Pool Heater | 3.9089 | 1.8042 | 10868.1176 | 0 | 0.34381 | 9411.7647 | Commercial/Industrial | Retail | New | Retro-Commissioning | 2.4534 | 0.69057 | 50933.3701 | 11.2325 | 34.8251 | 67187.23
Commercial/Industrial | Retail | Existing | Facility Commissioning | 0 | #DIV/0! | -38073.2862 | 0 | 0 | 0 | Commercial/Industrial | Retail | New | CFL-23W | 11.5653 | 1.1102 | 37.4904 | 0.0084028 | 2.2748e-06 | 34.888 | Commercial/Industrial | Restaurants | New | Heat Pump Pool Heater | 3.9089 | 1.8042 | 10868.1176 | 0 | 0.34381 | 9411.7647 | Commercial/Industrial | Healthcare | Existing | Demand Controlled Ventilation | 2.5829 | 0.70328 | 49546.4088 | 2.9093 | 16.3792 | 27943.0441
Commercial/Industrial | Schools K-12 | Existing | Facility Commissioning | 0 | #DIV/0! | -173205.9129 | 0 | 0 | 0 | Commercial/Industrial | Healthcare | Turnover | Premium T8 - Lamp Replacement | 11.4437 | 1.119 | 19.0168 | 0.0042752 | 0.00098159 | 17.6986 | Commercial/Industrial | Retail | New | Heat Pump Pool Heater | 3.9089 | 1.8042 | 10868.1176 | 0 | 0.34381 | 9411.7647 | Commercial/Industrial | Healthcare | New | Demand Controlled Ventilation | 2.5829 | 0.70328 | 49546.4088 | 2.9093 | 16.3792 | 27943.0441
Commercial/Industrial | Warehouse | Existing | Facility Commissioning | 0 | #DIV/0! | -53444.3564 | 0 | 0 | 0 | Commercial/Industrial | Healthcare | New | Premium T8 - Lamp Replacement | 11.4437 | 1.119 | 19.0168 | 0.0042752 | 0.00098159 | 17.6986 | Commercial/Industrial | Schools K-12 | New | Heat Pump Pool Heater | 3.9089 | 1.8042 | 10868.1176 | 0 | 0.34381 | 9411.7647 | Commercial/Industrial | Retail | Existing | Thermostatic Shower Restriction Valve | 8.9006 | 0.83885 | 48233.4807 | 2.0889 | 10.9586 | 29772.9694
Commercial/Industrial | Assembly | Existing | Hotel Card Energy Control Systems | 0 | #DIV/0! | -745.6993 | 0 | 0 | 0 | Commercial/Industrial | Retail | Turnover | Premium T8 - Lamp Replacement | 11.3225 | 1.1178 | 18.8285 | 0.004232 | 7.0881e-07 | 17.5437 | Commercial/Industrial | Warehouse | New | Heat Pump Pool Heater | 3.9089 | 1.8042 | 10868.1176 | 0 | 0.34381 | 9411.7647 | Commercial/Industrial | Retail | New | Thermostatic Shower Restriction Valve | 8.9006 | 0.83885 | 48233.4807 | 2.0889 | 10.9586 | 29772.9694
Commercial/Industrial | College and University | Existing | Hotel Card Energy Control Systems | 0 | #DIV/0! | -745.6993 | 0 | 0 | 0 | Commercial/Industrial | Retail | New | Premium T8 - Lamp Replacement | 11.3225 | 1.1178 | 18.8285 | 0.004232 | 7.0881e-07 | 17.5437 | Commercial/Industrial | Assembly | Turnover | Efficient Exhaust Hood | 2.2733 | 1.3585 | 10553.4586 | 1.7635 | 0.69217 | 8066.5 | Commercial/Industrial | Miscellaneous | Existing | Retro-Commissioning | 6.5151 | 0.71478 | 46806.3698 | 15.0315 | 29.1251 | 48685.54
Commercial/Industrial | Grocery | Existing | Hotel Card Energy Control Systems | 0 | #DIV/0! | -745.6993 | 0 | 0 | 0 | Commercial/Industrial | Miscellaneous | Turnover | LED Linear - Fixture Replacement | 10.7854 | 1.312 | 725.8881 | 0.090781 | 0.020767 | 374.5037 | Commercial/Industrial | College and University | Turnover | Efficient Exhaust Hood | 2.2733 | 1.3585 | 10553.4586 | 1.7635 | 0.69217 | 8066.5 | Commercial/Industrial | Miscellaneous | New | Retro-Commissioning | 6.5151 | 0.71478 | 46806.3698 | 15.0315 | 29.1251 | 48685.54
Commercial/Industrial | Healthcare | Existing | Hotel Card Energy Control Systems | 0 | #DIV/0! | -745.6993 | 0 | 0 | 0 | Commercial/Industrial | Miscellaneous | New | LED Linear - Fixture Replacement | 10.7854 | 1.312 | 725.8881 | 0.090781 | 0.020767 | 374.5037 | Commercial/Industrial | Grocery | Turnover | Efficient Exhaust Hood | 2.2733 | 1.3585 | 10553.4586 | 1.7635 | 0.69217 | 8066.5 | Commercial/Industrial | Assembly | Existing | Retro-Commissioning | 6.741 | 0.71478 | 45060.0127 | 14.4255 | 27.951 | 46722.91
Commercial/Industrial | Hospitals | Existing | Hotel Card Energy Control Systems | 0 | #DIV/0! | -745.6993 | 0 | 0 | 0 | Commercial/Industrial | Assembly | Turnover | Energy Star Commercial Dishwasher | 10.7817 | 1.706 | 26838.0381 | 1.3584 | -0.00014452 | 18720.0898 | Commercial/Industrial | Healthcare | Turnover | Efficient Exhaust Hood | 2.2733 | 1.3585 | 10553.4586 | 1.7635 | 0.69217 | 8066.5 | Commercial/Industrial | College and University | New | Retro-Commissioning | 6.741 | 0.71478 | 45060.0127 | 14.4255 | 27.951 | 46722.91
Commercial/Industrial | Institutional | Existing | Hotel Card Energy Control Systems | 0 | #DIV/0! | -745.6993 | 0 | 0 | 0 | Commercial/Industrial | College and University | Turnover | Energy Star Commercial Dishwasher | 10.7817 | 1.706 | 26838.0381 | 1.3584 | -0.00014452 | 18720.0898 | Commercial/Industrial | Hospitals | Turnover | Efficient Exhaust Hood | 2.2733 | 1.3585 | 10553.4586 | 1.7635 | 0.69217 | 8066.5 | Commercial/Industrial | Grocery | Existing | Programmable Thermostat | 1.5152 | 0.3785 | 44834.6841 | -0.22094 | 20.6086 | 6897.6783
Commercial/Industrial | Miscellaneous | Existing | Hotel Card Energy Control Systems | 0 | #DIV/0! | -745.6993 | 0 | 0 | 0 | Commercial/Industrial | Grocery | Turnover | Energy Star Commercial Dishwasher | 10.7817 | 1.706 | 26838.0381 | 1.3584 | -0.00014452 | 18720.0898 | Commercial/Industrial | Institutional | Turnover | Efficient Exhaust Hood | 2.2733 | 1.3585 | 10553.4586 | 1.7635 | 0.69217 | 8066.5 | Commercial/Industrial | Healthcare | New | Programmable Thermostat | 1.5152 | 0.3785 | 44834.6841 | -0.22094 | 20.6086 | 6897.6783
Commercial/Industrial | Offices | Existing | Hotel Card Energy Control Systems | 0 | #DIV/0! | -745.6993 | 0 | 0 | 0 | Commercial/Industrial | Healthcare | Turnover | Energy Star Commercial Dishwasher | 10.7817 | 1.706 | 26838.0381 | 1.3584 | -0.00014452 | 18720.0898 | Commercial/Industrial | Lodging/Hospitality | Turnover | Efficient Exhaust Hood | 2.2733 | 1.3585 | 10553.4586 | 1.7635 | 0.69217 | 8066.5 | Commercial/Industrial | Hospitals | Turnover | High Efficiency Chiller (Air Cooled, 50 tons) | 2.6569 | 1.4184 | 40421.7978 | 6.1012 | 6.1917 | 21436.8418
Commercial/Industrial | Restaurants | Existing | Hotel Card Energy Control Systems | 0 | #DIV/0! | -745.6993 | 0 | 0 | 0 | Commercial/Industrial | Hospitals | Turnover | Energy Star Commercial Dishwasher | 10.7817 | 1.706 | 26838.0381 | 1.3584 | -0.00014452 | 18720.0898 | Commercial/Industrial | Miscellaneous | Turnover | Efficient Exhaust Hood | 2.2733 | 1.3585 | 10553.4586 | 1.7635 | 0.69217 | 8066.5 | Commercial/Industrial | Institutional | New | High Efficiency Chiller (Air Cooled, 50 tons) | 2.6569 | 1.4184 | 40421.7978 | 6.1012 | 6.1917 | 21436.8418
Commercial/Industrial | Retail | Existing | Hotel Card Energy Control Systems | 0 | #DIV/0! | -745.6993 | 0 | 0 | 0 | Commercial/Industrial | Institutional | Turnover | Energy Star Commercial Dishwasher | 10.7817 | 1.706 | 26838.0381 | 1.3584 | -0.00014452 | 18720.0898 | Commercial/Industrial | Offices | Turnover | Efficient Exhaust Hood | 2.2733 | 1.3585 | 10553.4586 | 1.7635 | 0.69217 | 8066.5 | Commercial/Industrial | Lodging/Hospitality | Turnover | High Efficiency Chiller (Air Cooled, 50 tons) | 2.6065 | 1.4184 | 39283.8113 | 5.9854 | 6.0742 | 21029.7503
Commercial/Industrial | Schools K-12 | Existing | Hotel Card Energy Control Systems | 0 | #DIV/0! | -745.6993 | 0 | 0 | 0 | Commercial/Industrial | Lodging/Hospitality | Turnover | Energy Star Commercial Dishwasher | 10.7817 | 1.706 | 26838.0381 | 1.3584 | -0.00014452 | 18720.0898 | Commercial/Industrial | Restaurants | Turnover | Efficient Exhaust Hood | 2.2733 | 1.3585 | 10553.4586 | 1.7635 | 0.69217 | 8066.5 | Commercial/Industrial | Miscellaneous | New | High Efficiency Chiller (Air Cooled, 50 tons) | 2.6065 | 1.4184 | 39283.8113 | 5.9854 | 6.0742 | 21029.7503
Commercial/Industrial | Warehouse | Existing | Hotel Card Energy Control Systems | 0 | #DIV/0! | -745.6993 | 0 | 0 | 0 | Commercial/Industrial | Miscellaneous | Turnover | Energy Star Commercial Dishwasher | 10.7817 | 1.706 | 26838.0381 | 1.3584 | -0.00014452 | 18720.0898 | Commercial/Industrial | Retail | Turnover | Efficient Exhaust Hood | 2.2733 | 1.3585 | 10553.4586 | 1.7635 | 0.69217 | 8066.5 | Commercial/Industrial | Offices | Existing | Hot Water Pipe Insulation | 3.1044 | 1.4903 | 38350.2944 | 3.786 | 4.255 | 33889.8007
Commercial/Industrial | Assembly | New | Hotel Card Energy Control Systems | 0 | #DIV/0! | -745.6993 | 0 | 0 | 0 | Commercial/Industrial | Offices | Turnover | Energy Star Commercial Dishwasher | 10.7817 | 1.706 | 26838.0381 | 1.3584 | -0.00014452 | 18720.0898 | Commercial/Industrial | Schools K-12 | Turnover | Efficient Exhaust Hood | 2.2733 | 1.3585 | 10553.4586 | 1.7635 | 0.69217 | 8066.5 | Commercial/Industrial | Restaurants | New | Hot Water Pipe Insulation | 3.1044 | 1.4903 | 38350.2944 | 3.786 | 4.255 | 33889.8007
Commercial/Industrial | College and University | New | Hotel Card Energy Control Systems | 0 | #DIV/0! | -745.6993 | 0 | 0 | 0 | Commercial/Industrial | Restaurants | Turnover | Energy Star Commercial Dishwasher | 10.7817 | 1.706 | 26838.0381 | 1.3584 | -0.00014452 | 18720.0898 | Commercial/Industrial | Warehouse | Turnover | Efficient Exhaust Hood | 2.2733 | 1.3585 | 10553.4586 | 1.7635 | 0.69217 | 8066.5 | Commercial/Industrial | Retail | Turnover | Heat Pump Water Heater | 4.0855 | 1.3132 | 38003.5664 | 6.1896 | 4.1168 | 36626.3545
Commercial/Industrial | Grocery | New | Hotel Card Energy Control Systems | 0 | #DIV/0! | -745.6993 | 0 | 0 | 0 | Commercial/Industrial | Retail | Turnover | Energy Star Commercial Dishwasher | 10.7817 | 1.706 | 26838.0381 | 1.3584 | -0.00014452 | 18720.0898 | Commercial/Industrial | Assembly | New | Efficient Exhaust Hood | 2.2733 | 1.3585 | 10553.4586 | 1.7635 | 0.69217 | 8066.5 | Commercial/Industrial | Schools K-12 | New | Heat Pump Water Heater | 4.0855 | 1.3132 | 38003.5664 | 6.1896 | 4.1168 | 36626.3545
Commercial/Industrial | Healthcare | New | Hotel Card Energy Control Systems | 0 | #DIV/0! | -745.6993 | 0 | 0 | 0 | Commercial/Industrial | Schools K-12 | Turnover | Energy Star Commercial Dishwasher | 10.7817 | 1.706 | 26838.0381 | 1.3584 | -0.00014452 | 18720.0898 | Commercial/Industrial | College and University | New | Efficient Exhaust Hood | 2.2733 | 1.3585 | 10553.4586 | 1.7635 | 0.69217 | 8066.5 | Commercial/Industrial | Warehouse | Turnover | High Efficiency Chiller (Water cooled-centrifugal, 200 tons) | 1.9419 | 1.2337 | 37942.0917 | 8.0259 | 0.34763 | 20385.3267
Commercial/Industrial | Hospitals | New | Hotel Card Energy Control Systems | 0 | #DIV/0! | -745.6993 | 0 | 0 | 0 | Commercial/Industrial | Warehouse | Turnover | Energy Star Commercial Dishwasher | 10.7817 | 1.706 | 26838.0381 | 1.3584 | -0.00014452 | 18720.0898 | Commercial/Industrial | Grocery | New | Efficient Exhaust Hood | 2.2733 | 1.3585 | 10553.4586 | 1.7635 | 0.69217 | 8066.5 | Commercial/Industrial | Assembly | New | High Efficiency Chiller (Water cooled-centrifugal, 200 tons) | 1.9419 | 1.2337 | 37942.0917 | 8.0259 | 0.34763 | 20385.3267
Commercial/Industrial | Institutional | New | Hotel Card Energy Control Systems | 0 | #DIV/0! | -745.6993 | 0 | 0 | 0 | Commercial/Industrial | Assembly | New | Energy Star Commercial Dishwasher | 10.7817 | 1.706 | 26838.0381 | 1.3584 | -0.00014452 | 18720.0898 | Commercial/Industrial | Healthcare | New | Efficient Exhaust Hood | 2.2733 | 1.3585 | 10553.4586 | 1.7635 | 0.69217 | 8066.5 | Commercial/Industrial | College and University | Existing | Facility Energy Management System | 1.0475 | 1.3494 | 37654.0767 | 15.7908 | 1.3579 | 75340.2418
Commercial/Industrial | Miscellaneous | New | Hotel Card Energy Control Systems | 0 | #DIV/0! | -745.6993 | 0 | 0 | 0 | Commercial/Industrial | College and University | New | Energy Star Commercial Dishwasher | 10.7817 | 1.706 | 26838.0381 | 1.3584 | -0.00014452 | 18720.0898 | Commercial/Industrial | Hospitals | New | Efficient Exhaust Hood | 2.2733 | 1.3585 | 10553.4586 | 1.7635 | 0.69217 | 8066.5 | Commercial/Industrial | Grocery | New | Facility Energy Management System | 1.0475 | 1.3494 | 37654.0767 | 15.7908 | 1.3579 | 75340.2418
Commercial/Industrial | Offices | New | Hotel Card Energy Control Systems | 0 | #DIV/0! | -745.6993 | 0 | 0 | 0 | Commercial/Industrial | Grocery | New | Energy Star Commercial Dishwasher | 10.7817 | 1.706 | 26838.0381 | 1.3584 | -0.00014452 | 18720.0898 | Commercial/Industrial | Institutional | New | Efficient Exhaust Hood | 2.2733 | 1.3585 | 10553.4586 | 1.7635 | 0.69217 | 8066.5 | Commercial/Industrial | Healthcare | Turnover | Heat Pump Water Heater | 3.0206 | 0.83885 | 36576.6254 | 1.8317 | 9.6094 | 26107.2655
Commercial/Industrial | Restaurants | New | Hotel Card Energy Control Systems | 0 | #DIV/0! | -745.6993 | 0 | 0 | 0 | Commercial/Industrial | Healthcare | New | Energy Star Commercial Dishwasher | 10.7817 | 1.706 | 26838.0381 | 1.3584 | -0.00014452 | 18720.0898 | Commercial/Industrial | Lodging/Hospitality | New | Efficient Exhaust Hood | 2.2733 | 1.3585 | 10553.4586 | 1.7635 | 0.69217 | 8066.5 | Commercial/Industrial | Hospitals | New | Heat Pump Water Heater | 3.0206 | 0.83885 | 36576.6254 | 1.8317 | 9.6094 | 26107.2655
Commercial/Industrial | Retail | New | Hotel Card Energy Control Systems | 0 | #DIV/0! | -745.6993 | 0 | 0 | 0 | Commercial/Industrial | Hospitals | New | Energy Star Commercial Dishwasher | 10.7817 | 1.706 | 26838.0381 | 1.3584 | -0.00014452 | 18720.0898 | Commercial/Industrial | Miscellaneous | New | Efficient Exhaust Hood | 2.2733 | 1.3585 | 10553.4586 | 1.7635 | 0.69217 | 8066.5 | Commercial/Industrial | Institutional | Existing | Demand Controlled Ventilation | 2.6563 | 0.70327 | 34214.5398 | 1.9947 | 11.2299 | 19158.2709
Commercial/Industrial | Schools K-12 | New | Hotel Card Energy Control Systems | 0 | #DIV/0! | -745.6993 | 0 | 0 | 0 | Commercial/Industrial | Institutional | New | Energy Star Commercial Dishwasher | 10.7817 | 1.706 | 26838.0381 | 1.3584 | -0.00014452 | 18720.0898 | Commercial/Industrial | Offices | New | Efficient Exhaust Hood | 2.2733 | 1.3585 | 10553.4586 | 1.7635 | 0.69217 | 8066.5 | Commercial/Industrial | Lodging/Hospitality | New | Demand Controlled Ventilation | 2.6563 | 0.70327 | 34214.5398 | 1.9947 | 11.2299 | 19158.2709
Commercial/Industrial | Warehouse | New | Hotel Card Energy Control Systems | 0 | #DIV/0! | -745.6993 | 0 | 0 | 0 | Commercial/Industrial | Lodging/Hospitality | New | Energy Star Commercial Dishwasher | 10.7817 | 1.706 | 26838.0381 | 1.3584 | -0.00014452 | 18720.0898 | Commercial/Industrial | Restaurants | New | Efficient Exhaust Hood | 2.2733 | 1.3585 | 10553.4586 | 1.7635 | 0.69217 | 8066.5 | Commercial/Industrial | Miscellaneous | Existing | Chilled Water Controls Optimization | 76.8465 | 1.2077 | 31362.1504 | 5.2206 | 2.4895 | 22207.3793
Commercial/Industrial | Assembly | New | Wall Insulation | 0 | #DIV/0! | -2.7014 | 0 | 0 | 0 | Commercial/Industrial | Miscellaneous | New | Energy Star Commercial Dishwasher | 10.7817 | 1.706 | 26838.0381 | 1.3584 | -0.00014452 | 18720.0898 | Commercial/Industrial | Retail | New | Efficient Exhaust Hood | 2.2733 | 1.3585 | 10553.4586 | 1.7635 | 0.69217 | 8066.5 | Commercial/Industrial | Offices | New | Chilled Water Controls Optimization | 76.8465 | 1.2077 | 31362.1504 | 5.2206 | 2.4895 | 22207.3793
Commercial/Industrial | College and University | New | Wall Insulation | 0 | #DIV/0! | -2.7014 | 0 | 0 | 0 | Commercial/Industrial | Offices | New | Energy Star Commercial Dishwasher | 10.7817 | 1.706 | 26838.0381 | 1.3584 | -0.00014452 | 18720.0898 | Commercial/Industrial | Schools K-12 | New | Efficient Exhaust Hood | 2.2733 | 1.3585 | 10553.4586 | 1.7635 | 0.69217 | 8066.5 | Commercial/Industrial | Restaurants | Existing | Hot Water Pipe Insulation | 3.1044 | 1.4903 | 30680.2355 | 3.0288 | 3.404 | 27111.8406
Commercial/Industrial | Grocery | New | Wall Insulation | 0 | #DIV/0! | -2.7014 | 0 | 0 | 0 | Commercial/Industrial | Restaurants | New | Energy Star Commercial Dishwasher | 10.7817 | 1.706 | 26838.0381 | 1.3584 | -0.00014452 | 18720.0898 | Commercial/Industrial | Warehouse | New | Efficient Exhaust Hood | 2.2733 | 1.3585 | 10553.4586 | 1.7635 | 0.69217 | 8066.5 | Commercial/Industrial | Retail | New | Hot Water Pipe Insulation | 3.1044 | 1.4903 | 30680.2355 | 3.0288 | 3.404 | 27111.8406
Commercial/Industrial | Healthcare | New | Wall Insulation | 0 | #DIV/0! | -2.7014 | 0 | 0 | 0 | Commercial/Industrial | Retail | New | Energy Star Commercial Dishwasher | 10.7817 | 1.706 | 26838.0381 | 1.3584 | -0.00014452 | 18720.0898 | Commercial/Industrial | Institutional | Existing | Smart Thermostat | 1.2499 | 1.7605 | 10144.6651 | 0.27734 | -3.8379 | 23356.8925 | Commercial/Industrial | Schools K-12 | Turnover | High Efficiency Chiller (Water cooled-centrifugal, 200 tons) | 1.7208 | 1.2337 | 30509.109 | 7.1121 | 0.30805 | 18064.3467
Commercial/Industrial | Hospitals | New | Wall Insulation | 0 | #DIV/0! | -2.7014 | 0 | 0 | 0 | Commercial/Industrial | Schools K-12 | New | Energy Star Commercial Dishwasher | 10.7817 | 1.706 | 26838.0381 | 1.3584 | -0.00014452 | 18720.0898 | Commercial/Industrial | Institutional | New | Smart Thermostat | 1.2499 | 1.7605 | 10144.6651 | 0.27734 | -3.8379 | 23356.8925 | Commercial/Industrial | Warehouse | New | High Efficiency Chiller (Water cooled-centrifugal, 200 tons) | 1.7208 | 1.2337 | 30509.109 | 7.1121 | 0.30805 | 18064.3467
Commercial/Industrial | Institutional | New | Wall Insulation | 0 | #DIV/0! | -2.7014 | 0 | 0 | 0 | Commercial/Industrial | Warehouse | New | Energy Star Commercial Dishwasher | 10.7817 | 1.706 | 26838.0381 | 1.3584 | -0.00014452 | 18720.0898 | Commercial/Industrial | Institutional | Existing | Airside Economizer | 5.8996 | 1.2113 | 8905.9793 | -2.2505 | 9.9293e-05 | 10946.4253 | Commercial/Industrial | Institutional | Turnover | High Efficiency Chiller (Water cooled-centrifugal, 200 tons) | 1.6962 | 1.2337 | 29683.222 | 7.0105 | 0.30366 | 17806.4601
Commercial/Industrial | Lodging/Hospitality | New | Wall Insulation | 0 | #DIV/0! | -2.7014 | 0 | 0 | 0 | Commercial/Industrial | Institutional | Existing | Duct Sealing Repair | 10.7517 | 0.8099 | 107719.715 | 5.5222 | 19.558 | 28028.271 | Commercial/Industrial | Institutional | New | Airside Economizer | 5.8996 | 1.2113 | 8905.9793 | -2.2505 | 9.9293e-05 | 10946.4253 | Commercial/Industrial | Institutional | New | High Efficiency Chiller (Water cooled-centrifugal, 200 tons) | 1.6962 | 1.2337 | 29683.222 | 7.0105 | 0.30366 | 17806.4601
Commercial/Industrial | Miscellaneous | New | Wall Insulation | 0 | #DIV/0! | -2.7014 | 0 | 0 | 0 | Commercial/Industrial | Institutional | New | Duct Sealing Repair | 10.7517 | 0.8099 | 107719.715 | 5.5222 | 19.558 | 28028.271 | Commercial/Industrial | Offices | Turnover | Solar Water Heater | 0.90687 | 1.7028 | 8564.599 | 3.213 | 0.45109 | 42987.9545 | Commercial/Industrial | Healthcare | Turnover | High Efficiency Chiller (Water cooled-centrifugal, 200 tons) | 1.6881 | 1.2337 | 29407.9264 | 6.9767 | 0.30219 | 17720.4978
Commercial/Industrial | Offices | New | Wall Insulation | 0 | #DIV/0! | -2.7014 | 0 | 0 | 0 | Commercial/Industrial | Healthcare | Turnover | High Efficiency PTHP | 10.6505 | 1.0808 | 4626.9196 | 0.85282 | 0.00031225 | 1714.6605 | Commercial/Industrial | Offices | New | Solar Water Heater | 0.90687 | 1.7028 | 8564.599 | 3.213 | 0.45109 | 42987.9545 | Commercial/Industrial | Healthcare | New | High Efficiency Chiller (Water cooled-centrifugal, 200 tons) | 1.6881 | 1.2337 | 29407.9264 | 6.9767 | 0.30219 | 17720.4978
Commercial/Industrial | Restaurants | New | Wall Insulation | 0 | #DIV/0! | -2.7014 | 0 | 0 | 0 | Commercial/Industrial | Healthcare | New | High Efficiency PTHP | 10.6505 | 1.0808 | 4626.9196 | 0.85282 | 0.00031225 | 1714.6605 | Commercial/Industrial | Warehouse | Turnover | Heat Pump Water Heater | 2.9416 | 1.3132 | 8312.9768 | 1.4855 | 0.98804 | 8790.3251 | Commercial/Industrial | Assembly | Turnover | Energy Star Commercial Dishwasher | 10.7817 | 1.706 | 26838.0381 | 1.3584 | -0.00014452 | 18720.0898
Commercial/Industrial | Retail | New | Wall Insulation | 0 | #DIV/0! | -2.7014 | 0 | 0 | 0 | Commercial/Industrial | Assembly | Existing | Chilled Water Controls Optimization | 10.6467 | 1.0281 | 4247.3807 | 1.0162 | 0.0010128 | 2504.9773 | Commercial/Industrial | Warehouse | New | Heat Pump Water Heater | 2.9416 | 1.3132 | 8312.9768 | 1.4855 | 0.98804 | 8790.3251 | Commercial/Industrial | Assembly | Turnover | Energy Star Commercial Dishwasher | 10.7817 | 1.706 | 26838.0381 | 1.3584 | -0.00014452 | 18720.0898
Commercial/Industrial | Schools K-12 | New | Wall Insulation | 0 | #DIV/0! | -2.7014 | 0 | 0 | 0 | Commercial/Industrial | Assembly | New | Chilled Water Controls Optimization | 10.6467 | 1.0281 | 4247.3807 | 1.0162 | 0.0010128 | 2504.9773 | Commercial/Industrial | Assembly | Existing | Chilled Water System - Variable Speed Drives | 1.9501 | 1.5463 | 7913.8614 | 1.0305 | 1.0305 | 9027.4109 | Commercial/Industrial | Healthcare | Turnover | Energy Star Commercial Dishwasher | 10.7817 | 1.706 | 26838.0381 | 1.3584 | -0.00014452 | 18720.0898
Commercial/Industrial | Warehouse | New | Wall Insulation | 0 | #DIV/0! | -2.7014 | 0 | 0 | 0 | Commercial/Industrial | Healthcare | Turnover | High Efficiency PTAC | 10.5652 | 1.0806 | 4587.6909 | 0.84622 | 0 | 1700.9037 | Commercial/Industrial | College and University | Existing | Chilled Water System - Variable Speed Drives | 1.9501 | 1.5463 | 7913.8614 | 1.0305 | 1.0305 | 9027.4109 | Commercial/Industrial | Healthcare | Turnover | Energy Star Commercial Dishwasher | 10.7817 | 1.706 | 26838.0381 | 1.3584 | -0.00014452 | 18720.0898
Commercial/Industrial | Assembly | New | Freezer-Cooler Replacement Gaskets | 0 | #DIV/0! | -277.6296 | 0 | 0 | 0 | Commercial/Industrial | Healthcare | New | High Efficiency PTAC | 10.5652 | 1.0806 | 4587.6909 | 0.84622 | 0 | 1700.9037 | Commercial/Industrial | Grocery | Existing | Chilled Water System - Variable Speed Drives | 1.9501 | 1.5463 | 7913.8614 | 1.0305 | 1.0305 | 9027.4109 | Commercial/Industrial | Hospitals | Turnover | Energy Star Commercial Dishwasher | 10.7817 | 1.706 | 26838.0381 | 1.3584 | -0.00014452 | 18720.0898
Commercial/Industrial | College and University | New | Freezer-Cooler Replacement Gaskets | 0 | #DIV/0! | -277.6296 | 0 | 0 | 0 | Commercial/Industrial | Hospitals | Turnover | LED Linear - Lamp Replacement | 10.5646 | 1.6437 | 74.0048 | 0.0050442 | 0.0048434 | 48.7023 | Commercial/Industrial | Healthcare | Existing | Chilled Water System - Variable Speed Drives | 1.9501 | 1.5463 | 7913.8614 | 1.0305 | 1.0305 | 9027.4109 | Commercial/Industrial | Hospitals | Turnover | Energy Star Commercial Dishwasher | 10.7817 | 1.706 | 26838.0381 | 1.3584 | -0.00014452 | 18720.0898
Commercial/Industrial | Grocery | New | Freezer-Cooler Replacement Gaskets | 0 | #DIV/0! | -277.6296 | 0 | 0 | 0 | Commercial/Industrial | Hospitals | New | LED Linear - Lamp Replacement | 10.5646 | 1.6437 | 74.0048 | 0.0050442 | 0.0048434 | 48.7023 | Commercial/Industrial | Hospitals | Existing | Chilled Water System - Variable Speed Drives | 1.9501 | 1.5463 | 7913.8614 | 1.0305 | 1.0305 | 9027.4109 | Commercial/Industrial | Grocery | Turnover | Energy Star Commercial Dishwasher | 10.7817 | 1.706 | 26838.0381 | 1.3584 | -0.00014452 | 18720.0898
Commercial/Industrial | Healthcare | New | Freezer-Cooler Replacement Gaskets | 0 | #DIV/0! | -277.6296 | 0 | 0 | 0 | Commercial/Industrial | Grocery | Turnover | LED Linear - Lamp Replacement | 10.4626 | 1.2947 | 76.703 | 0.0095754 | 1.6038e-06 | 39.695 | Commercial/Industrial | Institutional | Existing | Chilled Water System - Variable Speed Drives | 1.9501 | 1.5463 | 7913.8614 | 1.0305 | 1.0305 | 9027.4109 | Commercial/Industrial | Grocery | Turnover | Energy Star Commercial Dishwasher | 10.7817 | 1.706 | 26838.0381 | 1.3584 | -0.00014452 | 18720.0898
Commercial/Industrial | Hospitals | New | Freezer-Cooler Replacement Gaskets | 0 | #DIV/0! | -277.6296 | 0 | 0 | 0 | Commercial/Industrial | Grocery | New | LED Linear - Lamp Replacement | 10.4626 | 1.2947 | 76.703 | 0.0095754 | 1.6038e-06 | 39.695 | Commercial/Industrial | Lodging/Hospitality | Existing | Chilled Water System - Variable Speed Drives | 1.9501 | 1.5463 | 7913.8614 | 1.0305 | 1.0305 | 9027.4109 | Commercial/Industrial | Miscellaneous | Turnover | Energy Star Commercial Dishwasher | 10.7817 | 1.706 | 26838.0381 | 1.3584 | -0.00014452 | 18720.0898
Commercial/Industrial | Institutional | New | Freezer-Cooler Replacement Gaskets | 0 | #DIV/0! | -277.6296 | 0 | 0 | 0 | Commercial/Industrial | Miscellaneous | Turnover | CFL-23W | 10.324 | 1.1232 | 32.8234 | 0.0074035 | 0.0017117 | 30.856 | Commercial/Industrial | Miscellaneous | Existing | Chilled Water System - Variable Speed Drives | 1.9501 | 1.5463 | 7913.8614 | 1.0305 | 1.0305 | 9027.4109 | Commercial/Industrial | Miscellaneous | Turnover | Energy Star Commercial Dishwasher | 10.7817 | 1.706 | 26838.0381 | 1.3584 | -0.00014452 | 18720.0898
Commercial/Industrial | Lodging/Hospitality | New | Freezer-Cooler Replacement Gaskets | 0 | #DIV/0! | -277.6296 | 0 | 0 | 0 | Commercial/Industrial | Miscellaneous | New | CFL-23W | 10.324 | 1.1232 | 32.8234 | 0.0074035 | 0.0017117 | 30.856 | Commercial/Industrial | Offices | Existing | Chilled Water System - Variable Speed Drives | 1.9501 | 1.5463 | 7913.8614 | 1.0305 | 1.0305 | 9027.4109 | Commercial/Industrial | Assembly | Turnover | Energy Star Commercial Dishwasher | 10.7817 | 1.706 | 26838.0381 | 1.3584 | -0.00014452 | 18720.0898
Commercial/Industrial | Miscellaneous | New | Freezer-Cooler Replacement Gaskets | 0 | #DIV/0! | -277.6296 | 0 | 0 | 0 | Commercial/Industrial | Assembly | Turnover | Energy Star Commercial Glass Door Freezer | 10.3223 | 1.4013 | 5926.9893 | 0.64112 | 0.22051 | 4389.9823 | Commercial/Industrial | Restaurants | Existing | Chilled Water System - Variable Speed Drives | 1.9501 | 1.5463 | 7913.8614 | 1.0305 | 1.0305 | 9027.4109 | Commercial/Industrial | Grocery | Turnover | Energy Star Commercial Dishwasher | 10.7817 | 1.706 | 26838.0381 | 1.3584 | -0.00014452 | 18720.0898
Commercial/Industrial | Offices | New | Freezer-Cooler Replacement Gaskets | 0 | #DIV/0! | -277.6296 | 0 | 0 | 0 | Commercial/Industrial | Grocery | Turnover | Energy Star Commercial Glass Door Freezer | 10.3223 | 1.4013 | 5926.9893 | 0.64112 | 0.22051 | 4389.9823 | Commercial/Industrial | Retail | Existing | Chilled Water System - Variable Speed Drives | 1.9501 | 1.5463 | 7913.8614 | 1.0305 | 1.0305 | 9027.4109 | Commercial/Industrial | Institutional | Turnover | Energy Star Commercial Dishwasher | 10.7817 | 1.706 | 26838.0381 | 1.3584 | -0.00014452 | 18720.0898
Commercial/Industrial | Restaurants | New | Freezer-Cooler Replacement Gaskets | 0 | #DIV/0! | -277.6296 | 0 | 0 | 0 | Commercial/Industrial | Institutional | Turnover | Energy Star Commercial Glass Door Freezer | 10.3223 | 1.4013 | 5926.9893 | 0.64112 | 0.22051 | 4389.9823 | Commercial/Industrial | Schools K-12 | Existing | Chilled Water System - Variable Speed Drives | 1.9501 | 1.5463 | 7913.8614 | 1.0305 | 1.0305 | 9027.4109 | Commercial/Industrial | Miscellaneous | New | Energy Star Commercial Dishwasher | 10.7817 | 1.706 | 26838.0381 | 1.3584 | -0.00014452 | 18720.0898
Commercial/Industrial | Retail | New | Freezer-Cooler Replacement Gaskets | 0 | #DIV/0! | -277.6296 | 0 | 0 | 0 | Commercial/Industrial | Miscellaneous | Turnover | Energy Star Commercial Glass Door Freezer | 10.3223 | 1.4013 | 5926.9893 | 0.64112 | 0.22051 | 4389.9823 | Commercial/Industrial | Warehouse | Existing | Chilled Water System - Variable Speed Drives | 1.9501 | 1.5463 | 7913.8614 | 1.0305 | 1.0305 | 9027.4109 | Commercial/Industrial | Offices | New | Energy Star Commercial Dishwasher | 10.7817 | 1.706 | 26838.0381 | 1.3584 | -0.00014452 | 18720.0898
Commercial/Industrial | Schools K-12 | New | Freezer-Cooler Replacement Gaskets | 0 | #DIV/0! | -277.6296 | 0 | 0 | 0 | Commercial/Industrial | Offices | Turnover | Energy Star Commercial Glass Door Freezer | 10.3223 | 1.4013 | 5926.9893 | 0.64112 | 0.22051 | 4389.9823 | Commercial/Industrial | Assembly | New | Chilled Water System - Variable Speed Drives | 1.9501 | 1.5463 | 7913.8614 | 1.0305 | 1.0305 | 9027.4109 | Commercial/Industrial | Retail | New | Energy Star Commercial Dishwasher | 10.7817 | 1.706 | 26838.0381 | 1.3584 | -0.00014452 | 18720.0898
Commercial/Industrial | Warehouse | New | Freezer-Cooler Replacement Gaskets | 0 | #DIV/0! | -277.6296 | 0 | 0 | 0 | Commercial/Industrial | Retail | Turnover | Energy Star Commercial Glass Door Freezer | 10.3223 | 1.4013 | 5926.9893 | 0.64112 | 0.22051 | 4389.9823 | Commercial/Industrial | College and University | New | Chilled Water System - Variable Speed Drives | 1.9501 | 1.5463 | 7913.8614 | 1.0305 | 1.0305 | 9027.4109 | Commercial/Industrial | Warehouse | New | Energy Star Commercial Dishwasher | 10.7817 | 1.706 | 26838.0381 | 1.3584 | -0.00014452 | 18720.0898
Commercial/Industrial | Assembly | New | High R-Value Glass Doors | 0 | #DIV/0! | -1130.0212 | 0 | 0 | 0 | Commercial/Industrial | Warehouse | Turnover | Energy Star Commercial Glass Door Freezer | 10.3223 | 1.4013 | 5926.9893 | 0.64112 | 0.22051 | 4389.9823 | Commercial/Industrial | Grocery | New | Chilled Water System - Variable Speed Drives | 1.9501 | 1.5463 | 7913.8614 | 1.0305 | 1.0305 | 9027.4109 | Commercial/Industrial | Assembly | New | Energy Star Commercial Dishwasher | 10.7817 | 1.706 | 26838.0381 | 1.3584 | -0.00014452 | 18720.0898
Commercial/Industrial | College and University | New | High R-Value Glass Doors | 0 | #DIV/0! | -1130.0212 | 0 | 0 | 0 | Commercial/Industrial | Assembly | New | Energy Star Commercial Glass Door Freezer | 10.3223 | 1.4013 | 5926.9893 | 0.64112 | 0.22051 | 4389.9823 | Commercial/Industrial | Healthcare | New | Chilled Water System - Variable Speed Drives | 1.9501 | 1.5463 | 7913.8614 | 1.0305 | 1.0305 | 9027.4109 | Commercial/Industrial | Grocery | New | Energy Star Commercial Dishwasher | 10.7817 | 1.706 | 26838.0381 | 1.3584 | -0.00014452 | 18720.0898
Commercial/Industrial | Grocery | New | High R-Value Glass Doors | 0 | #DIV/0! | -1130.0212 | 0 | 0 | 0 | Commercial/Industrial | Grocery | New | Energy Star Commercial Glass Door Freezer | 10.3223 | 1.4013 | 5926.9893 | 0.64112 | 0.22051 | 4389.9823 | Commercial/Industrial | Hospitals | New | Chilled Water System - Variable Speed Drives | 1.9501 | 1.5463 | 7913.8614 | 1.0305 | 1.0305 | 9027.4109 | Commercial/Industrial | Institutional | New | Energy Star Commercial Dishwasher | 10.7817 | 1.706 | 26838.0381 | 1.3584 | -0.00014452 | 18720.0898
Commercial/Industrial | Healthcare | New | High R-Value Glass Doors | 0 | #DIV/0! | -1130.0212 | 0 | 0 | 0 | Commercial/Industrial | Institutional | New | Energy Star Commercial Glass Door Freezer | 10.3223 | 1.4013 | 5926.9893 | 0.64112 | 0.22051 | 4389.9823 | Commercial/Industrial | Institutional | New | Chilled Water System - Variable Speed Drives | 1.9501 | 1.5463 | 7913.8614 | 1.0305 | 1.0305 | 9027.4109 | Commercial/Industrial | Miscellaneous | New | Energy Star Commercial Dishwasher | 10.7817 | 1.706 | 26838.0381 | 1.3584 | -0.00014452 | 18720.0898
Commercial/Industrial | Hospitals | New | High R-Value Glass Doors | 0 | #DIV/0! | -1130.0212 | 0 | 0 | 0 | Commercial/Industrial | Miscellaneous | New | Energy Star Commercial Glass Door Freezer | 10.3223 | 1.4013 | 5926.9893 | 0.64112 | 0.22051 | 4389.9823 | Commercial/Industrial | Lodging/Hospitality | New | Chilled Water System - Variable Speed Drives | 1.9501 | 1.5463 | 7913.8614 | 1.0305 | 1.0305 | 9027.4109 | Commercial/Industrial | Offices | New | Energy Star Commercial Dishwasher | 10.7817 | 1.706 | 26838.0381 | 1.3584 | -0.00014452 | 18720.0898
Commercial/Industrial | Institutional | New | High R-Value Glass Doors | 0 | #DIV/0! | -1130.0212 | 0 | 0 | 0 | Commercial/Industrial | Offices | New | Energy Star Commercial Glass Door Freezer | 10.3223 | 1.4013 | 5926.9893 | 0.64112 | 0.22051 | 4389.9823 | Commercial/Industrial | Miscellaneous | New | Chilled Water System - Variable Speed Drives | 1.9501 | 1.5463 | 7913.8614 | 1.0305 | 1.0305 | 9027.4109 | Commercial/Industrial | Retail | New | Energy Star Commercial Dishwasher | 10.7817 | 1.706 | 26838.0381 | 1.3584 | -0.00014452 | 18720.0898
Commercial/Industrial | Lodging/Hospitality | New | High R-Value Glass Doors | 0 | #DIV/0! | -1130.0212 | 0 | 0 | 0 | Commercial/Industrial | Retail | New | Energy Star Commercial Glass Door Freezer | 10.3223 | 1.4013 | 5926.9893 | 0.64112 | 0.22051 | 4389.9823 | Commercial/Industrial | Offices | New | Chilled Water System - Variable Speed Drives | 1.9501 | 1.5463 | 7913.8614 | 1.0305 | 1.0305 | 9027.4109 | Commercial/Industrial | Warehouse | New | Energy Star Commercial Dishwasher | 10.7817 | 1.706 | 26838.0381 | 1.3584 | -0.00014452 | 18720.0898
Commercial/Industrial | Miscellaneous | New | High R-Value Glass Doors | 0 | #DIV/0! | -1130.0212 | 0 | 0 | 0 | Commercial/Industrial | Warehouse | New | Energy Star Commercial Glass Door Freezer | 10.3223 | 1.4013 | 5926.9893 | 0.64112 | 0.22051 | 4389.9823 | Commercial/Industrial | Restaurants | New | Chilled Water System - Variable Speed Drives | 1.9501 | 1.5463 | 7913.8614 | 1.0305 | 1.0305 | 9027.4109 | Commercial/Industrial | College and University | New | Energy Star Commercial Dishwasher | 10.7817 | 1.706 | 26838.0381 | 1.3584 | -0.00014452 | 18720.0898
Commercial/Industrial | Offices | New | High R-Value Glass Doors | 0 | #DIV/0! | -1130.0212 | 0 | 0 | 0 | Commercial/Industrial | College and University | Turnover | Energy Star Commercial Glass Door Freezer | 10.2056 | 1.4666 | 5732.9754 | 0.56918 | 0.47676 | 4389.9823 | Commercial/Industrial | Retail | New | Chilled Water System - Variable Speed Drives | 1.9501 | 1.5463 | 7913.8614 | 1.0305 | 1.0305 | 9027.4109 | Commercial/Industrial | Healthcare | New | Energy Star Commercial Dishwasher | 10.7817 | 1.706 | 26838.0381 | 1.3584 | -0.00014452 | 18720.0898
Commercial/Industrial | Restaurants | New | High R-Value Glass Doors | 0 | #DIV/0! | -1130.0212 | 0 | 0 | 0 | Commercial/Industrial | Healthcare | Turnover | Energy Star Commercial Glass Door Freezer | 10.2056 | 1.4666 | 5732.9754 | 0.56918 | 0.47676 | 4389.9823 | Commercial/Industrial | Schools K-12 | New | Chilled Water System - Variable Speed Drives | 1.9501 | 1.5463 | 7913.8614 | 1.0305 | 1.0305 | 9027.4109 | Commercial/Industrial | Hospitals | Turnover | High Efficiency Chiller (Air Cooled, 50 tons) | 2.0428 | 1.4184 | 26571.6698 | 4.6911 | 4.7607 | 16482.2406
Commercial/Industrial | Retail | New | High R-Value Glass Doors | 0 | #DIV/0! | -1130.0212 | 0 | 0 | 0 | Commercial/Industrial | Hospitals | Turnover | Energy Star Commercial Glass Door Freezer | 10.2056 | 1.4666 | 5732.9754 | 0.56918 | 0.47676 | 4389.9823 | Commercial/Industrial | Warehouse | New | Chilled Water System - Variable Speed Drives | 1.9501 | 1.5463 | 7913.8614 | 1.0305 | 1.0305 | 9027.4109 | Commercial/Industrial | Lodging/Hospitality | New | High Efficiency Chiller (Air Cooled, 50 tons) | 2.0428 | 1.4184 | 26571.6698 | 4.6911 | 4.7607 | 16482.2406
Commercial/Industrial | Schools K-12 | New | High R-Value Glass Doors | 0 | #DIV/0! | -1130.0212 | 0 | 0 | 0 | Commercial/Industrial | Lodging/Hospitality | Turnover | Energy Star Commercial Glass Door Freezer | 10.2056 | 1.4666 | 5732.9754 | 0.56918 | 0.47676 | 4389.9823 | Commercial/Industrial | Healthcare | Existing | Airside Economizer | 5.8994 | 1.2113 | 7704.0634 | -1.9468 | 8.5893e-05 | 9469.1388 | Commercial/Industrial | Restaurants | Existing | Thermostatic Shower Restriction Valve | 8.35 | 1.0426 | 26344.8281 | 1.8299 | 4.7834 | 19848.6463
Commercial/Industrial | Warehouse | New | High R-Value Glass Doors | 0 | #DIV/0! | -1130.0212 | 0 | 0 | 0 | Commercial/Industrial | Restaurants | Turnover | Energy Star Commercial Glass Door Freezer | 10.2056 | 1.4666 | 5732.9754 | 0.56918 | 0.47676 | 4389.9823 | Commercial/Industrial | Healthcare | New | Airside Economizer | 5.8994 | 1.2113 | 7704.0634 | -1.9468 | 8.5893e-05 | 9469.1388 | Commercial/Industrial | Schools K-12 | New | Thermostatic Shower Restriction Valve | 8.35 | 1.0426 | 26344.8281 | 1.8299 | 4.7834 | 19848.6463
Commercial/Industrial | Assembly | Turnover | LED Parking Lighting | 9.1602 | 2.3079 | 4728.805 | 0 | 0 | 3375.12 | Commercial/Industrial | Schools K-12 | Turnover | Energy Star Commercial Glass Door Freezer | 10.2056 | 1.4666 | 5732.9754 | 0.56918 | 0.47676 | 4389.9823 | Commercial/Industrial | Schools K-12 | Existing | Airside Economizer | 5.8996 | 1.2113 | 7506.9158 | -1.8969 | 8.3695e-05 | 9226.8228 | Commercial/Industrial | College and University | Existing | Demand Controlled Ventilation | 2.1142 | 0.70327 | 25475.792 | 1.5876 | 8.938 | 15248.3191
Commercial/Industrial | College and University | Turnover | LED Parking Lighting | 9.1602 | 2.3079 | 4728.805 | 0 | 0 | 3375.12 | Commercial/Industrial | College and University | New | Energy Star Commercial Glass Door Freezer | 10.2056 | 1.4666 | 5732.9754 | 0.56918 | 0.47676 | 4389.9823 | Commercial/Industrial | Schools K-12 | New | Airside Economizer | 5.8996 | 1.2113 | 7506.9158 | -1.8969 | 8.3695e-05 | 9226.8228 | Commercial/Industrial | Healthcare | New | Demand Controlled Ventilation | 2.1142 | 0.70327 | 25475.792 | 1.5876 | 8.938 | 15248.3191
Commercial/Industrial | Grocery | Turnover | LED Parking Lighting | 9.1602 | 2.3079 | 4728.805 | 0 | 0 | 3375.12 | Commercial/Industrial | Healthcare | New | Energy Star Commercial Glass Door Freezer | 10.2056 | 1.4666 | 5732.9754 | 0.56918 | 0.47676 | 4389.9823 | Commercial/Industrial | Lodging/Hospitality | Existing | Airside Economizer | 5.6687 | 1.114 | 7444.8229 | -2.0055 | 0.060432 | 8979.6145 | Commercial/Industrial | Hospitals | Existing | VAV System | 5.7961 | 1.1876 | 24692.4246 | 5.2337 | 5.3114 | 18388.8374
Commercial/Industrial | Healthcare | Turnover | LED Parking Lighting | 9.1602 | 2.3079 | 4728.805 | 0 | 0 | 3375.12 | Commercial/Industrial | Hospitals | New | Energy Star Commercial Glass Door Freezer | 10.2056 | 1.4666 | 5732.9754 | 0.56918 | 0.47676 | 4389.9823 | Commercial/Industrial | Lodging/Hospitality | New | Airside Economizer | 5.6687 | 1.114 | 7444.8229 | -2.0055 | 0.060432 | 8979.6145 | Commercial/Industrial | Lodging/Hospitality | New | VAV System | 5.7961 | 1.1876 | 24692.4246 | 5.2337 | 5.3114 | 18388.8374
Commercial/Industrial | Hospitals | Turnover | LED Parking Lighting | 9.1602 | 2.3079 | 4728.805 | 0 | 0 | 3375.12 | Commercial/Industrial | Lodging/Hospitality | New | Energy Star Commercial Glass Door Freezer | 10.2056 | 1.4666 | 5732.9754 | 0.56918 | 0.47676 | 4389.9823 | Commercial/Industrial | Restaurants | Existing | Chilled Water Controls Optimization | 17.2527 | 1.0281 | 7075.1042 | 1.6468 | 0.0016413 | 4059.3282 | Commercial/Industrial | Restaurants | Turnover | High Efficiency Chiller (Water cooled-centrifugal, 200 tons) | 1.529 | 1.2337 | 24059.3251 | 6.3192 | 0.27371 | 16050.3747
Commercial/Industrial | Institutional | Turnover | LED Parking Lighting | 9.1602 | 2.3079 | 4728.805 | 0 | 0 | 3375.12 | Commercial/Industrial | Restaurants | New | Energy Star Commercial Glass Door Freezer | 10.2056 | 1.4666 | 5732.9754 | 0.56918 | 0.47676 | 4389.9823 | Commercial/Industrial | Restaurants | New | Chilled Water Controls Optimization | 17.2527 | 1.0281 | 7075.1042 | 1.6468 | 0.0016413 | 4059.3282 | Commercial/Industrial | Schools K-12 | New | High Efficiency Chiller (Water cooled-centrifugal, 200 tons) | 1.529 | 1.2337 | 24059.3251 | 6.3192 | 0.27371 | 16050.3747
Commercial/Industrial | Lodging/Hospitality | Turnover | LED Parking Lighting | 9.1602 | 2.3079 | 4728.805 | 0 | 0 | 3375.12 | Commercial/Industrial | Schools K-12 | New | Energy Star Commercial Glass Door Freezer | 10.2056 | 1.4666 | 5732.9754 | 0.56918 | 0.47676 | 4389.9823 | Commercial/Industrial | Healthcare | Existing | Smart Thermostat | 1.0812 | 1.7605 | 6972.6369 | 0.23991 | -3.3199 | 20204.7382 | Commercial/Industrial | Miscellaneous | Existing | VAV System | 5.796 | 1.1876 | 22903.158 | 4.8545 | 4.9265 | 17056.3424
Commercial/Industrial | Miscellaneous | Turnover | LED Parking Lighting | 9.1602 | 2.3079 | 4728.805 | 0 | 0 | 3375.12 | Commercial/Industrial | Miscellaneous | Turnover | Premium T8 - Lamp Replacement | 10.1262 | 1.1294 | 16.5163 | 0.003748 | 0.00086055 | 15.5162 | Commercial/Industrial | Healthcare | New | Smart Thermostat | 1.0812 | 1.7605 | 6972.6369 | 0.23991 | -3.3199 | 20204.7382 | Commercial/Industrial | Miscellaneous | New | VAV System | 5.796 | 1.1876 | 22903.158 | 4.8545 | 4.9265 | 17056.3424
Commercial/Industrial | Offices | Turnover | LED Parking Lighting | 9.1602 | 2.3079 | 4728.805 | 0 | 0 | 3375.12 | Commercial/Industrial | Miscellaneous | New | Premium T8 - Lamp Replacement | 10.1262 | 1.1294 | 16.5163 | 0.003748 | 0.00086055 | 15.5162 | Commercial/Industrial | Healthcare | Existing | Chilled Water Controls Optimization | 16.252 | 1.0281 | 6646.7723 | 1.5513 | 0.0015461 | 3823.8816 | Commercial/Industrial | Offices | Existing | Hot Water Pipe Insulation | 3.0879 | 1.5463 | 22343.2795 | 2.3212 | 2.3212 | 20333.8804
Commercial/Industrial | Restaurants | Turnover | LED Parking Lighting | 9.1602 | 2.3079 | 4728.805 | 0 | 0 | 3375.12 | Commercial/Industrial | Offices | Existing | Duct Sealing Repair | 9.8396 | 0.8099 | 76336.0946 | 3.9354 | 13.9379 | 19974.2506 | Commercial/Industrial | Healthcare | New | Chilled Water Controls Optimization | 16.252 | 1.0281 | 6646.7723 | 1.5513 | 0.0015461 | 3823.8816 | Commercial/Industrial | Offices | New | Hot Water Pipe Insulation | 3.0879 | 1.5463 | 22343.2795 | 2.3212 | 2.3212 | 20333.8804
Commercial/Industrial | Retail | Turnover | LED Parking Lighting | 9.1602 | 2.3079 | 4728.805 | 0 | 0 | 3375.12 | Commercial/Industrial | Offices | New | Duct Sealing Repair | 9.8396 | 0.8099 | 76336.0946 | 3.9354 | 13.9379 | 19974.2506 | Commercial/Industrial | Offices | Existing | Smart Thermostat | 1.1648 | 1.7604 | 6534.0745 | 0.19764 | -2.735 | 16645.2088 | Commercial/Industrial | Schools K-12 | Existing | Demand Controlled Ventilation | 1.9179 | 0.70327 | 22311.8164 | 1.4402 | 8.1082 | 13832.6709
Commercial/Industrial | Schools K-12 | Turnover | LED Parking Lighting | 9.1602 | 2.3079 | 4728.805 | 0 | 0 | 3375.12 | Commercial/Industrial | Schools K-12 | Existing | Chilled Water Controls Optimization | 9.6852 | 1.0281 | 3835.9576 | 0.9245 | 0.00092139 | 2278.8251 | Commercial/Industrial | Offices | New | Smart Thermostat | 1.1648 | 1.7604 | 6534.0745 | 0.19764 | -2.735 | 16645.2088 | Commercial/Industrial | Schools K-12 | New | Demand Controlled Ventilation | 1.9179 | 0.70327 | 22311.8164 | 1.4402 | 8.1082 | 13832.6709
Commercial/Industrial | Warehouse | Turnover | LED Parking Lighting | 9.1602 | 2.3079 | 4728.805 | 0 | 0 | 3375.12 | Commercial/Industrial | Schools K-12 | New | Chilled Water Controls Optimization | 9.6852 | 1.0281 | 3835.9576 | 0.9245 | 0.00092139 | 2278.8251 | Commercial/Industrial | Offices | Existing | Airside Economizer | 5.8993 | 1.2113 | 6346.8154 | -1.6038 | 7.0761e-05 | 7800.9322 | Commercial/Industrial | Healthcare | Existing | Duct Sealing Repair | 4.3717 | 0.80989 | 22153.9835 | 1.2455 | 4.4113 | 6321.8213
Commercial/Industrial | Assembly | New | LED Parking Lighting | 9.1602 | 2.3079 | 4728.805 | 0 | 0 | 3375.12 | Commercial/Industrial | Healthcare | Turnover | LED Linear - Lamp Replacement | 9.6399 | 1.3142 | 69.0285 | 0.0086962 | 0.0019966 | 36.0005 | Commercial/Industrial | Offices | New | Airside Economizer | 5.8993 | 1.2113 | 6346.8154 | -1.6038 | 7.0761e-05 | 7800.9322 | Commercial/Industrial | Healthcare | New | Duct Sealing Repair | 4.3717 | 0.80989 | 22153.9835 | 1.2455 | 4.4113 | 6321.8213
Commercial/Industrial | College and University | New | LED Parking Lighting | 9.1602 | 2.3079 | 4728.805 | 0 | 0 | 3375.12 | Commercial/Industrial | Healthcare | New | LED Linear - Lamp Replacement | 9.6399 | 1.3142 | 69.0285 | 0.0086962 | 0.0019966 | 36.0005 | Commercial/Industrial | Assembly | Turnover | Energy Star Commercial Oven | 2.1678 | 1.3794 | 6153.0615 | 1.0341 | 0.54113 | 6368 | Commercial/Industrial | Healthcare | Turnover | High Efficiency Chiller (Air Cooled, 50 tons) | 1.8103 | 1.4184 | 21325.8298 | 4.157 | 4.2186 | 14605.6481
Commercial/Industrial | Grocery | New | LED Parking Lighting | 9.1602 | 2.3079 | 4728.805 | 0 | 0 | 3375.12 | Commercial/Industrial | Healthcare | Existing | Duct Sealing Repair | 9.5362 | 0.8099 | 92464.6573 | 4.7769 | 16.9185 | 24245.6858 | Commercial/Industrial | College and University | Turnover | Energy Star Commercial Oven | 2.1678 | 1.3794 | 6153.0615 | 1.0341 | 0.54113 | 6368 | Commercial/Industrial | Healthcare | New | High Efficiency Chiller (Air Cooled, 50 tons) | 1.8103 | 1.4184 | 21325.8298 | 4.157 | 4.2186 | 14605.6481
Commercial/Industrial | Healthcare | New | LED Parking Lighting | 9.1602 | 2.3079 | 4728.805 | 0 | 0 | 3375.12 | Commercial/Industrial | Healthcare | New | Duct Sealing Repair | 9.5362 | 0.8099 | 92464.6573 | 4.7769 | 16.9185 | 24245.6858 | Commercial/Industrial | Grocery | Turnover | Energy Star Commercial Oven | 2.1678 | 1.3794 | 6153.0615 | 1.0341 | 0.54113 | 6368 | Commercial/Industrial | Hospitals | Turnover | High Efficiency Chiller (Air Cooled, 50 tons) | 1.7844 | 1.4184 | 20742.9587 | 4.0976 | 4.1584 | 14397.1378
Commercial/Industrial | Hospitals | New | LED Parking Lighting | 9.1602 | 2.3079 | 4728.805 | 0 | 0 | 3375.12 | Commercial/Industrial | Hospitals | Existing | Duct Sealing Repair | 9.5362 | 0.80989 | 963467.1803 | 49.7747 | 176.288 | 252636.2315 | Commercial/Industrial | Healthcare | Turnover | Energy Star Commercial Oven | 2.1678 | 1.3794 | 6153.0615 | 1.0341 | 0.54113 | 6368 | Commercial/Industrial | Hospitals | New | High Efficiency Chiller (Air Cooled, 50 tons) | 1.7844 | 1.4184 | 20742.9587 | 4.0976 | 4.1584 | 14397.1378
Commercial/Industrial | Institutional | New | LED Parking Lighting | 9.1602 | 2.3079 | 4728.805 | 0 | 0 | 3375.12 | Commercial/Industrial | Hospitals | New | Duct Sealing Repair | 9.5362 | 0.80989 | 963467.1803 | 49.7747 | 176.288 | 252636.2315 | Commercial/Industrial | Hospitals | Turnover | Energy Star Commercial Oven | 2.1678 | 1.3794 | 6153.0615 | 1.0341 | 0.54113 | 6368 | Commercial/Industrial | Retail | Turnover | High Efficiency Chiller (Water cooled-positive displacement, 100 tons) | 1.9354 | 1.2337 | 20576.4649 | 4.3631 | 0.18898 | 11082.0417
Commercial/Industrial | Lodging/Hospitality | New | LED Parking Lighting | 9.1602 | 2.3079 | 4728.805 | 0 | 0 | 3375.12 | Commercial/Industrial | Retail | Turnover | LED Linear - Lamp Replacement | 9.3753 | 1.2905 | 68.3324 | 0.0086082 | 1.4418e-06 | 35.6854 | Commercial/Industrial | Institutional | Turnover | Energy Star Commercial Oven | 2.1678 | 1.3794 | 6153.0615 | 1.0341 | 0.54113 | 6368 | Commercial/Industrial | Retail | New | High Efficiency Chiller (Water cooled-positive displacement, 100 tons) | 1.9354 | 1.2337 | 20576.4649 | 4.3631 | 0.18898 | 11082.0417
Commercial/Industrial | Miscellaneous | New | LED Parking Lighting | 9.1602 | 2.3079 | 4728.805 | 0 | 0 | 3375.12 | Commercial/Industrial | Retail | New | LED Linear - Lamp Replacement | 9.3753 | 1.2905 | 68.3324 | 0.0086082 | 1.4418e-06 | 35.6854 | Commercial/Industrial | Lodging/Hospitality | Turnover | Energy Star Commercial Oven | 2.1678 | 1.3794 | 6153.0615 | 1.0341 | 0.54113 | 6368 | Commercial/Industrial | Warehouse | Turnover | High Efficiency Chiller (Air Cooled, 50 tons) | 1.7758 | 1.4184 | 20548.6683 | 4.0778 | 4.1383 | 14327.6344
Commercial/Industrial | Offices | New | LED Parking Lighting | 9.1602 | 2.3079 | 4728.805 | 0 | 0 | 3375.12 | Commercial/Industrial | Warehouse | Turnover | LED Linear - Fixture Replacement | 9.3516 | 1.3113 | 622.1182 | 0.078754 | 0.018016 | 324.887 | Commercial/Industrial | Miscellaneous | Turnover | Energy Star Commercial Oven | 2.1678 | 1.3794 | 6153.0615 | 1.0341 | 0.54113 | 6368 | Commercial/Industrial | Warehouse | New | High Efficiency Chiller (Air Cooled, 50 tons) | 1.7758 | 1.4184 | 20548.6683 | 4.0778 | 4.1383 | 14327.6344
Commercial/Industrial | Restaurants | New | LED Parking Lighting | 9.1602 | 2.3079 | 4728.805 | 0 | 0 | 3375.12 | Commercial/Industrial | Warehouse | New | LED Linear - Fixture Replacement | 9.3516 | 1.3113 | 622.1182 | 0.078754 | 0.018016 | 324.887 | Commercial/Industrial | Offices | Turnover | Energy Star Commercial Oven | 2.1678 | 1.3794 | 6153.0615 | 1.0341 | 0.54113 | 6368 | Commercial/Industrial | Lodging/Hospitality | Turnover | Heat Pump Water Heater | 2.5426 | 0.83886 | 19612.4164 | 1.0279 | 5.3925 | 14650.5418
Commercial/Industrial | Retail | New | LED Parking Lighting | 9.1602 | 2.3079 | 4728.805 | 0 | 0 | 3375.12 | Commercial/Industrial | Lodging/Hospitality | Existing | Thermostatic Shower Restriction Valve | 9.2329 | 0.74944 | 15219.4004 | 0.44437 | 3.7919 | 8397.5042 | Commercial/Industrial | Restaurants | Turnover | Energy Star Commercial Oven | 2.1678 | 1.3794 | 6153.0615 | 1.0341 | 0.54113 | 6368 | Commercial/Industrial | Lodging/Hospitality | New | Heat Pump Water Heater | 2.5426 | 0.83886 | 19612.4164 | 1.0279 | 5.3925 | 14650.5418
Commercial/Industrial | Schools K-12 | New | LED Parking Lighting | 9.1602 | 2.3079 | 4728.805 | 0 | 0 | 3375.12 | Commercial/Industrial | Lodging/Hospitality | New | Thermostatic Shower Restriction Valve | 9.2329 | 0.74944 | 15219.4004 | 0.44437 | 3.7919 | 8397.5042 | Commercial/Industrial | Retail | Turnover | Energy Star Commercial Oven | 2.1678 | 1.3794 | 6153.0615 | 1.0341 | 0.54113 | 6368 | Commercial/Industrial | Assembly | Existing | Thermostatic Shower Restriction Valve | 8.5809 | 1.3132 | 19505.892 | 2.8382 | 1.8878 | 16795.0084
Commercial/Industrial | Warehouse | New | LED Parking Lighting | 9.1602 | 2.3079 | 4728.805 | 0 | 0 | 3375.12 | Commercial/Industrial | Assembly | Turnover | LED Parking Lighting | 9.1602 | 2.3079 | 4728.805 | 0 | 0 | 3375.12 | Commercial/Industrial | Schools K-12 | Turnover | Energy Star Commercial Oven | 2.1678 | 1.3794 | 6153.0615 | 1.0341 | 0.54113 | 6368 | Commercial/Industrial | College and University | New | Thermostatic Shower Restriction Valve | 8.5809 | 1.3132 | 19505.892 | 2.8382 | 1.8878 | 16795.0084
Commercial/Industrial | Assembly | Turnover | LED Street Lights | 3.1138 | 2.3079 | 1917.7465 | 0 | 0 | 1691.1226 | Commercial/Industrial | College and University | Turnover | LED Parking Lighting | 9.1602 | 2.3079 | 4728.805 | 0 | 0 | 3375.12 | Commercial/Industrial | Warehouse | Turnover | Energy Star Commercial Oven | 2.1678 | 1.3794 | 6153.0615 | 1.0341 | 0.54113 | 6368 | Commercial/Industrial | Grocery | Existing | Smart Thermostat | 4.3108 | 1.076 | 19051.5842 | 4.4698 | -0.0084818 | 12061.5342
Commercial/Industrial | College and University | Turnover | LED Street Lights | 3.1138 | 2.3079 | 1917.7465 | 0 | 0 | 1691.1226 | Commercial/Industrial | Grocery | Turnover | LED Parking Lighting | 9.1602 | 2.3079 | 4728.805 | 0 | 0 | 3375.12 | Commercial/Industrial | Assembly | New | Energy Star Commercial Oven | 2.1678 | 1.3794 | 6153.0615 | 1.0341 | 0.54113 | 6368 | Commercial/Industrial | Healthcare | New | Smart Thermostat | 4.3108 | 1.076 | 19051.5842 | 4.4698 | -0.0084818 | 12061.5342
Commercial/Industrial | Grocery | Turnover | LED Street Lights | 3.1138 | 2.3079 | 1917.7465 | 0 | 0 | 1691.1226 | Commercial/Industrial | Healthcare | Turnover | LED Parking Lighting | 9.1602 | 2.3079 | 4728.805 | 0 | 0 | 3375.12 | Commercial/Industrial | College and University | New | Energy Star Commercial Oven | 2.1678 | 1.3794 | 6153.0615 | 1.0341 | 0.54113 | 6368 | Commercial/Industrial | Hospitals | Existing | Smart Thermostat | 5.1712 | 1.076 | 18911.016 | 4.2896 | -0.0081399 | 11575.3008
Commercial/Industrial | Healthcare | Turnover | LED Street Lights | 3.1138 | 2.3079 | 1917.7465 | 0 | 0 | 1691.1226 | Commercial/Industrial | Hospitals | Turnover | LED Parking Lighting | 9.1602 | 2.3079 | 4728.805 | 0 | 0 | 3375.12 | Commercial/Industrial | Grocery | New | Energy Star Commercial Oven | 2.1678 | 1.3794 | 6153.0615 | 1.0341 | 0.54113 | 6368 | Commercial/Industrial | Institutional | New | Smart Thermostat | 5.1712 | 1.076 | 18911.016 | 4.2896 | -0.0081399 | 11575.3008
Commercial/Industrial | Hospitals | Turnover | LED Street Lights | 3.1138 | 2.3079 | 1917.7465 | 0 | 0 | 1691.1226 | Commercial/Industrial | Institutional | Turnover | LED Parking Lighting | 9.1602 | 2.3079 | 4728.805 | 0 | 0 | 3375.12 | Commercial/Industrial | Healthcare | New | Energy Star Commercial Oven | 2.1678 | 1.3794 | 6153.0615 | 1.0341 | 0.54113 | 6368 | Commercial/Industrial | Lodging/Hospitality | Existing | Facility Energy Management System | 1.4113 | 1.3069 | 18747.0641 | 5.261 | 2.419 | 20160.1173
Commercial/Industrial | Institutional | Turnover | LED Street Lights | 3.1138 | 2.3079 | 1917.7465 | 0 | 0 | 1691.1226 | Commercial/Industrial | Lodging/Hospitality | Turnover | LED Parking Lighting | 9.1602 | 2.3079 | 4728.805 | 0 | 0 | 3375.12 | Commercial/Industrial | Hospitals | New | Energy Star Commercial Oven | 2.1678 | 1.3794 | 6153.0615 | 1.0341 | 0.54113 | 6368 | Commercial/Industrial | Miscellaneous | New | Facility Energy Management System | 1.4113 | 1.3069 | 18747.0641 | 5.261 | 2.419 | 20160.1173
Commercial/Industrial | Lodging/Hospitality | Turnover | LED Street Lights | 3.1138 | 2.3079 | 1917.7465 | 0 | 0 | 1691.1226 | Commercial/Industrial | Miscellaneous | Turnover | LED Parking Lighting | 9.1602 | 2.3079 | 4728.805 | 0 | 0 | 3375.12 | Commercial/Industrial | Institutional | New | Energy Star Commercial Oven | 2.1678 | 1.3794 | 6153.0615 | 1.0341 | 0.54113 | 6368 | Commercial/Industrial | Offices | Turnover | Solar Water Heater | 1.0447 | 1.7028 | 18716.5835 | 3.7014 | 0.51965 | 49522.1236
Commercial/Industrial | Miscellaneous | Turnover | LED Street Lights | 3.1138 | 2.3079 | 1917.7465 | 0 | 0 | 1691.1226 | Commercial/Industrial | Offices | Turnover | LED Parking Lighting | 9.1602 | 2.3079 | 4728.805 | 0 | 0 | 3375.12 | Commercial/Industrial | Lodging/Hospitality | New | Energy Star Commercial Oven | 2.1678 | 1.3794 | 6153.0615 | 1.0341 | 0.54113 | 6368 | Commercial/Industrial | Restaurants | New | Solar Water Heater | 1.0447 | 1.7028 | 18716.5835 | 3.7014 | 0.51965 | 49522.1236
Commercial/Industrial | Offices | Turnover | LED Street Lights | 3.1138 | 2.3079 | 1917.7465 | 0 | 0 | 1691.1226 | Commercial/Industrial | Restaurants | Turnover | LED Parking Lighting | 9.1602 | 2.3079 | 4728.805 | 0 | 0 | 3375.12 | Commercial/Industrial | Miscellaneous | New | Energy Star Commercial Oven | 2.1678 | 1.3794 | 6153.0615 | 1.0341 | 0.54113 | 6368 | Commercial/Industrial | Retail | Turnover | High Efficiency Chiller (Water cooled-positive displacement, 100 tons) | 1.8333 | 1.2337 | 18704.6057 | 4.133 | 0.17902 | 10497.5458
Commercial/Industrial | Restaurants | Turnover | LED Street Lights | 3.1138 | 2.3079 | 1917.7465 | 0 | 0 | 1691.1226 | Commercial/Industrial | Retail | Turnover | LED Parking Lighting | 9.1602 | 2.3079 | 4728.805 | 0 | 0 | 3375.12 | Commercial/Industrial | Offices | New | Energy Star Commercial Oven | 2.1678 | 1.3794 | 6153.0615 | 1.0341 | 0.54113 | 6368 | Commercial/Industrial | Schools K-12 | New | High Efficiency Chiller (Water cooled-positive displacement, 100 tons) | 1.8333 | 1.2337 | 18704.6057 | 4.133 | 0.17902 | 10497.5458
Commercial/Industrial | Retail | Turnover | LED Street Lights | 3.1138 | 2.3079 | 1917.7465 | 0 | 0 | 1691.1226 | Commercial/Industrial | Schools K-12 | Turnover | LED Parking Lighting | 9.1602 | 2.3079 | 4728.805 | 0 | 0 | 3375.12 | Commercial/Industrial | Restaurants | New | Energy Star Commercial Oven | 2.1678 | 1.3794 | 6153.0615 | 1.0341 | 0.54113 | 6368 | Commercial/Industrial | Warehouse | Existing | Chilled Water Controls Optimization | 44.2361 | 1.0281 | 18624.9982 | 4.2225 | 0.0042083 | 10408.106
Commercial/Industrial | Schools K-12 | Turnover | LED Street Lights | 3.1138 | 2.3079 | 1917.7465 | 0 | 0 | 1691.1226 | Commercial/Industrial | Warehouse | Turnover | LED Parking Lighting | 9.1602 | 2.3079 | 4728.805 | 0 | 0 | 3375.12 | Commercial/Industrial | Retail | New | Energy Star Commercial Oven | 2.1678 | 1.3794 | 6153.0615 | 1.0341 | 0.54113 | 6368 | Commercial/Industrial | Assembly | New | Chilled Water Controls Optimization | 44.2361 | 1.0281 | 18624.9982 | 4.2225 | 0.0042083 | 10408.106
Commercial/Industrial | Warehouse | Turnover | LED Street Lights | 3.1138 | 2.3079 | 1917.7465 | 0 | 0 | 1691.1226 | Commercial/Industrial | Assembly | New | LED Parking Lighting | 9.1602 | 2.3079 | 4728.805 | 0 | 0 | 3375.12 | Commercial/Industrial | Schools K-12 | New | Energy Star Commercial Oven | 2.1678 | 1.3794 | 6153.0615 | 1.0341 | 0.54113 | 6368 | Commercial/Industrial | College and University | Existing | Duct Sealing Repair | 2.3697 | 0.80991 | 17434.3678 | 1.1367 | 4.0258 | 5769.3882
Commercial/Industrial | Assembly | New | LED Street Lights | 3.1138 | 2.3079 | 1917.7465 | 0 | 0 | 1691.1226 | Commercial/Industrial | College and University | New | LED Parking Lighting | 9.1602 | 2.3079 | 4728.805 | 0 | 0 | 3375.12 | Commercial/Industrial | Warehouse | New | Energy Star Commercial Oven | 2.1678 | 1.3794 | 6153.0615 | 1.0341 | 0.54113 | 6368 | Commercial/Industrial | Grocery | New | Duct Sealing Repair | 2.3697 | 0.80991 | 17434.3678 | 1.1367 | 4.0258 | 5769.3882
Commercial/Industrial | College and University | New | LED Street Lights | 3.1138 | 2.3079 | 1917.7465 | 0 | 0 | 1691.1226 | Commercial/Industrial | Grocery | New | LED Parking Lighting | 9.1602 | 2.3079 | 4728.805 | 0 | 0 | 3375.12 | Commercial/Industrial | Grocery | Existing | Programmable Thermostat | 2.915 | 1.076 | 5932.0559 | 1.5442 | -0.0029304 | 4167.1083 | Commercial/Industrial | Healthcare | Turnover | High Efficiency Chiller (Air Cooled, 50 tons) | 1.6084 | 1.4184 | 16773.884 | 3.6935 | 3.7483 | 12977.2822
Commercial/Industrial | Grocery | New | LED Street Lights | 3.1138 | 2.3079 | 1917.7465 | 0 | 0 | 1691.1226 | Commercial/Industrial | Healthcare | New | LED Parking Lighting | 9.1602 | 2.3079 | 4728.805 | 0 | 0 | 3375.12 | Commercial/Industrial | Grocery | New | Programmable Thermostat | 2.915 | 1.076 | 5932.0559 | 1.5442 | -0.0029304 | 4167.1083 | Commercial/Industrial | Hospitals | New | High Efficiency Chiller (Air Cooled, 50 tons) | 1.6084 | 1.4184 | 16773.884 | 3.6935 | 3.7483 | 12977.2822
Commercial/Industrial | Healthcare | New | LED Street Lights | 3.1138 | 2.3079 | 1917.7465 | 0 | 0 | 1691.1226 | Commercial/Industrial | Hospitals | New | LED Parking Lighting | 9.1602 | 2.3079 | 4728.805 | 0 | 0 | 3375.12 | Commercial/Industrial | Assembly | Turnover | Energy Star Commercial Glass Door Freezer | 10.3223 | 1.4013 | 5926.9893 | 0.64112 | 0.22051 | 4389.9823 | Commercial/Industrial | Institutional | Existing | Demand Controlled Ventilation | 2.5804 | 0.70326 | 16495.8026 | 0.96884 | 5.4546 | 9305.5485
Commercial/Industrial | Hospitals | New | LED Street Lights | 3.1138 | 2.3079 | 1917.7465 | 0 | 0 | 1691.1226 | Commercial/Industrial | Institutional | New | LED Parking Lighting | 9.1602 | 2.3079 | 4728.805 | 0 | 0 | 3375.12 | Commercial/Industrial | Grocery | Turnover | Energy Star Commercial Glass Door Freezer | 10.3223 | 1.4013 | 5926.9893 | 0.64112 | 0.22051 | 4389.9823 | Commercial/Industrial | Lodging/Hospitality | New | Demand Controlled Ventilation | 2.5804 | 0.70326 | 16495.8026 | 0.96884 | 5.4546 | 9305.5485
Commercial/Industrial | Institutional | New | LED Street Lights | 3.1138 | 2.3079 | 1917.7465 | 0 | 0 | 1691.1226 | Commercial/Industrial | Lodging/Hospitality | New | LED Parking Lighting | 9.1602 | 2.3079 | 4728.805 | 0 | 0 | 3375.12 | Commercial/Industrial | Institutional | Turnover | Energy Star Commercial Glass Door Freezer | 10.3223 | 1.4013 | 5926.9893 | 0.64112 | 0.22051 | 4389.9823 | Commercial/Industrial | Miscellaneous | Existing | Demand Controlled Ventilation | 2.5167 | 0.70327 | 15982.1419 | 0.94492 | 5.3199 | 9075.7228
Commercial/Industrial | Lodging/Hospitality | New | LED Street Lights | 3.1138 | 2.3079 | 1917.7465 | 0 | 0 | 1691.1226 | Commercial/Industrial | Miscellaneous | New | LED Parking Lighting | 9.1602 | 2.3079 | 4728.805 | 0 | 0 | 3375.12 | Commercial/Industrial | Miscellaneous | Turnover | Energy Star Commercial Glass Door Freezer | 10.3223 | 1.4013 | 5926.9893 | 0.64112 | 0.22051 | 4389.9823 | Commercial/Industrial | Offices | New | Demand Controlled Ventilation | 2.5167 | 0.70327 | 15982.1419 | 0.94492 | 5.3199 | 9075.7228
Commercial/Industrial | Miscellaneous | New | LED Street Lights | 3.1138 | 2.3079 | 1917.7465 | 0 | 0 | 1691.1226 | Commercial/Industrial | Offices | New | LED Parking Lighting | 9.1602 | 2.3079 | 4728.805 | 0 | 0 | 3375.12 | Commercial/Industrial | Offices | Turnover | Energy Star Commercial Glass Door Freezer | 10.3223 | 1.4013 | 5926.9893 | 0.64112 | 0.22051 | 4389.9823 | Commercial/Industrial | Restaurants | Existing | Thermostatic Shower Restriction Valve | 9.2329 | 0.74944 | 15219.4004 | 0.44437 | 3.7919 | 8397.5042
Commercial/Industrial | Offices | New | LED Street Lights | 3.1138 | 2.3079 | 1917.7465 | 0 | 0 | 1691.1226 | Commercial/Industrial | Restaurants | New | LED Parking Lighting | 9.1602 | 2.3079 | 4728.805 | 0 | 0 | 3375.12 | Commercial/Industrial | Retail | Turnover | Energy Star Commercial Glass Door Freezer | 10.3223 | 1.4013 | 5926.9893 | 0.64112 | 0.22051 | 4389.9823 | Commercial/Industrial | Retail | New | Thermostatic Shower Restriction Valve | 9.2329 | 0.74944 | 15219.4004 | 0.44437 | 3.7919 | 8397.5042
Commercial/Industrial | Restaurants | New | LED Street Lights | 3.1138 | 2.3079 | 1917.7465 | 0 | 0 | 1691.1226 | Commercial/Industrial | Retail | New | LED Parking Lighting | 9.1602 | 2.3079 | 4728.805 | 0 | 0 | 3375.12 | Commercial/Industrial | Warehouse | Turnover | Energy Star Commercial Glass Door Freezer | 10.3223 | 1.4013 | 5926.9893 | 0.64112 | 0.22051 | 4389.9823 | Commercial/Industrial | Schools K-12 | Existing | Airside Economizer | 8.6525 | 0.93949 | 15097.1957 | -1.6012 | 1.8007 | 13457.661
Commercial/Industrial | Retail | New | LED Street Lights | 3.1138 | 2.3079 | 1917.7465 | 0 | 0 | 1691.1226 | Commercial/Industrial | Schools K-12 | New | LED Parking Lighting | 9.1602 | 2.3079 | 4728.805 | 0 | 0 | 3375.12 | Commercial/Industrial | Assembly | New | Energy Star Commercial Glass Door Freezer | 10.3223 | 1.4013 | 5926.9893 | 0.64112 | 0.22051 | 4389.9823 | Commercial/Industrial | Warehouse | New | Airside Economizer | 8.6525 | 0.93949 | 15097.1957 | -1.6012 | 1.8007 | 13457.661
Commercial/Industrial | Schools K-12 | New | LED Street Lights | 3.1138 | 2.3079 | 1917.7465 | 0 | 0 | 1691.1226 | Commercial/Industrial | Warehouse | New | LED Parking Lighting | 9.1602 | 2.3079 | 4728.805 | 0 | 0 | 3375.12 | Commercial/Industrial | Grocery | New | Energy Star Commercial Glass Door Freezer | 10.3223 | 1.4013 | 5926.9893 | 0.64112 | 0.22051 | 4389.9823 | Commercial/Industrial | Assembly | Existing | Thermostatic Shower Restriction Valve | 8.581 | 1.3132 | 15072.7348 | 2.1932 | 1.4587 | 12977.961
Commercial/Industrial | Warehouse | New | LED Street Lights | 3.1138 | 2.3079 | 1917.7465 | 0 | 0 | 1691.1226 | Commercial/Industrial | Assembly | Turnover | CFL - 15W Flood | 9.105 | 1.8228 | 128.6044 | 0 | 0 | 200.9 | Commercial/Industrial | Institutional | New | Energy Star Commercial Glass Door Freezer | 10.3223 | 1.4013 | 5926.9893 | 0.64112 | 0.22051 | 4389.9823 | Commercial/Industrial | College and University | New | Thermostatic Shower Restriction Valve | 8.581 | 1.3132 | 15072.7348 | 2.1932 | 1.4587 | 12977.961
Commercial/Industrial | Assembly | Turnover | LED - 9W Flood | 26.0713 | 2.1667 | 286.6435 | 0 | 0 | 225.008 | Commercial/Industrial | College and University | Turnover | CFL - 15W Flood | 9.105 | 1.8228 | 128.6044 | 0 | 0 | 200.9 | Commercial/Industrial | Miscellaneous | New | Energy Star Commercial Glass Door Freezer | 10.3223 | 1.4013 | 5926.9893 | 0.64112 | 0.22051 | 4389.9823 | Commercial/Industrial | Grocery | Existing | Hot Water Pipe Insulation | 3.0879 | 1.5463 | 14895.5196 | 1.5475 | 1.5475 | 13555.9203
Commercial/Industrial | College and University | Turnover | LED - 9W Flood | 26.0713 | 2.1667 | 286.6435 | 0 | 0 | 225.008 | Commercial/Industrial | Grocery | Turnover | CFL - 15W Flood | 9.105 | 1.8228 | 128.6044 | 0 | 0 | 200.9 | Commercial/Industrial | Offices | New | Energy Star Commercial Glass Door Freezer | 10.3223 | 1.4013 | 5926.9893 | 0.64112 | 0.22051 | 4389.9823 | Commercial/Industrial | Healthcare | New | Hot Water Pipe Insulation | 3.0879 | 1.5463 | 14895.5196 | 1.5475 | 1.5475 | 13555.9203
Commercial/Industrial | Grocery | Turnover | LED - 9W Flood | 26.0713 | 2.1667 | 286.6435 | 0 | 0 | 225.008 | Commercial/Industrial | Healthcare | Turnover | CFL - 15W Flood | 9.105 | 1.8228 | 128.6044 | 0 | 0 | 200.9 | Commercial/Industrial | Retail | New | Energy Star Commercial Glass Door Freezer | 10.3223 | 1.4013 | 5926.9893 | 0.64112 | 0.22051 | 4389.9823 | Commercial/Industrial | Hospitals | Existing | Retro-Commissioning | 1.2631 | 0.71478 | 12506.3879 | 6.5654 | 12.7211 | 21264.66
Commercial/Industrial | Healthcare | Turnover | LED - 9W Flood | 26.0713 | 2.1667 | 286.6435 | 0 | 0 | 225.008 | Commercial/Industrial | Hospitals | Turnover | CFL - 15W Flood | 9.105 | 1.8228 | 128.6044 | 0 | 0 | 200.9 | Commercial/Industrial | Warehouse | New | Energy Star Commercial Glass Door Freezer | 10.3223 | 1.4013 | 5926.9893 | 0.64112 | 0.22051 | 4389.9823 | Commercial/Industrial | Institutional | New | Retro-Commissioning | 1.2631 | 0.71478 | 12506.3879 | 6.5654 | 12.7211 | 21264.66
Commercial/Industrial | Hospitals | Turnover | LED - 9W Flood | 26.0713 | 2.1667 | 286.6435 | 0 | 0 | 225.008 | Commercial/Industrial | Institutional | Turnover | CFL - 15W Flood | 9.105 | 1.8228 | 128.6044 | 0 | 0 | 200.9 | Commercial/Industrial | Grocery | New | Facility Commissioning | 1.0115 | 1.2069 | 5879.2791 | 3.3572 | 0.33698 | 15623.633 | Commercial/Industrial | Lodging/Hospitality | Turnover | Heat Pump Water Heater | 3.0511 | 0.83885 | 12344.5063 | 0.61672 | 3.2355 | 8790.3251
Commercial/Industrial | Institutional | Turnover | LED - 9W Flood | 26.0713 | 2.1667 | 286.6435 | 0 | 0 | 225.008 | Commercial/Industrial | Lodging/Hospitality | Turnover | CFL - 15W Flood | 9.105 | 1.8228 | 128.6044 | 0 | 0 | 200.9 | Commercial/Industrial | Retail | Turnover | High Efficiency Chiller (Water cooled-positive displacement, 100 tons) | 1.1296 | 1.2337 | 5801.2563 | 2.5467 | 0.11031 | 6468.421 | Commercial/Industrial | Miscellaneous | New | Heat Pump Water Heater | 3.0511 | 0.83885 | 12344.5063 | 0.61672 | 3.2355 | 8790.3251
Commercial/Industrial | Lodging/Hospitality | Turnover | LED - 9W Flood | 26.0713 | 2.1667 | 286.6435 | 0 | 0 | 225.008 | Commercial/Industrial | Miscellaneous | Turnover | CFL - 15W Flood | 9.105 | 1.8228 | 128.6044 | 0 | 0 | 200.9 | Commercial/Industrial | Retail | New | High Efficiency Chiller (Water cooled-positive displacement, 100 tons) | 1.1296 | 1.2337 | 5801.2563 | 2.5467 | 0.11031 | 6468.421 | Commercial/Industrial | Offices | Existing | VSD Controlled Compressor | 1.654 | 1.4885 | 12224.2052 | 1.9843 | 0.92875 | 13160.16
Commercial/Industrial | Miscellaneous | Turnover | LED - 9W Flood | 26.0713 | 2.1667 | 286.6435 | 0 | 0 | 225.008 | Commercial/Industrial | Offices | Turnover | CFL - 15W Flood | 9.105 | 1.8228 | 128.6044 | 0 | 0 | 200.9 | Commercial/Industrial | Restaurants | Existing | Programmable Thermostat | 2.4299 | 1.076 | 5763.683 | 1.6091 | -0.0030535 | 4342.1523 | Commercial/Industrial | Restaurants | Existing | VSD Controlled Compressor | 1.654 | 1.4885 | 12224.2052 | 1.9843 | 0.92875 | 13160.16
Commercial/Industrial | Offices | Turnover | LED - 9W Flood | 26.0713 | 2.1667 | 286.6435 | 0 | 0 | 225.008 | Commercial/Industrial | Restaurants | Turnover | CFL - 15W Flood | 9.105 | 1.8228 | 128.6044 | 0 | 0 | 200.9 | Commercial/Industrial | Restaurants | New | Programmable Thermostat | 2.4299 | 1.076 | 5763.683 | 1.6091 | -0.0030535 | 4342.1523 | Commercial/Industrial | Retail | Existing | VSD Controlled Compressor | 1.654 | 1.4885 | 12224.2052 | 1.9843 | 0.92875 | 13160.16
Commercial/Industrial | Restaurants | Turnover | LED - 9W Flood | 26.0713 | 2.1667 | 286.6435 | 0 | 0 | 225.008 | Commercial/Industrial | Retail | Turnover | CFL - 15W Flood | 9.105 | 1.8228 | 128.6044 | 0 | 0 | 200.9 | Commercial/Industrial | College and University | Turnover | Energy Star Commercial Glass Door Freezer | 10.2056 | 1.4666 | 5732.9754 | 0.56918 | 0.47676 | 4389.9823 | Commercial/Industrial | Schools K-12 | Existing | VSD Controlled Compressor | 1.654 | 1.4885 | 12224.2052 | 1.9843 | 0.92875 | 13160.16
Commercial/Industrial | Retail | Turnover | LED - 9W Flood | 26.0713 | 2.1667 | 286.6435 | 0 | 0 | 225.008 | Commercial/Industrial | Schools K-12 | Turnover | CFL - 15W Flood | 9.105 | 1.8228 | 128.6044 | 0 | 0 | 200.9 | Commercial/Industrial | Healthcare | Turnover | Energy Star Commercial Glass Door Freezer | 10.2056 | 1.4666 | 5732.9754 | 0.56918 | 0.47676 | 4389.9823 | Commercial/Industrial | Warehouse | Existing | VSD Controlled Compressor | 1.654 | 1.4885 | 12224.2052 | 1.9843 | 0.92875 | 13160.16
Commercial/Industrial | Schools K-12 | Turnover | LED - 9W Flood | 26.0713 | 2.1667 | 286.6435 | 0 | 0 | 225.008 | Commercial/Industrial | Warehouse | Turnover | CFL - 15W Flood | 9.105 | 1.8228 | 128.6044 | 0 | 0 | 200.9 | Commercial/Industrial | Hospitals | Turnover | Energy Star Commercial Glass Door Freezer | 10.2056 | 1.4666 | 5732.9754 | 0.56918 | 0.47676 | 4389.9823 | Commercial/Industrial | Assembly | Existing | VSD Controlled Compressor | 1.654 | 1.4885 | 12224.2052 | 1.9843 | 0.92875 | 13160.16
Commercial/Industrial | Warehouse | Turnover | LED - 9W Flood | 26.0713 | 2.1667 | 286.6435 | 0 | 0 | 225.008 | Commercial/Industrial | Assembly | New | CFL - 15W Flood | 9.105 | 1.8228 | 128.6044 | 0 | 0 | 200.9 | Commercial/Industrial | Lodging/Hospitality | Turnover | Energy Star Commercial Glass Door Freezer | 10.2056 | 1.4666 | 5732.9754 | 0.56918 | 0.47676 | 4389.9823 | Commercial/Industrial | College and University | Existing | VSD Controlled Compressor | 1.654 | 1.4885 | 12224.2052 | 1.9843 | 0.92875 | 13160.16
Commercial/Industrial | Assembly | New | LED - 9W Flood | 26.0713 | 2.1667 | 286.6435 | 0 | 0 | 225.008 | Commercial/Industrial | College and University | New | CFL - 15W Flood | 9.105 | 1.8228 | 128.6044 | 0 | 0 | 200.9 | Commercial/Industrial | Restaurants | Turnover | Energy Star Commercial Glass Door Freezer | 10.2056 | 1.4666 | 5732.9754 | 0.56918 | 0.47676 | 4389.9823 | Commercial/Industrial | Grocery | New | VSD Controlled Compressor | 1.654 | 1.4885 | 12224.2052 | 1.9843 | 0.92875 | 13160.16
Commercial/Industrial | College and University | New | LED - 9W Flood | 26.0713 | 2.1667 | 286.6435 | 0 | 0 | 225.008 | Commercial/Industrial | Grocery | New | CFL - 15W Flood | 9.105 | 1.8228 | 128.6044 | 0 | 0 | 200.9 | Commercial/Industrial | Schools K-12 | Turnover | Energy Star Commercial Glass Door Freezer | 10.2056 | 1.4666 | 5732.9754 | 0.56918 | 0.47676 | 4389.9823 | Commercial/Industrial | Healthcare | New | VSD Controlled Compressor | 1.654 | 1.4885 | 12224.2052 | 1.9843 | 0.92875 | 13160.16
Commercial/Industrial | Grocery | New | LED - 9W Flood | 26.0713 | 2.1667 | 286.6435 | 0 | 0 | 225.008 | Commercial/Industrial | Healthcare | New | CFL - 15W Flood | 9.105 | 1.8228 | 128.6044 | 0 | 0 | 200.9 | Commercial/Industrial | College and University | New | Energy Star Commercial Glass Door Freezer | 10.2056 | 1.4666 | 5732.9754 | 0.56918 | 0.47676 | 4389.9823 | Commercial/Industrial | Hospitals | New | VSD Controlled Compressor | 1.654 | 1.4885 | 12224.2052 | 1.9843 | 0.92875 | 13160.16
Commercial/Industrial | Healthcare | New | LED - 9W Flood | 26.0713 | 2.1667 | 286.6435 | 0 | 0 | 225.008 | Commercial/Industrial | Hospitals | New | CFL - 15W Flood | 9.105 | 1.8228 | 128.6044 | 0 | 0 | 200.9 | Commercial/Industrial | Healthcare | New | Energy Star Commercial Glass Door Freezer | 10.2056 | 1.4666 | 5732.9754 | 0.56918 | 0.47676 | 4389.9823 | Commercial/Industrial | Institutional | New | VSD Controlled Compressor | 1.654 | 1.4885 | 12224.2052 | 1.9843 | 0.92875 | 13160.16
Commercial/Industrial | Hospitals | New | LED - 9W Flood | 26.0713 | 2.1667 | 286.6435 | 0 | 0 | 225.008 | Commercial/Industrial | Institutional | New | CFL - 15W Flood | 9.105 | 1.8228 | 128.6044 | 0 | 0 | 200.9 | Commercial/Industrial | Hospitals | New | Energy Star Commercial Glass Door Freezer | 10.2056 | 1.4666 | 5732.9754 | 0.56918 | 0.47676 | 4389.9823 | Commercial/Industrial | Lodging/Hospitality | New | VSD Controlled Compressor | 1.654 | 1.4885 | 12224.2052 | 1.9843 | 0.92875 | 13160.16
Commercial/Industrial | Institutional | New | LED - 9W Flood | 26.0713 | 2.1667 | 286.6435 | 0 | 0 | 225.008 | Commercial/Industrial | Lodging/Hospitality | New | CFL - 15W Flood | 9.105 | 1.8228 | 128.6044 | 0 | 0 | 200.9 | Commercial/Industrial | Lodging/Hospitality | New | Energy Star Commercial Glass Door Freezer | 10.2056 | 1.4666 | 5732.9754 | 0.56918 | 0.47676 | 4389.9823 | Commercial/Industrial | Miscellaneous | New | VSD Controlled Compressor | 1.654 | 1.4885 | 12224.2052 | 1.9843 | 0.92875 | 13160.16
Commercial/Industrial | Lodging/Hospitality | New | LED - 9W Flood | 26.0713 | 2.1667 | 286.6435 | 0 | 0 | 225.008 | Commercial/Industrial | Miscellaneous | New | CFL - 15W Flood | 9.105 | 1.8228 | 128.6044 | 0 | 0 | 200.9 | Commercial/Industrial | Restaurants | New | Energy Star Commercial Glass Door Freezer | 10.2056 | 1.4666 | 5732.9754 | 0.56918 | 0.47676 | 4389.9823 | Commercial/Industrial | Offices | New | VSD Controlled Compressor | 1.654 | 1.4885 | 12224.2052 | 1.9843 | 0.92875 | 13160.16
Commercial/Industrial | Miscellaneous | New | LED - 9W Flood | 26.0713 | 2.1667 | 286.6435 | 0 | 0 | 225.008 | Commercial/Industrial | Offices | New | CFL - 15W Flood | 9.105 | 1.8228 | 128.6044 | 0 | 0 | 200.9 | Commercial/Industrial | Schools K-12 | New | Energy Star Commercial Glass Door Freezer | 10.2056 | 1.4666 | 5732.9754 | 0.56918 | 0.47676 | 4389.9823 | Commercial/Industrial | Restaurants | Turnover | Energy Star Steamer | 4.7676 | 1.4137 | 12193.442 | 1.4645 | 0.85037 | 9967
Commercial/Industrial | Offices | New | LED - 9W Flood | 26.0713 | 2.1667 | 286.6435 | 0 | 0 | 225.008 | Commercial/Industrial | Restaurants | New | CFL - 15W Flood | 9.105 | 1.8228 | 128.6044 | 0 | 0 | 200.9 | Commercial/Industrial | Offices | Existing | Chilled Water Controls Optimization | 14.0305 | 1.0281 | 5695.8339 | 1.3393 | 0.0013348 | 3301.1671 | Commercial/Industrial | Retail | Turnover | Energy Star Steamer | 4.7676 | 1.4137 | 12193.442 | 1.4645 | 0.85037 | 9967
Commercial/Industrial | Restaurants | New | LED - 9W Flood | 26.0713 | 2.1667 | 286.6435 | 0 | 0 | 225.008 | Commercial/Industrial | Retail | New | CFL - 15W Flood | 9.105 | 1.8228 | 128.6044 | 0 | 0 | 200.9 | Commercial/Industrial | Offices | New | Chilled Water Controls Optimization | 14.0305 | 1.0281 | 5695.8339 | 1.3393 | 0.0013348 | 3301.1671 | Commercial/Industrial | Schools K-12 | Turnover | Energy Star Steamer | 4.7676 | 1.4137 | 12193.442 | 1.4645 | 0.85037 | 9967
Commercial/Industrial | Retail | New | LED - 9W Flood | 26.0713 | 2.1667 | 286.6435 | 0 | 0 | 225.008 | Commercial/Industrial | Schools K-12 | New | CFL - 15W Flood | 9.105 | 1.8228 | 128.6044 | 0 | 0 | 200.9 | Commercial/Industrial | Hospitals | Existing | Programmable Thermostat | 0.80878 | 1.5359 | 5573.9368 | 6.3351 | 1.8716 | 75790.8694 | Commercial/Industrial | Warehouse | Turnover | Energy Star Steamer | 4.7676 | 1.4137 | 12193.442 | 1.4645 | 0.85037 | 9967
Commercial/Industrial | Schools K-12 | New | LED - 9W Flood | 26.0713 | 2.1667 | 286.6435 | 0 | 0 | 225.008 | Commercial/Industrial | Warehouse | New | CFL - 15W Flood | 9.105 | 1.8228 | 128.6044 | 0 | 0 | 200.9 | Commercial/Industrial | Hospitals | New | Programmable Thermostat | 0.80878 | 1.5359 | 5573.9368 | 6.3351 | 1.8716 | 75790.8694 | Commercial/Industrial | Lodging/Hospitality | Turnover | Energy Star Steamer | 4.7676 | 1.4137 | 12193.442 | 1.4645 | 0.85037 | 9967
Commercial/Industrial | Warehouse | New | LED - 9W Flood | 26.0713 | 2.1667 | 286.6435 | 0 | 0 | 225.008 | Commercial/Industrial | Lodging/Hospitality | Turnover | LED Linear - Fixture Replacement | 9.0795 | 1.2921 | 611.1805 | 0.07778 | 4.2611e-06 | 318.9398 | Commercial/Industrial | Restaurants | New | Facility Commissioning | 0.97765 | 1.2068 | 5560.0865 | 3.4982 | 0.35113 | 16279.921 | Commercial/Industrial | Lodging/Hospitality | Turnover | Energy Star Steamer | 4.7676 | 1.4137 | 12193.442 | 1.4645 | 0.85037 | 9967
Commercial/Industrial | Institutional | Existing | ECM Motors on Furnaces | 0.51181 | 2.1667 | -292.6542 | 0 | 0 | 403.7315 | Commercial/Industrial | Lodging/Hospitality | New | LED Linear - Fixture Replacement | 9.0795 | 1.2921 | 611.1805 | 0.07778 | 4.2611e-06 | 318.9398 | Commercial/Industrial | Miscellaneous | Existing | Chilled Water Controls Optimization | 13.6974 | 1.028 | 5553.528 | 1.3075 | 0.0013031 | 3222.944 | Commercial/Industrial | Warehouse | Turnover | Energy Star Steamer | 4.7676 | 1.4137 | 12193.442 | 1.4645 | 0.85037 | 9967
Commercial/Industrial | Institutional | New | ECM Motors on Furnaces | 0.51181 | 2.1667 | -292.6542 | 0 | 0 | 403.7315 | Commercial/Industrial | Warehouse | Turnover | CFL-23W | 8.9342 | 1.1205 | 28.1517 | 0.0064226 | 0.001485 | 26.768 | Commercial/Industrial | Miscellaneous | New | Chilled Water Controls Optimization | 13.6974 | 1.028 | 5553.528 | 1.3075 | 0.0013031 | 3222.944 | Commercial/Industrial | Warehouse | Turnover | Energy Star Steamer | 4.7676 | 1.4137 | 12193.442 | 1.4645 | 0.85037 | 9967
Commercial/Industrial | Grocery | Existing | Hot Water Circulation Pump Control | 0.51602 | 2.1667 | -461.0645 | 0 | 0 | 651 | Commercial/Industrial | Warehouse | New | CFL-23W | 8.9342 | 1.1205 | 28.1517 | 0.0064226 | 0.001485 | 26.768 | Commercial/Industrial | Assembly | Existing | CO Sensors for Parking Garage Exhaust | 3.3105 | 1.895 | 5445.5559 | 0.20046 | 0.20046 | 4980.032 | Commercial/Industrial | Grocery | Turnover | Energy Star Steamer | 4.7676 | 1.4137 | 12193.442 | 1.4645 | 0.85037 | 9967
Commercial/Industrial | Lodging/Hospitality | Existing | Hot Water Circulation Pump Control | 0.51602 | 2.1667 | -1383.1934 | 0 | 0 | 1953 | Commercial/Industrial | Grocery | Existing | Thermostatic Shower Restriction Valve | 8.9024 | 0.83903 | 1236.7559 | 0.05356 | 0.28099 | 763.4095 | Commercial/Industrial | College and University | Existing | CO Sensors for Parking Garage Exhaust | 3.3105 | 1.895 | 5445.5559 | 0.20046 | 0.20046 | 4980.032 | Commercial/Industrial | Restaurants | Turnover | Energy Star Steamer | 4.7676 | 1.4137 | 12193.442 | 1.4645 | 0.85037 | 9967
Commercial/Industrial | Restaurants | Existing | Hot Water Circulation Pump Control | 0.51602 | 2.1667 | -922.1289 | 0 | 0 | 1302 | Commercial/Industrial | Restaurants | Existing | Thermostatic Shower Restriction Valve | 8.9024 | 0.83903 | 1236.7559 | 0.05356 | 0.28099 | 763.4095 | Commercial/Industrial | Grocery | Existing | CO Sensors for Parking Garage Exhaust | 3.3105 | 1.895 | 5445.5559 | 0.20046 | 0.20046 | 4980.032 | Commercial/Industrial | Grocery | Turnover | Energy Star Steamer | 4.7676 | 1.4137 | 12193.442 | 1.4645 | 0.85037 | 9967
Commercial/Industrial | Retail | Existing | Hot Water Circulation Pump Control | 0.51602 | 2.1667 | -1383.1934 | 0 | 0 | 1953 | Commercial/Industrial | Grocery | New | Thermostatic Shower Restriction Valve | 8.9024 | 0.83903 | 1236.7559 | 0.05356 | 0.28099 | 763.4095 | Commercial/Industrial | Healthcare | Existing | CO Sensors for Parking Garage Exhaust | 3.3105 | 1.895 | 5445.5559 | 0.20046 | 0.20046 | 4980.032 | Commercial/Industrial | Restaurants | Turnover | Energy Star Steamer | 4.7676 | 1.4137 | 12193.442 | 1.4645 | 0.85037 | 9967
Commercial/Industrial | Grocery | New | Hot Water Circulation Pump Control | 0.51602 | 2.1667 | -461.0645 | 0 | 0 | 651 | Commercial/Industrial | Restaurants | New | Thermostatic Shower Restriction Valve | 8.9024 | 0.83903 | 1236.7559 | 0.05356 | 0.28099 | 763.4095 | Commercial/Industrial | Hospitals | Existing | CO Sensors for Parking Garage Exhaust | 3.3105 | 1.895 | 5445.5559 | 0.20046 | 0.20046 | 4980.032 | Commercial/Industrial | College and University | Turnover | Energy Star Steamer | 4.7676 | 1.4137 | 12193.442 | 1.4645 | 0.85037 | 9967
Commercial/Industrial | Lodging/Hospitality | New | Hot Water Circulation Pump Control | 0.51602 | 2.1667 | -1383.1934 | 0 | 0 | 1953 | Commercial/Industrial | College and University | Existing | Thermostatic Shower Restriction Valve | 8.9006 | 0.83885 | 48233.4807 | 2.0889 | 10.9586 | 29772.9694 | Commercial/Industrial | Institutional | Existing | CO Sensors for Parking Garage Exhaust | 3.3105 | 1.895 | 5445.5559 | 0.20046 | 0.20046 | 4980.032 | Commercial/Industrial | College and University | New | Energy Star Steamer | 4.7676 | 1.4137 | 12193.442 | 1.4645 | 0.85037 | 9967
Commercial/Industrial | Restaurants | New | Hot Water Circulation Pump Control | 0.51602 | 2.1667 | -922.1289 | 0 | 0 | 1302 | Commercial/Industrial | College and University | New | Thermostatic Shower Restriction Valve | 8.9006 | 0.83885 | 48233.4807 | 2.0889 | 10.9586 | 29772.9694 | Commercial/Industrial | Lodging/Hospitality | Existing | CO Sensors for Parking Garage Exhaust | 3.3105 | 1.895 | 5445.5559 | 0.20046 | 0.20046 | 4980.032 | Commercial/Industrial | Retail | New | Energy Star Steamer | 4.7676 | 1.4137 | 12193.442 | 1.4645 | 0.85037 | 9967
Commercial/Industrial | Retail | New | Hot Water Circulation Pump Control | 0.51602 | 2.1667 | -1383.1934 | 0 | 0 | 1953 | Commercial/Industrial | Retail | Existing | Thermostatic Shower Restriction Valve | 8.9005 | 0.83885 | 2473.5118 | 0.10712 | 0.56198 | 1526.8189 | Commercial/Industrial | Miscellaneous | Existing | CO Sensors for Parking Garage Exhaust | 3.3105 | 1.895 | 5445.5559 | 0.20046 | 0.20046 | 4980.032 | Commercial/Industrial | Retail | New | Energy Star Steamer | 4.7676 | 1.4137 | 12193.442 | 1.4645 | 0.85037 | 9967
Commercial/Industrial | Healthcare | Existing | ECM Motors on Furnaces | 0.92031 | 2.1667 | 130.7589 | 0 | 0 | 725.9759 | Commercial/Industrial | Retail | New | Thermostatic Shower Restriction Valve | 8.9005 | 0.83885 | 2473.5118 | 0.10712 | 0.56198 | 1526.8189 | Commercial/Industrial | Offices | Existing | CO Sensors for Parking Garage Exhaust | 3.3105 | 1.895 | 5445.5559 | 0.20046 | 0.20046 | 4980.032 | Commercial/Industrial | College and University | New | Energy Star Steamer | 4.7676 | 1.4137 | 12193.442 | 1.4645 | 0.85037 | 9967
Commercial/Industrial | Miscellaneous | Existing | ECM Motors on Furnaces | 0.32399 | 2.1667 | -487.3269 | 0 | 0 | 255.5731 | Commercial/Industrial | College and University | Turnover | LED Linear - Fixture Replacement | 8.7247 | 1.6342 | 560.5912 | 0.039245 | 0.036402 | 374.5037 | Commercial/Industrial | Restaurants | Existing | CO Sensors for Parking Garage Exhaust | 3.3105 | 1.895 | 5445.5559 | 0.20046 | 0.20046 | 4980.032 | Commercial/Industrial | College and University | New | Energy Star Steamer | 4.7676 | 1.4137 | 12193.442 | 1.4645 | 0.85037 | 9967
Commercial/Industrial | Warehouse | Existing | ECM Motors on Furnaces | 0.32399 | 2.1667 | -487.3269 | 0 | 0 | 255.5731 | Commercial/Industrial | College and University | New | LED Linear - Fixture Replacement | 8.7247 | 1.6342 | 560.5912 | 0.039245 | 0.036402 | 374.5037 | Commercial/Industrial | Retail | Existing | CO Sensors for Parking Garage Exhaust | 3.3105 | 1.895 | 5445.5559 | 0.20046 | 0.20046 | 4980.032 | Commercial/Industrial | Warehouse | New | Energy Star Steamer | 4.7676 | 1.4137 | 12193.442 | 1.4645 | 0.85037 | 9967
Commercial/Industrial | Healthcare | New | ECM Motors on Furnaces | 0.92031 | 2.1667 | 130.7589 | 0 | 0 | 725.9759 | Commercial/Industrial | Warehouse | Turnover | Premium T8 - Lamp Replacement | 8.6787 | 1.1158 | 14.1609 | 0.0032515 | 0.00074654 | 13.4605 | Commercial/Industrial | Schools K-12 | Existing | CO Sensors for Parking Garage Exhaust | 3.3105 | 1.895 | 5445.5559 | 0.20046 | 0.20046 | 4980.032 | Commercial/Industrial | Warehouse | New | Energy Star Steamer | 4.7676 | 1.4137 | 12193.442 | 1.4645 | 0.85037 | 9967
Commercial/Industrial | Miscellaneous | New | ECM Motors on Furnaces | 0.32399 | 2.1667 | -487.3269 | 0 | 0 | 255.5731 | Commercial/Industrial | Warehouse | New | Premium T8 - Lamp Replacement | 8.6787 | 1.1158 | 14.1609 | 0.0032515 | 0.00074654 | 13.4605 | Commercial/Industrial | Warehouse | Existing | CO Sensors for Parking Garage Exhaust | 3.3105 | 1.895 | 5445.5559 | 0.20046 | 0.20046 | 4980.032 | Commercial/Industrial | Lodging/Hospitality | New | Energy Star Steamer | 4.7676 | 1.4137 | 12193.442 | 1.4645 | 0.85037 | 9967
Commercial/Industrial | Warehouse | New | ECM Motors on Furnaces | 0.32399 | 2.1667 | -487.3269 | 0 | 0 | 255.5731 | Commercial/Industrial | Lodging/Hospitality | Turnover | CFL-23W | 8.6784 | 1.1061 | 27.6365 | 0.006329 | 1.7134e-06 | 26.278 | Commercial/Industrial | Assembly | New | CO Sensors for Parking Garage Exhaust | 3.3105 | 1.895 | 5445.5559 | 0.20046 | 0.20046 | 4980.032 | Commercial/Industrial | Lodging/Hospitality | New | Energy Star Steamer | 4.7676 | 1.4137 | 12193.442 | 1.4645 | 0.85037 | 9967
Commercial/Industrial | Assembly | Existing | ECM Motors on Furnaces | 0.58693 | 2.1667 | -214.7851 | 0 | 0 | 462.9948 | Commercial/Industrial | Lodging/Hospitality | New | CFL-23W | 8.6784 | 1.1061 | 27.6365 | 0.006329 | 1.7134e-06 | 26.278 | Commercial/Industrial | College and University | New | CO Sensors for Parking Garage Exhaust | 3.3105 | 1.895 | 5445.5559 | 0.20046 | 0.20046 | 4980.032 | Commercial/Industrial | Hospitals | New | Energy Star Steamer | 4.7676 | 1.4137 | 12193.442 | 1.4645 | 0.85037 | 9967
Commercial/Industrial | Schools K-12 | Existing | ECM Motors on Furnaces | 1.249 | 2.1667 | 471.4361 | 0 | 0 | 985.253 | Commercial/Industrial | Hospitals | Existing | Airside Economizer | 8.6525 | 0.93949 | 110687.44 | -11.7391 | 13.202 | 98666.9364 | Commercial/Industrial | Grocery | New | CO Sensors for Parking Garage Exhaust | 3.3105 | 1.895 | 5445.5559 | 0.20046 | 0.20046 | 4980.032 | Commercial/Industrial | Hospitals | New | Energy Star Steamer | 4.7676 | 1.4137 | 12193.442 | 1.4645 | 0.85037 | 9967
Commercial/Industrial | Assembly | New | ECM Motors on Furnaces | 0.58693 | 2.1667 | -214.7851 | 0 | 0 | 462.9948 | Commercial/Industrial | Hospitals | New | Airside Economizer | 8.6525 | 0.93949 | 110687.44 | -11.7391 | 13.202 | 98666.9364 | Commercial/Industrial | Healthcare | New | CO Sensors for Parking Garage Exhaust | 3.3105 | 1.895 | 5445.5559 | 0.20046 | 0.20046 | 4980.032 | Commercial/Industrial | College and University | New | Energy Star Steamer | 4.7676 | 1.4137 | 12193.442 | 1.4645 | 0.85037 | 9967
Commercial/Industrial | Schools K-12 | New | ECM Motors on Furnaces | 1.249 | 2.1667 | 471.4361 | 0 | 0 | 985.253 | Commercial/Industrial | College and University | Existing | Airside Economizer | 8.6525 | 0.93949 | 15097.1957 | -1.6012 | 1.8007 | 13457.661 | Commercial/Industrial | Hospitals | New | CO Sensors for Parking Garage Exhaust | 3.3105 | 1.895 | 5445.5559 | 0.20046 | 0.20046 | 4980.032 | Commercial/Industrial | College and University | New | Energy Star Steamer | 4.7676 | 1.4137 | 12193.442 | 1.4645 | 0.85037 | 9967
Commercial/Industrial | Offices | Existing | ECM Motors on Furnaces | 0.34277 | 2.1667 | -467.8596 | 0 | 0 | 270.389 | Commercial/Industrial | College and University | New | Airside Economizer | 8.6525 | 0.93949 | 15097.1957 | -1.6012 | 1.8007 | 13457.661 | Commercial/Industrial | Institutional | New | CO Sensors for Parking Garage Exhaust | 3.3105 | 1.895 | 5445.5559 | 0.20046 | 0.20046 | 4980.032 | Commercial/Industrial | Miscellaneous | Turnover | High Efficiency Chiller (Water cooled-positive displacement, 100 tons) | 1.4692 | 1.2337 | 12028.3079 | 3.3122 | 0.14347 | 8412.8439
Commercial/Industrial | Offices | New | ECM Motors on Furnaces | 0.34277 | 2.1667 | -467.8596 | 0 | 0 | 270.389 | Commercial/Industrial | Miscellaneous | Existing | Thermostatic Shower Restriction Valve | 8.581 | 1.3132 | 15072.7348 | 2.1932 | 1.4587 | 12977.961 | Commercial/Industrial | Lodging/Hospitality | New | CO Sensors for Parking Garage Exhaust | 3.3105 | 1.895 | 5445.5559 | 0.20046 | 0.20046 | 4980.032 | Commercial/Industrial | Miscellaneous | New | High Efficiency Chiller (Water cooled-positive displacement, 100 tons) | 1.4692 | 1.2337 | 12028.3079 | 3.3122 | 0.14347 | 8412.8439
Commercial/Industrial | Assembly | Turnover | LED Display Lighting (Exterior) | 3.9261 | 2.1667 | 395.8859 | 0 | 0 | 377.692 | Commercial/Industrial | Miscellaneous | New | Thermostatic Shower Restriction Valve | 8.581 | 1.3132 | 15072.7348 | 2.1932 | 1.4587 | 12977.961 | Commercial/Industrial | Miscellaneous | New | CO Sensors for Parking Garage Exhaust | 3.3105 | 1.895 | 5445.5559 | 0.20046 | 0.20046 | 4980.032 | Commercial/Industrial | Institutional | Existing | Demand Controlled Ventilation | 2.0094 | 0.70328 | 11893.455 | 0.75445 | 4.2476 | 7246.3338
Commercial/Industrial | College and University | Turnover | LED Display Lighting (Exterior) | 3.9261 | 2.1667 | 395.8859 | 0 | 0 | 377.692 | Commercial/Industrial | Institutional | Existing | Thermostatic Shower Restriction Valve | 8.5809 | 1.3132 | 19505.892 | 2.8382 | 1.8878 | 16795.0084 | Commercial/Industrial | Offices | New | CO Sensors for Parking Garage Exhaust | 3.3105 | 1.895 | 5445.5559 | 0.20046 | 0.20046 | 4980.032 | Commercial/Industrial | Institutional | New | Demand Controlled Ventilation | 2.0094 | 0.70328 | 11893.455 | 0.75445 | 4.2476 | 7246.3338
Commercial/Industrial | Grocery | Turnover | LED Display Lighting (Exterior) | 3.9261 | 2.1667 | 395.8859 | 0 | 0 | 377.692 | Commercial/Industrial | Institutional | New | Thermostatic Shower Restriction Valve | 8.5809 | 1.3132 | 19505.892 | 2.8382 | 1.8878 | 16795.0084 | Commercial/Industrial | Restaurants | New | CO Sensors for Parking Garage Exhaust | 3.3105 | 1.895 | 5445.5559 | 0.20046 | 0.20046 | 4980.032 | Commercial/Industrial | Assembly | Existing | Faucet Aerator | 3.6233 | 1.25 | 11531.1727 | 2.2257 | 1.3404 | 10679.2161
Commercial/Industrial | Healthcare | Turnover | LED Display Lighting (Exterior) | 3.9261 | 2.1667 | 395.8859 | 0 | 0 | 377.692 | Commercial/Industrial | Assembly | Existing | Thermostatic Shower Restriction Valve | 8.5805 | 1.3131 | 886.6315 | 0.12901 | 0.085808 | 763.4095 | Commercial/Industrial | Retail | New | CO Sensors for Parking Garage Exhaust | 3.3105 | 1.895 | 5445.5559 | 0.20046 | 0.20046 | 4980.032 | Commercial/Industrial | Offices | New | Faucet Aerator | 3.6233 | 1.25 | 11531.1727 | 2.2257 | 1.3404 | 10679.2161
Commercial/Industrial | Hospitals | Turnover | LED Display Lighting (Exterior) | 3.9261 | 2.1667 | 395.8859 | 0 | 0 | 377.692 | Commercial/Industrial | Offices | Existing | Thermostatic Shower Restriction Valve | 8.5805 | 1.3131 | 1773.2629 | 0.25802 | 0.17162 | 1526.8189 | Commercial/Industrial | Schools K-12 | New | CO Sensors for Parking Garage Exhaust | 3.3105 | 1.895 | 5445.5559 | 0.20046 | 0.20046 | 4980.032 | Commercial/Industrial | Schools K-12 | Turnover | High Efficiency Chiller (Water cooled-positive displacement, 100 tons) | 1.4413 | 1.2337 | 11516.6664 | 3.2493 | 0.14074 | 8253.0817
Commercial/Industrial | Institutional | Turnover | LED Display Lighting (Exterior) | 3.9261 | 2.1667 | 395.8859 | 0 | 0 | 377.692 | Commercial/Industrial | Schools K-12 | Existing | Thermostatic Shower Restriction Valve | 8.5805 | 1.3131 | 886.6315 | 0.12901 | 0.085808 | 763.4095 | Commercial/Industrial | Warehouse | New | CO Sensors for Parking Garage Exhaust | 3.3105 | 1.895 | 5445.5559 | 0.20046 | 0.20046 | 4980.032 | Commercial/Industrial | Warehouse | New | High Efficiency Chiller (Water cooled-positive displacement, 100 tons) | 1.4413 | 1.2337 | 11516.6664 | 3.2493 | 0.14074 | 8253.0817
Commercial/Industrial | Lodging/Hospitality | Turnover | LED Display Lighting (Exterior) | 3.9261 | 2.1667 | 395.8859 | 0 | 0 | 377.692 | Commercial/Industrial | Warehouse | Existing | Thermostatic Shower Restriction Valve | 8.5805 | 1.3131 | 886.6315 | 0.12901 | 0.085808 | 763.4095 | Commercial/Industrial | Retail | Existing | Chilled Water Controls Optimization | 12.6253 | 1.0281 | 5094.296 | 1.2051 | 0.0012011 | 2970.5121 | Commercial/Industrial | Assembly | Existing | VSD Controlled Compressor | 1.6134 | 1.5616 | 11332.3582 | 1.7063 | 1.4292 | 13160.16
Commercial/Industrial | Miscellaneous | Turnover | LED Display Lighting (Exterior) | 3.9261 | 2.1667 | 395.8859 | 0 | 0 | 377.692 | Commercial/Industrial | Assembly | New | Thermostatic Shower Restriction Valve | 8.5805 | 1.3131 | 886.6315 | 0.12901 | 0.085808 | 763.4095 | Commercial/Industrial | Retail | New | Chilled Water Controls Optimization | 12.6253 | 1.0281 | 5094.296 | 1.2051 | 0.0012011 | 2970.5121 | Commercial/Industrial | Offices | Existing | VSD Controlled Compressor | 1.6134 | 1.5616 | 11332.3582 | 1.7063 | 1.4292 | 13160.16
Commercial/Industrial | Offices | Turnover | LED Display Lighting (Exterior) | 3.9261 | 2.1667 | 395.8859 | 0 | 0 | 377.692 | Commercial/Industrial | Offices | New | Thermostatic Shower Restriction Valve | 8.5805 | 1.3131 | 1773.2629 | 0.25802 | 0.17162 | 1526.8189 | Commercial/Industrial | Hospitals | Existing | Low Flow Shower Head | 4.2395 | 1.0427 | 4918.5405 | 0.37223 | 0.97305 | 4037.6135 | Commercial/Industrial | Schools K-12 | Existing | VSD Controlled Compressor | 1.6134 | 1.5616 | 11332.3582 | 1.7063 | 1.4292 | 13160.16
Commercial/Industrial | Restaurants | Turnover | LED Display Lighting (Exterior) | 3.9261 | 2.1667 | 395.8859 | 0 | 0 | 377.692 | Commercial/Industrial | Schools K-12 | New | Thermostatic Shower Restriction Valve | 8.5805 | 1.3131 | 886.6315 | 0.12901 | 0.085808 | 763.4095 | Commercial/Industrial | Hospitals | New | Low Flow Shower Head | 4.2395 | 1.0427 | 4918.5405 | 0.37223 | 0.97305 | 4037.6135 | Commercial/Industrial | Warehouse | Existing | VSD Controlled Compressor | 1.6134 | 1.5616 | 11332.3582 | 1.7063 | 1.4292 | 13160.16
Commercial/Industrial | Retail | Turnover | LED Display Lighting (Exterior) | 3.9261 | 2.1667 | 395.8859 | 0 | 0 | 377.692 | Commercial/Industrial | Warehouse | New | Thermostatic Shower Restriction Valve | 8.5805 | 1.3131 | 886.6315 | 0.12901 | 0.085808 | 763.4095 | Commercial/Industrial | Assembly | Turnover | LED Parking Lighting | 9.1602 | 2.3079 | 4728.805 | 0 | 0 | 3375.12 | Commercial/Industrial | Hospitals | Existing | VSD Controlled Compressor | 1.6134 | 1.5616 | 11332.3582 | 1.7063 | 1.4292 | 13160.16
Commercial/Industrial | Schools K-12 | Turnover | LED Display Lighting (Exterior) | 3.9261 | 2.1667 | 395.8859 | 0 | 0 | 377.692 | Commercial/Industrial | Hospitals | Turnover | LED Display Lighting (Interior) | 8.523 | 1.6349 | 955.1224 | 0.067152 | 0.062943 | 639.388 | Commercial/Industrial | College and University | Turnover | LED Parking Lighting | 9.1602 | 2.3079 | 4728.805 | 0 | 0 | 3375.12 | Commercial/Industrial | Hospitals | Existing | VSD Controlled Compressor | 1.6134 | 1.5616 | 11332.3582 | 1.7063 | 1.4292 | 13160.16
Commercial/Industrial | Warehouse | Turnover | LED Display Lighting (Exterior) | 3.9261 | 2.1667 | 395.8859 | 0 | 0 | 377.692 | Commercial/Industrial | Hospitals | New | LED Display Lighting (Interior) | 8.523 | 1.6349 | 955.1224 | 0.067152 | 0.062943 | 639.388 | Commercial/Industrial | Grocery | Turnover | LED Parking Lighting | 9.1602 | 2.3079 | 4728.805 | 0 | 0 | 3375.12 | Commercial/Industrial | Lodging/Hospitality | New | VSD Controlled Compressor | 1.6134 | 1.5616 | 11332.3582 | 1.7063 | 1.4292 | 13160.16
Commercial/Industrial | Assembly | New | LED Display Lighting (Exterior) | 3.9261 | 2.1667 | 395.8859 | 0 | 0 | 377.692 | Commercial/Industrial | Lodging/Hospitality | Turnover | Premium T8 - Lamp Replacement | 8.5207 | 1.1169 | 13.8704 | 0.0031876 | 5.3388e-07 | 13.2141 | Commercial/Industrial | Healthcare | Turnover | LED Parking Lighting | 9.1602 | 2.3079 | 4728.805 | 0 | 0 | 3375.12 | Commercial/Industrial | Lodging/Hospitality | New | VSD Controlled Compressor | 1.6134 | 1.5616 | 11332.3582 | 1.7063 | 1.4292 | 13160.16
Commercial/Industrial | College and University | New | LED Display Lighting (Exterior) | 3.9261 | 2.1667 | 395.8859 | 0 | 0 | 377.692 | Commercial/Industrial | Lodging/Hospitality | New | Premium T8 - Lamp Replacement | 8.5207 | 1.1169 | 13.8704 | 0.0031876 | 5.3388e-07 | 13.2141 | Commercial/Industrial | Hospitals | Turnover | LED Parking Lighting | 9.1602 | 2.3079 | 4728.805 | 0 | 0 | 3375.12 | Commercial/Industrial | Grocery | New | VSD Controlled Compressor | 1.6134 | 1.5616 | 11332.3582 | 1.7063 | 1.4292 | 13160.16
Commercial/Industrial | Grocery | New | LED Display Lighting (Exterior) | 3.9261 | 2.1667 | 395.8859 | 0 | 0 | 377.692 | Commercial/Industrial | Grocery | Turnover | LED Display Lighting (Interior) | 8.4582 | 1.2935 | 989.7759 | 0.1264 | 9.1014e-06 | 521.136 | Commercial/Industrial | Institutional | Turnover | LED Parking Lighting | 9.1602 | 2.3079 | 4728.805 | 0 | 0 | 3375.12 | Commercial/Industrial | Grocery | New | VSD Controlled Compressor | 1.6134 | 1.5616 | 11332.3582 | 1.7063 | 1.4292 | 13160.16
Commercial/Industrial | Healthcare | New | LED Display Lighting (Exterior) | 3.9261 | 2.1667 | 395.8859 | 0 | 0 | 377.692 | Commercial/Industrial | Grocery | New | LED Display Lighting (Interior) | 8.4582 | 1.2935 | 989.7759 | 0.1264 | 9.1014e-06 | 521.136 | Commercial/Industrial | Lodging/Hospitality | Turnover | LED Parking Lighting | 9.1602 | 2.3079 | 4728.805 | 0 | 0 | 3375.12 | Commercial/Industrial | Miscellaneous | New | VSD Controlled Compressor | 1.6134 | 1.5616 | 11332.3582 | 1.7063 | 1.4292 | 13160.16
Commercial/Industrial | Hospitals | New | LED Display Lighting (Exterior) | 3.9261 | 2.1667 | 395.8859 | 0 | 0 | 377.692 | Commercial/Industrial | Miscellaneous | Turnover | LED Linear - Lamp Replacement | 8.4579 | 1.3153 | 59.7563 | 0.0076239 | 0.0017504 | 31.5613 | Commercial/Industrial | Miscellaneous | Turnover | LED Parking Lighting | 9.1602 | 2.3079 | 4728.805 | 0 | 0 | 3375.12 | Commercial/Industrial | Miscellaneous | New | VSD Controlled Compressor | 1.6134 | 1.5616 | 11332.3582 | 1.7063 | 1.4292 | 13160.16
Commercial/Industrial | Institutional | New | LED Display Lighting (Exterior) | 3.9261 | 2.1667 | 395.8859 | 0 | 0 | 377.692 | Commercial/Industrial | Miscellaneous | New | LED Linear - Lamp Replacement | 8.4579 | 1.3153 | 59.7563 | 0.0076239 | 0.0017504 | 31.5613 | Commercial/Industrial | Offices | Turnover | LED Parking Lighting | 9.1602 | 2.3079 | 4728.805 | 0 | 0 | 3375.12 | Commercial/Industrial | Hospitals | Existing | Chilled Water Controls Optimization | 27.7465 | 1.2078 | 11125.6015 | 1.8849 | 0.89883 | 8018.1238
Commercial/Industrial | Lodging/Hospitality | New | LED Display Lighting (Exterior) | 3.9261 | 2.1667 | 395.8859 | 0 | 0 | 377.692 | Commercial/Industrial | Hospitals | Existing | Thermostatic Shower Restriction Valve | 8.35 | 1.0426 | 26344.8281 | 1.8299 | 4.7834 | 19848.6463 | Commercial/Industrial | Restaurants | Turnover | LED Parking Lighting | 9.1602 | 2.3079 | 4728.805 | 0 | 0 | 3375.12 | Commercial/Industrial | Hospitals | New | Chilled Water Controls Optimization | 27.7465 | 1.2078 | 11125.6015 | 1.8849 | 0.89883 | 8018.1238
Commercial/Industrial | Miscellaneous | New | LED Display Lighting (Exterior) | 3.9261 | 2.1667 | 395.8859 | 0 | 0 | 377.692 | Commercial/Industrial | Hospitals | New | Thermostatic Shower Restriction Valve | 8.35 | 1.0426 | 26344.8281 | 1.8299 | 4.7834 | 19848.6463 | Commercial/Industrial | Retail | Turnover | LED Parking Lighting | 9.1602 | 2.3079 | 4728.805 | 0 | 0 | 3375.12 | Commercial/Industrial | Healthcare | Turnover | Heat Pump Pool Heater | 3.9089 | 1.8042 | 10868.1176 | 0 | 0.34381 | 9411.7647
Commercial/Industrial | Offices | New | LED Display Lighting (Exterior) | 3.9261 | 2.1667 | 395.8859 | 0 | 0 | 377.692 | Commercial/Industrial | Healthcare | Existing | Thermostatic Shower Restriction Valve | 8.349 | 1.0425 | 1013.2626 | 0.070379 | 0.18398 | 763.4095 | Commercial/Industrial | Schools K-12 | Turnover | LED Parking Lighting | 9.1602 | 2.3079 | 4728.805 | 0 | 0 | 3375.12 | Commercial/Industrial | Healthcare | Turnover | Heat Pump Pool Heater | 3.9089 | 1.8042 | 10868.1176 | 0 | 0.34381 | 9411.7647
Commercial/Industrial | Restaurants | New | LED Display Lighting (Exterior) | 3.9261 | 2.1667 | 395.8859 | 0 | 0 | 377.692 | Commercial/Industrial | Healthcare | New | Thermostatic Shower Restriction Valve | 8.349 | 1.0425 | 1013.2626 | 0.070379 | 0.18398 | 763.4095 | Commercial/Industrial | Warehouse | Turnover | LED Parking Lighting | 9.1602 | 2.3079 | 4728.805 | 0 | 0 | 3375.12 | Commercial/Industrial | College and University | Turnover | Heat Pump Pool Heater | 3.9089 | 1.8042 | 10868.1176 | 0 | 0.34381 | 9411.7647
Commercial/Industrial | Retail | New | LED Display Lighting (Exterior) | 3.9261 | 2.1667 | 395.8859 | 0 | 0 | 377.692 | Commercial/Industrial | College and University | Turnover | CFL-23W | 8.2508 | 1.3907 | 24.8796 | 0.0031363 | 0.0030714 | 30.856 | Commercial/Industrial | Assembly | New | LED Parking Lighting | 9.1602 | 2.3079 | 4728.805 | 0 | 0 | 3375.12 | Commercial/Industrial | College and University | Turnover | Heat Pump Pool Heater | 3.9089 | 1.8042 | 10868.1176 | 0 | 0.34381 | 9411.7647
Commercial/Industrial | Schools K-12 | New | LED Display Lighting (Exterior) | 3.9261 | 2.1667 | 395.8859 | 0 | 0 | 377.692 | Commercial/Industrial | College and University | New | CFL-23W | 8.2508 | 1.3907 | 24.8796 | 0.0031363 | 0.0030714 | 30.856 | Commercial/Industrial | College and University | New | LED Parking Lighting | 9.1602 | 2.3079 | 4728.805 | 0 | 0 | 3375.12 | Commercial/Industrial | Restaurants | Turnover | Heat Pump Pool Heater | 3.9089 | 1.8042 | 10868.1176 | 0 | 0.34381 | 9411.7647
Commercial/Industrial | Warehouse | New | LED Display Lighting (Exterior) | 3.9261 | 2.1667 | 395.8859 | 0 | 0 | 377.692 | Commercial/Industrial | Restaurants | Turnover | LED Linear - Fixture Replacement | 8.1142 | 1.2913 | 540.4796 | 0.069555 | 3.8105e-06 | 285.2107 | Commercial/Industrial | Grocery | New | LED Parking Lighting | 9.1602 | 2.3079 | 4728.805 | 0 | 0 | 3375.12 | Commercial/Industrial | Restaurants | Turnover | Heat Pump Pool Heater | 3.9089 | 1.8042 | 10868.1176 | 0 | 0.34381 | 9411.7647
Commercial/Industrial | Lodging/Hospitality | Existing | Hotel Card Energy Control Systems | 0.79093 | 2.0711 | 6.3744 | 0.0044883 | -0.016893 | 561.42 | Commercial/Industrial | Restaurants | New | LED Linear - Fixture Replacement | 8.1142 | 1.2913 | 540.4796 | 0.069555 | 3.8105e-06 | 285.2107 | Commercial/Industrial | Healthcare | New | LED Parking Lighting | 9.1602 | 2.3079 | 4728.805 | 0 | 0 | 3375.12 | Commercial/Industrial | Lodging/Hospitality | Turnover | Heat Pump Pool Heater | 3.9089 | 1.8042 | 10868.1176 | 0 | 0.34381 | 9411.7647
Commercial/Industrial | Lodging/Hospitality | New | Hotel Card Energy Control Systems | 0.79093 | 2.0711 | 6.3744 | 0.0044883 | -0.016893 | 561.42 | Commercial/Industrial | Lodging/Hospitality | Turnover | High Efficiency PTHP | 8.0774 | 1.0807 | 3422.0199 | 0.64682 | 0.00023683 | 1300.4923 | Commercial/Industrial | Hospitals | New | LED Parking Lighting | 9.1602 | 2.3079 | 4728.805 | 0 | 0 | 3375.12 | Commercial/Industrial | Lodging/Hospitality | Turnover | Heat Pump Pool Heater | 3.9089 | 1.8042 | 10868.1176 | 0 | 0.34381 | 9411.7647
Commercial/Industrial | Assembly | Turnover | LED Exterior Lighting | 0.82888 | 2.0686 | 55.7122 | 0 | 0 | 763.42 | Commercial/Industrial | Lodging/Hospitality | New | High Efficiency PTHP | 8.0774 | 1.0807 | 3422.0199 | 0.64682 | 0.00023683 | 1300.4923 | Commercial/Industrial | Institutional | New | LED Parking Lighting | 9.1602 | 2.3079 | 4728.805 | 0 | 0 | 3375.12 | Commercial/Industrial | Restaurants | Turnover | Heat Pump Pool Heater | 3.9089 | 1.8042 | 10868.1176 | 0 | 0.34381 | 9411.7647
Commercial/Industrial | College and University | Turnover | LED Exterior Lighting | 0.82888 | 2.0686 | 55.7122 | 0 | 0 | 763.42 | Commercial/Industrial | Restaurants | Turnover | High Efficiency PTHP | 8.0684 | 1.0807 | 3417.8625 | 0.64611 | 0.00023657 | 1299.0632 | Commercial/Industrial | Lodging/Hospitality | New | LED Parking Lighting | 9.1602 | 2.3079 | 4728.805 | 0 | 0 | 3375.12 | Commercial/Industrial | Restaurants | Turnover | Heat Pump Pool Heater | 3.9089 | 1.8042 | 10868.1176 | 0 | 0.34381 | 9411.7647
Commercial/Industrial | Grocery | Turnover | LED Exterior Lighting | 0.82888 | 2.0686 | 55.7122 | 0 | 0 | 763.42 | Commercial/Industrial | Restaurants | New | High Efficiency PTHP | 8.0684 | 1.0807 | 3417.8625 | 0.64611 | 0.00023657 | 1299.0632 | Commercial/Industrial | Miscellaneous | New | LED Parking Lighting | 9.1602 | 2.3079 | 4728.805 | 0 | 0 | 3375.12 | Commercial/Industrial | Institutional | Turnover | Heat Pump Pool Heater | 3.9089 | 1.8042 | 10868.1176 | 0 | 0.34381 | 9411.7647
Commercial/Industrial | Healthcare | Turnover | LED Exterior Lighting | 0.82888 | 2.0686 | 55.7122 | 0 | 0 | 763.42 | Commercial/Industrial | Institutional | Turnover | LED Linear - Fixture Replacement | 8.0668 | 1.3112 | 528.8319 | 0.067942 | 0.015543 | 280.283 | Commercial/Industrial | Offices | New | LED Parking Lighting | 9.1602 | 2.3079 | 4728.805 | 0 | 0 | 3375.12 | Commercial/Industrial | Institutional | Turnover | Heat Pump Pool Heater | 3.9089 | 1.8042 | 10868.1176 | 0 | 0.34381 | 9411.7647
Commercial/Industrial | Hospitals | Turnover | LED Exterior Lighting | 0.82888 | 2.0686 | 55.7122 | 0 | 0 | 763.42 | Commercial/Industrial | Institutional | New | LED Linear - Fixture Replacement | 8.0668 | 1.3112 | 528.8319 | 0.067942 | 0.015543 | 280.283 | Commercial/Industrial | Restaurants | New | LED Parking Lighting | 9.1602 | 2.3079 | 4728.805 | 0 | 0 | 3375.12 | Commercial/Industrial | College and University | Turnover | Heat Pump Pool Heater | 3.9089 | 1.8042 | 10868.1176 | 0 | 0.34381 | 9411.7647
Commercial/Industrial | Institutional | Turnover | LED Exterior Lighting | 0.82888 | 2.0686 | 55.7122 | 0 | 0 | 763.42 | Commercial/Industrial | College and University | Turnover | Premium T8 - Lamp Replacement | 8.0229 | 1.3814 | 12.5306 | 0.001607 | 0.0015431 | 15.5162 | Commercial/Industrial | Retail | New | LED Parking Lighting | 9.1602 | 2.3079 | 4728.805 | 0 | 0 | 3375.12 | Commercial/Industrial | College and University | New | Heat Pump Pool Heater | 3.9089 | 1.8042 | 10868.1176 | 0 | 0.34381 | 9411.7647
Commercial/Industrial | Lodging/Hospitality | Turnover | LED Exterior Lighting | 0.82888 | 2.0686 | 55.7122 | 0 | 0 | 763.42 | Commercial/Industrial | College and University | New | Premium T8 - Lamp Replacement | 8.0229 | 1.3814 | 12.5306 | 0.001607 | 0.0015431 | 15.5162 | Commercial/Industrial | Schools K-12 | New | LED Parking Lighting | 9.1602 | 2.3079 | 4728.805 | 0 | 0 | 3375.12 | Commercial/Industrial | Lodging/Hospitality | New | Heat Pump Pool Heater | 3.9089 | 1.8042 | 10868.1176 | 0 | 0.34381 | 9411.7647
Commercial/Industrial | Miscellaneous | Turnover | LED Exterior Lighting | 0.82888 | 2.0686 | 55.7122 | 0 | 0 | 763.42 | Commercial/Industrial | Lodging/Hospitality | Turnover | High Efficiency PTAC | 8.0211 | 1.0807 | 3395.6685 | 0.6424 | 0 | 1291.2275 | Commercial/Industrial | Warehouse | New | LED Parking Lighting | 9.1602 | 2.3079 | 4728.805 | 0 | 0 | 3375.12 | Commercial/Industrial | Lodging/Hospitality | New | Heat Pump Pool Heater | 3.9089 | 1.8042 | 10868.1176 | 0 | 0.34381 | 9411.7647
Commercial/Industrial | Offices | Turnover | LED Exterior Lighting | 0.82888 | 2.0686 | 55.7122 | 0 | 0 | 763.42 | Commercial/Industrial | Lodging/Hospitality | New | High Efficiency PTAC | 8.0211 | 1.0807 | 3395.6685 | 0.6424 | 0 | 1291.2275 | Commercial/Industrial | Lodging/Hospitality | Existing | Hot Water Pipe Insulation | 2.9917 | 1.3836 | 4724.7563 | 0.32002 | 0.55325 | 4066.7761 | Commercial/Industrial | Offices | New | Heat Pump Pool Heater | 3.9089 | 1.8042 | 10868.1176 | 0 | 0.34381 | 9411.7647
Commercial/Industrial | Restaurants | Turnover | LED Exterior Lighting | 0.82888 | 2.0686 | 55.7122 | 0 | 0 | 763.42 | Commercial/Industrial | Offices | Turnover | LED Linear - Fixture Replacement | 7.9605 | 1.3122 | 520.6582 | 0.066994 | 0.015326 | 276.3749 | Commercial/Industrial | Retail | Existing | Hot Water Pipe Insulation | 2.9917 | 1.3836 | 4724.7563 | 0.32002 | 0.55325 | 4066.7761 | Commercial/Industrial | Offices | New | Heat Pump Pool Heater | 3.9089 | 1.8042 | 10868.1176 | 0 | 0.34381 | 9411.7647
Commercial/Industrial | Retail | Turnover | LED Exterior Lighting | 0.82888 | 2.0686 | 55.7122 | 0 | 0 | 763.42 | Commercial/Industrial | Offices | New | LED Linear - Fixture Replacement | 7.9605 | 1.3122 | 520.6582 | 0.066994 | 0.015326 | 276.3749 | Commercial/Industrial | Lodging/Hospitality | New | Hot Water Pipe Insulation | 2.9917 | 1.3836 | 4724.7563 | 0.32002 | 0.55325 | 4066.7761 | Commercial/Industrial | Hospitals | New | Heat Pump Pool Heater | 3.9089 | 1.8042 | 10868.1176 | 0 | 0.34381 | 9411.7647
Commercial/Industrial | Schools K-12 | Turnover | LED Exterior Lighting | 0.82888 | 2.0686 | 55.7122 | 0 | 0 | 763.42 | Commercial/Industrial | Hospitals | Turnover | High Efficiency PTHP | 7.9506 | 1.2668 | 3260.7302 | 0.46284 | 0.13995 | 1626.8454 | Commercial/Industrial | Retail | New | Hot Water Pipe Insulation | 2.9917 | 1.3836 | 4724.7563 | 0.32002 | 0.55325 | 4066.7761 | Commercial/Industrial | Hospitals | New | Heat Pump Pool Heater | 3.9089 | 1.8042 | 10868.1176 | 0 | 0.34381 | 9411.7647
Commercial/Industrial | Warehouse | Turnover | LED Exterior Lighting | 0.82888 | 2.0686 | 55.7122 | 0 | 0 | 763.42 | Commercial/Industrial | Hospitals | New | High Efficiency PTHP | 7.9506 | 1.2668 | 3260.7302 | 0.46284 | 0.13995 | 1626.8454 | Commercial/Industrial | Restaurants | Existing | Airside Economizer | 5.6681 | 1.1139 | 4686.5849 | -1.2625 | 0.038043 | 5652.7504 | Commercial/Industrial | Restaurants | New | Heat Pump Pool Heater | 3.9089 | 1.8042 | 10868.1176 | 0 | 0.34381 | 9411.7647
Commercial/Industrial | Assembly | New | LED Exterior Lighting | 0.82888 | 2.0686 | 55.7122 | 0 | 0 | 763.42 | Commercial/Industrial | Restaurants | Turnover | High Efficiency PTAC | 7.869 | 1.0807 | 3324.3212 | 0.6302 | 0 | 1266.7068 | Commercial/Industrial | Restaurants | New | Airside Economizer | 5.6681 | 1.1139 | 4686.5849 | -1.2625 | 0.038043 | 5652.7504 | Commercial/Industrial | Restaurants | New | Heat Pump Pool Heater | 3.9089 | 1.8042 | 10868.1176 | 0 | 0.34381 | 9411.7647
Commercial/Industrial | College and University | New | LED Exterior Lighting | 0.82888 | 2.0686 | 55.7122 | 0 | 0 | 763.42 | Commercial/Industrial | Restaurants | New | High Efficiency PTAC | 7.869 | 1.0807 | 3324.3212 | 0.6302 | 0 | 1266.7068 | Commercial/Industrial | Healthcare | Turnover | High Efficiency PTHP | 10.6505 | 1.0808 | 4626.9196 | 0.85282 | 0.00031225 | 1714.6605 | Commercial/Industrial | Healthcare | New | Heat Pump Pool Heater | 3.9089 | 1.8042 | 10868.1176 | 0 | 0.34381 | 9411.7647
Commercial/Industrial | Grocery | New | LED Exterior Lighting | 0.82888 | 2.0686 | 55.7122 | 0 | 0 | 763.42 | Commercial/Industrial | Healthcare | Turnover | LED Display Lighting (Interior) | 7.8129 | 1.3074 | 892.8904 | 0.11606 | 0.026219 | 472.632 | Commercial/Industrial | Healthcare | New | High Efficiency PTHP | 10.6505 | 1.0808 | 4626.9196 | 0.85282 | 0.00031225 | 1714.6605 | Commercial/Industrial | Healthcare | New | Heat Pump Pool Heater | 3.9089 | 1.8042 | 10868.1176 | 0 | 0.34381 | 9411.7647
Commercial/Industrial | Healthcare | New | LED Exterior Lighting | 0.82888 | 2.0686 | 55.7122 | 0 | 0 | 763.42 | Commercial/Industrial | Healthcare | New | LED Display Lighting (Interior) | 7.8129 | 1.3074 | 892.8904 | 0.11606 | 0.026219 | 472.632 | Commercial/Industrial | Offices | Existing | Hot Water Pipe Insulation | 3.1044 | 1.4903 | 4602.0353 | 0.45432 | 0.51059 | 4066.7761 | Commercial/Industrial | Institutional | New | Heat Pump Pool Heater | 3.9089 | 1.8042 | 10868.1176 | 0 | 0.34381 | 9411.7647
Commercial/Industrial | Hospitals | New | LED Exterior Lighting | 0.82888 | 2.0686 | 55.7122 | 0 | 0 | 763.42 | Commercial/Industrial | Institutional | Turnover | CFL-23W | 7.7552 | 1.1274 | 23.9521 | 0.0055408 | 0.0012811 | 23.093 | Commercial/Industrial | Offices | New | Hot Water Pipe Insulation | 3.1044 | 1.4903 | 4602.0353 | 0.45432 | 0.51059 | 4066.7761 | Commercial/Industrial | Institutional | New | Heat Pump Pool Heater | 3.9089 | 1.8042 | 10868.1176 | 0 | 0.34381 | 9411.7647
Commercial/Industrial | Institutional | New | LED Exterior Lighting | 0.82888 | 2.0686 | 55.7122 | 0 | 0 | 763.42 | Commercial/Industrial | Institutional | New | CFL-23W | 7.7552 | 1.1274 | 23.9521 | 0.0055408 | 0.0012811 | 23.093 | Commercial/Industrial | Healthcare | Turnover | High Efficiency PTAC | 10.5652 | 1.0806 | 4587.6909 | 0.84622 | 0 | 1700.9037 | Commercial/Industrial | Restaurants | Turnover | Efficient Exhaust Hood | 2.2733 | 1.3585 | 10553.4586 | 1.7635 | 0.69217 | 8066.5
Commercial/Industrial | Lodging/Hospitality | New | LED Exterior Lighting | 0.82888 | 2.0686 | 55.7122 | 0 | 0 | 763.42 | Commercial/Industrial | Restaurants | Turnover | CFL-23W | 7.7402 | 1.1032 | 24.456 | 0.0056597 | 1.5322e-06 | 23.499 | Commercial/Industrial | Healthcare | New | High Efficiency PTAC | 10.5652 | 1.0806 | 4587.6909 | 0.84622 | 0 | 1700.9037 | Commercial/Industrial | Restaurants | Turnover | Efficient Exhaust Hood | 2.2733 | 1.3585 | 10553.4586 | 1.7635 | 0.69217 | 8066.5
Commercial/Industrial | Miscellaneous | New | LED Exterior Lighting | 0.82888 | 2.0686 | 55.7122 | 0 | 0 | 763.42 | Commercial/Industrial | Restaurants | New | CFL-23W | 7.7402 | 1.1032 | 24.456 | 0.0056597 | 1.5322e-06 | 23.499 | Commercial/Industrial | Healthcare | Turnover | Heat Pump Water Heater | 1.961 | 1.3132 | 4580.2237 | 0.99034 | 0.65869 | 5860.2167 | Commercial/Industrial | Hospitals | Turnover | Efficient Exhaust Hood | 2.2733 | 1.3585 | 10553.4586 | 1.7635 | 0.69217 | 8066.5
Commercial/Industrial | Offices | New | LED Exterior Lighting | 0.82888 | 2.0686 | 55.7122 | 0 | 0 | 763.42 | Commercial/Industrial | Hospitals | Turnover | High Efficiency PTAC | 7.7272 | 1.24 | 3231.6857 | 0.4602 | 0 | 1611.1936 | Commercial/Industrial | Healthcare | New | Heat Pump Water Heater | 1.961 | 1.3132 | 4580.2237 | 0.99034 | 0.65869 | 5860.2167 | Commercial/Industrial | Hospitals | Turnover | Efficient Exhaust Hood | 2.2733 | 1.3585 | 10553.4586 | 1.7635 | 0.69217 | 8066.5
Commercial/Industrial | Restaurants | New | LED Exterior Lighting | 0.82888 | 2.0686 | 55.7122 | 0 | 0 | 763.42 | Commercial/Industrial | Hospitals | New | High Efficiency PTAC | 7.7272 | 1.24 | 3231.6857 | 0.4602 | 0 | 1611.1936 | Commercial/Industrial | Assembly | Turnover | Solar Pool Heater | 1.0975 | 1.8042 | 4525.9299 | 0 | 0.37007 | 10130.719 | Commercial/Industrial | Offices | Turnover | Efficient Exhaust Hood | 2.2733 | 1.3585 | 10553.4586 | 1.7635 | 0.69217 | 8066.5
Commercial/Industrial | Retail | New | LED Exterior Lighting | 0.82888 | 2.0686 | 55.7122 | 0 | 0 | 763.42 | Commercial/Industrial | Offices | Turnover | CFL-23W | 7.6696 | 1.1307 | 23.5841 | 0.0054636 | 0.0012632 | 22.771 | Commercial/Industrial | College and University | Turnover | Solar Pool Heater | 1.0975 | 1.8042 | 4525.9299 | 0 | 0.37007 | 10130.719 | Commercial/Industrial | Offices | Turnover | Efficient Exhaust Hood | 2.2733 | 1.3585 | 10553.4586 | 1.7635 | 0.69217 | 8066.5
Commercial/Industrial | Schools K-12 | New | LED Exterior Lighting | 0.82888 | 2.0686 | 55.7122 | 0 | 0 | 763.42 | Commercial/Industrial | Offices | New | CFL-23W | 7.6696 | 1.1307 | 23.5841 | 0.0054636 | 0.0012632 | 22.771 | Commercial/Industrial | Grocery | Turnover | Solar Pool Heater | 1.0975 | 1.8042 | 4525.9299 | 0 | 0.37007 | 10130.719 | Commercial/Industrial | Restaurants | Turnover | Efficient Exhaust Hood | 2.2733 | 1.3585 | 10553.4586 | 1.7635 | 0.69217 | 8066.5
Commercial/Industrial | Warehouse | New | LED Exterior Lighting | 0.82888 | 2.0686 | 55.7122 | 0 | 0 | 763.42 | Commercial/Industrial | Restaurants | Turnover | Premium T8 - Lamp Replacement | 7.6102 | 1.1155 | 12.2701 | 0.0028505 | 4.7742e-07 | 11.8166 | Commercial/Industrial | Healthcare | Turnover | Solar Pool Heater | 1.0975 | 1.8042 | 4525.9299 | 0 | 0.37007 | 10130.719 | Commercial/Industrial | Restaurants | Turnover | Efficient Exhaust Hood | 2.2733 | 1.3585 | 10553.4586 | 1.7635 | 0.69217 | 8066.5
Commercial/Industrial | Assembly | Turnover | High Efficiency HID Lighting | 0.77993 | 2.0686 | 2.5753 | 0 | 0 | 484.169 | Commercial/Industrial | Restaurants | New | Premium T8 - Lamp Replacement | 7.6102 | 1.1155 | 12.2701 | 0.0028505 | 4.7742e-07 | 11.8166 | Commercial/Industrial | Hospitals | Turnover | Solar Pool Heater | 1.0975 | 1.8042 | 4525.9299 | 0 | 0.37007 | 10130.719 | Commercial/Industrial | Retail | Turnover | Efficient Exhaust Hood | 2.2733 | 1.3585 | 10553.4586 | 1.7635 | 0.69217 | 8066.5
Commercial/Industrial | College and University | Turnover | High Efficiency HID Lighting | 0.77993 | 2.0686 | 2.5753 | 0 | 0 | 484.169 | Commercial/Industrial | Retail | Turnover | LED Display Lighting (Interior) | 7.6026 | 1.2933 | 879.6589 | 0.11363 | 8.182e-06 | 468.496 | Commercial/Industrial | Institutional | Turnover | Solar Pool Heater | 1.0975 | 1.8042 | 4525.9299 | 0 | 0.37007 | 10130.719 | Commercial/Industrial | Retail | Turnover | Efficient Exhaust Hood | 2.2733 | 1.3585 | 10553.4586 | 1.7635 | 0.69217 | 8066.5
Commercial/Industrial | Grocery | Turnover | High Efficiency HID Lighting | 0.77993 | 2.0686 | 2.5753 | 0 | 0 | 484.169 | Commercial/Industrial | Retail | New | LED Display Lighting (Interior) | 7.6026 | 1.2933 | 879.6589 | 0.11363 | 8.182e-06 | 468.496 | Commercial/Industrial | Lodging/Hospitality | Turnover | Solar Pool Heater | 1.0975 | 1.8042 | 4525.9299 | 0 | 0.37007 | 10130.719 | Commercial/Industrial | Institutional | Turnover | Efficient Exhaust Hood | 2.2733 | 1.3585 | 10553.4586 | 1.7635 | 0.69217 | 8066.5
Commercial/Industrial | Healthcare | Turnover | High Efficiency HID Lighting | 0.77993 | 2.0686 | 2.5753 | 0 | 0 | 484.169 | Commercial/Industrial | Institutional | Turnover | Premium T8 - Lamp Replacement | 7.5332 | 1.1226 | 12.0435 | 0.0028051 | 0.00064404 | 11.6125 | Commercial/Industrial | Miscellaneous | Turnover | Solar Pool Heater | 1.0975 | 1.8042 | 4525.9299 | 0 | 0.37007 | 10130.719 | Commercial/Industrial | Institutional | Turnover | Efficient Exhaust Hood | 2.2733 | 1.3585 | 10553.4586 | 1.7635 | 0.69217 | 8066.5
Commercial/Industrial | Hospitals | Turnover | High Efficiency HID Lighting | 0.77993 | 2.0686 | 2.5753 | 0 | 0 | 484.169 | Commercial/Industrial | Institutional | New | Premium T8 - Lamp Replacement | 7.5332 | 1.1226 | 12.0435 | 0.0028051 | 0.00064404 | 11.6125 | Commercial/Industrial | Offices | Turnover | Solar Pool Heater | 1.0975 | 1.8042 | 4525.9299 | 0 | 0.37007 | 10130.719 | Commercial/Industrial | Grocery | Turnover | Efficient Exhaust Hood | 2.2733 | 1.3585 | 10553.4586 | 1.7635 | 0.69217 | 8066.5
Commercial/Industrial | Institutional | Turnover | High Efficiency HID Lighting | 0.77993 | 2.0686 | 2.5753 | 0 | 0 | 484.169 | Commercial/Industrial | Grocery | Existing | Facility Energy Management System | 7.5316 | 1.3069 | 85143.3485 | 11.5595 | 5.3149 | 44295.9859 | Commercial/Industrial | Restaurants | Turnover | Solar Pool Heater | 1.0975 | 1.8042 | 4525.9299 | 0 | 0.37007 | 10130.719 | Commercial/Industrial | Grocery | New | Efficient Exhaust Hood | 2.2733 | 1.3585 | 10553.4586 | 1.7635 | 0.69217 | 8066.5
Commercial/Industrial | Lodging/Hospitality | Turnover | High Efficiency HID Lighting | 0.77993 | 2.0686 | 2.5753 | 0 | 0 | 484.169 | Commercial/Industrial | Grocery | New | Facility Energy Management System | 7.5316 | 1.3069 | 85143.3485 | 11.5595 | 5.3149 | 44295.9859 | Commercial/Industrial | Retail | Turnover | Solar Pool Heater | 1.0975 | 1.8042 | 4525.9299 | 0 | 0.37007 | 10130.719 | Commercial/Industrial | Offices | New | Efficient Exhaust Hood | 2.2733 | 1.3585 | 10553.4586 | 1.7635 | 0.69217 | 8066.5
Commercial/Industrial | Miscellaneous | Turnover | High Efficiency HID Lighting | 0.77993 | 2.0686 | 2.5753 | 0 | 0 | 484.169 | Commercial/Industrial | Offices | Turnover | Premium T8 - Lamp Replacement | 7.4499 | 1.1259 | 11.8579 | 0.002766 | 0.00063506 | 11.4506 | Commercial/Industrial | Schools K-12 | Turnover | Solar Pool Heater | 1.0975 | 1.8042 | 4525.9299 | 0 | 0.37007 | 10130.719 | Commercial/Industrial | Offices | New | Efficient Exhaust Hood | 2.2733 | 1.3585 | 10553.4586 | 1.7635 | 0.69217 | 8066.5
Commercial/Industrial | Offices | Turnover | High Efficiency HID Lighting | 0.77993 | 2.0686 | 2.5753 | 0 | 0 | 484.169 | Commercial/Industrial | Offices | New | Premium T8 - Lamp Replacement | 7.4499 | 1.1259 | 11.8579 | 0.002766 | 0.00063506 | 11.4506 | Commercial/Industrial | Warehouse | Turnover | Solar Pool Heater | 1.0975 | 1.8042 | 4525.9299 | 0 | 0.37007 | 10130.719 | Commercial/Industrial | Hospitals | New | Efficient Exhaust Hood | 2.2733 | 1.3585 | 10553.4586 | 1.7635 | 0.69217 | 8066.5
Commercial/Industrial | Restaurants | Turnover | High Efficiency HID Lighting | 0.77993 | 2.0686 | 2.5753 | 0 | 0 | 484.169 | Commercial/Industrial | Hospitals | Turnover | High Bay Fluorescent (T5) | 7.4368 | 1.4564 | 2311.9249 | 0.252 | 0.24724 | 1362.6673 | Commercial/Industrial | Assembly | New | Solar Pool Heater | 1.0975 | 1.8042 | 4525.9299 | 0 | 0.37007 | 10130.719 | Commercial/Industrial | Hospitals | New | Efficient Exhaust Hood | 2.2733 | 1.3585 | 10553.4586 | 1.7635 | 0.69217 | 8066.5
Commercial/Industrial | Retail | Turnover | High Efficiency HID Lighting | 0.77993 | 2.0686 | 2.5753 | 0 | 0 | 484.169 | Commercial/Industrial | Hospitals | New | High Bay Fluorescent (T5) | 7.4368 | 1.4564 | 2311.9249 | 0.252 | 0.24724 | 1362.6673 | Commercial/Industrial | College and University | New | Solar Pool Heater | 1.0975 | 1.8042 | 4525.9299 | 0 | 0.37007 | 10130.719 | Commercial/Industrial | Warehouse | New | Efficient Exhaust Hood | 2.2733 | 1.3585 | 10553.4586 | 1.7635 | 0.69217 | 8066.5
Commercial/Industrial | Schools K-12 | Turnover | High Efficiency HID Lighting | 0.77993 | 2.0686 | 2.5753 | 0 | 0 | 484.169 | Commercial/Industrial | Warehouse | Turnover | LED Linear - Lamp Replacement | 7.3304 | 1.314 | 51.0224 | 0.0066138 | 0.0015185 | 27.3798 | Commercial/Industrial | Grocery | New | Solar Pool Heater | 1.0975 | 1.8042 | 4525.9299 | 0 | 0.37007 | 10130.719 | Commercial/Industrial | Warehouse | New | Efficient Exhaust Hood | 2.2733 | 1.3585 | 10553.4586 | 1.7635 | 0.69217 | 8066.5
Commercial/Industrial | Warehouse | Turnover | High Efficiency HID Lighting | 0.77993 | 2.0686 | 2.5753 | 0 | 0 | 484.169 | Commercial/Industrial | Warehouse | New | LED Linear - Lamp Replacement | 7.3304 | 1.314 | 51.0224 | 0.0066138 | 0.0015185 | 27.3798 | Commercial/Industrial | Healthcare | New | Solar Pool Heater | 1.0975 | 1.8042 | 4525.9299 | 0 | 0.37007 | 10130.719 | Commercial/Industrial | Miscellaneous | New | Efficient Exhaust Hood | 2.2733 | 1.3585 | 10553.4586 | 1.7635 | 0.69217 | 8066.5
Commercial/Industrial | Assembly | New | High Efficiency HID Lighting | 0.77993 | 2.0686 | 2.5753 | 0 | 0 | 484.169 | Commercial/Industrial | Miscellaneous | Existing | Duct Sealing Repair | 7.3249 | 0.80989 | 997937.4365 | 52.6466 | 186.4593 | 267212.6796 | Commercial/Industrial | Hospitals | New | Solar Pool Heater | 1.0975 | 1.8042 | 4525.9299 | 0 | 0.37007 | 10130.719 | Commercial/Industrial | Miscellaneous | New | Efficient Exhaust Hood | 2.2733 | 1.3585 | 10553.4586 | 1.7635 | 0.69217 | 8066.5
Commercial/Industrial | College and University | New | High Efficiency HID Lighting | 0.77993 | 2.0686 | 2.5753 | 0 | 0 | 484.169 | Commercial/Industrial | Miscellaneous | New | Duct Sealing Repair | 7.3249 | 0.80989 | 997937.4365 | 52.6466 | 186.4593 | 267212.6796 | Commercial/Industrial | Institutional | New | Solar Pool Heater | 1.0975 | 1.8042 | 4525.9299 | 0 | 0.37007 | 10130.719 | Commercial/Industrial | Restaurants | New | Efficient Exhaust Hood | 2.2733 | 1.3585 | 10553.4586 | 1.7635 | 0.69217 | 8066.5
Commercial/Industrial | Grocery | New | High Efficiency HID Lighting | 0.77993 | 2.0686 | 2.5753 | 0 | 0 | 484.169 | Commercial/Industrial | Restaurants | Existing | Facility Energy Management System | 7.2793 | 1.3069 | 88353.8385 | 12.0451 | 5.5382 | 46156.6879 | Commercial/Industrial | Lodging/Hospitality | New | Solar Pool Heater | 1.0975 | 1.8042 | 4525.9299 | 0 | 0.37007 | 10130.719 | Commercial/Industrial | Restaurants | New | Efficient Exhaust Hood | 2.2733 | 1.3585 | 10553.4586 | 1.7635 | 0.69217 | 8066.5
Commercial/Industrial | Healthcare | New | High Efficiency HID Lighting | 0.77993 | 2.0686 | 2.5753 | 0 | 0 | 484.169 | Commercial/Industrial | Restaurants | New | Facility Energy Management System | 7.2793 | 1.3069 | 88353.8385 | 12.0451 | 5.5382 | 46156.6879 | Commercial/Industrial | Miscellaneous | New | Solar Pool Heater | 1.0975 | 1.8042 | 4525.9299 | 0 | 0.37007 | 10130.719 | Commercial/Industrial | Lodging/Hospitality | New | Efficient Exhaust Hood | 2.2733 | 1.3585 | 10553.4586 | 1.7635 | 0.69217 | 8066.5
Commercial/Industrial | Hospitals | New | High Efficiency HID Lighting | 0.77993 | 2.0686 | 2.5753 | 0 | 0 | 484.169 | Commercial/Industrial | Lodging/Hospitality | Turnover | LED Linear - Lamp Replacement | 7.1167 | 1.3006 | 49.9468 | 0.0064838 | 1.086e-06 | 26.8786 | Commercial/Industrial | Offices | New | Solar Pool Heater | 1.0975 | 1.8042 | 4525.9299 | 0 | 0.37007 | 10130.719 | Commercial/Industrial | Lodging/Hospitality | New | Efficient Exhaust Hood | 2.2733 | 1.3585 | 10553.4586 | 1.7635 | 0.69217 | 8066.5
Commercial/Industrial | Institutional | New | High Efficiency HID Lighting | 0.77993 | 2.0686 | 2.5753 | 0 | 0 | 484.169 | Commercial/Industrial | Lodging/Hospitality | New | LED Linear - Lamp Replacement | 7.1167 | 1.3006 | 49.9468 | 0.0064838 | 1.086e-06 | 26.8786 | Commercial/Industrial | Restaurants | New | Solar Pool Heater | 1.0975 | 1.8042 | 4525.9299 | 0 | 0.37007 | 10130.719 | Commercial/Industrial | Assembly | Existing | Smart Thermostat | 1.2499 | 1.7605 | 10144.6651 | 0.27734 | -3.8379 | 23356.8925
Commercial/Industrial | Lodging/Hospitality | New | High Efficiency HID Lighting | 0.77993 | 2.0686 | 2.5753 | 0 | 0 | 484.169 | Commercial/Industrial | Assembly | Turnover | LED Linear - Fixture Replacement | 7.0401 | 1.3126 | 453.6698 | 0.05923 | 0.01355 | 244.345 | Commercial/Industrial | Retail | New | Solar Pool Heater | 1.0975 | 1.8042 | 4525.9299 | 0 | 0.37007 | 10130.719 | Commercial/Industrial | Assembly | New | Smart Thermostat | 1.2499 | 1.7605 | 10144.6651 | 0.27734 | -3.8379 | 23356.8925
Commercial/Industrial | Miscellaneous | New | High Efficiency HID Lighting | 0.77993 | 2.0686 | 2.5753 | 0 | 0 | 484.169 | Commercial/Industrial | Assembly | New | LED Linear - Fixture Replacement | 7.0401 | 1.3126 | 453.6698 | 0.05923 | 0.01355 | 244.345 | Commercial/Industrial | Schools K-12 | New | Solar Pool Heater | 1.0975 | 1.8042 | 4525.9299 | 0 | 0.37007 | 10130.719 | Commercial/Industrial | Miscellaneous | Existing | Low Flow Shower Head | 4.5189 | 0.83886 | 9150.8689 | 0.42491 | 2.2292 | 6056.4203
Commercial/Industrial | Offices | New | High Efficiency HID Lighting | 0.77993 | 2.0686 | 2.5753 | 0 | 0 | 484.169 | Commercial/Industrial | Miscellaneous | Turnover | LED Display Lighting (Interior) | 6.8492 | 1.3073 | 770.4105 | 0.10175 | 0.022986 | 414.352 | Commercial/Industrial | Warehouse | New | Solar Pool Heater | 1.0975 | 1.8042 | 4525.9299 | 0 | 0.37007 | 10130.719 | Commercial/Industrial | Miscellaneous | New | Low Flow Shower Head | 4.5189 | 0.83886 | 9150.8689 | 0.42491 | 2.2292 | 6056.4203
Commercial/Industrial | Restaurants | New | High Efficiency HID Lighting | 0.77993 | 2.0686 | 2.5753 | 0 | 0 | 484.169 | Commercial/Industrial | Miscellaneous | New | LED Display Lighting (Interior) | 6.8492 | 1.3073 | 770.4105 | 0.10175 | 0.022986 | 414.352 | Commercial/Industrial | Healthcare | Turnover | Variable Refrigerant Flow (VRF) HVAC Systems | 1.2249 | 1.2993 | 4509.6997 | 1.8466 | 1.8664 | 6068.4799 | Commercial/Industrial | College and University | Existing | Airside Economizer | 5.8996 | 1.2113 | 8905.9793 | -2.2505 | 9.9293e-05 | 10946.4253
Commercial/Industrial | Retail | New | High Efficiency HID Lighting | 0.77993 | 2.0686 | 2.5753 | 0 | 0 | 484.169 | Commercial/Industrial | College and University | Turnover | LED Linear - Lamp Replacement | 6.8449 | 1.6433 | 45.7881 | 0.0032689 | 0.0031387 | 31.5613 | Commercial/Industrial | Healthcare | New | Variable Refrigerant Flow (VRF) HVAC Systems | 1.2249 | 1.2993 | 4509.6997 | 1.8466 | 1.8664 | 6068.4799 | Commercial/Industrial | College and University | New | Airside Economizer | 5.8996 | 1.2113 | 8905.9793 | -2.2505 | 9.9293e-05 | 10946.4253
Commercial/Industrial | Schools K-12 | New | High Efficiency HID Lighting | 0.77993 | 2.0686 | 2.5753 | 0 | 0 | 484.169 | Commercial/Industrial | College and University | New | LED Linear - Lamp Replacement | 6.8449 | 1.6433 | 45.7881 | 0.0032689 | 0.0031387 | 31.5613 | Commercial/Industrial | Grocery | Existing | Airside Economizer | 5.6685 | 1.114 | 4497.6558 | -1.2116 | 0.036509 | 5424.8726 | Commercial/Industrial | Assembly | Turnover | Heat Pump Water Heater | 2.9416 | 1.3132 | 8312.9768 | 1.4855 | 0.98804 | 8790.3251
Commercial/Industrial | Warehouse | New | High Efficiency HID Lighting | 0.77993 | 2.0686 | 2.5753 | 0 | 0 | 484.169 | Commercial/Industrial | Assembly | Turnover | CFL-23W | 6.7661 | 1.1283 | 20.5683 | 0.0048304 | 0.0011168 | 20.132 | Commercial/Industrial | Grocery | New | Airside Economizer | 5.6685 | 1.114 | 4497.6558 | -1.2116 | 0.036509 | 5424.8726 | Commercial/Industrial | Assembly | New | Heat Pump Water Heater | 2.9416 | 1.3132 | 8312.9768 | 1.4855 | 0.98804 | 8790.3251
Commercial/Industrial | Assembly | Turnover | LED Traffic and Crosswalk Lighting | 0.1236 | 1.9168 | -170.0536 | 0 | 0 | 37.96 | Commercial/Industrial | Assembly | New | CFL-23W | 6.7661 | 1.1283 | 20.5683 | 0.0048304 | 0.0011168 | 20.132 | Commercial/Industrial | Assembly | Existing | Chilled Water Controls Optimization | 10.6467 | 1.0281 | 4247.3807 | 1.0162 | 0.0010128 | 2504.9773 | Commercial/Industrial | Grocery | Existing | Chilled Water System - Variable Speed Drives | 1.9501 | 1.5463 | 7913.8614 | 1.0305 | 1.0305 | 9027.4109
Commercial/Industrial | College and University | Turnover | LED Traffic and Crosswalk Lighting | 0.1236 | 1.9168 | -170.0536 | 0 | 0 | 37.96 | Commercial/Industrial | Grocery | Existing | Retro-Commissioning | 6.741 | 0.71478 | 45060.0127 | 14.4255 | 27.951 | 46722.91 | Commercial/Industrial | Assembly | New | Chilled Water Controls Optimization | 10.6467 | 1.0281 | 4247.3807 | 1.0162 | 0.0010128 | 2504.9773 | Commercial/Industrial | Grocery | Existing | Chilled Water System - Variable Speed Drives | 1.9501 | 1.5463 | 7913.8614 | 1.0305 | 1.0305 | 9027.4109
Commercial/Industrial | Grocery | Turnover | LED Traffic and Crosswalk Lighting | 0.1236 | 1.9168 | -170.0536 | 0 | 0 | 37.96 | Commercial/Industrial | Grocery | New | Retro-Commissioning | 6.741 | 0.71478 | 45060.0127 | 14.4255 | 27.951 | 46722.91 | Commercial/Industrial | Hospitals | Turnover | Variable Refrigerant Flow (VRF) HVAC Systems | 1.1673 | 1.2993 | 3853.7508 | 1.7598 | 1.7787 | 5783.3358 | Commercial/Industrial | Assembly | Existing | Chilled Water System - Variable Speed Drives | 1.9501 | 1.5463 | 7913.8614 | 1.0305 | 1.0305 | 9027.4109
Commercial/Industrial | Healthcare | Turnover | LED Traffic and Crosswalk Lighting | 0.1236 | 1.9168 | -170.0536 | 0 | 0 | 37.96 | Commercial/Industrial | Assembly | Turnover | Premium T8 - Lamp Replacement | 6.5723 | 1.1235 | 10.3374 | 0.0024454 | 0.00056146 | 10.1235 | Commercial/Industrial | Hospitals | New | Variable Refrigerant Flow (VRF) HVAC Systems | 1.1673 | 1.2993 | 3853.7508 | 1.7598 | 1.7787 | 5783.3358 | Commercial/Industrial | Assembly | Existing | Chilled Water System - Variable Speed Drives | 1.9501 | 1.5463 | 7913.8614 | 1.0305 | 1.0305 | 9027.4109
Commercial/Industrial | Hospitals | Turnover | LED Traffic and Crosswalk Lighting | 0.1236 | 1.9168 | -170.0536 | 0 | 0 | 37.96 | Commercial/Industrial | Assembly | New | Premium T8 - Lamp Replacement | 6.5723 | 1.1235 | 10.3374 | 0.0024454 | 0.00056146 | 10.1235 | Commercial/Industrial | Schools K-12 | Existing | Chilled Water Controls Optimization | 9.6852 | 1.0281 | 3835.9576 | 0.9245 | 0.00092139 | 2278.8251 | Commercial/Industrial | Restaurants | Existing | Chilled Water System - Variable Speed Drives | 1.9501 | 1.5463 | 7913.8614 | 1.0305 | 1.0305 | 9027.4109
Commercial/Industrial | Institutional | Turnover | LED Traffic and Crosswalk Lighting | 0.1236 | 1.9168 | -170.0536 | 0 | 0 | 37.96 | Commercial/Industrial | Restaurants | Existing | Retro-Commissioning | 6.5151 | 0.71478 | 46806.3698 | 15.0315 | 29.1251 | 48685.54 | Commercial/Industrial | Schools K-12 | New | Chilled Water Controls Optimization | 9.6852 | 1.0281 | 3835.9576 | 0.9245 | 0.00092139 | 2278.8251 | Commercial/Industrial | Restaurants | Existing | Chilled Water System - Variable Speed Drives | 1.9501 | 1.5463 | 7913.8614 | 1.0305 | 1.0305 | 9027.4109
Commercial/Industrial | Lodging/Hospitality | Turnover | LED Traffic and Crosswalk Lighting | 0.1236 | 1.9168 | -170.0536 | 0 | 0 | 37.96 | Commercial/Industrial | Restaurants | New | Retro-Commissioning | 6.5151 | 0.71478 | 46806.3698 | 15.0315 | 29.1251 | 48685.54 | Commercial/Industrial | Assembly | Existing | Floating Head Pressure Controls | 4.1176 | 1.4884 | 3655.8052 | 0.38051 | 0.1781 | 2523.5714 | Commercial/Industrial | Restaurants | Existing | Chilled Water System - Variable Speed Drives | 1.9501 | 1.5463 | 7913.8614 | 1.0305 | 1.0305 | 9027.4109
Commercial/Industrial | Miscellaneous | Turnover | LED Traffic and Crosswalk Lighting | 0.1236 | 1.9168 | -170.0536 | 0 | 0 | 37.96 | Commercial/Industrial | Restaurants | Turnover | LED Linear - Lamp Replacement | 6.3562 | 1.299 | 44.0127 | 0.0057981 | 9.7112e-07 | 24.0361 | Commercial/Industrial | Grocery | Existing | Floating Head Pressure Controls | 4.1176 | 1.4884 | 3655.8052 | 0.38051 | 0.1781 | 2523.5714 | Commercial/Industrial | Restaurants | Existing | Chilled Water System - Variable Speed Drives | 1.9501 | 1.5463 | 7913.8614 | 1.0305 | 1.0305 | 9027.4109
Commercial/Industrial | Offices | Turnover | LED Traffic and Crosswalk Lighting | 0.1236 | 1.9168 | -170.0536 | 0 | 0 | 37.96 | Commercial/Industrial | Restaurants | New | LED Linear - Lamp Replacement | 6.3562 | 1.299 | 44.0127 | 0.0057981 | 9.7112e-07 | 24.0361 | Commercial/Industrial | Institutional | Existing | Floating Head Pressure Controls | 4.1176 | 1.4884 | 3655.8052 | 0.38051 | 0.1781 | 2523.5714 | Commercial/Industrial | Retail | Existing | Chilled Water System - Variable Speed Drives | 1.9501 | 1.5463 | 7913.8614 | 1.0305 | 1.0305 | 9027.4109
Commercial/Industrial | Restaurants | Turnover | LED Traffic and Crosswalk Lighting | 0.1236 | 1.9168 | -170.0536 | 0 | 0 | 37.96 | Commercial/Industrial | Retail | Turnover | High Efficiency PTHP | 6.2922 | 1.0807 | 2585.8676 | 0.50387 | 0.00018449 | 1013.0761 | Commercial/Industrial | Miscellaneous | Existing | Floating Head Pressure Controls | 4.1176 | 1.4884 | 3655.8052 | 0.38051 | 0.1781 | 2523.5714 | Commercial/Industrial | Retail | Existing | Chilled Water System - Variable Speed Drives | 1.9501 | 1.5463 | 7913.8614 | 1.0305 | 1.0305 | 9027.4109
Commercial/Industrial | Retail | Turnover | LED Traffic and Crosswalk Lighting | 0.1236 | 1.9168 | -170.0536 | 0 | 0 | 37.96 | Commercial/Industrial | Retail | New | High Efficiency PTHP | 6.2922 | 1.0807 | 2585.8676 | 0.50387 | 0.00018449 | 1013.0761 | Commercial/Industrial | Offices | Existing | Floating Head Pressure Controls | 4.1176 | 1.4884 | 3655.8052 | 0.38051 | 0.1781 | 2523.5714 | Commercial/Industrial | Institutional | Existing | Chilled Water System - Variable Speed Drives | 1.9501 | 1.5463 | 7913.8614 | 1.0305 | 1.0305 | 9027.4109
Commercial/Industrial | Schools K-12 | Turnover | LED Traffic and Crosswalk Lighting | 0.1236 | 1.9168 | -170.0536 | 0 | 0 | 37.96 | Commercial/Industrial | Institutional | Turnover | LED Linear - Lamp Replacement | 6.2921 | 1.3074 | 43.1709 | 0.0057058 | 0.00131 | 23.6208 | Commercial/Industrial | Retail | Existing | Floating Head Pressure Controls | 4.1176 | 1.4884 | 3655.8052 | 0.38051 | 0.1781 | 2523.5714 | Commercial/Industrial | Institutional | Existing | Chilled Water System - Variable Speed Drives | 1.9501 | 1.5463 | 7913.8614 | 1.0305 | 1.0305 | 9027.4109
Commercial/Industrial | Warehouse | Turnover | LED Traffic and Crosswalk Lighting | 0.1236 | 1.9168 | -170.0536 | 0 | 0 | 37.96 | Commercial/Industrial | Institutional | New | LED Linear - Lamp Replacement | 6.2921 | 1.3074 | 43.1709 | 0.0057058 | 0.00131 | 23.6208 | Commercial/Industrial | Warehouse | Existing | Floating Head Pressure Controls | 4.1176 | 1.4884 | 3655.8052 | 0.38051 | 0.1781 | 2523.5714 | Commercial/Industrial | Offices | Existing | Chilled Water System - Variable Speed Drives | 1.9501 | 1.5463 | 7913.8614 | 1.0305 | 1.0305 | 9027.4109
Commercial/Industrial | Assembly | New | LED Traffic and Crosswalk Lighting | 0.1236 | 1.9168 | -170.0536 | 0 | 0 | 37.96 | Commercial/Industrial | Offices | Turnover | LED Linear - Lamp Replacement | 6.2225 | 1.3112 | 42.483 | 0.0056262 | 0.0012918 | 23.2915 | Commercial/Industrial | Assembly | New | Floating Head Pressure Controls | 4.1176 | 1.4884 | 3655.8052 | 0.38051 | 0.1781 | 2523.5714 | Commercial/Industrial | Offices | New | Chilled Water System - Variable Speed Drives | 1.9501 | 1.5463 | 7913.8614 | 1.0305 | 1.0305 | 9027.4109
Commercial/Industrial | College and University | New | LED Traffic and Crosswalk Lighting | 0.1236 | 1.9168 | -170.0536 | 0 | 0 | 37.96 | Commercial/Industrial | Offices | New | LED Linear - Lamp Replacement | 6.2225 | 1.3112 | 42.483 | 0.0056262 | 0.0012918 | 23.2915 | Commercial/Industrial | Grocery | New | Floating Head Pressure Controls | 4.1176 | 1.4884 | 3655.8052 | 0.38051 | 0.1781 | 2523.5714 | Commercial/Industrial | Retail | New | Chilled Water System - Variable Speed Drives | 1.9501 | 1.5463 | 7913.8614 | 1.0305 | 1.0305 | 9027.4109
Commercial/Industrial | Grocery | New | LED Traffic and Crosswalk Lighting | 0.1236 | 1.9168 | -170.0536 | 0 | 0 | 37.96 | Commercial/Industrial | Retail | Turnover | High Efficiency PTAC | 6.1672 | 1.0807 | 2527.3193 | 0.49393 | 0 | 992.7919 | Commercial/Industrial | Institutional | New | Floating Head Pressure Controls | 4.1176 | 1.4884 | 3655.8052 | 0.38051 | 0.1781 | 2523.5714 | Commercial/Industrial | Retail | New | Chilled Water System - Variable Speed Drives | 1.9501 | 1.5463 | 7913.8614 | 1.0305 | 1.0305 | 9027.4109
Commercial/Industrial | Healthcare | New | LED Traffic and Crosswalk Lighting | 0.1236 | 1.9168 | -170.0536 | 0 | 0 | 37.96 | Commercial/Industrial | Retail | New | High Efficiency PTAC | 6.1672 | 1.0807 | 2527.3193 | 0.49393 | 0 | 992.7919 | Commercial/Industrial | Miscellaneous | New | Floating Head Pressure Controls | 4.1176 | 1.4884 | 3655.8052 | 0.38051 | 0.1781 | 2523.5714 | Commercial/Industrial | Grocery | New | Chilled Water System - Variable Speed Drives | 1.9501 | 1.5463 | 7913.8614 | 1.0305 | 1.0305 | 9027.4109
Commercial/Industrial | Hospitals | New | LED Traffic and Crosswalk Lighting | 0.1236 | 1.9168 | -170.0536 | 0 | 0 | 37.96 | Commercial/Industrial | Grocery | Turnover | High Bay Fluorescent (T5) | 6.0599 | 1.456 | 1831.3007 | 0.20539 | 0.20151 | 1110.648 | Commercial/Industrial | Offices | New | Floating Head Pressure Controls | 4.1176 | 1.4884 | 3655.8052 | 0.38051 | 0.1781 | 2523.5714 | Commercial/Industrial | Grocery | New | Chilled Water System - Variable Speed Drives | 1.9501 | 1.5463 | 7913.8614 | 1.0305 | 1.0305 | 9027.4109
Commercial/Industrial | Institutional | New | LED Traffic and Crosswalk Lighting | 0.1236 | 1.9168 | -170.0536 | 0 | 0 | 37.96 | Commercial/Industrial | Grocery | New | High Bay Fluorescent (T5) | 6.0599 | 1.456 | 1831.3007 | 0.20539 | 0.20151 | 1110.648 | Commercial/Industrial | Retail | New | Floating Head Pressure Controls | 4.1176 | 1.4884 | 3655.8052 | 0.38051 | 0.1781 | 2523.5714 | Commercial/Industrial | Assembly | New | Chilled Water System - Variable Speed Drives | 1.9501 | 1.5463 | 7913.8614 | 1.0305 | 1.0305 | 9027.4109
Commercial/Industrial | Lodging/Hospitality | New | LED Traffic and Crosswalk Lighting | 0.1236 | 1.9168 | -170.0536 | 0 | 0 | 37.96 | Commercial/Industrial | Assembly | Turnover | Energy Star Commercial Solid Door Freezer | 6.0195 | 1.4005 | 3241.216 | 0.37834 | 0.16907 | 2533.0469 | Commercial/Industrial | Warehouse | New | Floating Head Pressure Controls | 4.1176 | 1.4884 | 3655.8052 | 0.38051 | 0.1781 | 2523.5714 | Commercial/Industrial | Grocery | New | Chilled Water System - Variable Speed Drives | 1.9501 | 1.5463 | 7913.8614 | 1.0305 | 1.0305 | 9027.4109
Commercial/Industrial | Miscellaneous | New | LED Traffic and Crosswalk Lighting | 0.1236 | 1.9168 | -170.0536 | 0 | 0 | 37.96 | Commercial/Industrial | Grocery | Turnover | Energy Star Commercial Solid Door Freezer | 6.0195 | 1.4005 | 3241.216 | 0.37834 | 0.16907 | 2533.0469 | Commercial/Industrial | Institutional | Existing | Low Flow Shower Head | 4.3564 | 1.3131 | 3595.1369 | 0.57736 | 0.38401 | 3416.4422 | Commercial/Industrial | Institutional | New | Chilled Water System - Variable Speed Drives | 1.9501 | 1.5463 | 7913.8614 | 1.0305 | 1.0305 | 9027.4109
Commercial/Industrial | Offices | New | LED Traffic and Crosswalk Lighting | 0.1236 | 1.9168 | -170.0536 | 0 | 0 | 37.96 | Commercial/Industrial | Institutional | Turnover | Energy Star Commercial Solid Door Freezer | 6.0195 | 1.4005 | 3241.216 | 0.37834 | 0.16907 | 2533.0469 | Commercial/Industrial | Institutional | New | Low Flow Shower Head | 4.3564 | 1.3131 | 3595.1369 | 0.57736 | 0.38401 | 3416.4422 | Commercial/Industrial | Miscellaneous | New | Chilled Water System - Variable Speed Drives | 1.9501 | 1.5463 | 7913.8614 | 1.0305 | 1.0305 | 9027.4109
Commercial/Industrial | Restaurants | New | LED Traffic and Crosswalk Lighting | 0.1236 | 1.9168 | -170.0536 | 0 | 0 | 37.96 | Commercial/Industrial | Miscellaneous | Turnover | Energy Star Commercial Solid Door Freezer | 6.0195 | 1.4005 | 3241.216 | 0.37834 | 0.16907 | 2533.0469 | Commercial/Industrial | College and University | Existing | Floating Head Pressure Controls | 4.0169 | 1.5617 | 3484.786 | 0.32719 | 0.27407 | 2523.5714 | Commercial/Industrial | Offices | New | Chilled Water System - Variable Speed Drives | 1.9501 | 1.5463 | 7913.8614 | 1.0305 | 1.0305 | 9027.4109
Commercial/Industrial | Retail | New | LED Traffic and Crosswalk Lighting | 0.1236 | 1.9168 | -170.0536 | 0 | 0 | 37.96 | Commercial/Industrial | Offices | Turnover | Energy Star Commercial Solid Door Freezer | 6.0195 | 1.4005 | 3241.216 | 0.37834 | 0.16907 | 2533.0469 | Commercial/Industrial | Healthcare | Existing | Floating Head Pressure Controls | 4.0169 | 1.5617 | 3484.786 | 0.32719 | 0.27407 | 2523.5714 | Commercial/Industrial | Retail | New | Chilled Water System - Variable Speed Drives | 1.9501 | 1.5463 | 7913.8614 | 1.0305 | 1.0305 | 9027.4109
Commercial/Industrial | Schools K-12 | New | LED Traffic and Crosswalk Lighting | 0.1236 | 1.9168 | -170.0536 | 0 | 0 | 37.96 | Commercial/Industrial | Retail | Turnover | Energy Star Commercial Solid Door Freezer | 6.0195 | 1.4005 | 3241.216 | 0.37834 | 0.16907 | 2533.0469 | Commercial/Industrial | Hospitals | Existing | Floating Head Pressure Controls | 4.0169 | 1.5617 | 3484.786 | 0.32719 | 0.27407 | 2523.5714 | Commercial/Industrial | Warehouse | New | Chilled Water System - Variable Speed Drives | 1.9501 | 1.5463 | 7913.8614 | 1.0305 | 1.0305 | 9027.4109
Commercial/Industrial | Warehouse | New | LED Traffic and Crosswalk Lighting | 0.1236 | 1.9168 | -170.0536 | 0 | 0 | 37.96 | Commercial/Industrial | Warehouse | Turnover | Energy Star Commercial Solid Door Freezer | 6.0195 | 1.4005 | 3241.216 | 0.37834 | 0.16907 | 2533.0469 | Commercial/Industrial | Lodging/Hospitality | Existing | Floating Head Pressure Controls | 4.0169 | 1.5617 | 3484.786 | 0.32719 | 0.27407 | 2523.5714 | Commercial/Industrial | Assembly | New | Chilled Water System - Variable Speed Drives | 1.9501 | 1.5463 | 7913.8614 | 1.0305 | 1.0305 | 9027.4109
Commercial/Industrial | Assembly | Existing | CO Sensors for Parking Garage Exhaust | 3.3105 | 1.895 | 5445.5559 | 0.20046 | 0.20046 | 4980.032 | Commercial/Industrial | Assembly | New | Energy Star Commercial Solid Door Freezer | 6.0195 | 1.4005 | 3241.216 | 0.37834 | 0.16907 | 2533.0469 | Commercial/Industrial | Restaurants | Existing | Floating Head Pressure Controls | 4.0169 | 1.5617 | 3484.786 | 0.32719 | 0.27407 | 2523.5714 | Commercial/Industrial | Grocery | Existing | Airside Economizer | 5.8994 | 1.2113 | 7704.0634 | -1.9468 | 8.5893e-05 | 9469.1388
Commercial/Industrial | College and University | Existing | CO Sensors for Parking Garage Exhaust | 3.3105 | 1.895 | 5445.5559 | 0.20046 | 0.20046 | 4980.032 | Commercial/Industrial | Grocery | New | Energy Star Commercial Solid Door Freezer | 6.0195 | 1.4005 | 3241.216 | 0.37834 | 0.16907 | 2533.0469 | Commercial/Industrial | Schools K-12 | Existing | Floating Head Pressure Controls | 4.0169 | 1.5617 | 3484.786 | 0.32719 | 0.27407 | 2523.5714 | Commercial/Industrial | Institutional | New | Airside Economizer | 5.8994 | 1.2113 | 7704.0634 | -1.9468 | 8.5893e-05 | 9469.1388
Commercial/Industrial | Grocery | Existing | CO Sensors for Parking Garage Exhaust | 3.3105 | 1.895 | 5445.5559 | 0.20046 | 0.20046 | 4980.032 | Commercial/Industrial | Institutional | New | Energy Star Commercial Solid Door Freezer | 6.0195 | 1.4005 | 3241.216 | 0.37834 | 0.16907 | 2533.0469 | Commercial/Industrial | College and University | New | Floating Head Pressure Controls | 4.0169 | 1.5617 | 3484.786 | 0.32719 | 0.27407 | 2523.5714 | Commercial/Industrial | Miscellaneous | Existing | Airside Economizer | 5.8996 | 1.2113 | 7506.9158 | -1.8969 | 8.3695e-05 | 9226.8228
Commercial/Industrial | Healthcare | Existing | CO Sensors for Parking Garage Exhaust | 3.3105 | 1.895 | 5445.5559 | 0.20046 | 0.20046 | 4980.032 | Commercial/Industrial | Miscellaneous | New | Energy Star Commercial Solid Door Freezer | 6.0195 | 1.4005 | 3241.216 | 0.37834 | 0.16907 | 2533.0469 | Commercial/Industrial | Healthcare | New | Floating Head Pressure Controls | 4.0169 | 1.5617 | 3484.786 | 0.32719 | 0.27407 | 2523.5714 | Commercial/Industrial | Offices | New | Airside Economizer | 5.8996 | 1.2113 | 7506.9158 | -1.8969 | 8.3695e-05 | 9226.8228
Commercial/Industrial | Hospitals | Existing | CO Sensors for Parking Garage Exhaust | 3.3105 | 1.895 | 5445.5559 | 0.20046 | 0.20046 | 4980.032 | Commercial/Industrial | Offices | New | Energy Star Commercial Solid Door Freezer | 6.0195 | 1.4005 | 3241.216 | 0.37834 | 0.16907 | 2533.0469 | Commercial/Industrial | Hospitals | New | Floating Head Pressure Controls | 4.0169 | 1.5617 | 3484.786 | 0.32719 | 0.27407 | 2523.5714 | Commercial/Industrial | Retail | Existing | Airside Economizer | 5.6687 | 1.114 | 7444.8229 | -2.0055 | 0.060432 | 8979.6145
Commercial/Industrial | Institutional | Existing | CO Sensors for Parking Garage Exhaust | 3.3105 | 1.895 | 5445.5559 | 0.20046 | 0.20046 | 4980.032 | Commercial/Industrial | Retail | New | Energy Star Commercial Solid Door Freezer | 6.0195 | 1.4005 | 3241.216 | 0.37834 | 0.16907 | 2533.0469 | Commercial/Industrial | Lodging/Hospitality | New | Floating Head Pressure Controls | 4.0169 | 1.5617 | 3484.786 | 0.32719 | 0.27407 | 2523.5714 | Commercial/Industrial | Warehouse | New | Airside Economizer | 5.6687 | 1.114 | 7444.8229 | -2.0055 | 0.060432 | 8979.6145
Commercial/Industrial | Lodging/Hospitality | Existing | CO Sensors for Parking Garage Exhaust | 3.3105 | 1.895 | 5445.5559 | 0.20046 | 0.20046 | 4980.032 | Commercial/Industrial | Warehouse | New | Energy Star Commercial Solid Door Freezer | 6.0195 | 1.4005 | 3241.216 | 0.37834 | 0.16907 | 2533.0469 | Commercial/Industrial | Restaurants | New | Floating Head Pressure Controls | 4.0169 | 1.5617 | 3484.786 | 0.32719 | 0.27407 | 2523.5714 | Commercial/Industrial | Warehouse | Existing | Demand Controlled Ventilation | 1.4216 | 0.70329 | 7155.6602 | 0.53375 | 3.005 | 5126.5164
Commercial/Industrial | Miscellaneous | Existing | CO Sensors for Parking Garage Exhaust | 3.3105 | 1.895 | 5445.5559 | 0.20046 | 0.20046 | 4980.032 | Commercial/Industrial | Warehouse | Turnover | LED Display Lighting (Interior) | 5.9446 | 1.3079 | 655.0422 | 0.08827 | 0.01994 | 359.456 | Commercial/Industrial | Schools K-12 | New | Floating Head Pressure Controls | 4.0169 | 1.5617 | 3484.786 | 0.32719 | 0.27407 | 2523.5714 | Commercial/Industrial | Warehouse | New | Demand Controlled Ventilation | 1.4216 | 0.70329 | 7155.6602 | 0.53375 | 3.005 | 5126.5164
Commercial/Industrial | Offices | Existing | CO Sensors for Parking Garage Exhaust | 3.3105 | 1.895 | 5445.5559 | 0.20046 | 0.20046 | 4980.032 | Commercial/Industrial | Warehouse | New | LED Display Lighting (Interior) | 5.9446 | 1.3079 | 655.0422 | 0.08827 | 0.01994 | 359.456 | Commercial/Industrial | Offices | Turnover | High Efficiency Chiller (Water cooled-positive displacement, 100 tons) | 1.0011 | 1.2337 | 3442.7138 | 2.2567 | 0.097748 | 5731.9562 | Commercial/Industrial | Assembly | Existing | Chilled Water Controls Optimization | 17.2527 | 1.0281 | 7075.1042 | 1.6468 | 0.0016413 | 4059.3282
Commercial/Industrial | Restaurants | Existing | CO Sensors for Parking Garage Exhaust | 3.3105 | 1.895 | 5445.5559 | 0.20046 | 0.20046 | 4980.032 | Commercial/Industrial | Assembly | Existing | Airside Economizer | 5.9003 | 1.2115 | 1833.2223 | -0.46324 | 2.0439e-05 | 2253.2313 | Commercial/Industrial | Offices | New | High Efficiency Chiller (Water cooled-positive displacement, 100 tons) | 1.0011 | 1.2337 | 3442.7138 | 2.2567 | 0.097748 | 5731.9562 | Commercial/Industrial | Assembly | New | Chilled Water Controls Optimization | 17.2527 | 1.0281 | 7075.1042 | 1.6468 | 0.0016413 | 4059.3282
Commercial/Industrial | Retail | Existing | CO Sensors for Parking Garage Exhaust | 3.3105 | 1.895 | 5445.5559 | 0.20046 | 0.20046 | 4980.032 | Commercial/Industrial | Assembly | New | Airside Economizer | 5.9003 | 1.2115 | 1833.2223 | -0.46324 | 2.0439e-05 | 2253.2313 | Commercial/Industrial | Lodging/Hospitality | Turnover | High Efficiency PTHP | 8.0774 | 1.0807 | 3422.0199 | 0.64682 | 0.00023683 | 1300.4923 | Commercial/Industrial | Schools K-12 | Existing | Smart Thermostat | 1.0812 | 1.7605 | 6972.6369 | 0.23991 | -3.3199 | 20204.7382
Commercial/Industrial | Schools K-12 | Existing | CO Sensors for Parking Garage Exhaust | 3.3105 | 1.895 | 5445.5559 | 0.20046 | 0.20046 | 4980.032 | Commercial/Industrial | Schools K-12 | Existing | Airside Economizer | 5.8996 | 1.2113 | 7506.9158 | -1.8969 | 8.3695e-05 | 9226.8228 | Commercial/Industrial | Lodging/Hospitality | New | High Efficiency PTHP | 8.0774 | 1.0807 | 3422.0199 | 0.64682 | 0.00023683 | 1300.4923 | Commercial/Industrial | Schools K-12 | New | Smart Thermostat | 1.0812 | 1.7605 | 6972.6369 | 0.23991 | -3.3199 | 20204.7382
Commercial/Industrial | Warehouse | Existing | CO Sensors for Parking Garage Exhaust | 3.3105 | 1.895 | 5445.5559 | 0.20046 | 0.20046 | 4980.032 | Commercial/Industrial | Schools K-12 | New | Airside Economizer | 5.8996 | 1.2113 | 7506.9158 | -1.8969 | 8.3695e-05 | 9226.8228 | Commercial/Industrial | Restaurants | Turnover | High Efficiency PTHP | 8.0684 | 1.0807 | 3417.8625 | 0.64611 | 0.00023657 | 1299.0632 | Commercial/Industrial | Institutional | Existing | Chilled Water Controls Optimization | 16.252 | 1.0281 | 6646.7723 | 1.5513 | 0.0015461 | 3823.8816
Commercial/Industrial | Assembly | New | CO Sensors for Parking Garage Exhaust | 3.3105 | 1.895 | 5445.5559 | 0.20046 | 0.20046 | 4980.032 | Commercial/Industrial | Institutional | Existing | Airside Economizer | 5.8996 | 1.2113 | 8905.9793 | -2.2505 | 9.9293e-05 | 10946.4253 | Commercial/Industrial | Restaurants | New | High Efficiency PTHP | 8.0684 | 1.0807 | 3417.8625 | 0.64611 | 0.00023657 | 1299.0632 | Commercial/Industrial | Institutional | New | Chilled Water Controls Optimization | 16.252 | 1.0281 | 6646.7723 | 1.5513 | 0.0015461 | 3823.8816
Commercial/Industrial | College and University | New | CO Sensors for Parking Garage Exhaust | 3.3105 | 1.895 | 5445.5559 | 0.20046 | 0.20046 | 4980.032 | Commercial/Industrial | Institutional | New | Airside Economizer | 5.8996 | 1.2113 | 8905.9793 | -2.2505 | 9.9293e-05 | 10946.4253 | Commercial/Industrial | Lodging/Hospitality | Turnover | High Efficiency PTAC | 8.0211 | 1.0807 | 3395.6685 | 0.6424 | 0 | 1291.2275 | Commercial/Industrial | Miscellaneous | Existing | Smart Thermostat | 1.1648 | 1.7604 | 6534.0745 | 0.19764 | -2.735 | 16645.2088
Commercial/Industrial | Grocery | New | CO Sensors for Parking Garage Exhaust | 3.3105 | 1.895 | 5445.5559 | 0.20046 | 0.20046 | 4980.032 | Commercial/Industrial | Miscellaneous | Existing | Airside Economizer | 5.8995 | 1.2113 | 84906.7925 | -21.4554 | 0.00094663 | 104359.7599 | Commercial/Industrial | Lodging/Hospitality | New | High Efficiency PTAC | 8.0211 | 1.0807 | 3395.6685 | 0.6424 | 0 | 1291.2275 | Commercial/Industrial | Miscellaneous | New | Smart Thermostat | 1.1648 | 1.7604 | 6534.0745 | 0.19764 | -2.735 | 16645.2088
Commercial/Industrial | Healthcare | New | CO Sensors for Parking Garage Exhaust | 3.3105 | 1.895 | 5445.5559 | 0.20046 | 0.20046 | 4980.032 | Commercial/Industrial | Miscellaneous | New | Airside Economizer | 5.8995 | 1.2113 | 84906.7925 | -21.4554 | 0.00094663 | 104359.7599 | Commercial/Industrial | Assembly | Turnover | Two Speed Pool Pump | 3.1679 | 1.1845 | 3394.5338 | 0.72975 | 0.11327 | 3100.8409 | Commercial/Industrial | Healthcare | Existing | Airside Economizer | 5.8993 | 1.2113 | 6346.8154 | -1.6038 | 7.0761e-05 | 7800.9322
Commercial/Industrial | Hospitals | New | CO Sensors for Parking Garage Exhaust | 3.3105 | 1.895 | 5445.5559 | 0.20046 | 0.20046 | 4980.032 | Commercial/Industrial | Healthcare | Existing | Airside Economizer | 5.8994 | 1.2113 | 7704.0634 | -1.9468 | 8.5893e-05 | 9469.1388 | Commercial/Industrial | College and University | Turnover | Two Speed Pool Pump | 3.1679 | 1.1845 | 3394.5338 | 0.72975 | 0.11327 | 3100.8409 | Commercial/Industrial | Healthcare | New | Airside Economizer | 5.8993 | 1.2113 | 6346.8154 | -1.6038 | 7.0761e-05 | 7800.9322
Commercial/Industrial | Institutional | New | CO Sensors for Parking Garage Exhaust | 3.3105 | 1.895 | 5445.5559 | 0.20046 | 0.20046 | 4980.032 | Commercial/Industrial | Healthcare | New | Airside Economizer | 5.8994 | 1.2113 | 7704.0634 | -1.9468 | 8.5893e-05 | 9469.1388 | Commercial/Industrial | Grocery | Turnover | Two Speed Pool Pump | 3.1679 | 1.1845 | 3394.5338 | 0.72975 | 0.11327 | 3100.8409 | Commercial/Industrial | Offices | Existing | Demand Controlled Ventilation | 1.2973 | 0.70326 | 6154.4215 | 0.4871 | 2.7424 | 4678.5352
Commercial/Industrial | Lodging/Hospitality | New | CO Sensors for Parking Garage Exhaust | 3.3105 | 1.895 | 5445.5559 | 0.20046 | 0.20046 | 4980.032 | Commercial/Industrial | Offices | Existing | Airside Economizer | 5.8993 | 1.2113 | 6346.8154 | -1.6038 | 7.0761e-05 | 7800.9322 | Commercial/Industrial | Healthcare | Turnover | Two Speed Pool Pump | 3.1679 | 1.1845 | 3394.5338 | 0.72975 | 0.11327 | 3100.8409 | Commercial/Industrial | Offices | New | Demand Controlled Ventilation | 1.2973 | 0.70326 | 6154.4215 | 0.4871 | 2.7424 | 4678.5352
Commercial/Industrial | Miscellaneous | New | CO Sensors for Parking Garage Exhaust | 3.3105 | 1.895 | 5445.5559 | 0.20046 | 0.20046 | 4980.032 | Commercial/Industrial | Offices | New | Airside Economizer | 5.8993 | 1.2113 | 6346.8154 | -1.6038 | 7.0761e-05 | 7800.9322 | Commercial/Industrial | Hospitals | Turnover | Two Speed Pool Pump | 3.1679 | 1.1845 | 3394.5338 | 0.72975 | 0.11327 | 3100.8409 | Commercial/Industrial | Warehouse | Turnover | Energy Star Commercial Oven | 2.1678 | 1.3794 | 6153.0615 | 1.0341 | 0.54113 | 6368
Commercial/Industrial | Offices | New | CO Sensors for Parking Garage Exhaust | 3.3105 | 1.895 | 5445.5559 | 0.20046 | 0.20046 | 4980.032 | Commercial/Industrial | Warehouse | Existing | Airside Economizer | 5.8981 | 1.211 | 745.7399 | -0.18844 | 8.3143e-06 | 916.5961 | Commercial/Industrial | Institutional | Turnover | Two Speed Pool Pump | 3.1679 | 1.1845 | 3394.5338 | 0.72975 | 0.11327 | 3100.8409 | Commercial/Industrial | Warehouse | Turnover | Energy Star Commercial Oven | 2.1678 | 1.3794 | 6153.0615 | 1.0341 | 0.54113 | 6368
Commercial/Industrial | Restaurants | New | CO Sensors for Parking Garage Exhaust | 3.3105 | 1.895 | 5445.5559 | 0.20046 | 0.20046 | 4980.032 | Commercial/Industrial | Warehouse | New | Airside Economizer | 5.8981 | 1.211 | 745.7399 | -0.18844 | 8.3143e-06 | 916.5961 | Commercial/Industrial | Lodging/Hospitality | Turnover | Two Speed Pool Pump | 3.1679 | 1.1845 | 3394.5338 | 0.72975 | 0.11327 | 3100.8409 | Commercial/Industrial | College and University | Turnover | Energy Star Commercial Oven | 2.1678 | 1.3794 | 6153.0615 | 1.0341 | 0.54113 | 6368
Commercial/Industrial | Retail | New | CO Sensors for Parking Garage Exhaust | 3.3105 | 1.895 | 5445.5559 | 0.20046 | 0.20046 | 4980.032 | Commercial/Industrial | College and University | Turnover | Energy Star Commercial Solid Door Freezer | 5.8887 | 1.4666 | 3106.5748 | 0.32842 | 0.27509 | 2533.0469 | Commercial/Industrial | Miscellaneous | Turnover | Two Speed Pool Pump | 3.1679 | 1.1845 | 3394.5338 | 0.72975 | 0.11327 | 3100.8409 | Commercial/Industrial | Healthcare | Turnover | Energy Star Commercial Oven | 2.1678 | 1.3794 | 6153.0615 | 1.0341 | 0.54113 | 6368
Commercial/Industrial | Schools K-12 | New | CO Sensors for Parking Garage Exhaust | 3.3105 | 1.895 | 5445.5559 | 0.20046 | 0.20046 | 4980.032 | Commercial/Industrial | Healthcare | Turnover | Energy Star Commercial Solid Door Freezer | 5.8887 | 1.4666 | 3106.5748 | 0.32842 | 0.27509 | 2533.0469 | Commercial/Industrial | Offices | Turnover | Two Speed Pool Pump | 3.1679 | 1.1845 | 3394.5338 | 0.72975 | 0.11327 | 3100.8409 | Commercial/Industrial | Hospitals | Turnover | Energy Star Commercial Oven | 2.1678 | 1.3794 | 6153.0615 | 1.0341 | 0.54113 | 6368
Commercial/Industrial | Warehouse | New | CO Sensors for Parking Garage Exhaust | 3.3105 | 1.895 | 5445.5559 | 0.20046 | 0.20046 | 4980.032 | Commercial/Industrial | Hospitals | Turnover | Energy Star Commercial Solid Door Freezer | 5.8887 | 1.4666 | 3106.5748 | 0.32842 | 0.27509 | 2533.0469 | Commercial/Industrial | Restaurants | Turnover | Two Speed Pool Pump | 3.1679 | 1.1845 | 3394.5338 | 0.72975 | 0.11327 | 3100.8409 | Commercial/Industrial | Lodging/Hospitality | Turnover | Energy Star Commercial Oven | 2.1678 | 1.3794 | 6153.0615 | 1.0341 | 0.54113 | 6368
Commercial/Industrial | Assembly | Existing | Bi-Level Lighting Control (Exterior) | 0.69563 | 1.8689 | -69.1245 | 0 | 0 | 1357.8 | Commercial/Industrial | Lodging/Hospitality | Turnover | Energy Star Commercial Solid Door Freezer | 5.8887 | 1.4666 | 3106.5748 | 0.32842 | 0.27509 | 2533.0469 | Commercial/Industrial | Retail | Turnover | Two Speed Pool Pump | 3.1679 | 1.1845 | 3394.5338 | 0.72975 | 0.11327 | 3100.8409 | Commercial/Industrial | Restaurants | Turnover | Energy Star Commercial Oven | 2.1678 | 1.3794 | 6153.0615 | 1.0341 | 0.54113 | 6368
Commercial/Industrial | College and University | Existing | Bi-Level Lighting Control (Exterior) | 0.69563 | 1.8689 | -69.1245 | 0 | 0 | 1357.8 | Commercial/Industrial | Restaurants | Turnover | Energy Star Commercial Solid Door Freezer | 5.8887 | 1.4666 | 3106.5748 | 0.32842 | 0.27509 | 2533.0469 | Commercial/Industrial | Schools K-12 | Turnover | Two Speed Pool Pump | 3.1679 | 1.1845 | 3394.5338 | 0.72975 | 0.11327 | 3100.8409 | Commercial/Industrial | Schools K-12 | Turnover | Energy Star Commercial Oven | 2.1678 | 1.3794 | 6153.0615 | 1.0341 | 0.54113 | 6368
Commercial/Industrial | Grocery | Existing | Bi-Level Lighting Control (Exterior) | 0.69563 | 1.8689 | -69.1245 | 0 | 0 | 1357.8 | Commercial/Industrial | Schools K-12 | Turnover | Energy Star Commercial Solid Door Freezer | 5.8887 | 1.4666 | 3106.5748 | 0.32842 | 0.27509 | 2533.0469 | Commercial/Industrial | Warehouse | Turnover | Two Speed Pool Pump | 3.1679 | 1.1845 | 3394.5338 | 0.72975 | 0.11327 | 3100.8409 | Commercial/Industrial | College and University | Turnover | Energy Star Commercial Oven | 2.1678 | 1.3794 | 6153.0615 | 1.0341 | 0.54113 | 6368
Commercial/Industrial | Healthcare | Existing | Bi-Level Lighting Control (Exterior) | 0.69563 | 1.8689 | -69.1245 | 0 | 0 | 1357.8 | Commercial/Industrial | College and University | New | Energy Star Commercial Solid Door Freezer | 5.8887 | 1.4666 | 3106.5748 | 0.32842 | 0.27509 | 2533.0469 | Commercial/Industrial | Assembly | New | Two Speed Pool Pump | 3.1679 | 1.1845 | 3394.5338 | 0.72975 | 0.11327 | 3100.8409 | Commercial/Industrial | Healthcare | Turnover | Energy Star Commercial Oven | 2.1678 | 1.3794 | 6153.0615 | 1.0341 | 0.54113 | 6368
Commercial/Industrial | Hospitals | Existing | Bi-Level Lighting Control (Exterior) | 0.69563 | 1.8689 | -69.1245 | 0 | 0 | 1357.8 | Commercial/Industrial | Healthcare | New | Energy Star Commercial Solid Door Freezer | 5.8887 | 1.4666 | 3106.5748 | 0.32842 | 0.27509 | 2533.0469 | Commercial/Industrial | College and University | New | Two Speed Pool Pump | 3.1679 | 1.1845 | 3394.5338 | 0.72975 | 0.11327 | 3100.8409 | Commercial/Industrial | Hospitals | Turnover | Energy Star Commercial Oven | 2.1678 | 1.3794 | 6153.0615 | 1.0341 | 0.54113 | 6368
Commercial/Industrial | Institutional | Existing | Bi-Level Lighting Control (Exterior) | 0.69563 | 1.8689 | -69.1245 | 0 | 0 | 1357.8 | Commercial/Industrial | Hospitals | New | Energy Star Commercial Solid Door Freezer | 5.8887 | 1.4666 | 3106.5748 | 0.32842 | 0.27509 | 2533.0469 | Commercial/Industrial | Grocery | New | Two Speed Pool Pump | 3.1679 | 1.1845 | 3394.5338 | 0.72975 | 0.11327 | 3100.8409 | Commercial/Industrial | Lodging/Hospitality | Turnover | Energy Star Commercial Oven | 2.1678 | 1.3794 | 6153.0615 | 1.0341 | 0.54113 | 6368
Commercial/Industrial | Lodging/Hospitality | Existing | Bi-Level Lighting Control (Exterior) | 0.69563 | 1.8689 | -69.1245 | 0 | 0 | 1357.8 | Commercial/Industrial | Lodging/Hospitality | New | Energy Star Commercial Solid Door Freezer | 5.8887 | 1.4666 | 3106.5748 | 0.32842 | 0.27509 | 2533.0469 | Commercial/Industrial | Healthcare | New | Two Speed Pool Pump | 3.1679 | 1.1845 | 3394.5338 | 0.72975 | 0.11327 | 3100.8409 | Commercial/Industrial | Restaurants | Turnover | Energy Star Commercial Oven | 2.1678 | 1.3794 | 6153.0615 | 1.0341 | 0.54113 | 6368
Commercial/Industrial | Miscellaneous | Existing | Bi-Level Lighting Control (Exterior) | 0.69563 | 1.8689 | -69.1245 | 0 | 0 | 1357.8 | Commercial/Industrial | Restaurants | New | Energy Star Commercial Solid Door Freezer | 5.8887 | 1.4666 | 3106.5748 | 0.32842 | 0.27509 | 2533.0469 | Commercial/Industrial | Hospitals | New | Two Speed Pool Pump | 3.1679 | 1.1845 | 3394.5338 | 0.72975 | 0.11327 | 3100.8409 | Commercial/Industrial | Schools K-12 | New | Energy Star Commercial Oven | 2.1678 | 1.3794 | 6153.0615 | 1.0341 | 0.54113 | 6368
Commercial/Industrial | Offices | Existing | Bi-Level Lighting Control (Exterior) | 0.69563 | 1.8689 | -69.1245 | 0 | 0 | 1357.8 | Commercial/Industrial | Schools K-12 | New | Energy Star Commercial Solid Door Freezer | 5.8887 | 1.4666 | 3106.5748 | 0.32842 | 0.27509 | 2533.0469 | Commercial/Industrial | Institutional | New | Two Speed Pool Pump | 3.1679 | 1.1845 | 3394.5338 | 0.72975 | 0.11327 | 3100.8409 | Commercial/Industrial | Schools K-12 | New | Energy Star Commercial Oven | 2.1678 | 1.3794 | 6153.0615 | 1.0341 | 0.54113 | 6368
Commercial/Industrial | Restaurants | Existing | Bi-Level Lighting Control (Exterior) | 0.69563 | 1.8689 | -69.1245 | 0 | 0 | 1357.8 | Commercial/Industrial | Schools K-12 | Turnover | LED Linear - Fixture Replacement | 5.8181 | 1.3114 | 365.3587 | 0.048995 | 0.011208 | 202.1198 | Commercial/Industrial | Lodging/Hospitality | New | Two Speed Pool Pump | 3.1679 | 1.1845 | 3394.5338 | 0.72975 | 0.11327 | 3100.8409 | Commercial/Industrial | Schools K-12 | New | Energy Star Commercial Oven | 2.1678 | 1.3794 | 6153.0615 | 1.0341 | 0.54113 | 6368
Commercial/Industrial | Retail | Existing | Bi-Level Lighting Control (Exterior) | 0.69563 | 1.8689 | -69.1245 | 0 | 0 | 1357.8 | Commercial/Industrial | Schools K-12 | New | LED Linear - Fixture Replacement | 5.8181 | 1.3114 | 365.3587 | 0.048995 | 0.011208 | 202.1198 | Commercial/Industrial | Miscellaneous | New | Two Speed Pool Pump | 3.1679 | 1.1845 | 3394.5338 | 0.72975 | 0.11327 | 3100.8409 | Commercial/Industrial | Warehouse | New | Energy Star Commercial Oven | 2.1678 | 1.3794 | 6153.0615 | 1.0341 | 0.54113 | 6368
Commercial/Industrial | Schools K-12 | Existing | Bi-Level Lighting Control (Exterior) | 0.69563 | 1.8689 | -69.1245 | 0 | 0 | 1357.8 | Commercial/Industrial | Warehouse | Existing | VAV System | 5.7961 | 1.1876 | 78085.7032 | 16.5508 | 16.7963 | 58151.6527 | Commercial/Industrial | Offices | New | Two Speed Pool Pump | 3.1679 | 1.1845 | 3394.5338 | 0.72975 | 0.11327 | 3100.8409 | Commercial/Industrial | Warehouse | New | Energy Star Commercial Oven | 2.1678 | 1.3794 | 6153.0615 | 1.0341 | 0.54113 | 6368
Commercial/Industrial | Warehouse | Existing | Bi-Level Lighting Control (Exterior) | 0.69563 | 1.8689 | -69.1245 | 0 | 0 | 1357.8 | Commercial/Industrial | Warehouse | New | VAV System | 5.7961 | 1.1876 | 78085.7032 | 16.5508 | 16.7963 | 58151.6527 | Commercial/Industrial | Restaurants | New | Two Speed Pool Pump | 3.1679 | 1.1845 | 3394.5338 | 0.72975 | 0.11327 | 3100.8409 | Commercial/Industrial | Assembly | New | Energy Star Commercial Oven | 2.1678 | 1.3794 | 6153.0615 | 1.0341 | 0.54113 | 6368
Commercial/Industrial | Assembly | New | Bi-Level Lighting Control (Exterior) | 0.69563 | 1.8689 | -69.1245 | 0 | 0 | 1357.8 | Commercial/Industrial | Assembly | Existing | VAV System | 5.7961 | 1.1876 | 93656.4821 | 19.8511 | 20.1456 | 69747.4569 | Commercial/Industrial | Retail | New | Two Speed Pool Pump | 3.1679 | 1.1845 | 3394.5338 | 0.72975 | 0.11327 | 3100.8409 | Commercial/Industrial | Assembly | New | Energy Star Commercial Oven | 2.1678 | 1.3794 | 6153.0615 | 1.0341 | 0.54113 | 6368
Commercial/Industrial | College and University | New | Bi-Level Lighting Control (Exterior) | 0.69563 | 1.8689 | -69.1245 | 0 | 0 | 1357.8 | Commercial/Industrial | Assembly | New | VAV System | 5.7961 | 1.1876 | 93656.4821 | 19.8511 | 20.1456 | 69747.4569 | Commercial/Industrial | Schools K-12 | New | Two Speed Pool Pump | 3.1679 | 1.1845 | 3394.5338 | 0.72975 | 0.11327 | 3100.8409 | Commercial/Industrial | Schools K-12 | New | Energy Star Commercial Oven | 2.1678 | 1.3794 | 6153.0615 | 1.0341 | 0.54113 | 6368
Commercial/Industrial | Grocery | New | Bi-Level Lighting Control (Exterior) | 0.69563 | 1.8689 | -69.1245 | 0 | 0 | 1357.8 | Commercial/Industrial | Schools K-12 | Existing | VAV System | 5.7961 | 1.1876 | 253065.1769 | 53.6388 | 54.4345 | 188461.6219 | Commercial/Industrial | Warehouse | New | Two Speed Pool Pump | 3.1679 | 1.1845 | 3394.5338 | 0.72975 | 0.11327 | 3100.8409 | Commercial/Industrial | Schools K-12 | New | Energy Star Commercial Oven | 2.1678 | 1.3794 | 6153.0615 | 1.0341 | 0.54113 | 6368
Commercial/Industrial | Healthcare | New | Bi-Level Lighting Control (Exterior) | 0.69563 | 1.8689 | -69.1245 | 0 | 0 | 1357.8 | Commercial/Industrial | Schools K-12 | New | VAV System | 5.7961 | 1.1876 | 253065.1769 | 53.6388 | 54.4345 | 188461.6219 | Commercial/Industrial | Restaurants | Turnover | High Efficiency PTAC | 7.869 | 1.0807 | 3324.3212 | 0.6302 | 0 | 1266.7068 | Commercial/Industrial | College and University | New | Energy Star Commercial Oven | 2.1678 | 1.3794 | 6153.0615 | 1.0341 | 0.54113 | 6368
Commercial/Industrial | Hospitals | New | Bi-Level Lighting Control (Exterior) | 0.69563 | 1.8689 | -69.1245 | 0 | 0 | 1357.8 | Commercial/Industrial | College and University | Existing | VAV System | 5.7961 | 1.1876 | 369104.8852 | 78.2342 | 79.3948 | 274878.2198 | Commercial/Industrial | Restaurants | New | High Efficiency PTAC | 7.869 | 1.0807 | 3324.3212 | 0.6302 | 0 | 1266.7068 | Commercial/Industrial | College and University | New | Energy Star Commercial Oven | 2.1678 | 1.3794 | 6153.0615 | 1.0341 | 0.54113 | 6368
Commercial/Industrial | Institutional | New | Bi-Level Lighting Control (Exterior) | 0.69563 | 1.8689 | -69.1245 | 0 | 0 | 1357.8 | Commercial/Industrial | College and University | New | VAV System | 5.7961 | 1.1876 | 369104.8852 | 78.2342 | 79.3948 | 274878.2198 | Commercial/Industrial | Hospitals | Turnover | High Efficiency PTHP | 7.9506 | 1.2668 | 3260.7302 | 0.46284 | 0.13995 | 1626.8454 | Commercial/Industrial | Hospitals | New | Energy Star Commercial Oven | 2.1678 | 1.3794 | 6153.0615 | 1.0341 | 0.54113 | 6368
Commercial/Industrial | Lodging/Hospitality | New | Bi-Level Lighting Control (Exterior) | 0.69563 | 1.8689 | -69.1245 | 0 | 0 | 1357.8 | Commercial/Industrial | Hospitals | Existing | VAV System | 5.7961 | 1.1876 | 1019116.1772 | 216.0084 | 219.2128 | 758951.8639 | Commercial/Industrial | Hospitals | New | High Efficiency PTHP | 7.9506 | 1.2668 | 3260.7302 | 0.46284 | 0.13995 | 1626.8454 | Commercial/Industrial | Hospitals | New | Energy Star Commercial Oven | 2.1678 | 1.3794 | 6153.0615 | 1.0341 | 0.54113 | 6368
Commercial/Industrial | Miscellaneous | New | Bi-Level Lighting Control (Exterior) | 0.69563 | 1.8689 | -69.1245 | 0 | 0 | 1357.8 | Commercial/Industrial | Hospitals | New | VAV System | 5.7961 | 1.1876 | 1019116.1772 | 216.0084 | 219.2128 | 758951.8639 | Commercial/Industrial | Assembly | Turnover | Energy Star Commercial Solid Door Freezer | 6.0195 | 1.4005 | 3241.216 | 0.37834 | 0.16907 | 2533.0469 | Commercial/Industrial | Lodging/Hospitality | Existing | Programmable Thermostat | 2.915 | 1.076 | 5932.0559 | 1.5442 | -0.0029304 | 4167.1083
Commercial/Industrial | Offices | New | Bi-Level Lighting Control (Exterior) | 0.69563 | 1.8689 | -69.1245 | 0 | 0 | 1357.8 | Commercial/Industrial | Lodging/Hospitality | Existing | VAV System | 5.7961 | 1.1876 | 164324.8644 | 34.8297 | 35.3464 | 122375.3139 | Commercial/Industrial | Grocery | Turnover | Energy Star Commercial Solid Door Freezer | 6.0195 | 1.4005 | 3241.216 | 0.37834 | 0.16907 | 2533.0469 | Commercial/Industrial | Lodging/Hospitality | New | Programmable Thermostat | 2.915 | 1.076 | 5932.0559 | 1.5442 | -0.0029304 | 4167.1083
Commercial/Industrial | Restaurants | New | Bi-Level Lighting Control (Exterior) | 0.69563 | 1.8689 | -69.1245 | 0 | 0 | 1357.8 | Commercial/Industrial | Lodging/Hospitality | New | VAV System | 5.7961 | 1.1876 | 164324.8644 | 34.8297 | 35.3464 | 122375.3139 | Commercial/Industrial | Institutional | Turnover | Energy Star Commercial Solid Door Freezer | 6.0195 | 1.4005 | 3241.216 | 0.37834 | 0.16907 | 2533.0469 | Commercial/Industrial | Miscellaneous | Turnover | Energy Star Commercial Glass Door Freezer | 10.3223 | 1.4013 | 5926.9893 | 0.64112 | 0.22051 | 4389.9823
Commercial/Industrial | Retail | New | Bi-Level Lighting Control (Exterior) | 0.69563 | 1.8689 | -69.1245 | 0 | 0 | 1357.8 | Commercial/Industrial | Miscellaneous | Existing | VAV System | 5.7961 | 1.1876 | 149069.0062 | 31.5962 | 32.0649 | 111014.0362 | Commercial/Industrial | Miscellaneous | Turnover | Energy Star Commercial Solid Door Freezer | 6.0195 | 1.4005 | 3241.216 | 0.37834 | 0.16907 | 2533.0469 | Commercial/Industrial | Miscellaneous | Turnover | Energy Star Commercial Glass Door Freezer | 10.3223 | 1.4013 | 5926.9893 | 0.64112 | 0.22051 | 4389.9823
Commercial/Industrial | Schools K-12 | New | Bi-Level Lighting Control (Exterior) | 0.69563 | 1.8689 | -69.1245 | 0 | 0 | 1357.8 | Commercial/Industrial | Miscellaneous | New | VAV System | 5.7961 | 1.1876 | 149069.0062 | 31.5962 | 32.0649 | 111014.0362 | Commercial/Industrial | Offices | Turnover | Energy Star Commercial Solid Door Freezer | 6.0195 | 1.4005 | 3241.216 | 0.37834 | 0.16907 | 2533.0469 | Commercial/Industrial | Offices | Turnover | Energy Star Commercial Glass Door Freezer | 10.3223 | 1.4013 | 5926.9893 | 0.64112 | 0.22051 | 4389.9823
Commercial/Industrial | Warehouse | New | Bi-Level Lighting Control (Exterior) | 0.69563 | 1.8689 | -69.1245 | 0 | 0 | 1357.8 | Commercial/Industrial | Offices | Existing | VAV System | 5.7961 | 1.1876 | 78090.76 | 16.5519 | 16.7974 | 58155.4186 | Commercial/Industrial | Retail | Turnover | Energy Star Commercial Solid Door Freezer | 6.0195 | 1.4005 | 3241.216 | 0.37834 | 0.16907 | 2533.0469 | Commercial/Industrial | Offices | Turnover | Energy Star Commercial Glass Door Freezer | 10.3223 | 1.4013 | 5926.9893 | 0.64112 | 0.22051 | 4389.9823
Commercial/Industrial | Institutional | Existing | Hot Water Circulation Pump Control | 0.58374 | 1.8391 | -8918.4932 | 0.77405 | 0.81316 | 16275 | Commercial/Industrial | Offices | New | VAV System | 5.7961 | 1.1876 | 78090.76 | 16.5519 | 16.7974 | 58155.4186 | Commercial/Industrial | Warehouse | Turnover | Energy Star Commercial Solid Door Freezer | 6.0195 | 1.4005 | 3241.216 | 0.37834 | 0.16907 | 2533.0469 | Commercial/Industrial | Retail | Turnover | Energy Star Commercial Glass Door Freezer | 10.3223 | 1.4013 | 5926.9893 | 0.64112 | 0.22051 | 4389.9823
Commercial/Industrial | Institutional | New | Hot Water Circulation Pump Control | 0.58374 | 1.8391 | -8918.4932 | 0.77405 | 0.81316 | 16275 | Commercial/Industrial | Retail | Existing | VAV System | 5.7961 | 1.1876 | 55627.5634 | 11.7906 | 11.9655 | 41426.7224 | Commercial/Industrial | Assembly | New | Energy Star Commercial Solid Door Freezer | 6.0195 | 1.4005 | 3241.216 | 0.37834 | 0.16907 | 2533.0469 | Commercial/Industrial | Retail | Turnover | Energy Star Commercial Glass Door Freezer | 10.3223 | 1.4013 | 5926.9893 | 0.64112 | 0.22051 | 4389.9823
Commercial/Industrial | Miscellaneous | Existing | Hot Water Circulation Pump Control | 0.58373 | 1.8391 | -7134.7945 | 0.61924 | 0.65053 | 13020 | Commercial/Industrial | Retail | New | VAV System | 5.7961 | 1.1876 | 55627.5634 | 11.7906 | 11.9655 | 41426.7224 | Commercial/Industrial | Grocery | New | Energy Star Commercial Solid Door Freezer | 6.0195 | 1.4005 | 3241.216 | 0.37834 | 0.16907 | 2533.0469 | Commercial/Industrial | Institutional | Turnover | Energy Star Commercial Glass Door Freezer | 10.3223 | 1.4013 | 5926.9893 | 0.64112 | 0.22051 | 4389.9823
Commercial/Industrial | Miscellaneous | New | Hot Water Circulation Pump Control | 0.58373 | 1.8391 | -7134.7945 | 0.61924 | 0.65053 | 13020 | Commercial/Industrial | Institutional | Existing | VAV System | 5.7961 | 1.1876 | 100282.0694 | 21.2554 | 21.5708 | 74681.6361 | Commercial/Industrial | Institutional | New | Energy Star Commercial Solid Door Freezer | 6.0195 | 1.4005 | 3241.216 | 0.37834 | 0.16907 | 2533.0469 | Commercial/Industrial | Institutional | New | Energy Star Commercial Glass Door Freezer | 10.3223 | 1.4013 | 5926.9893 | 0.64112 | 0.22051 | 4389.9823
Commercial/Industrial | Offices | Existing | Hot Water Circulation Pump Control | 0.58373 | 1.839 | -1070.2192 | 0.092886 | 0.097579 | 1953 | Commercial/Industrial | Institutional | New | VAV System | 5.7961 | 1.1876 | 100282.0694 | 21.2554 | 21.5708 | 74681.6361 | Commercial/Industrial | Miscellaneous | New | Energy Star Commercial Solid Door Freezer | 6.0195 | 1.4005 | 3241.216 | 0.37834 | 0.16907 | 2533.0469 | Commercial/Industrial | Healthcare | New | Energy Star Commercial Glass Door Freezer | 10.3223 | 1.4013 | 5926.9893 | 0.64112 | 0.22051 | 4389.9823
Commercial/Industrial | Offices | New | Hot Water Circulation Pump Control | 0.58373 | 1.839 | -1070.2192 | 0.092886 | 0.097579 | 1953 | Commercial/Industrial | Healthcare | Existing | VAV System | 5.7961 | 1.1876 | 97805.3326 | 20.7305 | 21.038 | 72837.1712 | Commercial/Industrial | Offices | New | Energy Star Commercial Solid Door Freezer | 6.0195 | 1.4005 | 3241.216 | 0.37834 | 0.16907 | 2533.0469 | Commercial/Industrial | Healthcare | New | Energy Star Commercial Glass Door Freezer | 10.3223 | 1.4013 | 5926.9893 | 0.64112 | 0.22051 | 4389.9823
Commercial/Industrial | Assembly | Existing | Hot Water Circulation Pump Control | 0.5836 | 1.8386 | -356.7397 | 0.030962 | 0.032526 | 651 | Commercial/Industrial | Healthcare | New | VAV System | 5.7961 | 1.1876 | 97805.3326 | 20.7305 | 21.038 | 72837.1712 | Commercial/Industrial | Retail | New | Energy Star Commercial Solid Door Freezer | 6.0195 | 1.4005 | 3241.216 | 0.37834 | 0.16907 | 2533.0469 | Commercial/Industrial | Restaurants | New | Energy Star Commercial Glass Door Freezer | 10.3223 | 1.4013 | 5926.9893 | 0.64112 | 0.22051 | 4389.9823
Commercial/Industrial | Healthcare | Existing | Hot Water Circulation Pump Control | 0.5836 | 1.8386 | -356.7397 | 0.030962 | 0.032526 | 651 | Commercial/Industrial | Restaurants | Existing | VAV System | 5.7961 | 1.1876 | 24692.4246 | 5.2337 | 5.3114 | 18388.8374 | Commercial/Industrial | Warehouse | New | Energy Star Commercial Solid Door Freezer | 6.0195 | 1.4005 | 3241.216 | 0.37834 | 0.16907 | 2533.0469 | Commercial/Industrial | Restaurants | New | Energy Star Commercial Glass Door Freezer | 10.3223 | 1.4013 | 5926.9893 | 0.64112 | 0.22051 | 4389.9823
Commercial/Industrial | Schools K-12 | Existing | Hot Water Circulation Pump Control | 0.5836 | 1.8386 | -356.7397 | 0.030962 | 0.032526 | 651 | Commercial/Industrial | Restaurants | New | VAV System | 5.7961 | 1.1876 | 24692.4246 | 5.2337 | 5.3114 | 18388.8374 | Commercial/Industrial | Hospitals | Turnover | High Efficiency PTAC | 7.7272 | 1.24 | 3231.6857 | 0.4602 | 0 | 1611.1936 | Commercial/Industrial | Grocery | New | Energy Star Commercial Glass Door Freezer | 10.3223 | 1.4013 | 5926.9893 | 0.64112 | 0.22051 | 4389.9823
Commercial/Industrial | Warehouse | Existing | Hot Water Circulation Pump Control | 0.5836 | 1.8386 | -356.7397 | 0.030962 | 0.032526 | 651 | Commercial/Industrial | Grocery | Existing | VAV System | 5.796 | 1.1876 | 22903.158 | 4.8545 | 4.9265 | 17056.3424 | Commercial/Industrial | Hospitals | New | High Efficiency PTAC | 7.7272 | 1.24 | 3231.6857 | 0.4602 | 0 | 1611.1936 | Commercial/Industrial | Grocery | New | Energy Star Commercial Glass Door Freezer | 10.3223 | 1.4013 | 5926.9893 | 0.64112 | 0.22051 | 4389.9823
Commercial/Industrial | Assembly | New | Hot Water Circulation Pump Control | 0.5836 | 1.8386 | -356.7397 | 0.030962 | 0.032526 | 651 | Commercial/Industrial | Grocery | New | VAV System | 5.796 | 1.1876 | 22903.158 | 4.8545 | 4.9265 | 17056.3424 | Commercial/Industrial | College and University | Turnover | High Efficiency Chiller (Water cooled-positive displacement, 100 tons) | 0.98674 | 1.2337 | 3180.6535 | 2.2245 | 0.096353 | 5650.1267 | Commercial/Industrial | Institutional | New | Facility Commissioning | 1.0115 | 1.2069 | 5879.2791 | 3.3572 | 0.33698 | 15623.633
Commercial/Industrial | Healthcare | New | Hot Water Circulation Pump Control | 0.5836 | 1.8386 | -356.7397 | 0.030962 | 0.032526 | 651 | Commercial/Industrial | Institutional | Existing | Chilled Water Controls Optimization | 5.7509 | 1.0281 | 2151.8667 | 0.54895 | 0.0005471 | 1353.1094 | Commercial/Industrial | College and University | New | High Efficiency Chiller (Water cooled-positive displacement, 100 tons) | 0.98674 | 1.2337 | 3180.6535 | 2.2245 | 0.096353 | 5650.1267 | Commercial/Industrial | Institutional | Turnover | High Efficiency Chiller (Water cooled-positive displacement, 100 tons) | 1.1296 | 1.2337 | 5801.2563 | 2.5467 | 0.11031 | 6468.421
Commercial/Industrial | Schools K-12 | New | Hot Water Circulation Pump Control | 0.5836 | 1.8386 | -356.7397 | 0.030962 | 0.032526 | 651 | Commercial/Industrial | Institutional | New | Chilled Water Controls Optimization | 5.7509 | 1.0281 | 2151.8667 | 0.54895 | 0.0005471 | 1353.1094 | Commercial/Industrial | Restaurants | Existing | Hot Water Pipe Insulation | 2.9919 | 1.3837 | 3149.8375 | 0.21335 | 0.36883 | 2711.1841 | Commercial/Industrial | Lodging/Hospitality | New | High Efficiency Chiller (Water cooled-positive displacement, 100 tons) | 1.1296 | 1.2337 | 5801.2563 | 2.5467 | 0.11031 | 6468.421
Commercial/Industrial | Warehouse | New | Hot Water Circulation Pump Control | 0.5836 | 1.8386 | -356.7397 | 0.030962 | 0.032526 | 651 | Commercial/Industrial | Lodging/Hospitality | Turnover | LED Display Lighting (Interior) | 5.7276 | 1.2936 | 637.7947 | 0.085589 | 6.1628e-06 | 352.876 | Commercial/Industrial | Restaurants | New | Hot Water Pipe Insulation | 2.9919 | 1.3837 | 3149.8375 | 0.21335 | 0.36883 | 2711.1841 | Commercial/Industrial | Lodging/Hospitality | Existing | Programmable Thermostat | 2.4299 | 1.076 | 5763.683 | 1.6091 | -0.0030535 | 4342.1523
Commercial/Industrial | Assembly | Existing | Outdoor Lighting Controls | 0.76874 | 1.8228 | 18.7226 | 0 | 0 | 562.52 | Commercial/Industrial | Lodging/Hospitality | New | LED Display Lighting (Interior) | 5.7276 | 1.2936 | 637.7947 | 0.085589 | 6.1628e-06 | 352.876 | Commercial/Industrial | College and University | Turnover | Energy Star Commercial Solid Door Freezer | 5.8887 | 1.4666 | 3106.5748 | 0.32842 | 0.27509 | 2533.0469 | Commercial/Industrial | Lodging/Hospitality | New | Programmable Thermostat | 2.4299 | 1.076 | 5763.683 | 1.6091 | -0.0030535 | 4342.1523
Commercial/Industrial | College and University | Existing | Outdoor Lighting Controls | 0.76874 | 1.8228 | 18.7226 | 0 | 0 | 562.52 | Commercial/Industrial | Lodging/Hospitality | Existing | Airside Economizer | 5.6687 | 1.114 | 7444.8229 | -2.0055 | 0.060432 | 8979.6145 | Commercial/Industrial | Healthcare | Turnover | Energy Star Commercial Solid Door Freezer | 5.8887 | 1.4666 | 3106.5748 | 0.32842 | 0.27509 | 2533.0469 | Commercial/Industrial | Lodging/Hospitality | Turnover | Energy Star Commercial Glass Door Freezer | 10.2056 | 1.4666 | 5732.9754 | 0.56918 | 0.47676 | 4389.9823
Commercial/Industrial | Grocery | Existing | Outdoor Lighting Controls | 0.76874 | 1.8228 | 18.7226 | 0 | 0 | 562.52 | Commercial/Industrial | Lodging/Hospitality | New | Airside Economizer | 5.6687 | 1.114 | 7444.8229 | -2.0055 | 0.060432 | 8979.6145 | Commercial/Industrial | Hospitals | Turnover | Energy Star Commercial Solid Door Freezer | 5.8887 | 1.4666 | 3106.5748 | 0.32842 | 0.27509 | 2533.0469 | Commercial/Industrial | Retail | Turnover | Energy Star Commercial Glass Door Freezer | 10.2056 | 1.4666 | 5732.9754 | 0.56918 | 0.47676 | 4389.9823
Commercial/Industrial | Healthcare | Existing | Outdoor Lighting Controls | 0.76874 | 1.8228 | 18.7226 | 0 | 0 | 562.52 | Commercial/Industrial | Retail | Existing | Airside Economizer | 5.6686 | 1.114 | 2046.9861 | -0.55142 | 0.016616 | 2468.9837 | Commercial/Industrial | Lodging/Hospitality | Turnover | Energy Star Commercial Solid Door Freezer | 5.8887 | 1.4666 | 3106.5748 | 0.32842 | 0.27509 | 2533.0469 | Commercial/Industrial | Retail | Turnover | Energy Star Commercial Glass Door Freezer | 10.2056 | 1.4666 | 5732.9754 | 0.56918 | 0.47676 | 4389.9823
Commercial/Industrial | Hospitals | Existing | Outdoor Lighting Controls | 0.76874 | 1.8228 | 18.7226 | 0 | 0 | 562.52 | Commercial/Industrial | Retail | New | Airside Economizer | 5.6686 | 1.114 | 2046.9861 | -0.55142 | 0.016616 | 2468.9837 | Commercial/Industrial | Restaurants | Turnover | Energy Star Commercial Solid Door Freezer | 5.8887 | 1.4666 | 3106.5748 | 0.32842 | 0.27509 | 2533.0469 | Commercial/Industrial | Grocery | Turnover | Energy Star Commercial Glass Door Freezer | 10.2056 | 1.4666 | 5732.9754 | 0.56918 | 0.47676 | 4389.9823
Commercial/Industrial | Institutional | Existing | Outdoor Lighting Controls | 0.76874 | 1.8228 | 18.7226 | 0 | 0 | 562.52 | Commercial/Industrial | Grocery | Existing | Airside Economizer | 5.6685 | 1.114 | 4497.6558 | -1.2116 | 0.036509 | 5424.8726 | Commercial/Industrial | Schools K-12 | Turnover | Energy Star Commercial Solid Door Freezer | 5.8887 | 1.4666 | 3106.5748 | 0.32842 | 0.27509 | 2533.0469 | Commercial/Industrial | Grocery | Turnover | Energy Star Commercial Glass Door Freezer | 10.2056 | 1.4666 | 5732.9754 | 0.56918 | 0.47676 | 4389.9823
Commercial/Industrial | Lodging/Hospitality | Existing | Outdoor Lighting Controls | 0.76874 | 1.8228 | 18.7226 | 0 | 0 | 562.52 | Commercial/Industrial | Grocery | New | Airside Economizer | 5.6685 | 1.114 | 4497.6558 | -1.2116 | 0.036509 | 5424.8726 | Commercial/Industrial | College and University | New | Energy Star Commercial Solid Door Freezer | 5.8887 | 1.4666 | 3106.5748 | 0.32842 | 0.27509 | 2533.0469 | Commercial/Industrial | Restaurants | Turnover | Energy Star Commercial Glass Door Freezer | 10.2056 | 1.4666 | 5732.9754 | 0.56918 | 0.47676 | 4389.9823
Commercial/Industrial | Miscellaneous | Existing | Outdoor Lighting Controls | 0.76874 | 1.8228 | 18.7226 | 0 | 0 | 562.52 | Commercial/Industrial | Restaurants | Existing | Airside Economizer | 5.6681 | 1.1139 | 4686.5849 | -1.2625 | 0.038043 | 5652.7504 | Commercial/Industrial | Healthcare | New | Energy Star Commercial Solid Door Freezer | 5.8887 | 1.4666 | 3106.5748 | 0.32842 | 0.27509 | 2533.0469 | Commercial/Industrial | Restaurants | New | Energy Star Commercial Glass Door Freezer | 10.2056 | 1.4666 | 5732.9754 | 0.56918 | 0.47676 | 4389.9823
Commercial/Industrial | Offices | Existing | Outdoor Lighting Controls | 0.76874 | 1.8228 | 18.7226 | 0 | 0 | 562.52 | Commercial/Industrial | Restaurants | New | Airside Economizer | 5.6681 | 1.1139 | 4686.5849 | -1.2625 | 0.038043 | 5652.7504 | Commercial/Industrial | Hospitals | New | Energy Star Commercial Solid Door Freezer | 5.8887 | 1.4666 | 3106.5748 | 0.32842 | 0.27509 | 2533.0469 | Commercial/Industrial | Schools K-12 | New | Energy Star Commercial Glass Door Freezer | 10.2056 | 1.4666 | 5732.9754 | 0.56918 | 0.47676 | 4389.9823
Commercial/Industrial | Restaurants | Existing | Outdoor Lighting Controls | 0.76874 | 1.8228 | 18.7226 | 0 | 0 | 562.52 | Commercial/Industrial | Schools K-12 | Turnover | CFL-23W | 5.5382 | 1.1164 | 16.5926 | 0.0039956 | 0.00092383 | 16.653 | Commercial/Industrial | Lodging/Hospitality | New | Energy Star Commercial Solid Door Freezer | 5.8887 | 1.4666 | 3106.5748 | 0.32842 | 0.27509 | 2533.0469 | Commercial/Industrial | Schools K-12 | New | Energy Star Commercial Glass Door Freezer | 10.2056 | 1.4666 | 5732.9754 | 0.56918 | 0.47676 | 4389.9823
Commercial/Industrial | Retail | Existing | Outdoor Lighting Controls | 0.76874 | 1.8228 | 18.7226 | 0 | 0 | 562.52 | Commercial/Industrial | Schools K-12 | New | CFL-23W | 5.5382 | 1.1164 | 16.5926 | 0.0039956 | 0.00092383 | 16.653 | Commercial/Industrial | Restaurants | New | Energy Star Commercial Solid Door Freezer | 5.8887 | 1.4666 | 3106.5748 | 0.32842 | 0.27509 | 2533.0469 | Commercial/Industrial | College and University | New | Energy Star Commercial Glass Door Freezer | 10.2056 | 1.4666 | 5732.9754 | 0.56918 | 0.47676 | 4389.9823
Commercial/Industrial | Schools K-12 | Existing | Outdoor Lighting Controls | 0.76874 | 1.8228 | 18.7226 | 0 | 0 | 562.52 | Commercial/Industrial | College and University | Turnover | LED Display Lighting (Interior) | 5.524 | 1.6351 | 583.6318 | 0.043517 | 0.04079 | 414.352 | Commercial/Industrial | Schools K-12 | New | Energy Star Commercial Solid Door Freezer | 5.8887 | 1.4666 | 3106.5748 | 0.32842 | 0.27509 | 2533.0469 | Commercial/Industrial | College and University | New | Energy Star Commercial Glass Door Freezer | 10.2056 | 1.4666 | 5732.9754 | 0.56918 | 0.47676 | 4389.9823
Commercial/Industrial | Warehouse | Existing | Outdoor Lighting Controls | 0.76874 | 1.8228 | 18.7226 | 0 | 0 | 562.52 | Commercial/Industrial | College and University | New | LED Display Lighting (Interior) | 5.524 | 1.6351 | 583.6318 | 0.043517 | 0.04079 | 414.352 | Commercial/Industrial | Schools K-12 | Turnover | High Efficiency Chiller (Water cooled-positive displacement, 100 tons) | 0.982 | 1.2337 | 3093.3 | 2.2138 | 0.095887 | 5622.8503 | Commercial/Industrial | Healthcare | New | Energy Star Commercial Glass Door Freezer | 10.2056 | 1.4666 | 5732.9754 | 0.56918 | 0.47676 | 4389.9823
Commercial/Industrial | Assembly | New | Outdoor Lighting Controls | 0.76874 | 1.8228 | 18.7226 | 0 | 0 | 562.52 | Commercial/Industrial | Healthcare | Turnover | High Bay Fluorescent (T5) | 5.4969 | 1.4563 | 1634.1608 | 0.18628 | 0.18276 | 1007.276 | Commercial/Industrial | Schools K-12 | New | High Efficiency Chiller (Water cooled-positive displacement, 100 tons) | 0.982 | 1.2337 | 3093.3 | 2.2138 | 0.095887 | 5622.8503 | Commercial/Industrial | Healthcare | Existing | Chilled Water Controls Optimization | 14.0305 | 1.0281 | 5695.8339 | 1.3393 | 0.0013348 | 3301.1671
Commercial/Industrial | College and University | New | Outdoor Lighting Controls | 0.76874 | 1.8228 | 18.7226 | 0 | 0 | 562.52 | Commercial/Industrial | Healthcare | New | High Bay Fluorescent (T5) | 5.4969 | 1.4563 | 1634.1608 | 0.18628 | 0.18276 | 1007.276 | Commercial/Industrial | Hospitals | Existing | Faucet Aerator | 3.2969 | 1.0426 | 2968.9797 | 0.23702 | 0.61958 | 2570.9224 | Commercial/Industrial | Offices | New | Chilled Water Controls Optimization | 14.0305 | 1.0281 | 5695.8339 | 1.3393 | 0.0013348 | 3301.1671
Commercial/Industrial | Grocery | New | Outdoor Lighting Controls | 0.76874 | 1.8228 | 18.7226 | 0 | 0 | 562.52 | Commercial/Industrial | Offices | Turnover | High Efficiency PTHP | 5.4967 | 1.0809 | 2212.9215 | 0.44011 | 0.00016114 | 884.8808 | Commercial/Industrial | Hospitals | New | Faucet Aerator | 3.2969 | 1.0426 | 2968.9797 | 0.23702 | 0.61958 | 2570.9224 | Commercial/Industrial | Offices | Existing | Chilled Water Controls Optimization | 13.6974 | 1.028 | 5553.528 | 1.3075 | 0.0013031 | 3222.944
Commercial/Industrial | Healthcare | New | Outdoor Lighting Controls | 0.76874 | 1.8228 | 18.7226 | 0 | 0 | 562.52 | Commercial/Industrial | Offices | New | High Efficiency PTHP | 5.4967 | 1.0809 | 2212.9215 | 0.44011 | 0.00016114 | 884.8808 | Commercial/Industrial | Assembly | Turnover | Energy Star Griddle | #DIV/0! | 1.357 | 2884.7549 | 0.3156 | 0.080771 | 1910 | Commercial/Industrial | Assembly | New | Chilled Water Controls Optimization | 13.6974 | 1.028 | 5553.528 | 1.3075 | 0.0013031 | 3222.944
Commercial/Industrial | Hospitals | New | Outdoor Lighting Controls | 0.76874 | 1.8228 | 18.7226 | 0 | 0 | 562.52 | Commercial/Industrial | Assembly | Turnover | LED Linear - Lamp Replacement | 5.4895 | 1.3084 | 36.8449 | 0.0049742 | 0.0011421 | 20.5922 | Commercial/Industrial | College and University | Turnover | Energy Star Griddle | #DIV/0! | 1.357 | 2884.7549 | 0.3156 | 0.080771 | 1910 | Commercial/Industrial | Assembly | Existing | CO Sensors for Parking Garage Exhaust | 3.3105 | 1.895 | 5445.5559 | 0.20046 | 0.20046 | 4980.032
Commercial/Industrial | Institutional | New | Outdoor Lighting Controls | 0.76874 | 1.8228 | 18.7226 | 0 | 0 | 562.52 | Commercial/Industrial | Assembly | New | LED Linear - Lamp Replacement | 5.4895 | 1.3084 | 36.8449 | 0.0049742 | 0.0011421 | 20.5922 | Commercial/Industrial | Grocery | Turnover | Energy Star Griddle | #DIV/0! | 1.357 | 2884.7549 | 0.3156 | 0.080771 | 1910 | Commercial/Industrial | Schools K-12 | Existing | CO Sensors for Parking Garage Exhaust | 3.3105 | 1.895 | 5445.5559 | 0.20046 | 0.20046 | 4980.032
Commercial/Industrial | Lodging/Hospitality | New | Outdoor Lighting Controls | 0.76874 | 1.8228 | 18.7226 | 0 | 0 | 562.52 | Commercial/Industrial | Schools K-12 | Turnover | Premium T8 - Lamp Replacement | 5.4774 | 1.132 | 8.333 | 0.0020228 | 0.00046444 | 8.3741 | Commercial/Industrial | Healthcare | Turnover | Energy Star Griddle | #DIV/0! | 1.357 | 2884.7549 | 0.3156 | 0.080771 | 1910 | Commercial/Industrial | Schools K-12 | Existing | CO Sensors for Parking Garage Exhaust | 3.3105 | 1.895 | 5445.5559 | 0.20046 | 0.20046 | 4980.032
Commercial/Industrial | Miscellaneous | New | Outdoor Lighting Controls | 0.76874 | 1.8228 | 18.7226 | 0 | 0 | 562.52 | Commercial/Industrial | Schools K-12 | New | Premium T8 - Lamp Replacement | 5.4774 | 1.132 | 8.333 | 0.0020228 | 0.00046444 | 8.3741 | Commercial/Industrial | Hospitals | Turnover | Energy Star Griddle | #DIV/0! | 1.357 | 2884.7549 | 0.3156 | 0.080771 | 1910 | Commercial/Industrial | Schools K-12 | Existing | CO Sensors for Parking Garage Exhaust | 3.3105 | 1.895 | 5445.5559 | 0.20046 | 0.20046 | 4980.032
Commercial/Industrial | Offices | New | Outdoor Lighting Controls | 0.76874 | 1.8228 | 18.7226 | 0 | 0 | 562.52 | Commercial/Industrial | Schools K-12 | Turnover | High Efficiency PTHP | 5.4759 | 1.0807 | 2203.6129 | 0.43852 | 0.00016056 | 881.6812 | Commercial/Industrial | Institutional | Turnover | Energy Star Griddle | #DIV/0! | 1.357 | 2884.7549 | 0.3156 | 0.080771 | 1910 | Commercial/Industrial | Schools K-12 | Existing | CO Sensors for Parking Garage Exhaust | 3.3105 | 1.895 | 5445.5559 | 0.20046 | 0.20046 | 4980.032
Commercial/Industrial | Restaurants | New | Outdoor Lighting Controls | 0.76874 | 1.8228 | 18.7226 | 0 | 0 | 562.52 | Commercial/Industrial | Schools K-12 | New | High Efficiency PTHP | 5.4759 | 1.0807 | 2203.6129 | 0.43852 | 0.00016056 | 881.6812 | Commercial/Industrial | Lodging/Hospitality | Turnover | Energy Star Griddle | #DIV/0! | 1.357 | 2884.7549 | 0.3156 | 0.080771 | 1910 | Commercial/Industrial | Retail | Existing | CO Sensors for Parking Garage Exhaust | 3.3105 | 1.895 | 5445.5559 | 0.20046 | 0.20046 | 4980.032
Commercial/Industrial | Retail | New | Outdoor Lighting Controls | 0.76874 | 1.8228 | 18.7226 | 0 | 0 | 562.52 | Commercial/Industrial | Retail | Turnover | High Bay Fluorescent (T5) | 5.4478 | 1.456 | 1617.3504 | 0.18465 | 0.18116 | 998.4613 | Commercial/Industrial | Miscellaneous | Turnover | Energy Star Griddle | #DIV/0! | 1.357 | 2884.7549 | 0.3156 | 0.080771 | 1910 | Commercial/Industrial | Retail | Existing | CO Sensors for Parking Garage Exhaust | 3.3105 | 1.895 | 5445.5559 | 0.20046 | 0.20046 | 4980.032
Commercial/Industrial | Schools K-12 | New | Outdoor Lighting Controls | 0.76874 | 1.8228 | 18.7226 | 0 | 0 | 562.52 | Commercial/Industrial | Retail | New | High Bay Fluorescent (T5) | 5.4478 | 1.456 | 1617.3504 | 0.18465 | 0.18116 | 998.4613 | Commercial/Industrial | Offices | Turnover | Energy Star Griddle | #DIV/0! | 1.357 | 2884.7549 | 0.3156 | 0.080771 | 1910 | Commercial/Industrial | Lodging/Hospitality | Existing | CO Sensors for Parking Garage Exhaust | 3.3105 | 1.895 | 5445.5559 | 0.20046 | 0.20046 | 4980.032
Commercial/Industrial | Warehouse | New | Outdoor Lighting Controls | 0.76874 | 1.8228 | 18.7226 | 0 | 0 | 562.52 | Commercial/Industrial | Lodging/Hospitality | Existing | Duct Sealing Repair | 5.3825 | 1.0807 | 2203.6129 | 4.53 | 16.0439 | 22992.2611 | Commercial/Industrial | Restaurants | Turnover | Energy Star Griddle | #DIV/0! | 1.357 | 2884.7549 | 0.3156 | 0.080771 | 1910 | Commercial/Industrial | Lodging/Hospitality | Existing | CO Sensors for Parking Garage Exhaust | 3.3105 | 1.895 | 5445.5559 | 0.20046 | 0.20046 | 4980.032
Commercial/Industrial | Assembly | Existing | Interior Lighting Controls | 0.45743 | 1.8228 | -168.2291 | 0 | 0 | 402.64 | Commercial/Industrial | Lodging/Hospitality | New | Duct Sealing Repair | 5.3825 | 1.0807 | 2203.6129 | 4.53 | 16.0439 | 22992.2611 | Commercial/Industrial | Retail | Turnover | Energy Star Griddle | #DIV/0! | 1.357 | 2884.7549 | 0.3156 | 0.080771 | 1910 | Commercial/Industrial | Schools K-12 | Existing | CO Sensors for Parking Garage Exhaust | 3.3105 | 1.895 | 5445.5559 | 0.20046 | 0.20046 | 4980.032
Commercial/Industrial | Lodging/Hospitality | Existing | Interior Lighting Controls | 0.59707 | 1.8228 | -82.6641 | 0 | 0 | 525.56 | Commercial/Industrial | Schools K-12 | Turnover | High Efficiency PTAC | 5.3606 | 1.456 | 1617.3504 | 0.42936 | 0 | 863.0113 | Commercial/Industrial | Schools K-12 | Turnover | Energy Star Griddle | #DIV/0! | 1.357 | 2884.7549 | 0.3156 | 0.080771 | 1910 | Commercial/Industrial | Schools K-12 | Existing | CO Sensors for Parking Garage Exhaust | 3.3105 | 1.895 | 5445.5559 | 0.20046 | 0.20046 | 4980.032
Commercial/Industrial | Restaurants | Existing | Interior Lighting Controls | 0.53393 | 1.8228 | -121.3535 | 0 | 0 | 469.98 | Commercial/Industrial | Schools K-12 | New | High Efficiency PTAC | 5.3606 | 1.456 | 1617.3504 | 0.42936 | 0 | 863.0113 | Commercial/Industrial | Warehouse | Turnover | Energy Star Griddle | #DIV/0! | 1.357 | 2884.7549 | 0.3156 | 0.080771 | 1910 | Commercial/Industrial | Grocery | Existing | CO Sensors for Parking Garage Exhaust | 3.3105 | 1.895 | 5445.5559 | 0.20046 | 0.20046 | 4980.032
Commercial/Industrial | Assembly | New | Interior Lighting Controls | 0.45743 | 1.8228 | -168.2291 | 0 | 0 | 402.64 | Commercial/Industrial | Grocery | Existing | Smart Thermostat | 5.1712 | 1.076 | 18911.016 | 4.2896 | -0.0081399 | 11575.3008 | Commercial/Industrial | Assembly | New | Energy Star Griddle | #DIV/0! | 1.357 | 2884.7549 | 0.3156 | 0.080771 | 1910 | Commercial/Industrial | Grocery | Existing | CO Sensors for Parking Garage Exhaust | 3.3105 | 1.895 | 5445.5559 | 0.20046 | 0.20046 | 4980.032
Commercial/Industrial | Lodging/Hospitality | New | Interior Lighting Controls | 0.59707 | 1.8228 | -82.6641 | 0 | 0 | 525.56 | Commercial/Industrial | Grocery | New | Smart Thermostat | 5.1712 | 1.076 | 18911.016 | 4.2896 | -0.0081399 | 11575.3008 | Commercial/Industrial | College and University | New | Energy Star Griddle | #DIV/0! | 1.357 | 2884.7549 | 0.3156 | 0.080771 | 1910 | Commercial/Industrial | Institutional | New | CO Sensors for Parking Garage Exhaust | 3.3105 | 1.895 | 5445.5559 | 0.20046 | 0.20046 | 4980.032
Commercial/Industrial | Restaurants | New | Interior Lighting Controls | 0.53393 | 1.8228 | -121.3535 | 0 | 0 | 469.98 | Commercial/Industrial | Institutional | Turnover | LED Display Lighting (Interior) | 5.1271 | 1.3076 | 551.3294 | 0.076152 | 0.017203 | 310.106 | Commercial/Industrial | Grocery | New | Energy Star Griddle | #DIV/0! | 1.357 | 2884.7549 | 0.3156 | 0.080771 | 1910 | Commercial/Industrial | Institutional | New | CO Sensors for Parking Garage Exhaust | 3.3105 | 1.895 | 5445.5559 | 0.20046 | 0.20046 | 4980.032
Commercial/Industrial | Assembly | Turnover | CFL - 15W Flood | 9.105 | 1.8228 | 128.6044 | 0 | 0 | 200.9 | Commercial/Industrial | Institutional | New | LED Display Lighting (Interior) | 5.1271 | 1.3076 | 551.3294 | 0.076152 | 0.017203 | 310.106 | Commercial/Industrial | Healthcare | New | Energy Star Griddle | #DIV/0! | 1.357 | 2884.7549 | 0.3156 | 0.080771 | 1910 | Commercial/Industrial | Restaurants | New | CO Sensors for Parking Garage Exhaust | 3.3105 | 1.895 | 5445.5559 | 0.20046 | 0.20046 | 4980.032
Commercial/Industrial | College and University | Turnover | CFL - 15W Flood | 9.105 | 1.8228 | 128.6044 | 0 | 0 | 200.9 | Commercial/Industrial | Restaurants | Turnover | LED Display Lighting (Interior) | 5.1201 | 1.2931 | 559.7296 | 0.076537 | 5.511e-06 | 315.558 | Commercial/Industrial | Hospitals | New | Energy Star Griddle | #DIV/0! | 1.357 | 2884.7549 | 0.3156 | 0.080771 | 1910 | Commercial/Industrial | Restaurants | New | CO Sensors for Parking Garage Exhaust | 3.3105 | 1.895 | 5445.5559 | 0.20046 | 0.20046 | 4980.032
Commercial/Industrial | Grocery | Turnover | CFL - 15W Flood | 9.105 | 1.8228 | 128.6044 | 0 | 0 | 200.9 | Commercial/Industrial | Restaurants | New | LED Display Lighting (Interior) | 5.1201 | 1.2931 | 559.7296 | 0.076537 | 5.511e-06 | 315.558 | Commercial/Industrial | Institutional | New | Energy Star Griddle | #DIV/0! | 1.357 | 2884.7549 | 0.3156 | 0.080771 | 1910 | Commercial/Industrial | Offices | New | CO Sensors for Parking Garage Exhaust | 3.3105 | 1.895 | 5445.5559 | 0.20046 | 0.20046 | 4980.032
Commercial/Industrial | Healthcare | Turnover | CFL - 15W Flood | 9.105 | 1.8228 | 128.6044 | 0 | 0 | 200.9 | Commercial/Industrial | Offices | Turnover | LED Display Lighting (Interior) | 5.0558 | 1.3077 | 542.2421 | 0.07509 | 0.016963 | 305.782 | Commercial/Industrial | Lodging/Hospitality | New | Energy Star Griddle | #DIV/0! | 1.357 | 2884.7549 | 0.3156 | 0.080771 | 1910 | Commercial/Industrial | Offices | New | CO Sensors for Parking Garage Exhaust | 3.3105 | 1.895 | 5445.5559 | 0.20046 | 0.20046 | 4980.032
Commercial/Industrial | Hospitals | Turnover | CFL - 15W Flood | 9.105 | 1.8228 | 128.6044 | 0 | 0 | 200.9 | Commercial/Industrial | Offices | New | LED Display Lighting (Interior) | 5.0558 | 1.3077 | 542.2421 | 0.07509 | 0.016963 | 305.782 | Commercial/Industrial | Miscellaneous | New | Energy Star Griddle | #DIV/0! | 1.357 | 2884.7549 | 0.3156 | 0.080771 | 1910 | Commercial/Industrial | Hospitals | New | CO Sensors for Parking Garage Exhaust | 3.3105 | 1.895 | 5445.5559 | 0.20046 | 0.20046 | 4980.032
Commercial/Industrial | Institutional | Turnover | CFL - 15W Flood | 9.105 | 1.8228 | 128.6044 | 0 | 0 | 200.9 | Commercial/Industrial | Hospitals | Turnover | High Bay LED | 5.0405 | 1.4563 | 2197.3333 | 0.25451 | 0.24971 | 1376.2713 | Commercial/Industrial | Offices | New | Energy Star Griddle | #DIV/0! | 1.357 | 2884.7549 | 0.3156 | 0.080771 | 1910 | Commercial/Industrial | Hospitals | New | CO Sensors for Parking Garage Exhaust | 3.3105 | 1.895 | 5445.5559 | 0.20046 | 0.20046 | 4980.032
Commercial/Industrial | Lodging/Hospitality | Turnover | CFL - 15W Flood | 9.105 | 1.8228 | 128.6044 | 0 | 0 | 200.9 | Commercial/Industrial | Hospitals | New | High Bay LED | 5.0405 | 1.4563 | 2197.3333 | 0.25451 | 0.24971 | 1376.2713 | Commercial/Industrial | Restaurants | New | Energy Star Griddle | #DIV/0! | 1.357 | 2884.7549 | 0.3156 | 0.080771 | 1910 | Commercial/Industrial | Offices | New | CO Sensors for Parking Garage Exhaust | 3.3105 | 1.895 | 5445.5559 | 0.20046 | 0.20046 | 4980.032
Commercial/Industrial | Miscellaneous | Turnover | CFL - 15W Flood | 9.105 | 1.8228 | 128.6044 | 0 | 0 | 200.9 | Commercial/Industrial | Offices | Turnover | High Efficiency PTAC | 4.974 | 1.1292 | 1962.74 | 0.36421 | 0 | 879.7571 | Commercial/Industrial | Retail | New | Energy Star Griddle | #DIV/0! | 1.357 | 2884.7549 | 0.3156 | 0.080771 | 1910 | Commercial/Industrial | Offices | New | CO Sensors for Parking Garage Exhaust | 3.3105 | 1.895 | 5445.5559 | 0.20046 | 0.20046 | 4980.032
Commercial/Industrial | Offices | Turnover | CFL - 15W Flood | 9.105 | 1.8228 | 128.6044 | 0 | 0 | 200.9 | Commercial/Industrial | Offices | New | High Efficiency PTAC | 4.974 | 1.1292 | 1962.74 | 0.36421 | 0 | 879.7571 | Commercial/Industrial | Schools K-12 | New | Energy Star Griddle | #DIV/0! | 1.357 | 2884.7549 | 0.3156 | 0.080771 | 1910 | Commercial/Industrial | Assembly | New | CO Sensors for Parking Garage Exhaust | 3.3105 | 1.895 | 5445.5559 | 0.20046 | 0.20046 | 4980.032
Commercial/Industrial | Restaurants | Turnover | CFL - 15W Flood | 9.105 | 1.8228 | 128.6044 | 0 | 0 | 200.9 | Commercial/Industrial | Assembly | Turnover | High Efficiency PTHP | 4.9099 | 1.0808 | 1938.1957 | 0.39314 | 0.00014395 | 790.4475 | Commercial/Industrial | Warehouse | New | Energy Star Griddle | #DIV/0! | 1.357 | 2884.7549 | 0.3156 | 0.080771 | 1910 | Commercial/Industrial | Assembly | New | CO Sensors for Parking Garage Exhaust | 3.3105 | 1.895 | 5445.5559 | 0.20046 | 0.20046 | 4980.032
Commercial/Industrial | Retail | Turnover | CFL - 15W Flood | 9.105 | 1.8228 | 128.6044 | 0 | 0 | 200.9 | Commercial/Industrial | Assembly | New | High Efficiency PTHP | 4.9099 | 1.0808 | 1938.1957 | 0.39314 | 0.00014395 | 790.4475 | Commercial/Industrial | Miscellaneous | Existing | Low Flow Shower Head | 4.3563 | 1.3131 | 2778.0603 | 0.44614 | 0.29674 | 2639.9781 | Commercial/Industrial | Lodging/Hospitality | New | CO Sensors for Parking Garage Exhaust | 3.3105 | 1.895 | 5445.5559 | 0.20046 | 0.20046 | 4980.032
Commercial/Industrial | Schools K-12 | Turnover | CFL - 15W Flood | 9.105 | 1.8228 | 128.6044 | 0 | 0 | 200.9 | Commercial/Industrial | Lodging/Hospitality | Turnover | Heat Pump Water Heater | 4.8818 | 0.83885 | 64447.1391 | 2.9603 | 15.5303 | 42193.5604 | Commercial/Industrial | Miscellaneous | New | Low Flow Shower Head | 4.3563 | 1.3131 | 2778.0603 | 0.44614 | 0.29674 | 2639.9781 | Commercial/Industrial | Lodging/Hospitality | Existing | Chilled Water Controls Optimization | 12.6253 | 1.0281 | 5094.296 | 1.2051 | 0.0012011 | 2970.5121
Commercial/Industrial | Warehouse | Turnover | CFL - 15W Flood | 9.105 | 1.8228 | 128.6044 | 0 | 0 | 200.9 | Commercial/Industrial | Lodging/Hospitality | New | Heat Pump Water Heater | 4.8818 | 0.83885 | 64447.1391 | 2.9603 | 15.5303 | 42193.5604 | Commercial/Industrial | Assembly | Turnover | Heat Pump Water Heater | 1.4707 | 1.3131 | 2713.8471 | 0.74275 | 0.49402 | 4395.1625 | Commercial/Industrial | Assembly | New | Chilled Water Controls Optimization | 12.6253 | 1.0281 | 5094.296 | 1.2051 | 0.0012011 | 2970.5121
Commercial/Industrial | Assembly | New | CFL - 15W Flood | 9.105 | 1.8228 | 128.6044 | 0 | 0 | 200.9 | Commercial/Industrial | Assembly | Turnover | High Efficiency PTAC | 4.8555 | 1.0806 | 1913.0362 | 0.38889 | 0 | 781.6741 | Commercial/Industrial | Assembly | New | Heat Pump Water Heater | 1.4707 | 1.3131 | 2713.8471 | 0.74275 | 0.49402 | 4395.1625 | Commercial/Industrial | Assembly | Existing | Low Flow Shower Head | 4.2395 | 1.0427 | 4918.5405 | 0.37223 | 0.97305 | 4037.6135
Commercial/Industrial | College and University | New | CFL - 15W Flood | 9.105 | 1.8228 | 128.6044 | 0 | 0 | 200.9 | Commercial/Industrial | Assembly | New | High Efficiency PTAC | 4.8555 | 1.0806 | 1913.0362 | 0.38889 | 0 | 781.6741 | Commercial/Industrial | College and University | Existing | Faucet Aerator | 3.2968 | 1.0426 | 2588.3413 | 0.20663 | 0.54015 | 2241.317 | Commercial/Industrial | College and University | New | Low Flow Shower Head | 4.2395 | 1.0427 | 4918.5405 | 0.37223 | 0.97305 | 4037.6135
Commercial/Industrial | Grocery | New | CFL - 15W Flood | 9.105 | 1.8228 | 128.6044 | 0 | 0 | 200.9 | Commercial/Industrial | College and University | Turnover | High Bay Fluorescent (T5) | 4.8181 | 1.456 | 1397.2872 | 0.16331 | 0.16022 | 883.0693 | Commercial/Industrial | College and University | New | Faucet Aerator | 3.2968 | 1.0426 | 2588.3413 | 0.20663 | 0.54015 | 2241.317 | Commercial/Industrial | Miscellaneous | Turnover | LED Parking Lighting | 9.1602 | 2.3079 | 4728.805 | 0 | 0 | 3375.12
Commercial/Industrial | Healthcare | New | CFL - 15W Flood | 9.105 | 1.8228 | 128.6044 | 0 | 0 | 200.9 | Commercial/Industrial | Miscellaneous | Turnover | High Bay Fluorescent (T5) | 4.8181 | 1.456 | 1397.2872 | 0.16331 | 0.16022 | 883.0693 | Commercial/Industrial | Retail | Turnover | High Efficiency PTHP | 6.2922 | 1.0807 | 2585.8676 | 0.50387 | 0.00018449 | 1013.0761 | Commercial/Industrial | College and University | Turnover | LED Parking Lighting | 9.1602 | 2.3079 | 4728.805 | 0 | 0 | 3375.12
Commercial/Industrial | Hospitals | New | CFL - 15W Flood | 9.105 | 1.8228 | 128.6044 | 0 | 0 | 200.9 | Commercial/Industrial | College and University | New | High Bay Fluorescent (T5) | 4.8181 | 1.456 | 1397.2872 | 0.16331 | 0.16022 | 883.0693 | Commercial/Industrial | Retail | New | High Efficiency PTHP | 6.2922 | 1.0807 | 2585.8676 | 0.50387 | 0.00018449 | 1013.0761 | Commercial/Industrial | Miscellaneous | Turnover | LED Parking Lighting | 9.1602 | 2.3079 | 4728.805 | 0 | 0 | 3375.12
Commercial/Industrial | Institutional | New | CFL - 15W Flood | 9.105 | 1.8228 | 128.6044 | 0 | 0 | 200.9 | Commercial/Industrial | Miscellaneous | New | High Bay Fluorescent (T5) | 4.8181 | 1.456 | 1397.2872 | 0.16331 | 0.16022 | 883.0693 | Commercial/Industrial | Retail | Turnover | High Efficiency PTAC | 6.1672 | 1.0807 | 2527.3193 | 0.49393 | 0 | 992.7919 | Commercial/Industrial | Assembly | Turnover | LED Parking Lighting | 9.1602 | 2.3079 | 4728.805 | 0 | 0 | 3375.12
Commercial/Industrial | Lodging/Hospitality | New | CFL - 15W Flood | 9.105 | 1.8228 | 128.6044 | 0 | 0 | 200.9 | Commercial/Industrial | Assembly | Turnover | Energy Star Steamer | 4.7676 | 1.4137 | 12193.442 | 1.4645 | 0.85037 | 9967 | Commercial/Industrial | Retail | New | High Efficiency PTAC | 6.1672 | 1.0807 | 2527.3193 | 0.49393 | 0 | 992.7919 | Commercial/Industrial | College and University | Turnover | LED Parking Lighting | 9.1602 | 2.3079 | 4728.805 | 0 | 0 | 3375.12
Commercial/Industrial | Miscellaneous | New | CFL - 15W Flood | 9.105 | 1.8228 | 128.6044 | 0 | 0 | 200.9 | Commercial/Industrial | College and University | Turnover | Energy Star Steamer | 4.7676 | 1.4137 | 12193.442 | 1.4645 | 0.85037 | 9967 | Commercial/Industrial | Hospitals | Turnover | High Bay Fluorescent (T5) | 7.4368 | 1.4564 | 2311.9249 | 0.252 | 0.24724 | 1362.6673 | Commercial/Industrial | Grocery | Turnover | LED Parking Lighting | 9.1602 | 2.3079 | 4728.805 | 0 | 0 | 3375.12
Commercial/Industrial | Offices | New | CFL - 15W Flood | 9.105 | 1.8228 | 128.6044 | 0 | 0 | 200.9 | Commercial/Industrial | Grocery | Turnover | Energy Star Steamer | 4.7676 | 1.4137 | 12193.442 | 1.4645 | 0.85037 | 9967 | Commercial/Industrial | Hospitals | New | High Bay Fluorescent (T5) | 7.4368 | 1.4564 | 2311.9249 | 0.252 | 0.24724 | 1362.6673 | Commercial/Industrial | Healthcare | Turnover | LED Parking Lighting | 9.1602 | 2.3079 | 4728.805 | 0 | 0 | 3375.12
Commercial/Industrial | Restaurants | New | CFL - 15W Flood | 9.105 | 1.8228 | 128.6044 | 0 | 0 | 200.9 | Commercial/Industrial | Healthcare | Turnover | Energy Star Steamer | 4.7676 | 1.4137 | 12193.442 | 1.4645 | 0.85037 | 9967 | Commercial/Industrial | Offices | Turnover | High Efficiency PTHP | 5.4967 | 1.0809 | 2212.9215 | 0.44011 | 0.00016114 | 884.8808 | Commercial/Industrial | Hospitals | Turnover | LED Parking Lighting | 9.1602 | 2.3079 | 4728.805 | 0 | 0 | 3375.12
Commercial/Industrial | Retail | New | CFL - 15W Flood | 9.105 | 1.8228 | 128.6044 | 0 | 0 | 200.9 | Commercial/Industrial | Hospitals | Turnover | Energy Star Steamer | 4.7676 | 1.4137 | 12193.442 | 1.4645 | 0.85037 | 9967 | Commercial/Industrial | Offices | New | High Efficiency PTHP | 5.4967 | 1.0809 | 2212.9215 | 0.44011 | 0.00016114 | 884.8808 | Commercial/Industrial | Institutional | Turnover | LED Parking Lighting | 9.1602 | 2.3079 | 4728.805 | 0 | 0 | 3375.12
Commercial/Industrial | Schools K-12 | New | CFL - 15W Flood | 9.105 | 1.8228 | 128.6044 | 0 | 0 | 200.9 | Commercial/Industrial | Institutional | Turnover | Energy Star Steamer | 4.7676 | 1.4137 | 12193.442 | 1.4645 | 0.85037 | 9967 | Commercial/Industrial | Schools K-12 | Turnover | High Efficiency PTHP | 5.4759 | 1.0807 | 2203.6129 | 0.43852 | 0.00016056 | 881.6812 | Commercial/Industrial | Lodging/Hospitality | Turnover | LED Parking Lighting | 9.1602 | 2.3079 | 4728.805 | 0 | 0 | 3375.12
Commercial/Industrial | Warehouse | New | CFL - 15W Flood | 9.105 | 1.8228 | 128.6044 | 0 | 0 | 200.9 | Commercial/Industrial | Lodging/Hospitality | Turnover | Energy Star Steamer | 4.7676 | 1.4137 | 12193.442 | 1.4645 | 0.85037 | 9967 | Commercial/Industrial | Schools K-12 | New | High Efficiency PTHP | 5.4759 | 1.0807 | 2203.6129 | 0.43852 | 0.00016056 | 881.6812 | Commercial/Industrial | Miscellaneous | Turnover | LED Parking Lighting | 9.1602 | 2.3079 | 4728.805 | 0 | 0 | 3375.12
Commercial/Industrial | Grocery | Existing | Interior Lighting Controls | 0.88177 | 1.8228 | 91.7795 | 0 | 0 | 776.16 | Commercial/Industrial | Miscellaneous | Turnover | Energy Star Steamer | 4.7676 | 1.4137 | 12193.442 | 1.4645 | 0.85037 | 9967 | Commercial/Industrial | Hospitals | Turnover | High Bay LED | 5.0405 | 1.4563 | 2197.3333 | 0.25451 | 0.24971 | 1376.2713 | Commercial/Industrial | Offices | Turnover | LED Parking Lighting | 9.1602 | 2.3079 | 4728.805 | 0 | 0 | 3375.12
Commercial/Industrial | Healthcare | Existing | Interior Lighting Controls | 0.7997 | 1.8228 | 41.493 | 0 | 0 | 703.92 | Commercial/Industrial | Offices | Turnover | Energy Star Steamer | 4.7676 | 1.4137 | 12193.442 | 1.4645 | 0.85037 | 9967 | Commercial/Industrial | Hospitals | New | High Bay LED | 5.0405 | 1.4563 | 2197.3333 | 0.25451 | 0.24971 | 1376.2713 | Commercial/Industrial | Restaurants | Turnover | LED Parking Lighting | 9.1602 | 2.3079 | 4728.805 | 0 | 0 | 3375.12
Commercial/Industrial | Institutional | Existing | Interior Lighting Controls | 0.52471 | 1.8228 | -127.0059 | 0 | 0 | 461.86 | Commercial/Industrial | Restaurants | Turnover | Energy Star Steamer | 4.7676 | 1.4137 | 12193.442 | 1.4645 | 0.85037 | 9967 | Commercial/Industrial | Retail | Existing | Smart Thermostat | 0.94143 | 1.076 | 2178.9507 | 1.9523 | -0.0037047 | 5268.1844 | Commercial/Industrial | Retail | New | LED Parking Lighting | 9.1602 | 2.3079 | 4728.805 | 0 | 0 | 3375.12
Commercial/Industrial | Retail | Existing | Interior Lighting Controls | 0.79271 | 1.8228 | 37.205 | 0 | 0 | 697.76 | Commercial/Industrial | Retail | Turnover | Energy Star Steamer | 4.7676 | 1.4137 | 12193.442 | 1.4645 | 0.85037 | 9967 | Commercial/Industrial | Retail | New | Smart Thermostat | 0.94143 | 1.076 | 2178.9507 | 1.9523 | -0.0037047 | 5268.1844 | Commercial/Industrial | Schools K-12 | New | LED Parking Lighting | 9.1602 | 2.3079 | 4728.805 | 0 | 0 | 3375.12
Commercial/Industrial | Schools K-12 | Existing | Interior Lighting Controls | 0.37838 | 1.8228 | -216.664 | 0 | 0 | 333.06 | Commercial/Industrial | Schools K-12 | Turnover | Energy Star Steamer | 4.7676 | 1.4137 | 12193.442 | 1.4645 | 0.85037 | 9967 | Commercial/Industrial | Institutional | Existing | Chilled Water Controls Optimization | 5.7509 | 1.0281 | 2151.8667 | 0.54895 | 0.0005471 | 1353.1094 | Commercial/Industrial | Warehouse | New | LED Parking Lighting | 9.1602 | 2.3079 | 4728.805 | 0 | 0 | 3375.12
Commercial/Industrial | Warehouse | Existing | Interior Lighting Controls | 0.60821 | 1.8228 | -75.8422 | 0 | 0 | 535.36 | Commercial/Industrial | Warehouse | Turnover | Energy Star Steamer | 4.7676 | 1.4137 | 12193.442 | 1.4645 | 0.85037 | 9967 | Commercial/Industrial | Institutional | New | Chilled Water Controls Optimization | 5.7509 | 1.0281 | 2151.8667 | 0.54895 | 0.0005471 | 1353.1094 | Commercial/Industrial | Assembly | New | LED Parking Lighting | 9.1602 | 2.3079 | 4728.805 | 0 | 0 | 3375.12
Commercial/Industrial | Grocery | New | Interior Lighting Controls | 0.88177 | 1.8228 | 91.7795 | 0 | 0 | 776.16 | Commercial/Industrial | Assembly | New | Energy Star Steamer | 4.7676 | 1.4137 | 12193.442 | 1.4645 | 0.85037 | 9967 | Commercial/Industrial | Schools K-12 | Turnover | High Efficiency PTAC | 5.3606 | 1.0806 | 2149.7005 | 0.42936 | 0 | 863.0113 | Commercial/Industrial | College and University | New | LED Parking Lighting | 9.1602 | 2.3079 | 4728.805 | 0 | 0 | 3375.12
Commercial/Industrial | Healthcare | New | Interior Lighting Controls | 0.7997 | 1.8228 | 41.493 | 0 | 0 | 703.92 | Commercial/Industrial | College and University | New | Energy Star Steamer | 4.7676 | 1.4137 | 12193.442 | 1.4645 | 0.85037 | 9967 | Commercial/Industrial | Schools K-12 | New | High Efficiency PTAC | 5.3606 | 1.0806 | 2149.7005 | 0.42936 | 0 | 863.0113 | Commercial/Industrial | Grocery | New | LED Parking Lighting | 9.1602 | 2.3079 | 4728.805 | 0 | 0 | 3375.12
Commercial/Industrial | Institutional | New | Interior Lighting Controls | 0.52471 | 1.8228 | -127.0059 | 0 | 0 | 461.86 | Commercial/Industrial | Grocery | New | Energy Star Steamer | 4.7676 | 1.4137 | 12193.442 | 1.4645 | 0.85037 | 9967 | Commercial/Industrial | Retail | Existing | Airside Economizer | 5.6686 | 1.114 | 2046.9861 | -0.55142 | 0.016616 | 2468.9837 | Commercial/Industrial | Healthcare | New | LED Parking Lighting | 9.1602 | 2.3079 | 4728.805 | 0 | 0 | 3375.12
Commercial/Industrial | Retail | New | Interior Lighting Controls | 0.79271 | 1.8228 | 37.205 | 0 | 0 | 697.76 | Commercial/Industrial | Healthcare | New | Energy Star Steamer | 4.7676 | 1.4137 | 12193.442 | 1.4645 | 0.85037 | 9967 | Commercial/Industrial | Retail | New | Airside Economizer | 5.6686 | 1.114 | 2046.9861 | -0.55142 | 0.016616 | 2468.9837 | Commercial/Industrial | Hospitals | New | LED Parking Lighting | 9.1602 | 2.3079 | 4728.805 | 0 | 0 | 3375.12
Commercial/Industrial | Schools K-12 | New | Interior Lighting Controls | 0.37838 | 1.8228 | -216.664 | 0 | 0 | 333.06 | Commercial/Industrial | Hospitals | New | Energy Star Steamer | 4.7676 | 1.4137 | 12193.442 | 1.4645 | 0.85037 | 9967 | Commercial/Industrial | Restaurants | Existing | ECM Motors on Furnaces | 2.4037 | 1.3668 | 2045.6587 | 0 | 0.19492 | 1707.525 | Commercial/Industrial | Institutional | New | LED Parking Lighting | 9.1602 | 2.3079 | 4728.805 | 0 | 0 | 3375.12
Commercial/Industrial | Warehouse | New | Interior Lighting Controls | 0.60821 | 1.8228 | -75.8422 | 0 | 0 | 535.36 | Commercial/Industrial | Institutional | New | Energy Star Steamer | 4.7676 | 1.4137 | 12193.442 | 1.4645 | 0.85037 | 9967 | Commercial/Industrial | Restaurants | New | ECM Motors on Furnaces | 2.4037 | 1.3668 | 2045.6587 | 0 | 0.19492 | 1707.525 | Commercial/Industrial | Lodging/Hospitality | New | LED Parking Lighting | 9.1602 | 2.3079 | 4728.805 | 0 | 0 | 3375.12
Commercial/Industrial | College and University | Existing | Interior Lighting Controls | 0.70109 | 1.8228 | -18.9288 | 0 | 0 | 617.12 | Commercial/Industrial | Lodging/Hospitality | New | Energy Star Steamer | 4.7676 | 1.4137 | 12193.442 | 1.4645 | 0.85037 | 9967 | Commercial/Industrial | Offices | Turnover | High Efficiency PTAC | 4.974 | 1.1292 | 1962.74 | 0.36421 | 0 | 879.7571 | Commercial/Industrial | Miscellaneous | New | LED Parking Lighting | 9.1602 | 2.3079 | 4728.805 | 0 | 0 | 3375.12
Commercial/Industrial | Miscellaneous | Existing | Interior Lighting Controls | 0.70109 | 1.8228 | -18.9288 | 0 | 0 | 617.12 | Commercial/Industrial | Miscellaneous | New | Energy Star Steamer | 4.7676 | 1.4137 | 12193.442 | 1.4645 | 0.85037 | 9967 | Commercial/Industrial | Offices | New | High Efficiency PTAC | 4.974 | 1.1292 | 1962.74 | 0.36421 | 0 | 879.7571 | Commercial/Industrial | Offices | New | LED Parking Lighting | 9.1602 | 2.3079 | 4728.805 | 0 | 0 | 3375.12
Commercial/Industrial | College and University | New | Interior Lighting Controls | 0.70109 | 1.8228 | -18.9288 | 0 | 0 | 617.12 | Commercial/Industrial | Offices | New | Energy Star Steamer | 4.7676 | 1.4137 | 12193.442 | 1.4645 | 0.85037 | 9967 | Commercial/Industrial | Assembly | Turnover | High Efficiency PTHP | 4.9099 | 1.0808 | 1938.1957 | 0.39314 | 0.00014395 | 790.4475 | Commercial/Industrial | Restaurants | New | LED Parking Lighting | 9.1602 | 2.3079 | 4728.805 | 0 | 0 | 3375.12
Commercial/Industrial | Miscellaneous | New | Interior Lighting Controls | 0.70109 | 1.8228 | -18.9288 | 0 | 0 | 617.12 | Commercial/Industrial | Restaurants | New | Energy Star Steamer | 4.7676 | 1.4137 | 12193.442 | 1.4645 | 0.85037 | 9967 | Commercial/Industrial | Assembly | New | High Efficiency PTHP | 4.9099 | 1.0808 | 1938.1957 | 0.39314 | 0.00014395 | 790.4475 | Commercial/Industrial | Retail | Existing | Hot Water Pipe Insulation | 2.9917 | 1.3836 | 4724.7563 | 0.32002 | 0.55325 | 4066.7761
Commercial/Industrial | Hospitals | Existing | Interior Lighting Controls | 1.0819 | 1.8228 | 214.3773 | 0 | 0 | 952.28 | Commercial/Industrial | Retail | New | Energy Star Steamer | 4.7676 | 1.4137 | 12193.442 | 1.4645 | 0.85037 | 9967 | Commercial/Industrial | Assembly | Turnover | LED Street Lights | 3.1138 | 2.3079 | 1917.7465 | 0 | 0 | 1691.1226 | Commercial/Industrial | Schools K-12 | Existing | Hot Water Pipe Insulation | 2.9917 | 1.3836 | 4724.7563 | 0.32002 | 0.55325 | 4066.7761
Commercial/Industrial | Offices | Existing | Interior Lighting Controls | 0.51739 | 1.8228 | -131.4888 | 0 | 0 | 455.42 | Commercial/Industrial | Schools K-12 | New | Energy Star Steamer | 4.7676 | 1.4137 | 12193.442 | 1.4645 | 0.85037 | 9967 | Commercial/Industrial | College and University | Turnover | LED Street Lights | 3.1138 | 2.3079 | 1917.7465 | 0 | 0 | 1691.1226 | Commercial/Industrial | Warehouse | New | Hot Water Pipe Insulation | 2.9917 | 1.3836 | 4724.7563 | 0.32002 | 0.55325 | 4066.7761
Commercial/Industrial | Hospitals | New | Interior Lighting Controls | 1.0819 | 1.8228 | 214.3773 | 0 | 0 | 952.28 | Commercial/Industrial | Warehouse | New | Energy Star Steamer | 4.7676 | 1.4137 | 12193.442 | 1.4645 | 0.85037 | 9967 | Commercial/Industrial | Grocery | Turnover | LED Street Lights | 3.1138 | 2.3079 | 1917.7465 | 0 | 0 | 1691.1226 | Commercial/Industrial | Institutional | New | Hot Water Pipe Insulation | 2.9917 | 1.3836 | 4724.7563 | 0.32002 | 0.55325 | 4066.7761
Commercial/Industrial | Offices | New | Interior Lighting Controls | 0.51739 | 1.8228 | -131.4888 | 0 | 0 | 455.42 | Commercial/Industrial | Institutional | Turnover | Heat Pump Water Heater | 4.7065 | 1.3132 | 375798.3114 | 59.4203 | 39.5217 | 351613.0036 | Commercial/Industrial | Healthcare | Turnover | LED Street Lights | 3.1138 | 2.3079 | 1917.7465 | 0 | 0 | 1691.1226 | Commercial/Industrial | Institutional | Existing | Airside Economizer | 5.6681 | 1.1139 | 4686.5849 | -1.2625 | 0.038043 | 5652.7504
Commercial/Industrial | Assembly | Turnover | Heat Pump Pool Heater | 3.9089 | 1.8042 | 10868.1176 | 0 | 0.34381 | 9411.7647 | Commercial/Industrial | Institutional | New | Heat Pump Water Heater | 4.7065 | 1.3132 | 375798.3114 | 59.4203 | 39.5217 | 351613.0036 | Commercial/Industrial | Hospitals | Turnover | LED Street Lights | 3.1138 | 2.3079 | 1917.7465 | 0 | 0 | 1691.1226 | Commercial/Industrial | Lodging/Hospitality | New | Airside Economizer | 5.6681 | 1.1139 | 4686.5849 | -1.2625 | 0.038043 | 5652.7504
Commercial/Industrial | College and University | Turnover | Heat Pump Pool Heater | 3.9089 | 1.8042 | 10868.1176 | 0 | 0.34381 | 9411.7647 | Commercial/Industrial | Lodging/Hospitality | Existing | Low Flow Shower Head | 4.6876 | 0.74945 | 2909.5551 | 0.090394 | 0.77136 | 1708.2211 | Commercial/Industrial | Institutional | Turnover | LED Street Lights | 3.1138 | 2.3079 | 1917.7465 | 0 | 0 | 1691.1226 | Commercial/Industrial | Lodging/Hospitality | Turnover | High Efficiency PTHP | 10.6505 | 1.0808 | 4626.9196 | 0.85282 | 0.00031225 | 1714.6605
Commercial/Industrial | Grocery | Turnover | Heat Pump Pool Heater | 3.9089 | 1.8042 | 10868.1176 | 0 | 0.34381 | 9411.7647 | Commercial/Industrial | Lodging/Hospitality | New | Low Flow Shower Head | 4.6876 | 0.74945 | 2909.5551 | 0.090394 | 0.77136 | 1708.2211 | Commercial/Industrial | Lodging/Hospitality | Turnover | LED Street Lights | 3.1138 | 2.3079 | 1917.7465 | 0 | 0 | 1691.1226 | Commercial/Industrial | Schools K-12 | New | High Efficiency PTHP | 10.6505 | 1.0808 | 4626.9196 | 0.85282 | 0.00031225 | 1714.6605
Commercial/Industrial | Healthcare | Turnover | Heat Pump Pool Heater | 3.9089 | 1.8042 | 10868.1176 | 0 | 0.34381 | 9411.7647 | Commercial/Industrial | Schools K-12 | Turnover | LED Linear - Lamp Replacement | 4.5751 | 1.3183 | 29.4121 | 0.0041146 | 0.00094471 | 17.0336 | Commercial/Industrial | Miscellaneous | Turnover | LED Street Lights | 3.1138 | 2.3079 | 1917.7465 | 0 | 0 | 1691.1226 | Commercial/Industrial | Schools K-12 | Existing | Hot Water Pipe Insulation | 3.1044 | 1.4903 | 4602.0353 | 0.45432 | 0.51059 | 4066.7761
Commercial/Industrial | Hospitals | Turnover | Heat Pump Pool Heater | 3.9089 | 1.8042 | 10868.1176 | 0 | 0.34381 | 9411.7647 | Commercial/Industrial | Schools K-12 | New | LED Linear - Lamp Replacement | 4.5751 | 1.3183 | 29.4121 | 0.0041146 | 0.00094471 | 17.0336 | Commercial/Industrial | Offices | Turnover | LED Street Lights | 3.1138 | 2.3079 | 1917.7465 | 0 | 0 | 1691.1226 | Commercial/Industrial | College and University | New | Hot Water Pipe Insulation | 3.1044 | 1.4903 | 4602.0353 | 0.45432 | 0.51059 | 4066.7761
Commercial/Industrial | Institutional | Turnover | Heat Pump Pool Heater | 3.9089 | 1.8042 | 10868.1176 | 0 | 0.34381 | 9411.7647 | Commercial/Industrial | College and University | Existing | Low Flow Shower Head | 4.5189 | 0.83886 | 9150.8689 | 0.42491 | 2.2292 | 6056.4203 | Commercial/Industrial | Restaurants | Turnover | LED Street Lights | 3.1138 | 2.3079 | 1917.7465 | 0 | 0 | 1691.1226 | Commercial/Industrial | Grocery | Turnover | High Efficiency PTAC | 10.5652 | 1.0806 | 4587.6909 | 0.84622 | 0 | 1700.9037
Commercial/Industrial | Lodging/Hospitality | Turnover | Heat Pump Pool Heater | 3.9089 | 1.8042 | 10868.1176 | 0 | 0.34381 | 9411.7647 | Commercial/Industrial | Grocery | Existing | Low Flow Shower Head | 4.5189 | 0.83886 | 234.6377 | 0.010895 | 0.057159 | 155.2928 | Commercial/Industrial | Retail | Turnover | LED Street Lights | 3.1138 | 2.3079 | 1917.7465 | 0 | 0 | 1691.1226 | Commercial/Industrial | Restaurants | New | High Efficiency PTAC | 10.5652 | 1.0806 | 4587.6909 | 0.84622 | 0 | 1700.9037
Commercial/Industrial | Miscellaneous | Turnover | Heat Pump Pool Heater | 3.9089 | 1.8042 | 10868.1176 | 0 | 0.34381 | 9411.7647 | Commercial/Industrial | Restaurants | Existing | Low Flow Shower Head | 4.5189 | 0.83886 | 234.6377 | 0.010895 | 0.057159 | 155.2928 | Commercial/Industrial | Schools K-12 | Turnover | LED Street Lights | 3.1138 | 2.3079 | 1917.7465 | 0 | 0 | 1691.1226 | Commercial/Industrial | Retail | Turnover | Heat Pump Water Heater | 1.961 | 1.3132 | 4580.2237 | 0.99034 | 0.65869 | 5860.2167
Commercial/Industrial | Offices | Turnover | Heat Pump Pool Heater | 3.9089 | 1.8042 | 10868.1176 | 0 | 0.34381 | 9411.7647 | Commercial/Industrial | Retail | Existing | Low Flow Shower Head | 4.5189 | 0.83886 | 469.2753 | 0.021791 | 0.11432 | 310.5857 | Commercial/Industrial | Warehouse | Turnover | LED Street Lights | 3.1138 | 2.3079 | 1917.7465 | 0 | 0 | 1691.1226 | Commercial/Industrial | College and University | New | Heat Pump Water Heater | 1.961 | 1.3132 | 4580.2237 | 0.99034 | 0.65869 | 5860.2167
Commercial/Industrial | Restaurants | Turnover | Heat Pump Pool Heater | 3.9089 | 1.8042 | 10868.1176 | 0 | 0.34381 | 9411.7647 | Commercial/Industrial | College and University | New | Low Flow Shower Head | 4.5189 | 0.83886 | 9150.8689 | 0.42491 | 2.2292 | 6056.4203 | Commercial/Industrial | Assembly | New | LED Street Lights | 3.1138 | 2.3079 | 1917.7465 | 0 | 0 | 1691.1226 | Commercial/Industrial | Grocery | Turnover | Solar Pool Heater | 1.0975 | 1.8042 | 4525.9299 | 0 | 0.37007 | 10130.719
Commercial/Industrial | Retail | Turnover | Heat Pump Pool Heater | 3.9089 | 1.8042 | 10868.1176 | 0 | 0.34381 | 9411.7647 | Commercial/Industrial | Grocery | New | Low Flow Shower Head | 4.5189 | 0.83886 | 234.6377 | 0.010895 | 0.057159 | 155.2928 | Commercial/Industrial | College and University | New | LED Street Lights | 3.1138 | 2.3079 | 1917.7465 | 0 | 0 | 1691.1226 | Commercial/Industrial | Restaurants | Turnover | Solar Pool Heater | 1.0975 | 1.8042 | 4525.9299 | 0 | 0.37007 | 10130.719
Commercial/Industrial | Schools K-12 | Turnover | Heat Pump Pool Heater | 3.9089 | 1.8042 | 10868.1176 | 0 | 0.34381 | 9411.7647 | Commercial/Industrial | Restaurants | New | Low Flow Shower Head | 4.5189 | 0.83886 | 234.6377 | 0.010895 | 0.057159 | 155.2928 | Commercial/Industrial | Grocery | New | LED Street Lights | 3.1138 | 2.3079 | 1917.7465 | 0 | 0 | 1691.1226 | Commercial/Industrial | Retail | Turnover | Solar Pool Heater | 1.0975 | 1.8042 | 4525.9299 | 0 | 0.37007 | 10130.719
Commercial/Industrial | Warehouse | Turnover | Heat Pump Pool Heater | 3.9089 | 1.8042 | 10868.1176 | 0 | 0.34381 | 9411.7647 | Commercial/Industrial | Retail | New | Low Flow Shower Head | 4.5189 | 0.83886 | 469.2753 | 0.021791 | 0.11432 | 310.5857 | Commercial/Industrial | Healthcare | New | LED Street Lights | 3.1138 | 2.3079 | 1917.7465 | 0 | 0 | 1691.1226 | Commercial/Industrial | Assembly | Turnover | Solar Pool Heater | 1.0975 | 1.8042 | 4525.9299 | 0 | 0.37007 | 10130.719
Commercial/Industrial | Assembly | New | Heat Pump Pool Heater | 3.9089 | 1.8042 | 10868.1176 | 0 | 0.34381 | 9411.7647 | Commercial/Industrial | Assembly | Turnover | LED Display Lighting (Interior) | 4.4695 | 1.3075 | 467.7664 | 0.066388 | 0.014997 | 270.344 | Commercial/Industrial | Hospitals | New | LED Street Lights | 3.1138 | 2.3079 | 1917.7465 | 0 | 0 | 1691.1226 | Commercial/Industrial | Assembly | Turnover | Solar Pool Heater | 1.0975 | 1.8042 | 4525.9299 | 0 | 0.37007 | 10130.719
Commercial/Industrial | College and University | New | Heat Pump Pool Heater | 3.9089 | 1.8042 | 10868.1176 | 0 | 0.34381 | 9411.7647 | Commercial/Industrial | Assembly | New | LED Display Lighting (Interior) | 4.4695 | 1.3075 | 467.7664 | 0.066388 | 0.014997 | 270.344 | Commercial/Industrial | Institutional | New | LED Street Lights | 3.1138 | 2.3079 | 1917.7465 | 0 | 0 | 1691.1226 | Commercial/Industrial | Miscellaneous | Turnover | Solar Pool Heater | 1.0975 | 1.8042 | 4525.9299 | 0 | 0.37007 | 10130.719
Commercial/Industrial | Grocery | New | Heat Pump Pool Heater | 3.9089 | 1.8042 | 10868.1176 | 0 | 0.34381 | 9411.7647 | Commercial/Industrial | Miscellaneous | Turnover | Heat Pump Water Heater | 4.4124 | 1.3132 | 278242.1303 | 44.5652 | 29.6412 | 263709.7527 | Commercial/Industrial | Lodging/Hospitality | New | LED Street Lights | 3.1138 | 2.3079 | 1917.7465 | 0 | 0 | 1691.1226 | Commercial/Industrial | Miscellaneous | Turnover | Solar Pool Heater | 1.0975 | 1.8042 | 4525.9299 | 0 | 0.37007 | 10130.719
Commercial/Industrial | Healthcare | New | Heat Pump Pool Heater | 3.9089 | 1.8042 | 10868.1176 | 0 | 0.34381 | 9411.7647 | Commercial/Industrial | Miscellaneous | New | Heat Pump Water Heater | 4.4124 | 1.3132 | 278242.1303 | 44.5652 | 29.6412 | 263709.7527 | Commercial/Industrial | Miscellaneous | New | LED Street Lights | 3.1138 | 2.3079 | 1917.7465 | 0 | 0 | 1691.1226 | Commercial/Industrial | Retail | Turnover | Solar Pool Heater | 1.0975 | 1.8042 | 4525.9299 | 0 | 0.37007 | 10130.719
Commercial/Industrial | Hospitals | New | Heat Pump Pool Heater | 3.9089 | 1.8042 | 10868.1176 | 0 | 0.34381 | 9411.7647 | Commercial/Industrial | Retail | Existing | Duct Sealing Repair | 4.3717 | 0.80989 | 22153.9835 | 1.2455 | 4.4113 | 6321.8213 | Commercial/Industrial | Offices | New | LED Street Lights | 3.1138 | 2.3079 | 1917.7465 | 0 | 0 | 1691.1226 | Commercial/Industrial | Retail | Turnover | Solar Pool Heater | 1.0975 | 1.8042 | 4525.9299 | 0 | 0.37007 | 10130.719
Commercial/Industrial | Institutional | New | Heat Pump Pool Heater | 3.9089 | 1.8042 | 10868.1176 | 0 | 0.34381 | 9411.7647 | Commercial/Industrial | Retail | New | Duct Sealing Repair | 4.3717 | 0.80989 | 22153.9835 | 1.2455 | 4.4113 | 6321.8213 | Commercial/Industrial | Restaurants | New | LED Street Lights | 3.1138 | 2.3079 | 1917.7465 | 0 | 0 | 1691.1226 | Commercial/Industrial | Institutional | Turnover | Solar Pool Heater | 1.0975 | 1.8042 | 4525.9299 | 0 | 0.37007 | 10130.719
Commercial/Industrial | Lodging/Hospitality | New | Heat Pump Pool Heater | 3.9089 | 1.8042 | 10868.1176 | 0 | 0.34381 | 9411.7647 | Commercial/Industrial | Institutional | Existing | Low Flow Shower Head | 4.3564 | 1.3131 | 3595.1369 | 0.57736 | 0.38401 | 3416.4422 | Commercial/Industrial | Retail | New | LED Street Lights | 3.1138 | 2.3079 | 1917.7465 | 0 | 0 | 1691.1226 | Commercial/Industrial | Institutional | Turnover | Solar Pool Heater | 1.0975 | 1.8042 | 4525.9299 | 0 | 0.37007 | 10130.719
Commercial/Industrial | Miscellaneous | New | Heat Pump Pool Heater | 3.9089 | 1.8042 | 10868.1176 | 0 | 0.34381 | 9411.7647 | Commercial/Industrial | Institutional | New | Low Flow Shower Head | 4.3564 | 1.3131 | 3595.1369 | 0.57736 | 0.38401 | 3416.4422 | Commercial/Industrial | Schools K-12 | New | LED Street Lights | 3.1138 | 2.3079 | 1917.7465 | 0 | 0 | 1691.1226 | Commercial/Industrial | Miscellaneous | Turnover | Solar Pool Heater | 1.0975 | 1.8042 | 4525.9299 | 0 | 0.37007 | 10130.719
Commercial/Industrial | Offices | New | Heat Pump Pool Heater | 3.9089 | 1.8042 | 10868.1176 | 0 | 0.34381 | 9411.7647 | Commercial/Industrial | Miscellaneous | Existing | Low Flow Shower Head | 4.3563 | 1.3131 | 2778.0603 | 0.44614 | 0.29674 | 2639.9781 | Commercial/Industrial | Warehouse | New | LED Street Lights | 3.1138 | 2.3079 | 1917.7465 | 0 | 0 | 1691.1226 | Commercial/Industrial | Miscellaneous | Turnover | Solar Pool Heater | 1.0975 | 1.8042 | 4525.9299 | 0 | 0.37007 | 10130.719
Commercial/Industrial | Restaurants | New | Heat Pump Pool Heater | 3.9089 | 1.8042 | 10868.1176 | 0 | 0.34381 | 9411.7647 | Commercial/Industrial | Miscellaneous | New | Low Flow Shower Head | 4.3563 | 1.3131 | 2778.0603 | 0.44614 | 0.29674 | 2639.9781 | Commercial/Industrial | Assembly | Turnover | High Efficiency PTAC | 4.8555 | 1.0806 | 1913.0362 | 0.38889 | 0 | 781.6741 | Commercial/Industrial | Assembly | New | Solar Pool Heater | 1.0975 | 1.8042 | 4525.9299 | 0 | 0.37007 | 10130.719
Commercial/Industrial | Retail | New | Heat Pump Pool Heater | 3.9089 | 1.8042 | 10868.1176 | 0 | 0.34381 | 9411.7647 | Commercial/Industrial | Assembly | Existing | Low Flow Shower Head | 4.3546 | 1.3126 | 163.4153 | 0.026243 | 0.017455 | 155.2928 | Commercial/Industrial | Assembly | New | High Efficiency PTAC | 4.8555 | 1.0806 | 1913.0362 | 0.38889 | 0 | 781.6741 | Commercial/Industrial | Offices | New | Solar Pool Heater | 1.0975 | 1.8042 | 4525.9299 | 0 | 0.37007 | 10130.719
Commercial/Industrial | Schools K-12 | New | Heat Pump Pool Heater | 3.9089 | 1.8042 | 10868.1176 | 0 | 0.34381 | 9411.7647 | Commercial/Industrial | Offices | Existing | Low Flow Shower Head | 4.3546 | 1.3126 | 326.8306 | 0.052487 | 0.03491 | 310.5857 | Commercial/Industrial | Assembly | Existing | Airside Economizer | 5.9003 | 1.2115 | 1833.2223 | -0.46324 | 2.0439e-05 | 2253.2313 | Commercial/Industrial | Schools K-12 | New | Solar Pool Heater | 1.0975 | 1.8042 | 4525.9299 | 0 | 0.37007 | 10130.719
Commercial/Industrial | Warehouse | New | Heat Pump Pool Heater | 3.9089 | 1.8042 | 10868.1176 | 0 | 0.34381 | 9411.7647 | Commercial/Industrial | Schools K-12 | Existing | Low Flow Shower Head | 4.3546 | 1.3126 | 163.4153 | 0.026243 | 0.017455 | 155.2928 | Commercial/Industrial | Assembly | New | Airside Economizer | 5.9003 | 1.2115 | 1833.2223 | -0.46324 | 2.0439e-05 | 2253.2313 | Commercial/Industrial | Warehouse | New | Solar Pool Heater | 1.0975 | 1.8042 | 4525.9299 | 0 | 0.37007 | 10130.719
Commercial/Industrial | Assembly | Turnover | Solar Pool Heater | 1.0975 | 1.8042 | 4525.9299 | 0 | 0.37007 | 10130.719 | Commercial/Industrial | Warehouse | Existing | Low Flow Shower Head | 4.3546 | 1.3126 | 163.4153 | 0.026243 | 0.017455 | 155.2928 | Commercial/Industrial | Grocery | Turnover | High Bay Fluorescent (T5) | 6.0599 | 1.456 | 1831.3007 | 0.20539 | 0.20151 | 1110.648 | Commercial/Industrial | Assembly | New | Solar Pool Heater | 1.0975 | 1.8042 | 4525.9299 | 0 | 0.37007 | 10130.719
Commercial/Industrial | College and University | Turnover | Solar Pool Heater | 1.0975 | 1.8042 | 4525.9299 | 0 | 0.37007 | 10130.719 | Commercial/Industrial | Assembly | New | Low Flow Shower Head | 4.3546 | 1.3126 | 163.4153 | 0.026243 | 0.017455 | 155.2928 | Commercial/Industrial | Grocery | New | High Bay Fluorescent (T5) | 6.0599 | 1.456 | 1831.3007 | 0.20539 | 0.20151 | 1110.648 | Commercial/Industrial | Offices | New | Solar Pool Heater | 1.0975 | 1.8042 | 4525.9299 | 0 | 0.37007 | 10130.719
Commercial/Industrial | Grocery | Turnover | Solar Pool Heater | 1.0975 | 1.8042 | 4525.9299 | 0 | 0.37007 | 10130.719 | Commercial/Industrial | Offices | New | Low Flow Shower Head | 4.3546 | 1.3126 | 326.8306 | 0.052487 | 0.03491 | 310.5857 | Commercial/Industrial | Offices | Existing | Thermostatic Shower Restriction Valve | 8.5805 | 1.3131 | 1773.2629 | 0.25802 | 0.17162 | 1526.8189 | Commercial/Industrial | Schools K-12 | New | Solar Pool Heater | 1.0975 | 1.8042 | 4525.9299 | 0 | 0.37007 | 10130.719
Commercial/Industrial | Healthcare | Turnover | Solar Pool Heater | 1.0975 | 1.8042 | 4525.9299 | 0 | 0.37007 | 10130.719 | Commercial/Industrial | Schools K-12 | New | Low Flow Shower Head | 4.3546 | 1.3126 | 163.4153 | 0.026243 | 0.017455 | 155.2928 | Commercial/Industrial | Offices | New | Thermostatic Shower Restriction Valve | 8.5805 | 1.3131 | 1773.2629 | 0.25802 | 0.17162 | 1526.8189 | Commercial/Industrial | Warehouse | New | Solar Pool Heater | 1.0975 | 1.8042 | 4525.9299 | 0 | 0.37007 | 10130.719
Commercial/Industrial | Hospitals | Turnover | Solar Pool Heater | 1.0975 | 1.8042 | 4525.9299 | 0 | 0.37007 | 10130.719 | Commercial/Industrial | Warehouse | New | Low Flow Shower Head | 4.3546 | 1.3126 | 163.4153 | 0.026243 | 0.017455 | 155.2928 | Commercial/Industrial | Grocery | Turnover | High Bay LED | 4.1079 | 1.4561 | 1711.911 | 0.20744 | 0.20353 | 1121.736 | Commercial/Industrial | Grocery | New | Solar Pool Heater | 1.0975 | 1.8042 | 4525.9299 | 0 | 0.37007 | 10130.719
Commercial/Industrial | Institutional | Turnover | Solar Pool Heater | 1.0975 | 1.8042 | 4525.9299 | 0 | 0.37007 | 10130.719 | Commercial/Industrial | Grocery | Existing | ENERGY STAR certified buildings program | 4.3308 | 0.98908 | 141899.0172 | 11.4107 | 22.1093 | 36958.0211 | Commercial/Industrial | Grocery | New | High Bay LED | 4.1079 | 1.4561 | 1711.911 | 0.20744 | 0.20353 | 1121.736 | Commercial/Industrial | Grocery | New | Solar Pool Heater | 1.0975 | 1.8042 | 4525.9299 | 0 | 0.37007 | 10130.719
Commercial/Industrial | Lodging/Hospitality | Turnover | Solar Pool Heater | 1.0975 | 1.8042 | 4525.9299 | 0 | 0.37007 | 10130.719 | Commercial/Industrial | Grocery | New | ENERGY STAR certified buildings program | 4.3308 | 0.98908 | 141899.0172 | 11.4107 | 22.1093 | 36958.0211 | Commercial/Industrial | Miscellaneous | Existing | Faucet Aerator | 3.6233 | 1.25 | 1708.3219 | 0.32974 | 0.19858 | 1582.1061 | Commercial/Industrial | Restaurants | New | Solar Pool Heater | 1.0975 | 1.8042 | 4525.9299 | 0 | 0.37007 | 10130.719
Commercial/Industrial | Miscellaneous | Turnover | Solar Pool Heater | 1.0975 | 1.8042 | 4525.9299 | 0 | 0.37007 | 10130.719 | Commercial/Industrial | Restaurants | Existing | Smart Thermostat | 4.3108 | 1.076 | 19051.5842 | 4.4698 | -0.0084818 | 12061.5342 | Commercial/Industrial | Miscellaneous | New | Faucet Aerator | 3.6233 | 1.25 | 1708.3219 | 0.32974 | 0.19858 | 1582.1061 | Commercial/Industrial | Restaurants | New | Solar Pool Heater | 1.0975 | 1.8042 | 4525.9299 | 0 | 0.37007 | 10130.719
Commercial/Industrial | Offices | Turnover | Solar Pool Heater | 1.0975 | 1.8042 | 4525.9299 | 0 | 0.37007 | 10130.719 | Commercial/Industrial | Restaurants | New | Smart Thermostat | 4.3108 | 1.076 | 19051.5842 | 4.4698 | -0.0084818 | 12061.5342 | Commercial/Industrial | Healthcare | Turnover | High Bay Fluorescent (T5) | 5.4969 | 1.4563 | 1634.1608 | 0.18628 | 0.18276 | 1007.276 | Commercial/Industrial | College and University | New | Solar Pool Heater | 1.0975 | 1.8042 | 4525.9299 | 0 | 0.37007 | 10130.719
Commercial/Industrial | Restaurants | Turnover | Solar Pool Heater | 1.0975 | 1.8042 | 4525.9299 | 0 | 0.37007 | 10130.719 | Commercial/Industrial | College and University | Turnover | High Efficiency PTHP | 4.2813 | 1.2669 | 1588.9382 | 0.24922 | 0.075355 | 875.9712 | Commercial/Industrial | Healthcare | New | High Bay Fluorescent (T5) | 5.4969 | 1.4563 | 1634.1608 | 0.18628 | 0.18276 | 1007.276 | Commercial/Industrial | College and University | Turnover | Variable Refrigerant Flow (VRF) HVAC Systems | 1.2249 | 1.2993 | 4509.6997 | 1.8466 | 1.8664 | 6068.4799
Commercial/Industrial | Retail | Turnover | Solar Pool Heater | 1.0975 | 1.8042 | 4525.9299 | 0 | 0.37007 | 10130.719 | Commercial/Industrial | College and University | New | High Efficiency PTHP | 4.2813 | 1.2669 | 1588.9382 | 0.24922 | 0.075355 | 875.9712 | Commercial/Industrial | Restaurants | Turnover | Variable Refrigerant Flow (VRF) HVAC Systems | 0.97163 | 1.2993 | 1623.9201 | 1.4649 | 1.4806 | 4814.0178 | Commercial/Industrial | Hospitals | New | Variable Refrigerant Flow (VRF) HVAC Systems | 1.2249 | 1.2993 | 4509.6997 | 1.8466 | 1.8664 | 6068.4799
Commercial/Industrial | Schools K-12 | Turnover | Solar Pool Heater | 1.0975 | 1.8042 | 4525.9299 | 0 | 0.37007 | 10130.719 | Commercial/Industrial | Hospitals | Existing | Low Flow Shower Head | 4.2395 | 1.0427 | 4918.5405 | 0.37223 | 0.97305 | 4037.6135 | Commercial/Industrial | Restaurants | New | Variable Refrigerant Flow (VRF) HVAC Systems | 0.97163 | 1.2993 | 1623.9201 | 1.4649 | 1.4806 | 4814.0178 | Commercial/Industrial | Hospitals | Existing | Airside Economizer | 5.6685 | 1.114 | 4497.6558 | -1.2116 | 0.036509 | 5424.8726
Commercial/Industrial | Warehouse | Turnover | Solar Pool Heater | 1.0975 | 1.8042 | 4525.9299 | 0 | 0.37007 | 10130.719 | Commercial/Industrial | Hospitals | New | Low Flow Shower Head | 4.2395 | 1.0427 | 4918.5405 | 0.37223 | 0.97305 | 4037.6135 | Commercial/Industrial | Retail | Turnover | High Bay Fluorescent (T5) | 5.4478 | 1.456 | 1617.3504 | 0.18465 | 0.18116 | 998.4613 | Commercial/Industrial | Healthcare | New | Airside Economizer | 5.6685 | 1.114 | 4497.6558 | -1.2116 | 0.036509 | 5424.8726
Commercial/Industrial | Assembly | New | Solar Pool Heater | 1.0975 | 1.8042 | 4525.9299 | 0 | 0.37007 | 10130.719 | Commercial/Industrial | Healthcare | Existing | Low Flow Shower Head | 4.2384 | 1.0424 | 189.1746 | 0.014317 | 0.037425 | 155.2928 | Commercial/Industrial | Retail | New | High Bay Fluorescent (T5) | 5.4478 | 1.456 | 1617.3504 | 0.18465 | 0.18116 | 998.4613 | Commercial/Industrial | Healthcare | Existing | Duct Sealing Repair | 1.1562 | 0.8099 | 4496.8803 | 0.4624 | 1.6377 | 2346.9401
Commercial/Industrial | College and University | New | Solar Pool Heater | 1.0975 | 1.8042 | 4525.9299 | 0 | 0.37007 | 10130.719 | Commercial/Industrial | Healthcare | New | Low Flow Shower Head | 4.2384 | 1.0424 | 189.1746 | 0.014317 | 0.037425 | 155.2928 | Commercial/Industrial | College and University | Turnover | High Efficiency PTHP | 4.2813 | 1.2669 | 1588.9382 | 0.24922 | 0.075355 | 875.9712 | Commercial/Industrial | Restaurants | New | Duct Sealing Repair | 1.1562 | 0.8099 | 4496.8803 | 0.4624 | 1.6377 | 2346.9401
Commercial/Industrial | Grocery | New | Solar Pool Heater | 1.0975 | 1.8042 | 4525.9299 | 0 | 0.37007 | 10130.719 | Commercial/Industrial | Restaurants | Existing | ENERGY STAR certified buildings program | 4.1858 | 0.98907 | 146859.1113 | 11.89 | 23.038 | 38510.4852 | Commercial/Industrial | College and University | New | High Efficiency PTHP | 4.2813 | 1.2669 | 1588.9382 | 0.24922 | 0.075355 | 875.9712 | Commercial/Industrial | Restaurants | Existing | Chilled Water Controls Optimization | 10.6467 | 1.0281 | 4247.3807 | 1.0162 | 0.0010128 | 2504.9773
Commercial/Industrial | Healthcare | New | Solar Pool Heater | 1.0975 | 1.8042 | 4525.9299 | 0 | 0.37007 | 10130.719 | Commercial/Industrial | Restaurants | New | ENERGY STAR certified buildings program | 4.1858 | 0.98907 | 146859.1113 | 11.89 | 23.038 | 38510.4852 | Commercial/Industrial | Grocery | Existing | Hot Water Pipe Insulation | 2.9915 | 1.3835 | 1574.9188 | 0.10667 | 0.18442 | 1355.592 | Commercial/Industrial | Warehouse | New | Chilled Water Controls Optimization | 10.6467 | 1.0281 | 4247.3807 | 1.0162 | 0.0010128 | 2504.9773
Commercial/Industrial | Hospitals | New | Solar Pool Heater | 1.0975 | 1.8042 | 4525.9299 | 0 | 0.37007 | 10130.719 | Commercial/Industrial | Warehouse | Turnover | High Bay Fluorescent (T5) | 4.1797 | 1.456 | 1174.1676 | 0.14167 | 0.13899 | 766.0747 | Commercial/Industrial | Grocery | New | Hot Water Pipe Insulation | 2.9915 | 1.3835 | 1574.9188 | 0.10667 | 0.18442 | 1355.592 | Commercial/Industrial | Warehouse | Turnover | Variable Refrigerant Flow (VRF) HVAC Systems | 1.1673 | 1.2993 | 3853.7508 | 1.7598 | 1.7787 | 5783.3358
Commercial/Industrial | Institutional | New | Solar Pool Heater | 1.0975 | 1.8042 | 4525.9299 | 0 | 0.37007 | 10130.719 | Commercial/Industrial | Warehouse | New | High Bay Fluorescent (T5) | 4.1797 | 1.456 | 1174.1676 | 0.14167 | 0.13899 | 766.0747 | Commercial/Industrial | College and University | Turnover | High Efficiency PTAC | 4.1592 | 1.24 | 1572.5281 | 0.24769 | 0 | 867.1977 | Commercial/Industrial | College and University | New | Variable Refrigerant Flow (VRF) HVAC Systems | 1.1673 | 1.2993 | 3853.7508 | 1.7598 | 1.7787 | 5783.3358
Commercial/Industrial | Lodging/Hospitality | New | Solar Pool Heater | 1.0975 | 1.8042 | 4525.9299 | 0 | 0.37007 | 10130.719 | Commercial/Industrial | College and University | Turnover | High Efficiency PTAC | 4.1592 | 1.24 | 1572.5281 | 0.24769 | 0 | 867.1977 | Commercial/Industrial | College and University | New | High Efficiency PTAC | 4.1592 | 1.24 | 1572.5281 | 0.24769 | 0 | 867.1977 | Commercial/Industrial | College and University | Existing | Chilled Water Controls Optimization | 9.6852 | 1.0281 | 3835.9576 | 0.9245 | 0.00092139 | 2278.8251
Commercial/Industrial | Miscellaneous | New | Solar Pool Heater | 1.0975 | 1.8042 | 4525.9299 | 0 | 0.37007 | 10130.719 | Commercial/Industrial | College and University | New | High Efficiency PTAC | 4.1592 | 1.24 | 1572.5281 | 0.24769 | 0 | 867.1977 | Commercial/Industrial | Assembly | Existing | Hot Water Pipe Insulation | 3.1041 | 1.4902 | 1534.0118 | 0.15144 | 0.1702 | 1355.592 | Commercial/Industrial | Assembly | New | Chilled Water Controls Optimization | 9.6852 | 1.0281 | 3835.9576 | 0.9245 | 0.00092139 | 2278.8251
Commercial/Industrial | Offices | New | Solar Pool Heater | 1.0975 | 1.8042 | 4525.9299 | 0 | 0.37007 | 10130.719 | Commercial/Industrial | Assembly | Existing | Floating Head Pressure Controls | 4.1176 | 1.4884 | 3655.8052 | 0.38051 | 0.1781 | 2523.5714 | Commercial/Industrial | Healthcare | Existing | Hot Water Pipe Insulation | 3.1041 | 1.4902 | 1534.0118 | 0.15144 | 0.1702 | 1355.592 | Commercial/Industrial | Grocery | Existing | Floating Head Pressure Controls | 4.1176 | 1.4884 | 3655.8052 | 0.38051 | 0.1781 | 2523.5714
Commercial/Industrial | Restaurants | New | Solar Pool Heater | 1.0975 | 1.8042 | 4525.9299 | 0 | 0.37007 | 10130.719 | Commercial/Industrial | Grocery | Existing | Floating Head Pressure Controls | 4.1176 | 1.4884 | 3655.8052 | 0.38051 | 0.1781 | 2523.5714 | Commercial/Industrial | Schools K-12 | Existing | Hot Water Pipe Insulation | 3.1041 | 1.4902 | 1534.0118 | 0.15144 | 0.1702 | 1355.592 | Commercial/Industrial | Institutional | Existing | Floating Head Pressure Controls | 4.1176 | 1.4884 | 3655.8052 | 0.38051 | 0.1781 | 2523.5714
Commercial/Industrial | Retail | New | Solar Pool Heater | 1.0975 | 1.8042 | 4525.9299 | 0 | 0.37007 | 10130.719 | Commercial/Industrial | Institutional | Existing | Floating Head Pressure Controls | 4.1176 | 1.4884 | 3655.8052 | 0.38051 | 0.1781 | 2523.5714 | Commercial/Industrial | Warehouse | Existing | Hot Water Pipe Insulation | 3.1041 | 1.4902 | 1534.0118 | 0.15144 | 0.1702 | 1355.592 | Commercial/Industrial | Miscellaneous | Existing | Floating Head Pressure Controls | 4.1176 | 1.4884 | 3655.8052 | 0.38051 | 0.1781 | 2523.5714
Commercial/Industrial | Schools K-12 | New | Solar Pool Heater | 1.0975 | 1.8042 | 4525.9299 | 0 | 0.37007 | 10130.719 | Commercial/Industrial | Miscellaneous | Existing | Floating Head Pressure Controls | 4.1176 | 1.4884 | 3655.8052 | 0.38051 | 0.1781 | 2523.5714 | Commercial/Industrial | Assembly | New | Hot Water Pipe Insulation | 3.1041 | 1.4902 | 1534.0118 | 0.15144 | 0.1702 | 1355.592 | Commercial/Industrial | Offices | Existing | Floating Head Pressure Controls | 4.1176 | 1.4884 | 3655.8052 | 0.38051 | 0.1781 | 2523.5714
Commercial/Industrial | Warehouse | New | Solar Pool Heater | 1.0975 | 1.8042 | 4525.9299 | 0 | 0.37007 | 10130.719 | Commercial/Industrial | Offices | Existing | Floating Head Pressure Controls | 4.1176 | 1.4884 | 3655.8052 | 0.38051 | 0.1781 | 2523.5714 | Commercial/Industrial | Healthcare | New | Hot Water Pipe Insulation | 3.1041 | 1.4902 | 1534.0118 | 0.15144 | 0.1702 | 1355.592 | Commercial/Industrial | Retail | Existing | Floating Head Pressure Controls | 4.1176 | 1.4884 | 3655.8052 | 0.38051 | 0.1781 | 2523.5714
Commercial/Industrial | Schools K-12 | Existing | Bi-Level Lighting Control (Interior) | 0.17686 | 1.8026 | -811.2196 | 0.0010138 | 0 | 368.745 | Commercial/Industrial | Retail | Existing | Floating Head Pressure Controls | 4.1176 | 1.4884 | 3655.8052 | 0.38051 | 0.1781 | 2523.5714 | Commercial/Industrial | Schools K-12 | New | Hot Water Pipe Insulation | 3.1041 | 1.4902 | 1534.0118 | 0.15144 | 0.1702 | 1355.592 | Commercial/Industrial | Warehouse | Existing | Floating Head Pressure Controls | 4.1176 | 1.4884 | 3655.8052 | 0.38051 | 0.1781 | 2523.5714
Commercial/Industrial | Schools K-12 | New | Bi-Level Lighting Control (Interior) | 0.17686 | 1.8026 | -811.2196 | 0.0010138 | 0 | 368.745 | Commercial/Industrial | Warehouse | Existing | Floating Head Pressure Controls | 4.1176 | 1.4884 | 3655.8052 | 0.38051 | 0.1781 | 2523.5714 | Commercial/Industrial | Warehouse | New | Hot Water Pipe Insulation | 3.1041 | 1.4902 | 1534.0118 | 0.15144 | 0.1702 | 1355.592 | Commercial/Industrial | Assembly | Existing | Floating Head Pressure Controls | 4.1176 | 1.4884 | 3655.8052 | 0.38051 | 0.1781 | 2523.5714
Commercial/Industrial | Offices | Existing | Bi-Level Lighting Control (Interior) | 0.24181 | 1.8024 | -716.225 | 0.0013863 | 0 | 504.215 | Commercial/Industrial | Assembly | New | Floating Head Pressure Controls | 4.1176 | 1.4884 | 3655.8052 | 0.38051 | 0.1781 | 2523.5714 | Commercial/Industrial | Healthcare | Turnover | High Bay LED | 3.7258 | 1.4562 | 1512.8029 | 0.18814 | 0.18458 | 1017.332 | Commercial/Industrial | Grocery | New | Floating Head Pressure Controls | 4.1176 | 1.4884 | 3655.8052 | 0.38051 | 0.1781 | 2523.5714
Commercial/Industrial | Offices | New | Bi-Level Lighting Control (Interior) | 0.24181 | 1.8024 | -716.225 | 0.0013863 | 0 | 504.215 | Commercial/Industrial | Grocery | New | Floating Head Pressure Controls | 4.1176 | 1.4884 | 3655.8052 | 0.38051 | 0.1781 | 2523.5714 | Commercial/Industrial | Healthcare | New | High Bay LED | 3.7258 | 1.4562 | 1512.8029 | 0.18814 | 0.18458 | 1017.332 | Commercial/Industrial | Institutional | New | Floating Head Pressure Controls | 4.1176 | 1.4884 | 3655.8052 | 0.38051 | 0.1781 | 2523.5714
Commercial/Industrial | Institutional | Existing | Bi-Level Lighting Control (Interior) | 0.24522 | 1.8023 | -711.2253 | 0.0014059 | 0 | 511.345 | Commercial/Industrial | Institutional | New | Floating Head Pressure Controls | 4.1176 | 1.4884 | 3655.8052 | 0.38051 | 0.1781 | 2523.5714 | Commercial/Industrial | Assembly | Turnover | Variable Speed Pool Pump | 1.0919 | 1.1844 | 1496.9496 | 0.7602 | 0.118 | 3230.25 | Commercial/Industrial | Miscellaneous | New | Floating Head Pressure Controls | 4.1176 | 1.4884 | 3655.8052 | 0.38051 | 0.1781 | 2523.5714
Commercial/Industrial | Institutional | New | Bi-Level Lighting Control (Interior) | 0.24522 | 1.8023 | -711.2253 | 0.0014059 | 0 | 511.345 | Commercial/Industrial | Miscellaneous | New | Floating Head Pressure Controls | 4.1176 | 1.4884 | 3655.8052 | 0.38051 | 0.1781 | 2523.5714 | Commercial/Industrial | College and University | Turnover | Variable Speed Pool Pump | 1.0919 | 1.1844 | 1496.9496 | 0.7602 | 0.118 | 3230.25 | Commercial/Industrial | Offices | New | Floating Head Pressure Controls | 4.1176 | 1.4884 | 3655.8052 | 0.38051 | 0.1781 | 2523.5714
Commercial/Industrial | Healthcare | Existing | Bi-Level Lighting Control (Interior) | 0.37371 | 1.8022 | -523.3014 | 0.0021427 | 0 | 779.34 | Commercial/Industrial | Offices | New | Floating Head Pressure Controls | 4.1176 | 1.4884 | 3655.8052 | 0.38051 | 0.1781 | 2523.5714 | Commercial/Industrial | Grocery | Turnover | Variable Speed Pool Pump | 1.0919 | 1.1844 | 1496.9496 | 0.7602 | 0.118 | 3230.25 | Commercial/Industrial | Retail | New | Floating Head Pressure Controls | 4.1176 | 1.4884 | 3655.8052 | 0.38051 | 0.1781 | 2523.5714
Commercial/Industrial | Healthcare | New | Bi-Level Lighting Control (Interior) | 0.37371 | 1.8022 | -523.3014 | 0.0021427 | 0 | 779.34 | Commercial/Industrial | Retail | New | Floating Head Pressure Controls | 4.1176 | 1.4884 | 3655.8052 | 0.38051 | 0.1781 | 2523.5714 | Commercial/Industrial | Healthcare | Turnover | Variable Speed Pool Pump | 1.0919 | 1.1844 | 1496.9496 | 0.7602 | 0.118 | 3230.25 | Commercial/Industrial | Warehouse | New | Floating Head Pressure Controls | 4.1176 | 1.4884 | 3655.8052 | 0.38051 | 0.1781 | 2523.5714
Commercial/Industrial | Hospitals | Existing | Bi-Level Lighting Control (Interior) | 0.50554 | 1.8021 | -330.4864 | 0.0028987 | 0 | 1054.31 | Commercial/Industrial | Warehouse | New | Floating Head Pressure Controls | 4.1176 | 1.4884 | 3655.8052 | 0.38051 | 0.1781 | 2523.5714 | Commercial/Industrial | Hospitals | Turnover | Variable Speed Pool Pump | 1.0919 | 1.1844 | 1496.9496 | 0.7602 | 0.118 | 3230.25 | Commercial/Industrial | Grocery | New | Floating Head Pressure Controls | 4.1176 | 1.4884 | 3655.8052 | 0.38051 | 0.1781 | 2523.5714
Commercial/Industrial | Hospitals | New | Bi-Level Lighting Control (Interior) | 0.50554 | 1.8021 | -330.4864 | 0.0028987 | 0 | 1054.31 | Commercial/Industrial | Grocery | Turnover | High Bay LED | 4.1079 | 1.4561 | 1711.911 | 0.20744 | 0.20353 | 1121.736 | Commercial/Industrial | Institutional | Turnover | Variable Speed Pool Pump | 1.0919 | 1.1844 | 1496.9496 | 0.7602 | 0.118 | 3230.25 | Commercial/Industrial | Grocery | Existing | Low Flow Shower Head | 4.3564 | 1.3131 | 3595.1369 | 0.57736 | 0.38401 | 3416.4422
Commercial/Industrial | College and University | Existing | Bi-Level Lighting Control (Interior) | 0.32757 | 1.8019 | -590.6888 | 0.0018785 | 0 | 683.24 | Commercial/Industrial | Grocery | New | High Bay LED | 4.1079 | 1.4561 | 1711.911 | 0.20744 | 0.20353 | 1121.736 | Commercial/Industrial | Lodging/Hospitality | Turnover | Variable Speed Pool Pump | 1.0919 | 1.1844 | 1496.9496 | 0.7602 | 0.118 | 3230.25 | Commercial/Industrial | Lodging/Hospitality | New | Low Flow Shower Head | 4.3564 | 1.3131 | 3595.1369 | 0.57736 | 0.38401 | 3416.4422
Commercial/Industrial | Miscellaneous | Existing | Bi-Level Lighting Control (Interior) | 0.32757 | 1.8019 | -590.6888 | 0.0018785 | 0 | 683.24 | Commercial/Industrial | Lodging/Hospitality | Turnover | High Bay Fluorescent (T5) | 4.1043 | 1.4564 | 1147.4238 | 0.13908 | 0.13645 | 752.0513 | Commercial/Industrial | Miscellaneous | Turnover | Variable Speed Pool Pump | 1.0919 | 1.1844 | 1496.9496 | 0.7602 | 0.118 | 3230.25 | Commercial/Industrial | Lodging/Hospitality | Existing | Floating Head Pressure Controls | 4.0169 | 1.5617 | 3484.786 | 0.32719 | 0.27407 | 2523.5714
Commercial/Industrial | College and University | New | Bi-Level Lighting Control (Interior) | 0.32757 | 1.8019 | -590.6888 | 0.0018785 | 0 | 683.24 | Commercial/Industrial | Lodging/Hospitality | New | High Bay Fluorescent (T5) | 4.1043 | 1.4564 | 1147.4238 | 0.13908 | 0.13645 | 752.0513 | Commercial/Industrial | Offices | Turnover | Variable Speed Pool Pump | 1.0919 | 1.1844 | 1496.9496 | 0.7602 | 0.118 | 3230.25 | Commercial/Industrial | Offices | Existing | Floating Head Pressure Controls | 4.0169 | 1.5617 | 3484.786 | 0.32719 | 0.27407 | 2523.5714
Commercial/Industrial | Miscellaneous | New | Bi-Level Lighting Control (Interior) | 0.32757 | 1.8019 | -590.6888 | 0.0018785 | 0 | 683.24 | Commercial/Industrial | Offices | Turnover | Heat Pump Water Heater | 4.0855 | 1.3132 | 38003.5664 | 6.1896 | 4.1168 | 36626.3545 | Commercial/Industrial | Restaurants | Turnover | Variable Speed Pool Pump | 1.0919 | 1.1844 | 1496.9496 | 0.7602 | 0.118 | 3230.25 | Commercial/Industrial | Offices | Existing | Floating Head Pressure Controls | 4.0169 | 1.5617 | 3484.786 | 0.32719 | 0.27407 | 2523.5714
Commercial/Industrial | Warehouse | Existing | Bi-Level Lighting Control (Interior) | 0.28409 | 1.8014 | -654.1634 | 0.0016296 | 0 | 592.72 | Commercial/Industrial | Offices | New | Heat Pump Water Heater | 4.0855 | 1.3132 | 38003.5664 | 6.1896 | 4.1168 | 36626.3545 | Commercial/Industrial | Retail | Turnover | Variable Speed Pool Pump | 1.0919 | 1.1844 | 1496.9496 | 0.7602 | 0.118 | 3230.25 | Commercial/Industrial | College and University | Existing | Floating Head Pressure Controls | 4.0169 | 1.5617 | 3484.786 | 0.32719 | 0.27407 | 2523.5714
Commercial/Industrial | Warehouse | New | Bi-Level Lighting Control (Interior) | 0.28409 | 1.8014 | -654.1634 | 0.0016296 | 0 | 592.72 | Commercial/Industrial | College and University | Existing | Floating Head Pressure Controls | 4.0169 | 1.5617 | 3484.786 | 0.32719 | 0.27407 | 2523.5714 | Commercial/Industrial | Schools K-12 | Turnover | Variable Speed Pool Pump | 1.0919 | 1.1844 | 1496.9496 | 0.7602 | 0.118 | 3230.25 | Commercial/Industrial | Healthcare | Existing | Floating Head Pressure Controls | 4.0169 | 1.5617 | 3484.786 | 0.32719 | 0.27407 | 2523.5714
Commercial/Industrial | Assembly | Existing | Bi-Level Lighting Control (Interior) | 0.21366 | 1.8013 | -757.201 | 0.0012256 | 0 | 445.78 | Commercial/Industrial | Healthcare | Existing | Floating Head Pressure Controls | 4.0169 | 1.5617 | 3484.786 | 0.32719 | 0.27407 | 2523.5714 | Commercial/Industrial | Assembly | New | Variable Speed Pool Pump | 1.0919 | 1.1844 | 1496.9496 | 0.7602 | 0.118 | 3230.25 | Commercial/Industrial | Hospitals | Existing | Floating Head Pressure Controls | 4.0169 | 1.5617 | 3484.786 | 0.32719 | 0.27407 | 2523.5714
Commercial/Industrial | Assembly | New | Bi-Level Lighting Control (Interior) | 0.21366 | 1.8013 | -757.201 | 0.0012256 | 0 | 445.78 | Commercial/Industrial | Hospitals | Existing | Floating Head Pressure Controls | 4.0169 | 1.5617 | 3484.786 | 0.32719 | 0.27407 | 2523.5714 | Commercial/Industrial | College and University | New | Variable Speed Pool Pump | 1.0919 | 1.1844 | 1496.9496 | 0.7602 | 0.118 | 3230.25 | Commercial/Industrial | Lodging/Hospitality | New | Floating Head Pressure Controls | 4.0169 | 1.5617 | 3484.786 | 0.32719 | 0.27407 | 2523.5714
Commercial/Industrial | Assembly | Turnover | ENERGY STAR Commercial Clothes Washer | 0.29261 | 1.7894 | -941.7704 | 0 | 0 | 1060.1591 | Commercial/Industrial | Lodging/Hospitality | Existing | Floating Head Pressure Controls | 4.0169 | 1.5617 | 3484.786 | 0.32719 | 0.27407 | 2523.5714 | Commercial/Industrial | Grocery | New | Variable Speed Pool Pump | 1.0919 | 1.1844 | 1496.9496 | 0.7602 | 0.118 | 3230.25 | Commercial/Industrial | Restaurants | New | Floating Head Pressure Controls | 4.0169 | 1.5617 | 3484.786 | 0.32719 | 0.27407 | 2523.5714
Commercial/Industrial | Institutional | Turnover | ENERGY STAR Commercial Clothes Washer | 0.29261 | 1.7894 | -941.7704 | 0 | 0 | 1060.1591 | Commercial/Industrial | Restaurants | Existing | Floating Head Pressure Controls | 4.0169 | 1.5617 | 3484.786 | 0.32719 | 0.27407 | 2523.5714 | Commercial/Industrial | Healthcare | New | Variable Speed Pool Pump | 1.0919 | 1.1844 | 1496.9496 | 0.7602 | 0.118 | 3230.25 | Commercial/Industrial | Schools K-12 | New | Floating Head Pressure Controls | 4.0169 | 1.5617 | 3484.786 | 0.32719 | 0.27407 | 2523.5714
Commercial/Industrial | Miscellaneous | Turnover | ENERGY STAR Commercial Clothes Washer | 0.29261 | 1.7894 | -941.7704 | 0 | 0 | 1060.1591 | Commercial/Industrial | Schools K-12 | Existing | Floating Head Pressure Controls | 4.0169 | 1.5617 | 3484.786 | 0.32719 | 0.27407 | 2523.5714 | Commercial/Industrial | Hospitals | New | Variable Speed Pool Pump | 1.0919 | 1.1844 | 1496.9496 | 0.7602 | 0.118 | 3230.25 | Commercial/Industrial | College and University | New | Floating Head Pressure Controls | 4.0169 | 1.5617 | 3484.786 | 0.32719 | 0.27407 | 2523.5714
Commercial/Industrial | Restaurants | Turnover | ENERGY STAR Commercial Clothes Washer | 0.29261 | 1.7894 | -941.7704 | 0 | 0 | 1060.1591 | Commercial/Industrial | College and University | New | Floating Head Pressure Controls | 4.0169 | 1.5617 | 3484.786 | 0.32719 | 0.27407 | 2523.5714 | Commercial/Industrial | Institutional | New | Variable Speed Pool Pump | 1.0919 | 1.1844 | 1496.9496 | 0.7602 | 0.118 | 3230.25 | Commercial/Industrial | Healthcare | New | Floating Head Pressure Controls | 4.0169 | 1.5617 | 3484.786 | 0.32719 | 0.27407 | 2523.5714
Commercial/Industrial | Warehouse | Turnover | ENERGY STAR Commercial Clothes Washer | 0.29261 | 1.7894 | -941.7704 | 0 | 0 | 1060.1591 | Commercial/Industrial | Healthcare | New | Floating Head Pressure Controls | 4.0169 | 1.5617 | 3484.786 | 0.32719 | 0.27407 | 2523.5714 | Commercial/Industrial | Lodging/Hospitality | New | Variable Speed Pool Pump | 1.0919 | 1.1844 | 1496.9496 | 0.7602 | 0.118 | 3230.25 | Commercial/Industrial | Hospitals | New | Floating Head Pressure Controls | 4.0169 | 1.5617 | 3484.786 | 0.32719 | 0.27407 | 2523.5714
Commercial/Industrial | Assembly | New | ENERGY STAR Commercial Clothes Washer | 0.29261 | 1.7894 | -941.7704 | 0 | 0 | 1060.1591 | Commercial/Industrial | Hospitals | New | Floating Head Pressure Controls | 4.0169 | 1.5617 | 3484.786 | 0.32719 | 0.27407 | 2523.5714 | Commercial/Industrial | Miscellaneous | New | Variable Speed Pool Pump | 1.0919 | 1.1844 | 1496.9496 | 0.7602 | 0.118 | 3230.25 | Commercial/Industrial | Lodging/Hospitality | Turnover | High Efficiency Chiller (Water cooled-positive displacement, 100 tons) | 1.0011 | 1.2337 | 3442.7138 | 2.2567 | 0.097748 | 5731.9562
Commercial/Industrial | Institutional | New | ENERGY STAR Commercial Clothes Washer | 0.29261 | 1.7894 | -941.7704 | 0 | 0 | 1060.1591 | Commercial/Industrial | Lodging/Hospitality | New | Floating Head Pressure Controls | 4.0169 | 1.5617 | 3484.786 | 0.32719 | 0.27407 | 2523.5714 | Commercial/Industrial | Offices | New | Variable Speed Pool Pump | 1.0919 | 1.1844 | 1496.9496 | 0.7602 | 0.118 | 3230.25 | Commercial/Industrial | Restaurants | New | High Efficiency Chiller (Water cooled-positive displacement, 100 tons) | 1.0011 | 1.2337 | 3442.7138 | 2.2567 | 0.097748 | 5731.9562
Commercial/Industrial | Miscellaneous | New | ENERGY STAR Commercial Clothes Washer | 0.29261 | 1.7894 | -941.7704 | 0 | 0 | 1060.1591 | Commercial/Industrial | Restaurants | New | Floating Head Pressure Controls | 4.0169 | 1.5617 | 3484.786 | 0.32719 | 0.27407 | 2523.5714 | Commercial/Industrial | Restaurants | New | Variable Speed Pool Pump | 1.0919 | 1.1844 | 1496.9496 | 0.7602 | 0.118 | 3230.25 | Commercial/Industrial | Schools K-12 | Turnover | High Efficiency PTHP | 8.0774 | 1.0807 | 3422.0199 | 0.64682 | 0.00023683 | 1300.4923
Commercial/Industrial | Restaurants | New | ENERGY STAR Commercial Clothes Washer | 0.29261 | 1.7894 | -941.7704 | 0 | 0 | 1060.1591 | Commercial/Industrial | Schools K-12 | New | Floating Head Pressure Controls | 4.0169 | 1.5617 | 3484.786 | 0.32719 | 0.27407 | 2523.5714 | Commercial/Industrial | Retail | New | Variable Speed Pool Pump | 1.0919 | 1.1844 | 1496.9496 | 0.7602 | 0.118 | 3230.25 | Commercial/Industrial | Assembly | New | High Efficiency PTHP | 8.0774 | 1.0807 | 3422.0199 | 0.64682 | 0.00023683 | 1300.4923
Commercial/Industrial | Warehouse | New | ENERGY STAR Commercial Clothes Washer | 0.29261 | 1.7894 | -941.7704 | 0 | 0 | 1060.1591 | Commercial/Industrial | Assembly | Turnover | LED Display Lighting (Exterior) | 3.9261 | 2.1667 | 395.8859 | 0 | 0 | 377.692 | Commercial/Industrial | Schools K-12 | New | Variable Speed Pool Pump | 1.0919 | 1.1844 | 1496.9496 | 0.7602 | 0.118 | 3230.25 | Commercial/Industrial | College and University | Turnover | High Efficiency PTHP | 8.0684 | 1.0807 | 3417.8625 | 0.64611 | 0.00023657 | 1299.0632
Commercial/Industrial | Offices | Existing | Programmable Thermostat | 0.6566 | 1.7605 | -494.4402 | 0.071151 | -0.98461 | 5992.2752 | Commercial/Industrial | College and University | Turnover | LED Display Lighting (Exterior) | 3.9261 | 2.1667 | 395.8859 | 0 | 0 | 377.692 | Commercial/Industrial | Retail | Turnover | High Bay LED | 3.6938 | 1.4564 | 1495.8247 | 0.18649 | 0.18297 | 1008.4293 | Commercial/Industrial | Grocery | New | High Efficiency PTHP | 8.0684 | 1.0807 | 3417.8625 | 0.64611 | 0.00023657 | 1299.0632
Commercial/Industrial | Offices | New | Programmable Thermostat | 0.6566 | 1.7605 | -494.4402 | 0.071151 | -0.98461 | 5992.2752 | Commercial/Industrial | Grocery | Turnover | LED Display Lighting (Exterior) | 3.9261 | 2.1667 | 395.8859 | 0 | 0 | 377.692 | Commercial/Industrial | Retail | New | High Bay LED | 3.6938 | 1.4564 | 1495.8247 | 0.18649 | 0.18297 | 1008.4293 | Commercial/Industrial | Healthcare | Turnover | High Efficiency PTAC | 8.0211 | 1.0807 | 3395.6685 | 0.6424 | 0 | 1291.2275
Commercial/Industrial | Assembly | Existing | Smart Thermostat | 0.27336 | 1.7605 | -7735.5008 | 0.057087 | -0.78999 | 4807.8235 | Commercial/Industrial | Healthcare | Turnover | LED Display Lighting (Exterior) | 3.9261 | 2.1667 | 395.8859 | 0 | 0 | 377.692 | Commercial/Industrial | College and University | Turnover | High Bay Fluorescent (T5) | 4.8181 | 1.456 | 1397.2872 | 0.16331 | 0.16022 | 883.0693 | Commercial/Industrial | Hospitals | New | High Efficiency PTAC | 8.0211 | 1.0807 | 3395.6685 | 0.6424 | 0 | 1291.2275
Commercial/Industrial | Assembly | New | Smart Thermostat | 0.27336 | 1.7605 | -7735.5008 | 0.057087 | -0.78999 | 4807.8235 | Commercial/Industrial | Hospitals | Turnover | LED Display Lighting (Exterior) | 3.9261 | 2.1667 | 395.8859 | 0 | 0 | 377.692 | Commercial/Industrial | Miscellaneous | Turnover | High Bay Fluorescent (T5) | 4.8181 | 1.456 | 1397.2872 | 0.16331 | 0.16022 | 883.0693 | Commercial/Industrial | Institutional | Turnover | Two Speed Pool Pump | 3.1679 | 1.1845 | 3394.5338 | 0.72975 | 0.11327 | 3100.8409
Commercial/Industrial | Schools K-12 | Existing | Programmable Thermostat | 0.24038 | 1.7605 | -13946.883 | 0.084157 | -1.1646 | 7087.571 | Commercial/Industrial | Institutional | Turnover | LED Display Lighting (Exterior) | 3.9261 | 2.1667 | 395.8859 | 0 | 0 | 377.692 | Commercial/Industrial | College and University | New | High Bay Fluorescent (T5) | 4.8181 | 1.456 | 1397.2872 | 0.16331 | 0.16022 | 883.0693 | Commercial/Industrial | Lodging/Hospitality | Turnover | Two Speed Pool Pump | 3.1679 | 1.1845 | 3394.5338 | 0.72975 | 0.11327 | 3100.8409
Commercial/Industrial | Schools K-12 | New | Programmable Thermostat | 0.24038 | 1.7605 | -13946.883 | 0.084157 | -1.1646 | 7087.571 | Commercial/Industrial | Lodging/Hospitality | Turnover | LED Display Lighting (Exterior) | 3.9261 | 2.1667 | 395.8859 | 0 | 0 | 377.692 | Commercial/Industrial | Miscellaneous | New | High Bay Fluorescent (T5) | 4.8181 | 1.456 | 1397.2872 | 0.16331 | 0.16022 | 883.0693 | Commercial/Industrial | Miscellaneous | Turnover | Two Speed Pool Pump | 3.1679 | 1.1845 | 3394.5338 | 0.72975 | 0.11327 | 3100.8409
Commercial/Industrial | Healthcare | Existing | Programmable Thermostat | 0.60946 | 1.7605 | -1212.4675 | 0.086367 | -1.1952 | 7273.7057 | Commercial/Industrial | Miscellaneous | Turnover | LED Display Lighting (Exterior) | 3.9261 | 2.1667 | 395.8859 | 0 | 0 | 377.692 | Commercial/Industrial | Assembly | Turnover | High Efficiency Chiller (Water cooled-positive displacement, 100 tons) | 0.88942 | 1.2336 | 1396.1477 | 2.0051 | 0.08685 | 5092.9074 | Commercial/Industrial | Offices | Turnover | Two Speed Pool Pump | 3.1679 | 1.1845 | 3394.5338 | 0.72975 | 0.11327 | 3100.8409
Commercial/Industrial | Healthcare | New | Programmable Thermostat | 0.60946 | 1.7605 | -1212.4675 | 0.086367 | -1.1952 | 7273.7057 | Commercial/Industrial | Offices | Turnover | LED Display Lighting (Exterior) | 3.9261 | 2.1667 | 395.8859 | 0 | 0 | 377.692 | Commercial/Industrial | Assembly | New | High Efficiency Chiller (Water cooled-positive displacement, 100 tons) | 0.88942 | 1.2336 | 1396.1477 | 2.0051 | 0.08685 | 5092.9074 | Commercial/Industrial | Restaurants | Turnover | Two Speed Pool Pump | 3.1679 | 1.1845 | 3394.5338 | 0.72975 | 0.11327 | 3100.8409
Commercial/Industrial | Healthcare | Existing | Smart Thermostat | 1.0812 | 1.7605 | 6972.6369 | 0.23991 | -3.3199 | 20204.7382 | Commercial/Industrial | Restaurants | Turnover | LED Display Lighting (Exterior) | 3.9261 | 2.1667 | 395.8859 | 0 | 0 | 377.692 | Commercial/Industrial | Miscellaneous | Turnover | High Efficiency Chiller (Water cooled-centrifugal, 200 tons) | 0.85397 | 1.2337 | 1367.0975 | 3.5294 | 0.15288 | 8964.6316 | Commercial/Industrial | Retail | Turnover | Two Speed Pool Pump | 3.1679 | 1.1845 | 3394.5338 | 0.72975 | 0.11327 | 3100.8409
Commercial/Industrial | Healthcare | New | Smart Thermostat | 1.0812 | 1.7605 | 6972.6369 | 0.23991 | -3.3199 | 20204.7382 | Commercial/Industrial | Retail | Turnover | LED Display Lighting (Exterior) | 3.9261 | 2.1667 | 395.8859 | 0 | 0 | 377.692 | Commercial/Industrial | Miscellaneous | New | High Efficiency Chiller (Water cooled-centrifugal, 200 tons) | 0.85397 | 1.2337 | 1367.0975 | 3.5294 | 0.15288 | 8964.6316 | Commercial/Industrial | Schools K-12 | Turnover | Two Speed Pool Pump | 3.1679 | 1.1845 | 3394.5338 | 0.72975 | 0.11327 | 3100.8409
Commercial/Industrial | Miscellaneous | Existing | Programmable Thermostat | 0.49432 | 1.7605 | -35266.0459 | 0.95185 | -13.172 | 80163.8039 | Commercial/Industrial | Schools K-12 | Turnover | LED Display Lighting (Exterior) | 3.9261 | 2.1667 | 395.8859 | 0 | 0 | 377.692 | Commercial/Industrial | Warehouse | Existing | Chilled Water Controls Optimization | 3.7416 | 1.0281 | 1291.7874 | 0.35715 | 0.00035595 | 880.3386 | Commercial/Industrial | Warehouse | Turnover | Two Speed Pool Pump | 3.1679 | 1.1845 | 3394.5338 | 0.72975 | 0.11327 | 3100.8409
Commercial/Industrial | Miscellaneous | New | Programmable Thermostat | 0.49432 | 1.7605 | -35266.0459 | 0.95185 | -13.172 | 80163.8039 | Commercial/Industrial | Warehouse | Turnover | LED Display Lighting (Exterior) | 3.9261 | 2.1667 | 395.8859 | 0 | 0 | 377.692 | Commercial/Industrial | Warehouse | New | Chilled Water Controls Optimization | 3.7416 | 1.0281 | 1291.7874 | 0.35715 | 0.00035595 | 880.3386 | Commercial/Industrial | Assembly | Turnover | Two Speed Pool Pump | 3.1679 | 1.1845 | 3394.5338 | 0.72975 | 0.11327 | 3100.8409
Commercial/Industrial | Miscellaneous | Existing | Smart Thermostat | 0.87693 | 1.7605 | 42549.2978 | 2.644 | -36.5889 | 222677.233 | Commercial/Industrial | Assembly | New | LED Display Lighting (Exterior) | 3.9261 | 2.1667 | 395.8859 | 0 | 0 | 377.692 | Commercial/Industrial | College and University | Turnover | High Bay LED | 3.2666 | 1.4563 | 1273.5645 | 0.16494 | 0.16182 | 891.8853 | Commercial/Industrial | College and University | Turnover | Two Speed Pool Pump | 3.1679 | 1.1845 | 3394.5338 | 0.72975 | 0.11327 | 3100.8409
Commercial/Industrial | Miscellaneous | New | Smart Thermostat | 0.87693 | 1.7605 | 42549.2978 | 2.644 | -36.5889 | 222677.233 | Commercial/Industrial | College and University | New | LED Display Lighting (Exterior) | 3.9261 | 2.1667 | 395.8859 | 0 | 0 | 377.692 | Commercial/Industrial | Miscellaneous | Turnover | High Bay LED | 3.2666 | 1.4563 | 1273.5645 | 0.16494 | 0.16182 | 891.8853 | Commercial/Industrial | Grocery | Turnover | Two Speed Pool Pump | 3.1679 | 1.1845 | 3394.5338 | 0.72975 | 0.11327 | 3100.8409
Commercial/Industrial | Institutional | Existing | Smart Thermostat | 1.2499 | 1.7605 | 10144.6651 | 0.27734 | -3.8379 | 23356.8925 | Commercial/Industrial | Grocery | New | LED Display Lighting (Exterior) | 3.9261 | 2.1667 | 395.8859 | 0 | 0 | 377.692 | Commercial/Industrial | College and University | New | High Bay LED | 3.2666 | 1.4563 | 1273.5645 | 0.16494 | 0.16182 | 891.8853 | Commercial/Industrial | Healthcare | Turnover | Two Speed Pool Pump | 3.1679 | 1.1845 | 3394.5338 | 0.72975 | 0.11327 | 3100.8409
Commercial/Industrial | Institutional | New | Smart Thermostat | 1.2499 | 1.7605 | 10144.6651 | 0.27734 | -3.8379 | 23356.8925 | Commercial/Industrial | Healthcare | New | LED Display Lighting (Exterior) | 3.9261 | 2.1667 | 395.8859 | 0 | 0 | 377.692 | Commercial/Industrial | Miscellaneous | New | High Bay LED | 3.2666 | 1.4563 | 1273.5645 | 0.16494 | 0.16182 | 891.8853 | Commercial/Industrial | Hospitals | Turnover | Two Speed Pool Pump | 3.1679 | 1.1845 | 3394.5338 | 0.72975 | 0.11327 | 3100.8409
Commercial/Industrial | Offices | Existing | Smart Thermostat | 1.1648 | 1.7604 | 6534.0745 | 0.19764 | -2.735 | 16645.2088 | Commercial/Industrial | Hospitals | New | LED Display Lighting (Exterior) | 3.9261 | 2.1667 | 395.8859 | 0 | 0 | 377.692 | Commercial/Industrial | Healthcare | Turnover | High Efficiency DX 135k- less than 240k BTU | 0.86964 | 1.1295 | 1188.0492 | 1.6817 | 0 | 4066.8949 | Commercial/Industrial | Institutional | New | Two Speed Pool Pump | 3.1679 | 1.1845 | 3394.5338 | 0.72975 | 0.11327 | 3100.8409
Commercial/Industrial | Offices | New | Smart Thermostat | 1.1648 | 1.7604 | 6534.0745 | 0.19764 | -2.735 | 16645.2088 | Commercial/Industrial | Institutional | New | LED Display Lighting (Exterior) | 3.9261 | 2.1667 | 395.8859 | 0 | 0 | 377.692 | Commercial/Industrial | Healthcare | New | High Efficiency DX 135k- less than 240k BTU | 0.86964 | 1.1295 | 1188.0492 | 1.6817 | 0 | 4066.8949 | Commercial/Industrial | Lodging/Hospitality | New | Two Speed Pool Pump | 3.1679 | 1.1845 | 3394.5338 | 0.72975 | 0.11327 | 3100.8409
Commercial/Industrial | Assembly | Existing | Programmable Thermostat | 0.15409 | 1.7604 | -6288.4196 | 0.020551 | -0.2844 | 1730.8165 | Commercial/Industrial | Lodging/Hospitality | New | LED Display Lighting (Exterior) | 3.9261 | 2.1667 | 395.8859 | 0 | 0 | 377.692 | Commercial/Industrial | Warehouse | Turnover | High Bay Fluorescent (T5) | 4.1797 | 1.456 | 1174.1676 | 0.14167 | 0.13899 | 766.0747 | Commercial/Industrial | Miscellaneous | New | Two Speed Pool Pump | 3.1679 | 1.1845 | 3394.5338 | 0.72975 | 0.11327 | 3100.8409
Commercial/Industrial | Assembly | New | Programmable Thermostat | 0.15409 | 1.7604 | -6288.4196 | 0.020551 | -0.2844 | 1730.8165 | Commercial/Industrial | Miscellaneous | New | LED Display Lighting (Exterior) | 3.9261 | 2.1667 | 395.8859 | 0 | 0 | 377.692 | Commercial/Industrial | Warehouse | New | High Bay Fluorescent (T5) | 4.1797 | 1.456 | 1174.1676 | 0.14167 | 0.13899 | 766.0747 | Commercial/Industrial | Offices | New | Two Speed Pool Pump | 3.1679 | 1.1845 | 3394.5338 | 0.72975 | 0.11327 | 3100.8409
Commercial/Industrial | Schools K-12 | Existing | Smart Thermostat | 0.42642 | 1.7604 | -13193.9715 | 0.23377 | -3.235 | 19687.6973 | Commercial/Industrial | Offices | New | LED Display Lighting (Exterior) | 3.9261 | 2.1667 | 395.8859 | 0 | 0 | 377.692 | Commercial/Industrial | Lodging/Hospitality | Turnover | High Bay Fluorescent (T5) | 4.1043 | 1.4564 | 1147.4238 | 0.13908 | 0.13645 | 752.0513 | Commercial/Industrial | Restaurants | New | Two Speed Pool Pump | 3.1679 | 1.1845 | 3394.5338 | 0.72975 | 0.11327 | 3100.8409
Commercial/Industrial | Schools K-12 | New | Smart Thermostat | 0.42642 | 1.7604 | -13193.9715 | 0.23377 | -3.235 | 19687.6973 | Commercial/Industrial | Restaurants | New | LED Display Lighting (Exterior) | 3.9261 | 2.1667 | 395.8859 | 0 | 0 | 377.692 | Commercial/Industrial | Lodging/Hospitality | New | High Bay Fluorescent (T5) | 4.1043 | 1.4564 | 1147.4238 | 0.13908 | 0.13645 | 752.0513 | Commercial/Industrial | Retail | New | Two Speed Pool Pump | 3.1679 | 1.1845 | 3394.5338 | 0.72975 | 0.11327 | 3100.8409
Commercial/Industrial | Institutional | Existing | Programmable Thermostat | 0.70453 | 1.7604 | -70.5374 | 0.099841 | -1.3816 | 8408.4813 | Commercial/Industrial | Retail | New | LED Display Lighting (Exterior) | 3.9261 | 2.1667 | 395.8859 | 0 | 0 | 377.692 | Commercial/Industrial | Healthcare | Existing | Dedicated Outdoor Air System on VRF unit | 1.1445 | 1.2992 | 1091.3633 | 0.52396 | 0.52959 | 1721.9094 | Commercial/Industrial | Schools K-12 | New | Two Speed Pool Pump | 3.1679 | 1.1845 | 3394.5338 | 0.72975 | 0.11327 | 3100.8409
Commercial/Industrial | Institutional | New | Programmable Thermostat | 0.70453 | 1.7604 | -70.5374 | 0.099841 | -1.3816 | 8408.4813 | Commercial/Industrial | Schools K-12 | New | LED Display Lighting (Exterior) | 3.9261 | 2.1667 | 395.8859 | 0 | 0 | 377.692 | Commercial/Industrial | Healthcare | New | Dedicated Outdoor Air System on VRF unit | 1.1445 | 1.2992 | 1091.3633 | 0.52396 | 0.52959 | 1721.9094 | Commercial/Industrial | Warehouse | New | Two Speed Pool Pump | 3.1679 | 1.1845 | 3394.5338 | 0.72975 | 0.11327 | 3100.8409
Commercial/Industrial | Warehouse | Existing | Smart Thermostat | 0.13684 | 1.7603 | -8247.9657 | 0.023223 | -0.32136 | 1955.7834 | Commercial/Industrial | Warehouse | New | LED Display Lighting (Exterior) | 3.9261 | 2.1667 | 395.8859 | 0 | 0 | 377.692 | Commercial/Industrial | Grocery | Turnover | High Efficiency Chiller (Water cooled-centrifugal, 200 tons) | 0.84462 | 1.2337 | 1052.4739 | 3.4908 | 0.1512 | 8866.3891 | Commercial/Industrial | Assembly | New | Two Speed Pool Pump | 3.1679 | 1.1845 | 3394.5338 | 0.72975 | 0.11327 | 3100.8409
Commercial/Industrial | Warehouse | New | Smart Thermostat | 0.13684 | 1.7603 | -8247.9657 | 0.023223 | -0.32136 | 1955.7834 | Commercial/Industrial | Assembly | Turnover | Heat Pump Pool Heater | 3.9089 | 1.8042 | 10868.1176 | 0 | 0.34381 | 9411.7647 | Commercial/Industrial | Grocery | New | High Efficiency Chiller (Water cooled-centrifugal, 200 tons) | 0.84462 | 1.2337 | 1052.4739 | 3.4908 | 0.1512 | 8866.3891 | Commercial/Industrial | College and University | New | Two Speed Pool Pump | 3.1679 | 1.1845 | 3394.5338 | 0.72975 | 0.11327 | 3100.8409
Commercial/Industrial | Warehouse | Existing | Programmable Thermostat | 0.077135 | 1.7602 | -5815.9746 | 0.0083602 | -0.11569 | 704.082 | Commercial/Industrial | College and University | Turnover | Heat Pump Pool Heater | 3.9089 | 1.8042 | 10868.1176 | 0 | 0.34381 | 9411.7647 | Commercial/Industrial | Warehouse | Turnover | High Bay LED | 2.8335 | 1.4562 | 1048.2174 | 0.14308 | 0.14038 | 773.7227 | Commercial/Industrial | Grocery | New | Two Speed Pool Pump | 3.1679 | 1.1845 | 3394.5338 | 0.72975 | 0.11327 | 3100.8409
Commercial/Industrial | Warehouse | New | Programmable Thermostat | 0.077135 | 1.7602 | -5815.9746 | 0.0083602 | -0.11569 | 704.082 | Commercial/Industrial | Grocery | Turnover | Heat Pump Pool Heater | 3.9089 | 1.8042 | 10868.1176 | 0 | 0.34381 | 9411.7647 | Commercial/Industrial | Warehouse | New | High Bay LED | 2.8335 | 1.4562 | 1048.2174 | 0.14308 | 0.14038 | 773.7227 | Commercial/Industrial | Healthcare | New | Two Speed Pool Pump | 3.1679 | 1.1845 | 3394.5338 | 0.72975 | 0.11327 | 3100.8409
Commercial/Industrial | Warehouse | Existing | Water Cooled Refrigeration Heat Recovery | 0.015392 | 1.7473 | -28664.6487 | 0 | 0.020451 | 305.9104 | Commercial/Industrial | Healthcare | Turnover | Heat Pump Pool Heater | 3.9089 | 1.8042 | 10868.1176 | 0 | 0.34381 | 9411.7647 | Commercial/Industrial | Lodging/Hospitality | Turnover | High Bay LED | 2.7813 | 1.456 | 1021.2067 | 0.14047 | 0.13781 | 759.5593 | Commercial/Industrial | Hospitals | New | Two Speed Pool Pump | 3.1679 | 1.1845 | 3394.5338 | 0.72975 | 0.11327 | 3100.8409
Commercial/Industrial | Warehouse | New | Water Cooled Refrigeration Heat Recovery | 0.015392 | 1.7473 | -28664.6487 | 0 | 0.020451 | 305.9104 | Commercial/Industrial | Hospitals | Turnover | Heat Pump Pool Heater | 3.9089 | 1.8042 | 10868.1176 | 0 | 0.34381 | 9411.7647 | Commercial/Industrial | Lodging/Hospitality | New | High Bay LED | 2.7813 | 1.456 | 1021.2067 | 0.14047 | 0.13781 | 759.5593 | Commercial/Industrial | Institutional | Turnover | High Efficiency PTAC | 7.869 | 1.0807 | 3324.3212 | 0.6302 | 0 | 1266.7068
Commercial/Industrial | Offices | Existing | Water Cooled Refrigeration Heat Recovery | 0.13093 | 1.7466 | -24223.708 | 0 | 0.17405 | 2603.5309 | Commercial/Industrial | Institutional | Turnover | Heat Pump Pool Heater | 3.9089 | 1.8042 | 10868.1176 | 0 | 0.34381 | 9411.7647 | Commercial/Industrial | Healthcare | Existing | Thermostatic Shower Restriction Valve | 8.349 | 1.0425 | 1013.2626 | 0.070379 | 0.18398 | 763.4095 | Commercial/Industrial | Lodging/Hospitality | New | High Efficiency PTAC | 7.869 | 1.0807 | 3324.3212 | 0.6302 | 0 | 1266.7068
Commercial/Industrial | Offices | New | Water Cooled Refrigeration Heat Recovery | 0.13093 | 1.7466 | -24223.708 | 0 | 0.17405 | 2603.5309 | Commercial/Industrial | Lodging/Hospitality | Turnover | Heat Pump Pool Heater | 3.9089 | 1.8042 | 10868.1176 | 0 | 0.34381 | 9411.7647 | Commercial/Industrial | Healthcare | New | Thermostatic Shower Restriction Valve | 8.349 | 1.0425 | 1013.2626 | 0.070379 | 0.18398 | 763.4095 | Commercial/Industrial | Miscellaneous | Turnover | High Efficiency PTHP | 7.9506 | 1.2668 | 3260.7302 | 0.46284 | 0.13995 | 1626.8454
Commercial/Industrial | Grocery | Existing | Water Cooled Refrigeration Heat Recovery | 0.31043 | 1.7465 | -5080.1053 | 0 | 0.12104 | 1810.5302 | Commercial/Industrial | Miscellaneous | Turnover | Heat Pump Pool Heater | 3.9089 | 1.8042 | 10868.1176 | 0 | 0.34381 | 9411.7647 | Commercial/Industrial | Restaurants | Turnover | High Bay Fluorescent (T5) | 3.6702 | 1.4563 | 995.7483 | 0.12437 | 0.12202 | 672.519 | Commercial/Industrial | Offices | New | High Efficiency PTHP | 7.9506 | 1.2668 | 3260.7302 | 0.46284 | 0.13995 | 1626.8454
Commercial/Industrial | Grocery | New | Water Cooled Refrigeration Heat Recovery | 0.31043 | 1.7465 | -5080.1053 | 0 | 0.12104 | 1810.5302 | Commercial/Industrial | Offices | Turnover | Heat Pump Pool Heater | 3.9089 | 1.8042 | 10868.1176 | 0 | 0.34381 | 9411.7647 | Commercial/Industrial | Restaurants | New | High Bay Fluorescent (T5) | 3.6702 | 1.4563 | 995.7483 | 0.12437 | 0.12202 | 672.519 | Commercial/Industrial | Restaurants | Turnover | Energy Star Commercial Solid Door Freezer | 6.0195 | 1.4005 | 3241.216 | 0.37834 | 0.16907 | 2533.0469
Commercial/Industrial | Miscellaneous | Existing | Water Cooled Refrigeration Heat Recovery | 0.9175 | 1.7465 | 11497.6943 | 0 | 2.3284 | 34829.6652 | Commercial/Industrial | Restaurants | Turnover | Heat Pump Pool Heater | 3.9089 | 1.8042 | 10868.1176 | 0 | 0.34381 | 9411.7647 | Commercial/Industrial | Grocery | Turnover | LED Display Lighting (Interior) | 8.4582 | 1.2935 | 989.7759 | 0.1264 | 9.1014e-06 | 521.136 | Commercial/Industrial | Retail | Turnover | Energy Star Commercial Solid Door Freezer | 6.0195 | 1.4005 | 3241.216 | 0.37834 | 0.16907 | 2533.0469
Commercial/Industrial | Miscellaneous | New | Water Cooled Refrigeration Heat Recovery | 0.9175 | 1.7465 | 11497.6943 | 0 | 2.3284 | 34829.6652 | Commercial/Industrial | Retail | Turnover | Heat Pump Pool Heater | 3.9089 | 1.8042 | 10868.1176 | 0 | 0.34381 | 9411.7647 | Commercial/Industrial | Grocery | New | LED Display Lighting (Interior) | 8.4582 | 1.2935 | 989.7759 | 0.1264 | 9.1014e-06 | 521.136 | Commercial/Industrial | Schools K-12 | Turnover | Energy Star Commercial Solid Door Freezer | 6.0195 | 1.4005 | 3241.216 | 0.37834 | 0.16907 | 2533.0469
Commercial/Industrial | Institutional | Existing | Water Cooled Refrigeration Heat Recovery | 0.14306 | 1.7465 | -30508.1139 | 0 | 0.24423 | 3653.327 | Commercial/Industrial | Schools K-12 | Turnover | Heat Pump Pool Heater | 3.9089 | 1.8042 | 10868.1176 | 0 | 0.34381 | 9411.7647 | Commercial/Industrial | Retail | Existing | ECM Motors on Furnaces | 1.5069 | 1.3669 | 975.3053 | 0 | 0.1222 | 1070.4441 | Commercial/Industrial | Warehouse | Turnover | Energy Star Commercial Solid Door Freezer | 6.0195 | 1.4005 | 3241.216 | 0.37834 | 0.16907 | 2533.0469
Commercial/Industrial | Institutional | New | Water Cooled Refrigeration Heat Recovery | 0.14306 | 1.7465 | -30508.1139 | 0 | 0.24423 | 3653.327 | Commercial/Industrial | Warehouse | Turnover | Heat Pump Pool Heater | 3.9089 | 1.8042 | 10868.1176 | 0 | 0.34381 | 9411.7647 | Commercial/Industrial | Retail | New | ECM Motors on Furnaces | 1.5069 | 1.3669 | 975.3053 | 0 | 0.1222 | 1070.4441 | Commercial/Industrial | Assembly | Turnover | Energy Star Commercial Solid Door Freezer | 6.0195 | 1.4005 | 3241.216 | 0.37834 | 0.16907 | 2533.0469
Commercial/Industrial | Retail | Existing | Water Cooled Refrigeration Heat Recovery | 0.058167 | 1.7464 | -19248.473 | 0 | 0.055087 | 824.0137 | Commercial/Industrial | Assembly | New | Heat Pump Pool Heater | 3.9089 | 1.8042 | 10868.1176 | 0 | 0.34381 | 9411.7647 | Commercial/Industrial | Institutional | Turnover | High Bay Fluorescent (T5) | 3.607 | 1.4564 | 973.5892 | 0.12222 | 0.11991 | 660.8997 | Commercial/Industrial | College and University | Turnover | Energy Star Commercial Solid Door Freezer | 6.0195 | 1.4005 | 3241.216 | 0.37834 | 0.16907 | 2533.0469
Commercial/Industrial | Retail | New | Water Cooled Refrigeration Heat Recovery | 0.058167 | 1.7464 | -19248.473 | 0 | 0.055087 | 824.0137 | Commercial/Industrial | College and University | New | Heat Pump Pool Heater | 3.9089 | 1.8042 | 10868.1176 | 0 | 0.34381 | 9411.7647 | Commercial/Industrial | Institutional | New | High Bay Fluorescent (T5) | 3.607 | 1.4564 | 973.5892 | 0.12222 | 0.11991 | 660.8997 | Commercial/Industrial | Grocery | Turnover | Energy Star Commercial Solid Door Freezer | 6.0195 | 1.4005 | 3241.216 | 0.37834 | 0.16907 | 2533.0469
Commercial/Industrial | Assembly | Existing | Water Cooled Refrigeration Heat Recovery | 0.031529 | 1.7464 | -33635.9109 | 0 | 0.050273 | 752.0072 | Commercial/Industrial | Grocery | New | Heat Pump Pool Heater | 3.9089 | 1.8042 | 10868.1176 | 0 | 0.34381 | 9411.7647 | Commercial/Industrial | Offices | Turnover | High Bay Fluorescent (T5) | 3.5561 | 1.4562 | 956.0147 | 0.12052 | 0.11824 | 651.6843 | Commercial/Industrial | Healthcare | New | Energy Star Commercial Solid Door Freezer | 6.0195 | 1.4005 | 3241.216 | 0.37834 | 0.16907 | 2533.0469
Commercial/Industrial | Assembly | New | Water Cooled Refrigeration Heat Recovery | 0.031529 | 1.7464 | -33635.9109 | 0 | 0.050273 | 752.0072 | Commercial/Industrial | Healthcare | New | Heat Pump Pool Heater | 3.9089 | 1.8042 | 10868.1176 | 0 | 0.34381 | 9411.7647 | Commercial/Industrial | Offices | New | High Bay Fluorescent (T5) | 3.5561 | 1.4562 | 956.0147 | 0.12052 | 0.11824 | 651.6843 | Commercial/Industrial | Hospitals | New | Energy Star Commercial Solid Door Freezer | 6.0195 | 1.4005 | 3241.216 | 0.37834 | 0.16907 | 2533.0469
Commercial/Industrial | Restaurants | Turnover | Instantaneous Hot Water System | 0.12371 | 1.7357 | -14525.3668 | 0.13057 | 0.13624 | 1173.6724 | Commercial/Industrial | Hospitals | New | Heat Pump Pool Heater | 3.9089 | 1.8042 | 10868.1176 | 0 | 0.34381 | 9411.7647 | Commercial/Industrial | Hospitals | Turnover | LED Display Lighting (Interior) | 8.523 | 1.6349 | 955.1224 | 0.067152 | 0.062943 | 639.388 | Commercial/Industrial | Institutional | New | Energy Star Commercial Solid Door Freezer | 6.0195 | 1.4005 | 3241.216 | 0.37834 | 0.16907 | 2533.0469
Commercial/Industrial | Restaurants | New | Instantaneous Hot Water System | 0.12371 | 1.7357 | -14525.3668 | 0.13057 | 0.13624 | 1173.6724 | Commercial/Industrial | Institutional | New | Heat Pump Pool Heater | 3.9089 | 1.8042 | 10868.1176 | 0 | 0.34381 | 9411.7647 | Commercial/Industrial | Hospitals | New | LED Display Lighting (Interior) | 8.523 | 1.6349 | 955.1224 | 0.067152 | 0.062943 | 639.388 | Commercial/Industrial | Lodging/Hospitality | New | Energy Star Commercial Solid Door Freezer | 6.0195 | 1.4005 | 3241.216 | 0.37834 | 0.16907 | 2533.0469
Commercial/Industrial | Grocery | Turnover | Instantaneous Hot Water System | 0.14845 | 1.7357 | -7013.3049 | 0.078341 | 0.081744 | 704.2034 | Commercial/Industrial | Lodging/Hospitality | New | Heat Pump Pool Heater | 3.9089 | 1.8042 | 10868.1176 | 0 | 0.34381 | 9411.7647 | Commercial/Industrial | Grocery | Turnover | High Efficiency PTHP | 2.776 | 1.0808 | 938.7313 | 0.22227 | 8.1383e-05 | 446.895 | Commercial/Industrial | Miscellaneous | New | Energy Star Commercial Solid Door Freezer | 6.0195 | 1.4005 | 3241.216 | 0.37834 | 0.16907 | 2533.0469
Commercial/Industrial | Grocery | New | Instantaneous Hot Water System | 0.14845 | 1.7357 | -7013.3049 | 0.078341 | 0.081744 | 704.2034 | Commercial/Industrial | Miscellaneous | New | Heat Pump Pool Heater | 3.9089 | 1.8042 | 10868.1176 | 0 | 0.34381 | 9411.7647 | Commercial/Industrial | Grocery | New | High Efficiency PTHP | 2.776 | 1.0808 | 938.7313 | 0.22227 | 8.1383e-05 | 446.895 | Commercial/Industrial | Offices | New | Energy Star Commercial Solid Door Freezer | 6.0195 | 1.4005 | 3241.216 | 0.37834 | 0.16907 | 2533.0469
Commercial/Industrial | Lodging/Hospitality | Turnover | Instantaneous Hot Water System | 0.23749 | 1.7355 | -18346.6269 | 0.37604 | 0.39237 | 3380.1766 | Commercial/Industrial | Offices | New | Heat Pump Pool Heater | 3.9089 | 1.8042 | 10868.1176 | 0 | 0.34381 | 9411.7647 | Commercial/Industrial | Grocery | Turnover | LED Linear - Fixture Replacement | 13.408 | 1.292 | 929.9578 | 0.11487 | 6.293e-06 | 471.0182 | Commercial/Industrial | Restaurants | New | Energy Star Commercial Solid Door Freezer | 6.0195 | 1.4005 | 3241.216 | 0.37834 | 0.16907 | 2533.0469
Commercial/Industrial | Lodging/Hospitality | New | Instantaneous Hot Water System | 0.23749 | 1.7355 | -18346.6269 | 0.37604 | 0.39237 | 3380.1766 | Commercial/Industrial | Restaurants | New | Heat Pump Pool Heater | 3.9089 | 1.8042 | 10868.1176 | 0 | 0.34381 | 9411.7647 | Commercial/Industrial | Grocery | New | LED Linear - Fixture Replacement | 13.408 | 1.292 | 929.9578 | 0.11487 | 6.293e-06 | 471.0182 | Commercial/Industrial | Retail | Turnover | High Efficiency PTAC | 7.7272 | 1.24 | 3231.6857 | 0.4602 | 0 | 1611.1936
Commercial/Industrial | Retail | Turnover | Instantaneous Hot Water System | 0.14694 | 1.7354 | -21084.8028 | 0.23267 | 0.24278 | 2091.4842 | Commercial/Industrial | Retail | New | Heat Pump Pool Heater | 3.9089 | 1.8042 | 10868.1176 | 0 | 0.34381 | 9411.7647 | Commercial/Industrial | Miscellaneous | Turnover | High Efficiency PTHP | 2.7412 | 1.0805 | 922.8388 | 0.21955 | 8.0388e-05 | 441.4321 | Commercial/Industrial | Schools K-12 | New | High Efficiency PTAC | 7.7272 | 1.24 | 3231.6857 | 0.4602 | 0 | 1611.1936
Commercial/Industrial | Retail | New | Instantaneous Hot Water System | 0.14694 | 1.7354 | -21084.8028 | 0.23267 | 0.24278 | 2091.4842 | Commercial/Industrial | Schools K-12 | New | Heat Pump Pool Heater | 3.9089 | 1.8042 | 10868.1176 | 0 | 0.34381 | 9411.7647 | Commercial/Industrial | Miscellaneous | New | High Efficiency PTHP | 2.7412 | 1.0805 | 922.8388 | 0.21955 | 8.0388e-05 | 441.4321 | Commercial/Industrial | Warehouse | Existing | Hot Water Pipe Insulation | 2.9919 | 1.3837 | 3149.8375 | 0.21335 | 0.36883 | 2711.1841
Commercial/Industrial | Lodging/Hospitality | Existing | Bi-Level Lighting Control (Interior) | 0.28555 | 1.7353 | -651.3683 | 0.0071882 | 0 | 581.87 | Commercial/Industrial | Warehouse | New | Heat Pump Pool Heater | 3.9089 | 1.8042 | 10868.1176 | 0 | 0.34381 | 9411.7647 | Commercial/Industrial | Hospitals | Existing | Dedicated Outdoor Air System on VRF unit | 1.0903 | 1.2992 | 904.094 | 0.49919 | 0.50455 | 1640.5025 | Commercial/Industrial | Hospitals | New | Hot Water Pipe Insulation | 2.9919 | 1.3837 | 3149.8375 | 0.21335 | 0.36883 | 2711.1841
Commercial/Industrial | Lodging/Hospitality | New | Bi-Level Lighting Control (Interior) | 0.28555 | 1.7353 | -651.3683 | 0.0071882 | 0 | 581.87 | Commercial/Industrial | Hospitals | Turnover | Heat Pump Water Heater | 3.7915 | 0.91758 | 231043.9732 | 9.4291 | 51.0065 | 177271.556 | Commercial/Industrial | Hospitals | New | Dedicated Outdoor Air System on VRF unit | 1.0903 | 1.2992 | 904.094 | 0.49919 | 0.50455 | 1640.5025 | Commercial/Industrial | Hospitals | Turnover | Energy Star Commercial Solid Door Freezer | 5.8887 | 1.4666 | 3106.5748 | 0.32842 | 0.27509 | 2533.0469
Commercial/Industrial | Grocery | Existing | Bi-Level Lighting Control (Interior) | 0.42158 | 1.7348 | -451.8537 | 0.010616 | 0 | 859.32 | Commercial/Industrial | Hospitals | New | Heat Pump Water Heater | 3.7915 | 0.91758 | 231043.9732 | 9.4291 | 51.0065 | 177271.556 | Commercial/Industrial | Hospitals | Turnover | LED Linear - Fixture Replacement | 13.4714 | 1.6352 | 896.2034 | 0.060559 | 0.056172 | 577.8979 | Commercial/Industrial | Hospitals | Turnover | Energy Star Commercial Solid Door Freezer | 5.8887 | 1.4666 | 3106.5748 | 0.32842 | 0.27509 | 2533.0469
Commercial/Industrial | Grocery | New | Bi-Level Lighting Control (Interior) | 0.42158 | 1.7348 | -451.8537 | 0.010616 | 0 | 859.32 | Commercial/Industrial | Hospitals | Existing | Demand Controlled Ventilation | 3.7462 | 0.70328 | 181243.9473 | 9.8459 | 55.4323 | 94567.6036 | Commercial/Industrial | Hospitals | New | LED Linear - Fixture Replacement | 13.4714 | 1.6352 | 896.2034 | 0.060559 | 0.056172 | 577.8979 | Commercial/Industrial | Hospitals | Turnover | Energy Star Commercial Solid Door Freezer | 5.8887 | 1.4666 | 3106.5748 | 0.32842 | 0.27509 | 2533.0469
Commercial/Industrial | Retail | Existing | Bi-Level Lighting Control (Interior) | 0.37898 | 1.7348 | -514.2717 | 0.0095434 | 0 | 772.52 | Commercial/Industrial | Hospitals | New | Demand Controlled Ventilation | 3.7462 | 0.70328 | 181243.9473 | 9.8459 | 55.4323 | 94567.6036 | Commercial/Industrial | Grocery | Turnover | High Efficiency PTAC | 2.683 | 1.0809 | 895.0317 | 0.21483 | 0 | 431.8047 | Commercial/Industrial | Warehouse | Turnover | Energy Star Commercial Solid Door Freezer | 5.8887 | 1.4666 | 3106.5748 | 0.32842 | 0.27509 | 2533.0469
Commercial/Industrial | Retail | New | Bi-Level Lighting Control (Interior) | 0.37898 | 1.7348 | -514.2717 | 0.0095434 | 0 | 772.52 | Commercial/Industrial | Warehouse | Existing | Chilled Water Controls Optimization | 3.7416 | 1.0281 | 1291.7874 | 0.35715 | 0.00035595 | 880.3386 | Commercial/Industrial | Grocery | New | High Efficiency PTAC | 2.683 | 1.0809 | 895.0317 | 0.21483 | 0 | 431.8047 | Commercial/Industrial | Warehouse | Turnover | Energy Star Commercial Solid Door Freezer | 5.8887 | 1.4666 | 3106.5748 | 0.32842 | 0.27509 | 2533.0469
Commercial/Industrial | Restaurants | Existing | Bi-Level Lighting Control (Interior) | 0.25515 | 1.734 | -695.6182 | 0.006428 | 0 | 520.335 | Commercial/Industrial | Warehouse | New | Chilled Water Controls Optimization | 3.7416 | 1.0281 | 1291.7874 | 0.35715 | 0.00035595 | 880.3386 | Commercial/Industrial | Healthcare | Turnover | LED Display Lighting (Interior) | 7.8129 | 1.3074 | 892.8904 | 0.11606 | 0.026219 | 472.632 | Commercial/Industrial | Healthcare | Turnover | Energy Star Commercial Solid Door Freezer | 5.8887 | 1.4666 | 3106.5748 | 0.32842 | 0.27509 | 2533.0469
Commercial/Industrial | Restaurants | New | Bi-Level Lighting Control (Interior) | 0.25515 | 1.734 | -695.6182 | 0.006428 | 0 | 520.335 | Commercial/Industrial | Healthcare | Turnover | High Bay LED | 3.7258 | 1.4562 | 1512.8029 | 0.18814 | 0.18458 | 1017.332 | Commercial/Industrial | Healthcare | New | LED Display Lighting (Interior) | 7.8129 | 1.3074 | 892.8904 | 0.11606 | 0.026219 | 472.632 | Commercial/Industrial | Healthcare | New | Energy Star Commercial Solid Door Freezer | 5.8887 | 1.4666 | 3106.5748 | 0.32842 | 0.27509 | 2533.0469
Commercial/Industrial | Assembly | Existing | Engine Block Timer | 0.32598 | 1.7244 | -122.1953 | 0 | 0 | 259.2 | Commercial/Industrial | Healthcare | New | High Bay LED | 3.7258 | 1.4562 | 1512.8029 | 0.18814 | 0.18458 | 1017.332 | Commercial/Industrial | Institutional | Turnover | High Efficiency PTHP | 2.6703 | 1.0809 | 889.2488 | 0.21381 | 7.8285e-05 | 429.886 | Commercial/Industrial | Schools K-12 | New | Energy Star Commercial Solid Door Freezer | 5.8887 | 1.4666 | 3106.5748 | 0.32842 | 0.27509 | 2533.0469
Commercial/Industrial | Grocery | Existing | Engine Block Timer | 0.32598 | 1.7244 | -122.1953 | 0 | 0 | 259.2 | Commercial/Industrial | Schools K-12 | Turnover | LED Display Lighting (Interior) | 3.6963 | 1.3072 | 369.5849 | 0.054915 | 0.012405 | 223.626 | Commercial/Industrial | Institutional | New | High Efficiency PTHP | 2.6703 | 1.0809 | 889.2488 | 0.21381 | 7.8285e-05 | 429.886 | Commercial/Industrial | Schools K-12 | New | Energy Star Commercial Solid Door Freezer | 5.8887 | 1.4666 | 3106.5748 | 0.32842 | 0.27509 | 2533.0469
Commercial/Industrial | Healthcare | Existing | Engine Block Timer | 0.32598 | 1.7244 | -122.1953 | 0 | 0 | 259.2 | Commercial/Industrial | Schools K-12 | New | LED Display Lighting (Interior) | 3.6963 | 1.3072 | 369.5849 | 0.054915 | 0.012405 | 223.626 | Commercial/Industrial | Assembly | Existing | Thermostatic Shower Restriction Valve | 8.5805 | 1.3131 | 886.6315 | 0.12901 | 0.085808 | 763.4095 | Commercial/Industrial | Retail | New | Energy Star Commercial Solid Door Freezer | 5.8887 | 1.4666 | 3106.5748 | 0.32842 | 0.27509 | 2533.0469
Commercial/Industrial | Lodging/Hospitality | Existing | Engine Block Timer | 0.32598 | 1.7244 | -122.1953 | 0 | 0 | 259.2 | Commercial/Industrial | Retail | Turnover | High Bay LED | 3.6938 | 1.4564 | 1495.8247 | 0.18649 | 0.18297 | 1008.4293 | Commercial/Industrial | Schools K-12 | Existing | Thermostatic Shower Restriction Valve | 8.5805 | 1.3131 | 886.6315 | 0.12901 | 0.085808 | 763.4095 | Commercial/Industrial | Retail | New | Energy Star Commercial Solid Door Freezer | 5.8887 | 1.4666 | 3106.5748 | 0.32842 | 0.27509 | 2533.0469
Commercial/Industrial | Assembly | New | Engine Block Timer | 0.32598 | 1.7244 | -122.1953 | 0 | 0 | 259.2 | Commercial/Industrial | Retail | New | High Bay LED | 3.6938 | 1.4564 | 1495.8247 | 0.18649 | 0.18297 | 1008.4293 | Commercial/Industrial | Warehouse | Existing | Thermostatic Shower Restriction Valve | 8.5805 | 1.3131 | 886.6315 | 0.12901 | 0.085808 | 763.4095 | Commercial/Industrial | Restaurants | New | Energy Star Commercial Solid Door Freezer | 5.8887 | 1.4666 | 3106.5748 | 0.32842 | 0.27509 | 2533.0469
Commercial/Industrial | Grocery | New | Engine Block Timer | 0.32598 | 1.7244 | -122.1953 | 0 | 0 | 259.2 | Commercial/Industrial | Restaurants | Turnover | High Bay Fluorescent (T5) | 3.6702 | 1.4563 | 995.7483 | 0.12437 | 0.12202 | 672.519 | Commercial/Industrial | Assembly | New | Thermostatic Shower Restriction Valve | 8.5805 | 1.3131 | 886.6315 | 0.12901 | 0.085808 | 763.4095 | Commercial/Industrial | Restaurants | Existing | Faucet Aerator | 3.2969 | 1.0426 | 2968.9797 | 0.23702 | 0.61958 | 2570.9224
Commercial/Industrial | Healthcare | New | Engine Block Timer | 0.32598 | 1.7244 | -122.1953 | 0 | 0 | 259.2 | Commercial/Industrial | Restaurants | New | High Bay Fluorescent (T5) | 3.6702 | 1.4563 | 995.7483 | 0.12437 | 0.12202 | 672.519 | Commercial/Industrial | Schools K-12 | New | Thermostatic Shower Restriction Valve | 8.5805 | 1.3131 | 886.6315 | 0.12901 | 0.085808 | 763.4095 | Commercial/Industrial | Grocery | New | Faucet Aerator | 3.2969 | 1.0426 | 2968.9797 | 0.23702 | 0.61958 | 2570.9224
Commercial/Industrial | Lodging/Hospitality | New | Engine Block Timer | 0.32598 | 1.7244 | -122.1953 | 0 | 0 | 259.2 | Commercial/Industrial | Grocery | Existing | Faucet Aerator | 3.6497 | 0.74867 | 324.9117 | 0.010496 | 0.08956 | 197.7633 | Commercial/Industrial | Warehouse | New | Thermostatic Shower Restriction Valve | 8.5805 | 1.3131 | 886.6315 | 0.12901 | 0.085808 | 763.4095 | Commercial/Industrial | Lodging/Hospitality | Existing | Low Flow Shower Head | 4.6876 | 0.74945 | 2909.5551 | 0.090394 | 0.77136 | 1708.2211
Commercial/Industrial | Assembly | Turnover | Energy Star Commercial Dishwasher | 10.7817 | 1.706 | 26838.0381 | 1.3584 | -0.00014452 | 18720.0898 | Commercial/Industrial | Lodging/Hospitality | Existing | Faucet Aerator | 3.6497 | 0.74867 | 866.4312 | 0.027988 | 0.23883 | 527.3687 | Commercial/Industrial | Retail | Turnover | LED Display Lighting (Interior) | 7.6026 | 1.2933 | 879.6589 | 0.11363 | 8.182e-06 | 468.496 | Commercial/Industrial | Restaurants | New | Low Flow Shower Head | 4.6876 | 0.74945 | 2909.5551 | 0.090394 | 0.77136 | 1708.2211
Commercial/Industrial | College and University | Turnover | Energy Star Commercial Dishwasher | 10.7817 | 1.706 | 26838.0381 | 1.3584 | -0.00014452 | 18720.0898 | Commercial/Industrial | Restaurants | Existing | Faucet Aerator | 3.6497 | 0.74867 | 108.3039 | 0.0034985 | 0.029853 | 65.9211 | Commercial/Industrial | Retail | New | LED Display Lighting (Interior) | 7.6026 | 1.2933 | 879.6589 | 0.11363 | 8.182e-06 | 468.496 | Commercial/Industrial | Retail | Turnover | Energy Star Griddle | #DIV/0! | 1.357 | 2884.7549 | 0.3156 | 0.080771 | 1910
Commercial/Industrial | Grocery | Turnover | Energy Star Commercial Dishwasher | 10.7817 | 1.706 | 26838.0381 | 1.3584 | -0.00014452 | 18720.0898 | Commercial/Industrial | Retail | Existing | Faucet Aerator | 3.6497 | 0.74867 | 216.6078 | 0.0069971 | 0.059707 | 131.8422 | Commercial/Industrial | Assembly | Turnover | Energy Star Commercial Glass Door Refrigerator | 2.1961 | 1.401 | 875.6997 | 0.13478 | 0.046356 | 922.8665 | Commercial/Industrial | Grocery | Turnover | Energy Star Griddle | #DIV/0! | 1.357 | 2884.7549 | 0.3156 | 0.080771 | 1910
Commercial/Industrial | Healthcare | Turnover | Energy Star Commercial Dishwasher | 10.7817 | 1.706 | 26838.0381 | 1.3584 | -0.00014452 | 18720.0898 | Commercial/Industrial | Grocery | New | Faucet Aerator | 3.6497 | 0.74867 | 324.9117 | 0.010496 | 0.08956 | 197.7633 | Commercial/Industrial | Grocery | Turnover | Energy Star Commercial Glass Door Refrigerator | 2.1961 | 1.401 | 875.6997 | 0.13478 | 0.046356 | 922.8665 | Commercial/Industrial | Lodging/Hospitality | Turnover | Energy Star Griddle | #DIV/0! | 1.357 | 2884.7549 | 0.3156 | 0.080771 | 1910
Commercial/Industrial | Hospitals | Turnover | Energy Star Commercial Dishwasher | 10.7817 | 1.706 | 26838.0381 | 1.3584 | -0.00014452 | 18720.0898 | Commercial/Industrial | Lodging/Hospitality | New | Faucet Aerator | 3.6497 | 0.74867 | 866.4312 | 0.027988 | 0.23883 | 527.3687 | Commercial/Industrial | Institutional | Turnover | Energy Star Commercial Glass Door Refrigerator | 2.1961 | 1.401 | 875.6997 | 0.13478 | 0.046356 | 922.8665 | Commercial/Industrial | Restaurants | Turnover | Energy Star Griddle | #DIV/0! | 1.357 | 2884.7549 | 0.3156 | 0.080771 | 1910
Commercial/Industrial | Institutional | Turnover | Energy Star Commercial Dishwasher | 10.7817 | 1.706 | 26838.0381 | 1.3584 | -0.00014452 | 18720.0898 | Commercial/Industrial | Restaurants | New | Faucet Aerator | 3.6497 | 0.74867 | 108.3039 | 0.0034985 | 0.029853 | 65.9211 | Commercial/Industrial | Miscellaneous | Turnover | Energy Star Commercial Glass Door Refrigerator | 2.1961 | 1.401 | 875.6997 | 0.13478 | 0.046356 | 922.8665 | Commercial/Industrial | Retail | Turnover | Energy Star Griddle | #DIV/0! | 1.357 | 2884.7549 | 0.3156 | 0.080771 | 1910
Commercial/Industrial | Lodging/Hospitality | Turnover | Energy Star Commercial Dishwasher | 10.7817 | 1.706 | 26838.0381 | 1.3584 | -0.00014452 | 18720.0898 | Commercial/Industrial | Retail | New | Faucet Aerator | 3.6497 | 0.74867 | 216.6078 | 0.0069971 | 0.059707 | 131.8422 | Commercial/Industrial | Offices | Turnover | Energy Star Commercial Glass Door Refrigerator | 2.1961 | 1.401 | 875.6997 | 0.13478 | 0.046356 | 922.8665 | Commercial/Industrial | Institutional | Turnover | Energy Star Griddle | #DIV/0! | 1.357 | 2884.7549 | 0.3156 | 0.080771 | 1910
Commercial/Industrial | Miscellaneous | Turnover | Energy Star Commercial Dishwasher | 10.7817 | 1.706 | 26838.0381 | 1.3584 | -0.00014452 | 18720.0898 | Commercial/Industrial | Institutional | Existing | Faucet Aerator | 3.6233 | 1.25 | 11531.1727 | 2.2257 | 1.3404 | 10679.2161 | Commercial/Industrial | Retail | Turnover | Energy Star Commercial Glass Door Refrigerator | 2.1961 | 1.401 | 875.6997 | 0.13478 | 0.046356 | 922.8665 | Commercial/Industrial | Institutional | Turnover | Energy Star Griddle | #DIV/0! | 1.357 | 2884.7549 | 0.3156 | 0.080771 | 1910
Commercial/Industrial | Offices | Turnover | Energy Star Commercial Dishwasher | 10.7817 | 1.706 | 26838.0381 | 1.3584 | -0.00014452 | 18720.0898 | Commercial/Industrial | Institutional | New | Faucet Aerator | 3.6233 | 1.25 | 11531.1727 | 2.2257 | 1.3404 | 10679.2161 | Commercial/Industrial | Warehouse | Turnover | Energy Star Commercial Glass Door Refrigerator | 2.1961 | 1.401 | 875.6997 | 0.13478 | 0.046356 | 922.8665 | Commercial/Industrial | Miscellaneous | Turnover | Energy Star Griddle | #DIV/0! | 1.357 | 2884.7549 | 0.3156 | 0.080771 | 1910
Commercial/Industrial | Restaurants | Turnover | Energy Star Commercial Dishwasher | 10.7817 | 1.706 | 26838.0381 | 1.3584 | -0.00014452 | 18720.0898 | Commercial/Industrial | Miscellaneous | Existing | Faucet Aerator | 3.6233 | 1.25 | 1708.3219 | 0.32974 | 0.19858 | 1582.1061 | Commercial/Industrial | Assembly | New | Energy Star Commercial Glass Door Refrigerator | 2.1961 | 1.401 | 875.6997 | 0.13478 | 0.046356 | 922.8665 | Commercial/Industrial | Miscellaneous | Turnover | Energy Star Griddle | #DIV/0! | 1.357 | 2884.7549 | 0.3156 | 0.080771 | 1910
Commercial/Industrial | Retail | Turnover | Energy Star Commercial Dishwasher | 10.7817 | 1.706 | 26838.0381 | 1.3584 | -0.00014452 | 18720.0898 | Commercial/Industrial | Miscellaneous | New | Faucet Aerator | 3.6233 | 1.25 | 1708.3219 | 0.32974 | 0.19858 | 1582.1061 | Commercial/Industrial | Grocery | New | Energy Star Commercial Glass Door Refrigerator | 2.1961 | 1.401 | 875.6997 | 0.13478 | 0.046356 | 922.8665 | Commercial/Industrial | Assembly | Turnover | Energy Star Griddle | #DIV/0! | 1.357 | 2884.7549 | 0.3156 | 0.080771 | 1910
Commercial/Industrial | Schools K-12 | Turnover | Energy Star Commercial Dishwasher | 10.7817 | 1.706 | 26838.0381 | 1.3584 | -0.00014452 | 18720.0898 | Commercial/Industrial | Assembly | Existing | Faucet Aerator | 3.6204 | 1.2489 | 213.5402 | 0.041217 | 0.024823 | 197.7633 | Commercial/Industrial | Institutional | New | Energy Star Commercial Glass Door Refrigerator | 2.1961 | 1.401 | 875.6997 | 0.13478 | 0.046356 | 922.8665 | Commercial/Industrial | Healthcare | Turnover | Energy Star Griddle | #DIV/0! | 1.357 | 2884.7549 | 0.3156 | 0.080771 | 1910
Commercial/Industrial | Warehouse | Turnover | Energy Star Commercial Dishwasher | 10.7817 | 1.706 | 26838.0381 | 1.3584 | -0.00014452 | 18720.0898 | Commercial/Industrial | Healthcare | Existing | Faucet Aerator | 3.6204 | 1.2489 | 213.5402 | 0.041217 | 0.024823 | 197.7633 | Commercial/Industrial | Miscellaneous | New | Energy Star Commercial Glass Door Refrigerator | 2.1961 | 1.401 | 875.6997 | 0.13478 | 0.046356 | 922.8665 | Commercial/Industrial | Offices | Turnover | Energy Star Griddle | #DIV/0! | 1.357 | 2884.7549 | 0.3156 | 0.080771 | 1910
Commercial/Industrial | Assembly | New | Energy Star Commercial Dishwasher | 10.7817 | 1.706 | 26838.0381 | 1.3584 | -0.00014452 | 18720.0898 | Commercial/Industrial | Offices | Existing | Faucet Aerator | 3.6204 | 1.2489 | 213.5402 | 0.041217 | 0.024823 | 197.7633 | Commercial/Industrial | Offices | New | Energy Star Commercial Glass Door Refrigerator | 2.1961 | 1.401 | 875.6997 | 0.13478 | 0.046356 | 922.8665 | Commercial/Industrial | Assembly | Turnover | Energy Star Griddle | #DIV/0! | 1.357 | 2884.7549 | 0.3156 | 0.080771 | 1910
Commercial/Industrial | College and University | New | Energy Star Commercial Dishwasher | 10.7817 | 1.706 | 26838.0381 | 1.3584 | -0.00014452 | 18720.0898 | Commercial/Industrial | Assembly | New | Faucet Aerator | 3.6204 | 1.2489 | 213.5402 | 0.041217 | 0.024823 | 197.7633 | Commercial/Industrial | Retail | New | Energy Star Commercial Glass Door Refrigerator | 2.1961 | 1.401 | 875.6997 | 0.13478 | 0.046356 | 922.8665 | Commercial/Industrial | Healthcare | New | Energy Star Griddle | #DIV/0! | 1.357 | 2884.7549 | 0.3156 | 0.080771 | 1910
Commercial/Industrial | Grocery | New | Energy Star Commercial Dishwasher | 10.7817 | 1.706 | 26838.0381 | 1.3584 | -0.00014452 | 18720.0898 | Commercial/Industrial | Healthcare | New | Faucet Aerator | 3.6204 | 1.2489 | 213.5402 | 0.041217 | 0.024823 | 197.7633 | Commercial/Industrial | Warehouse | New | Energy Star Commercial Glass Door Refrigerator | 2.1961 | 1.401 | 875.6997 | 0.13478 | 0.046356 | 922.8665 | Commercial/Industrial | Offices | New | Energy Star Griddle | #DIV/0! | 1.357 | 2884.7549 | 0.3156 | 0.080771 | 1910
Commercial/Industrial | Healthcare | New | Energy Star Commercial Dishwasher | 10.7817 | 1.706 | 26838.0381 | 1.3584 | -0.00014452 | 18720.0898 | Commercial/Industrial | Offices | New | Faucet Aerator | 3.6204 | 1.2489 | 213.5402 | 0.041217 | 0.024823 | 197.7633 | Commercial/Industrial | Restaurants | Turnover | High Bay LED | 2.4876 | 1.4562 | 868.0169 | 0.12561 | 0.12324 | 679.233 | Commercial/Industrial | Schools K-12 | New | Energy Star Griddle | #DIV/0! | 1.357 | 2884.7549 | 0.3156 | 0.080771 | 1910
Commercial/Industrial | Hospitals | New | Energy Star Commercial Dishwasher | 10.7817 | 1.706 | 26838.0381 | 1.3584 | -0.00014452 | 18720.0898 | Commercial/Industrial | Schools K-12 | Existing | Faucet Aerator | 3.6146 | 1.2469 | 71.1801 | 0.013739 | 0.0082744 | 65.9211 | Commercial/Industrial | Restaurants | New | High Bay LED | 2.4876 | 1.4562 | 868.0169 | 0.12561 | 0.12324 | 679.233 | Commercial/Industrial | Warehouse | New | Energy Star Griddle | #DIV/0! | 1.357 | 2884.7549 | 0.3156 | 0.080771 | 1910
Commercial/Industrial | Institutional | New | Energy Star Commercial Dishwasher | 10.7817 | 1.706 | 26838.0381 | 1.3584 | -0.00014452 | 18720.0898 | Commercial/Industrial | Warehouse | Existing | Faucet Aerator | 3.6146 | 1.2469 | 71.1801 | 0.013739 | 0.0082744 | 65.9211 | Commercial/Industrial | Institutional | Turnover | High Efficiency PTAC | 2.6235 | 1.0809 | 867.1888 | 0.21007 | 0 | 422.2356 | Commercial/Industrial | Schools K-12 | New | Energy Star Griddle | #DIV/0! | 1.357 | 2884.7549 | 0.3156 | 0.080771 | 1910
Commercial/Industrial | Lodging/Hospitality | New | Energy Star Commercial Dishwasher | 10.7817 | 1.706 | 26838.0381 | 1.3584 | -0.00014452 | 18720.0898 | Commercial/Industrial | Schools K-12 | New | Faucet Aerator | 3.6146 | 1.2469 | 71.1801 | 0.013739 | 0.0082744 | 65.9211 | Commercial/Industrial | Institutional | New | High Efficiency PTAC | 2.6235 | 1.0809 | 867.1888 | 0.21007 | 0 | 422.2356 | Commercial/Industrial | Warehouse | New | Energy Star Griddle | #DIV/0! | 1.357 | 2884.7549 | 0.3156 | 0.080771 | 1910
Commercial/Industrial | Miscellaneous | New | Energy Star Commercial Dishwasher | 10.7817 | 1.706 | 26838.0381 | 1.3584 | -0.00014452 | 18720.0898 | Commercial/Industrial | Warehouse | New | Faucet Aerator | 3.6146 | 1.2469 | 71.1801 | 0.013739 | 0.0082744 | 65.9211 | Commercial/Industrial | Institutional | Turnover | High Bay LED | 2.4449 | 1.4564 | 845.6366 | 0.12344 | 0.12111 | 667.4977 | Commercial/Industrial | Institutional | New | Energy Star Griddle | #DIV/0! | 1.357 | 2884.7549 | 0.3156 | 0.080771 | 1910
Commercial/Industrial | Offices | New | Energy Star Commercial Dishwasher | 10.7817 | 1.706 | 26838.0381 | 1.3584 | -0.00014452 | 18720.0898 | Commercial/Industrial | Institutional | Turnover | High Bay Fluorescent (T5) | 3.607 | 1.4564 | 973.5892 | 0.12222 | 0.11991 | 660.8997 | Commercial/Industrial | Institutional | New | High Bay LED | 2.4449 | 1.4564 | 845.6366 | 0.12344 | 0.12111 | 667.4977 | Commercial/Industrial | Institutional | New | Energy Star Griddle | #DIV/0! | 1.357 | 2884.7549 | 0.3156 | 0.080771 | 1910
Commercial/Industrial | Restaurants | New | Energy Star Commercial Dishwasher | 10.7817 | 1.706 | 26838.0381 | 1.3584 | -0.00014452 | 18720.0898 | Commercial/Industrial | Institutional | New | High Bay Fluorescent (T5) | 3.607 | 1.4564 | 973.5892 | 0.12222 | 0.11991 | 660.8997 | Commercial/Industrial | Healthcare | Turnover | LED Linear - Fixture Replacement | 12.2974 | 1.3115 | 836.0548 | 0.10355 | 0.023688 | 427.1789 | Commercial/Industrial | College and University | New | Energy Star Griddle | #DIV/0! | 1.357 | 2884.7549 | 0.3156 | 0.080771 | 1910
Commercial/Industrial | Retail | New | Energy Star Commercial Dishwasher | 10.7817 | 1.706 | 26838.0381 | 1.3584 | -0.00014452 | 18720.0898 | Commercial/Industrial | College and University | Existing | Duct Sealing Repair | 3.5913 | 0.8099 | 116477.5879 | 6.789 | 24.0448 | 34458.2784 | Commercial/Industrial | Healthcare | New | LED Linear - Fixture Replacement | 12.2974 | 1.3115 | 836.0548 | 0.10355 | 0.023688 | 427.1789 | Commercial/Industrial | College and University | New | Energy Star Griddle | #DIV/0! | 1.357 | 2884.7549 | 0.3156 | 0.080771 | 1910
Commercial/Industrial | Schools K-12 | New | Energy Star Commercial Dishwasher | 10.7817 | 1.706 | 26838.0381 | 1.3584 | -0.00014452 | 18720.0898 | Commercial/Industrial | College and University | New | Duct Sealing Repair | 3.5913 | 0.8099 | 116477.5879 | 6.789 | 24.0448 | 34458.2784 | Commercial/Industrial | College and University | Turnover | Energy Star Commercial Glass Door Refrigerator | 2.1719 | 1.4668 | 834.914 | 0.11965 | 0.10023 | 922.8665 | Commercial/Industrial | Schools K-12 | New | Energy Star Griddle | #DIV/0! | 1.357 | 2884.7549 | 0.3156 | 0.080771 | 1910
Commercial/Industrial | Warehouse | New | Energy Star Commercial Dishwasher | 10.7817 | 1.706 | 26838.0381 | 1.3584 | -0.00014452 | 18720.0898 | Commercial/Industrial | Schools K-12 | Existing | Duct Sealing Repair | 3.5912 | 0.80989 | 79859.2015 | 4.6547 | 16.4855 | 23625.2368 | Commercial/Industrial | Healthcare | Turnover | Energy Star Commercial Glass Door Refrigerator | 2.1719 | 1.4668 | 834.914 | 0.11965 | 0.10023 | 922.8665 | Commercial/Industrial | Schools K-12 | New | Energy Star Griddle | #DIV/0! | 1.357 | 2884.7549 | 0.3156 | 0.080771 | 1910
Commercial/Industrial | Assembly | Turnover | Solar Water Heater | 0.32648 | 1.7029 | -11393.533 | 0.38556 | 0.05413 | 5158.5545 | Commercial/Industrial | Schools K-12 | New | Duct Sealing Repair | 3.5912 | 0.80989 | 79859.2015 | 4.6547 | 16.4855 | 23625.2368 | Commercial/Industrial | Hospitals | Turnover | Energy Star Commercial Glass Door Refrigerator | 2.1719 | 1.4668 | 834.914 | 0.11965 | 0.10023 | 922.8665 | Commercial/Industrial | Offices | New | Energy Star Griddle | #DIV/0! | 1.357 | 2884.7549 | 0.3156 | 0.080771 | 1910
Commercial/Industrial | Assembly | New | Solar Water Heater | 0.32648 | 1.7029 | -11393.533 | 0.38556 | 0.05413 | 5158.5545 | Commercial/Industrial | Offices | Turnover | High Bay Fluorescent (T5) | 3.5561 | 1.4562 | 956.0147 | 0.12052 | 0.11824 | 651.6843 | Commercial/Industrial | Lodging/Hospitality | Turnover | Energy Star Commercial Glass Door Refrigerator | 2.1719 | 1.4668 | 834.914 | 0.11965 | 0.10023 | 922.8665 | Commercial/Industrial | Offices | Existing | Low Flow Shower Head | 4.3563 | 1.3131 | 2778.0603 | 0.44614 | 0.29674 | 2639.9781
Commercial/Industrial | College and University | Turnover | Solar Water Heater | 0.75089 | 1.7028 | -9743.9099 | 8.8679 | 1.245 | 118646.7544 | Commercial/Industrial | Offices | New | High Bay Fluorescent (T5) | 3.5561 | 1.4562 | 956.0147 | 0.12052 | 0.11824 | 651.6843 | Commercial/Industrial | Restaurants | Turnover | Energy Star Commercial Glass Door Refrigerator | 2.1719 | 1.4668 | 834.914 | 0.11965 | 0.10023 | 922.8665 | Commercial/Industrial | Healthcare | New | Low Flow Shower Head | 4.3563 | 1.3131 | 2778.0603 | 0.44614 | 0.29674 | 2639.9781
Commercial/Industrial | College and University | New | Solar Water Heater | 0.75089 | 1.7028 | -9743.9099 | 8.8679 | 1.245 | 118646.7544 | Commercial/Industrial | Healthcare | Turnover | High Efficiency Chiller (Air Cooled, 50 tons) | 3.4999 | 1.4184 | 59434.4984 | 8.037 | 8.1562 | 28238.2483 | Commercial/Industrial | Schools K-12 | Turnover | Energy Star Commercial Glass Door Refrigerator | 2.1719 | 1.4668 | 834.914 | 0.11965 | 0.10023 | 922.8665 | Commercial/Industrial | Healthcare | Turnover | Heat Pump Water Heater | 1.4707 | 1.3131 | 2713.8471 | 0.74275 | 0.49402 | 4395.1625
Commercial/Industrial | Hospitals | Turnover | Solar Water Heater | 0.87785 | 1.7028 | 32136.6953 | 15.5509 | 2.1833 | 208061.6998 | Commercial/Industrial | Healthcare | New | High Efficiency Chiller (Air Cooled, 50 tons) | 3.4999 | 1.4184 | 59434.4984 | 8.037 | 8.1562 | 28238.2483 | Commercial/Industrial | College and University | New | Energy Star Commercial Glass Door Refrigerator | 2.1719 | 1.4668 | 834.914 | 0.11965 | 0.10023 | 922.8665 | Commercial/Industrial | Healthcare | New | Heat Pump Water Heater | 1.4707 | 1.3131 | 2713.8471 | 0.74275 | 0.49402 | 4395.1625
Commercial/Industrial | Hospitals | New | Solar Water Heater | 0.87785 | 1.7028 | 32136.6953 | 15.5509 | 2.1833 | 208061.6998 | Commercial/Industrial | Healthcare | Turnover | High Efficiency Chiller (Water cooled-centrifugal, 200 tons) | 3.327 | 1.2337 | 84506.3855 | 13.7503 | 0.59559 | 34925.2223 | Commercial/Industrial | Healthcare | New | Energy Star Commercial Glass Door Refrigerator | 2.1719 | 1.4668 | 834.914 | 0.11965 | 0.10023 | 922.8665 | Commercial/Industrial | Healthcare | Existing | Faucet Aerator | 3.2968 | 1.0426 | 2588.3413 | 0.20663 | 0.54015 | 2241.317
Commercial/Industrial | Miscellaneous | Turnover | Solar Water Heater | 0.97942 | 1.7028 | 92718.3246 | 23.1336 | 3.2478 | 309513.2724 | Commercial/Industrial | Healthcare | New | High Efficiency Chiller (Water cooled-centrifugal, 200 tons) | 3.327 | 1.2337 | 84506.3855 | 13.7503 | 0.59559 | 34925.2223 | Commercial/Industrial | Hospitals | New | Energy Star Commercial Glass Door Refrigerator | 2.1719 | 1.4668 | 834.914 | 0.11965 | 0.10023 | 922.8665 | Commercial/Industrial | Hospitals | New | Faucet Aerator | 3.2968 | 1.0426 | 2588.3413 | 0.20663 | 0.54015 | 2241.317
Commercial/Industrial | Miscellaneous | New | Solar Water Heater | 0.97942 | 1.7028 | 92718.3246 | 23.1336 | 3.2478 | 309513.2724 | Commercial/Industrial | Hospitals | Turnover | High Efficiency Chiller (Air Cooled, 50 tons) | 3.3153 | 1.4184 | 55271.1333 | 7.6131 | 7.726 | 26748.8892 | Commercial/Industrial | Lodging/Hospitality | New | Energy Star Commercial Glass Door Refrigerator | 2.1719 | 1.4668 | 834.914 | 0.11965 | 0.10023 | 922.8665 | Commercial/Industrial | Hospitals | Turnover | High Efficiency PTHP | 6.2922 | 1.0807 | 2585.8676 | 0.50387 | 0.00018449 | 1013.0761
Commercial/Industrial | Institutional | Turnover | Solar Water Heater | 1.0447 | 1.7028 | 155971.5288 | 30.8448 | 4.3304 | 412684.3632 | Commercial/Industrial | Hospitals | New | High Efficiency Chiller (Air Cooled, 50 tons) | 3.3153 | 1.4184 | 55271.1333 | 7.6131 | 7.726 | 26748.8892 | Commercial/Industrial | Restaurants | New | Energy Star Commercial Glass Door Refrigerator | 2.1719 | 1.4668 | 834.914 | 0.11965 | 0.10023 | 922.8665 | Commercial/Industrial | Assembly | New | High Efficiency PTHP | 6.2922 | 1.0807 | 2585.8676 | 0.50387 | 0.00018449 | 1013.0761
Commercial/Industrial | Institutional | New | Solar Water Heater | 1.0447 | 1.7028 | 155971.5288 | 30.8448 | 4.3304 | 412684.3632 | Commercial/Industrial | Assembly | Existing | CO Sensors for Parking Garage Exhaust | 3.3105 | 1.895 | 5445.5559 | 0.20046 | 0.20046 | 4980.032 | Commercial/Industrial | Schools K-12 | New | Energy Star Commercial Glass Door Refrigerator | 2.1719 | 1.4668 | 834.914 | 0.11965 | 0.10023 | 922.8665 | Commercial/Industrial | College and University | Turnover | High Efficiency PTAC | 6.1672 | 1.0807 | 2527.3193 | 0.49393 | 0 | 992.7919
Commercial/Industrial | Offices | Turnover | Solar Water Heater | 0.90687 | 1.7028 | 8564.599 | 3.213 | 0.45109 | 42987.9545 | Commercial/Industrial | College and University | Existing | CO Sensors for Parking Garage Exhaust | 3.3105 | 1.895 | 5445.5559 | 0.20046 | 0.20046 | 4980.032 | Commercial/Industrial | Retail | Turnover | LED Linear - Fixture Replacement | 12.0503 | 1.2917 | 830.2286 | 0.10326 | 5.6573e-06 | 423.4406 | Commercial/Industrial | Grocery | New | High Efficiency PTAC | 6.1672 | 1.0807 | 2527.3193 | 0.49393 | 0 | 992.7919
Commercial/Industrial | Offices | New | Solar Water Heater | 0.90687 | 1.7028 | 8564.599 | 3.213 | 0.45109 | 42987.9545 | Commercial/Industrial | Grocery | Existing | CO Sensors for Parking Garage Exhaust | 3.3105 | 1.895 | 5445.5559 | 0.20046 | 0.20046 | 4980.032 | Commercial/Industrial | Retail | New | LED Linear - Fixture Replacement | 12.0503 | 1.2917 | 830.2286 | 0.10326 | 5.6573e-06 | 423.4406 | Commercial/Industrial | Healthcare | Existing | Thermostatic Shower Restriction Valve | 8.9005 | 0.83885 | 2473.5118 | 0.10712 | 0.56198 | 1526.8189
Commercial/Industrial | Grocery | Turnover | Solar Water Heater | 0.65294 | 1.7028 | -3378.8084 | 0.77112 | 0.10826 | 10317.1091 | Commercial/Industrial | Healthcare | Existing | CO Sensors for Parking Garage Exhaust | 3.3105 | 1.895 | 5445.5559 | 0.20046 | 0.20046 | 4980.032 | Commercial/Industrial | Offices | Turnover | High Bay LED | 2.4105 | 1.4562 | 827.8866 | 0.12172 | 0.11942 | 658.1903 | Commercial/Industrial | Hospitals | New | Thermostatic Shower Restriction Valve | 8.9005 | 0.83885 | 2473.5118 | 0.10712 | 0.56198 | 1526.8189
Commercial/Industrial | Lodging/Hospitality | Turnover | Solar Water Heater | 1.0447 | 1.7028 | 18716.5835 | 3.7014 | 0.51965 | 49522.1236 | Commercial/Industrial | Hospitals | Existing | CO Sensors for Parking Garage Exhaust | 3.3105 | 1.895 | 5445.5559 | 0.20046 | 0.20046 | 4980.032 | Commercial/Industrial | Offices | New | High Bay LED | 2.4105 | 1.4562 | 827.8866 | 0.12172 | 0.11942 | 658.1903 | Commercial/Industrial | Institutional | Turnover | High Bay Fluorescent (T5) | 7.4368 | 1.4564 | 2311.9249 | 0.252 | 0.24724 | 1362.6673
Commercial/Industrial | Warehouse | Turnover | Solar Water Heater | 0.65294 | 1.7028 | -3378.8084 | 0.77112 | 0.10826 | 10317.1091 | Commercial/Industrial | Institutional | Existing | CO Sensors for Parking Garage Exhaust | 3.3105 | 1.895 | 5445.5559 | 0.20046 | 0.20046 | 4980.032 | Commercial/Industrial | Assembly | Turnover | High Bay Fluorescent (T5) | 3.1448 | 1.4566 | 811.9803 | 0.10655 | 0.10454 | 576.1587 | Commercial/Industrial | Lodging/Hospitality | New | High Bay Fluorescent (T5) | 7.4368 | 1.4564 | 2311.9249 | 0.252 | 0.24724 | 1362.6673
Commercial/Industrial | Grocery | New | Solar Water Heater | 0.65294 | 1.7028 | -3378.8084 | 0.77112 | 0.10826 | 10317.1091 | Commercial/Industrial | Lodging/Hospitality | Existing | CO Sensors for Parking Garage Exhaust | 3.3105 | 1.895 | 5445.5559 | 0.20046 | 0.20046 | 4980.032 | Commercial/Industrial | Assembly | New | High Bay Fluorescent (T5) | 3.1448 | 1.4566 | 811.9803 | 0.10655 | 0.10454 | 576.1587 | Commercial/Industrial | Miscellaneous | Turnover | High Efficiency PTHP | 5.4967 | 1.0809 | 2212.9215 | 0.44011 | 0.00016114 | 884.8808
Commercial/Industrial | Lodging/Hospitality | New | Solar Water Heater | 1.0447 | 1.7028 | 18716.5835 | 3.7014 | 0.51965 | 49522.1236 | Commercial/Industrial | Miscellaneous | Existing | CO Sensors for Parking Garage Exhaust | 3.3105 | 1.895 | 5445.5559 | 0.20046 | 0.20046 | 4980.032 | Commercial/Industrial | Miscellaneous | Turnover | High Efficiency PTAC | 2.4687 | 1.1293 | 791.9916 | 0.18074 | 0 | 436.5892 | Commercial/Industrial | Offices | New | High Efficiency PTHP | 5.4967 | 1.0809 | 2212.9215 | 0.44011 | 0.00016114 | 884.8808
Commercial/Industrial | Warehouse | New | Solar Water Heater | 0.65294 | 1.7028 | -3378.8084 | 0.77112 | 0.10826 | 10317.1091 | Commercial/Industrial | Offices | Existing | CO Sensors for Parking Garage Exhaust | 3.3105 | 1.895 | 5445.5559 | 0.20046 | 0.20046 | 4980.032 | Commercial/Industrial | Miscellaneous | New | High Efficiency PTAC | 2.4687 | 1.1293 | 791.9916 | 0.18074 | 0 | 436.5892 | Commercial/Industrial | Restaurants | Turnover | High Efficiency PTHP | 5.4759 | 1.0807 | 2203.6129 | 0.43852 | 0.00016056 | 881.6812
Commercial/Industrial | Retail | Turnover | Solar Water Heater | 0.64641 | 1.7028 | -10617.3086 | 2.2902 | 0.32153 | 30641.814 | Commercial/Industrial | Restaurants | Existing | CO Sensors for Parking Garage Exhaust | 3.3105 | 1.895 | 5445.5559 | 0.20046 | 0.20046 | 4980.032 | Commercial/Industrial | Assembly | Turnover | Energy Star Commercial Solid Door Refrigerator | 2.044 | 1.4002 | 776.9227 | 0.12695 | 0.056728 | 849.9239 | Commercial/Industrial | Retail | New | High Efficiency PTHP | 5.4759 | 1.0807 | 2203.6129 | 0.43852 | 0.00016056 | 881.6812
Commercial/Industrial | Retail | New | Solar Water Heater | 0.64641 | 1.7028 | -10617.3086 | 2.2902 | 0.32153 | 30641.814 | Commercial/Industrial | Retail | Existing | CO Sensors for Parking Garage Exhaust | 3.3105 | 1.895 | 5445.5559 | 0.20046 | 0.20046 | 4980.032 | Commercial/Industrial | Grocery | Turnover | Energy Star Commercial Solid Door Refrigerator | 2.044 | 1.4002 | 776.9227 | 0.12695 | 0.056728 | 849.9239 | Commercial/Industrial | Schools K-12 | Turnover | High Bay LED | 5.0405 | 1.4563 | 2197.3333 | 0.25451 | 0.24971 | 1376.2713
Commercial/Industrial | Restaurants | Turnover | Solar Water Heater | 0.54412 | 1.7028 | -12100.7665 | 1.2852 | 0.18043 | 17195.1818 | Commercial/Industrial | Schools K-12 | Existing | CO Sensors for Parking Garage Exhaust | 3.3105 | 1.895 | 5445.5559 | 0.20046 | 0.20046 | 4980.032 | Commercial/Industrial | Institutional | Turnover | Energy Star Commercial Solid Door Refrigerator | 2.044 | 1.4002 | 776.9227 | 0.12695 | 0.056728 | 849.9239 | Commercial/Industrial | Warehouse | New | High Bay LED | 5.0405 | 1.4563 | 2197.3333 | 0.25451 | 0.24971 | 1376.2713
Commercial/Industrial | Restaurants | New | Solar Water Heater | 0.54412 | 1.7028 | -12100.7665 | 1.2852 | 0.18043 | 17195.1818 | Commercial/Industrial | Warehouse | Existing | CO Sensors for Parking Garage Exhaust | 3.3105 | 1.895 | 5445.5559 | 0.20046 | 0.20046 | 4980.032 | Commercial/Industrial | Miscellaneous | Turnover | Energy Star Commercial Solid Door Refrigerator | 2.044 | 1.4002 | 776.9227 | 0.12695 | 0.056728 | 849.9239 | Commercial/Industrial | Assembly | Existing | Chilled Water Controls Optimization | 5.7509 | 1.0281 | 2151.8667 | 0.54895 | 0.0005471 | 1353.1094
Commercial/Industrial | Schools K-12 | Turnover | Solar Water Heater | 0.13603 | 1.7028 | -16068.7158 | 0.16065 | 0.022555 | 2149.4448 | Commercial/Industrial | Assembly | New | CO Sensors for Parking Garage Exhaust | 3.3105 | 1.895 | 5445.5559 | 0.20046 | 0.20046 | 4980.032 | Commercial/Industrial | Offices | Turnover | Energy Star Commercial Solid Door Refrigerator | 2.044 | 1.4002 | 776.9227 | 0.12695 | 0.056728 | 849.9239 | Commercial/Industrial | College and University | New | Chilled Water Controls Optimization | 5.7509 | 1.0281 | 2151.8667 | 0.54895 | 0.0005471 | 1353.1094
Commercial/Industrial | Schools K-12 | New | Solar Water Heater | 0.13603 | 1.7028 | -16068.7158 | 0.16065 | 0.022555 | 2149.4448 | Commercial/Industrial | College and University | New | CO Sensors for Parking Garage Exhaust | 3.3105 | 1.895 | 5445.5559 | 0.20046 | 0.20046 | 4980.032 | Commercial/Industrial | Retail | Turnover | Energy Star Commercial Solid Door Refrigerator | 2.044 | 1.4002 | 776.9227 | 0.12695 | 0.056728 | 849.9239 | Commercial/Industrial | Grocery | Turnover | High Efficiency PTAC | 5.3606 | 1.0806 | 2149.7005 | 0.42936 | 0 | 863.0113
Commercial/Industrial | Healthcare | Turnover | Solar Water Heater | 0.43529 | 1.7028 | -8721.9581 | 0.51408 | 0.072174 | 6878.0727 | Commercial/Industrial | Grocery | New | CO Sensors for Parking Garage Exhaust | 3.3105 | 1.895 | 5445.5559 | 0.20046 | 0.20046 | 4980.032 | Commercial/Industrial | Warehouse | Turnover | Energy Star Commercial Solid Door Refrigerator | 2.044 | 1.4002 | 776.9227 | 0.12695 | 0.056728 | 849.9239 | Commercial/Industrial | Healthcare | New | High Efficiency PTAC | 5.3606 | 1.0806 | 2149.7005 | 0.42936 | 0 | 863.0113
Commercial/Industrial | Healthcare | New | Solar Water Heater | 0.43529 | 1.7028 | -8721.9581 | 0.51408 | 0.072174 | 6878.0727 | Commercial/Industrial | Healthcare | New | CO Sensors for Parking Garage Exhaust | 3.3105 | 1.895 | 5445.5559 | 0.20046 | 0.20046 | 4980.032 | Commercial/Industrial | Assembly | New | Energy Star Commercial Solid Door Refrigerator | 2.044 | 1.4002 | 776.9227 | 0.12695 | 0.056728 | 849.9239 | Commercial/Industrial | Hospitals | Existing | Airside Economizer | 5.6686 | 1.114 | 2046.9861 | -0.55142 | 0.016616 | 2468.9837
Commercial/Industrial | Schools K-12 | Turnover | Instantaneous Hot Water System | 0.031171 | 1.6765 | -8191.256 | 0.016253 | 0.018728 | 146.7123 | Commercial/Industrial | Hospitals | New | CO Sensors for Parking Garage Exhaust | 3.3105 | 1.895 | 5445.5559 | 0.20046 | 0.20046 | 4980.032 | Commercial/Industrial | Grocery | New | Energy Star Commercial Solid Door Refrigerator | 2.044 | 1.4002 | 776.9227 | 0.12695 | 0.056728 | 849.9239 | Commercial/Industrial | Institutional | New | Airside Economizer | 5.6686 | 1.114 | 2046.9861 | -0.55142 | 0.016616 | 2468.9837
Commercial/Industrial | Schools K-12 | New | Instantaneous Hot Water System | 0.031171 | 1.6765 | -8191.256 | 0.016253 | 0.018728 | 146.7123 | Commercial/Industrial | Institutional | New | CO Sensors for Parking Garage Exhaust | 3.3105 | 1.895 | 5445.5559 | 0.20046 | 0.20046 | 4980.032 | Commercial/Industrial | Institutional | New | Energy Star Commercial Solid Door Refrigerator | 2.044 | 1.4002 | 776.9227 | 0.12695 | 0.056728 | 849.9239 | Commercial/Industrial | Lodging/Hospitality | Existing | ECM Motors on Furnaces | 2.4037 | 1.3668 | 2045.6587 | 0 | 0.19492 | 1707.525
Commercial/Industrial | Healthcare | Turnover | Instantaneous Hot Water System | 0.099731 | 1.6762 | -7490.9746 | 0.052008 | 0.059928 | 469.469 | Commercial/Industrial | Lodging/Hospitality | New | CO Sensors for Parking Garage Exhaust | 3.3105 | 1.895 | 5445.5559 | 0.20046 | 0.20046 | 4980.032 | Commercial/Industrial | Miscellaneous | New | Energy Star Commercial Solid Door Refrigerator | 2.044 | 1.4002 | 776.9227 | 0.12695 | 0.056728 | 849.9239 | Commercial/Industrial | Miscellaneous | New | ECM Motors on Furnaces | 2.4037 | 1.3668 | 2045.6587 | 0 | 0.19492 | 1707.525
Commercial/Industrial | Healthcare | New | Instantaneous Hot Water System | 0.099731 | 1.6762 | -7490.9746 | 0.052008 | 0.059928 | 469.469 | Commercial/Industrial | Miscellaneous | New | CO Sensors for Parking Garage Exhaust | 3.3105 | 1.895 | 5445.5559 | 0.20046 | 0.20046 | 4980.032 | Commercial/Industrial | Offices | New | Energy Star Commercial Solid Door Refrigerator | 2.044 | 1.4002 | 776.9227 | 0.12695 | 0.056728 | 849.9239 | Commercial/Industrial | Offices | Turnover | High Efficiency PTAC | 4.974 | 1.1292 | 1962.74 | 0.36421 | 0 | 879.7571
Commercial/Industrial | Assembly | Turnover | Instantaneous Hot Water System | 0.074779 | 1.6758 | -7745.6249 | 0.039006 | 0.044946 | 352.1017 | Commercial/Industrial | Offices | New | CO Sensors for Parking Garage Exhaust | 3.3105 | 1.895 | 5445.5559 | 0.20046 | 0.20046 | 4980.032 | Commercial/Industrial | Retail | New | Energy Star Commercial Solid Door Refrigerator | 2.044 | 1.4002 | 776.9227 | 0.12695 | 0.056728 | 849.9239 | Commercial/Industrial | Restaurants | New | High Efficiency PTAC | 4.974 | 1.1292 | 1962.74 | 0.36421 | 0 | 879.7571
Commercial/Industrial | Warehouse | Turnover | Instantaneous Hot Water System | 0.14956 | 1.6758 | -6981.674 | 0.078013 | 0.089892 | 704.2034 | Commercial/Industrial | Restaurants | New | CO Sensors for Parking Garage Exhaust | 3.3105 | 1.895 | 5445.5559 | 0.20046 | 0.20046 | 4980.032 | Commercial/Industrial | Warehouse | New | Energy Star Commercial Solid Door Refrigerator | 2.044 | 1.4002 | 776.9227 | 0.12695 | 0.056728 | 849.9239 | Commercial/Industrial | Retail | Turnover | High Efficiency PTHP | 4.9099 | 1.0808 | 1938.1957 | 0.39314 | 0.00014395 | 790.4475
Commercial/Industrial | Assembly | New | Instantaneous Hot Water System | 0.074779 | 1.6758 | -7745.6249 | 0.039006 | 0.044946 | 352.1017 | Commercial/Industrial | Retail | New | CO Sensors for Parking Garage Exhaust | 3.3105 | 1.895 | 5445.5559 | 0.20046 | 0.20046 | 4980.032 | Commercial/Industrial | Miscellaneous | Turnover | LED Display Lighting (Interior) | 6.8492 | 1.3073 | 770.4105 | 0.10175 | 0.022986 | 414.352 | Commercial/Industrial | Schools K-12 | New | High Efficiency PTHP | 4.9099 | 1.0808 | 1938.1957 | 0.39314 | 0.00014395 | 790.4475
Commercial/Industrial | Warehouse | New | Instantaneous Hot Water System | 0.14956 | 1.6758 | -6981.674 | 0.078013 | 0.089892 | 704.2034 | Commercial/Industrial | Schools K-12 | New | CO Sensors for Parking Garage Exhaust | 3.3105 | 1.895 | 5445.5559 | 0.20046 | 0.20046 | 4980.032 | Commercial/Industrial | Miscellaneous | New | LED Display Lighting (Interior) | 6.8492 | 1.3073 | 770.4105 | 0.10175 | 0.022986 | 414.352 | Commercial/Industrial | Warehouse | Turnover | LED Street Lights | 3.1138 | 2.3079 | 1917.7465 | 0 | 0 | 1691.1226
Commercial/Industrial | Miscellaneous | Turnover | Instantaneous Hot Water System | 0.22432 | 1.6757 | -124354.4596 | 2.3404 | 2.6968 | 21126.1035 | Commercial/Industrial | Warehouse | New | CO Sensors for Parking Garage Exhaust | 3.3105 | 1.895 | 5445.5559 | 0.20046 | 0.20046 | 4980.032 | Commercial/Industrial | Miscellaneous | Turnover | High Efficiency Chiller (Air Cooled, 50 tons) | 0.89837 | 1.4184 | 758.8062 | 2.0629 | 2.0935 | 7248.2142 | Commercial/Industrial | Hospitals | Turnover | LED Street Lights | 3.1138 | 2.3079 | 1917.7465 | 0 | 0 | 1691.1226
Commercial/Industrial | Miscellaneous | New | Instantaneous Hot Water System | 0.22432 | 1.6757 | -124354.4596 | 2.3404 | 2.6968 | 21126.1035 | Commercial/Industrial | Hospitals | Existing | Faucet Aerator | 3.2969 | 1.0426 | 2968.9797 | 0.23702 | 0.61958 | 2570.9224 | Commercial/Industrial | Miscellaneous | New | High Efficiency Chiller (Air Cooled, 50 tons) | 0.89837 | 1.4184 | 758.8062 | 2.0629 | 2.0935 | 7248.2142 | Commercial/Industrial | Hospitals | Turnover | LED Street Lights | 3.1138 | 2.3079 | 1917.7465 | 0 | 0 | 1691.1226
Commercial/Industrial | Institutional | Turnover | Instantaneous Hot Water System | 0.23927 | 1.6757 | -151623.3196 | 3.1205 | 3.5957 | 28168.138 | Commercial/Industrial | Hospitals | New | Faucet Aerator | 3.2969 | 1.0426 | 2968.9797 | 0.23702 | 0.61958 | 2570.9224 | Commercial/Industrial | Restaurants | Existing | Low-Flow Pre-Rinse Sprayers | 1.6403 | 1.1491 | 754.558 | 0.35603 | 0.19768 | 2261.9741 | Commercial/Industrial | College and University | Turnover | LED Street Lights | 3.1138 | 2.3079 | 1917.7465 | 0 | 0 | 1691.1226
Commercial/Industrial | Institutional | New | Instantaneous Hot Water System | 0.23927 | 1.6757 | -151623.3196 | 3.1205 | 3.5957 | 28168.138 | Commercial/Industrial | College and University | Existing | Faucet Aerator | 3.2968 | 1.0426 | 2588.3413 | 0.20663 | 0.54015 | 2241.317 | Commercial/Industrial | Restaurants | New | Low-Flow Pre-Rinse Sprayers | 1.6403 | 1.1491 | 754.558 | 0.35603 | 0.19768 | 2261.9741 | Commercial/Industrial | College and University | Turnover | LED Street Lights | 3.1138 | 2.3079 | 1917.7465 | 0 | 0 | 1691.1226
Commercial/Industrial | Offices | Turnover | Instantaneous Hot Water System | 0.2077 | 1.6757 | -19162.4696 | 0.32505 | 0.37455 | 2934.181 | Commercial/Industrial | College and University | New | Faucet Aerator | 3.2968 | 1.0426 | 2588.3413 | 0.20663 | 0.54015 | 2241.317 | Commercial/Industrial | Warehouse | Existing | Airside Economizer | 5.8981 | 1.211 | 745.7399 | -0.18844 | 8.3143e-06 | 916.5961 | Commercial/Industrial | College and University | Turnover | LED Street Lights | 3.1138 | 2.3079 | 1917.7465 | 0 | 0 | 1691.1226
Commercial/Industrial | Offices | New | Instantaneous Hot Water System | 0.2077 | 1.6757 | -19162.4696 | 0.32505 | 0.37455 | 2934.181 | Commercial/Industrial | College and University | Turnover | High Bay LED | 3.2666 | 1.4563 | 1273.5645 | 0.16494 | 0.16182 | 891.8853 | Commercial/Industrial | Warehouse | New | Airside Economizer | 5.8981 | 1.211 | 745.7399 | -0.18844 | 8.3143e-06 | 916.5961 | Commercial/Industrial | Miscellaneous | Turnover | LED Street Lights | 3.1138 | 2.3079 | 1917.7465 | 0 | 0 | 1691.1226
Commercial/Industrial | College and University | Turnover | LED - 14W | 17.4122 | 1.6483 | 110.2708 | 0.0071686 | 0.0070204 | 70.528 | Commercial/Industrial | Miscellaneous | Turnover | High Bay LED | 3.2666 | 1.4563 | 1273.5645 | 0.16494 | 0.16182 | 891.8853 | Commercial/Industrial | College and University | Turnover | Energy Star Commercial Solid Door Refrigerator | 1.9999 | 1.4666 | 731.746 | 0.1102 | 0.092304 | 849.9239 | Commercial/Industrial | College and University | Turnover | LED Street Lights | 3.1138 | 2.3079 | 1917.7465 | 0 | 0 | 1691.1226
Commercial/Industrial | College and University | New | LED - 14W | 17.4122 | 1.6483 | 110.2708 | 0.0071686 | 0.0070204 | 70.528 | Commercial/Industrial | College and University | New | High Bay LED | 3.2666 | 1.4563 | 1273.5645 | 0.16494 | 0.16182 | 891.8853 | Commercial/Industrial | Healthcare | Turnover | Energy Star Commercial Solid Door Refrigerator | 1.9999 | 1.4666 | 731.746 | 0.1102 | 0.092304 | 849.9239 | Commercial/Industrial | Miscellaneous | Turnover | LED Street Lights | 3.1138 | 2.3079 | 1917.7465 | 0 | 0 | 1691.1226
Commercial/Industrial | Hospitals | Turnover | LED - 14W | 26.8656 | 1.6481 | 173.0877 | 0.011062 | 0.010833 | 108.832 | Commercial/Industrial | Miscellaneous | New | High Bay LED | 3.2666 | 1.4563 | 1273.5645 | 0.16494 | 0.16182 | 891.8853 | Commercial/Industrial | Hospitals | Turnover | Energy Star Commercial Solid Door Refrigerator | 1.9999 | 1.4666 | 731.746 | 0.1102 | 0.092304 | 849.9239 | Commercial/Industrial | College and University | Turnover | LED Street Lights | 3.1138 | 2.3079 | 1917.7465 | 0 | 0 | 1691.1226
Commercial/Industrial | Hospitals | New | LED - 14W | 26.8656 | 1.6481 | 173.0877 | 0.011062 | 0.010833 | 108.832 | Commercial/Industrial | College and University | Turnover | Heat Pump Water Heater | 3.2431 | 0.91758 | 127579.419 | 5.3769 | 29.0863 | 101088.7385 | Commercial/Industrial | Lodging/Hospitality | Turnover | Energy Star Commercial Solid Door Refrigerator | 1.9999 | 1.4666 | 731.746 | 0.1102 | 0.092304 | 849.9239 | Commercial/Industrial | College and University | Turnover | LED Street Lights | 3.1138 | 2.3079 | 1917.7465 | 0 | 0 | 1691.1226
Commercial/Industrial | Hospitals | Turnover | LED Linear - Lamp Replacement | 10.5646 | 1.6437 | 74.0048 | 0.0050442 | 0.0048434 | 48.7023 | Commercial/Industrial | College and University | New | Heat Pump Water Heater | 3.2431 | 0.91758 | 127579.419 | 5.3769 | 29.0863 | 101088.7385 | Commercial/Industrial | Restaurants | Turnover | Energy Star Commercial Solid Door Refrigerator | 1.9999 | 1.4666 | 731.746 | 0.1102 | 0.092304 | 849.9239 | Commercial/Industrial | Assembly | Turnover | LED Street Lights | 3.1138 | 2.3079 | 1917.7465 | 0 | 0 | 1691.1226
Commercial/Industrial | Hospitals | New | LED Linear - Lamp Replacement | 10.5646 | 1.6437 | 74.0048 | 0.0050442 | 0.0048434 | 48.7023 | Commercial/Industrial | Assembly | Turnover | Two Speed Pool Pump | 3.1679 | 1.1845 | 3394.5338 | 0.72975 | 0.11327 | 3100.8409 | Commercial/Industrial | Schools K-12 | Turnover | Energy Star Commercial Solid Door Refrigerator | 1.9999 | 1.4666 | 731.746 | 0.1102 | 0.092304 | 849.9239 | Commercial/Industrial | College and University | Turnover | LED Street Lights | 3.1138 | 2.3079 | 1917.7465 | 0 | 0 | 1691.1226
Commercial/Industrial | College and University | Turnover | LED Linear - Lamp Replacement | 6.8449 | 1.6433 | 45.7881 | 0.0032689 | 0.0031387 | 31.5613 | Commercial/Industrial | College and University | Turnover | Two Speed Pool Pump | 3.1679 | 1.1845 | 3394.5338 | 0.72975 | 0.11327 | 3100.8409 | Commercial/Industrial | College and University | New | Energy Star Commercial Solid Door Refrigerator | 1.9999 | 1.4666 | 731.746 | 0.1102 | 0.092304 | 849.9239 | Commercial/Industrial | Grocery | New | LED Street Lights | 3.1138 | 2.3079 | 1917.7465 | 0 | 0 | 1691.1226
Commercial/Industrial | College and University | New | LED Linear - Lamp Replacement | 6.8449 | 1.6433 | 45.7881 | 0.0032689 | 0.0031387 | 31.5613 | Commercial/Industrial | Grocery | Turnover | Two Speed Pool Pump | 3.1679 | 1.1845 | 3394.5338 | 0.72975 | 0.11327 | 3100.8409 | Commercial/Industrial | Healthcare | New | Energy Star Commercial Solid Door Refrigerator | 1.9999 | 1.4666 | 731.746 | 0.1102 | 0.092304 | 849.9239 | Commercial/Industrial | Healthcare | New | LED Street Lights | 3.1138 | 2.3079 | 1917.7465 | 0 | 0 | 1691.1226
Commercial/Industrial | Hospitals | Turnover | LED Linear - Fixture Replacement | 13.4714 | 1.6352 | 896.2034 | 0.060559 | 0.056172 | 577.8979 | Commercial/Industrial | Healthcare | Turnover | Two Speed Pool Pump | 3.1679 | 1.1845 | 3394.5338 | 0.72975 | 0.11327 | 3100.8409 | Commercial/Industrial | Hospitals | New | Energy Star Commercial Solid Door Refrigerator | 1.9999 | 1.4666 | 731.746 | 0.1102 | 0.092304 | 849.9239 | Commercial/Industrial | Hospitals | New | LED Street Lights | 3.1138 | 2.3079 | 1917.7465 | 0 | 0 | 1691.1226
Commercial/Industrial | Hospitals | New | LED Linear - Fixture Replacement | 13.4714 | 1.6352 | 896.2034 | 0.060559 | 0.056172 | 577.8979 | Commercial/Industrial | Hospitals | Turnover | Two Speed Pool Pump | 3.1679 | 1.1845 | 3394.5338 | 0.72975 | 0.11327 | 3100.8409 | Commercial/Industrial | Lodging/Hospitality | New | Energy Star Commercial Solid Door Refrigerator | 1.9999 | 1.4666 | 731.746 | 0.1102 | 0.092304 | 849.9239 | Commercial/Industrial | Institutional | New | LED Street Lights | 3.1138 | 2.3079 | 1917.7465 | 0 | 0 | 1691.1226
Commercial/Industrial | College and University | Turnover | LED Display Lighting (Interior) | 5.524 | 1.6351 | 583.6318 | 0.043517 | 0.04079 | 414.352 | Commercial/Industrial | Institutional | Turnover | Two Speed Pool Pump | 3.1679 | 1.1845 | 3394.5338 | 0.72975 | 0.11327 | 3100.8409 | Commercial/Industrial | Restaurants | New | Energy Star Commercial Solid Door Refrigerator | 1.9999 | 1.4666 | 731.746 | 0.1102 | 0.092304 | 849.9239 | Commercial/Industrial | Lodging/Hospitality | New | LED Street Lights | 3.1138 | 2.3079 | 1917.7465 | 0 | 0 | 1691.1226
Commercial/Industrial | College and University | New | LED Display Lighting (Interior) | 5.524 | 1.6351 | 583.6318 | 0.043517 | 0.04079 | 414.352 | Commercial/Industrial | Lodging/Hospitality | Turnover | Two Speed Pool Pump | 3.1679 | 1.1845 | 3394.5338 | 0.72975 | 0.11327 | 3100.8409 | Commercial/Industrial | Schools K-12 | New | Energy Star Commercial Solid Door Refrigerator | 1.9999 | 1.4666 | 731.746 | 0.1102 | 0.092304 | 849.9239 | Commercial/Industrial | Miscellaneous | New | LED Street Lights | 3.1138 | 2.3079 | 1917.7465 | 0 | 0 | 1691.1226
Commercial/Industrial | Hospitals | Turnover | LED Display Lighting (Interior) | 8.523 | 1.6349 | 955.1224 | 0.067152 | 0.062943 | 639.388 | Commercial/Industrial | Miscellaneous | Turnover | Two Speed Pool Pump | 3.1679 | 1.1845 | 3394.5338 | 0.72975 | 0.11327 | 3100.8409 | Commercial/Industrial | Miscellaneous | Turnover | LED Linear - Fixture Replacement | 10.7854 | 1.312 | 725.8881 | 0.090781 | 0.020767 | 374.5037 | Commercial/Industrial | Offices | New | LED Street Lights | 3.1138 | 2.3079 | 1917.7465 | 0 | 0 | 1691.1226
Commercial/Industrial | Hospitals | New | LED Display Lighting (Interior) | 8.523 | 1.6349 | 955.1224 | 0.067152 | 0.062943 | 639.388 | Commercial/Industrial | Offices | Turnover | Two Speed Pool Pump | 3.1679 | 1.1845 | 3394.5338 | 0.72975 | 0.11327 | 3100.8409 | Commercial/Industrial | Miscellaneous | New | LED Linear - Fixture Replacement | 10.7854 | 1.312 | 725.8881 | 0.090781 | 0.020767 | 374.5037 | Commercial/Industrial | Restaurants | New | LED Street Lights | 3.1138 | 2.3079 | 1917.7465 | 0 | 0 | 1691.1226
Commercial/Industrial | College and University | Turnover | LED Linear - Fixture Replacement | 8.7247 | 1.6342 | 560.5912 | 0.039245 | 0.036402 | 374.5037 | Commercial/Industrial | Restaurants | Turnover | Two Speed Pool Pump | 3.1679 | 1.1845 | 3394.5338 | 0.72975 | 0.11327 | 3100.8409 | Commercial/Industrial | Assembly | Turnover | High Bay LED | 2.1311 | 1.4562 | 682.4143 | 0.10761 | 0.10558 | 581.9107 | Commercial/Industrial | Retail | New | LED Street Lights | 3.1138 | 2.3079 | 1917.7465 | 0 | 0 | 1691.1226
Commercial/Industrial | College and University | New | LED Linear - Fixture Replacement | 8.7247 | 1.6342 | 560.5912 | 0.039245 | 0.036402 | 374.5037 | Commercial/Industrial | Retail | Turnover | Two Speed Pool Pump | 3.1679 | 1.1845 | 3394.5338 | 0.72975 | 0.11327 | 3100.8409 | Commercial/Industrial | Assembly | New | High Bay LED | 2.1311 | 1.4562 | 682.4143 | 0.10761 | 0.10558 | 581.9107 | Commercial/Industrial | Schools K-12 | New | LED Street Lights | 3.1138 | 2.3079 | 1917.7465 | 0 | 0 | 1691.1226
Commercial/Industrial | Hospitals | Existing | Hot Water Circulation Pump Control | 0.6902 | 1.5842 | -3015.6011 | 1.2161 | 1.2161 | 9765 | Commercial/Industrial | Schools K-12 | Turnover | Two Speed Pool Pump | 3.1679 | 1.1845 | 3394.5338 | 0.72975 | 0.11327 | 3100.8409 | Commercial/Industrial | Hospitals | Existing | ECM Motors on Furnaces | 1.2015 | 1.2331 | 666.4117 | 0 | 0.12604 | 825.9828 | Commercial/Industrial | Warehouse | New | LED Street Lights | 3.1138 | 2.3079 | 1917.7465 | 0 | 0 | 1691.1226
Commercial/Industrial | Hospitals | New | Hot Water Circulation Pump Control | 0.6902 | 1.5842 | -3015.6011 | 1.2161 | 1.2161 | 9765 | Commercial/Industrial | Warehouse | Turnover | Two Speed Pool Pump | 3.1679 | 1.1845 | 3394.5338 | 0.72975 | 0.11327 | 3100.8409 | Commercial/Industrial | Hospitals | New | ECM Motors on Furnaces | 1.2015 | 1.2331 | 666.4117 | 0 | 0.12604 | 825.9828 | Commercial/Industrial | Assembly | New | LED Street Lights | 3.1138 | 2.3079 | 1917.7465 | 0 | 0 | 1691.1226
Commercial/Industrial | College and University | Existing | Hot Water Circulation Pump Control | 0.69019 | 1.5842 | -2010.4007 | 0.8107 | 0.8107 | 6510 | Commercial/Industrial | Assembly | New | Two Speed Pool Pump | 3.1679 | 1.1845 | 3394.5338 | 0.72975 | 0.11327 | 3100.8409 | Commercial/Industrial | Warehouse | Turnover | LED Display Lighting (Interior) | 5.9446 | 1.3079 | 655.0422 | 0.08827 | 0.01994 | 359.456 | Commercial/Industrial | College and University | New | LED Street Lights | 3.1138 | 2.3079 | 1917.7465 | 0 | 0 | 1691.1226
Commercial/Industrial | College and University | New | Hot Water Circulation Pump Control | 0.69019 | 1.5842 | -2010.4007 | 0.8107 | 0.8107 | 6510 | Commercial/Industrial | College and University | New | Two Speed Pool Pump | 3.1679 | 1.1845 | 3394.5338 | 0.72975 | 0.11327 | 3100.8409 | Commercial/Industrial | Warehouse | New | LED Display Lighting (Interior) | 5.9446 | 1.3079 | 655.0422 | 0.08827 | 0.01994 | 359.456 | Commercial/Industrial | Grocery | Turnover | High Efficiency PTAC | 4.8555 | 1.0806 | 1913.0362 | 0.38889 | 0 | 781.6741
Commercial/Industrial | Warehouse | Existing | Ceiling Insulation(R2 to R38) | 1.7591 | 1.5787 | 1.9473 | 0.00015078 | 0.00026903 | 1.3287 | Commercial/Industrial | Grocery | New | Two Speed Pool Pump | 3.1679 | 1.1845 | 3394.5338 | 0.72975 | 0.11327 | 3100.8409 | Commercial/Industrial | Lodging/Hospitality | Turnover | LED Display Lighting (Interior) | 5.7276 | 1.2936 | 637.7947 | 0.085589 | 6.1628e-06 | 352.876 | Commercial/Industrial | Healthcare | New | High Efficiency PTAC | 4.8555 | 1.0806 | 1913.0362 | 0.38889 | 0 | 781.6741
Commercial/Industrial | Warehouse | New | Ceiling Insulation(R2 to R38) | 1.7591 | 1.5787 | 1.9473 | 0.00015078 | 0.00026903 | 1.3287 | Commercial/Industrial | Healthcare | New | Two Speed Pool Pump | 3.1679 | 1.1845 | 3394.5338 | 0.72975 | 0.11327 | 3100.8409 | Commercial/Industrial | Lodging/Hospitality | New | LED Display Lighting (Interior) | 5.7276 | 1.2936 | 637.7947 | 0.085589 | 6.1628e-06 | 352.876 | Commercial/Industrial | Hospitals | Existing | Airside Economizer | 5.9003 | 1.2115 | 1833.2223 | -0.46324 | 2.0439e-05 | 2253.2313
Commercial/Industrial | College and University | Turnover | 10HP Open Drip-Proof(ODP) Motor | 0.14643 | 1.5623 | -1751.0668 | 0.028938 | 0.024239 | 223.1921 | Commercial/Industrial | Hospitals | New | Two Speed Pool Pump | 3.1679 | 1.1845 | 3394.5338 | 0.72975 | 0.11327 | 3100.8409 | Commercial/Industrial | Warehouse | Turnover | LED Linear - Fixture Replacement | 9.3516 | 1.3113 | 622.1182 | 0.078754 | 0.018016 | 324.887 | Commercial/Industrial | Institutional | New | Airside Economizer | 5.9003 | 1.2115 | 1833.2223 | -0.46324 | 2.0439e-05 | 2253.2313
Commercial/Industrial | Healthcare | Turnover | 10HP Open Drip-Proof(ODP) Motor | 0.14643 | 1.5623 | -1751.0668 | 0.028938 | 0.024239 | 223.1921 | Commercial/Industrial | Institutional | New | Two Speed Pool Pump | 3.1679 | 1.1845 | 3394.5338 | 0.72975 | 0.11327 | 3100.8409 | Commercial/Industrial | Warehouse | New | LED Linear - Fixture Replacement | 9.3516 | 1.3113 | 622.1182 | 0.078754 | 0.018016 | 324.887 | Commercial/Industrial | Lodging/Hospitality | Turnover | High Bay Fluorescent (T5) | 6.0599 | 1.456 | 1831.3007 | 0.20539 | 0.20151 | 1110.648
Commercial/Industrial | Hospitals | Turnover | 10HP Open Drip-Proof(ODP) Motor | 0.14643 | 1.5623 | -1751.0668 | 0.028938 | 0.024239 | 223.1921 | Commercial/Industrial | Lodging/Hospitality | New | Two Speed Pool Pump | 3.1679 | 1.1845 | 3394.5338 | 0.72975 | 0.11327 | 3100.8409 | Commercial/Industrial | Schools K-12 | Turnover | High Bay Fluorescent (T5) | 2.6002 | 1.456 | 622.0994 | 0.088136 | 0.086472 | 476.593 | Commercial/Industrial | Miscellaneous | New | High Bay Fluorescent (T5) | 6.0599 | 1.456 | 1831.3007 | 0.20539 | 0.20151 | 1110.648
Commercial/Industrial | Lodging/Hospitality | Turnover | 10HP Open Drip-Proof(ODP) Motor | 0.14643 | 1.5623 | -1751.0668 | 0.028938 | 0.024239 | 223.1921 | Commercial/Industrial | Miscellaneous | New | Two Speed Pool Pump | 3.1679 | 1.1845 | 3394.5338 | 0.72975 | 0.11327 | 3100.8409 | Commercial/Industrial | Schools K-12 | New | High Bay Fluorescent (T5) | 2.6002 | 1.456 | 622.0994 | 0.088136 | 0.086472 | 476.593 | Commercial/Industrial | Offices | Existing | Thermostatic Shower Restriction Valve | 8.5805 | 1.3131 | 1773.2629 | 0.25802 | 0.17162 | 1526.8189
Commercial/Industrial | Restaurants | Turnover | 10HP Open Drip-Proof(ODP) Motor | 0.14643 | 1.5623 | -1751.0668 | 0.028938 | 0.024239 | 223.1921 | Commercial/Industrial | Offices | New | Two Speed Pool Pump | 3.1679 | 1.1845 | 3394.5338 | 0.72975 | 0.11327 | 3100.8409 | Commercial/Industrial | Hospitals | Turnover | High Efficiency DX 135k- less than 240k BTU | 0.82374 | 1.1295 | 621.7191 | 1.593 | 0 | 3852.3962 | Commercial/Industrial | Restaurants | New | Thermostatic Shower Restriction Valve | 8.5805 | 1.3131 | 1773.2629 | 0.25802 | 0.17162 | 1526.8189
Commercial/Industrial | Schools K-12 | Turnover | 10HP Open Drip-Proof(ODP) Motor | 0.14643 | 1.5623 | -1751.0668 | 0.028938 | 0.024239 | 223.1921 | Commercial/Industrial | Restaurants | New | Two Speed Pool Pump | 3.1679 | 1.1845 | 3394.5338 | 0.72975 | 0.11327 | 3100.8409 | Commercial/Industrial | Hospitals | New | High Efficiency DX 135k- less than 240k BTU | 0.82374 | 1.1295 | 621.7191 | 1.593 | 0 | 3852.3962 | Commercial/Industrial | Retail | Turnover | High Bay LED | 4.1079 | 1.4561 | 1711.911 | 0.20744 | 0.20353 | 1121.736
Commercial/Industrial | College and University | New | 10HP Open Drip-Proof(ODP) Motor | 0.14643 | 1.5623 | -1751.0668 | 0.028938 | 0.024239 | 223.1921 | Commercial/Industrial | Retail | New | Two Speed Pool Pump | 3.1679 | 1.1845 | 3394.5338 | 0.72975 | 0.11327 | 3100.8409 | Commercial/Industrial | Lodging/Hospitality | Turnover | LED Linear - Fixture Replacement | 9.0795 | 1.2921 | 611.1805 | 0.07778 | 4.2611e-06 | 318.9398 | Commercial/Industrial | Schools K-12 | New | High Bay LED | 4.1079 | 1.4561 | 1711.911 | 0.20744 | 0.20353 | 1121.736
Commercial/Industrial | Healthcare | New | 10HP Open Drip-Proof(ODP) Motor | 0.14643 | 1.5623 | -1751.0668 | 0.028938 | 0.024239 | 223.1921 | Commercial/Industrial | Schools K-12 | New | Two Speed Pool Pump | 3.1679 | 1.1845 | 3394.5338 | 0.72975 | 0.11327 | 3100.8409 | Commercial/Industrial | Lodging/Hospitality | New | LED Linear - Fixture Replacement | 9.0795 | 1.2921 | 611.1805 | 0.07778 | 4.2611e-06 | 318.9398 | Commercial/Industrial | Warehouse | Existing | Faucet Aerator | 3.6233 | 1.25 | 1708.3219 | 0.32974 | 0.19858 | 1582.1061
Commercial/Industrial | Hospitals | New | 10HP Open Drip-Proof(ODP) Motor | 0.14643 | 1.5623 | -1751.0668 | 0.028938 | 0.024239 | 223.1921 | Commercial/Industrial | Warehouse | New | Two Speed Pool Pump | 3.1679 | 1.1845 | 3394.5338 | 0.72975 | 0.11327 | 3100.8409 | Commercial/Industrial | College and University | Turnover | LED Display Lighting (Interior) | 5.524 | 1.6351 | 583.6318 | 0.043517 | 0.04079 | 414.352 | Commercial/Industrial | Hospitals | New | Faucet Aerator | 3.6233 | 1.25 | 1708.3219 | 0.32974 | 0.19858 | 1582.1061
Commercial/Industrial | Lodging/Hospitality | New | 10HP Open Drip-Proof(ODP) Motor | 0.14643 | 1.5623 | -1751.0668 | 0.028938 | 0.024239 | 223.1921 | Commercial/Industrial | Hospitals | Turnover | High Efficiency Chiller (Water cooled-centrifugal, 200 tons) | 3.1515 | 1.2337 | 78607.1928 | 13.0251 | 0.56417 | 33083.1747 | Commercial/Industrial | College and University | New | LED Display Lighting (Interior) | 5.524 | 1.6351 | 583.6318 | 0.043517 | 0.04079 | 414.352 | Commercial/Industrial | Hospitals | Turnover | High Bay Fluorescent (T5) | 5.4969 | 1.4563 | 1634.1608 | 0.18628 | 0.18276 | 1007.276
Commercial/Industrial | Restaurants | New | 10HP Open Drip-Proof(ODP) Motor | 0.14643 | 1.5623 | -1751.0668 | 0.028938 | 0.024239 | 223.1921 | Commercial/Industrial | Hospitals | New | High Efficiency Chiller (Water cooled-centrifugal, 200 tons) | 3.1515 | 1.2337 | 78607.1928 | 13.0251 | 0.56417 | 33083.1747 | Commercial/Industrial | College and University | Turnover | LED Linear - Fixture Replacement | 8.7247 | 1.6342 | 560.5912 | 0.039245 | 0.036402 | 374.5037 | Commercial/Industrial | Assembly | New | High Bay Fluorescent (T5) | 5.4969 | 1.4563 | 1634.1608 | 0.18628 | 0.18276 | 1007.276
Commercial/Industrial | Schools K-12 | New | 10HP Open Drip-Proof(ODP) Motor | 0.14643 | 1.5623 | -1751.0668 | 0.028938 | 0.024239 | 223.1921 | Commercial/Industrial | Assembly | Turnover | High Bay Fluorescent (T5) | 3.1448 | 1.4566 | 811.9803 | 0.10655 | 0.10454 | 576.1587 | Commercial/Industrial | College and University | New | LED Linear - Fixture Replacement | 8.7247 | 1.6342 | 560.5912 | 0.039245 | 0.036402 | 374.5037 | Commercial/Industrial | Assembly | Turnover | High Bay Fluorescent (T5) | 5.4478 | 1.456 | 1617.3504 | 0.18465 | 0.18116 | 998.4613
Commercial/Industrial | College and University | Existing | PSC to ECM Evaporator Fan Motor (Reach-In) | 1.3916 | 1.562 | 364.0554 | 0.065337 | 0.054728 | 503.9324 | Commercial/Industrial | Assembly | New | High Bay Fluorescent (T5) | 3.1448 | 1.4566 | 811.9803 | 0.10655 | 0.10454 | 576.1587 | Commercial/Industrial | Restaurants | Turnover | LED Display Lighting (Interior) | 5.1201 | 1.2931 | 559.7296 | 0.076537 | 5.511e-06 | 315.558 | Commercial/Industrial | Institutional | New | High Bay Fluorescent (T5) | 5.4478 | 1.456 | 1617.3504 | 0.18465 | 0.18116 | 998.4613
Commercial/Industrial | Healthcare | Existing | PSC to ECM Evaporator Fan Motor (Reach-In) | 1.3916 | 1.562 | 364.0554 | 0.065337 | 0.054728 | 503.9324 | Commercial/Industrial | Institutional | Existing | Facility Energy Management System | 3.1361 | 1.3494 | 133152.288 | 18.7338 | 1.6109 | 89381.399 | Commercial/Industrial | Restaurants | New | LED Display Lighting (Interior) | 5.1201 | 1.2931 | 559.7296 | 0.076537 | 5.511e-06 | 315.558 | Commercial/Industrial | Institutional | Turnover | High Efficiency PTHP | 4.2813 | 1.2669 | 1588.9382 | 0.24922 | 0.075355 | 875.9712
Commercial/Industrial | Hospitals | Existing | PSC to ECM Evaporator Fan Motor (Reach-In) | 1.3916 | 1.562 | 364.0554 | 0.065337 | 0.054728 | 503.9324 | Commercial/Industrial | Institutional | New | Facility Energy Management System | 3.1361 | 1.3494 | 133152.288 | 18.7338 | 1.6109 | 89381.399 | Commercial/Industrial | Institutional | Turnover | LED Display Lighting (Interior) | 5.1271 | 1.3076 | 551.3294 | 0.076152 | 0.017203 | 310.106 | Commercial/Industrial | Assembly | New | High Efficiency PTHP | 4.2813 | 1.2669 | 1588.9382 | 0.24922 | 0.075355 | 875.9712
Commercial/Industrial | Lodging/Hospitality | Existing | PSC to ECM Evaporator Fan Motor (Reach-In) | 1.3916 | 1.562 | 364.0554 | 0.065337 | 0.054728 | 503.9324 | Commercial/Industrial | Assembly | Turnover | LED Street Lights | 3.1138 | 2.3079 | 1917.7465 | 0 | 0 | 1691.1226 | Commercial/Industrial | Institutional | New | LED Display Lighting (Interior) | 5.1271 | 1.3076 | 551.3294 | 0.076152 | 0.017203 | 310.106 | Commercial/Industrial | College and University | Existing | Hot Water Pipe Insulation | 2.9915 | 1.3835 | 1574.9188 | 0.10667 | 0.18442 | 1355.592
Commercial/Industrial | Restaurants | Existing | PSC to ECM Evaporator Fan Motor (Reach-In) | 1.3916 | 1.562 | 364.0554 | 0.065337 | 0.054728 | 503.9324 | Commercial/Industrial | College and University | Turnover | LED Street Lights | 3.1138 | 2.3079 | 1917.7465 | 0 | 0 | 1691.1226 | Commercial/Industrial | Offices | Turnover | LED Display Lighting (Interior) | 5.0558 | 1.3077 | 542.2421 | 0.07509 | 0.016963 | 305.782 | Commercial/Industrial | Grocery | New | Hot Water Pipe Insulation | 2.9915 | 1.3835 | 1574.9188 | 0.10667 | 0.18442 | 1355.592
Commercial/Industrial | Schools K-12 | Existing | PSC to ECM Evaporator Fan Motor (Reach-In) | 1.3916 | 1.562 | 364.0554 | 0.065337 | 0.054728 | 503.9324 | Commercial/Industrial | Grocery | Turnover | LED Street Lights | 3.1138 | 2.3079 | 1917.7465 | 0 | 0 | 1691.1226 | Commercial/Industrial | Offices | New | LED Display Lighting (Interior) | 5.0558 | 1.3077 | 542.2421 | 0.07509 | 0.016963 | 305.782 | Commercial/Industrial | Healthcare | Turnover | High Efficiency PTAC | 4.1592 | 1.24 | 1572.5281 | 0.24769 | 0 | 867.1977
Commercial/Industrial | College and University | New | PSC to ECM Evaporator Fan Motor (Reach-In) | 1.3916 | 1.562 | 364.0554 | 0.065337 | 0.054728 | 503.9324 | Commercial/Industrial | Healthcare | Turnover | LED Street Lights | 3.1138 | 2.3079 | 1917.7465 | 0 | 0 | 1691.1226 | Commercial/Industrial | Restaurants | Turnover | LED Linear - Fixture Replacement | 8.1142 | 1.2913 | 540.4796 | 0.069555 | 3.8105e-06 | 285.2107 | Commercial/Industrial | Hospitals | New | High Efficiency PTAC | 4.1592 | 1.24 | 1572.5281 | 0.24769 | 0 | 867.1977
Commercial/Industrial | Healthcare | New | PSC to ECM Evaporator Fan Motor (Reach-In) | 1.3916 | 1.562 | 364.0554 | 0.065337 | 0.054728 | 503.9324 | Commercial/Industrial | Hospitals | Turnover | LED Street Lights | 3.1138 | 2.3079 | 1917.7465 | 0 | 0 | 1691.1226 | Commercial/Industrial | Restaurants | New | LED Linear - Fixture Replacement | 8.1142 | 1.2913 | 540.4796 | 0.069555 | 3.8105e-06 | 285.2107 | Commercial/Industrial | Institutional | Existing | Hot Water Pipe Insulation | 3.1041 | 1.4902 | 1534.0118 | 0.15144 | 0.1702 | 1355.592
Commercial/Industrial | Hospitals | New | PSC to ECM Evaporator Fan Motor (Reach-In) | 1.3916 | 1.562 | 364.0554 | 0.065337 | 0.054728 | 503.9324 | Commercial/Industrial | Institutional | Turnover | LED Street Lights | 3.1138 | 2.3079 | 1917.7465 | 0 | 0 | 1691.1226 | Commercial/Industrial | Grocery | Turnover | High Efficiency Chiller (Air Cooled, 50 tons) | 0.88851 | 1.4184 | 536.76 | 2.0403 | 2.0706 | 7168.7817 | Commercial/Industrial | Lodging/Hospitality | Existing | Hot Water Pipe Insulation | 3.1041 | 1.4902 | 1534.0118 | 0.15144 | 0.1702 | 1355.592
Commercial/Industrial | Lodging/Hospitality | New | PSC to ECM Evaporator Fan Motor (Reach-In) | 1.3916 | 1.562 | 364.0554 | 0.065337 | 0.054728 | 503.9324 | Commercial/Industrial | Lodging/Hospitality | Turnover | LED Street Lights | 3.1138 | 2.3079 | 1917.7465 | 0 | 0 | 1691.1226 | Commercial/Industrial | Grocery | New | High Efficiency Chiller (Air Cooled, 50 tons) | 0.88851 | 1.4184 | 536.76 | 2.0403 | 2.0706 | 7168.7817 | Commercial/Industrial | Miscellaneous | Existing | Hot Water Pipe Insulation | 3.1041 | 1.4902 | 1534.0118 | 0.15144 | 0.1702 | 1355.592
Commercial/Industrial | Restaurants | New | PSC to ECM Evaporator Fan Motor (Reach-In) | 1.3916 | 1.562 | 364.0554 | 0.065337 | 0.054728 | 503.9324 | Commercial/Industrial | Miscellaneous | Turnover | LED Street Lights | 3.1138 | 2.3079 | 1917.7465 | 0 | 0 | 1691.1226 | Commercial/Industrial | Institutional | Turnover | LED Linear - Fixture Replacement | 8.0668 | 1.3112 | 528.8319 | 0.067942 | 0.015543 | 280.283 | Commercial/Industrial | Offices | Existing | Hot Water Pipe Insulation | 3.1041 | 1.4902 | 1534.0118 | 0.15144 | 0.1702 | 1355.592
Commercial/Industrial | Schools K-12 | New | PSC to ECM Evaporator Fan Motor (Reach-In) | 1.3916 | 1.562 | 364.0554 | 0.065337 | 0.054728 | 503.9324 | Commercial/Industrial | Offices | Turnover | LED Street Lights | 3.1138 | 2.3079 | 1917.7465 | 0 | 0 | 1691.1226 | Commercial/Industrial | Institutional | New | LED Linear - Fixture Replacement | 8.0668 | 1.3112 | 528.8319 | 0.067942 | 0.015543 | 280.283 | Commercial/Industrial | Restaurants | New | Hot Water Pipe Insulation | 3.1041 | 1.4902 | 1534.0118 | 0.15144 | 0.1702 | 1355.592
Commercial/Industrial | College and University | Existing | Floating Head Pressure Controls | 4.0169 | 1.5617 | 3484.786 | 0.32719 | 0.27407 | 2523.5714 | Commercial/Industrial | Restaurants | Turnover | LED Street Lights | 3.1138 | 2.3079 | 1917.7465 | 0 | 0 | 1691.1226 | Commercial/Industrial | Offices | Turnover | LED Linear - Fixture Replacement | 7.9605 | 1.3122 | 520.6582 | 0.066994 | 0.015326 | 276.3749 | Commercial/Industrial | Retail | New | Hot Water Pipe Insulation | 3.1041 | 1.4902 | 1534.0118 | 0.15144 | 0.1702 | 1355.592
Commercial/Industrial | Healthcare | Existing | Floating Head Pressure Controls | 4.0169 | 1.5617 | 3484.786 | 0.32719 | 0.27407 | 2523.5714 | Commercial/Industrial | Retail | Turnover | LED Street Lights | 3.1138 | 2.3079 | 1917.7465 | 0 | 0 | 1691.1226 | Commercial/Industrial | Offices | New | LED Linear - Fixture Replacement | 7.9605 | 1.3122 | 520.6582 | 0.066994 | 0.015326 | 276.3749 | Commercial/Industrial | Schools K-12 | New | Hot Water Pipe Insulation | 3.1041 | 1.4902 | 1534.0118 | 0.15144 | 0.1702 | 1355.592
Commercial/Industrial | Hospitals | Existing | Floating Head Pressure Controls | 4.0169 | 1.5617 | 3484.786 | 0.32719 | 0.27407 | 2523.5714 | Commercial/Industrial | Schools K-12 | Turnover | LED Street Lights | 3.1138 | 2.3079 | 1917.7465 | 0 | 0 | 1691.1226 | Commercial/Industrial | Grocery | Existing | ECM Motors on Furnaces | 1.1208 | 1.3665 | 514.8045 | 0 | 0.090908 | 796.3511 | Commercial/Industrial | Warehouse | New | Hot Water Pipe Insulation | 3.1041 | 1.4902 | 1534.0118 | 0.15144 | 0.1702 | 1355.592
Commercial/Industrial | Lodging/Hospitality | Existing | Floating Head Pressure Controls | 4.0169 | 1.5617 | 3484.786 | 0.32719 | 0.27407 | 2523.5714 | Commercial/Industrial | Warehouse | Turnover | LED Street Lights | 3.1138 | 2.3079 | 1917.7465 | 0 | 0 | 1691.1226 | Commercial/Industrial | Grocery | New | ECM Motors on Furnaces | 1.1208 | 1.3665 | 514.8045 | 0 | 0.090908 | 796.3511 | Commercial/Industrial | Assembly | Turnover | High Bay LED | 3.7258 | 1.4562 | 1512.8029 | 0.18814 | 0.18458 | 1017.332
Commercial/Industrial | Restaurants | Existing | Floating Head Pressure Controls | 4.0169 | 1.5617 | 3484.786 | 0.32719 | 0.27407 | 2523.5714 | Commercial/Industrial | Assembly | New | LED Street Lights | 3.1138 | 2.3079 | 1917.7465 | 0 | 0 | 1691.1226 | Commercial/Industrial | Schools K-12 | Turnover | High Bay LED | 1.7626 | 1.456 | 490.6377 | 0.089016 | 0.087335 | 481.351 | Commercial/Industrial | College and University | New | High Bay LED | 3.7258 | 1.4562 | 1512.8029 | 0.18814 | 0.18458 | 1017.332
Commercial/Industrial | Schools K-12 | Existing | Floating Head Pressure Controls | 4.0169 | 1.5617 | 3484.786 | 0.32719 | 0.27407 | 2523.5714 | Commercial/Industrial | College and University | New | LED Street Lights | 3.1138 | 2.3079 | 1917.7465 | 0 | 0 | 1691.1226 | Commercial/Industrial | Schools K-12 | New | High Bay LED | 1.7626 | 1.456 | 490.6377 | 0.089016 | 0.087335 | 481.351 | Commercial/Industrial | Grocery | Turnover | Variable Speed Pool Pump | 1.0919 | 1.1844 | 1496.9496 | 0.7602 | 0.118 | 3230.25
Commercial/Industrial | College and University | New | Floating Head Pressure Controls | 4.0169 | 1.5617 | 3484.786 | 0.32719 | 0.27407 | 2523.5714 | Commercial/Industrial | Grocery | New | LED Street Lights | 3.1138 | 2.3079 | 1917.7465 | 0 | 0 | 1691.1226 | Commercial/Industrial | Schools K-12 | Existing | ECM Motors on Furnaces | 1.249 | 2.1667 | 471.4361 | 0 | 0 | 985.253 | Commercial/Industrial | Healthcare | Turnover | Variable Speed Pool Pump | 1.0919 | 1.1844 | 1496.9496 | 0.7602 | 0.118 | 3230.25
Commercial/Industrial | Healthcare | New | Floating Head Pressure Controls | 4.0169 | 1.5617 | 3484.786 | 0.32719 | 0.27407 | 2523.5714 | Commercial/Industrial | Healthcare | New | LED Street Lights | 3.1138 | 2.3079 | 1917.7465 | 0 | 0 | 1691.1226 | Commercial/Industrial | Schools K-12 | New | ECM Motors on Furnaces | 1.249 | 2.1667 | 471.4361 | 0 | 0 | 985.253 | Commercial/Industrial | Hospitals | Turnover | Variable Speed Pool Pump | 1.0919 | 1.1844 | 1496.9496 | 0.7602 | 0.118 | 3230.25
Commercial/Industrial | Hospitals | New | Floating Head Pressure Controls | 4.0169 | 1.5617 | 3484.786 | 0.32719 | 0.27407 | 2523.5714 | Commercial/Industrial | Hospitals | New | LED Street Lights | 3.1138 | 2.3079 | 1917.7465 | 0 | 0 | 1691.1226 | Commercial/Industrial | College and University | Existing | Anti-Sweat Controls | 1.4422 | 1.3279 | 468.247 | 0.13259 | 0.11106 | 1022.6336 | Commercial/Industrial | Institutional | Turnover | Variable Speed Pool Pump | 1.0919 | 1.1844 | 1496.9496 | 0.7602 | 0.118 | 3230.25
Commercial/Industrial | Lodging/Hospitality | New | Floating Head Pressure Controls | 4.0169 | 1.5617 | 3484.786 | 0.32719 | 0.27407 | 2523.5714 | Commercial/Industrial | Institutional | New | LED Street Lights | 3.1138 | 2.3079 | 1917.7465 | 0 | 0 | 1691.1226 | Commercial/Industrial | Healthcare | Existing | Anti-Sweat Controls | 1.4422 | 1.3279 | 468.247 | 0.13259 | 0.11106 | 1022.6336 | Commercial/Industrial | Lodging/Hospitality | Turnover | Variable Speed Pool Pump | 1.0919 | 1.1844 | 1496.9496 | 0.7602 | 0.118 | 3230.25
Commercial/Industrial | Restaurants | New | Floating Head Pressure Controls | 4.0169 | 1.5617 | 3484.786 | 0.32719 | 0.27407 | 2523.5714 | Commercial/Industrial | Lodging/Hospitality | New | LED Street Lights | 3.1138 | 2.3079 | 1917.7465 | 0 | 0 | 1691.1226 | Commercial/Industrial | Hospitals | Existing | Anti-Sweat Controls | 1.4422 | 1.3279 | 468.247 | 0.13259 | 0.11106 | 1022.6336 | Commercial/Industrial | Miscellaneous | Turnover | Variable Speed Pool Pump | 1.0919 | 1.1844 | 1496.9496 | 0.7602 | 0.118 | 3230.25
Commercial/Industrial | Schools K-12 | New | Floating Head Pressure Controls | 4.0169 | 1.5617 | 3484.786 | 0.32719 | 0.27407 | 2523.5714 | Commercial/Industrial | Miscellaneous | New | LED Street Lights | 3.1138 | 2.3079 | 1917.7465 | 0 | 0 | 1691.1226 | Commercial/Industrial | Lodging/Hospitality | Existing | Anti-Sweat Controls | 1.4422 | 1.3279 | 468.247 | 0.13259 | 0.11106 | 1022.6336 | Commercial/Industrial | Offices | Turnover | Variable Speed Pool Pump | 1.0919 | 1.1844 | 1496.9496 | 0.7602 | 0.118 | 3230.25
Commercial/Industrial | College and University | Existing | VSD Controlled Compressor | 1.6134 | 1.5616 | 11332.3582 | 1.7063 | 1.4292 | 13160.16 | Commercial/Industrial | Offices | New | LED Street Lights | 3.1138 | 2.3079 | 1917.7465 | 0 | 0 | 1691.1226 | Commercial/Industrial | Restaurants | Existing | Anti-Sweat Controls | 1.4422 | 1.3279 | 468.247 | 0.13259 | 0.11106 | 1022.6336 | Commercial/Industrial | Restaurants | Turnover | Variable Speed Pool Pump | 1.0919 | 1.1844 | 1496.9496 | 0.7602 | 0.118 | 3230.25
Commercial/Industrial | Healthcare | Existing | VSD Controlled Compressor | 1.6134 | 1.5616 | 11332.3582 | 1.7063 | 1.4292 | 13160.16 | Commercial/Industrial | Restaurants | New | LED Street Lights | 3.1138 | 2.3079 | 1917.7465 | 0 | 0 | 1691.1226 | Commercial/Industrial | Schools K-12 | Existing | Anti-Sweat Controls | 1.4422 | 1.3279 | 468.247 | 0.13259 | 0.11106 | 1022.6336 | Commercial/Industrial | Retail | Turnover | Variable Speed Pool Pump | 1.0919 | 1.1844 | 1496.9496 | 0.7602 | 0.118 | 3230.25
Commercial/Industrial | Hospitals | Existing | VSD Controlled Compressor | 1.6134 | 1.5616 | 11332.3582 | 1.7063 | 1.4292 | 13160.16 | Commercial/Industrial | Retail | New | LED Street Lights | 3.1138 | 2.3079 | 1917.7465 | 0 | 0 | 1691.1226 | Commercial/Industrial | College and University | New | Anti-Sweat Controls | 1.4422 | 1.3279 | 468.247 | 0.13259 | 0.11106 | 1022.6336 | Commercial/Industrial | Schools K-12 | Turnover | Variable Speed Pool Pump | 1.0919 | 1.1844 | 1496.9496 | 0.7602 | 0.118 | 3230.25
Commercial/Industrial | Lodging/Hospitality | Existing | VSD Controlled Compressor | 1.6134 | 1.5616 | 11332.3582 | 1.7063 | 1.4292 | 13160.16 | Commercial/Industrial | Schools K-12 | New | LED Street Lights | 3.1138 | 2.3079 | 1917.7465 | 0 | 0 | 1691.1226 | Commercial/Industrial | Healthcare | New | Anti-Sweat Controls | 1.4422 | 1.3279 | 468.247 | 0.13259 | 0.11106 | 1022.6336 | Commercial/Industrial | Warehouse | Turnover | Variable Speed Pool Pump | 1.0919 | 1.1844 | 1496.9496 | 0.7602 | 0.118 | 3230.25
Commercial/Industrial | Restaurants | Existing | VSD Controlled Compressor | 1.6134 | 1.5616 | 11332.3582 | 1.7063 | 1.4292 | 13160.16 | Commercial/Industrial | Warehouse | New | LED Street Lights | 3.1138 | 2.3079 | 1917.7465 | 0 | 0 | 1691.1226 | Commercial/Industrial | Hospitals | New | Anti-Sweat Controls | 1.4422 | 1.3279 | 468.247 | 0.13259 | 0.11106 | 1022.6336 | Commercial/Industrial | Offices | Turnover | Variable Speed Pool Pump | 1.0919 | 1.1844 | 1496.9496 | 0.7602 | 0.118 | 3230.25
Commercial/Industrial | Schools K-12 | Existing | VSD Controlled Compressor | 1.6134 | 1.5616 | 11332.3582 | 1.7063 | 1.4292 | 13160.16 | Commercial/Industrial | Offices | Existing | Hot Water Pipe Insulation | 3.1044 | 1.4903 | 4602.0353 | 0.45432 | 0.51059 | 4066.7761 | Commercial/Industrial | Lodging/Hospitality | New | Anti-Sweat Controls | 1.4422 | 1.3279 | 468.247 | 0.13259 | 0.11106 | 1022.6336 | Commercial/Industrial | Offices | New | Variable Speed Pool Pump | 1.0919 | 1.1844 | 1496.9496 | 0.7602 | 0.118 | 3230.25
Commercial/Industrial | College and University | New | VSD Controlled Compressor | 1.6134 | 1.5616 | 11332.3582 | 1.7063 | 1.4292 | 13160.16 | Commercial/Industrial | Offices | New | Hot Water Pipe Insulation | 3.1044 | 1.4903 | 4602.0353 | 0.45432 | 0.51059 | 4066.7761 | Commercial/Industrial | Restaurants | New | Anti-Sweat Controls | 1.4422 | 1.3279 | 468.247 | 0.13259 | 0.11106 | 1022.6336 | Commercial/Industrial | Institutional | New | Variable Speed Pool Pump | 1.0919 | 1.1844 | 1496.9496 | 0.7602 | 0.118 | 3230.25
Commercial/Industrial | Healthcare | New | VSD Controlled Compressor | 1.6134 | 1.5616 | 11332.3582 | 1.7063 | 1.4292 | 13160.16 | Commercial/Industrial | Institutional | Existing | Hot Water Pipe Insulation | 3.1044 | 1.4903 | 38350.2944 | 3.786 | 4.255 | 33889.8007 | Commercial/Industrial | Schools K-12 | New | Anti-Sweat Controls | 1.4422 | 1.3279 | 468.247 | 0.13259 | 0.11106 | 1022.6336 | Commercial/Industrial | Institutional | New | Variable Speed Pool Pump | 1.0919 | 1.1844 | 1496.9496 | 0.7602 | 0.118 | 3230.25
Commercial/Industrial | Hospitals | New | VSD Controlled Compressor | 1.6134 | 1.5616 | 11332.3582 | 1.7063 | 1.4292 | 13160.16 | Commercial/Industrial | Institutional | New | Hot Water Pipe Insulation | 3.1044 | 1.4903 | 38350.2944 | 3.786 | 4.255 | 33889.8007 | Commercial/Industrial | Assembly | Turnover | LED Display Lighting (Interior) | 4.4695 | 1.3075 | 467.7664 | 0.066388 | 0.014997 | 270.344 | Commercial/Industrial | Miscellaneous | New | Variable Speed Pool Pump | 1.0919 | 1.1844 | 1496.9496 | 0.7602 | 0.118 | 3230.25
Commercial/Industrial | Lodging/Hospitality | New | VSD Controlled Compressor | 1.6134 | 1.5616 | 11332.3582 | 1.7063 | 1.4292 | 13160.16 | Commercial/Industrial | Miscellaneous | Existing | Hot Water Pipe Insulation | 3.1044 | 1.4903 | 30680.2355 | 3.0288 | 3.404 | 27111.8406 | Commercial/Industrial | Assembly | New | LED Display Lighting (Interior) | 4.4695 | 1.3075 | 467.7664 | 0.066388 | 0.014997 | 270.344 | Commercial/Industrial | Miscellaneous | New | Variable Speed Pool Pump | 1.0919 | 1.1844 | 1496.9496 | 0.7602 | 0.118 | 3230.25
Commercial/Industrial | Restaurants | New | VSD Controlled Compressor | 1.6134 | 1.5616 | 11332.3582 | 1.7063 | 1.4292 | 13160.16 | Commercial/Industrial | Miscellaneous | New | Hot Water Pipe Insulation | 3.1044 | 1.4903 | 30680.2355 | 3.0288 | 3.404 | 27111.8406 | Commercial/Industrial | Assembly | Turnover | ENERGY STAR Water Cooler | 2.2235 | 1.3261 | 459.8984 | 0.095219 | 0.095219 | 547.5 | Commercial/Industrial | Assembly | New | Variable Speed Pool Pump | 1.0919 | 1.1844 | 1496.9496 | 0.7602 | 0.118 | 3230.25
Commercial/Industrial | Schools K-12 | New | VSD Controlled Compressor | 1.6134 | 1.5616 | 11332.3582 | 1.7063 | 1.4292 | 13160.16 | Commercial/Industrial | Assembly | Existing | Hot Water Pipe Insulation | 3.1041 | 1.4902 | 1534.0118 | 0.15144 | 0.1702 | 1355.592 | Commercial/Industrial | College and University | Turnover | ENERGY STAR Water Cooler | 2.2235 | 1.3261 | 459.8984 | 0.095219 | 0.095219 | 547.5 | Commercial/Industrial | Healthcare | New | Variable Speed Pool Pump | 1.0919 | 1.1844 | 1496.9496 | 0.7602 | 0.118 | 3230.25
Commercial/Industrial | College and University | Existing | PSC to ECM Evaporator Fan Motor (Walk-In, Refrigerator) | 0.90257 | 1.561 | 58.0862 | 0.042404 | 0.035519 | 327.0516 | Commercial/Industrial | Healthcare | Existing | Hot Water Pipe Insulation | 3.1041 | 1.4902 | 1534.0118 | 0.15144 | 0.1702 | 1355.592 | Commercial/Industrial | Grocery | Turnover | ENERGY STAR Water Cooler | 2.2235 | 1.3261 | 459.8984 | 0.095219 | 0.095219 | 547.5 | Commercial/Industrial | Schools K-12 | New | Variable Speed Pool Pump | 1.0919 | 1.1844 | 1496.9496 | 0.7602 | 0.118 | 3230.25
Commercial/Industrial | Healthcare | Existing | PSC to ECM Evaporator Fan Motor (Walk-In, Refrigerator) | 0.90257 | 1.561 | 58.0862 | 0.042404 | 0.035519 | 327.0516 | Commercial/Industrial | Schools K-12 | Existing | Hot Water Pipe Insulation | 3.1041 | 1.4902 | 1534.0118 | 0.15144 | 0.1702 | 1355.592 | Commercial/Industrial | Healthcare | Turnover | ENERGY STAR Water Cooler | 2.2235 | 1.3261 | 459.8984 | 0.095219 | 0.095219 | 547.5 | Commercial/Industrial | Warehouse | New | Variable Speed Pool Pump | 1.0919 | 1.1844 | 1496.9496 | 0.7602 | 0.118 | 3230.25
Commercial/Industrial | Hospitals | Existing | PSC to ECM Evaporator Fan Motor (Walk-In, Refrigerator) | 0.90257 | 1.561 | 58.0862 | 0.042404 | 0.035519 | 327.0516 | Commercial/Industrial | Warehouse | Existing | Hot Water Pipe Insulation | 3.1041 | 1.4902 | 1534.0118 | 0.15144 | 0.1702 | 1355.592 | Commercial/Industrial | Hospitals | Turnover | ENERGY STAR Water Cooler | 2.2235 | 1.3261 | 459.8984 | 0.095219 | 0.095219 | 547.5 | Commercial/Industrial | Assembly | New | Variable Speed Pool Pump | 1.0919 | 1.1844 | 1496.9496 | 0.7602 | 0.118 | 3230.25
Commercial/Industrial | Lodging/Hospitality | Existing | PSC to ECM Evaporator Fan Motor (Walk-In, Refrigerator) | 0.90257 | 1.561 | 58.0862 | 0.042404 | 0.035519 | 327.0516 | Commercial/Industrial | Assembly | New | Hot Water Pipe Insulation | 3.1041 | 1.4902 | 1534.0118 | 0.15144 | 0.1702 | 1355.592 | Commercial/Industrial | Institutional | Turnover | ENERGY STAR Water Cooler | 2.2235 | 1.3261 | 459.8984 | 0.095219 | 0.095219 | 547.5 | Commercial/Industrial | Healthcare | New | Variable Speed Pool Pump | 1.0919 | 1.1844 | 1496.9496 | 0.7602 | 0.118 | 3230.25
Commercial/Industrial | Restaurants | Existing | PSC to ECM Evaporator Fan Motor (Walk-In, Refrigerator) | 0.90257 | 1.561 | 58.0862 | 0.042404 | 0.035519 | 327.0516 | Commercial/Industrial | Healthcare | New | Hot Water Pipe Insulation | 3.1041 | 1.4902 | 1534.0118 | 0.15144 | 0.1702 | 1355.592 | Commercial/Industrial | Lodging/Hospitality | Turnover | ENERGY STAR Water Cooler | 2.2235 | 1.3261 | 459.8984 | 0.095219 | 0.095219 | 547.5 | Commercial/Industrial | Schools K-12 | New | Variable Speed Pool Pump | 1.0919 | 1.1844 | 1496.9496 | 0.7602 | 0.118 | 3230.25
Commercial/Industrial | Schools K-12 | Existing | PSC to ECM Evaporator Fan Motor (Walk-In, Refrigerator) | 0.90257 | 1.561 | 58.0862 | 0.042404 | 0.035519 | 327.0516 | Commercial/Industrial | Schools K-12 | New | Hot Water Pipe Insulation | 3.1041 | 1.4902 | 1534.0118 | 0.15144 | 0.1702 | 1355.592 | Commercial/Industrial | Miscellaneous | Turnover | ENERGY STAR Water Cooler | 2.2235 | 1.3261 | 459.8984 | 0.095219 | 0.095219 | 547.5 | Commercial/Industrial | Warehouse | Turnover | High Bay LED | 3.6938 | 1.4564 | 1495.8247 | 0.18649 | 0.18297 | 1008.4293
Commercial/Industrial | College and University | New | PSC to ECM Evaporator Fan Motor (Walk-In, Refrigerator) | 0.90257 | 1.561 | 58.0862 | 0.042404 | 0.035519 | 327.0516 | Commercial/Industrial | Warehouse | New | Hot Water Pipe Insulation | 3.1041 | 1.4902 | 1534.0118 | 0.15144 | 0.1702 | 1355.592 | Commercial/Industrial | Offices | Turnover | ENERGY STAR Water Cooler | 2.2235 | 1.3261 | 459.8984 | 0.095219 | 0.095219 | 547.5 | Commercial/Industrial | College and University | New | High Bay LED | 3.6938 | 1.4564 | 1495.8247 | 0.18649 | 0.18297 | 1008.4293
Commercial/Industrial | Healthcare | New | PSC to ECM Evaporator Fan Motor (Walk-In, Refrigerator) | 0.90257 | 1.561 | 58.0862 | 0.042404 | 0.035519 | 327.0516 | Commercial/Industrial | College and University | Existing | Hot Water Pipe Insulation | 3.0879 | 1.5463 | 14895.5196 | 1.5475 | 1.5475 | 13555.9203 | Commercial/Industrial | Restaurants | Turnover | ENERGY STAR Water Cooler | 2.2235 | 1.3261 | 459.8984 | 0.095219 | 0.095219 | 547.5 | Commercial/Industrial | College and University | Existing | Low-Flow Pre-Rinse Sprayers | 1.867 | 0.66707 | 1485.327 | 0.12005 | 1.0244 | 2261.9741
Commercial/Industrial | Hospitals | New | PSC to ECM Evaporator Fan Motor (Walk-In, Refrigerator) | 0.90257 | 1.561 | 58.0862 | 0.042404 | 0.035519 | 327.0516 | Commercial/Industrial | College and University | New | Hot Water Pipe Insulation | 3.0879 | 1.5463 | 14895.5196 | 1.5475 | 1.5475 | 13555.9203 | Commercial/Industrial | Retail | Turnover | ENERGY STAR Water Cooler | 2.2235 | 1.3261 | 459.8984 | 0.095219 | 0.095219 | 547.5 | Commercial/Industrial | Hospitals | New | Low-Flow Pre-Rinse Sprayers | 1.867 | 0.66707 | 1485.327 | 0.12005 | 1.0244 | 2261.9741
Commercial/Industrial | Lodging/Hospitality | New | PSC to ECM Evaporator Fan Motor (Walk-In, Refrigerator) | 0.90257 | 1.561 | 58.0862 | 0.042404 | 0.035519 | 327.0516 | Commercial/Industrial | Hospitals | Existing | Hot Water Pipe Insulation | 3.0879 | 1.5463 | 22343.2795 | 2.3212 | 2.3212 | 20333.8804 | Commercial/Industrial | Schools K-12 | Turnover | ENERGY STAR Water Cooler | 2.2235 | 1.3261 | 459.8984 | 0.095219 | 0.095219 | 547.5 | Commercial/Industrial | Hospitals | Turnover | High Bay Fluorescent (T5) | 4.8181 | 1.456 | 1397.2872 | 0.16331 | 0.16022 | 883.0693
Commercial/Industrial | Restaurants | New | PSC to ECM Evaporator Fan Motor (Walk-In, Refrigerator) | 0.90257 | 1.561 | 58.0862 | 0.042404 | 0.035519 | 327.0516 | Commercial/Industrial | Hospitals | New | Hot Water Pipe Insulation | 3.0879 | 1.5463 | 22343.2795 | 2.3212 | 2.3212 | 20333.8804 | Commercial/Industrial | Warehouse | Turnover | ENERGY STAR Water Cooler | 2.2235 | 1.3261 | 459.8984 | 0.095219 | 0.095219 | 547.5 | Commercial/Industrial | Grocery | Turnover | High Bay Fluorescent (T5) | 4.8181 | 1.456 | 1397.2872 | 0.16331 | 0.16022 | 883.0693
Commercial/Industrial | Schools K-12 | New | PSC to ECM Evaporator Fan Motor (Walk-In, Refrigerator) | 0.90257 | 1.561 | 58.0862 | 0.042404 | 0.035519 | 327.0516 | Commercial/Industrial | Grocery | Turnover | Heat Pump Water Heater | 3.0511 | 0.83885 | 12344.5063 | 0.61672 | 3.2355 | 8790.3251 | Commercial/Industrial | Assembly | New | ENERGY STAR Water Cooler | 2.2235 | 1.3261 | 459.8984 | 0.095219 | 0.095219 | 547.5 | Commercial/Industrial | Grocery | New | High Bay Fluorescent (T5) | 4.8181 | 1.456 | 1397.2872 | 0.16331 | 0.16022 | 883.0693
Commercial/Industrial | College and University | Existing | Hot Water Pipe Insulation | 3.0879 | 1.5463 | 14895.5196 | 1.5475 | 1.5475 | 13555.9203 | Commercial/Industrial | Grocery | New | Heat Pump Water Heater | 3.0511 | 0.83885 | 12344.5063 | 0.61672 | 3.2355 | 8790.3251 | Commercial/Industrial | College and University | New | ENERGY STAR Water Cooler | 2.2235 | 1.3261 | 459.8984 | 0.095219 | 0.095219 | 547.5 | Commercial/Industrial | Retail | New | High Bay Fluorescent (T5) | 4.8181 | 1.456 | 1397.2872 | 0.16331 | 0.16022 | 883.0693
Commercial/Industrial | College and University | New | Hot Water Pipe Insulation | 3.0879 | 1.5463 | 14895.5196 | 1.5475 | 1.5475 | 13555.9203 | Commercial/Industrial | Retail | Turnover | Heat Pump Water Heater | 3.0206 | 0.83885 | 36576.6254 | 1.8317 | 9.6094 | 26107.2655 | Commercial/Industrial | Grocery | New | ENERGY STAR Water Cooler | 2.2235 | 1.3261 | 459.8984 | 0.095219 | 0.095219 | 547.5 | Commercial/Industrial | Retail | Existing | Chilled Water Controls Optimization | 3.7416 | 1.0281 | 1291.7874 | 0.35715 | 0.00035595 | 880.3386
Commercial/Industrial | Hospitals | Existing | Hot Water Pipe Insulation | 3.0879 | 1.5463 | 22343.2795 | 2.3212 | 2.3212 | 20333.8804 | Commercial/Industrial | Retail | New | Heat Pump Water Heater | 3.0206 | 0.83885 | 36576.6254 | 1.8317 | 9.6094 | 26107.2655 | Commercial/Industrial | Healthcare | New | ENERGY STAR Water Cooler | 2.2235 | 1.3261 | 459.8984 | 0.095219 | 0.095219 | 547.5 | Commercial/Industrial | College and University | New | Chilled Water Controls Optimization | 3.7416 | 1.0281 | 1291.7874 | 0.35715 | 0.00035595 | 880.3386
Commercial/Industrial | Hospitals | New | Hot Water Pipe Insulation | 3.0879 | 1.5463 | 22343.2795 | 2.3212 | 2.3212 | 20333.8804 | Commercial/Industrial | College and University | Existing | Ceiling Insulation(R2 to R38) | 3.0011 | 1.2354 | 5.0039 | 0.00074942 | 0.00044143 | 1.812 | Commercial/Industrial | Hospitals | New | ENERGY STAR Water Cooler | 2.2235 | 1.3261 | 459.8984 | 0.095219 | 0.095219 | 547.5 | Commercial/Industrial | Hospitals | Turnover | High Bay LED | 3.2666 | 1.4563 | 1273.5645 | 0.16494 | 0.16182 | 891.8853
Commercial/Industrial | Assembly | Existing | Chilled Water System - Variable Speed Drives | 1.9501 | 1.5463 | 7913.8614 | 1.0305 | 1.0305 | 9027.4109 | Commercial/Industrial | Hospitals | Existing | Ceiling Insulation(R2 to R38) | 3.0011 | 1.2354 | 5.0039 | 0.00074942 | 0.00044143 | 1.812 | Commercial/Industrial | Institutional | New | ENERGY STAR Water Cooler | 2.2235 | 1.3261 | 459.8984 | 0.095219 | 0.095219 | 547.5 | Commercial/Industrial | Lodging/Hospitality | Turnover | High Bay LED | 3.2666 | 1.4563 | 1273.5645 | 0.16494 | 0.16182 | 891.8853
Commercial/Industrial | College and University | Existing | Chilled Water System - Variable Speed Drives | 1.9501 | 1.5463 | 7913.8614 | 1.0305 | 1.0305 | 9027.4109 | Commercial/Industrial | Lodging/Hospitality | Existing | Ceiling Insulation(R2 to R38) | 3.0011 | 1.2354 | 5.0039 | 0.00074942 | 0.00044143 | 1.812 | Commercial/Industrial | Lodging/Hospitality | New | ENERGY STAR Water Cooler | 2.2235 | 1.3261 | 459.8984 | 0.095219 | 0.095219 | 547.5 | Commercial/Industrial | Restaurants | New | High Bay LED | 3.2666 | 1.4563 | 1273.5645 | 0.16494 | 0.16182 | 891.8853
Commercial/Industrial | Grocery | Existing | Chilled Water System - Variable Speed Drives | 1.9501 | 1.5463 | 7913.8614 | 1.0305 | 1.0305 | 9027.4109 | Commercial/Industrial | Restaurants | Existing | Hot Water Pipe Insulation | 2.9919 | 1.3837 | 3149.8375 | 0.21335 | 0.36883 | 2711.1841 | Commercial/Industrial | Miscellaneous | New | ENERGY STAR Water Cooler | 2.2235 | 1.3261 | 459.8984 | 0.095219 | 0.095219 | 547.5 | Commercial/Industrial | Restaurants | New | High Bay LED | 3.2666 | 1.4563 | 1273.5645 | 0.16494 | 0.16182 | 891.8853
Commercial/Industrial | Healthcare | Existing | Chilled Water System - Variable Speed Drives | 1.9501 | 1.5463 | 7913.8614 | 1.0305 | 1.0305 | 9027.4109 | Commercial/Industrial | Restaurants | New | Hot Water Pipe Insulation | 2.9919 | 1.3837 | 3149.8375 | 0.21335 | 0.36883 | 2711.1841 | Commercial/Industrial | Offices | New | ENERGY STAR Water Cooler | 2.2235 | 1.3261 | 459.8984 | 0.095219 | 0.095219 | 547.5 | Commercial/Industrial | Lodging/Hospitality | Existing | Thermostatic Shower Restriction Valve | 8.9024 | 0.83903 | 1236.7559 | 0.05356 | 0.28099 | 763.4095
Commercial/Industrial | Hospitals | Existing | Chilled Water System - Variable Speed Drives | 1.9501 | 1.5463 | 7913.8614 | 1.0305 | 1.0305 | 9027.4109 | Commercial/Industrial | Lodging/Hospitality | Existing | Hot Water Pipe Insulation | 2.9917 | 1.3836 | 4724.7563 | 0.32002 | 0.55325 | 4066.7761 | Commercial/Industrial | Restaurants | New | ENERGY STAR Water Cooler | 2.2235 | 1.3261 | 459.8984 | 0.095219 | 0.095219 | 547.5 | Commercial/Industrial | Retail | Existing | Thermostatic Shower Restriction Valve | 8.9024 | 0.83903 | 1236.7559 | 0.05356 | 0.28099 | 763.4095
Commercial/Industrial | Institutional | Existing | Chilled Water System - Variable Speed Drives | 1.9501 | 1.5463 | 7913.8614 | 1.0305 | 1.0305 | 9027.4109 | Commercial/Industrial | Retail | Existing | Hot Water Pipe Insulation | 2.9917 | 1.3836 | 4724.7563 | 0.32002 | 0.55325 | 4066.7761 | Commercial/Industrial | Retail | New | ENERGY STAR Water Cooler | 2.2235 | 1.3261 | 459.8984 | 0.095219 | 0.095219 | 547.5 | Commercial/Industrial | Lodging/Hospitality | New | Thermostatic Shower Restriction Valve | 8.9024 | 0.83903 | 1236.7559 | 0.05356 | 0.28099 | 763.4095
Commercial/Industrial | Lodging/Hospitality | Existing | Chilled Water System - Variable Speed Drives | 1.9501 | 1.5463 | 7913.8614 | 1.0305 | 1.0305 | 9027.4109 | Commercial/Industrial | Lodging/Hospitality | New | Hot Water Pipe Insulation | 2.9917 | 1.3836 | 4724.7563 | 0.32002 | 0.55325 | 4066.7761 | Commercial/Industrial | Schools K-12 | New | ENERGY STAR Water Cooler | 2.2235 | 1.3261 | 459.8984 | 0.095219 | 0.095219 | 547.5 | Commercial/Industrial | Retail | New | Thermostatic Shower Restriction Valve | 8.9024 | 0.83903 | 1236.7559 | 0.05356 | 0.28099 | 763.4095
Commercial/Industrial | Miscellaneous | Existing | Chilled Water System - Variable Speed Drives | 1.9501 | 1.5463 | 7913.8614 | 1.0305 | 1.0305 | 9027.4109 | Commercial/Industrial | Retail | New | Hot Water Pipe Insulation | 2.9917 | 1.3836 | 4724.7563 | 0.32002 | 0.55325 | 4066.7761 | Commercial/Industrial | Warehouse | New | ENERGY STAR Water Cooler | 2.2235 | 1.3261 | 459.8984 | 0.095219 | 0.095219 | 547.5 | Commercial/Industrial | Grocery | Turnover | High Bay Fluorescent (T5) | 4.1797 | 1.456 | 1174.1676 | 0.14167 | 0.13899 | 766.0747
Commercial/Industrial | Offices | Existing | Chilled Water System - Variable Speed Drives | 1.9501 | 1.5463 | 7913.8614 | 1.0305 | 1.0305 | 9027.4109 | Commercial/Industrial | Grocery | Existing | Hot Water Pipe Insulation | 2.9915 | 1.3835 | 1574.9188 | 0.10667 | 0.18442 | 1355.592 | Commercial/Industrial | Assembly | Turnover | LED Linear - Fixture Replacement | 7.0401 | 1.3126 | 453.6698 | 0.05923 | 0.01355 | 244.345 | Commercial/Industrial | Grocery | New | High Bay Fluorescent (T5) | 4.1797 | 1.456 | 1174.1676 | 0.14167 | 0.13899 | 766.0747
Commercial/Industrial | Restaurants | Existing | Chilled Water System - Variable Speed Drives | 1.9501 | 1.5463 | 7913.8614 | 1.0305 | 1.0305 | 9027.4109 | Commercial/Industrial | Grocery | New | Hot Water Pipe Insulation | 2.9915 | 1.3835 | 1574.9188 | 0.10667 | 0.18442 | 1355.592 | Commercial/Industrial | Assembly | New | LED Linear - Fixture Replacement | 7.0401 | 1.3126 | 453.6698 | 0.05923 | 0.01355 | 244.345 | Commercial/Industrial | College and University | Turnover | High Bay Fluorescent (T5) | 4.1043 | 1.4564 | 1147.4238 | 0.13908 | 0.13645 | 752.0513
Commercial/Industrial | Retail | Existing | Chilled Water System - Variable Speed Drives | 1.9501 | 1.5463 | 7913.8614 | 1.0305 | 1.0305 | 9027.4109 | Commercial/Industrial | College and University | New | Ceiling Insulation(R2 to R38) | 2.9661 | 1.24 | 4.8988 | 0.00073791 | 0.00043466 | 1.7842 | Commercial/Industrial | Institutional | Turnover | High Efficiency Chiller (Water cooled-centrifugal, 200 tons) | 0.82589 | 1.2337 | 423.2266 | 3.4134 | 0.14785 | 8669.904 | Commercial/Industrial | Hospitals | New | High Bay Fluorescent (T5) | 4.1043 | 1.4564 | 1147.4238 | 0.13908 | 0.13645 | 752.0513
Commercial/Industrial | Schools K-12 | Existing | Chilled Water System - Variable Speed Drives | 1.9501 | 1.5463 | 7913.8614 | 1.0305 | 1.0305 | 9027.4109 | Commercial/Industrial | Hospitals | New | Ceiling Insulation(R2 to R38) | 2.9661 | 1.24 | 4.8988 | 0.00073791 | 0.00043466 | 1.7842 | Commercial/Industrial | Institutional | New | High Efficiency Chiller (Water cooled-centrifugal, 200 tons) | 0.82589 | 1.2337 | 423.2266 | 3.4134 | 0.14785 | 8669.904 | Commercial/Industrial | Lodging/Hospitality | Existing | Dedicated Outdoor Air System on VRF unit | 1.1445 | 1.2992 | 1091.3633 | 0.52396 | 0.52959 | 1721.9094
Commercial/Industrial | Warehouse | Existing | Chilled Water System - Variable Speed Drives | 1.9501 | 1.5463 | 7913.8614 | 1.0305 | 1.0305 | 9027.4109 | Commercial/Industrial | Lodging/Hospitality | New | Ceiling Insulation(R2 to R38) | 2.9661 | 1.24 | 4.8988 | 0.00073791 | 0.00043466 | 1.7842 | Commercial/Industrial | Assembly | Turnover | LED Display Lighting (Exterior) | 3.9261 | 2.1667 | 395.8859 | 0 | 0 | 377.692 | Commercial/Industrial | Warehouse | New | Dedicated Outdoor Air System on VRF unit | 1.1445 | 1.2992 | 1091.3633 | 0.52396 | 0.52959 | 1721.9094
Commercial/Industrial | Assembly | New | Chilled Water System - Variable Speed Drives | 1.9501 | 1.5463 | 7913.8614 | 1.0305 | 1.0305 | 9027.4109 | Commercial/Industrial | Warehouse | Turnover | Heat Pump Water Heater | 2.9416 | 1.3132 | 8312.9768 | 1.4855 | 0.98804 | 8790.3251 | Commercial/Industrial | College and University | Turnover | LED Display Lighting (Exterior) | 3.9261 | 2.1667 | 395.8859 | 0 | 0 | 377.692 | Commercial/Industrial | Warehouse | Turnover | High Bay LED | 2.8335 | 1.4562 | 1048.2174 | 0.14308 | 0.14038 | 773.7227
Commercial/Industrial | College and University | New | Chilled Water System - Variable Speed Drives | 1.9501 | 1.5463 | 7913.8614 | 1.0305 | 1.0305 | 9027.4109 | Commercial/Industrial | Warehouse | New | Heat Pump Water Heater | 2.9416 | 1.3132 | 8312.9768 | 1.4855 | 0.98804 | 8790.3251 | Commercial/Industrial | Grocery | Turnover | LED Display Lighting (Exterior) | 3.9261 | 2.1667 | 395.8859 | 0 | 0 | 377.692 | Commercial/Industrial | Grocery | New | High Bay LED | 2.8335 | 1.4562 | 1048.2174 | 0.14308 | 0.14038 | 773.7227
Commercial/Industrial | Grocery | New | Chilled Water System - Variable Speed Drives | 1.9501 | 1.5463 | 7913.8614 | 1.0305 | 1.0305 | 9027.4109 | Commercial/Industrial | Grocery | Existing | Ceiling Insulation(R2 to R38) | 2.929 | 1.1019 | 5.4261 | 0.00036978 | 0.00084567 | 1.812 | Commercial/Industrial | Healthcare | Turnover | LED Display Lighting (Exterior) | 3.9261 | 2.1667 | 395.8859 | 0 | 0 | 377.692 | Commercial/Industrial | Restaurants | Turnover | High Bay LED | 2.7813 | 1.456 | 1021.2067 | 0.14047 | 0.13781 | 759.5593
Commercial/Industrial | Healthcare | New | Chilled Water System - Variable Speed Drives | 1.9501 | 1.5463 | 7913.8614 | 1.0305 | 1.0305 | 9027.4109 | Commercial/Industrial | Restaurants | Existing | Ceiling Insulation(R2 to R38) | 2.929 | 1.1019 | 5.4261 | 0.00036978 | 0.00084567 | 1.812 | Commercial/Industrial | Hospitals | Turnover | LED Display Lighting (Exterior) | 3.9261 | 2.1667 | 395.8859 | 0 | 0 | 377.692 | Commercial/Industrial | Retail | New | High Bay LED | 2.7813 | 1.456 | 1021.2067 | 0.14047 | 0.13781 | 759.5593
Commercial/Industrial | Hospitals | New | Chilled Water System - Variable Speed Drives | 1.9501 | 1.5463 | 7913.8614 | 1.0305 | 1.0305 | 9027.4109 | Commercial/Industrial | Retail | Existing | Ceiling Insulation(R2 to R38) | 2.929 | 1.1019 | 5.4261 | 0.00036978 | 0.00084567 | 1.812 | Commercial/Industrial | Institutional | Turnover | LED Display Lighting (Exterior) | 3.9261 | 2.1667 | 395.8859 | 0 | 0 | 377.692 | Commercial/Industrial | Grocery | Existing | Thermostatic Shower Restriction Valve | 8.349 | 1.0425 | 1013.2626 | 0.070379 | 0.18398 | 763.4095
Commercial/Industrial | Institutional | New | Chilled Water System - Variable Speed Drives | 1.9501 | 1.5463 | 7913.8614 | 1.0305 | 1.0305 | 9027.4109 | Commercial/Industrial | Grocery | Existing | Programmable Thermostat | 2.915 | 1.076 | 5932.0559 | 1.5442 | -0.0029304 | 4167.1083 | Commercial/Industrial | Lodging/Hospitality | Turnover | LED Display Lighting (Exterior) | 3.9261 | 2.1667 | 395.8859 | 0 | 0 | 377.692 | Commercial/Industrial | Grocery | New | Thermostatic Shower Restriction Valve | 8.349 | 1.0425 | 1013.2626 | 0.070379 | 0.18398 | 763.4095
Commercial/Industrial | Lodging/Hospitality | New | Chilled Water System - Variable Speed Drives | 1.9501 | 1.5463 | 7913.8614 | 1.0305 | 1.0305 | 9027.4109 | Commercial/Industrial | Grocery | New | Programmable Thermostat | 2.915 | 1.076 | 5932.0559 | 1.5442 | -0.0029304 | 4167.1083 | Commercial/Industrial | Miscellaneous | Turnover | LED Display Lighting (Exterior) | 3.9261 | 2.1667 | 395.8859 | 0 | 0 | 377.692 | Commercial/Industrial | Grocery | Turnover | High Bay Fluorescent (T5) | 3.6702 | 1.4563 | 995.7483 | 0.12437 | 0.12202 | 672.519
Commercial/Industrial | Miscellaneous | New | Chilled Water System - Variable Speed Drives | 1.9501 | 1.5463 | 7913.8614 | 1.0305 | 1.0305 | 9027.4109 | Commercial/Industrial | Grocery | New | Ceiling Insulation(R2 to R38) | 2.8951 | 1.1061 | 5.3145 | 0.0003641 | 0.00083269 | 1.7842 | Commercial/Industrial | Offices | Turnover | LED Display Lighting (Exterior) | 3.9261 | 2.1667 | 395.8859 | 0 | 0 | 377.692 | Commercial/Industrial | Restaurants | New | High Bay Fluorescent (T5) | 3.6702 | 1.4563 | 995.7483 | 0.12437 | 0.12202 | 672.519
Commercial/Industrial | Offices | New | Chilled Water System - Variable Speed Drives | 1.9501 | 1.5463 | 7913.8614 | 1.0305 | 1.0305 | 9027.4109 | Commercial/Industrial | Restaurants | New | Ceiling Insulation(R2 to R38) | 2.8951 | 1.1061 | 5.3145 | 0.0003641 | 0.00083269 | 1.7842 | Commercial/Industrial | Restaurants | Turnover | LED Display Lighting (Exterior) | 3.9261 | 2.1667 | 395.8859 | 0 | 0 | 377.692 | Commercial/Industrial | Retail | Turnover | LED Display Lighting (Interior) | 8.4582 | 1.2935 | 989.7759 | 0.1264 | 9.1014e-06 | 521.136
Commercial/Industrial | Restaurants | New | Chilled Water System - Variable Speed Drives | 1.9501 | 1.5463 | 7913.8614 | 1.0305 | 1.0305 | 9027.4109 | Commercial/Industrial | Retail | New | Ceiling Insulation(R2 to R38) | 2.8951 | 1.1061 | 5.3145 | 0.0003641 | 0.00083269 | 1.7842 | Commercial/Industrial | Retail | Turnover | LED Display Lighting (Exterior) | 3.9261 | 2.1667 | 395.8859 | 0 | 0 | 377.692 | Commercial/Industrial | Offices | New | LED Display Lighting (Interior) | 8.4582 | 1.2935 | 989.7759 | 0.1264 | 9.1014e-06 | 521.136
Commercial/Industrial | Retail | New | Chilled Water System - Variable Speed Drives | 1.9501 | 1.5463 | 7913.8614 | 1.0305 | 1.0305 | 9027.4109 | Commercial/Industrial | Offices | Existing | Facility Energy Management System | 2.8701 | 1.3494 | 91958.7791 | 13.3506 | 1.148 | 63697.3454 | Commercial/Industrial | Schools K-12 | Turnover | LED Display Lighting (Exterior) | 3.9261 | 2.1667 | 395.8859 | 0 | 0 | 377.692 | Commercial/Industrial | Offices | Existing | ECM Motors on Furnaces | 1.5069 | 1.3669 | 975.3053 | 0 | 0.1222 | 1070.4441
Commercial/Industrial | Schools K-12 | New | Chilled Water System - Variable Speed Drives | 1.9501 | 1.5463 | 7913.8614 | 1.0305 | 1.0305 | 9027.4109 | Commercial/Industrial | Offices | New | Facility Energy Management System | 2.8701 | 1.3494 | 91958.7791 | 13.3506 | 1.148 | 63697.3454 | Commercial/Industrial | Warehouse | Turnover | LED Display Lighting (Exterior) | 3.9261 | 2.1667 | 395.8859 | 0 | 0 | 377.692 | Commercial/Industrial | Warehouse | New | ECM Motors on Furnaces | 1.5069 | 1.3669 | 975.3053 | 0 | 0.1222 | 1070.4441
Commercial/Industrial | Warehouse | New | Chilled Water System - Variable Speed Drives | 1.9501 | 1.5463 | 7913.8614 | 1.0305 | 1.0305 | 9027.4109 | Commercial/Industrial | Warehouse | Turnover | High Bay LED | 2.8335 | 1.4562 | 1048.2174 | 0.14308 | 0.14038 | 773.7227 | Commercial/Industrial | Assembly | New | LED Display Lighting (Exterior) | 3.9261 | 2.1667 | 395.8859 | 0 | 0 | 377.692 | Commercial/Industrial | Warehouse | Turnover | High Bay Fluorescent (T5) | 3.607 | 1.4564 | 973.5892 | 0.12222 | 0.11991 | 660.8997
Commercial/Industrial | College and University | Existing | Programmable Thermostat | 0.30381 | 1.5359 | -18354.3417 | 0.86408 | 0.25527 | 10337.4835 | Commercial/Industrial | Warehouse | New | High Bay LED | 2.8335 | 1.4562 | 1048.2174 | 0.14308 | 0.14038 | 773.7227 | Commercial/Industrial | College and University | New | LED Display Lighting (Exterior) | 3.9261 | 2.1667 | 395.8859 | 0 | 0 | 377.692 | Commercial/Industrial | Healthcare | New | High Bay Fluorescent (T5) | 3.607 | 1.4564 | 973.5892 | 0.12222 | 0.11991 | 660.8997
Commercial/Industrial | College and University | New | Programmable Thermostat | 0.30381 | 1.5359 | -18354.3417 | 0.86408 | 0.25527 | 10337.4835 | Commercial/Industrial | Healthcare | Existing | Facility Energy Management System | 2.7816 | 1.3494 | 110289.6556 | 16.2055 | 1.3935 | 77318.837 | Commercial/Industrial | Grocery | New | LED Display Lighting (Exterior) | 3.9261 | 2.1667 | 395.8859 | 0 | 0 | 377.692 | Commercial/Industrial | Healthcare | Existing | Low-Flow Pre-Rinse Sprayers | 1.6636 | 0.91638 | 961.3143 | 0.20853 | 0.54512 | 2261.9741
Commercial/Industrial | Hospitals | Existing | Programmable Thermostat | 0.80878 | 1.5359 | 5573.9368 | 6.3351 | 1.8716 | 75790.8694 | Commercial/Industrial | Healthcare | New | Facility Energy Management System | 2.7816 | 1.3494 | 110289.6556 | 16.2055 | 1.3935 | 77318.837 | Commercial/Industrial | Healthcare | New | LED Display Lighting (Exterior) | 3.9261 | 2.1667 | 395.8859 | 0 | 0 | 377.692 | Commercial/Industrial | Lodging/Hospitality | Existing | Low-Flow Pre-Rinse Sprayers | 1.6636 | 0.91638 | 961.3143 | 0.20853 | 0.54512 | 2261.9741
Commercial/Industrial | Hospitals | New | Programmable Thermostat | 0.80878 | 1.5359 | 5573.9368 | 6.3351 | 1.8716 | 75790.8694 | Commercial/Industrial | Lodging/Hospitality | Turnover | High Bay LED | 2.7813 | 1.456 | 1021.2067 | 0.14047 | 0.13781 | 759.5593 | Commercial/Industrial | Hospitals | New | LED Display Lighting (Exterior) | 3.9261 | 2.1667 | 395.8859 | 0 | 0 | 377.692 | Commercial/Industrial | Lodging/Hospitality | Existing | Low-Flow Pre-Rinse Sprayers | 1.6636 | 0.91638 | 961.3143 | 0.20853 | 0.54512 | 2261.9741
Commercial/Industrial | Hospitals | Existing | Smart Thermostat | 1.4348 | 1.5359 | 117672.6387 | 17.5975 | 5.1988 | 210530.1929 | Commercial/Industrial | Lodging/Hospitality | New | High Bay LED | 2.7813 | 1.456 | 1021.2067 | 0.14047 | 0.13781 | 759.5593 | Commercial/Industrial | Institutional | New | LED Display Lighting (Exterior) | 3.9261 | 2.1667 | 395.8859 | 0 | 0 | 377.692 | Commercial/Industrial | Grocery | Existing | Low-Flow Pre-Rinse Sprayers | 1.6636 | 0.91638 | 961.3143 | 0.20853 | 0.54512 | 2261.9741
Commercial/Industrial | Hospitals | New | Smart Thermostat | 1.4348 | 1.5359 | 117672.6387 | 17.5975 | 5.1988 | 210530.1929 | Commercial/Industrial | Grocery | Turnover | High Efficiency PTHP | 2.776 | 1.0808 | 938.7313 | 0.22227 | 8.1383e-05 | 446.895 | Commercial/Industrial | Lodging/Hospitality | New | LED Display Lighting (Exterior) | 3.9261 | 2.1667 | 395.8859 | 0 | 0 | 377.692 | Commercial/Industrial | Grocery | Existing | Low-Flow Pre-Rinse Sprayers | 1.6636 | 0.91638 | 961.3143 | 0.20853 | 0.54512 | 2261.9741
Commercial/Industrial | College and University | Existing | Smart Thermostat | 0.53897 | 1.5359 | -13879.7685 | 2.4002 | 0.70909 | 28715.232 | Commercial/Industrial | Grocery | New | High Efficiency PTHP | 2.776 | 1.0808 | 938.7313 | 0.22227 | 8.1383e-05 | 446.895 | Commercial/Industrial | Miscellaneous | New | LED Display Lighting (Exterior) | 3.9261 | 2.1667 | 395.8859 | 0 | 0 | 377.692 | Commercial/Industrial | Miscellaneous | Existing | Low-Flow Pre-Rinse Sprayers | 1.6636 | 0.91638 | 961.3143 | 0.20853 | 0.54512 | 2261.9741
Commercial/Industrial | College and University | New | Smart Thermostat | 0.53897 | 1.5359 | -13879.7685 | 2.4002 | 0.70909 | 28715.232 | Commercial/Industrial | Miscellaneous | Turnover | High Efficiency PTHP | 2.7412 | 1.0805 | 922.8388 | 0.21955 | 8.0388e-05 | 441.4321 | Commercial/Industrial | Offices | New | LED Display Lighting (Exterior) | 3.9261 | 2.1667 | 395.8859 | 0 | 0 | 377.692 | Commercial/Industrial | Miscellaneous | Existing | Low-Flow Pre-Rinse Sprayers | 1.6636 | 0.91638 | 961.3143 | 0.20853 | 0.54512 | 2261.9741
Commercial/Industrial | Hospitals | Existing | Facility Energy Management System | 2.5972 | 1.5201 | 990150.5697 | 119.2704 | 103.029 | 805650.1165 | Commercial/Industrial | Miscellaneous | New | High Efficiency PTHP | 2.7412 | 1.0805 | 922.8388 | 0.21955 | 8.0388e-05 | 441.4321 | Commercial/Industrial | Restaurants | New | LED Display Lighting (Exterior) | 3.9261 | 2.1667 | 395.8859 | 0 | 0 | 377.692 | Commercial/Industrial | Lodging/Hospitality | Existing | Low-Flow Pre-Rinse Sprayers | 1.6636 | 0.91638 | 961.3143 | 0.20853 | 0.54512 | 2261.9741
Commercial/Industrial | Hospitals | New | Facility Energy Management System | 2.5972 | 1.5201 | 990150.5697 | 119.2704 | 103.029 | 805650.1165 | Commercial/Industrial | Lodging/Hospitality | Existing | Smart Thermostat | 2.6879 | 0.3785 | 140964.0986 | -0.61374 | 57.2461 | 19160.2176 | Commercial/Industrial | Retail | New | LED Display Lighting (Exterior) | 3.9261 | 2.1667 | 395.8859 | 0 | 0 | 377.692 | Commercial/Industrial | Lodging/Hospitality | Existing | Low-Flow Pre-Rinse Sprayers | 1.6636 | 0.91638 | 961.3143 | 0.20853 | 0.54512 | 2261.9741
Commercial/Industrial | College and University | Existing | Facility Energy Management System | 0.9781 | 1.5201 | 33226.2196 | 16.2679 | 14.0526 | 109886.5187 | Commercial/Industrial | Lodging/Hospitality | New | Smart Thermostat | 2.6879 | 0.3785 | 140964.0986 | -0.61374 | 57.2461 | 19160.2176 | Commercial/Industrial | Schools K-12 | New | LED Display Lighting (Exterior) | 3.9261 | 2.1667 | 395.8859 | 0 | 0 | 377.692 | Commercial/Industrial | Grocery | Existing | Low-Flow Pre-Rinse Sprayers | 1.6636 | 0.91638 | 961.3143 | 0.20853 | 0.54512 | 2261.9741
Commercial/Industrial | College and University | New | Facility Energy Management System | 0.9781 | 1.5201 | 33226.2196 | 16.2679 | 14.0526 | 109886.5187 | Commercial/Industrial | Grocery | Turnover | High Efficiency PTAC | 2.683 | 1.0809 | 895.0317 | 0.21483 | 0 | 431.8047 | Commercial/Industrial | Warehouse | New | LED Display Lighting (Exterior) | 3.9261 | 2.1667 | 395.8859 | 0 | 0 | 377.692 | Commercial/Industrial | Grocery | New | Low-Flow Pre-Rinse Sprayers | 1.6636 | 0.91638 | 961.3143 | 0.20853 | 0.54512 | 2261.9741
Commercial/Industrial | Restaurants | Existing | Water Cooled Refrigeration Heat Recovery | 0.3108 | 1.5173 | -5297.6576 | 0 | 0.20489 | 1886.5835 | Commercial/Industrial | Grocery | New | High Efficiency PTAC | 2.683 | 1.0809 | 895.0317 | 0.21483 | 0 | 431.8047 | Commercial/Industrial | Assembly | Existing | PSC to ECM Evaporator Fan Motor (Reach-In) | 1.3749 | 1.4925 | 379.4552 | 0.070139 | 0.0064253 | 503.9324 | Commercial/Industrial | Institutional | New | Low-Flow Pre-Rinse Sprayers | 1.6636 | 0.91638 | 961.3143 | 0.20853 | 0.54512 | 2261.9741
Commercial/Industrial | Restaurants | New | Water Cooled Refrigeration Heat Recovery | 0.3108 | 1.5173 | -5297.6576 | 0 | 0.20489 | 1886.5835 | Commercial/Industrial | Institutional | Existing | Retro-Commissioning | 2.6809 | 0.69057 | 73116.2863 | 15.7616 | 48.8673 | 94278.48 | Commercial/Industrial | Grocery | Existing | PSC to ECM Evaporator Fan Motor (Reach-In) | 1.3749 | 1.4925 | 379.4552 | 0.070139 | 0.0064253 | 503.9324 | Commercial/Industrial | Institutional | New | Low-Flow Pre-Rinse Sprayers | 1.6636 | 0.91638 | 961.3143 | 0.20853 | 0.54512 | 2261.9741
Commercial/Industrial | College and University | Existing | Water Cooled Refrigeration Heat Recovery | 0.049498 | 1.5172 | -128878.7133 | 0 | 0.48778 | 4491.4422 | Commercial/Industrial | Institutional | New | Retro-Commissioning | 2.6809 | 0.69057 | 73116.2863 | 15.7616 | 48.8673 | 94278.48 | Commercial/Industrial | Institutional | Existing | PSC to ECM Evaporator Fan Motor (Reach-In) | 1.3749 | 1.4925 | 379.4552 | 0.070139 | 0.0064253 | 503.9324 | Commercial/Industrial | Institutional | New | Low-Flow Pre-Rinse Sprayers | 1.6636 | 0.91638 | 961.3143 | 0.20853 | 0.54512 | 2261.9741
Commercial/Industrial | College and University | New | Water Cooled Refrigeration Heat Recovery | 0.049498 | 1.5172 | -128878.7133 | 0 | 0.48778 | 4491.4422 | Commercial/Industrial | Institutional | Turnover | High Efficiency PTHP | 2.6703 | 1.0809 | 889.2488 | 0.21381 | 7.8285e-05 | 429.886 | Commercial/Industrial | Miscellaneous | Existing | PSC to ECM Evaporator Fan Motor (Reach-In) | 1.3749 | 1.4925 | 379.4552 | 0.070139 | 0.0064253 | 503.9324 | Commercial/Industrial | Institutional | New | Low-Flow Pre-Rinse Sprayers | 1.6636 | 0.91638 | 961.3143 | 0.20853 | 0.54512 | 2261.9741
Commercial/Industrial | Schools K-12 | Existing | Water Cooled Refrigeration Heat Recovery | 0.049498 | 1.5172 | -88361.6437 | 0 | 0.33443 | 3079.4163 | Commercial/Industrial | Institutional | New | High Efficiency PTHP | 2.6703 | 1.0809 | 889.2488 | 0.21381 | 7.8285e-05 | 429.886 | Commercial/Industrial | Offices | Existing | PSC to ECM Evaporator Fan Motor (Reach-In) | 1.3749 | 1.4925 | 379.4552 | 0.070139 | 0.0064253 | 503.9324 | Commercial/Industrial | Lodging/Hospitality | New | Low-Flow Pre-Rinse Sprayers | 1.6636 | 0.91638 | 961.3143 | 0.20853 | 0.54512 | 2261.9741
Commercial/Industrial | Schools K-12 | New | Water Cooled Refrigeration Heat Recovery | 0.049498 | 1.5172 | -88361.6437 | 0 | 0.33443 | 3079.4163 | Commercial/Industrial | Lodging/Hospitality | Turnover | High Efficiency Chiller (Air Cooled, 50 tons) | 2.6569 | 1.4184 | 40421.7978 | 6.1012 | 6.1917 | 21436.8418 | Commercial/Industrial | Retail | Existing | PSC to ECM Evaporator Fan Motor (Reach-In) | 1.3749 | 1.4925 | 379.4552 | 0.070139 | 0.0064253 | 503.9324 | Commercial/Industrial | Lodging/Hospitality | New | Low-Flow Pre-Rinse Sprayers | 1.6636 | 0.91638 | 961.3143 | 0.20853 | 0.54512 | 2261.9741
Commercial/Industrial | Hospitals | Existing | Water Cooled Refrigeration Heat Recovery | 0.13143 | 1.5172 | -312817.575 | 0 | 3.5762 | 32929.7074 | Commercial/Industrial | Lodging/Hospitality | New | High Efficiency Chiller (Air Cooled, 50 tons) | 2.6569 | 1.4184 | 40421.7978 | 6.1012 | 6.1917 | 21436.8418 | Commercial/Industrial | Warehouse | Existing | PSC to ECM Evaporator Fan Motor (Reach-In) | 1.3749 | 1.4925 | 379.4552 | 0.070139 | 0.0064253 | 503.9324 | Commercial/Industrial | Schools K-12 | New | Low-Flow Pre-Rinse Sprayers | 1.6636 | 0.91638 | 961.3143 | 0.20853 | 0.54512 | 2261.9741
Commercial/Industrial | Hospitals | New | Water Cooled Refrigeration Heat Recovery | 0.13143 | 1.5172 | -312817.575 | 0 | 3.5762 | 32929.7074 | Commercial/Industrial | Schools K-12 | Existing | Demand Controlled Ventilation | 2.6563 | 0.70327 | 34214.5398 | 1.9947 | 11.2299 | 19158.2709 | Commercial/Industrial | Assembly | New | PSC to ECM Evaporator Fan Motor (Reach-In) | 1.3749 | 1.4925 | 379.4552 | 0.070139 | 0.0064253 | 503.9324 | Commercial/Industrial | Schools K-12 | New | Low-Flow Pre-Rinse Sprayers | 1.6636 | 0.91638 | 961.3143 | 0.20853 | 0.54512 | 2261.9741
Commercial/Industrial | Healthcare | Existing | Water Cooled Refrigeration Heat Recovery | 0.13143 | 1.5171 | -30021.3338 | 0 | 0.34321 | 3160.2884 | Commercial/Industrial | Schools K-12 | New | Demand Controlled Ventilation | 2.6563 | 0.70327 | 34214.5398 | 1.9947 | 11.2299 | 19158.2709 | Commercial/Industrial | Grocery | New | PSC to ECM Evaporator Fan Motor (Reach-In) | 1.3749 | 1.4925 | 379.4552 | 0.070139 | 0.0064253 | 503.9324 | Commercial/Industrial | Institutional | New | Low-Flow Pre-Rinse Sprayers | 1.6636 | 0.91638 | 961.3143 | 0.20853 | 0.54512 | 2261.9741
Commercial/Industrial | Healthcare | New | Water Cooled Refrigeration Heat Recovery | 0.13143 | 1.5171 | -30021.3338 | 0 | 0.34321 | 3160.2884 | Commercial/Industrial | Institutional | Turnover | High Efficiency PTAC | 2.6235 | 1.0809 | 867.1888 | 0.21007 | 0 | 422.2356 | Commercial/Industrial | Institutional | New | PSC to ECM Evaporator Fan Motor (Reach-In) | 1.3749 | 1.4925 | 379.4552 | 0.070139 | 0.0064253 | 503.9324 | Commercial/Industrial | Institutional | Turnover | High Bay Fluorescent (T5) | 3.5561 | 1.4562 | 956.0147 | 0.12052 | 0.11824 | 651.6843
Commercial/Industrial | Lodging/Hospitality | Existing | Water Cooled Refrigeration Heat Recovery | 0.074181 | 1.5171 | -55286.4385 | 0 | 0.32547 | 2996.9115 | Commercial/Industrial | Institutional | New | High Efficiency PTAC | 2.6235 | 1.0809 | 867.1888 | 0.21007 | 0 | 422.2356 | Commercial/Industrial | Miscellaneous | New | PSC to ECM Evaporator Fan Motor (Reach-In) | 1.3749 | 1.4925 | 379.4552 | 0.070139 | 0.0064253 | 503.9324 | Commercial/Industrial | Restaurants | New | High Bay Fluorescent (T5) | 3.5561 | 1.4562 | 956.0147 | 0.12052 | 0.11824 | 651.6843
Commercial/Industrial | Lodging/Hospitality | New | Water Cooled Refrigeration Heat Recovery | 0.074181 | 1.5171 | -55286.4385 | 0 | 0.32547 | 2996.9115 | Commercial/Industrial | Restaurants | Turnover | High Efficiency Chiller (Air Cooled, 50 tons) | 2.6065 | 1.4184 | 39283.8113 | 5.9854 | 6.0742 | 21029.7503 | Commercial/Industrial | Offices | New | PSC to ECM Evaporator Fan Motor (Reach-In) | 1.3749 | 1.4925 | 379.4552 | 0.070139 | 0.0064253 | 503.9324 | Commercial/Industrial | Restaurants | Turnover | LED Display Lighting (Interior) | 8.523 | 1.6349 | 955.1224 | 0.067152 | 0.062943 | 639.388
Commercial/Industrial | Assembly | Turnover | 10HP Open Drip-Proof(ODP) Motor | 0.14503 | 1.5073 | -1745.7476 | 0.030596 | 0.0075551 | 223.1921 | Commercial/Industrial | Restaurants | New | High Efficiency Chiller (Air Cooled, 50 tons) | 2.6065 | 1.4184 | 39283.8113 | 5.9854 | 6.0742 | 21029.7503 | Commercial/Industrial | Retail | New | PSC to ECM Evaporator Fan Motor (Reach-In) | 1.3749 | 1.4925 | 379.4552 | 0.070139 | 0.0064253 | 503.9324 | Commercial/Industrial | Schools K-12 | New | LED Display Lighting (Interior) | 8.523 | 1.6349 | 955.1224 | 0.067152 | 0.062943 | 639.388
Commercial/Industrial | Grocery | Turnover | 10HP Open Drip-Proof(ODP) Motor | 0.14503 | 1.5073 | -1745.7476 | 0.030596 | 0.0075551 | 223.1921 | Commercial/Industrial | Schools K-12 | Turnover | High Bay Fluorescent (T5) | 2.6002 | 1.456 | 622.0994 | 0.088136 | 0.086472 | 476.593 | Commercial/Industrial | Warehouse | New | PSC to ECM Evaporator Fan Motor (Reach-In) | 1.3749 | 1.4925 | 379.4552 | 0.070139 | 0.0064253 | 503.9324 | Commercial/Industrial | Schools K-12 | Turnover | High Efficiency PTHP | 2.776 | 1.0808 | 938.7313 | 0.22227 | 8.1383e-05 | 446.895
Commercial/Industrial | Institutional | Turnover | 10HP Open Drip-Proof(ODP) Motor | 0.14503 | 1.5073 | -1745.7476 | 0.030596 | 0.0075551 | 223.1921 | Commercial/Industrial | Schools K-12 | New | High Bay Fluorescent (T5) | 2.6002 | 1.456 | 622.0994 | 0.088136 | 0.086472 | 476.593 | Commercial/Industrial | Assembly | Turnover | Energy Star Hot Food Holding Cabinet | 0.89754 | 1.3382 | 375.3495 | 0.31862 | 0.15417 | 1730.1 | Commercial/Industrial | Hospitals | New | High Efficiency PTHP | 2.776 | 1.0808 | 938.7313 | 0.22227 | 8.1383e-05 | 446.895
Commercial/Industrial | Miscellaneous | Turnover | 10HP Open Drip-Proof(ODP) Motor | 0.14503 | 1.5073 | -1745.7476 | 0.030596 | 0.0075551 | 223.1921 | Commercial/Industrial | Hospitals | Existing | Facility Energy Management System | 2.5972 | 1.5201 | 990150.5697 | 119.2704 | 103.029 | 805650.1165 | Commercial/Industrial | College and University | Turnover | Energy Star Hot Food Holding Cabinet | 0.89754 | 1.3382 | 375.3495 | 0.31862 | 0.15417 | 1730.1 | Commercial/Industrial | Hospitals | Turnover | LED Linear - Fixture Replacement | 13.408 | 1.292 | 929.9578 | 0.11487 | 6.293e-06 | 471.0182
Commercial/Industrial | Offices | Turnover | 10HP Open Drip-Proof(ODP) Motor | 0.14503 | 1.5073 | -1745.7476 | 0.030596 | 0.0075551 | 223.1921 | Commercial/Industrial | Hospitals | New | Facility Energy Management System | 2.5972 | 1.5201 | 990150.5697 | 119.2704 | 103.029 | 805650.1165 | Commercial/Industrial | Grocery | Turnover | Energy Star Hot Food Holding Cabinet | 0.89754 | 1.3382 | 375.3495 | 0.31862 | 0.15417 | 1730.1 | Commercial/Industrial | College and University | New | LED Linear - Fixture Replacement | 13.408 | 1.292 | 929.9578 | 0.11487 | 6.293e-06 | 471.0182
Commercial/Industrial | Retail | Turnover | 10HP Open Drip-Proof(ODP) Motor | 0.14503 | 1.5073 | -1745.7476 | 0.030596 | 0.0075551 | 223.1921 | Commercial/Industrial | College and University | Existing | Demand Controlled Ventilation | 2.5829 | 0.70328 | 49546.4088 | 2.9093 | 16.3792 | 27943.0441 | Commercial/Industrial | Healthcare | Turnover | Energy Star Hot Food Holding Cabinet | 0.89754 | 1.3382 | 375.3495 | 0.31862 | 0.15417 | 1730.1 | Commercial/Industrial | College and University | Turnover | High Efficiency PTHP | 2.7412 | 1.0805 | 922.8388 | 0.21955 | 8.0388e-05 | 441.4321
Commercial/Industrial | Warehouse | Turnover | 10HP Open Drip-Proof(ODP) Motor | 0.14503 | 1.5073 | -1745.7476 | 0.030596 | 0.0075551 | 223.1921 | Commercial/Industrial | College and University | New | Demand Controlled Ventilation | 2.5829 | 0.70328 | 49546.4088 | 2.9093 | 16.3792 | 27943.0441 | Commercial/Industrial | Hospitals | Turnover | Energy Star Hot Food Holding Cabinet | 0.89754 | 1.3382 | 375.3495 | 0.31862 | 0.15417 | 1730.1 | Commercial/Industrial | Institutional | New | High Efficiency PTHP | 2.7412 | 1.0805 | 922.8388 | 0.21955 | 8.0388e-05 | 441.4321
Commercial/Industrial | Assembly | New | 10HP Open Drip-Proof(ODP) Motor | 0.14503 | 1.5073 | -1745.7476 | 0.030596 | 0.0075551 | 223.1921 | Commercial/Industrial | Institutional | Existing | Demand Controlled Ventilation | 2.5804 | 0.70326 | 16495.8026 | 0.96884 | 5.4546 | 9305.5485 | Commercial/Industrial | Institutional | Turnover | Energy Star Hot Food Holding Cabinet | 0.89754 | 1.3382 | 375.3495 | 0.31862 | 0.15417 | 1730.1 | Commercial/Industrial | Institutional | Existing | Dedicated Outdoor Air System on VRF unit | 1.0903 | 1.2992 | 904.094 | 0.49919 | 0.50455 | 1640.5025
Commercial/Industrial | Grocery | New | 10HP Open Drip-Proof(ODP) Motor | 0.14503 | 1.5073 | -1745.7476 | 0.030596 | 0.0075551 | 223.1921 | Commercial/Industrial | Institutional | New | Demand Controlled Ventilation | 2.5804 | 0.70326 | 16495.8026 | 0.96884 | 5.4546 | 9305.5485 | Commercial/Industrial | Lodging/Hospitality | Turnover | Energy Star Hot Food Holding Cabinet | 0.89754 | 1.3382 | 375.3495 | 0.31862 | 0.15417 | 1730.1 | Commercial/Industrial | Restaurants | New | Dedicated Outdoor Air System on VRF unit | 1.0903 | 1.2992 | 904.094 | 0.49919 | 0.50455 | 1640.5025
Commercial/Industrial | Institutional | New | 10HP Open Drip-Proof(ODP) Motor | 0.14503 | 1.5073 | -1745.7476 | 0.030596 | 0.0075551 | 223.1921 | Commercial/Industrial | Restaurants | Turnover | Heat Pump Water Heater | 2.5426 | 0.83886 | 19612.4164 | 1.0279 | 5.3925 | 14650.5418 | Commercial/Industrial | Miscellaneous | Turnover | Energy Star Hot Food Holding Cabinet | 0.89754 | 1.3382 | 375.3495 | 0.31862 | 0.15417 | 1730.1 | Commercial/Industrial | Restaurants | Turnover | LED Linear - Fixture Replacement | 13.4714 | 1.6352 | 896.2034 | 0.060559 | 0.056172 | 577.8979
Commercial/Industrial | Miscellaneous | New | 10HP Open Drip-Proof(ODP) Motor | 0.14503 | 1.5073 | -1745.7476 | 0.030596 | 0.0075551 | 223.1921 | Commercial/Industrial | Restaurants | New | Heat Pump Water Heater | 2.5426 | 0.83886 | 19612.4164 | 1.0279 | 5.3925 | 14650.5418 | Commercial/Industrial | Offices | Turnover | Energy Star Hot Food Holding Cabinet | 0.89754 | 1.3382 | 375.3495 | 0.31862 | 0.15417 | 1730.1 | Commercial/Industrial | Hospitals | New | LED Linear - Fixture Replacement | 13.4714 | 1.6352 | 896.2034 | 0.060559 | 0.056172 | 577.8979
Commercial/Industrial | Offices | New | 10HP Open Drip-Proof(ODP) Motor | 0.14503 | 1.5073 | -1745.7476 | 0.030596 | 0.0075551 | 223.1921 | Commercial/Industrial | Hospitals | Existing | Retro-Commissioning | 2.5401 | 0.86244 | 548818.3539 | 358.3151 | 4.1166 | 849790.53 | Commercial/Industrial | Restaurants | Turnover | Energy Star Hot Food Holding Cabinet | 0.89754 | 1.3382 | 375.3495 | 0.31862 | 0.15417 | 1730.1 | Commercial/Industrial | Hospitals | Turnover | High Efficiency PTAC | 2.683 | 1.0809 | 895.0317 | 0.21483 | 0 | 431.8047
Commercial/Industrial | Retail | New | 10HP Open Drip-Proof(ODP) Motor | 0.14503 | 1.5073 | -1745.7476 | 0.030596 | 0.0075551 | 223.1921 | Commercial/Industrial | Hospitals | New | Retro-Commissioning | 2.5401 | 0.86244 | 548818.3539 | 358.3151 | 4.1166 | 849790.53 | Commercial/Industrial | Retail | Turnover | Energy Star Hot Food Holding Cabinet | 0.89754 | 1.3382 | 375.3495 | 0.31862 | 0.15417 | 1730.1 | Commercial/Industrial | Lodging/Hospitality | New | High Efficiency PTAC | 2.683 | 1.0809 | 895.0317 | 0.21483 | 0 | 431.8047
Commercial/Industrial | Warehouse | New | 10HP Open Drip-Proof(ODP) Motor | 0.14503 | 1.5073 | -1745.7476 | 0.030596 | 0.0075551 | 223.1921 | Commercial/Industrial | Lodging/Hospitality | Turnover | High Efficiency Chiller (Water cooled-centrifugal, 200 tons) | 2.5257 | 1.2337 | 57566.7392 | 10.4385 | 0.45213 | 26513.205 | Commercial/Industrial | Schools K-12 | Turnover | Energy Star Hot Food Holding Cabinet | 0.89754 | 1.3382 | 375.3495 | 0.31862 | 0.15417 | 1730.1 | Commercial/Industrial | Lodging/Hospitality | Turnover | LED Display Lighting (Interior) | 7.8129 | 1.3074 | 892.8904 | 0.11606 | 0.026219 | 472.632
Commercial/Industrial | College and University | Existing | High Efficiency Refrigeration Compressor | 0.25729 | 1.4992 | -429.1436 | 0.017568 | 0.014716 | 135.5 | Commercial/Industrial | Lodging/Hospitality | New | High Efficiency Chiller (Water cooled-centrifugal, 200 tons) | 2.5257 | 1.2337 | 57566.7392 | 10.4385 | 0.45213 | 26513.205 | Commercial/Industrial | Warehouse | Turnover | Energy Star Hot Food Holding Cabinet | 0.89754 | 1.3382 | 375.3495 | 0.31862 | 0.15417 | 1730.1 | Commercial/Industrial | Healthcare | New | LED Display Lighting (Interior) | 7.8129 | 1.3074 | 892.8904 | 0.11606 | 0.026219 | 472.632
Commercial/Industrial | Healthcare | Existing | High Efficiency Refrigeration Compressor | 0.25729 | 1.4992 | -429.1436 | 0.017568 | 0.014716 | 135.5 | Commercial/Industrial | Healthcare | Existing | Demand Controlled Ventilation | 2.5167 | 0.70327 | 15982.1419 | 0.94492 | 5.3199 | 9075.7228 | Commercial/Industrial | Assembly | New | Energy Star Hot Food Holding Cabinet | 0.89754 | 1.3382 | 375.3495 | 0.31862 | 0.15417 | 1730.1 | Commercial/Industrial | Healthcare | Turnover | High Efficiency PTHP | 2.6703 | 1.0809 | 889.2488 | 0.21381 | 7.8285e-05 | 429.886
Commercial/Industrial | Hospitals | Existing | High Efficiency Refrigeration Compressor | 0.25729 | 1.4992 | -429.1436 | 0.017568 | 0.014716 | 135.5 | Commercial/Industrial | Healthcare | New | Demand Controlled Ventilation | 2.5167 | 0.70327 | 15982.1419 | 0.94492 | 5.3199 | 9075.7228 | Commercial/Industrial | College and University | New | Energy Star Hot Food Holding Cabinet | 0.89754 | 1.3382 | 375.3495 | 0.31862 | 0.15417 | 1730.1 | Commercial/Industrial | Restaurants | New | High Efficiency PTHP | 2.6703 | 1.0809 | 889.2488 | 0.21381 | 7.8285e-05 | 429.886
Commercial/Industrial | Lodging/Hospitality | Existing | High Efficiency Refrigeration Compressor | 0.25729 | 1.4992 | -429.1436 | 0.017568 | 0.014716 | 135.5 | Commercial/Industrial | Restaurants | Turnover | High Bay LED | 2.4876 | 1.4562 | 868.0169 | 0.12561 | 0.12324 | 679.233 | Commercial/Industrial | Grocery | New | Energy Star Hot Food Holding Cabinet | 0.89754 | 1.3382 | 375.3495 | 0.31862 | 0.15417 | 1730.1 | Commercial/Industrial | Restaurants | Existing | Thermostatic Shower Restriction Valve | 8.5805 | 1.3131 | 886.6315 | 0.12901 | 0.085808 | 763.4095
Commercial/Industrial | Restaurants | Existing | High Efficiency Refrigeration Compressor | 0.25729 | 1.4992 | -429.1436 | 0.017568 | 0.014716 | 135.5 | Commercial/Industrial | Restaurants | New | High Bay LED | 2.4876 | 1.4562 | 868.0169 | 0.12561 | 0.12324 | 679.233 | Commercial/Industrial | Healthcare | New | Energy Star Hot Food Holding Cabinet | 0.89754 | 1.3382 | 375.3495 | 0.31862 | 0.15417 | 1730.1 | Commercial/Industrial | Restaurants | Existing | Thermostatic Shower Restriction Valve | 8.5805 | 1.3131 | 886.6315 | 0.12901 | 0.085808 | 763.4095
Commercial/Industrial | Schools K-12 | Existing | High Efficiency Refrigeration Compressor | 0.25729 | 1.4992 | -429.1436 | 0.017568 | 0.014716 | 135.5 | Commercial/Industrial | Restaurants | Turnover | High Efficiency Chiller (Water cooled-centrifugal, 200 tons) | 2.4777 | 1.2337 | 55954.2932 | 10.2402 | 0.44355 | 26009.712 | Commercial/Industrial | Hospitals | New | Energy Star Hot Food Holding Cabinet | 0.89754 | 1.3382 | 375.3495 | 0.31862 | 0.15417 | 1730.1 | Commercial/Industrial | Restaurants | Existing | Thermostatic Shower Restriction Valve | 8.5805 | 1.3131 | 886.6315 | 0.12901 | 0.085808 | 763.4095
Commercial/Industrial | College and University | New | High Efficiency Refrigeration Compressor | 0.25729 | 1.4992 | -429.1436 | 0.017568 | 0.014716 | 135.5 | Commercial/Industrial | Restaurants | New | High Efficiency Chiller (Water cooled-centrifugal, 200 tons) | 2.4777 | 1.2337 | 55954.2932 | 10.2402 | 0.44355 | 26009.712 | Commercial/Industrial | Institutional | New | Energy Star Hot Food Holding Cabinet | 0.89754 | 1.3382 | 375.3495 | 0.31862 | 0.15417 | 1730.1 | Commercial/Industrial | Miscellaneous | New | Thermostatic Shower Restriction Valve | 8.5805 | 1.3131 | 886.6315 | 0.12901 | 0.085808 | 763.4095
Commercial/Industrial | Healthcare | New | High Efficiency Refrigeration Compressor | 0.25729 | 1.4992 | -429.1436 | 0.017568 | 0.014716 | 135.5 | Commercial/Industrial | Miscellaneous | Turnover | High Efficiency PTAC | 2.4687 | 1.1293 | 791.9916 | 0.18074 | 0 | 436.5892 | Commercial/Industrial | Lodging/Hospitality | New | Energy Star Hot Food Holding Cabinet | 0.89754 | 1.3382 | 375.3495 | 0.31862 | 0.15417 | 1730.1 | Commercial/Industrial | Miscellaneous | New | Thermostatic Shower Restriction Valve | 8.5805 | 1.3131 | 886.6315 | 0.12901 | 0.085808 | 763.4095
Commercial/Industrial | Hospitals | New | High Efficiency Refrigeration Compressor | 0.25729 | 1.4992 | -429.1436 | 0.017568 | 0.014716 | 135.5 | Commercial/Industrial | Miscellaneous | New | High Efficiency PTAC | 2.4687 | 1.1293 | 791.9916 | 0.18074 | 0 | 436.5892 | Commercial/Industrial | Miscellaneous | New | Energy Star Hot Food Holding Cabinet | 0.89754 | 1.3382 | 375.3495 | 0.31862 | 0.15417 | 1730.1 | Commercial/Industrial | Offices | New | Thermostatic Shower Restriction Valve | 8.5805 | 1.3131 | 886.6315 | 0.12901 | 0.085808 | 763.4095
Commercial/Industrial | Lodging/Hospitality | New | High Efficiency Refrigeration Compressor | 0.25729 | 1.4992 | -429.1436 | 0.017568 | 0.014716 | 135.5 | Commercial/Industrial | Offices | Existing | Retro-Commissioning | 2.4534 | 0.69057 | 50933.3701 | 11.2325 | 34.8251 | 67187.23 | Commercial/Industrial | Offices | New | Energy Star Hot Food Holding Cabinet | 0.89754 | 1.3382 | 375.3495 | 0.31862 | 0.15417 | 1730.1 | Commercial/Industrial | Offices | Turnover | LED Display Lighting (Interior) | 7.6026 | 1.2933 | 879.6589 | 0.11363 | 8.182e-06 | 468.496
Commercial/Industrial | Restaurants | New | High Efficiency Refrigeration Compressor | 0.25729 | 1.4992 | -429.1436 | 0.017568 | 0.014716 | 135.5 | Commercial/Industrial | Offices | New | Retro-Commissioning | 2.4534 | 0.69057 | 50933.3701 | 11.2325 | 34.8251 | 67187.23 | Commercial/Industrial | Restaurants | New | Energy Star Hot Food Holding Cabinet | 0.89754 | 1.3382 | 375.3495 | 0.31862 | 0.15417 | 1730.1 | Commercial/Industrial | Institutional | New | LED Display Lighting (Interior) | 7.6026 | 1.2933 | 879.6589 | 0.11363 | 8.182e-06 | 468.496
Commercial/Industrial | Schools K-12 | New | High Efficiency Refrigeration Compressor | 0.25729 | 1.4992 | -429.1436 | 0.017568 | 0.014716 | 135.5 | Commercial/Industrial | Institutional | Turnover | High Bay LED | 2.4449 | 1.4564 | 845.6366 | 0.12344 | 0.12111 | 667.4977 | Commercial/Industrial | Retail | New | Energy Star Hot Food Holding Cabinet | 0.89754 | 1.3382 | 375.3495 | 0.31862 | 0.15417 | 1730.1 | Commercial/Industrial | Institutional | Turnover | Energy Star Commercial Glass Door Refrigerator | 2.1961 | 1.401 | 875.6997 | 0.13478 | 0.046356 | 922.8665
Commercial/Industrial | College and University | Existing | Regenerative Drive Elevator Motor | 0.085329 | 1.499 | -25589.6529 | 0.26293 | 0.22024 | 2027.9355 | Commercial/Industrial | Institutional | New | High Bay LED | 2.4449 | 1.4564 | 845.6366 | 0.12344 | 0.12111 | 667.4977 | Commercial/Industrial | Schools K-12 | New | Energy Star Hot Food Holding Cabinet | 0.89754 | 1.3382 | 375.3495 | 0.31862 | 0.15417 | 1730.1 | Commercial/Industrial | Restaurants | Turnover | Energy Star Commercial Glass Door Refrigerator | 2.1961 | 1.401 | 875.6997 | 0.13478 | 0.046356 | 922.8665
Commercial/Industrial | Healthcare | Existing | Regenerative Drive Elevator Motor | 0.085329 | 1.499 | -25589.6529 | 0.26293 | 0.22024 | 2027.9355 | Commercial/Industrial | Restaurants | Existing | Programmable Thermostat | 2.4299 | 1.076 | 5763.683 | 1.6091 | -0.0030535 | 4342.1523 | Commercial/Industrial | Warehouse | New | Energy Star Hot Food Holding Cabinet | 0.89754 | 1.3382 | 375.3495 | 0.31862 | 0.15417 | 1730.1 | Commercial/Industrial | Restaurants | Turnover | Energy Star Commercial Glass Door Refrigerator | 2.1961 | 1.401 | 875.6997 | 0.13478 | 0.046356 | 922.8665
Commercial/Industrial | Hospitals | Existing | Regenerative Drive Elevator Motor | 0.085329 | 1.499 | -25589.6529 | 0.26293 | 0.22024 | 2027.9355 | Commercial/Industrial | Restaurants | New | Programmable Thermostat | 2.4299 | 1.076 | 5763.683 | 1.6091 | -0.0030535 | 4342.1523 | Commercial/Industrial | Assembly | Existing | Anti-Sweat Controls | 1.3026 | 1.4558 | 374.3808 | 0.081727 | 0.082167 | 1022.6336 | Commercial/Industrial | Assembly | Turnover | Energy Star Commercial Glass Door Refrigerator | 2.1961 | 1.401 | 875.6997 | 0.13478 | 0.046356 | 922.8665
Commercial/Industrial | Lodging/Hospitality | Existing | Regenerative Drive Elevator Motor | 0.085329 | 1.499 | -25589.6529 | 0.26293 | 0.22024 | 2027.9355 | Commercial/Industrial | Assembly | Existing | Ceiling Insulation(R2 to R38) | 2.4247 | 0.93586 | 5.3019 | 3.6259e-05 | 0.00081736 | 1.812 | Commercial/Industrial | Grocery | Existing | Anti-Sweat Controls | 1.3026 | 1.4558 | 374.3808 | 0.081727 | 0.082167 | 1022.6336 | Commercial/Industrial | Healthcare | Turnover | Energy Star Commercial Glass Door Refrigerator | 2.1961 | 1.401 | 875.6997 | 0.13478 | 0.046356 | 922.8665
Commercial/Industrial | Restaurants | Existing | Regenerative Drive Elevator Motor | 0.085329 | 1.499 | -25589.6529 | 0.26293 | 0.22024 | 2027.9355 | Commercial/Industrial | Healthcare | Existing | Ceiling Insulation(R2 to R38) | 2.4247 | 0.93586 | 5.3019 | 3.6259e-05 | 0.00081736 | 1.812 | Commercial/Industrial | Institutional | Existing | Anti-Sweat Controls | 1.3026 | 1.4558 | 374.3808 | 0.081727 | 0.082167 | 1022.6336 | Commercial/Industrial | Institutional | Turnover | Energy Star Commercial Glass Door Refrigerator | 2.1961 | 1.401 | 875.6997 | 0.13478 | 0.046356 | 922.8665
Commercial/Industrial | Schools K-12 | Existing | Regenerative Drive Elevator Motor | 0.085329 | 1.499 | -25589.6529 | 0.26293 | 0.22024 | 2027.9355 | Commercial/Industrial | Institutional | Existing | Ceiling Insulation(R2 to R38) | 2.4247 | 0.93586 | 5.3019 | 3.6259e-05 | 0.00081736 | 1.812 | Commercial/Industrial | Miscellaneous | Existing | Anti-Sweat Controls | 1.3026 | 1.4558 | 374.3808 | 0.081727 | 0.082167 | 1022.6336 | Commercial/Industrial | Miscellaneous | Turnover | Energy Star Commercial Glass Door Refrigerator | 2.1961 | 1.401 | 875.6997 | 0.13478 | 0.046356 | 922.8665
Commercial/Industrial | College and University | New | Regenerative Drive Elevator Motor | 0.085329 | 1.499 | -25589.6529 | 0.26293 | 0.22024 | 2027.9355 | Commercial/Industrial | Miscellaneous | Existing | Ceiling Insulation(R2 to R38) | 2.4247 | 0.93586 | 5.3019 | 3.6259e-05 | 0.00081736 | 1.812 | Commercial/Industrial | Offices | Existing | Anti-Sweat Controls | 1.3026 | 1.4558 | 374.3808 | 0.081727 | 0.082167 | 1022.6336 | Commercial/Industrial | Offices | New | Energy Star Commercial Glass Door Refrigerator | 2.1961 | 1.401 | 875.6997 | 0.13478 | 0.046356 | 922.8665
Commercial/Industrial | Healthcare | New | Regenerative Drive Elevator Motor | 0.085329 | 1.499 | -25589.6529 | 0.26293 | 0.22024 | 2027.9355 | Commercial/Industrial | Offices | Existing | Ceiling Insulation(R2 to R38) | 2.4247 | 0.93586 | 5.3019 | 3.6259e-05 | 0.00081736 | 1.812 | Commercial/Industrial | Retail | Existing | Anti-Sweat Controls | 1.3026 | 1.4558 | 374.3808 | 0.081727 | 0.082167 | 1022.6336 | Commercial/Industrial | Schools K-12 | New | Energy Star Commercial Glass Door Refrigerator | 2.1961 | 1.401 | 875.6997 | 0.13478 | 0.046356 | 922.8665
Commercial/Industrial | Hospitals | New | Regenerative Drive Elevator Motor | 0.085329 | 1.499 | -25589.6529 | 0.26293 | 0.22024 | 2027.9355 | Commercial/Industrial | Schools K-12 | Existing | Ceiling Insulation(R2 to R38) | 2.4247 | 0.93586 | 5.3019 | 3.6259e-05 | 0.00081736 | 1.812 | Commercial/Industrial | Warehouse | Existing | Anti-Sweat Controls | 1.3026 | 1.4558 | 374.3808 | 0.081727 | 0.082167 | 1022.6336 | Commercial/Industrial | Offices | New | Energy Star Commercial Glass Door Refrigerator | 2.1961 | 1.401 | 875.6997 | 0.13478 | 0.046356 | 922.8665
Commercial/Industrial | Lodging/Hospitality | New | Regenerative Drive Elevator Motor | 0.085329 | 1.499 | -25589.6529 | 0.26293 | 0.22024 | 2027.9355 | Commercial/Industrial | Offices | Turnover | High Bay LED | 2.4105 | 1.4562 | 827.8866 | 0.12172 | 0.11942 | 658.1903 | Commercial/Industrial | Assembly | New | Anti-Sweat Controls | 1.3026 | 1.4558 | 374.3808 | 0.081727 | 0.082167 | 1022.6336 | Commercial/Industrial | Offices | New | Energy Star Commercial Glass Door Refrigerator | 2.1961 | 1.401 | 875.6997 | 0.13478 | 0.046356 | 922.8665
Commercial/Industrial | Restaurants | New | Regenerative Drive Elevator Motor | 0.085329 | 1.499 | -25589.6529 | 0.26293 | 0.22024 | 2027.9355 | Commercial/Industrial | Offices | New | High Bay LED | 2.4105 | 1.4562 | 827.8866 | 0.12172 | 0.11942 | 658.1903 | Commercial/Industrial | Grocery | New | Anti-Sweat Controls | 1.3026 | 1.4558 | 374.3808 | 0.081727 | 0.082167 | 1022.6336 | Commercial/Industrial | Restaurants | New | Energy Star Commercial Glass Door Refrigerator | 2.1961 | 1.401 | 875.6997 | 0.13478 | 0.046356 | 922.8665
Commercial/Industrial | Schools K-12 | New | Regenerative Drive Elevator Motor | 0.085329 | 1.499 | -25589.6529 | 0.26293 | 0.22024 | 2027.9355 | Commercial/Industrial | Restaurants | Existing | ECM Motors on Furnaces | 2.4037 | 1.3668 | 2045.6587 | 0 | 0.19492 | 1707.525 | Commercial/Industrial | Institutional | New | Anti-Sweat Controls | 1.3026 | 1.4558 | 374.3808 | 0.081727 | 0.082167 | 1022.6336 | Commercial/Industrial | Restaurants | New | Energy Star Commercial Glass Door Refrigerator | 2.1961 | 1.401 | 875.6997 | 0.13478 | 0.046356 | 922.8665
Commercial/Industrial | Assembly | Existing | PSC to ECM Evaporator Fan Motor (Reach-In) | 1.3749 | 1.4925 | 379.4552 | 0.070139 | 0.0064253 | 503.9324 | Commercial/Industrial | Restaurants | New | ECM Motors on Furnaces | 2.4037 | 1.3668 | 2045.6587 | 0 | 0.19492 | 1707.525 | Commercial/Industrial | Miscellaneous | New | Anti-Sweat Controls | 1.3026 | 1.4558 | 374.3808 | 0.081727 | 0.082167 | 1022.6336 | Commercial/Industrial | Assembly | New | Energy Star Commercial Glass Door Refrigerator | 2.1961 | 1.401 | 875.6997 | 0.13478 | 0.046356 | 922.8665
Commercial/Industrial | Grocery | Existing | PSC to ECM Evaporator Fan Motor (Reach-In) | 1.3749 | 1.4925 | 379.4552 | 0.070139 | 0.0064253 | 503.9324 | Commercial/Industrial | Assembly | New | Ceiling Insulation(R2 to R38) | 2.393 | 0.93804 | 5.1922 | 3.5703e-05 | 0.00080482 | 1.7842 | Commercial/Industrial | Offices | New | Anti-Sweat Controls | 1.3026 | 1.4558 | 374.3808 | 0.081727 | 0.082167 | 1022.6336 | Commercial/Industrial | Healthcare | Turnover | High Bay LED | 2.4876 | 1.4562 | 868.0169 | 0.12561 | 0.12324 | 679.233
Commercial/Industrial | Institutional | Existing | PSC to ECM Evaporator Fan Motor (Reach-In) | 1.3749 | 1.4925 | 379.4552 | 0.070139 | 0.0064253 | 503.9324 | Commercial/Industrial | Healthcare | New | Ceiling Insulation(R2 to R38) | 2.393 | 0.93804 | 5.1922 | 3.5703e-05 | 0.00080482 | 1.7842 | Commercial/Industrial | Retail | New | Anti-Sweat Controls | 1.3026 | 1.4558 | 374.3808 | 0.081727 | 0.082167 | 1022.6336 | Commercial/Industrial | Institutional | New | High Bay LED | 2.4876 | 1.4562 | 868.0169 | 0.12561 | 0.12324 | 679.233
Commercial/Industrial | Miscellaneous | Existing | PSC to ECM Evaporator Fan Motor (Reach-In) | 1.3749 | 1.4925 | 379.4552 | 0.070139 | 0.0064253 | 503.9324 | Commercial/Industrial | Institutional | New | Ceiling Insulation(R2 to R38) | 2.393 | 0.93804 | 5.1922 | 3.5703e-05 | 0.00080482 | 1.7842 | Commercial/Industrial | Warehouse | New | Anti-Sweat Controls | 1.3026 | 1.4558 | 374.3808 | 0.081727 | 0.082167 | 1022.6336 | Commercial/Industrial | Miscellaneous | Turnover | High Efficiency PTAC | 2.6235 | 1.0809 | 867.1888 | 0.21007 | 0 | 422.2356
Commercial/Industrial | Offices | Existing | PSC to ECM Evaporator Fan Motor (Reach-In) | 1.3749 | 1.4925 | 379.4552 | 0.070139 | 0.0064253 | 503.9324 | Commercial/Industrial | Miscellaneous | New | Ceiling Insulation(R2 to R38) | 2.393 | 0.93804 | 5.1922 | 3.5703e-05 | 0.00080482 | 1.7842 | Commercial/Industrial | Schools K-12 | Turnover | LED Display Lighting (Interior) | 3.6963 | 1.3072 | 369.5849 | 0.054915 | 0.012405 | 223.626 | Commercial/Industrial | Offices | New | High Efficiency PTAC | 2.6235 | 1.0809 | 867.1888 | 0.21007 | 0 | 422.2356
Commercial/Industrial | Retail | Existing | PSC to ECM Evaporator Fan Motor (Reach-In) | 1.3749 | 1.4925 | 379.4552 | 0.070139 | 0.0064253 | 503.9324 | Commercial/Industrial | Offices | New | Ceiling Insulation(R2 to R38) | 2.393 | 0.93804 | 5.1922 | 3.5703e-05 | 0.00080482 | 1.7842 | Commercial/Industrial | Schools K-12 | New | LED Display Lighting (Interior) | 3.6963 | 1.3072 | 369.5849 | 0.054915 | 0.012405 | 223.626 | Commercial/Industrial | Schools K-12 | Existing | Faucet Aerator | 3.6497 | 0.74867 | 866.4312 | 0.027988 | 0.23883 | 527.3687
Commercial/Industrial | Warehouse | Existing | PSC to ECM Evaporator Fan Motor (Reach-In) | 1.3749 | 1.4925 | 379.4552 | 0.070139 | 0.0064253 | 503.9324 | Commercial/Industrial | Schools K-12 | New | Ceiling Insulation(R2 to R38) | 2.393 | 0.93804 | 5.1922 | 3.5703e-05 | 0.00080482 | 1.7842 | Commercial/Industrial | Schools K-12 | Turnover | LED Linear - Fixture Replacement | 5.8181 | 1.3114 | 365.3587 | 0.048995 | 0.011208 | 202.1198 | Commercial/Industrial | Healthcare | New | Faucet Aerator | 3.6497 | 0.74867 | 866.4312 | 0.027988 | 0.23883 | 527.3687
Commercial/Industrial | Assembly | New | PSC to ECM Evaporator Fan Motor (Reach-In) | 1.3749 | 1.4925 | 379.4552 | 0.070139 | 0.0064253 | 503.9324 | Commercial/Industrial | Healthcare | Existing | Retro-Commissioning | 2.3778 | 0.69057 | 61291.6236 | 13.6345 | 42.2724 | 81555.02 | Commercial/Industrial | Schools K-12 | New | LED Linear - Fixture Replacement | 5.8181 | 1.3114 | 365.3587 | 0.048995 | 0.011208 | 202.1198 | Commercial/Industrial | Healthcare | Turnover | High Bay LED | 2.4449 | 1.4564 | 845.6366 | 0.12344 | 0.12111 | 667.4977
Commercial/Industrial | Grocery | New | PSC to ECM Evaporator Fan Motor (Reach-In) | 1.3749 | 1.4925 | 379.4552 | 0.070139 | 0.0064253 | 503.9324 | Commercial/Industrial | Healthcare | New | Retro-Commissioning | 2.3778 | 0.69057 | 61291.6236 | 13.6345 | 42.2724 | 81555.02 | Commercial/Industrial | College and University | Existing | PSC to ECM Evaporator Fan Motor (Reach-In) | 1.3916 | 1.562 | 364.0554 | 0.065337 | 0.054728 | 503.9324 | Commercial/Industrial | Assembly | New | High Bay LED | 2.4449 | 1.4564 | 845.6366 | 0.12344 | 0.12111 | 667.4977
Commercial/Industrial | Institutional | New | PSC to ECM Evaporator Fan Motor (Reach-In) | 1.3749 | 1.4925 | 379.4552 | 0.070139 | 0.0064253 | 503.9324 | Commercial/Industrial | Assembly | Existing | Duct Sealing Repair | 2.3697 | 0.80991 | 17434.3678 | 1.1367 | 4.0258 | 5769.3882 | Commercial/Industrial | Healthcare | Existing | PSC to ECM Evaporator Fan Motor (Reach-In) | 1.3916 | 1.562 | 364.0554 | 0.065337 | 0.054728 | 503.9324 | Commercial/Industrial | Assembly | Turnover | LED Linear - Fixture Replacement | 12.2974 | 1.3115 | 836.0548 | 0.10355 | 0.023688 | 427.1789
Commercial/Industrial | Miscellaneous | New | PSC to ECM Evaporator Fan Motor (Reach-In) | 1.3749 | 1.4925 | 379.4552 | 0.070139 | 0.0064253 | 503.9324 | Commercial/Industrial | Assembly | New | Duct Sealing Repair | 2.3697 | 0.80991 | 17434.3678 | 1.1367 | 4.0258 | 5769.3882 | Commercial/Industrial | Hospitals | Existing | PSC to ECM Evaporator Fan Motor (Reach-In) | 1.3916 | 1.562 | 364.0554 | 0.065337 | 0.054728 | 503.9324 | Commercial/Industrial | Assembly | New | LED Linear - Fixture Replacement | 12.2974 | 1.3115 | 836.0548 | 0.10355 | 0.023688 | 427.1789
Commercial/Industrial | Offices | New | PSC to ECM Evaporator Fan Motor (Reach-In) | 1.3749 | 1.4925 | 379.4552 | 0.070139 | 0.0064253 | 503.9324 | Commercial/Industrial | Assembly | Turnover | Efficient Exhaust Hood | 2.2733 | 1.3585 | 10553.4586 | 1.7635 | 0.69217 | 8066.5 | Commercial/Industrial | Lodging/Hospitality | Existing | PSC to ECM Evaporator Fan Motor (Reach-In) | 1.3916 | 1.562 | 364.0554 | 0.065337 | 0.054728 | 503.9324 | Commercial/Industrial | College and University | Turnover | Energy Star Commercial Glass Door Refrigerator | 2.1719 | 1.4668 | 834.914 | 0.11965 | 0.10023 | 922.8665
Commercial/Industrial | Retail | New | PSC to ECM Evaporator Fan Motor (Reach-In) | 1.3749 | 1.4925 | 379.4552 | 0.070139 | 0.0064253 | 503.9324 | Commercial/Industrial | College and University | Turnover | Efficient Exhaust Hood | 2.2733 | 1.3585 | 10553.4586 | 1.7635 | 0.69217 | 8066.5 | Commercial/Industrial | Restaurants | Existing | PSC to ECM Evaporator Fan Motor (Reach-In) | 1.3916 | 1.562 | 364.0554 | 0.065337 | 0.054728 | 503.9324 | Commercial/Industrial | Grocery | Turnover | Energy Star Commercial Glass Door Refrigerator | 2.1719 | 1.4668 | 834.914 | 0.11965 | 0.10023 | 922.8665
Commercial/Industrial | Warehouse | New | PSC to ECM Evaporator Fan Motor (Reach-In) | 1.3749 | 1.4925 | 379.4552 | 0.070139 | 0.0064253 | 503.9324 | Commercial/Industrial | Grocery | Turnover | Efficient Exhaust Hood | 2.2733 | 1.3585 | 10553.4586 | 1.7635 | 0.69217 | 8066.5 | Commercial/Industrial | Schools K-12 | Existing | PSC to ECM Evaporator Fan Motor (Reach-In) | 1.3916 | 1.562 | 364.0554 | 0.065337 | 0.054728 | 503.9324 | Commercial/Industrial | Healthcare | Turnover | Energy Star Commercial Glass Door Refrigerator | 2.1719 | 1.4668 | 834.914 | 0.11965 | 0.10023 | 922.8665
Commercial/Industrial | Assembly | Existing | PSC to ECM Evaporator Fan Motor (Walk-In, Refrigerator) | 0.89175 | 1.4915 | 68.0807 | 0.04552 | 0.00417 | 327.0516 | Commercial/Industrial | Healthcare | Turnover | Efficient Exhaust Hood | 2.2733 | 1.3585 | 10553.4586 | 1.7635 | 0.69217 | 8066.5 | Commercial/Industrial | College and University | New | PSC to ECM Evaporator Fan Motor (Reach-In) | 1.3916 | 1.562 | 364.0554 | 0.065337 | 0.054728 | 503.9324 | Commercial/Industrial | Hospitals | Turnover | Energy Star Commercial Glass Door Refrigerator | 2.1719 | 1.4668 | 834.914 | 0.11965 | 0.10023 | 922.8665
Commercial/Industrial | Grocery | Existing | PSC to ECM Evaporator Fan Motor (Walk-In, Refrigerator) | 0.89175 | 1.4915 | 68.0807 | 0.04552 | 0.00417 | 327.0516 | Commercial/Industrial | Hospitals | Turnover | Efficient Exhaust Hood | 2.2733 | 1.3585 | 10553.4586 | 1.7635 | 0.69217 | 8066.5 | Commercial/Industrial | Healthcare | New | PSC to ECM Evaporator Fan Motor (Reach-In) | 1.3916 | 1.562 | 364.0554 | 0.065337 | 0.054728 | 503.9324 | Commercial/Industrial | Institutional | Turnover | Energy Star Commercial Glass Door Refrigerator | 2.1719 | 1.4668 | 834.914 | 0.11965 | 0.10023 | 922.8665
Commercial/Industrial | Institutional | Existing | PSC to ECM Evaporator Fan Motor (Walk-In, Refrigerator) | 0.89175 | 1.4915 | 68.0807 | 0.04552 | 0.00417 | 327.0516 | Commercial/Industrial | Institutional | Turnover | Efficient Exhaust Hood | 2.2733 | 1.3585 | 10553.4586 | 1.7635 | 0.69217 | 8066.5 | Commercial/Industrial | Hospitals | New | PSC to ECM Evaporator Fan Motor (Reach-In) | 1.3916 | 1.562 | 364.0554 | 0.065337 | 0.054728 | 503.9324 | Commercial/Industrial | Lodging/Hospitality | Turnover | Energy Star Commercial Glass Door Refrigerator | 2.1719 | 1.4668 | 834.914 | 0.11965 | 0.10023 | 922.8665
Commercial/Industrial | Miscellaneous | Existing | PSC to ECM Evaporator Fan Motor (Walk-In, Refrigerator) | 0.89175 | 1.4915 | 68.0807 | 0.04552 | 0.00417 | 327.0516 | Commercial/Industrial | Lodging/Hospitality | Turnover | Efficient Exhaust Hood | 2.2733 | 1.3585 | 10553.4586 | 1.7635 | 0.69217 | 8066.5 | Commercial/Industrial | Lodging/Hospitality | New | PSC to ECM Evaporator Fan Motor (Reach-In) | 1.3916 | 1.562 | 364.0554 | 0.065337 | 0.054728 | 503.9324 | Commercial/Industrial | Miscellaneous | New | Energy Star Commercial Glass Door Refrigerator | 2.1719 | 1.4668 | 834.914 | 0.11965 | 0.10023 | 922.8665
Commercial/Industrial | Offices | Existing | PSC to ECM Evaporator Fan Motor (Walk-In, Refrigerator) | 0.89175 | 1.4915 | 68.0807 | 0.04552 | 0.00417 | 327.0516 | Commercial/Industrial | Miscellaneous | Turnover | Efficient Exhaust Hood | 2.2733 | 1.3585 | 10553.4586 | 1.7635 | 0.69217 | 8066.5 | Commercial/Industrial | Restaurants | New | PSC to ECM Evaporator Fan Motor (Reach-In) | 1.3916 | 1.562 | 364.0554 | 0.065337 | 0.054728 | 503.9324 | Commercial/Industrial | Offices | New | Energy Star Commercial Glass Door Refrigerator | 2.1719 | 1.4668 | 834.914 | 0.11965 | 0.10023 | 922.8665
Commercial/Industrial | Retail | Existing | PSC to ECM Evaporator Fan Motor (Walk-In, Refrigerator) | 0.89175 | 1.4915 | 68.0807 | 0.04552 | 0.00417 | 327.0516 | Commercial/Industrial | Offices | Turnover | Efficient Exhaust Hood | 2.2733 | 1.3585 | 10553.4586 | 1.7635 | 0.69217 | 8066.5 | Commercial/Industrial | Schools K-12 | New | PSC to ECM Evaporator Fan Motor (Reach-In) | 1.3916 | 1.562 | 364.0554 | 0.065337 | 0.054728 | 503.9324 | Commercial/Industrial | Restaurants | New | Energy Star Commercial Glass Door Refrigerator | 2.1719 | 1.4668 | 834.914 | 0.11965 | 0.10023 | 922.8665
Commercial/Industrial | Warehouse | Existing | PSC to ECM Evaporator Fan Motor (Walk-In, Refrigerator) | 0.89175 | 1.4915 | 68.0807 | 0.04552 | 0.00417 | 327.0516 | Commercial/Industrial | Restaurants | Turnover | Efficient Exhaust Hood | 2.2733 | 1.3585 | 10553.4586 | 1.7635 | 0.69217 | 8066.5 | Commercial/Industrial | Lodging/Hospitality | Existing | Low U-Value Windows | 1.0367 | 1.1807 | 330.7716 | 0.15422 | -0.034707 | 349.5006 | Commercial/Industrial | Retail | New | Energy Star Commercial Glass Door Refrigerator | 2.1719 | 1.4668 | 834.914 | 0.11965 | 0.10023 | 922.8665
Commercial/Industrial | Assembly | New | PSC to ECM Evaporator Fan Motor (Walk-In, Refrigerator) | 0.89175 | 1.4915 | 68.0807 | 0.04552 | 0.00417 | 327.0516 | Commercial/Industrial | Retail | Turnover | Efficient Exhaust Hood | 2.2733 | 1.3585 | 10553.4586 | 1.7635 | 0.69217 | 8066.5 | Commercial/Industrial | Offices | Existing | Low Flow Shower Head | 4.3546 | 1.3126 | 326.8306 | 0.052487 | 0.03491 | 310.5857 | Commercial/Industrial | Schools K-12 | New | Energy Star Commercial Glass Door Refrigerator | 2.1719 | 1.4668 | 834.914 | 0.11965 | 0.10023 | 922.8665
Commercial/Industrial | Grocery | New | PSC to ECM Evaporator Fan Motor (Walk-In, Refrigerator) | 0.89175 | 1.4915 | 68.0807 | 0.04552 | 0.00417 | 327.0516 | Commercial/Industrial | Schools K-12 | Turnover | Efficient Exhaust Hood | 2.2733 | 1.3585 | 10553.4586 | 1.7635 | 0.69217 | 8066.5 | Commercial/Industrial | Offices | New | Low Flow Shower Head | 4.3546 | 1.3126 | 326.8306 | 0.052487 | 0.03491 | 310.5857 | Commercial/Industrial | Warehouse | New | Energy Star Commercial Glass Door Refrigerator | 2.1719 | 1.4668 | 834.914 | 0.11965 | 0.10023 | 922.8665
Commercial/Industrial | Institutional | New | PSC to ECM Evaporator Fan Motor (Walk-In, Refrigerator) | 0.89175 | 1.4915 | 68.0807 | 0.04552 | 0.00417 | 327.0516 | Commercial/Industrial | Warehouse | Turnover | Efficient Exhaust Hood | 2.2733 | 1.3585 | 10553.4586 | 1.7635 | 0.69217 | 8066.5 | Commercial/Industrial | Assembly | Turnover | LED - 9W Flood | 26.0713 | 2.1667 | 286.6435 | 0 | 0 | 225.008 | Commercial/Industrial | Assembly | Turnover | LED Linear - Fixture Replacement | 12.0503 | 1.2917 | 830.2286 | 0.10326 | 5.6573e-06 | 423.4406
Commercial/Industrial | Miscellaneous | New | PSC to ECM Evaporator Fan Motor (Walk-In, Refrigerator) | 0.89175 | 1.4915 | 68.0807 | 0.04552 | 0.00417 | 327.0516 | Commercial/Industrial | Assembly | New | Efficient Exhaust Hood | 2.2733 | 1.3585 | 10553.4586 | 1.7635 | 0.69217 | 8066.5 | Commercial/Industrial | College and University | Turnover | LED - 9W Flood | 26.0713 | 2.1667 | 286.6435 | 0 | 0 | 225.008 | Commercial/Industrial | College and University | New | LED Linear - Fixture Replacement | 12.0503 | 1.2917 | 830.2286 | 0.10326 | 5.6573e-06 | 423.4406
Commercial/Industrial | Offices | New | PSC to ECM Evaporator Fan Motor (Walk-In, Refrigerator) | 0.89175 | 1.4915 | 68.0807 | 0.04552 | 0.00417 | 327.0516 | Commercial/Industrial | College and University | New | Efficient Exhaust Hood | 2.2733 | 1.3585 | 10553.4586 | 1.7635 | 0.69217 | 8066.5 | Commercial/Industrial | Grocery | Turnover | LED - 9W Flood | 26.0713 | 2.1667 | 286.6435 | 0 | 0 | 225.008 | Commercial/Industrial | Grocery | Turnover | High Bay LED | 2.4105 | 1.4562 | 827.8866 | 0.12172 | 0.11942 | 658.1903
Commercial/Industrial | Retail | New | PSC to ECM Evaporator Fan Motor (Walk-In, Refrigerator) | 0.89175 | 1.4915 | 68.0807 | 0.04552 | 0.00417 | 327.0516 | Commercial/Industrial | Grocery | New | Efficient Exhaust Hood | 2.2733 | 1.3585 | 10553.4586 | 1.7635 | 0.69217 | 8066.5 | Commercial/Industrial | Healthcare | Turnover | LED - 9W Flood | 26.0713 | 2.1667 | 286.6435 | 0 | 0 | 225.008 | Commercial/Industrial | Healthcare | New | High Bay LED | 2.4105 | 1.4562 | 827.8866 | 0.12172 | 0.11942 | 658.1903
Commercial/Industrial | Warehouse | New | PSC to ECM Evaporator Fan Motor (Walk-In, Refrigerator) | 0.89175 | 1.4915 | 68.0807 | 0.04552 | 0.00417 | 327.0516 | Commercial/Industrial | Healthcare | New | Efficient Exhaust Hood | 2.2733 | 1.3585 | 10553.4586 | 1.7635 | 0.69217 | 8066.5 | Commercial/Industrial | Hospitals | Turnover | LED - 9W Flood | 26.0713 | 2.1667 | 286.6435 | 0 | 0 | 225.008 | Commercial/Industrial | Hospitals | Turnover | High Bay Fluorescent (T5) | 3.1448 | 1.4566 | 811.9803 | 0.10655 | 0.10454 | 576.1587
Commercial/Industrial | Offices | Existing | Hot Water Pipe Insulation | 3.1044 | 1.4903 | 4602.0353 | 0.45432 | 0.51059 | 4066.7761 | Commercial/Industrial | Hospitals | New | Efficient Exhaust Hood | 2.2733 | 1.3585 | 10553.4586 | 1.7635 | 0.69217 | 8066.5 | Commercial/Industrial | Institutional | Turnover | LED - 9W Flood | 26.0713 | 2.1667 | 286.6435 | 0 | 0 | 225.008 | Commercial/Industrial | Institutional | New | High Bay Fluorescent (T5) | 3.1448 | 1.4566 | 811.9803 | 0.10655 | 0.10454 | 576.1587
Commercial/Industrial | Offices | New | Hot Water Pipe Insulation | 3.1044 | 1.4903 | 4602.0353 | 0.45432 | 0.51059 | 4066.7761 | Commercial/Industrial | Institutional | New | Efficient Exhaust Hood | 2.2733 | 1.3585 | 10553.4586 | 1.7635 | 0.69217 | 8066.5 | Commercial/Industrial | Lodging/Hospitality | Turnover | LED - 9W Flood | 26.0713 | 2.1667 | 286.6435 | 0 | 0 | 225.008 | Commercial/Industrial | Lodging/Hospitality | Turnover | High Efficiency PTAC | 2.4687 | 1.1293 | 791.9916 | 0.18074 | 0 | 436.5892
Commercial/Industrial | Institutional | Existing | Hot Water Pipe Insulation | 3.1044 | 1.4903 | 38350.2944 | 3.786 | 4.255 | 33889.8007 | Commercial/Industrial | Lodging/Hospitality | New | Efficient Exhaust Hood | 2.2733 | 1.3585 | 10553.4586 | 1.7635 | 0.69217 | 8066.5 | Commercial/Industrial | Miscellaneous | Turnover | LED - 9W Flood | 26.0713 | 2.1667 | 286.6435 | 0 | 0 | 225.008 | Commercial/Industrial | Miscellaneous | New | High Efficiency PTAC | 2.4687 | 1.1293 | 791.9916 | 0.18074 | 0 | 436.5892
Commercial/Industrial | Institutional | New | Hot Water Pipe Insulation | 3.1044 | 1.4903 | 38350.2944 | 3.786 | 4.255 | 33889.8007 | Commercial/Industrial | Miscellaneous | New | Efficient Exhaust Hood | 2.2733 | 1.3585 | 10553.4586 | 1.7635 | 0.69217 | 8066.5 | Commercial/Industrial | Offices | Turnover | LED - 9W Flood | 26.0713 | 2.1667 | 286.6435 | 0 | 0 | 225.008 | Commercial/Industrial | Offices | Turnover | Energy Star Commercial Solid Door Refrigerator | 2.044 | 1.4002 | 776.9227 | 0.12695 | 0.056728 | 849.9239
Commercial/Industrial | Miscellaneous | Existing | Hot Water Pipe Insulation | 3.1044 | 1.4903 | 30680.2355 | 3.0288 | 3.404 | 27111.8406 | Commercial/Industrial | Offices | New | Efficient Exhaust Hood | 2.2733 | 1.3585 | 10553.4586 | 1.7635 | 0.69217 | 8066.5 | Commercial/Industrial | Restaurants | Turnover | LED - 9W Flood | 26.0713 | 2.1667 | 286.6435 | 0 | 0 | 225.008 | Commercial/Industrial | Restaurants | Turnover | Energy Star Commercial Solid Door Refrigerator | 2.044 | 1.4002 | 776.9227 | 0.12695 | 0.056728 | 849.9239
Commercial/Industrial | Miscellaneous | New | Hot Water Pipe Insulation | 3.1044 | 1.4903 | 30680.2355 | 3.0288 | 3.404 | 27111.8406 | Commercial/Industrial | Restaurants | New | Efficient Exhaust Hood | 2.2733 | 1.3585 | 10553.4586 | 1.7635 | 0.69217 | 8066.5 | Commercial/Industrial | Retail | Turnover | LED - 9W Flood | 26.0713 | 2.1667 | 286.6435 | 0 | 0 | 225.008 | Commercial/Industrial | Retail | Turnover | Energy Star Commercial Solid Door Refrigerator | 2.044 | 1.4002 | 776.9227 | 0.12695 | 0.056728 | 849.9239
Commercial/Industrial | Assembly | Existing | Hot Water Pipe Insulation | 3.1041 | 1.4902 | 1534.0118 | 0.15144 | 0.1702 | 1355.592 | Commercial/Industrial | Retail | New | Efficient Exhaust Hood | 2.2733 | 1.3585 | 10553.4586 | 1.7635 | 0.69217 | 8066.5 | Commercial/Industrial | Schools K-12 | Turnover | LED - 9W Flood | 26.0713 | 2.1667 | 286.6435 | 0 | 0 | 225.008 | Commercial/Industrial | Schools K-12 | Turnover | Energy Star Commercial Solid Door Refrigerator | 2.044 | 1.4002 | 776.9227 | 0.12695 | 0.056728 | 849.9239
Commercial/Industrial | Healthcare | Existing | Hot Water Pipe Insulation | 3.1041 | 1.4902 | 1534.0118 | 0.15144 | 0.1702 | 1355.592 | Commercial/Industrial | Schools K-12 | New | Efficient Exhaust Hood | 2.2733 | 1.3585 | 10553.4586 | 1.7635 | 0.69217 | 8066.5 | Commercial/Industrial | Warehouse | Turnover | LED - 9W Flood | 26.0713 | 2.1667 | 286.6435 | 0 | 0 | 225.008 | Commercial/Industrial | Warehouse | Turnover | Energy Star Commercial Solid Door Refrigerator | 2.044 | 1.4002 | 776.9227 | 0.12695 | 0.056728 | 849.9239
Commercial/Industrial | Schools K-12 | Existing | Hot Water Pipe Insulation | 3.1041 | 1.4902 | 1534.0118 | 0.15144 | 0.1702 | 1355.592 | Commercial/Industrial | Warehouse | New | Efficient Exhaust Hood | 2.2733 | 1.3585 | 10553.4586 | 1.7635 | 0.69217 | 8066.5 | Commercial/Industrial | Assembly | New | LED - 9W Flood | 26.0713 | 2.1667 | 286.6435 | 0 | 0 | 225.008 | Commercial/Industrial | Assembly | Turnover | Energy Star Commercial Solid Door Refrigerator | 2.044 | 1.4002 | 776.9227 | 0.12695 | 0.056728 | 849.9239
Commercial/Industrial | Warehouse | Existing | Hot Water Pipe Insulation | 3.1041 | 1.4902 | 1534.0118 | 0.15144 | 0.1702 | 1355.592 | Commercial/Industrial | Assembly | Turnover | ENERGY STAR Water Cooler | 2.2235 | 1.3261 | 459.8984 | 0.095219 | 0.095219 | 547.5 | Commercial/Industrial | College and University | New | LED - 9W Flood | 26.0713 | 2.1667 | 286.6435 | 0 | 0 | 225.008 | Commercial/Industrial | College and University | Turnover | Energy Star Commercial Solid Door Refrigerator | 2.044 | 1.4002 | 776.9227 | 0.12695 | 0.056728 | 849.9239
Commercial/Industrial | Assembly | New | Hot Water Pipe Insulation | 3.1041 | 1.4902 | 1534.0118 | 0.15144 | 0.1702 | 1355.592 | Commercial/Industrial | College and University | Turnover | ENERGY STAR Water Cooler | 2.2235 | 1.3261 | 459.8984 | 0.095219 | 0.095219 | 547.5 | Commercial/Industrial | Grocery | New | LED - 9W Flood | 26.0713 | 2.1667 | 286.6435 | 0 | 0 | 225.008 | Commercial/Industrial | Grocery | New | Energy Star Commercial Solid Door Refrigerator | 2.044 | 1.4002 | 776.9227 | 0.12695 | 0.056728 | 849.9239
Commercial/Industrial | Healthcare | New | Hot Water Pipe Insulation | 3.1041 | 1.4902 | 1534.0118 | 0.15144 | 0.1702 | 1355.592 | Commercial/Industrial | Grocery | Turnover | ENERGY STAR Water Cooler | 2.2235 | 1.3261 | 459.8984 | 0.095219 | 0.095219 | 547.5 | Commercial/Industrial | Healthcare | New | LED - 9W Flood | 26.0713 | 2.1667 | 286.6435 | 0 | 0 | 225.008 | Commercial/Industrial | Healthcare | New | Energy Star Commercial Solid Door Refrigerator | 2.044 | 1.4002 | 776.9227 | 0.12695 | 0.056728 | 849.9239
Commercial/Industrial | Schools K-12 | New | Hot Water Pipe Insulation | 3.1041 | 1.4902 | 1534.0118 | 0.15144 | 0.1702 | 1355.592 | Commercial/Industrial | Healthcare | Turnover | ENERGY STAR Water Cooler | 2.2235 | 1.3261 | 459.8984 | 0.095219 | 0.095219 | 547.5 | Commercial/Industrial | Hospitals | New | LED - 9W Flood | 26.0713 | 2.1667 | 286.6435 | 0 | 0 | 225.008 | Commercial/Industrial | Hospitals | New | Energy Star Commercial Solid Door Refrigerator | 2.044 | 1.4002 | 776.9227 | 0.12695 | 0.056728 | 849.9239
Commercial/Industrial | Warehouse | New | Hot Water Pipe Insulation | 3.1041 | 1.4902 | 1534.0118 | 0.15144 | 0.1702 | 1355.592 | Commercial/Industrial | Hospitals | Turnover | ENERGY STAR Water Cooler | 2.2235 | 1.3261 | 459.8984 | 0.095219 | 0.095219 | 547.5 | Commercial/Industrial | Institutional | New | LED - 9W Flood | 26.0713 | 2.1667 | 286.6435 | 0 | 0 | 225.008 | Commercial/Industrial | Institutional | New | Energy Star Commercial Solid Door Refrigerator | 2.044 | 1.4002 | 776.9227 | 0.12695 | 0.056728 | 849.9239
Commercial/Industrial | Assembly | Existing | VSD Controlled Compressor | 1.654 | 1.4885 | 12224.2052 | 1.9843 | 0.92875 | 13160.16 | Commercial/Industrial | Institutional | Turnover | ENERGY STAR Water Cooler | 2.2235 | 1.3261 | 459.8984 | 0.095219 | 0.095219 | 547.5 | Commercial/Industrial | Lodging/Hospitality | New | LED - 9W Flood | 26.0713 | 2.1667 | 286.6435 | 0 | 0 | 225.008 | Commercial/Industrial | Lodging/Hospitality | New | Energy Star Commercial Solid Door Refrigerator | 2.044 | 1.4002 | 776.9227 | 0.12695 | 0.056728 | 849.9239
Commercial/Industrial | Grocery | Existing | VSD Controlled Compressor | 1.654 | 1.4885 | 12224.2052 | 1.9843 | 0.92875 | 13160.16 | Commercial/Industrial | Lodging/Hospitality | Turnover | ENERGY STAR Water Cooler | 2.2235 | 1.3261 | 459.8984 | 0.095219 | 0.095219 | 547.5 | Commercial/Industrial | Miscellaneous | New | LED - 9W Flood | 26.0713 | 2.1667 | 286.6435 | 0 | 0 | 225.008 | Commercial/Industrial | Miscellaneous | New | Energy Star Commercial Solid Door Refrigerator | 2.044 | 1.4002 | 776.9227 | 0.12695 | 0.056728 | 849.9239
Commercial/Industrial | Institutional | Existing | VSD Controlled Compressor | 1.654 | 1.4885 | 12224.2052 | 1.9843 | 0.92875 | 13160.16 | Commercial/Industrial | Miscellaneous | Turnover | ENERGY STAR Water Cooler | 2.2235 | 1.3261 | 459.8984 | 0.095219 | 0.095219 | 547.5 | Commercial/Industrial | Offices | New | LED - 9W Flood | 26.0713 | 2.1667 | 286.6435 | 0 | 0 | 225.008 | Commercial/Industrial | Offices | New | Energy Star Commercial Solid Door Refrigerator | 2.044 | 1.4002 | 776.9227 | 0.12695 | 0.056728 | 849.9239
Commercial/Industrial | Miscellaneous | Existing | VSD Controlled Compressor | 1.654 | 1.4885 | 12224.2052 | 1.9843 | 0.92875 | 13160.16 | Commercial/Industrial | Offices | Turnover | ENERGY STAR Water Cooler | 2.2235 | 1.3261 | 459.8984 | 0.095219 | 0.095219 | 547.5 | Commercial/Industrial | Restaurants | New | LED - 9W Flood | 26.0713 | 2.1667 | 286.6435 | 0 | 0 | 225.008 | Commercial/Industrial | Restaurants | Turnover | LED Display Lighting (Interior) | 6.8492 | 1.3073 | 770.4105 | 0.10175 | 0.022986 | 414.352
Commercial/Industrial | Offices | Existing | VSD Controlled Compressor | 1.654 | 1.4885 | 12224.2052 | 1.9843 | 0.92875 | 13160.16 | Commercial/Industrial | Restaurants | Turnover | ENERGY STAR Water Cooler | 2.2235 | 1.3261 | 459.8984 | 0.095219 | 0.095219 | 547.5 | Commercial/Industrial | Retail | New | LED - 9W Flood | 26.0713 | 2.1667 | 286.6435 | 0 | 0 | 225.008 | Commercial/Industrial | Retail | New | LED Display Lighting (Interior) | 6.8492 | 1.3073 | 770.4105 | 0.10175 | 0.022986 | 414.352
Commercial/Industrial | Retail | Existing | VSD Controlled Compressor | 1.654 | 1.4885 | 12224.2052 | 1.9843 | 0.92875 | 13160.16 | Commercial/Industrial | Retail | Turnover | ENERGY STAR Water Cooler | 2.2235 | 1.3261 | 459.8984 | 0.095219 | 0.095219 | 547.5 | Commercial/Industrial | Schools K-12 | New | LED - 9W Flood | 26.0713 | 2.1667 | 286.6435 | 0 | 0 | 225.008 | Commercial/Industrial | Schools K-12 | Existing | Low-Flow Pre-Rinse Sprayers | 1.6403 | 1.1491 | 754.558 | 0.35603 | 0.19768 | 2261.9741
Commercial/Industrial | Warehouse | Existing | VSD Controlled Compressor | 1.654 | 1.4885 | 12224.2052 | 1.9843 | 0.92875 | 13160.16 | Commercial/Industrial | Schools K-12 | Turnover | ENERGY STAR Water Cooler | 2.2235 | 1.3261 | 459.8984 | 0.095219 | 0.095219 | 547.5 | Commercial/Industrial | Warehouse | New | LED - 9W Flood | 26.0713 | 2.1667 | 286.6435 | 0 | 0 | 225.008 | Commercial/Industrial | Warehouse | New | Low-Flow Pre-Rinse Sprayers | 1.6403 | 1.1491 | 754.558 | 0.35603 | 0.19768 | 2261.9741
Commercial/Industrial | Assembly | New | VSD Controlled Compressor | 1.654 | 1.4885 | 12224.2052 | 1.9843 | 0.92875 | 13160.16 | Commercial/Industrial | Warehouse | Turnover | ENERGY STAR Water Cooler | 2.2235 | 1.3261 | 459.8984 | 0.095219 | 0.095219 | 547.5 | Commercial/Industrial | Assembly | Turnover | Energy Star Servers | 1.5132 | 1.1092 | 265.9748 | 0.16919 | 0.11767 | 1136.6997 | Commercial/Industrial | Assembly | Existing | Airside Economizer | 5.8981 | 1.211 | 745.7399 | -0.18844 | 8.3143e-06 | 916.5961
Commercial/Industrial | Grocery | New | VSD Controlled Compressor | 1.654 | 1.4885 | 12224.2052 | 1.9843 | 0.92875 | 13160.16 | Commercial/Industrial | Assembly | New | ENERGY STAR Water Cooler | 2.2235 | 1.3261 | 459.8984 | 0.095219 | 0.095219 | 547.5 | Commercial/Industrial | College and University | Turnover | Energy Star Servers | 1.5132 | 1.1092 | 265.9748 | 0.16919 | 0.11767 | 1136.6997 | Commercial/Industrial | College and University | New | Airside Economizer | 5.8981 | 1.211 | 745.7399 | -0.18844 | 8.3143e-06 | 916.5961
Commercial/Industrial | Institutional | New | VSD Controlled Compressor | 1.654 | 1.4885 | 12224.2052 | 1.9843 | 0.92875 | 13160.16 | Commercial/Industrial | College and University | New | ENERGY STAR Water Cooler | 2.2235 | 1.3261 | 459.8984 | 0.095219 | 0.095219 | 547.5 | Commercial/Industrial | Grocery | Turnover | Energy Star Servers | 1.5132 | 1.1092 | 265.9748 | 0.16919 | 0.11767 | 1136.6997 | Commercial/Industrial | Grocery | Turnover | Energy Star Commercial Solid Door Refrigerator | 1.9999 | 1.4666 | 731.746 | 0.1102 | 0.092304 | 849.9239
Commercial/Industrial | Miscellaneous | New | VSD Controlled Compressor | 1.654 | 1.4885 | 12224.2052 | 1.9843 | 0.92875 | 13160.16 | Commercial/Industrial | Grocery | New | ENERGY STAR Water Cooler | 2.2235 | 1.3261 | 459.8984 | 0.095219 | 0.095219 | 547.5 | Commercial/Industrial | Healthcare | Turnover | Energy Star Servers | 1.5132 | 1.1092 | 265.9748 | 0.16919 | 0.11767 | 1136.6997 | Commercial/Industrial | Healthcare | Turnover | Energy Star Commercial Solid Door Refrigerator | 1.9999 | 1.4666 | 731.746 | 0.1102 | 0.092304 | 849.9239
Commercial/Industrial | Offices | New | VSD Controlled Compressor | 1.654 | 1.4885 | 12224.2052 | 1.9843 | 0.92875 | 13160.16 | Commercial/Industrial | Healthcare | New | ENERGY STAR Water Cooler | 2.2235 | 1.3261 | 459.8984 | 0.095219 | 0.095219 | 547.5 | Commercial/Industrial | Hospitals | Turnover | Energy Star Servers | 1.5132 | 1.1092 | 265.9748 | 0.16919 | 0.11767 | 1136.6997 | Commercial/Industrial | Hospitals | Turnover | Energy Star Commercial Solid Door Refrigerator | 1.9999 | 1.4666 | 731.746 | 0.1102 | 0.092304 | 849.9239
Commercial/Industrial | Retail | New | VSD Controlled Compressor | 1.654 | 1.4885 | 12224.2052 | 1.9843 | 0.92875 | 13160.16 | Commercial/Industrial | Hospitals | New | ENERGY STAR Water Cooler | 2.2235 | 1.3261 | 459.8984 | 0.095219 | 0.095219 | 547.5 | Commercial/Industrial | Institutional | Turnover | Energy Star Servers | 1.5132 | 1.1092 | 265.9748 | 0.16919 | 0.11767 | 1136.6997 | Commercial/Industrial | Institutional | Turnover | Energy Star Commercial Solid Door Refrigerator | 1.9999 | 1.4666 | 731.746 | 0.1102 | 0.092304 | 849.9239
Commercial/Industrial | Warehouse | New | VSD Controlled Compressor | 1.654 | 1.4885 | 12224.2052 | 1.9843 | 0.92875 | 13160.16 | Commercial/Industrial | Institutional | New | ENERGY STAR Water Cooler | 2.2235 | 1.3261 | 459.8984 | 0.095219 | 0.095219 | 547.5 | Commercial/Industrial | Lodging/Hospitality | Turnover | Energy Star Servers | 1.5132 | 1.1092 | 265.9748 | 0.16919 | 0.11767 | 1136.6997 | Commercial/Industrial | Lodging/Hospitality | Turnover | Energy Star Commercial Solid Door Refrigerator | 1.9999 | 1.4666 | 731.746 | 0.1102 | 0.092304 | 849.9239
Commercial/Industrial | Assembly | Existing | Floating Head Pressure Controls | 4.1176 | 1.4884 | 3655.8052 | 0.38051 | 0.1781 | 2523.5714 | Commercial/Industrial | Lodging/Hospitality | New | ENERGY STAR Water Cooler | 2.2235 | 1.3261 | 459.8984 | 0.095219 | 0.095219 | 547.5 | Commercial/Industrial | Miscellaneous | Turnover | Energy Star Servers | 1.5132 | 1.1092 | 265.9748 | 0.16919 | 0.11767 | 1136.6997 | Commercial/Industrial | Miscellaneous | Turnover | Energy Star Commercial Solid Door Refrigerator | 1.9999 | 1.4666 | 731.746 | 0.1102 | 0.092304 | 849.9239
Commercial/Industrial | Grocery | Existing | Floating Head Pressure Controls | 4.1176 | 1.4884 | 3655.8052 | 0.38051 | 0.1781 | 2523.5714 | Commercial/Industrial | Miscellaneous | New | ENERGY STAR Water Cooler | 2.2235 | 1.3261 | 459.8984 | 0.095219 | 0.095219 | 547.5 | Commercial/Industrial | Offices | Turnover | Energy Star Servers | 1.5132 | 1.1092 | 265.9748 | 0.16919 | 0.11767 | 1136.6997 | Commercial/Industrial | Offices | New | Energy Star Commercial Solid Door Refrigerator | 1.9999 | 1.4666 | 731.746 | 0.1102 | 0.092304 | 849.9239
Commercial/Industrial | Institutional | Existing | Floating Head Pressure Controls | 4.1176 | 1.4884 | 3655.8052 | 0.38051 | 0.1781 | 2523.5714 | Commercial/Industrial | Offices | New | ENERGY STAR Water Cooler | 2.2235 | 1.3261 | 459.8984 | 0.095219 | 0.095219 | 547.5 | Commercial/Industrial | Restaurants | Turnover | Energy Star Servers | 1.5132 | 1.1092 | 265.9748 | 0.16919 | 0.11767 | 1136.6997 | Commercial/Industrial | Restaurants | New | Energy Star Commercial Solid Door Refrigerator | 1.9999 | 1.4666 | 731.746 | 0.1102 | 0.092304 | 849.9239
Commercial/Industrial | Miscellaneous | Existing | Floating Head Pressure Controls | 4.1176 | 1.4884 | 3655.8052 | 0.38051 | 0.1781 | 2523.5714 | Commercial/Industrial | Restaurants | New | ENERGY STAR Water Cooler | 2.2235 | 1.3261 | 459.8984 | 0.095219 | 0.095219 | 547.5 | Commercial/Industrial | Retail | Turnover | Energy Star Servers | 1.5132 | 1.1092 | 265.9748 | 0.16919 | 0.11767 | 1136.6997 | Commercial/Industrial | Retail | New | Energy Star Commercial Solid Door Refrigerator | 1.9999 | 1.4666 | 731.746 | 0.1102 | 0.092304 | 849.9239
Commercial/Industrial | Offices | Existing | Floating Head Pressure Controls | 4.1176 | 1.4884 | 3655.8052 | 0.38051 | 0.1781 | 2523.5714 | Commercial/Industrial | Retail | New | ENERGY STAR Water Cooler | 2.2235 | 1.3261 | 459.8984 | 0.095219 | 0.095219 | 547.5 | Commercial/Industrial | Schools K-12 | Turnover | Energy Star Servers | 1.5132 | 1.1092 | 265.9748 | 0.16919 | 0.11767 | 1136.6997 | Commercial/Industrial | Schools K-12 | New | Energy Star Commercial Solid Door Refrigerator | 1.9999 | 1.4666 | 731.746 | 0.1102 | 0.092304 | 849.9239
Commercial/Industrial | Retail | Existing | Floating Head Pressure Controls | 4.1176 | 1.4884 | 3655.8052 | 0.38051 | 0.1781 | 2523.5714 | Commercial/Industrial | Schools K-12 | New | ENERGY STAR Water Cooler | 2.2235 | 1.3261 | 459.8984 | 0.095219 | 0.095219 | 547.5 | Commercial/Industrial | Warehouse | Turnover | Energy Star Servers | 1.5132 | 1.1092 | 265.9748 | 0.16919 | 0.11767 | 1136.6997 | Commercial/Industrial | Warehouse | New | Energy Star Commercial Solid Door Refrigerator | 1.9999 | 1.4666 | 731.746 | 0.1102 | 0.092304 | 849.9239
Commercial/Industrial | Warehouse | Existing | Floating Head Pressure Controls | 4.1176 | 1.4884 | 3655.8052 | 0.38051 | 0.1781 | 2523.5714 | Commercial/Industrial | Warehouse | New | ENERGY STAR Water Cooler | 2.2235 | 1.3261 | 459.8984 | 0.095219 | 0.095219 | 547.5 | Commercial/Industrial | Assembly | New | Energy Star Servers | 1.5132 | 1.1092 | 265.9748 | 0.16919 | 0.11767 | 1136.6997 | Commercial/Industrial | Assembly | New | Energy Star Commercial Solid Door Refrigerator | 1.9999 | 1.4666 | 731.746 | 0.1102 | 0.092304 | 849.9239
Commercial/Industrial | Assembly | New | Floating Head Pressure Controls | 4.1176 | 1.4884 | 3655.8052 | 0.38051 | 0.1781 | 2523.5714 | Commercial/Industrial | Assembly | Turnover | Energy Star Commercial Glass Door Refrigerator | 2.1961 | 1.401 | 875.6997 | 0.13478 | 0.046356 | 922.8665 | Commercial/Industrial | College and University | New | Energy Star Servers | 1.5132 | 1.1092 | 265.9748 | 0.16919 | 0.11767 | 1136.6997 | Commercial/Industrial | Grocery | Turnover | LED Linear - Fixture Replacement | 10.7854 | 1.312 | 725.8881 | 0.090781 | 0.020767 | 374.5037
Commercial/Industrial | Grocery | New | Floating Head Pressure Controls | 4.1176 | 1.4884 | 3655.8052 | 0.38051 | 0.1781 | 2523.5714 | Commercial/Industrial | Grocery | Turnover | Energy Star Commercial Glass Door Refrigerator | 2.1961 | 1.401 | 875.6997 | 0.13478 | 0.046356 | 922.8665 | Commercial/Industrial | Grocery | New | Energy Star Servers | 1.5132 | 1.1092 | 265.9748 | 0.16919 | 0.11767 | 1136.6997 | Commercial/Industrial | Institutional | New | LED Linear - Fixture Replacement | 10.7854 | 1.312 | 725.8881 | 0.090781 | 0.020767 | 374.5037
Commercial/Industrial | Institutional | New | Floating Head Pressure Controls | 4.1176 | 1.4884 | 3655.8052 | 0.38051 | 0.1781 | 2523.5714 | Commercial/Industrial | Institutional | Turnover | Energy Star Commercial Glass Door Refrigerator | 2.1961 | 1.401 | 875.6997 | 0.13478 | 0.046356 | 922.8665 | Commercial/Industrial | Healthcare | New | Energy Star Servers | 1.5132 | 1.1092 | 265.9748 | 0.16919 | 0.11767 | 1136.6997 | Commercial/Industrial | Miscellaneous | Turnover | High Bay LED | 2.1311 | 1.4562 | 682.4143 | 0.10761 | 0.10558 | 581.9107
Commercial/Industrial | Miscellaneous | New | Floating Head Pressure Controls | 4.1176 | 1.4884 | 3655.8052 | 0.38051 | 0.1781 | 2523.5714 | Commercial/Industrial | Miscellaneous | Turnover | Energy Star Commercial Glass Door Refrigerator | 2.1961 | 1.401 | 875.6997 | 0.13478 | 0.046356 | 922.8665 | Commercial/Industrial | Hospitals | New | Energy Star Servers | 1.5132 | 1.1092 | 265.9748 | 0.16919 | 0.11767 | 1136.6997 | Commercial/Industrial | Offices | New | High Bay LED | 2.1311 | 1.4562 | 682.4143 | 0.10761 | 0.10558 | 581.9107
Commercial/Industrial | Offices | New | Floating Head Pressure Controls | 4.1176 | 1.4884 | 3655.8052 | 0.38051 | 0.1781 | 2523.5714 | Commercial/Industrial | Offices | Turnover | Energy Star Commercial Glass Door Refrigerator | 2.1961 | 1.401 | 875.6997 | 0.13478 | 0.046356 | 922.8665 | Commercial/Industrial | Institutional | New | Energy Star Servers | 1.5132 | 1.1092 | 265.9748 | 0.16919 | 0.11767 | 1136.6997 | Commercial/Industrial | Retail | Existing | ECM Motors on Furnaces | 1.2015 | 1.2331 | 666.4117 | 0 | 0.12604 | 825.9828
Commercial/Industrial | Retail | New | Floating Head Pressure Controls | 4.1176 | 1.4884 | 3655.8052 | 0.38051 | 0.1781 | 2523.5714 | Commercial/Industrial | Retail | Turnover | Energy Star Commercial Glass Door Refrigerator | 2.1961 | 1.401 | 875.6997 | 0.13478 | 0.046356 | 922.8665 | Commercial/Industrial | Lodging/Hospitality | New | Energy Star Servers | 1.5132 | 1.1092 | 265.9748 | 0.16919 | 0.11767 | 1136.6997 | Commercial/Industrial | Warehouse | New | ECM Motors on Furnaces | 1.2015 | 1.2331 | 666.4117 | 0 | 0.12604 | 825.9828
Commercial/Industrial | Warehouse | New | Floating Head Pressure Controls | 4.1176 | 1.4884 | 3655.8052 | 0.38051 | 0.1781 | 2523.5714 | Commercial/Industrial | Warehouse | Turnover | Energy Star Commercial Glass Door Refrigerator | 2.1961 | 1.401 | 875.6997 | 0.13478 | 0.046356 | 922.8665 | Commercial/Industrial | Miscellaneous | New | Energy Star Servers | 1.5132 | 1.1092 | 265.9748 | 0.16919 | 0.11767 | 1136.6997 | Commercial/Industrial | Assembly | Turnover | LED Display Lighting (Interior) | 5.9446 | 1.3079 | 655.0422 | 0.08827 | 0.01994 | 359.456
Commercial/Industrial | Warehouse | Existing | Wall Insulation | 1.6536 | 1.4743 | 2.8892 | 0.00022233 | 0.0003967 | 1.9593 | Commercial/Industrial | Assembly | New | Energy Star Commercial Glass Door Refrigerator | 2.1961 | 1.401 | 875.6997 | 0.13478 | 0.046356 | 922.8665 | Commercial/Industrial | Offices | New | Energy Star Servers | 1.5132 | 1.1092 | 265.9748 | 0.16919 | 0.11767 | 1136.6997 | Commercial/Industrial | Grocery | New | LED Display Lighting (Interior) | 5.9446 | 1.3079 | 655.0422 | 0.08827 | 0.01994 | 359.456
Commercial/Industrial | College and University | Turnover | Geothermal Heat Pump | 0.035813 | 1.4692 | -133829.9641 | 0.57368 | 0.53685 | 3263.0656 | Commercial/Industrial | Grocery | New | Energy Star Commercial Glass Door Refrigerator | 2.1961 | 1.401 | 875.6997 | 0.13478 | 0.046356 | 922.8665 | Commercial/Industrial | Restaurants | New | Energy Star Servers | 1.5132 | 1.1092 | 265.9748 | 0.16919 | 0.11767 | 1136.6997 | Commercial/Industrial | Institutional | Turnover | LED Display Lighting (Interior) | 5.7276 | 1.2936 | 637.7947 | 0.085589 | 6.1628e-06 | 352.876
Commercial/Industrial | College and University | New | Geothermal Heat Pump | 0.035813 | 1.4692 | -133829.9641 | 0.57368 | 0.53685 | 3263.0656 | Commercial/Industrial | Institutional | New | Energy Star Commercial Glass Door Refrigerator | 2.1961 | 1.401 | 875.6997 | 0.13478 | 0.046356 | 922.8665 | Commercial/Industrial | Retail | New | Energy Star Servers | 1.5132 | 1.1092 | 265.9748 | 0.16919 | 0.11767 | 1136.6997 | Commercial/Industrial | Miscellaneous | New | LED Display Lighting (Interior) | 5.7276 | 1.2936 | 637.7947 | 0.085589 | 6.1628e-06 | 352.876
Commercial/Industrial | Hospitals | Turnover | Geothermal Heat Pump | 0.066524 | 1.4692 | -128575.212 | 1.0656 | 0.99723 | 6061.3587 | Commercial/Industrial | Miscellaneous | New | Energy Star Commercial Glass Door Refrigerator | 2.1961 | 1.401 | 875.6997 | 0.13478 | 0.046356 | 922.8665 | Commercial/Industrial | Schools K-12 | New | Energy Star Servers | 1.5132 | 1.1092 | 265.9748 | 0.16919 | 0.11767 | 1136.6997 | Commercial/Industrial | Offices | Turnover | LED Linear - Fixture Replacement | 9.3516 | 1.3113 | 622.1182 | 0.078754 | 0.018016 | 324.887
Commercial/Industrial | Hospitals | New | Geothermal Heat Pump | 0.066524 | 1.4692 | -128575.212 | 1.0656 | 0.99723 | 6061.3587 | Commercial/Industrial | Offices | New | Energy Star Commercial Glass Door Refrigerator | 2.1961 | 1.401 | 875.6997 | 0.13478 | 0.046356 | 922.8665 | Commercial/Industrial | Warehouse | New | Energy Star Servers | 1.5132 | 1.1092 | 265.9748 | 0.16919 | 0.11767 | 1136.6997 | Commercial/Industrial | Retail | New | LED Linear - Fixture Replacement | 9.3516 | 1.3113 | 622.1182 | 0.078754 | 0.018016 | 324.887
Commercial/Industrial | Assembly | Turnover | High Efficiency Data Center Cooling | 0.45915 | 1.4672 | -278085.4682 | 29.7567 | 17.1868 | 129796.7956 | Commercial/Industrial | Retail | New | Energy Star Commercial Glass Door Refrigerator | 2.1961 | 1.401 | 875.6997 | 0.13478 | 0.046356 | 922.8665 | Commercial/Industrial | Restaurants | Existing | Dedicated Outdoor Air System on VRF unit | 0.90504 | 1.2992 | 262.863 | 0.41437 | 0.41882 | 1361.7563 | Commercial/Industrial | Warehouse | Turnover | High Bay Fluorescent (T5) | 2.6002 | 1.456 | 622.0994 | 0.088136 | 0.086472 | 476.593
Commercial/Industrial | College and University | Turnover | High Efficiency Data Center Cooling | 0.45915 | 1.4672 | -278085.4682 | 29.7567 | 17.1868 | 129796.7956 | Commercial/Industrial | Warehouse | New | Energy Star Commercial Glass Door Refrigerator | 2.1961 | 1.401 | 875.6997 | 0.13478 | 0.046356 | 922.8665 | Commercial/Industrial | Restaurants | New | Dedicated Outdoor Air System on VRF unit | 0.90504 | 1.2992 | 262.863 | 0.41437 | 0.41882 | 1361.7563 | Commercial/Industrial | College and University | New | High Bay Fluorescent (T5) | 2.6002 | 1.456 | 622.0994 | 0.088136 | 0.086472 | 476.593
Commercial/Industrial | Grocery | Turnover | High Efficiency Data Center Cooling | 0.45915 | 1.4672 | -278085.4682 | 29.7567 | 17.1868 | 129796.7956 | Commercial/Industrial | College and University | Turnover | Energy Star Commercial Glass Door Refrigerator | 2.1719 | 1.4668 | 834.914 | 0.11965 | 0.10023 | 922.8665 | Commercial/Industrial | Assembly | Existing | Low U-Value Windows | 0.9795 | 1.2643 | 224.1522 | 0.12991 | 0.0014526 | 349.5006 | Commercial/Industrial | Healthcare | Turnover | LED Linear - Fixture Replacement | 9.0795 | 1.2921 | 611.1805 | 0.07778 | 4.2611e-06 | 318.9398
Commercial/Industrial | Healthcare | Turnover | High Efficiency Data Center Cooling | 0.45915 | 1.4672 | -278085.4682 | 29.7567 | 17.1868 | 129796.7956 | Commercial/Industrial | Healthcare | Turnover | Energy Star Commercial Glass Door Refrigerator | 2.1719 | 1.4668 | 834.914 | 0.11965 | 0.10023 | 922.8665 | Commercial/Industrial | College and University | Existing | Low U-Value Windows | 0.9795 | 1.2643 | 224.1522 | 0.12991 | 0.0014526 | 349.5006 | Commercial/Industrial | Hospitals | New | LED Linear - Fixture Replacement | 9.0795 | 1.2921 | 611.1805 | 0.07778 | 4.2611e-06 | 318.9398
Commercial/Industrial | Hospitals | Turnover | High Efficiency Data Center Cooling | 0.45915 | 1.4672 | -278085.4682 | 29.7567 | 17.1868 | 129796.7956 | Commercial/Industrial | Hospitals | Turnover | Energy Star Commercial Glass Door Refrigerator | 2.1719 | 1.4668 | 834.914 | 0.11965 | 0.10023 | 922.8665 | Commercial/Industrial | Grocery | Existing | Low U-Value Windows | 0.9795 | 1.2643 | 224.1522 | 0.12991 | 0.0014526 | 349.5006 | Commercial/Industrial | Lodging/Hospitality | Turnover | LED Display Lighting (Interior) | 5.524 | 1.6351 | 583.6318 | 0.043517 | 0.04079 | 414.352
Commercial/Industrial | Institutional | Turnover | High Efficiency Data Center Cooling | 0.45915 | 1.4672 | -278085.4682 | 29.7567 | 17.1868 | 129796.7956 | Commercial/Industrial | Lodging/Hospitality | Turnover | Energy Star Commercial Glass Door Refrigerator | 2.1719 | 1.4668 | 834.914 | 0.11965 | 0.10023 | 922.8665 | Commercial/Industrial | Healthcare | Existing | Low U-Value Windows | 0.9795 | 1.2643 | 224.1522 | 0.12991 | 0.0014526 | 349.5006 | Commercial/Industrial | Restaurants | New | LED Display Lighting (Interior) | 5.524 | 1.6351 | 583.6318 | 0.043517 | 0.04079 | 414.352
Commercial/Industrial | Lodging/Hospitality | Turnover | High Efficiency Data Center Cooling | 0.45915 | 1.4672 | -278085.4682 | 29.7567 | 17.1868 | 129796.7956 | Commercial/Industrial | Restaurants | Turnover | Energy Star Commercial Glass Door Refrigerator | 2.1719 | 1.4668 | 834.914 | 0.11965 | 0.10023 | 922.8665 | Commercial/Industrial | Hospitals | Existing | Low U-Value Windows | 0.9795 | 1.2643 | 224.1522 | 0.12991 | 0.0014526 | 349.5006 | Commercial/Industrial | Schools K-12 | Turnover | LED Linear - Fixture Replacement | 8.7247 | 1.6342 | 560.5912 | 0.039245 | 0.036402 | 374.5037
Commercial/Industrial | Miscellaneous | Turnover | High Efficiency Data Center Cooling | 0.45915 | 1.4672 | -278085.4682 | 29.7567 | 17.1868 | 129796.7956 | Commercial/Industrial | Schools K-12 | Turnover | Energy Star Commercial Glass Door Refrigerator | 2.1719 | 1.4668 | 834.914 | 0.11965 | 0.10023 | 922.8665 | Commercial/Industrial | Institutional | Existing | Low U-Value Windows | 0.9795 | 1.2643 | 224.1522 | 0.12991 | 0.0014526 | 349.5006 | Commercial/Industrial | College and University | New | LED Linear - Fixture Replacement | 8.7247 | 1.6342 | 560.5912 | 0.039245 | 0.036402 | 374.5037
Commercial/Industrial | Offices | Turnover | High Efficiency Data Center Cooling | 0.45915 | 1.4672 | -278085.4682 | 29.7567 | 17.1868 | 129796.7956 | Commercial/Industrial | College and University | New | Energy Star Commercial Glass Door Refrigerator | 2.1719 | 1.4668 | 834.914 | 0.11965 | 0.10023 | 922.8665 | Commercial/Industrial | Offices | Existing | Low U-Value Windows | 0.9795 | 1.2643 | 224.1522 | 0.12991 | 0.0014526 | 349.5006 | Commercial/Industrial | Healthcare | Turnover | LED Display Lighting (Interior) | 5.1201 | 1.2931 | 559.7296 | 0.076537 | 5.511e-06 | 315.558
Commercial/Industrial | Restaurants | Turnover | High Efficiency Data Center Cooling | 0.45915 | 1.4672 | -278085.4682 | 29.7567 | 17.1868 | 129796.7956 | Commercial/Industrial | Healthcare | New | Energy Star Commercial Glass Door Refrigerator | 2.1719 | 1.4668 | 834.914 | 0.11965 | 0.10023 | 922.8665 | Commercial/Industrial | Restaurants | Existing | Low U-Value Windows | 0.9795 | 1.2643 | 224.1522 | 0.12991 | 0.0014526 | 349.5006 | Commercial/Industrial | Hospitals | New | LED Display Lighting (Interior) | 5.1201 | 1.2931 | 559.7296 | 0.076537 | 5.511e-06 | 315.558
Commercial/Industrial | Retail | Turnover | High Efficiency Data Center Cooling | 0.45915 | 1.4672 | -278085.4682 | 29.7567 | 17.1868 | 129796.7956 | Commercial/Industrial | Hospitals | New | Energy Star Commercial Glass Door Refrigerator | 2.1719 | 1.4668 | 834.914 | 0.11965 | 0.10023 | 922.8665 | Commercial/Industrial | Retail | Existing | Low U-Value Windows | 0.9795 | 1.2643 | 224.1522 | 0.12991 | 0.0014526 | 349.5006 | Commercial/Industrial | Lodging/Hospitality | Turnover | LED Display Lighting (Interior) | 5.1271 | 1.3076 | 551.3294 | 0.076152 | 0.017203 | 310.106
Commercial/Industrial | Schools K-12 | Turnover | High Efficiency Data Center Cooling | 0.45915 | 1.4672 | -278085.4682 | 29.7567 | 17.1868 | 129796.7956 | Commercial/Industrial | Lodging/Hospitality | New | Energy Star Commercial Glass Door Refrigerator | 2.1719 | 1.4668 | 834.914 | 0.11965 | 0.10023 | 922.8665 | Commercial/Industrial | Schools K-12 | Existing | Low U-Value Windows | 0.9795 | 1.2643 | 224.1522 | 0.12991 | 0.0014526 | 349.5006 | Commercial/Industrial | Restaurants | New | LED Display Lighting (Interior) | 5.1271 | 1.3076 | 551.3294 | 0.076152 | 0.017203 | 310.106
Commercial/Industrial | Warehouse | Turnover | High Efficiency Data Center Cooling | 0.45915 | 1.4672 | -278085.4682 | 29.7567 | 17.1868 | 129796.7956 | Commercial/Industrial | Restaurants | New | Energy Star Commercial Glass Door Refrigerator | 2.1719 | 1.4668 | 834.914 | 0.11965 | 0.10023 | 922.8665 | Commercial/Industrial | Hospitals | Existing | Interior Lighting Controls | 1.0819 | 1.8228 | 214.3773 | 0 | 0 | 952.28 | Commercial/Industrial | Schools K-12 | Turnover | LED Display Lighting (Interior) | 5.0558 | 1.3077 | 542.2421 | 0.07509 | 0.016963 | 305.782
Commercial/Industrial | Assembly | New | High Efficiency Data Center Cooling | 0.45915 | 1.4672 | -278085.4682 | 29.7567 | 17.1868 | 129796.7956 | Commercial/Industrial | Schools K-12 | New | Energy Star Commercial Glass Door Refrigerator | 2.1719 | 1.4668 | 834.914 | 0.11965 | 0.10023 | 922.8665 | Commercial/Industrial | Hospitals | New | Interior Lighting Controls | 1.0819 | 1.8228 | 214.3773 | 0 | 0 | 952.28 | Commercial/Industrial | Assembly | New | LED Display Lighting (Interior) | 5.0558 | 1.3077 | 542.2421 | 0.07509 | 0.016963 | 305.782
Commercial/Industrial | College and University | New | High Efficiency Data Center Cooling | 0.45915 | 1.4672 | -278085.4682 | 29.7567 | 17.1868 | 129796.7956 | Commercial/Industrial | Assembly | Turnover | Energy Star Commercial Oven | 2.1678 | 1.3794 | 6153.0615 | 1.0341 | 0.54113 | 6368 | Commercial/Industrial | Assembly | Existing | Faucet Aerator | 3.6204 | 1.2489 | 213.5402 | 0.041217 | 0.024823 | 197.7633 | Commercial/Industrial | College and University | Turnover | LED Linear - Fixture Replacement | 8.1142 | 1.2913 | 540.4796 | 0.069555 | 3.8105e-06 | 285.2107
Commercial/Industrial | Grocery | New | High Efficiency Data Center Cooling | 0.45915 | 1.4672 | -278085.4682 | 29.7567 | 17.1868 | 129796.7956 | Commercial/Industrial | College and University | Turnover | Energy Star Commercial Oven | 2.1678 | 1.3794 | 6153.0615 | 1.0341 | 0.54113 | 6368 | Commercial/Industrial | Healthcare | Existing | Faucet Aerator | 3.6204 | 1.2489 | 213.5402 | 0.041217 | 0.024823 | 197.7633 | Commercial/Industrial | Grocery | New | LED Linear - Fixture Replacement | 8.1142 | 1.2913 | 540.4796 | 0.069555 | 3.8105e-06 | 285.2107
Commercial/Industrial | Healthcare | New | High Efficiency Data Center Cooling | 0.45915 | 1.4672 | -278085.4682 | 29.7567 | 17.1868 | 129796.7956 | Commercial/Industrial | Grocery | Turnover | Energy Star Commercial Oven | 2.1678 | 1.3794 | 6153.0615 | 1.0341 | 0.54113 | 6368 | Commercial/Industrial | Offices | Existing | Faucet Aerator | 3.6204 | 1.2489 | 213.5402 | 0.041217 | 0.024823 | 197.7633 | Commercial/Industrial | Healthcare | Turnover | LED Linear - Fixture Replacement | 8.0668 | 1.3112 | 528.8319 | 0.067942 | 0.015543 | 280.283
Commercial/Industrial | Hospitals | New | High Efficiency Data Center Cooling | 0.45915 | 1.4672 | -278085.4682 | 29.7567 | 17.1868 | 129796.7956 | Commercial/Industrial | Healthcare | Turnover | Energy Star Commercial Oven | 2.1678 | 1.3794 | 6153.0615 | 1.0341 | 0.54113 | 6368 | Commercial/Industrial | Assembly | New | Faucet Aerator | 3.6204 | 1.2489 | 213.5402 | 0.041217 | 0.024823 | 197.7633 | Commercial/Industrial | Hospitals | New | LED Linear - Fixture Replacement | 8.0668 | 1.3112 | 528.8319 | 0.067942 | 0.015543 | 280.283
Commercial/Industrial | Institutional | New | High Efficiency Data Center Cooling | 0.45915 | 1.4672 | -278085.4682 | 29.7567 | 17.1868 | 129796.7956 | Commercial/Industrial | Hospitals | Turnover | Energy Star Commercial Oven | 2.1678 | 1.3794 | 6153.0615 | 1.0341 | 0.54113 | 6368 | Commercial/Industrial | Healthcare | New | Faucet Aerator | 3.6204 | 1.2489 | 213.5402 | 0.041217 | 0.024823 | 197.7633 | Commercial/Industrial | Institutional | Turnover | LED Linear - Fixture Replacement | 7.9605 | 1.3122 | 520.6582 | 0.066994 | 0.015326 | 276.3749
Commercial/Industrial | Lodging/Hospitality | New | High Efficiency Data Center Cooling | 0.45915 | 1.4672 | -278085.4682 | 29.7567 | 17.1868 | 129796.7956 | Commercial/Industrial | Institutional | Turnover | Energy Star Commercial Oven | 2.1678 | 1.3794 | 6153.0615 | 1.0341 | 0.54113 | 6368 | Commercial/Industrial | Offices | New | Faucet Aerator | 3.6204 | 1.2489 | 213.5402 | 0.041217 | 0.024823 | 197.7633 | Commercial/Industrial | Lodging/Hospitality | New | LED Linear - Fixture Replacement | 7.9605 | 1.3122 | 520.6582 | 0.066994 | 0.015326 | 276.3749
Commercial/Industrial | Miscellaneous | New | High Efficiency Data Center Cooling | 0.45915 | 1.4672 | -278085.4682 | 29.7567 | 17.1868 | 129796.7956 | Commercial/Industrial | Lodging/Hospitality | Turnover | Energy Star Commercial Oven | 2.1678 | 1.3794 | 6153.0615 | 1.0341 | 0.54113 | 6368 | Commercial/Industrial | Warehouse | Turnover | High Efficiency PTHP | 1.2074 | 1.0806 | 204.2601 | 0.096704 | 3.5407e-05 | 194.4303 | Commercial/Industrial | Miscellaneous | Existing | ECM Motors on Furnaces | 1.1208 | 1.3665 | 514.8045 | 0 | 0.090908 | 796.3511
Commercial/Industrial | Offices | New | High Efficiency Data Center Cooling | 0.45915 | 1.4672 | -278085.4682 | 29.7567 | 17.1868 | 129796.7956 | Commercial/Industrial | Miscellaneous | Turnover | Energy Star Commercial Oven | 2.1678 | 1.3794 | 6153.0615 | 1.0341 | 0.54113 | 6368 | Commercial/Industrial | Warehouse | New | High Efficiency PTHP | 1.2074 | 1.0806 | 204.2601 | 0.096704 | 3.5407e-05 | 194.4303 | Commercial/Industrial | Offices | New | ECM Motors on Furnaces | 1.1208 | 1.3665 | 514.8045 | 0 | 0.090908 | 796.3511
Commercial/Industrial | Restaurants | New | High Efficiency Data Center Cooling | 0.45915 | 1.4672 | -278085.4682 | 29.7567 | 17.1868 | 129796.7956 | Commercial/Industrial | Offices | Turnover | Energy Star Commercial Oven | 2.1678 | 1.3794 | 6153.0615 | 1.0341 | 0.54113 | 6368 | Commercial/Industrial | Warehouse | Turnover | High Efficiency PTAC | 1.1782 | 1.0811 | 190.2593 | 0.094322 | 0 | 189.5874 | Commercial/Industrial | Restaurants | Turnover | High Bay LED | 1.7626 | 1.456 | 490.6377 | 0.089016 | 0.087335 | 481.351
Commercial/Industrial | Retail | New | High Efficiency Data Center Cooling | 0.45915 | 1.4672 | -278085.4682 | 29.7567 | 17.1868 | 129796.7956 | Commercial/Industrial | Restaurants | Turnover | Energy Star Commercial Oven | 2.1678 | 1.3794 | 6153.0615 | 1.0341 | 0.54113 | 6368 | Commercial/Industrial | Warehouse | New | High Efficiency PTAC | 1.1782 | 1.0811 | 190.2593 | 0.094322 | 0 | 189.5874 | Commercial/Industrial | Retail | New | High Bay LED | 1.7626 | 1.456 | 490.6377 | 0.089016 | 0.087335 | 481.351
Commercial/Industrial | Schools K-12 | New | High Efficiency Data Center Cooling | 0.45915 | 1.4672 | -278085.4682 | 29.7567 | 17.1868 | 129796.7956 | Commercial/Industrial | Retail | Turnover | Energy Star Commercial Oven | 2.1678 | 1.3794 | 6153.0615 | 1.0341 | 0.54113 | 6368 | Commercial/Industrial | Healthcare | Existing | Low Flow Shower Head | 4.2384 | 1.0424 | 189.1746 | 0.014317 | 0.037425 | 155.2928 | Commercial/Industrial | Schools K-12 | Existing | Low-Flow Pre-Rinse Sprayers | 1.6634 | 0.91627 | 480.6571 | 0.10427 | 0.27256 | 1130.987
Commercial/Industrial | Warehouse | New | High Efficiency Data Center Cooling | 0.45915 | 1.4672 | -278085.4682 | 29.7567 | 17.1868 | 129796.7956 | Commercial/Industrial | Schools K-12 | Turnover | Energy Star Commercial Oven | 2.1678 | 1.3794 | 6153.0615 | 1.0341 | 0.54113 | 6368 | Commercial/Industrial | Healthcare | New | Low Flow Shower Head | 4.2384 | 1.0424 | 189.1746 | 0.014317 | 0.037425 | 155.2928 | Commercial/Industrial | Warehouse | New | Low-Flow Pre-Rinse Sprayers | 1.6634 | 0.91627 | 480.6571 | 0.10427 | 0.27256 | 1130.987
Commercial/Industrial | College and University | Turnover | Energy Star Commercial Glass Door Refrigerator | 2.1719 | 1.4668 | 834.914 | 0.11965 | 0.10023 | 922.8665 | Commercial/Industrial | Warehouse | Turnover | Energy Star Commercial Oven | 2.1678 | 1.3794 | 6153.0615 | 1.0341 | 0.54113 | 6368 | Commercial/Industrial | Miscellaneous | Existing | Smart Strip Plug Outlet | 1.0181 | 1.0882 | 187.5509 | 0.18222 | 0 | 1225.4519 | Commercial/Industrial | Assembly | Existing | ECM Motors on Furnaces | 1.249 | 2.1667 | 471.4361 | 0 | 0 | 985.253
Commercial/Industrial | Healthcare | Turnover | Energy Star Commercial Glass Door Refrigerator | 2.1719 | 1.4668 | 834.914 | 0.11965 | 0.10023 | 922.8665 | Commercial/Industrial | Assembly | New | Energy Star Commercial Oven | 2.1678 | 1.3794 | 6153.0615 | 1.0341 | 0.54113 | 6368 | Commercial/Industrial | Miscellaneous | New | Smart Strip Plug Outlet | 1.0181 | 1.0882 | 187.5509 | 0.18222 | 0 | 1225.4519 | Commercial/Industrial | College and University | New | ECM Motors on Furnaces | 1.249 | 2.1667 | 471.4361 | 0 | 0 | 985.253
Commercial/Industrial | Hospitals | Turnover | Energy Star Commercial Glass Door Refrigerator | 2.1719 | 1.4668 | 834.914 | 0.11965 | 0.10023 | 922.8665 | Commercial/Industrial | College and University | New | Energy Star Commercial Oven | 2.1678 | 1.3794 | 6153.0615 | 1.0341 | 0.54113 | 6368 | Commercial/Industrial | Miscellaneous | Existing | Low U-Value Windows | 0.93733 | 1.2771 | 182.094 | 0.12032 | -0.020318 | 349.5006 | Commercial/Industrial | Grocery | Existing | Low Flow Shower Head | 4.5189 | 0.83886 | 469.2753 | 0.021791 | 0.11432 | 310.5857
Commercial/Industrial | Lodging/Hospitality | Turnover | Energy Star Commercial Glass Door Refrigerator | 2.1719 | 1.4668 | 834.914 | 0.11965 | 0.10023 | 922.8665 | Commercial/Industrial | Grocery | New | Energy Star Commercial Oven | 2.1678 | 1.3794 | 6153.0615 | 1.0341 | 0.54113 | 6368 | Commercial/Industrial | Warehouse | Existing | Low U-Value Windows | 0.93733 | 1.2771 | 182.094 | 0.12032 | -0.020318 | 349.5006 | Commercial/Industrial | Healthcare | New | Low Flow Shower Head | 4.5189 | 0.83886 | 469.2753 | 0.021791 | 0.11432 | 310.5857
Commercial/Industrial | Restaurants | Turnover | Energy Star Commercial Glass Door Refrigerator | 2.1719 | 1.4668 | 834.914 | 0.11965 | 0.10023 | 922.8665 | Commercial/Industrial | Healthcare | New | Energy Star Commercial Oven | 2.1678 | 1.3794 | 6153.0615 | 1.0341 | 0.54113 | 6368 | Commercial/Industrial | Grocery | Turnover | LED - 14W | 26.7221 | 1.2952 | 179.6843 | 0.021364 | 5.7838e-06 | 88.704 | Commercial/Industrial | Hospitals | Existing | Anti-Sweat Controls | 1.4422 | 1.3279 | 468.247 | 0.13259 | 0.11106 | 1022.6336
Commercial/Industrial | Schools K-12 | Turnover | Energy Star Commercial Glass Door Refrigerator | 2.1719 | 1.4668 | 834.914 | 0.11965 | 0.10023 | 922.8665 | Commercial/Industrial | Hospitals | New | Energy Star Commercial Oven | 2.1678 | 1.3794 | 6153.0615 | 1.0341 | 0.54113 | 6368 | Commercial/Industrial | Grocery | New | LED - 14W | 26.7221 | 1.2952 | 179.6843 | 0.021364 | 5.7838e-06 | 88.704 | Commercial/Industrial | Institutional | Existing | Anti-Sweat Controls | 1.4422 | 1.3279 | 468.247 | 0.13259 | 0.11106 | 1022.6336
Commercial/Industrial | College and University | New | Energy Star Commercial Glass Door Refrigerator | 2.1719 | 1.4668 | 834.914 | 0.11965 | 0.10023 | 922.8665 | Commercial/Industrial | Institutional | New | Energy Star Commercial Oven | 2.1678 | 1.3794 | 6153.0615 | 1.0341 | 0.54113 | 6368 | Commercial/Industrial | Hospitals | Turnover | LED - 14W | 26.8656 | 1.6481 | 173.0877 | 0.011062 | 0.010833 | 108.832 | Commercial/Industrial | Lodging/Hospitality | Existing | Anti-Sweat Controls | 1.4422 | 1.3279 | 468.247 | 0.13259 | 0.11106 | 1022.6336
Commercial/Industrial | Healthcare | New | Energy Star Commercial Glass Door Refrigerator | 2.1719 | 1.4668 | 834.914 | 0.11965 | 0.10023 | 922.8665 | Commercial/Industrial | Lodging/Hospitality | New | Energy Star Commercial Oven | 2.1678 | 1.3794 | 6153.0615 | 1.0341 | 0.54113 | 6368 | Commercial/Industrial | Hospitals | New | LED - 14W | 26.8656 | 1.6481 | 173.0877 | 0.011062 | 0.010833 | 108.832 | Commercial/Industrial | Miscellaneous | Existing | Anti-Sweat Controls | 1.4422 | 1.3279 | 468.247 | 0.13259 | 0.11106 | 1022.6336
Commercial/Industrial | Hospitals | New | Energy Star Commercial Glass Door Refrigerator | 2.1719 | 1.4668 | 834.914 | 0.11965 | 0.10023 | 922.8665 | Commercial/Industrial | Miscellaneous | New | Energy Star Commercial Oven | 2.1678 | 1.3794 | 6153.0615 | 1.0341 | 0.54113 | 6368 | Commercial/Industrial | Assembly | Existing | Low Flow Shower Head | 4.3546 | 1.3126 | 163.4153 | 0.026243 | 0.017455 | 155.2928 | Commercial/Industrial | Offices | Existing | Anti-Sweat Controls | 1.4422 | 1.3279 | 468.247 | 0.13259 | 0.11106 | 1022.6336
Commercial/Industrial | Lodging/Hospitality | New | Energy Star Commercial Glass Door Refrigerator | 2.1719 | 1.4668 | 834.914 | 0.11965 | 0.10023 | 922.8665 | Commercial/Industrial | Offices | New | Energy Star Commercial Oven | 2.1678 | 1.3794 | 6153.0615 | 1.0341 | 0.54113 | 6368 | Commercial/Industrial | Schools K-12 | Existing | Low Flow Shower Head | 4.3546 | 1.3126 | 163.4153 | 0.026243 | 0.017455 | 155.2928 | Commercial/Industrial | Restaurants | Existing | Anti-Sweat Controls | 1.4422 | 1.3279 | 468.247 | 0.13259 | 0.11106 | 1022.6336
Commercial/Industrial | Restaurants | New | Energy Star Commercial Glass Door Refrigerator | 2.1719 | 1.4668 | 834.914 | 0.11965 | 0.10023 | 922.8665 | Commercial/Industrial | Restaurants | New | Energy Star Commercial Oven | 2.1678 | 1.3794 | 6153.0615 | 1.0341 | 0.54113 | 6368 | Commercial/Industrial | Warehouse | Existing | Low Flow Shower Head | 4.3546 | 1.3126 | 163.4153 | 0.026243 | 0.017455 | 155.2928 | Commercial/Industrial | Retail | New | Anti-Sweat Controls | 1.4422 | 1.3279 | 468.247 | 0.13259 | 0.11106 | 1022.6336
Commercial/Industrial | Schools K-12 | New | Energy Star Commercial Glass Door Refrigerator | 2.1719 | 1.4668 | 834.914 | 0.11965 | 0.10023 | 922.8665 | Commercial/Industrial | Retail | New | Energy Star Commercial Oven | 2.1678 | 1.3794 | 6153.0615 | 1.0341 | 0.54113 | 6368 | Commercial/Industrial | Assembly | New | Low Flow Shower Head | 4.3546 | 1.3126 | 163.4153 | 0.026243 | 0.017455 | 155.2928 | Commercial/Industrial | Schools K-12 | New | Anti-Sweat Controls | 1.4422 | 1.3279 | 468.247 | 0.13259 | 0.11106 | 1022.6336
Commercial/Industrial | College and University | Turnover | Energy Star Commercial Solid Door Freezer | 5.8887 | 1.4666 | 3106.5748 | 0.32842 | 0.27509 | 2533.0469 | Commercial/Industrial | Schools K-12 | New | Energy Star Commercial Oven | 2.1678 | 1.3794 | 6153.0615 | 1.0341 | 0.54113 | 6368 | Commercial/Industrial | Schools K-12 | New | Low Flow Shower Head | 4.3546 | 1.3126 | 163.4153 | 0.026243 | 0.017455 | 155.2928 | Commercial/Industrial | Warehouse | New | Anti-Sweat Controls | 1.4422 | 1.3279 | 468.247 | 0.13259 | 0.11106 | 1022.6336
Commercial/Industrial | Healthcare | Turnover | Energy Star Commercial Solid Door Freezer | 5.8887 | 1.4666 | 3106.5748 | 0.32842 | 0.27509 | 2533.0469 | Commercial/Industrial | Warehouse | New | Energy Star Commercial Oven | 2.1678 | 1.3794 | 6153.0615 | 1.0341 | 0.54113 | 6368 | Commercial/Industrial | Warehouse | New | Low Flow Shower Head | 4.3546 | 1.3126 | 163.4153 | 0.026243 | 0.017455 | 155.2928 | Commercial/Industrial | Hospitals | New | Anti-Sweat Controls | 1.4422 | 1.3279 | 468.247 | 0.13259 | 0.11106 | 1022.6336
Commercial/Industrial | Hospitals | Turnover | Energy Star Commercial Solid Door Freezer | 5.8887 | 1.4666 | 3106.5748 | 0.32842 | 0.27509 | 2533.0469 | Commercial/Industrial | Hospitals | Existing | Wall Insulation | 2.1506 | 1.2171 | 4.5953 | 0.00079852 | 0.00047035 | 1.9307 | Commercial/Industrial | Healthcare | Turnover | LED - 14W | 24.5292 | 1.314 | 162.2228 | 0.019302 | 0.0044629 | 80.448 | Commercial/Industrial | Miscellaneous | New | Anti-Sweat Controls | 1.4422 | 1.3279 | 468.247 | 0.13259 | 0.11106 | 1022.6336
Commercial/Industrial | Lodging/Hospitality | Turnover | Energy Star Commercial Solid Door Freezer | 5.8887 | 1.4666 | 3106.5748 | 0.32842 | 0.27509 | 2533.0469 | Commercial/Industrial | Miscellaneous | Existing | Facility Energy Management System | 2.1366 | 1.3494 | 1071511.6859 | 178.6019 | 15.3582 | 852134.0156 | Commercial/Industrial | Healthcare | New | LED - 14W | 24.5292 | 1.314 | 162.2228 | 0.019302 | 0.0044629 | 80.448 | Commercial/Industrial | Miscellaneous | New | Anti-Sweat Controls | 1.4422 | 1.3279 | 468.247 | 0.13259 | 0.11106 | 1022.6336
Commercial/Industrial | Restaurants | Turnover | Energy Star Commercial Solid Door Freezer | 5.8887 | 1.4666 | 3106.5748 | 0.32842 | 0.27509 | 2533.0469 | Commercial/Industrial | Miscellaneous | New | Facility Energy Management System | 2.1366 | 1.3494 | 1071511.6859 | 178.6019 | 15.3582 | 852134.0156 | Commercial/Industrial | Retail | Turnover | LED - 14W | 24.0097 | 1.2945 | 160.9897 | 0.019206 | 5.1996e-06 | 79.744 | Commercial/Industrial | Assembly | Turnover | LED Display Lighting (Interior) | 4.4695 | 1.3075 | 467.7664 | 0.066388 | 0.014997 | 270.344
Commercial/Industrial | Schools K-12 | Turnover | Energy Star Commercial Solid Door Freezer | 5.8887 | 1.4666 | 3106.5748 | 0.32842 | 0.27509 | 2533.0469 | Commercial/Industrial | Assembly | Turnover | High Bay LED | 2.1311 | 1.4562 | 682.4143 | 0.10761 | 0.10558 | 581.9107 | Commercial/Industrial | Retail | New | LED - 14W | 24.0097 | 1.2945 | 160.9897 | 0.019206 | 5.1996e-06 | 79.744 | Commercial/Industrial | Assembly | New | LED Display Lighting (Interior) | 4.4695 | 1.3075 | 467.7664 | 0.066388 | 0.014997 | 270.344
Commercial/Industrial | College and University | New | Energy Star Commercial Solid Door Freezer | 5.8887 | 1.4666 | 3106.5748 | 0.32842 | 0.27509 | 2533.0469 | Commercial/Industrial | Assembly | New | High Bay LED | 2.1311 | 1.4562 | 682.4143 | 0.10761 | 0.10558 | 581.9107 | Commercial/Industrial | Miscellaneous | Turnover | LED - 14W | 21.4842 | 1.3128 | 141.5543 | 0.016922 | 0.0039125 | 70.528 | Commercial/Industrial | College and University | Turnover | ENERGY STAR Water Cooler | 2.2235 | 1.3261 | 459.8984 | 0.095219 | 0.095219 | 547.5
Commercial/Industrial | Healthcare | New | Energy Star Commercial Solid Door Freezer | 5.8887 | 1.4666 | 3106.5748 | 0.32842 | 0.27509 | 2533.0469 | Commercial/Industrial | College and University | Existing | Wall Insulation | 2.1267 | 1.2212 | 4.4902 | 0.00078702 | 0.00046358 | 1.9029 | Commercial/Industrial | Miscellaneous | New | LED - 14W | 21.4842 | 1.3128 | 141.5543 | 0.016922 | 0.0039125 | 70.528 | Commercial/Industrial | Lodging/Hospitality | Turnover | ENERGY STAR Water Cooler | 2.2235 | 1.3261 | 459.8984 | 0.095219 | 0.095219 | 547.5
Commercial/Industrial | Hospitals | New | Energy Star Commercial Solid Door Freezer | 5.8887 | 1.4666 | 3106.5748 | 0.32842 | 0.27509 | 2533.0469 | Commercial/Industrial | Lodging/Hospitality | Existing | Wall Insulation | 2.1267 | 1.2212 | 4.4902 | 0.00078702 | 0.00046358 | 1.9029 | Commercial/Industrial | Healthcare | Existing | ECM Motors on Furnaces | 0.92031 | 2.1667 | 130.7589 | 0 | 0 | 725.9759 | Commercial/Industrial | Restaurants | Turnover | ENERGY STAR Water Cooler | 2.2235 | 1.3261 | 459.8984 | 0.095219 | 0.095219 | 547.5
Commercial/Industrial | Lodging/Hospitality | New | Energy Star Commercial Solid Door Freezer | 5.8887 | 1.4666 | 3106.5748 | 0.32842 | 0.27509 | 2533.0469 | Commercial/Industrial | Restaurants | Existing | Wall Insulation | 2.1219 | 1.0814 | 5.1596 | 0.00039983 | 0.0009144 | 1.9593 | Commercial/Industrial | Healthcare | New | ECM Motors on Furnaces | 0.92031 | 2.1667 | 130.7589 | 0 | 0 | 725.9759 | Commercial/Industrial | Lodging/Hospitality | Turnover | ENERGY STAR Water Cooler | 2.2235 | 1.3261 | 459.8984 | 0.095219 | 0.095219 | 547.5
Commercial/Industrial | Restaurants | New | Energy Star Commercial Solid Door Freezer | 5.8887 | 1.4666 | 3106.5748 | 0.32842 | 0.27509 | 2533.0469 | Commercial/Industrial | Lodging/Hospitality | Existing | Demand Controlled Ventilation | 2.1142 | 0.70327 | 25475.792 | 1.5876 | 8.938 | 15248.3191 | Commercial/Industrial | Hospitals | Existing | Smart Strip Plug Outlet | 1.0213 | 1.1095 | 130.5407 | 0.1304 | 0.090625 | 876.9623 | Commercial/Industrial | Lodging/Hospitality | Turnover | ENERGY STAR Water Cooler | 2.2235 | 1.3261 | 459.8984 | 0.095219 | 0.095219 | 547.5
Commercial/Industrial | Schools K-12 | New | Energy Star Commercial Solid Door Freezer | 5.8887 | 1.4666 | 3106.5748 | 0.32842 | 0.27509 | 2533.0469 | Commercial/Industrial | Lodging/Hospitality | New | Demand Controlled Ventilation | 2.1142 | 0.70327 | 25475.792 | 1.5876 | 8.938 | 15248.3191 | Commercial/Industrial | Hospitals | New | Smart Strip Plug Outlet | 1.0213 | 1.1095 | 130.5407 | 0.1304 | 0.090625 | 876.9623 | Commercial/Industrial | Grocery | Turnover | ENERGY STAR Water Cooler | 2.2235 | 1.3261 | 459.8984 | 0.095219 | 0.095219 | 547.5
Commercial/Industrial | College and University | Turnover | Energy Star Commercial Glass Door Freezer | 10.2056 | 1.4666 | 5732.9754 | 0.56918 | 0.47676 | 4389.9823 | Commercial/Industrial | Grocery | Existing | Wall Insulation | 2.0981 | 1.0851 | 5.0451 | 0.00039401 | 0.00090108 | 1.9307 | Commercial/Industrial | Assembly | Turnover | CFL - 15W Flood | 9.105 | 1.8228 | 128.6044 | 0 | 0 | 200.9 | Commercial/Industrial | Retail | Turnover | ENERGY STAR Water Cooler | 2.2235 | 1.3261 | 459.8984 | 0.095219 | 0.095219 | 547.5
Commercial/Industrial | Healthcare | Turnover | Energy Star Commercial Glass Door Freezer | 10.2056 | 1.4666 | 5732.9754 | 0.56918 | 0.47676 | 4389.9823 | Commercial/Industrial | Retail | Existing | Wall Insulation | 2.0981 | 1.0851 | 5.0451 | 0.00039401 | 0.00090108 | 1.9307 | Commercial/Industrial | College and University | Turnover | CFL - 15W Flood | 9.105 | 1.8228 | 128.6044 | 0 | 0 | 200.9 | Commercial/Industrial | Assembly | Turnover | ENERGY STAR Water Cooler | 2.2235 | 1.3261 | 459.8984 | 0.095219 | 0.095219 | 547.5
Commercial/Industrial | Hospitals | Turnover | Energy Star Commercial Glass Door Freezer | 10.2056 | 1.4666 | 5732.9754 | 0.56918 | 0.47676 | 4389.9823 | Commercial/Industrial | Assembly | Turnover | Energy Star Commercial Solid Door Refrigerator | 2.044 | 1.4002 | 776.9227 | 0.12695 | 0.056728 | 849.9239 | Commercial/Industrial | Grocery | Turnover | CFL - 15W Flood | 9.105 | 1.8228 | 128.6044 | 0 | 0 | 200.9 | Commercial/Industrial | Grocery | Turnover | ENERGY STAR Water Cooler | 2.2235 | 1.3261 | 459.8984 | 0.095219 | 0.095219 | 547.5
Commercial/Industrial | Lodging/Hospitality | Turnover | Energy Star Commercial Glass Door Freezer | 10.2056 | 1.4666 | 5732.9754 | 0.56918 | 0.47676 | 4389.9823 | Commercial/Industrial | Grocery | Turnover | Energy Star Commercial Solid Door Refrigerator | 2.044 | 1.4002 | 776.9227 | 0.12695 | 0.056728 | 849.9239 | Commercial/Industrial | Healthcare | Turnover | CFL - 15W Flood | 9.105 | 1.8228 | 128.6044 | 0 | 0 | 200.9 | Commercial/Industrial | Institutional | Turnover | ENERGY STAR Water Cooler | 2.2235 | 1.3261 | 459.8984 | 0.095219 | 0.095219 | 547.5
Commercial/Industrial | Restaurants | Turnover | Energy Star Commercial Glass Door Freezer | 10.2056 | 1.4666 | 5732.9754 | 0.56918 | 0.47676 | 4389.9823 | Commercial/Industrial | Institutional | Turnover | Energy Star Commercial Solid Door Refrigerator | 2.044 | 1.4002 | 776.9227 | 0.12695 | 0.056728 | 849.9239 | Commercial/Industrial | Hospitals | Turnover | CFL - 15W Flood | 9.105 | 1.8228 | 128.6044 | 0 | 0 | 200.9 | Commercial/Industrial | Miscellaneous | Turnover | ENERGY STAR Water Cooler | 2.2235 | 1.3261 | 459.8984 | 0.095219 | 0.095219 | 547.5
Commercial/Industrial | Schools K-12 | Turnover | Energy Star Commercial Glass Door Freezer | 10.2056 | 1.4666 | 5732.9754 | 0.56918 | 0.47676 | 4389.9823 | Commercial/Industrial | Miscellaneous | Turnover | Energy Star Commercial Solid Door Refrigerator | 2.044 | 1.4002 | 776.9227 | 0.12695 | 0.056728 | 849.9239 | Commercial/Industrial | Institutional | Turnover | CFL - 15W Flood | 9.105 | 1.8228 | 128.6044 | 0 | 0 | 200.9 | Commercial/Industrial | Offices | Turnover | ENERGY STAR Water Cooler | 2.2235 | 1.3261 | 459.8984 | 0.095219 | 0.095219 | 547.5
Commercial/Industrial | College and University | New | Energy Star Commercial Glass Door Freezer | 10.2056 | 1.4666 | 5732.9754 | 0.56918 | 0.47676 | 4389.9823 | Commercial/Industrial | Offices | Turnover | Energy Star Commercial Solid Door Refrigerator | 2.044 | 1.4002 | 776.9227 | 0.12695 | 0.056728 | 849.9239 | Commercial/Industrial | Lodging/Hospitality | Turnover | CFL - 15W Flood | 9.105 | 1.8228 | 128.6044 | 0 | 0 | 200.9 | Commercial/Industrial | Retail | Turnover | ENERGY STAR Water Cooler | 2.2235 | 1.3261 | 459.8984 | 0.095219 | 0.095219 | 547.5
Commercial/Industrial | Healthcare | New | Energy Star Commercial Glass Door Freezer | 10.2056 | 1.4666 | 5732.9754 | 0.56918 | 0.47676 | 4389.9823 | Commercial/Industrial | Retail | Turnover | Energy Star Commercial Solid Door Refrigerator | 2.044 | 1.4002 | 776.9227 | 0.12695 | 0.056728 | 849.9239 | Commercial/Industrial | Miscellaneous | Turnover | CFL - 15W Flood | 9.105 | 1.8228 | 128.6044 | 0 | 0 | 200.9 | Commercial/Industrial | Warehouse | New | ENERGY STAR Water Cooler | 2.2235 | 1.3261 | 459.8984 | 0.095219 | 0.095219 | 547.5
Commercial/Industrial | Hospitals | New | Energy Star Commercial Glass Door Freezer | 10.2056 | 1.4666 | 5732.9754 | 0.56918 | 0.47676 | 4389.9823 | Commercial/Industrial | Warehouse | Turnover | Energy Star Commercial Solid Door Refrigerator | 2.044 | 1.4002 | 776.9227 | 0.12695 | 0.056728 | 849.9239 | Commercial/Industrial | Offices | Turnover | CFL - 15W Flood | 9.105 | 1.8228 | 128.6044 | 0 | 0 | 200.9 | Commercial/Industrial | Assembly | New | ENERGY STAR Water Cooler | 2.2235 | 1.3261 | 459.8984 | 0.095219 | 0.095219 | 547.5
Commercial/Industrial | Lodging/Hospitality | New | Energy Star Commercial Glass Door Freezer | 10.2056 | 1.4666 | 5732.9754 | 0.56918 | 0.47676 | 4389.9823 | Commercial/Industrial | Assembly | New | Energy Star Commercial Solid Door Refrigerator | 2.044 | 1.4002 | 776.9227 | 0.12695 | 0.056728 | 849.9239 | Commercial/Industrial | Restaurants | Turnover | CFL - 15W Flood | 9.105 | 1.8228 | 128.6044 | 0 | 0 | 200.9 | Commercial/Industrial | Grocery | New | ENERGY STAR Water Cooler | 2.2235 | 1.3261 | 459.8984 | 0.095219 | 0.095219 | 547.5
Commercial/Industrial | Restaurants | New | Energy Star Commercial Glass Door Freezer | 10.2056 | 1.4666 | 5732.9754 | 0.56918 | 0.47676 | 4389.9823 | Commercial/Industrial | Grocery | New | Energy Star Commercial Solid Door Refrigerator | 2.044 | 1.4002 | 776.9227 | 0.12695 | 0.056728 | 849.9239 | Commercial/Industrial | Retail | Turnover | CFL - 15W Flood | 9.105 | 1.8228 | 128.6044 | 0 | 0 | 200.9 | Commercial/Industrial | Institutional | New | ENERGY STAR Water Cooler | 2.2235 | 1.3261 | 459.8984 | 0.095219 | 0.095219 | 547.5
Commercial/Industrial | Schools K-12 | New | Energy Star Commercial Glass Door Freezer | 10.2056 | 1.4666 | 5732.9754 | 0.56918 | 0.47676 | 4389.9823 | Commercial/Industrial | Institutional | New | Energy Star Commercial Solid Door Refrigerator | 2.044 | 1.4002 | 776.9227 | 0.12695 | 0.056728 | 849.9239 | Commercial/Industrial | Schools K-12 | Turnover | CFL - 15W Flood | 9.105 | 1.8228 | 128.6044 | 0 | 0 | 200.9 | Commercial/Industrial | Miscellaneous | New | ENERGY STAR Water Cooler | 2.2235 | 1.3261 | 459.8984 | 0.095219 | 0.095219 | 547.5
Commercial/Industrial | College and University | Turnover | Energy Star Commercial Solid Door Refrigerator | 1.9999 | 1.4666 | 731.746 | 0.1102 | 0.092304 | 849.9239 | Commercial/Industrial | Miscellaneous | New | Energy Star Commercial Solid Door Refrigerator | 2.044 | 1.4002 | 776.9227 | 0.12695 | 0.056728 | 849.9239 | Commercial/Industrial | Warehouse | Turnover | CFL - 15W Flood | 9.105 | 1.8228 | 128.6044 | 0 | 0 | 200.9 | Commercial/Industrial | Offices | New | ENERGY STAR Water Cooler | 2.2235 | 1.3261 | 459.8984 | 0.095219 | 0.095219 | 547.5
Commercial/Industrial | Healthcare | Turnover | Energy Star Commercial Solid Door Refrigerator | 1.9999 | 1.4666 | 731.746 | 0.1102 | 0.092304 | 849.9239 | Commercial/Industrial | Offices | New | Energy Star Commercial Solid Door Refrigerator | 2.044 | 1.4002 | 776.9227 | 0.12695 | 0.056728 | 849.9239 | Commercial/Industrial | Assembly | New | CFL - 15W Flood | 9.105 | 1.8228 | 128.6044 | 0 | 0 | 200.9 | Commercial/Industrial | Retail | New | ENERGY STAR Water Cooler | 2.2235 | 1.3261 | 459.8984 | 0.095219 | 0.095219 | 547.5
Commercial/Industrial | Hospitals | Turnover | Energy Star Commercial Solid Door Refrigerator | 1.9999 | 1.4666 | 731.746 | 0.1102 | 0.092304 | 849.9239 | Commercial/Industrial | Retail | New | Energy Star Commercial Solid Door Refrigerator | 2.044 | 1.4002 | 776.9227 | 0.12695 | 0.056728 | 849.9239 | Commercial/Industrial | College and University | New | CFL - 15W Flood | 9.105 | 1.8228 | 128.6044 | 0 | 0 | 200.9 | Commercial/Industrial | Warehouse | New | ENERGY STAR Water Cooler | 2.2235 | 1.3261 | 459.8984 | 0.095219 | 0.095219 | 547.5
Commercial/Industrial | Lodging/Hospitality | Turnover | Energy Star Commercial Solid Door Refrigerator | 1.9999 | 1.4666 | 731.746 | 0.1102 | 0.092304 | 849.9239 | Commercial/Industrial | Warehouse | New | Energy Star Commercial Solid Door Refrigerator | 2.044 | 1.4002 | 776.9227 | 0.12695 | 0.056728 | 849.9239 | Commercial/Industrial | Grocery | New | CFL - 15W Flood | 9.105 | 1.8228 | 128.6044 | 0 | 0 | 200.9 | Commercial/Industrial | Retail | New | ENERGY STAR Water Cooler | 2.2235 | 1.3261 | 459.8984 | 0.095219 | 0.095219 | 547.5
Commercial/Industrial | Restaurants | Turnover | Energy Star Commercial Solid Door Refrigerator | 1.9999 | 1.4666 | 731.746 | 0.1102 | 0.092304 | 849.9239 | Commercial/Industrial | Retail | Turnover | High Efficiency Chiller (Air Cooled, 50 tons) | 2.0428 | 1.4184 | 26571.6698 | 4.6911 | 4.7607 | 16482.2406 | Commercial/Industrial | Healthcare | New | CFL - 15W Flood | 9.105 | 1.8228 | 128.6044 | 0 | 0 | 200.9 | Commercial/Industrial | Retail | New | ENERGY STAR Water Cooler | 2.2235 | 1.3261 | 459.8984 | 0.095219 | 0.095219 | 547.5
Commercial/Industrial | Schools K-12 | Turnover | Energy Star Commercial Solid Door Refrigerator | 1.9999 | 1.4666 | 731.746 | 0.1102 | 0.092304 | 849.9239 | Commercial/Industrial | Retail | New | High Efficiency Chiller (Air Cooled, 50 tons) | 2.0428 | 1.4184 | 26571.6698 | 4.6911 | 4.7607 | 16482.2406 | Commercial/Industrial | Hospitals | New | CFL - 15W Flood | 9.105 | 1.8228 | 128.6044 | 0 | 0 | 200.9 | Commercial/Industrial | Offices | New | ENERGY STAR Water Cooler | 2.2235 | 1.3261 | 459.8984 | 0.095219 | 0.095219 | 547.5
Commercial/Industrial | College and University | New | Energy Star Commercial Solid Door Refrigerator | 1.9999 | 1.4666 | 731.746 | 0.1102 | 0.092304 | 849.9239 | Commercial/Industrial | Offices | Existing | Demand Controlled Ventilation | 2.0094 | 0.70328 | 11893.455 | 0.75445 | 4.2476 | 7246.3338 | Commercial/Industrial | Institutional | New | CFL - 15W Flood | 9.105 | 1.8228 | 128.6044 | 0 | 0 | 200.9 | Commercial/Industrial | Offices | New | ENERGY STAR Water Cooler | 2.2235 | 1.3261 | 459.8984 | 0.095219 | 0.095219 | 547.5
Commercial/Industrial | Healthcare | New | Energy Star Commercial Solid Door Refrigerator | 1.9999 | 1.4666 | 731.746 | 0.1102 | 0.092304 | 849.9239 | Commercial/Industrial | Offices | New | Demand Controlled Ventilation | 2.0094 | 0.70328 | 11893.455 | 0.75445 | 4.2476 | 7246.3338 | Commercial/Industrial | Lodging/Hospitality | New | CFL - 15W Flood | 9.105 | 1.8228 | 128.6044 | 0 | 0 | 200.9 | Commercial/Industrial | College and University | New | ENERGY STAR Water Cooler | 2.2235 | 1.3261 | 459.8984 | 0.095219 | 0.095219 | 547.5
Commercial/Industrial | Hospitals | New | Energy Star Commercial Solid Door Refrigerator | 1.9999 | 1.4666 | 731.746 | 0.1102 | 0.092304 | 849.9239 | Commercial/Industrial | College and University | Turnover | Energy Star Commercial Solid Door Refrigerator | 1.9999 | 1.4666 | 731.746 | 0.1102 | 0.092304 | 849.9239 | Commercial/Industrial | Miscellaneous | New | CFL - 15W Flood | 9.105 | 1.8228 | 128.6044 | 0 | 0 | 200.9 | Commercial/Industrial | Healthcare | Turnover | LED Linear - Fixture Replacement | 7.0401 | 1.3126 | 453.6698 | 0.05923 | 0.01355 | 244.345
Commercial/Industrial | Lodging/Hospitality | New | Energy Star Commercial Solid Door Refrigerator | 1.9999 | 1.4666 | 731.746 | 0.1102 | 0.092304 | 849.9239 | Commercial/Industrial | Healthcare | Turnover | Energy Star Commercial Solid Door Refrigerator | 1.9999 | 1.4666 | 731.746 | 0.1102 | 0.092304 | 849.9239 | Commercial/Industrial | Offices | New | CFL - 15W Flood | 9.105 | 1.8228 | 128.6044 | 0 | 0 | 200.9 | Commercial/Industrial | Hospitals | New | LED Linear - Fixture Replacement | 7.0401 | 1.3126 | 453.6698 | 0.05923 | 0.01355 | 244.345
Commercial/Industrial | Restaurants | New | Energy Star Commercial Solid Door Refrigerator | 1.9999 | 1.4666 | 731.746 | 0.1102 | 0.092304 | 849.9239 | Commercial/Industrial | Hospitals | Turnover | Energy Star Commercial Solid Door Refrigerator | 1.9999 | 1.4666 | 731.746 | 0.1102 | 0.092304 | 849.9239 | Commercial/Industrial | Restaurants | New | CFL - 15W Flood | 9.105 | 1.8228 | 128.6044 | 0 | 0 | 200.9 | Commercial/Industrial | Lodging/Hospitality | Turnover | LED Display Lighting (Exterior) | 3.9261 | 2.1667 | 395.8859 | 0 | 0 | 377.692
Commercial/Industrial | Schools K-12 | New | Energy Star Commercial Solid Door Refrigerator | 1.9999 | 1.4666 | 731.746 | 0.1102 | 0.092304 | 849.9239 | Commercial/Industrial | Lodging/Hospitality | Turnover | Energy Star Commercial Solid Door Refrigerator | 1.9999 | 1.4666 | 731.746 | 0.1102 | 0.092304 | 849.9239 | Commercial/Industrial | Retail | New | CFL - 15W Flood | 9.105 | 1.8228 | 128.6044 | 0 | 0 | 200.9 | Commercial/Industrial | Restaurants | Turnover | LED Display Lighting (Exterior) | 3.9261 | 2.1667 | 395.8859 | 0 | 0 | 377.692
Commercial/Industrial | College and University | Existing | High R-Value Glass Doors | 0.17122 | 1.465 | -882.5058 | 0.02269 | 0.019005 | 175 | Commercial/Industrial | Restaurants | Turnover | Energy Star Commercial Solid Door Refrigerator | 1.9999 | 1.4666 | 731.746 | 0.1102 | 0.092304 | 849.9239 | Commercial/Industrial | Schools K-12 | New | CFL - 15W Flood | 9.105 | 1.8228 | 128.6044 | 0 | 0 | 200.9 | Commercial/Industrial | Schools K-12 | Turnover | LED Display Lighting (Exterior) | 3.9261 | 2.1667 | 395.8859 | 0 | 0 | 377.692
Commercial/Industrial | Healthcare | Existing | High R-Value Glass Doors | 0.17122 | 1.465 | -882.5058 | 0.02269 | 0.019005 | 175 | Commercial/Industrial | Schools K-12 | Turnover | Energy Star Commercial Solid Door Refrigerator | 1.9999 | 1.4666 | 731.746 | 0.1102 | 0.092304 | 849.9239 | Commercial/Industrial | Warehouse | New | CFL - 15W Flood | 9.105 | 1.8228 | 128.6044 | 0 | 0 | 200.9 | Commercial/Industrial | College and University | Turnover | LED Display Lighting (Exterior) | 3.9261 | 2.1667 | 395.8859 | 0 | 0 | 377.692
Commercial/Industrial | Hospitals | Existing | High R-Value Glass Doors | 0.17122 | 1.465 | -882.5058 | 0.02269 | 0.019005 | 175 | Commercial/Industrial | College and University | New | Energy Star Commercial Solid Door Refrigerator | 1.9999 | 1.4666 | 731.746 | 0.1102 | 0.092304 | 849.9239 | Commercial/Industrial | Warehouse | Turnover | LED - 14W | 18.6714 | 1.3151 | 122.0859 | 0.01468 | 0.0033942 | 61.184 | Commercial/Industrial | Healthcare | Turnover | LED Display Lighting (Exterior) | 3.9261 | 2.1667 | 395.8859 | 0 | 0 | 377.692
Commercial/Industrial | Lodging/Hospitality | Existing | High R-Value Glass Doors | 0.17122 | 1.465 | -882.5058 | 0.02269 | 0.019005 | 175 | Commercial/Industrial | Healthcare | New | Energy Star Commercial Solid Door Refrigerator | 1.9999 | 1.4666 | 731.746 | 0.1102 | 0.092304 | 849.9239 | Commercial/Industrial | Warehouse | New | LED - 14W | 18.6714 | 1.3151 | 122.0859 | 0.01468 | 0.0033942 | 61.184 | Commercial/Industrial | Hospitals | Turnover | LED Display Lighting (Exterior) | 3.9261 | 2.1667 | 395.8859 | 0 | 0 | 377.692
Commercial/Industrial | Restaurants | Existing | High R-Value Glass Doors | 0.17122 | 1.465 | -882.5058 | 0.02269 | 0.019005 | 175 | Commercial/Industrial | Hospitals | New | Energy Star Commercial Solid Door Refrigerator | 1.9999 | 1.4666 | 731.746 | 0.1102 | 0.092304 | 849.9239 | Commercial/Industrial | Lodging/Hospitality | Turnover | LED - 14W | 18.0688 | 1.2934 | 119.9284 | 0.014466 | 3.9164e-06 | 60.064 | Commercial/Industrial | Lodging/Hospitality | Turnover | LED Display Lighting (Exterior) | 3.9261 | 2.1667 | 395.8859 | 0 | 0 | 377.692
Commercial/Industrial | Schools K-12 | Existing | High R-Value Glass Doors | 0.17122 | 1.465 | -882.5058 | 0.02269 | 0.019005 | 175 | Commercial/Industrial | Lodging/Hospitality | New | Energy Star Commercial Solid Door Refrigerator | 1.9999 | 1.4666 | 731.746 | 0.1102 | 0.092304 | 849.9239 | Commercial/Industrial | Lodging/Hospitality | New | LED - 14W | 18.0688 | 1.2934 | 119.9284 | 0.014466 | 3.9164e-06 | 60.064 | Commercial/Industrial | Restaurants | Turnover | LED Display Lighting (Exterior) | 3.9261 | 2.1667 | 395.8859 | 0 | 0 | 377.692
Commercial/Industrial | Assembly | Turnover | Energy Star Refrigerator | 0.4227 | 1.4575 | -160.3643 | 0.017577 | 0.01383 | 133.5 | Commercial/Industrial | Restaurants | New | Energy Star Commercial Solid Door Refrigerator | 1.9999 | 1.4666 | 731.746 | 0.1102 | 0.092304 | 849.9239 | Commercial/Industrial | College and University | Turnover | LED - 14W | 17.4122 | 1.6483 | 110.2708 | 0.0071686 | 0.0070204 | 70.528 | Commercial/Industrial | Schools K-12 | Turnover | LED Display Lighting (Exterior) | 3.9261 | 2.1667 | 395.8859 | 0 | 0 | 377.692
Commercial/Industrial | College and University | Turnover | Energy Star Refrigerator | 0.4227 | 1.4575 | -160.3643 | 0.017577 | 0.01383 | 133.5 | Commercial/Industrial | Schools K-12 | New | Energy Star Commercial Solid Door Refrigerator | 1.9999 | 1.4666 | 731.746 | 0.1102 | 0.092304 | 849.9239 | Commercial/Industrial | College and University | New | LED - 14W | 17.4122 | 1.6483 | 110.2708 | 0.0071686 | 0.0070204 | 70.528 | Commercial/Industrial | Healthcare | Turnover | LED Display Lighting (Exterior) | 3.9261 | 2.1667 | 395.8859 | 0 | 0 | 377.692
Commercial/Industrial | Grocery | Turnover | Energy Star Refrigerator | 0.4227 | 1.4575 | -160.3643 | 0.017577 | 0.01383 | 133.5 | Commercial/Industrial | Healthcare | Turnover | Heat Pump Water Heater | 1.961 | 1.3132 | 4580.2237 | 0.99034 | 0.65869 | 5860.2167 | Commercial/Industrial | Restaurants | Turnover | LED - 14W | 16.1695 | 1.2943 | 106.6753 | 0.012937 | 3.5022e-06 | 53.712 | Commercial/Industrial | Healthcare | Turnover | LED Display Lighting (Exterior) | 3.9261 | 2.1667 | 395.8859 | 0 | 0 | 377.692
Commercial/Industrial | Healthcare | Turnover | Energy Star Refrigerator | 0.4227 | 1.4575 | -160.3643 | 0.017577 | 0.01383 | 133.5 | Commercial/Industrial | Healthcare | New | Heat Pump Water Heater | 1.961 | 1.3132 | 4580.2237 | 0.99034 | 0.65869 | 5860.2167 | Commercial/Industrial | Restaurants | New | LED - 14W | 16.1695 | 1.2943 | 106.6753 | 0.012937 | 3.5022e-06 | 53.712 | Commercial/Industrial | Assembly | Turnover | LED Display Lighting (Exterior) | 3.9261 | 2.1667 | 395.8859 | 0 | 0 | 377.692
Commercial/Industrial | Hospitals | Turnover | Energy Star Refrigerator | 0.4227 | 1.4575 | -160.3643 | 0.017577 | 0.01383 | 133.5 | Commercial/Industrial | Assembly | Existing | Chilled Water System - Variable Speed Drives | 1.9501 | 1.5463 | 7913.8614 | 1.0305 | 1.0305 | 9027.4109 | Commercial/Industrial | Institutional | Turnover | LED - 14W | 16.0862 | 1.3133 | 104.5844 | 0.012665 | 0.0029282 | 52.784 | Commercial/Industrial | College and University | Turnover | LED Display Lighting (Exterior) | 3.9261 | 2.1667 | 395.8859 | 0 | 0 | 377.692
Commercial/Industrial | Institutional | Turnover | Energy Star Refrigerator | 0.4227 | 1.4575 | -160.3643 | 0.017577 | 0.01383 | 133.5 | Commercial/Industrial | College and University | Existing | Chilled Water System - Variable Speed Drives | 1.9501 | 1.5463 | 7913.8614 | 1.0305 | 1.0305 | 9027.4109 | Commercial/Industrial | Institutional | New | LED - 14W | 16.0862 | 1.3133 | 104.5844 | 0.012665 | 0.0029282 | 52.784 | Commercial/Industrial | Grocery | New | LED Display Lighting (Exterior) | 3.9261 | 2.1667 | 395.8859 | 0 | 0 | 377.692
Commercial/Industrial | Lodging/Hospitality | Turnover | Energy Star Refrigerator | 0.4227 | 1.4575 | -160.3643 | 0.017577 | 0.01383 | 133.5 | Commercial/Industrial | Grocery | Existing | Chilled Water System - Variable Speed Drives | 1.9501 | 1.5463 | 7913.8614 | 1.0305 | 1.0305 | 9027.4109 | Commercial/Industrial | Offices | Turnover | LED - 14W | 15.9087 | 1.3172 | 103.0509 | 0.012488 | 0.0028874 | 52.048 | Commercial/Industrial | Healthcare | New | LED Display Lighting (Exterior) | 3.9261 | 2.1667 | 395.8859 | 0 | 0 | 377.692
Commercial/Industrial | Miscellaneous | Turnover | Energy Star Refrigerator | 0.4227 | 1.4575 | -160.3643 | 0.017577 | 0.01383 | 133.5 | Commercial/Industrial | Healthcare | Existing | Chilled Water System - Variable Speed Drives | 1.9501 | 1.5463 | 7913.8614 | 1.0305 | 1.0305 | 9027.4109 | Commercial/Industrial | Offices | New | LED - 14W | 15.9087 | 1.3172 | 103.0509 | 0.012488 | 0.0028874 | 52.048 | Commercial/Industrial | Hospitals | New | LED Display Lighting (Exterior) | 3.9261 | 2.1667 | 395.8859 | 0 | 0 | 377.692
Commercial/Industrial | Offices | Turnover | Energy Star Refrigerator | 0.4227 | 1.4575 | -160.3643 | 0.017577 | 0.01383 | 133.5 | Commercial/Industrial | Hospitals | Existing | Chilled Water System - Variable Speed Drives | 1.9501 | 1.5463 | 7913.8614 | 1.0305 | 1.0305 | 9027.4109 | Commercial/Industrial | Institutional | Turnover | High Efficiency Chiller (Air Cooled, 50 tons) | 0.86884 | 1.4184 | 92.6678 | 1.9951 | 2.0247 | 7009.9168 | Commercial/Industrial | Institutional | New | LED Display Lighting (Exterior) | 3.9261 | 2.1667 | 395.8859 | 0 | 0 | 377.692
Commercial/Industrial | Restaurants | Turnover | Energy Star Refrigerator | 0.4227 | 1.4575 | -160.3643 | 0.017577 | 0.01383 | 133.5 | Commercial/Industrial | Institutional | Existing | Chilled Water System - Variable Speed Drives | 1.9501 | 1.5463 | 7913.8614 | 1.0305 | 1.0305 | 9027.4109 | Commercial/Industrial | Institutional | New | High Efficiency Chiller (Air Cooled, 50 tons) | 0.86884 | 1.4184 | 92.6678 | 1.9951 | 2.0247 | 7009.9168 | Commercial/Industrial | Lodging/Hospitality | New | LED Display Lighting (Exterior) | 3.9261 | 2.1667 | 395.8859 | 0 | 0 | 377.692
Commercial/Industrial | Retail | Turnover | Energy Star Refrigerator | 0.4227 | 1.4575 | -160.3643 | 0.017577 | 0.01383 | 133.5 | Commercial/Industrial | Lodging/Hospitality | Existing | Chilled Water System - Variable Speed Drives | 1.9501 | 1.5463 | 7913.8614 | 1.0305 | 1.0305 | 9027.4109 | Commercial/Industrial | Grocery | Existing | Interior Lighting Controls | 0.88177 | 1.8228 | 91.7795 | 0 | 0 | 776.16 | Commercial/Industrial | Miscellaneous | New | LED Display Lighting (Exterior) | 3.9261 | 2.1667 | 395.8859 | 0 | 0 | 377.692
Commercial/Industrial | Schools K-12 | Turnover | Energy Star Refrigerator | 0.4227 | 1.4575 | -160.3643 | 0.017577 | 0.01383 | 133.5 | Commercial/Industrial | Miscellaneous | Existing | Chilled Water System - Variable Speed Drives | 1.9501 | 1.5463 | 7913.8614 | 1.0305 | 1.0305 | 9027.4109 | Commercial/Industrial | Grocery | New | Interior Lighting Controls | 0.88177 | 1.8228 | 91.7795 | 0 | 0 | 776.16 | Commercial/Industrial | Offices | New | LED Display Lighting (Exterior) | 3.9261 | 2.1667 | 395.8859 | 0 | 0 | 377.692
Commercial/Industrial | Warehouse | Turnover | Energy Star Refrigerator | 0.4227 | 1.4575 | -160.3643 | 0.017577 | 0.01383 | 133.5 | Commercial/Industrial | Offices | Existing | Chilled Water System - Variable Speed Drives | 1.9501 | 1.5463 | 7913.8614 | 1.0305 | 1.0305 | 9027.4109 | Commercial/Industrial | Assembly | Turnover | LED - 14W | 14.0811 | 1.3187 | 90.4831 | 0.011041 | 0.0025527 | 46.016 | Commercial/Industrial | Restaurants | New | LED Display Lighting (Exterior) | 3.9261 | 2.1667 | 395.8859 | 0 | 0 | 377.692
Commercial/Industrial | Assembly | New | Energy Star Refrigerator | 0.4227 | 1.4575 | -160.3643 | 0.017577 | 0.01383 | 133.5 | Commercial/Industrial | Restaurants | Existing | Chilled Water System - Variable Speed Drives | 1.9501 | 1.5463 | 7913.8614 | 1.0305 | 1.0305 | 9027.4109 | Commercial/Industrial | Assembly | New | LED - 14W | 14.0811 | 1.3187 | 90.4831 | 0.011041 | 0.0025527 | 46.016 | Commercial/Industrial | Retail | New | LED Display Lighting (Exterior) | 3.9261 | 2.1667 | 395.8859 | 0 | 0 | 377.692
Commercial/Industrial | College and University | New | Energy Star Refrigerator | 0.4227 | 1.4575 | -160.3643 | 0.017577 | 0.01383 | 133.5 | Commercial/Industrial | Retail | Existing | Chilled Water System - Variable Speed Drives | 1.9501 | 1.5463 | 7913.8614 | 1.0305 | 1.0305 | 9027.4109 | Commercial/Industrial | Grocery | Turnover | LED Linear - Lamp Replacement | 10.4626 | 1.2947 | 76.703 | 0.0095754 | 1.6038e-06 | 39.695 | Commercial/Industrial | Schools K-12 | New | LED Display Lighting (Exterior) | 3.9261 | 2.1667 | 395.8859 | 0 | 0 | 377.692
Commercial/Industrial | Grocery | New | Energy Star Refrigerator | 0.4227 | 1.4575 | -160.3643 | 0.017577 | 0.01383 | 133.5 | Commercial/Industrial | Schools K-12 | Existing | Chilled Water System - Variable Speed Drives | 1.9501 | 1.5463 | 7913.8614 | 1.0305 | 1.0305 | 9027.4109 | Commercial/Industrial | Grocery | New | LED Linear - Lamp Replacement | 10.4626 | 1.2947 | 76.703 | 0.0095754 | 1.6038e-06 | 39.695 | Commercial/Industrial | Warehouse | New | LED Display Lighting (Exterior) | 3.9261 | 2.1667 | 395.8859 | 0 | 0 | 377.692
Commercial/Industrial | Healthcare | New | Energy Star Refrigerator | 0.4227 | 1.4575 | -160.3643 | 0.017577 | 0.01383 | 133.5 | Commercial/Industrial | Warehouse | Existing | Chilled Water System - Variable Speed Drives | 1.9501 | 1.5463 | 7913.8614 | 1.0305 | 1.0305 | 9027.4109 | Commercial/Industrial | Hospitals | Turnover | LED Linear - Lamp Replacement | 10.5646 | 1.6437 | 74.0048 | 0.0050442 | 0.0048434 | 48.7023 | Commercial/Industrial | Assembly | New | LED Display Lighting (Exterior) | 3.9261 | 2.1667 | 395.8859 | 0 | 0 | 377.692
Commercial/Industrial | Hospitals | New | Energy Star Refrigerator | 0.4227 | 1.4575 | -160.3643 | 0.017577 | 0.01383 | 133.5 | Commercial/Industrial | Assembly | New | Chilled Water System - Variable Speed Drives | 1.9501 | 1.5463 | 7913.8614 | 1.0305 | 1.0305 | 9027.4109 | Commercial/Industrial | Hospitals | New | LED Linear - Lamp Replacement | 10.5646 | 1.6437 | 74.0048 | 0.0050442 | 0.0048434 | 48.7023 | Commercial/Industrial | College and University | New | LED Display Lighting (Exterior) | 3.9261 | 2.1667 | 395.8859 | 0 | 0 | 377.692
Commercial/Industrial | Institutional | New | Energy Star Refrigerator | 0.4227 | 1.4575 | -160.3643 | 0.017577 | 0.01383 | 133.5 | Commercial/Industrial | College and University | New | Chilled Water System - Variable Speed Drives | 1.9501 | 1.5463 | 7913.8614 | 1.0305 | 1.0305 | 9027.4109 | Commercial/Industrial | Schools K-12 | Turnover | LED - 14W | 11.6038 | 1.3138 | 73.915 | 0.0091329 | 0.0021116 | 38.064 | Commercial/Industrial | Grocery | Existing | PSC to ECM Evaporator Fan Motor (Reach-In) | 1.3749 | 1.4925 | 379.4552 | 0.070139 | 0.0064253 | 503.9324
Commercial/Industrial | Lodging/Hospitality | New | Energy Star Refrigerator | 0.4227 | 1.4575 | -160.3643 | 0.017577 | 0.01383 | 133.5 | Commercial/Industrial | Grocery | New | Chilled Water System - Variable Speed Drives | 1.9501 | 1.5463 | 7913.8614 | 1.0305 | 1.0305 | 9027.4109 | Commercial/Industrial | Schools K-12 | New | LED - 14W | 11.6038 | 1.3138 | 73.915 | 0.0091329 | 0.0021116 | 38.064 | Commercial/Industrial | Healthcare | Existing | PSC to ECM Evaporator Fan Motor (Reach-In) | 1.3749 | 1.4925 | 379.4552 | 0.070139 | 0.0064253 | 503.9324
Commercial/Industrial | Miscellaneous | New | Energy Star Refrigerator | 0.4227 | 1.4575 | -160.3643 | 0.017577 | 0.01383 | 133.5 | Commercial/Industrial | Healthcare | New | Chilled Water System - Variable Speed Drives | 1.9501 | 1.5463 | 7913.8614 | 1.0305 | 1.0305 | 9027.4109 | Commercial/Industrial | Schools K-12 | Existing | Faucet Aerator | 3.6146 | 1.2469 | 71.1801 | 0.013739 | 0.0082744 | 65.9211 | Commercial/Industrial | Hospitals | Existing | PSC to ECM Evaporator Fan Motor (Reach-In) | 1.3749 | 1.4925 | 379.4552 | 0.070139 | 0.0064253 | 503.9324
Commercial/Industrial | Offices | New | Energy Star Refrigerator | 0.4227 | 1.4575 | -160.3643 | 0.017577 | 0.01383 | 133.5 | Commercial/Industrial | Hospitals | New | Chilled Water System - Variable Speed Drives | 1.9501 | 1.5463 | 7913.8614 | 1.0305 | 1.0305 | 9027.4109 | Commercial/Industrial | Warehouse | Existing | Faucet Aerator | 3.6146 | 1.2469 | 71.1801 | 0.013739 | 0.0082744 | 65.9211 | Commercial/Industrial | Institutional | Existing | PSC to ECM Evaporator Fan Motor (Reach-In) | 1.3749 | 1.4925 | 379.4552 | 0.070139 | 0.0064253 | 503.9324
Commercial/Industrial | Restaurants | New | Energy Star Refrigerator | 0.4227 | 1.4575 | -160.3643 | 0.017577 | 0.01383 | 133.5 | Commercial/Industrial | Institutional | New | Chilled Water System - Variable Speed Drives | 1.9501 | 1.5463 | 7913.8614 | 1.0305 | 1.0305 | 9027.4109 | Commercial/Industrial | Schools K-12 | New | Faucet Aerator | 3.6146 | 1.2469 | 71.1801 | 0.013739 | 0.0082744 | 65.9211 | Commercial/Industrial | Lodging/Hospitality | Existing | PSC to ECM Evaporator Fan Motor (Reach-In) | 1.3749 | 1.4925 | 379.4552 | 0.070139 | 0.0064253 | 503.9324
Commercial/Industrial | Retail | New | Energy Star Refrigerator | 0.4227 | 1.4575 | -160.3643 | 0.017577 | 0.01383 | 133.5 | Commercial/Industrial | Lodging/Hospitality | New | Chilled Water System - Variable Speed Drives | 1.9501 | 1.5463 | 7913.8614 | 1.0305 | 1.0305 | 9027.4109 | Commercial/Industrial | Warehouse | New | Faucet Aerator | 3.6146 | 1.2469 | 71.1801 | 0.013739 | 0.0082744 | 65.9211 | Commercial/Industrial | Miscellaneous | Existing | PSC to ECM Evaporator Fan Motor (Reach-In) | 1.3749 | 1.4925 | 379.4552 | 0.070139 | 0.0064253 | 503.9324
Commercial/Industrial | Schools K-12 | New | Energy Star Refrigerator | 0.4227 | 1.4575 | -160.3643 | 0.017577 | 0.01383 | 133.5 | Commercial/Industrial | Miscellaneous | New | Chilled Water System - Variable Speed Drives | 1.9501 | 1.5463 | 7913.8614 | 1.0305 | 1.0305 | 9027.4109 | Commercial/Industrial | Healthcare | Turnover | LED Linear - Lamp Replacement | 9.6399 | 1.3142 | 69.0285 | 0.0086962 | 0.0019966 | 36.0005 | Commercial/Industrial | Offices | Existing | PSC to ECM Evaporator Fan Motor (Reach-In) | 1.3749 | 1.4925 | 379.4552 | 0.070139 | 0.0064253 | 503.9324
Commercial/Industrial | Warehouse | New | Energy Star Refrigerator | 0.4227 | 1.4575 | -160.3643 | 0.017577 | 0.01383 | 133.5 | Commercial/Industrial | Offices | New | Chilled Water System - Variable Speed Drives | 1.9501 | 1.5463 | 7913.8614 | 1.0305 | 1.0305 | 9027.4109 | Commercial/Industrial | Healthcare | New | LED Linear - Lamp Replacement | 9.6399 | 1.3142 | 69.0285 | 0.0086962 | 0.0019966 | 36.0005 | Commercial/Industrial | Restaurants | New | PSC to ECM Evaporator Fan Motor (Reach-In) | 1.3749 | 1.4925 | 379.4552 | 0.070139 | 0.0064253 | 503.9324
Commercial/Industrial | Assembly | Turnover | Energy Star Vending Machine | 0.49913 | 1.4575 | -535.0311 | 0.082226 | 0.051367 | 525.7314 | Commercial/Industrial | Restaurants | New | Chilled Water System - Variable Speed Drives | 1.9501 | 1.5463 | 7913.8614 | 1.0305 | 1.0305 | 9027.4109 | Commercial/Industrial | Retail | Turnover | LED Linear - Lamp Replacement | 9.3753 | 1.2905 | 68.3324 | 0.0086082 | 1.4418e-06 | 35.6854 | Commercial/Industrial | Retail | New | PSC to ECM Evaporator Fan Motor (Reach-In) | 1.3749 | 1.4925 | 379.4552 | 0.070139 | 0.0064253 | 503.9324
Commercial/Industrial | Grocery | Turnover | Energy Star Vending Machine | 0.49913 | 1.4575 | -535.0311 | 0.082226 | 0.051367 | 525.7314 | Commercial/Industrial | Retail | New | Chilled Water System - Variable Speed Drives | 1.9501 | 1.5463 | 7913.8614 | 1.0305 | 1.0305 | 9027.4109 | Commercial/Industrial | Retail | New | LED Linear - Lamp Replacement | 9.3753 | 1.2905 | 68.3324 | 0.0086082 | 1.4418e-06 | 35.6854 | Commercial/Industrial | Schools K-12 | New | PSC to ECM Evaporator Fan Motor (Reach-In) | 1.3749 | 1.4925 | 379.4552 | 0.070139 | 0.0064253 | 503.9324
Commercial/Industrial | Institutional | Turnover | Energy Star Vending Machine | 0.49913 | 1.4575 | -535.0311 | 0.082226 | 0.051367 | 525.7314 | Commercial/Industrial | Schools K-12 | New | Chilled Water System - Variable Speed Drives | 1.9501 | 1.5463 | 7913.8614 | 1.0305 | 1.0305 | 9027.4109 | Commercial/Industrial | Assembly | Existing | PSC to ECM Evaporator Fan Motor (Walk-In, Refrigerator) | 0.89175 | 1.4915 | 68.0807 | 0.04552 | 0.00417 | 327.0516 | Commercial/Industrial | Warehouse | New | PSC to ECM Evaporator Fan Motor (Reach-In) | 1.3749 | 1.4925 | 379.4552 | 0.070139 | 0.0064253 | 503.9324
Commercial/Industrial | Miscellaneous | Turnover | Energy Star Vending Machine | 0.49913 | 1.4575 | -535.0311 | 0.082226 | 0.051367 | 525.7314 | Commercial/Industrial | Warehouse | New | Chilled Water System - Variable Speed Drives | 1.9501 | 1.5463 | 7913.8614 | 1.0305 | 1.0305 | 9027.4109 | Commercial/Industrial | Grocery | Existing | PSC to ECM Evaporator Fan Motor (Walk-In, Refrigerator) | 0.89175 | 1.4915 | 68.0807 | 0.04552 | 0.00417 | 327.0516 | Commercial/Industrial | Retail | New | PSC to ECM Evaporator Fan Motor (Reach-In) | 1.3749 | 1.4925 | 379.4552 | 0.070139 | 0.0064253 | 503.9324
Commercial/Industrial | Offices | Turnover | Energy Star Vending Machine | 0.49913 | 1.4575 | -535.0311 | 0.082226 | 0.051367 | 525.7314 | Commercial/Industrial | Retail | Turnover | High Efficiency Chiller (Water cooled-centrifugal, 200 tons) | 1.9419 | 1.2337 | 37942.0917 | 8.0259 | 0.34763 | 20385.3267 | Commercial/Industrial | Institutional | Existing | PSC to ECM Evaporator Fan Motor (Walk-In, Refrigerator) | 0.89175 | 1.4915 | 68.0807 | 0.04552 | 0.00417 | 327.0516 | Commercial/Industrial | Retail | New | PSC to ECM Evaporator Fan Motor (Reach-In) | 1.3749 | 1.4925 | 379.4552 | 0.070139 | 0.0064253 | 503.9324
Commercial/Industrial | Retail | Turnover | Energy Star Vending Machine | 0.49913 | 1.4575 | -535.0311 | 0.082226 | 0.051367 | 525.7314 | Commercial/Industrial | Retail | New | High Efficiency Chiller (Water cooled-centrifugal, 200 tons) | 1.9419 | 1.2337 | 37942.0917 | 8.0259 | 0.34763 | 20385.3267 | Commercial/Industrial | Miscellaneous | Existing | PSC to ECM Evaporator Fan Motor (Walk-In, Refrigerator) | 0.89175 | 1.4915 | 68.0807 | 0.04552 | 0.00417 | 327.0516 | Commercial/Industrial | Healthcare | New | PSC to ECM Evaporator Fan Motor (Reach-In) | 1.3749 | 1.4925 | 379.4552 | 0.070139 | 0.0064253 | 503.9324
Commercial/Industrial | Warehouse | Turnover | Energy Star Vending Machine | 0.49913 | 1.4575 | -535.0311 | 0.082226 | 0.051367 | 525.7314 | Commercial/Industrial | Healthcare | Turnover | High Efficiency Chiller (Water cooled-positive displacement, 100 tons) | 1.9354 | 1.2337 | 20576.4649 | 4.3631 | 0.18898 | 11082.0417 | Commercial/Industrial | Offices | Existing | PSC to ECM Evaporator Fan Motor (Walk-In, Refrigerator) | 0.89175 | 1.4915 | 68.0807 | 0.04552 | 0.00417 | 327.0516 | Commercial/Industrial | Healthcare | Existing | Anti-Sweat Controls | 1.3026 | 1.4558 | 374.3808 | 0.081727 | 0.082167 | 1022.6336
Commercial/Industrial | Assembly | New | Energy Star Vending Machine | 0.49913 | 1.4575 | -535.0311 | 0.082226 | 0.051367 | 525.7314 | Commercial/Industrial | Healthcare | New | High Efficiency Chiller (Water cooled-positive displacement, 100 tons) | 1.9354 | 1.2337 | 20576.4649 | 4.3631 | 0.18898 | 11082.0417 | Commercial/Industrial | Retail | Existing | PSC to ECM Evaporator Fan Motor (Walk-In, Refrigerator) | 0.89175 | 1.4915 | 68.0807 | 0.04552 | 0.00417 | 327.0516 | Commercial/Industrial | Miscellaneous | Existing | Anti-Sweat Controls | 1.3026 | 1.4558 | 374.3808 | 0.081727 | 0.082167 | 1022.6336
Commercial/Industrial | Grocery | New | Energy Star Vending Machine | 0.49913 | 1.4575 | -535.0311 | 0.082226 | 0.051367 | 525.7314 | Commercial/Industrial | Miscellaneous | Existing | Demand Controlled Ventilation | 1.9179 | 0.70327 | 22311.8164 | 1.4402 | 8.1082 | 13832.6709 | Commercial/Industrial | Warehouse | Existing | PSC to ECM Evaporator Fan Motor (Walk-In, Refrigerator) | 0.89175 | 1.4915 | 68.0807 | 0.04552 | 0.00417 | 327.0516 | Commercial/Industrial | Miscellaneous | Existing | Anti-Sweat Controls | 1.3026 | 1.4558 | 374.3808 | 0.081727 | 0.082167 | 1022.6336
Commercial/Industrial | Institutional | New | Energy Star Vending Machine | 0.49913 | 1.4575 | -535.0311 | 0.082226 | 0.051367 | 525.7314 | Commercial/Industrial | Miscellaneous | New | Demand Controlled Ventilation | 1.9179 | 0.70327 | 22311.8164 | 1.4402 | 8.1082 | 13832.6709 | Commercial/Industrial | Assembly | New | PSC to ECM Evaporator Fan Motor (Walk-In, Refrigerator) | 0.89175 | 1.4915 | 68.0807 | 0.04552 | 0.00417 | 327.0516 | Commercial/Industrial | Lodging/Hospitality | Existing | Anti-Sweat Controls | 1.3026 | 1.4558 | 374.3808 | 0.081727 | 0.082167 | 1022.6336
Commercial/Industrial | Miscellaneous | New | Energy Star Vending Machine | 0.49913 | 1.4575 | -535.0311 | 0.082226 | 0.051367 | 525.7314 | Commercial/Industrial | Lodging/Hospitality | Existing | Low-Flow Pre-Rinse Sprayers | 1.867 | 0.66707 | 1485.327 | 0.12005 | 1.0244 | 2261.9741 | Commercial/Industrial | Grocery | New | PSC to ECM Evaporator Fan Motor (Walk-In, Refrigerator) | 0.89175 | 1.4915 | 68.0807 | 0.04552 | 0.00417 | 327.0516 | Commercial/Industrial | Lodging/Hospitality | Existing | Anti-Sweat Controls | 1.3026 | 1.4558 | 374.3808 | 0.081727 | 0.082167 | 1022.6336
Commercial/Industrial | Offices | New | Energy Star Vending Machine | 0.49913 | 1.4575 | -535.0311 | 0.082226 | 0.051367 | 525.7314 | Commercial/Industrial | Lodging/Hospitality | New | Low-Flow Pre-Rinse Sprayers | 1.867 | 0.66707 | 1485.327 | 0.12005 | 1.0244 | 2261.9741 | Commercial/Industrial | Institutional | New | PSC to ECM Evaporator Fan Motor (Walk-In, Refrigerator) | 0.89175 | 1.4915 | 68.0807 | 0.04552 | 0.00417 | 327.0516 | Commercial/Industrial | Hospitals | Existing | Anti-Sweat Controls | 1.3026 | 1.4558 | 374.3808 | 0.081727 | 0.082167 | 1022.6336
Commercial/Industrial | Retail | New | Energy Star Vending Machine | 0.49913 | 1.4575 | -535.0311 | 0.082226 | 0.051367 | 525.7314 | Commercial/Industrial | Hospitals | Turnover | High Efficiency Chiller (Water cooled-positive displacement, 100 tons) | 1.8333 | 1.2337 | 18704.6057 | 4.133 | 0.17902 | 10497.5458 | Commercial/Industrial | Miscellaneous | New | PSC to ECM Evaporator Fan Motor (Walk-In, Refrigerator) | 0.89175 | 1.4915 | 68.0807 | 0.04552 | 0.00417 | 327.0516 | Commercial/Industrial | Hospitals | Existing | Anti-Sweat Controls | 1.3026 | 1.4558 | 374.3808 | 0.081727 | 0.082167 | 1022.6336
Commercial/Industrial | Warehouse | New | Energy Star Vending Machine | 0.49913 | 1.4575 | -535.0311 | 0.082226 | 0.051367 | 525.7314 | Commercial/Industrial | Hospitals | New | High Efficiency Chiller (Water cooled-positive displacement, 100 tons) | 1.8333 | 1.2337 | 18704.6057 | 4.133 | 0.17902 | 10497.5458 | Commercial/Industrial | Offices | New | PSC to ECM Evaporator Fan Motor (Walk-In, Refrigerator) | 0.89175 | 1.4915 | 68.0807 | 0.04552 | 0.00417 | 327.0516 | Commercial/Industrial | Miscellaneous | New | Anti-Sweat Controls | 1.3026 | 1.4558 | 374.3808 | 0.081727 | 0.082167 | 1022.6336
Commercial/Industrial | Assembly | Turnover | High Bay Fluorescent (T5) | 3.1448 | 1.4566 | 811.9803 | 0.10655 | 0.10454 | 576.1587 | Commercial/Industrial | Miscellaneous | Existing | Retro-Commissioning | 1.831 | 0.69057 | 618514.1991 | 150.2665 | 465.8856 | 898821.23 | Commercial/Industrial | Retail | New | PSC to ECM Evaporator Fan Motor (Walk-In, Refrigerator) | 0.89175 | 1.4915 | 68.0807 | 0.04552 | 0.00417 | 327.0516 | Commercial/Industrial | Miscellaneous | New | Anti-Sweat Controls | 1.3026 | 1.4558 | 374.3808 | 0.081727 | 0.082167 | 1022.6336
Commercial/Industrial | Assembly | New | High Bay Fluorescent (T5) | 3.1448 | 1.4566 | 811.9803 | 0.10655 | 0.10454 | 576.1587 | Commercial/Industrial | Miscellaneous | New | Retro-Commissioning | 1.831 | 0.69057 | 618514.1991 | 150.2665 | 465.8856 | 898821.23 | Commercial/Industrial | Warehouse | New | PSC to ECM Evaporator Fan Motor (Walk-In, Refrigerator) | 0.89175 | 1.4915 | 68.0807 | 0.04552 | 0.00417 | 327.0516 | Commercial/Industrial | Offices | New | Anti-Sweat Controls | 1.3026 | 1.4558 | 374.3808 | 0.081727 | 0.082167 | 1022.6336
Commercial/Industrial | College and University | Turnover | Energy Star Vending Machine | 0.49965 | 1.4565 | -534.1854 | 0.082504 | 0.051277 | 525.7314 | Commercial/Industrial | Offices | Turnover | High Efficiency Chiller (Air Cooled, 50 tons) | 1.8103 | 1.4184 | 21325.8298 | 4.157 | 4.2186 | 14605.6481 | Commercial/Industrial | Miscellaneous | Turnover | LED Linear - Lamp Replacement | 8.4579 | 1.3153 | 59.7563 | 0.0076239 | 0.0017504 | 31.5613 | Commercial/Industrial | Offices | New | Anti-Sweat Controls | 1.3026 | 1.4558 | 374.3808 | 0.081727 | 0.082167 | 1022.6336
Commercial/Industrial | Healthcare | Turnover | Energy Star Vending Machine | 0.49965 | 1.4565 | -534.1854 | 0.082504 | 0.051277 | 525.7314 | Commercial/Industrial | Offices | New | High Efficiency Chiller (Air Cooled, 50 tons) | 1.8103 | 1.4184 | 21325.8298 | 4.157 | 4.2186 | 14605.6481 | Commercial/Industrial | Miscellaneous | New | LED Linear - Lamp Replacement | 8.4579 | 1.3153 | 59.7563 | 0.0076239 | 0.0017504 | 31.5613 | Commercial/Industrial | Schools K-12 | New | Anti-Sweat Controls | 1.3026 | 1.4558 | 374.3808 | 0.081727 | 0.082167 | 1022.6336
Commercial/Industrial | Hospitals | Turnover | Energy Star Vending Machine | 0.49965 | 1.4565 | -534.1854 | 0.082504 | 0.051277 | 525.7314 | Commercial/Industrial | Schools K-12 | Existing | Wall Insulation | 1.7925 | 0.92348 | 5.1409 | 3.9792e-05 | 0.000897 | 1.9886 | Commercial/Industrial | College and University | Existing | PSC to ECM Evaporator Fan Motor (Walk-In, Refrigerator) | 0.90257 | 1.561 | 58.0862 | 0.042404 | 0.035519 | 327.0516 | Commercial/Industrial | College and University | New | Anti-Sweat Controls | 1.3026 | 1.4558 | 374.3808 | 0.081727 | 0.082167 | 1022.6336
Commercial/Industrial | Lodging/Hospitality | Turnover | Energy Star Vending Machine | 0.49965 | 1.4565 | -534.1854 | 0.082504 | 0.051277 | 525.7314 | Commercial/Industrial | College and University | Turnover | High Efficiency Chiller (Air Cooled, 50 tons) | 1.7844 | 1.4184 | 20742.9587 | 4.0976 | 4.1584 | 14397.1378 | Commercial/Industrial | Healthcare | Existing | PSC to ECM Evaporator Fan Motor (Walk-In, Refrigerator) | 0.90257 | 1.561 | 58.0862 | 0.042404 | 0.035519 | 327.0516 | Commercial/Industrial | College and University | New | Anti-Sweat Controls | 1.3026 | 1.4558 | 374.3808 | 0.081727 | 0.082167 | 1022.6336
Commercial/Industrial | Restaurants | Turnover | Energy Star Vending Machine | 0.49965 | 1.4565 | -534.1854 | 0.082504 | 0.051277 | 525.7314 | Commercial/Industrial | College and University | New | High Efficiency Chiller (Air Cooled, 50 tons) | 1.7844 | 1.4184 | 20742.9587 | 4.0976 | 4.1584 | 14397.1378 | Commercial/Industrial | Hospitals | Existing | PSC to ECM Evaporator Fan Motor (Walk-In, Refrigerator) | 0.90257 | 1.561 | 58.0862 | 0.042404 | 0.035519 | 327.0516 | Commercial/Industrial | Schools K-12 | Turnover | LED Display Lighting (Interior) | 3.6963 | 1.3072 | 369.5849 | 0.054915 | 0.012405 | 223.626
Commercial/Industrial | Schools K-12 | Turnover | Energy Star Vending Machine | 0.49965 | 1.4565 | -534.1854 | 0.082504 | 0.051277 | 525.7314 | Commercial/Industrial | Schools K-12 | Turnover | High Efficiency Chiller (Air Cooled, 50 tons) | 1.7758 | 1.4184 | 20548.6683 | 4.0778 | 4.1383 | 14327.6344 | Commercial/Industrial | Lodging/Hospitality | Existing | PSC to ECM Evaporator Fan Motor (Walk-In, Refrigerator) | 0.90257 | 1.561 | 58.0862 | 0.042404 | 0.035519 | 327.0516 | Commercial/Industrial | Schools K-12 | New | LED Display Lighting (Interior) | 3.6963 | 1.3072 | 369.5849 | 0.054915 | 0.012405 | 223.626
Commercial/Industrial | College and University | New | Energy Star Vending Machine | 0.49965 | 1.4565 | -534.1854 | 0.082504 | 0.051277 | 525.7314 | Commercial/Industrial | Schools K-12 | New | High Efficiency Chiller (Air Cooled, 50 tons) | 1.7758 | 1.4184 | 20548.6683 | 4.0778 | 4.1383 | 14327.6344 | Commercial/Industrial | Restaurants | Existing | PSC to ECM Evaporator Fan Motor (Walk-In, Refrigerator) | 0.90257 | 1.561 | 58.0862 | 0.042404 | 0.035519 | 327.0516 | Commercial/Industrial | Assembly | Turnover | LED Linear - Fixture Replacement | 5.8181 | 1.3114 | 365.3587 | 0.048995 | 0.011208 | 202.1198
Commercial/Industrial | Healthcare | New | Energy Star Vending Machine | 0.49965 | 1.4565 | -534.1854 | 0.082504 | 0.051277 | 525.7314 | Commercial/Industrial | Assembly | Existing | Wall Insulation | 1.7697 | 0.92538 | 5.0254 | 3.9206e-05 | 0.00088379 | 1.9593 | Commercial/Industrial | Schools K-12 | Existing | PSC to ECM Evaporator Fan Motor (Walk-In, Refrigerator) | 0.90257 | 1.561 | 58.0862 | 0.042404 | 0.035519 | 327.0516 | Commercial/Industrial | Schools K-12 | New | LED Linear - Fixture Replacement | 5.8181 | 1.3114 | 365.3587 | 0.048995 | 0.011208 | 202.1198
Commercial/Industrial | Hospitals | New | Energy Star Vending Machine | 0.49965 | 1.4565 | -534.1854 | 0.082504 | 0.051277 | 525.7314 | Commercial/Industrial | Schools K-12 | Turnover | High Bay LED | 1.7626 | 1.456 | 490.6377 | 0.089016 | 0.087335 | 481.351 | Commercial/Industrial | College and University | New | PSC to ECM Evaporator Fan Motor (Walk-In, Refrigerator) | 0.90257 | 1.561 | 58.0862 | 0.042404 | 0.035519 | 327.0516 | Commercial/Industrial | Schools K-12 | Existing | PSC to ECM Evaporator Fan Motor (Reach-In) | 1.3916 | 1.562 | 364.0554 | 0.065337 | 0.054728 | 503.9324
Commercial/Industrial | Lodging/Hospitality | New | Energy Star Vending Machine | 0.49965 | 1.4565 | -534.1854 | 0.082504 | 0.051277 | 525.7314 | Commercial/Industrial | Schools K-12 | New | High Bay LED | 1.7626 | 1.456 | 490.6377 | 0.089016 | 0.087335 | 481.351 | Commercial/Industrial | Healthcare | New | PSC to ECM Evaporator Fan Motor (Walk-In, Refrigerator) | 0.90257 | 1.561 | 58.0862 | 0.042404 | 0.035519 | 327.0516 | Commercial/Industrial | Warehouse | Existing | PSC to ECM Evaporator Fan Motor (Reach-In) | 1.3916 | 1.562 | 364.0554 | 0.065337 | 0.054728 | 503.9324
Commercial/Industrial | Restaurants | New | Energy Star Vending Machine | 0.49965 | 1.4565 | -534.1854 | 0.082504 | 0.051277 | 525.7314 | Commercial/Industrial | Warehouse | Existing | Ceiling Insulation(R2 to R38) | 1.7591 | 1.5787 | 1.9473 | 0.00015078 | 0.00026903 | 1.3287 | Commercial/Industrial | Hospitals | New | PSC to ECM Evaporator Fan Motor (Walk-In, Refrigerator) | 0.90257 | 1.561 | 58.0862 | 0.042404 | 0.035519 | 327.0516 | Commercial/Industrial | Warehouse | Existing | PSC to ECM Evaporator Fan Motor (Reach-In) | 1.3916 | 1.562 | 364.0554 | 0.065337 | 0.054728 | 503.9324
Commercial/Industrial | Schools K-12 | New | Energy Star Vending Machine | 0.49965 | 1.4565 | -534.1854 | 0.082504 | 0.051277 | 525.7314 | Commercial/Industrial | Warehouse | New | Ceiling Insulation(R2 to R38) | 1.7591 | 1.5787 | 1.9473 | 0.00015078 | 0.00026903 | 1.3287 | Commercial/Industrial | Lodging/Hospitality | New | PSC to ECM Evaporator Fan Motor (Walk-In, Refrigerator) | 0.90257 | 1.561 | 58.0862 | 0.042404 | 0.035519 | 327.0516 | Commercial/Industrial | Miscellaneous | Existing | PSC to ECM Evaporator Fan Motor (Reach-In) | 1.3916 | 1.562 | 364.0554 | 0.065337 | 0.054728 | 503.9324
Commercial/Industrial | Institutional | Turnover | High Bay Fluorescent (T5) | 3.607 | 1.4564 | 973.5892 | 0.12222 | 0.11991 | 660.8997 | Commercial/Industrial | Miscellaneous | Existing | Wall Insulation | 1.7475 | 0.92729 | 4.9128 | 3.8635e-05 | 0.00087092 | 1.9307 | Commercial/Industrial | Restaurants | New | PSC to ECM Evaporator Fan Motor (Walk-In, Refrigerator) | 0.90257 | 1.561 | 58.0862 | 0.042404 | 0.035519 | 327.0516 | Commercial/Industrial | Offices | Existing | PSC to ECM Evaporator Fan Motor (Reach-In) | 1.3916 | 1.562 | 364.0554 | 0.065337 | 0.054728 | 503.9324
Commercial/Industrial | Institutional | New | High Bay Fluorescent (T5) | 3.607 | 1.4564 | 973.5892 | 0.12222 | 0.11991 | 660.8997 | Commercial/Industrial | Offices | Existing | Wall Insulation | 1.7475 | 0.92729 | 4.9128 | 3.8635e-05 | 0.00087092 | 1.9307 | Commercial/Industrial | Schools K-12 | New | PSC to ECM Evaporator Fan Motor (Walk-In, Refrigerator) | 0.90257 | 1.561 | 58.0862 | 0.042404 | 0.035519 | 327.0516 | Commercial/Industrial | Lodging/Hospitality | Existing | PSC to ECM Evaporator Fan Motor (Reach-In) | 1.3916 | 1.562 | 364.0554 | 0.065337 | 0.054728 | 503.9324
Commercial/Industrial | Retail | Turnover | High Bay LED | 3.6938 | 1.4564 | 1495.8247 | 0.18649 | 0.18297 | 1008.4293 | Commercial/Industrial | Lodging/Hospitality | Existing | Facility Energy Management System | 1.7376 | 1.3069 | 84994.186 | 19.134 | 8.7976 | 73321.6996 | Commercial/Industrial | Assembly | Turnover | LED Exterior Lighting | 0.82888 | 2.0686 | 55.7122 | 0 | 0 | 763.42 | Commercial/Industrial | Lodging/Hospitality | New | PSC to ECM Evaporator Fan Motor (Reach-In) | 1.3916 | 1.562 | 364.0554 | 0.065337 | 0.054728 | 503.9324
Commercial/Industrial | Retail | New | High Bay LED | 3.6938 | 1.4564 | 1495.8247 | 0.18649 | 0.18297 | 1008.4293 | Commercial/Industrial | Lodging/Hospitality | New | Facility Energy Management System | 1.7376 | 1.3069 | 84994.186 | 19.134 | 8.7976 | 73321.6996 | Commercial/Industrial | College and University | Turnover | LED Exterior Lighting | 0.82888 | 2.0686 | 55.7122 | 0 | 0 | 763.42 | Commercial/Industrial | Institutional | New | PSC to ECM Evaporator Fan Motor (Reach-In) | 1.3916 | 1.562 | 364.0554 | 0.065337 | 0.054728 | 503.9324
Commercial/Industrial | Institutional | Turnover | High Bay LED | 2.4449 | 1.4564 | 845.6366 | 0.12344 | 0.12111 | 667.4977 | Commercial/Industrial | Institutional | Existing | Wall Insulation | 1.7259 | 0.9292 | 4.8031 | 3.8078e-05 | 0.00085837 | 1.9029 | Commercial/Industrial | Grocery | Turnover | LED Exterior Lighting | 0.82888 | 2.0686 | 55.7122 | 0 | 0 | 763.42 | Commercial/Industrial | Offices | New | PSC to ECM Evaporator Fan Motor (Reach-In) | 1.3916 | 1.562 | 364.0554 | 0.065337 | 0.054728 | 503.9324
Commercial/Industrial | Institutional | New | High Bay LED | 2.4449 | 1.4564 | 845.6366 | 0.12344 | 0.12111 | 667.4977 | Commercial/Industrial | Offices | Turnover | High Efficiency Chiller (Water cooled-centrifugal, 200 tons) | 1.7208 | 1.2337 | 30509.109 | 7.1121 | 0.30805 | 18064.3467 | Commercial/Industrial | Healthcare | Turnover | LED Exterior Lighting | 0.82888 | 2.0686 | 55.7122 | 0 | 0 | 763.42 | Commercial/Industrial | Offices | New | PSC to ECM Evaporator Fan Motor (Reach-In) | 1.3916 | 1.562 | 364.0554 | 0.065337 | 0.054728 | 503.9324
Commercial/Industrial | Hospitals | Turnover | High Bay Fluorescent (T5) | 7.4368 | 1.4564 | 2311.9249 | 0.252 | 0.24724 | 1362.6673 | Commercial/Industrial | Offices | New | High Efficiency Chiller (Water cooled-centrifugal, 200 tons) | 1.7208 | 1.2337 | 30509.109 | 7.1121 | 0.30805 | 18064.3467 | Commercial/Industrial | Hospitals | Turnover | LED Exterior Lighting | 0.82888 | 2.0686 | 55.7122 | 0 | 0 | 763.42 | Commercial/Industrial | Institutional | New | PSC to ECM Evaporator Fan Motor (Reach-In) | 1.3916 | 1.562 | 364.0554 | 0.065337 | 0.054728 | 503.9324
Commercial/Industrial | Hospitals | New | High Bay Fluorescent (T5) | 7.4368 | 1.4564 | 2311.9249 | 0.252 | 0.24724 | 1362.6673 | Commercial/Industrial | Institutional | Existing | ENERGY STAR certified buildings program | 1.711 | 0.94923 | 194797.8356 | 12.4675 | 38.6543 | 74574.6947 | Commercial/Industrial | Institutional | Turnover | LED Exterior Lighting | 0.82888 | 2.0686 | 55.7122 | 0 | 0 | 763.42 | Commercial/Industrial | Institutional | New | PSC to ECM Evaporator Fan Motor (Reach-In) | 1.3916 | 1.562 | 364.0554 | 0.065337 | 0.054728 | 503.9324
Commercial/Industrial | Lodging/Hospitality | Turnover | High Bay Fluorescent (T5) | 4.1043 | 1.4564 | 1147.4238 | 0.13908 | 0.13645 | 752.0513 | Commercial/Industrial | Institutional | New | ENERGY STAR certified buildings program | 1.711 | 0.94923 | 194797.8356 | 12.4675 | 38.6543 | 74574.6947 | Commercial/Industrial | Lodging/Hospitality | Turnover | LED Exterior Lighting | 0.82888 | 2.0686 | 55.7122 | 0 | 0 | 763.42 | Commercial/Industrial | Healthcare | Existing | Low U-Value Windows | 1.0367 | 1.1807 | 330.7716 | 0.15422 | -0.034707 | 349.5006
Commercial/Industrial | Lodging/Hospitality | New | High Bay Fluorescent (T5) | 4.1043 | 1.4564 | 1147.4238 | 0.13908 | 0.13645 | 752.0513 | Commercial/Industrial | Healthcare | Existing | Wall Insulation | 1.7048 | 0.93112 | 4.6962 | 3.7536e-05 | 0.00084614 | 1.8758 | Commercial/Industrial | Miscellaneous | Turnover | LED Exterior Lighting | 0.82888 | 2.0686 | 55.7122 | 0 | 0 | 763.42 | Commercial/Industrial | College and University | Existing | Low Flow Shower Head | 4.3546 | 1.3126 | 326.8306 | 0.052487 | 0.03491 | 310.5857
Commercial/Industrial | Restaurants | Turnover | High Bay Fluorescent (T5) | 3.6702 | 1.4563 | 995.7483 | 0.12437 | 0.12202 | 672.519 | Commercial/Industrial | College and University | Turnover | High Efficiency Chiller (Water cooled-centrifugal, 200 tons) | 1.6962 | 1.2337 | 29683.222 | 7.0105 | 0.30366 | 17806.4601 | Commercial/Industrial | Offices | Turnover | LED Exterior Lighting | 0.82888 | 2.0686 | 55.7122 | 0 | 0 | 763.42 | Commercial/Industrial | College and University | New | Low Flow Shower Head | 4.3546 | 1.3126 | 326.8306 | 0.052487 | 0.03491 | 310.5857
Commercial/Industrial | Restaurants | New | High Bay Fluorescent (T5) | 3.6702 | 1.4563 | 995.7483 | 0.12437 | 0.12202 | 672.519 | Commercial/Industrial | College and University | New | High Efficiency Chiller (Water cooled-centrifugal, 200 tons) | 1.6962 | 1.2337 | 29683.222 | 7.0105 | 0.30366 | 17806.4601 | Commercial/Industrial | Restaurants | Turnover | LED Exterior Lighting | 0.82888 | 2.0686 | 55.7122 | 0 | 0 | 763.42 | Commercial/Industrial | Schools K-12 | Existing | Faucet Aerator | 3.6497 | 0.74867 | 324.9117 | 0.010496 | 0.08956 | 197.7633
Commercial/Industrial | College and University | Turnover | High Bay LED | 3.2666 | 1.4563 | 1273.5645 | 0.16494 | 0.16182 | 891.8853 | Commercial/Industrial | Schools K-12 | Turnover | High Efficiency Chiller (Water cooled-centrifugal, 200 tons) | 1.6881 | 1.2337 | 29407.9264 | 6.9767 | 0.30219 | 17720.4978 | Commercial/Industrial | Retail | Turnover | LED Exterior Lighting | 0.82888 | 2.0686 | 55.7122 | 0 | 0 | 763.42 | Commercial/Industrial | Schools K-12 | New | Faucet Aerator | 3.6497 | 0.74867 | 324.9117 | 0.010496 | 0.08956 | 197.7633
Commercial/Industrial | Miscellaneous | Turnover | High Bay LED | 3.2666 | 1.4563 | 1273.5645 | 0.16494 | 0.16182 | 891.8853 | Commercial/Industrial | Schools K-12 | New | High Efficiency Chiller (Water cooled-centrifugal, 200 tons) | 1.6881 | 1.2337 | 29407.9264 | 6.9767 | 0.30219 | 17720.4978 | Commercial/Industrial | Schools K-12 | Turnover | LED Exterior Lighting | 0.82888 | 2.0686 | 55.7122 | 0 | 0 | 763.42 | Commercial/Industrial | Hospitals | Turnover | LED - 9W Flood | 26.0713 | 2.1667 | 286.6435 | 0 | 0 | 225.008
Commercial/Industrial | College and University | New | High Bay LED | 3.2666 | 1.4563 | 1273.5645 | 0.16494 | 0.16182 | 891.8853 | Commercial/Industrial | Hospitals | Existing | ENERGY STAR certified buildings program | 1.6678 | 1.2196 | 1331475.2245 | 283.4289 | 3.2562 | 672188.077 | Commercial/Industrial | Warehouse | Turnover | LED Exterior Lighting | 0.82888 | 2.0686 | 55.7122 | 0 | 0 | 763.42 | Commercial/Industrial | Hospitals | Turnover | LED - 9W Flood | 26.0713 | 2.1667 | 286.6435 | 0 | 0 | 225.008
Commercial/Industrial | Miscellaneous | New | High Bay LED | 3.2666 | 1.4563 | 1273.5645 | 0.16494 | 0.16182 | 891.8853 | Commercial/Industrial | Hospitals | New | ENERGY STAR certified buildings program | 1.6678 | 1.2196 | 1331475.2245 | 283.4289 | 3.2562 | 672188.077 | Commercial/Industrial | Assembly | New | LED Exterior Lighting | 0.82888 | 2.0686 | 55.7122 | 0 | 0 | 763.42 | Commercial/Industrial | Assembly | Turnover | LED - 9W Flood | 26.0713 | 2.1667 | 286.6435 | 0 | 0 | 225.008
Commercial/Industrial | Healthcare | Turnover | High Bay Fluorescent (T5) | 5.4969 | 1.4563 | 1634.1608 | 0.18628 | 0.18276 | 1007.276 | Commercial/Industrial | Assembly | Existing | Low-Flow Pre-Rinse Sprayers | 1.6636 | 0.91638 | 961.3143 | 0.20853 | 0.54512 | 2261.9741 | Commercial/Industrial | College and University | New | LED Exterior Lighting | 0.82888 | 2.0686 | 55.7122 | 0 | 0 | 763.42 | Commercial/Industrial | College and University | Turnover | LED - 9W Flood | 26.0713 | 2.1667 | 286.6435 | 0 | 0 | 225.008
Commercial/Industrial | Healthcare | New | High Bay Fluorescent (T5) | 5.4969 | 1.4563 | 1634.1608 | 0.18628 | 0.18276 | 1007.276 | Commercial/Industrial | College and University | Existing | Low-Flow Pre-Rinse Sprayers | 1.6636 | 0.91638 | 961.3143 | 0.20853 | 0.54512 | 2261.9741 | Commercial/Industrial | Grocery | New | LED Exterior Lighting | 0.82888 | 2.0686 | 55.7122 | 0 | 0 | 763.42 | Commercial/Industrial | Grocery | Turnover | LED - 9W Flood | 26.0713 | 2.1667 | 286.6435 | 0 | 0 | 225.008
Commercial/Industrial | Hospitals | Turnover | High Bay LED | 5.0405 | 1.4563 | 2197.3333 | 0.25451 | 0.24971 | 1376.2713 | Commercial/Industrial | Grocery | Existing | Low-Flow Pre-Rinse Sprayers | 1.6636 | 0.91638 | 961.3143 | 0.20853 | 0.54512 | 2261.9741 | Commercial/Industrial | Healthcare | New | LED Exterior Lighting | 0.82888 | 2.0686 | 55.7122 | 0 | 0 | 763.42 | Commercial/Industrial | Healthcare | Turnover | LED - 9W Flood | 26.0713 | 2.1667 | 286.6435 | 0 | 0 | 225.008
Commercial/Industrial | Hospitals | New | High Bay LED | 5.0405 | 1.4563 | 2197.3333 | 0.25451 | 0.24971 | 1376.2713 | Commercial/Industrial | Healthcare | Existing | Low-Flow Pre-Rinse Sprayers | 1.6636 | 0.91638 | 961.3143 | 0.20853 | 0.54512 | 2261.9741 | Commercial/Industrial | Hospitals | New | LED Exterior Lighting | 0.82888 | 2.0686 | 55.7122 | 0 | 0 | 763.42 | Commercial/Industrial | Hospitals | Turnover | LED - 9W Flood | 26.0713 | 2.1667 | 286.6435 | 0 | 0 | 225.008
Commercial/Industrial | Restaurants | Turnover | High Bay LED | 2.4876 | 1.4562 | 868.0169 | 0.12561 | 0.12324 | 679.233 | Commercial/Industrial | Hospitals | Existing | Low-Flow Pre-Rinse Sprayers | 1.6636 | 0.91638 | 961.3143 | 0.20853 | 0.54512 | 2261.9741 | Commercial/Industrial | Institutional | New | LED Exterior Lighting | 0.82888 | 2.0686 | 55.7122 | 0 | 0 | 763.42 | Commercial/Industrial | Institutional | Turnover | LED - 9W Flood | 26.0713 | 2.1667 | 286.6435 | 0 | 0 | 225.008
Commercial/Industrial | Restaurants | New | High Bay LED | 2.4876 | 1.4562 | 868.0169 | 0.12561 | 0.12324 | 679.233 | Commercial/Industrial | Institutional | Existing | Low-Flow Pre-Rinse Sprayers | 1.6636 | 0.91638 | 961.3143 | 0.20853 | 0.54512 | 2261.9741 | Commercial/Industrial | Lodging/Hospitality | New | LED Exterior Lighting | 0.82888 | 2.0686 | 55.7122 | 0 | 0 | 763.42 | Commercial/Industrial | Miscellaneous | Turnover | LED - 9W Flood | 26.0713 | 2.1667 | 286.6435 | 0 | 0 | 225.008
Commercial/Industrial | Healthcare | Turnover | High Bay LED | 3.7258 | 1.4562 | 1512.8029 | 0.18814 | 0.18458 | 1017.332 | Commercial/Industrial | Miscellaneous | Existing | Low-Flow Pre-Rinse Sprayers | 1.6636 | 0.91638 | 961.3143 | 0.20853 | 0.54512 | 2261.9741 | Commercial/Industrial | Miscellaneous | New | LED Exterior Lighting | 0.82888 | 2.0686 | 55.7122 | 0 | 0 | 763.42 | Commercial/Industrial | Offices | Turnover | LED - 9W Flood | 26.0713 | 2.1667 | 286.6435 | 0 | 0 | 225.008
Commercial/Industrial | Healthcare | New | High Bay LED | 3.7258 | 1.4562 | 1512.8029 | 0.18814 | 0.18458 | 1017.332 | Commercial/Industrial | Offices | Existing | Low-Flow Pre-Rinse Sprayers | 1.6636 | 0.91638 | 961.3143 | 0.20853 | 0.54512 | 2261.9741 | Commercial/Industrial | Offices | New | LED Exterior Lighting | 0.82888 | 2.0686 | 55.7122 | 0 | 0 | 763.42 | Commercial/Industrial | Retail | Turnover | LED - 9W Flood | 26.0713 | 2.1667 | 286.6435 | 0 | 0 | 225.008
Commercial/Industrial | Offices | Turnover | High Bay Fluorescent (T5) | 3.5561 | 1.4562 | 956.0147 | 0.12052 | 0.11824 | 651.6843 | Commercial/Industrial | Retail | Existing | Low-Flow Pre-Rinse Sprayers | 1.6636 | 0.91638 | 961.3143 | 0.20853 | 0.54512 | 2261.9741 | Commercial/Industrial | Restaurants | New | LED Exterior Lighting | 0.82888 | 2.0686 | 55.7122 | 0 | 0 | 763.42 | Commercial/Industrial | Warehouse | Turnover | LED - 9W Flood | 26.0713 | 2.1667 | 286.6435 | 0 | 0 | 225.008
Commercial/Industrial | Offices | New | High Bay Fluorescent (T5) | 3.5561 | 1.4562 | 956.0147 | 0.12052 | 0.11824 | 651.6843 | Commercial/Industrial | Warehouse | Existing | Low-Flow Pre-Rinse Sprayers | 1.6636 | 0.91638 | 961.3143 | 0.20853 | 0.54512 | 2261.9741 | Commercial/Industrial | Retail | New | LED Exterior Lighting | 0.82888 | 2.0686 | 55.7122 | 0 | 0 | 763.42 | Commercial/Industrial | Assembly | Turnover | LED - 9W Flood | 26.0713 | 2.1667 | 286.6435 | 0 | 0 | 225.008
Commercial/Industrial | Offices | Turnover | High Bay LED | 2.4105 | 1.4562 | 827.8866 | 0.12172 | 0.11942 | 658.1903 | Commercial/Industrial | Assembly | New | Low-Flow Pre-Rinse Sprayers | 1.6636 | 0.91638 | 961.3143 | 0.20853 | 0.54512 | 2261.9741 | Commercial/Industrial | Schools K-12 | New | LED Exterior Lighting | 0.82888 | 2.0686 | 55.7122 | 0 | 0 | 763.42 | Commercial/Industrial | College and University | New | LED - 9W Flood | 26.0713 | 2.1667 | 286.6435 | 0 | 0 | 225.008
Commercial/Industrial | Offices | New | High Bay LED | 2.4105 | 1.4562 | 827.8866 | 0.12172 | 0.11942 | 658.1903 | Commercial/Industrial | College and University | New | Low-Flow Pre-Rinse Sprayers | 1.6636 | 0.91638 | 961.3143 | 0.20853 | 0.54512 | 2261.9741 | Commercial/Industrial | Warehouse | New | LED Exterior Lighting | 0.82888 | 2.0686 | 55.7122 | 0 | 0 | 763.42 | Commercial/Industrial | Grocery | New | LED - 9W Flood | 26.0713 | 2.1667 | 286.6435 | 0 | 0 | 225.008
Commercial/Industrial | Assembly | Turnover | High Bay LED | 2.1311 | 1.4562 | 682.4143 | 0.10761 | 0.10558 | 581.9107 | Commercial/Industrial | Grocery | New | Low-Flow Pre-Rinse Sprayers | 1.6636 | 0.91638 | 961.3143 | 0.20853 | 0.54512 | 2261.9741 | Commercial/Industrial | Warehouse | Turnover | LED Linear - Lamp Replacement | 7.3304 | 1.314 | 51.0224 | 0.0066138 | 0.0015185 | 27.3798 | Commercial/Industrial | Healthcare | New | LED - 9W Flood | 26.0713 | 2.1667 | 286.6435 | 0 | 0 | 225.008
Commercial/Industrial | Assembly | New | High Bay LED | 2.1311 | 1.4562 | 682.4143 | 0.10761 | 0.10558 | 581.9107 | Commercial/Industrial | Healthcare | New | Low-Flow Pre-Rinse Sprayers | 1.6636 | 0.91638 | 961.3143 | 0.20853 | 0.54512 | 2261.9741 | Commercial/Industrial | Warehouse | New | LED Linear - Lamp Replacement | 7.3304 | 1.314 | 51.0224 | 0.0066138 | 0.0015185 | 27.3798 | Commercial/Industrial | Hospitals | New | LED - 9W Flood | 26.0713 | 2.1667 | 286.6435 | 0 | 0 | 225.008
Commercial/Industrial | Warehouse | Turnover | High Bay LED | 2.8335 | 1.4562 | 1048.2174 | 0.14308 | 0.14038 | 773.7227 | Commercial/Industrial | Hospitals | New | Low-Flow Pre-Rinse Sprayers | 1.6636 | 0.91638 | 961.3143 | 0.20853 | 0.54512 | 2261.9741 | Commercial/Industrial | Lodging/Hospitality | Turnover | LED Linear - Lamp Replacement | 7.1167 | 1.3006 | 49.9468 | 0.0064838 | 1.086e-06 | 26.8786 | Commercial/Industrial | Institutional | New | LED - 9W Flood | 26.0713 | 2.1667 | 286.6435 | 0 | 0 | 225.008
Commercial/Industrial | Warehouse | New | High Bay LED | 2.8335 | 1.4562 | 1048.2174 | 0.14308 | 0.14038 | 773.7227 | Commercial/Industrial | Institutional | New | Low-Flow Pre-Rinse Sprayers | 1.6636 | 0.91638 | 961.3143 | 0.20853 | 0.54512 | 2261.9741 | Commercial/Industrial | Lodging/Hospitality | New | LED Linear - Lamp Replacement | 7.1167 | 1.3006 | 49.9468 | 0.0064838 | 1.086e-06 | 26.8786 | Commercial/Industrial | Miscellaneous | New | LED - 9W Flood | 26.0713 | 2.1667 | 286.6435 | 0 | 0 | 225.008
Commercial/Industrial | Grocery | Turnover | High Bay LED | 4.1079 | 1.4561 | 1711.911 | 0.20744 | 0.20353 | 1121.736 | Commercial/Industrial | Miscellaneous | New | Low-Flow Pre-Rinse Sprayers | 1.6636 | 0.91638 | 961.3143 | 0.20853 | 0.54512 | 2261.9741 | Commercial/Industrial | College and University | Turnover | LED Linear - Lamp Replacement | 6.8449 | 1.6433 | 45.7881 | 0.0032689 | 0.0031387 | 31.5613 | Commercial/Industrial | Offices | New | LED - 9W Flood | 26.0713 | 2.1667 | 286.6435 | 0 | 0 | 225.008
Commercial/Industrial | Grocery | New | High Bay LED | 4.1079 | 1.4561 | 1711.911 | 0.20744 | 0.20353 | 1121.736 | Commercial/Industrial | Offices | New | Low-Flow Pre-Rinse Sprayers | 1.6636 | 0.91638 | 961.3143 | 0.20853 | 0.54512 | 2261.9741 | Commercial/Industrial | College and University | New | LED Linear - Lamp Replacement | 6.8449 | 1.6433 | 45.7881 | 0.0032689 | 0.0031387 | 31.5613 | Commercial/Industrial | Retail | New | LED - 9W Flood | 26.0713 | 2.1667 | 286.6435 | 0 | 0 | 225.008
Commercial/Industrial | Grocery | Turnover | High Bay Fluorescent (T5) | 6.0599 | 1.456 | 1831.3007 | 0.20539 | 0.20151 | 1110.648 | Commercial/Industrial | Retail | New | Low-Flow Pre-Rinse Sprayers | 1.6636 | 0.91638 | 961.3143 | 0.20853 | 0.54512 | 2261.9741 | Commercial/Industrial | Restaurants | Turnover | LED Linear - Lamp Replacement | 6.3562 | 1.299 | 44.0127 | 0.0057981 | 9.7112e-07 | 24.0361 | Commercial/Industrial | Warehouse | New | LED - 9W Flood | 26.0713 | 2.1667 | 286.6435 | 0 | 0 | 225.008
Commercial/Industrial | Grocery | New | High Bay Fluorescent (T5) | 6.0599 | 1.456 | 1831.3007 | 0.20539 | 0.20151 | 1110.648 | Commercial/Industrial | Warehouse | New | Low-Flow Pre-Rinse Sprayers | 1.6636 | 0.91638 | 961.3143 | 0.20853 | 0.54512 | 2261.9741 | Commercial/Industrial | Restaurants | New | LED Linear - Lamp Replacement | 6.3562 | 1.299 | 44.0127 | 0.0057981 | 9.7112e-07 | 24.0361 | Commercial/Industrial | Schools K-12 | New | LED - 9W Flood | 26.0713 | 2.1667 | 286.6435 | 0 | 0 | 225.008
Commercial/Industrial | Retail | Turnover | High Bay Fluorescent (T5) | 5.4478 | 1.456 | 1617.3504 | 0.18465 | 0.18116 | 998.4613 | Commercial/Industrial | Schools K-12 | Existing | Low-Flow Pre-Rinse Sprayers | 1.6634 | 0.91627 | 480.6571 | 0.10427 | 0.27256 | 1130.987 | Commercial/Industrial | Institutional | Turnover | LED Linear - Lamp Replacement | 6.2921 | 1.3074 | 43.1709 | 0.0057058 | 0.00131 | 23.6208 | Commercial/Industrial | Schools K-12 | New | LED - 9W Flood | 26.0713 | 2.1667 | 286.6435 | 0 | 0 | 225.008
Commercial/Industrial | Retail | New | High Bay Fluorescent (T5) | 5.4478 | 1.456 | 1617.3504 | 0.18465 | 0.18116 | 998.4613 | Commercial/Industrial | Schools K-12 | New | Low-Flow Pre-Rinse Sprayers | 1.6634 | 0.91627 | 480.6571 | 0.10427 | 0.27256 | 1130.987 | Commercial/Industrial | Institutional | New | LED Linear - Lamp Replacement | 6.2921 | 1.3074 | 43.1709 | 0.0057058 | 0.00131 | 23.6208 | Commercial/Industrial | Assembly | New | LED - 9W Flood | 26.0713 | 2.1667 | 286.6435 | 0 | 0 | 225.008
Commercial/Industrial | Schools K-12 | Turnover | High Bay LED | 1.7626 | 1.456 | 490.6377 | 0.089016 | 0.087335 | 481.351 | Commercial/Industrial | Assembly | Existing | VSD Controlled Compressor | 1.654 | 1.4885 | 12224.2052 | 1.9843 | 0.92875 | 13160.16 | Commercial/Industrial | Offices | Turnover | LED Linear - Lamp Replacement | 6.2225 | 1.3112 | 42.483 | 0.0056262 | 0.0012918 | 23.2915 | Commercial/Industrial | Grocery | New | LED - 9W Flood | 26.0713 | 2.1667 | 286.6435 | 0 | 0 | 225.008
Commercial/Industrial | Schools K-12 | New | High Bay LED | 1.7626 | 1.456 | 490.6377 | 0.089016 | 0.087335 | 481.351 | Commercial/Industrial | Grocery | Existing | VSD Controlled Compressor | 1.654 | 1.4885 | 12224.2052 | 1.9843 | 0.92875 | 13160.16 | Commercial/Industrial | Offices | New | LED Linear - Lamp Replacement | 6.2225 | 1.3112 | 42.483 | 0.0056262 | 0.0012918 | 23.2915 | Commercial/Industrial | Institutional | Turnover | Energy Star Servers | 1.5132 | 1.1092 | 265.9748 | 0.16919 | 0.11767 | 1136.6997
Commercial/Industrial | College and University | Turnover | High Bay Fluorescent (T5) | 4.8181 | 1.456 | 1397.2872 | 0.16331 | 0.16022 | 883.0693 | Commercial/Industrial | Institutional | Existing | VSD Controlled Compressor | 1.654 | 1.4885 | 12224.2052 | 1.9843 | 0.92875 | 13160.16 | Commercial/Industrial | Grocery | Turnover | CFL-23W | 12.8057 | 1.1052 | 41.9767 | 0.0093469 | 2.5304e-06 | 38.808 | Commercial/Industrial | Miscellaneous | Turnover | Energy Star Servers | 1.5132 | 1.1092 | 265.9748 | 0.16919 | 0.11767 | 1136.6997
Commercial/Industrial | Miscellaneous | Turnover | High Bay Fluorescent (T5) | 4.8181 | 1.456 | 1397.2872 | 0.16331 | 0.16022 | 883.0693 | Commercial/Industrial | Miscellaneous | Existing | VSD Controlled Compressor | 1.654 | 1.4885 | 12224.2052 | 1.9843 | 0.92875 | 13160.16 | Commercial/Industrial | Grocery | New | CFL-23W | 12.8057 | 1.1052 | 41.9767 | 0.0093469 | 2.5304e-06 | 38.808 | Commercial/Industrial | Offices | Turnover | Energy Star Servers | 1.5132 | 1.1092 | 265.9748 | 0.16919 | 0.11767 | 1136.6997
Commercial/Industrial | College and University | New | High Bay Fluorescent (T5) | 4.8181 | 1.456 | 1397.2872 | 0.16331 | 0.16022 | 883.0693 | Commercial/Industrial | Offices | Existing | VSD Controlled Compressor | 1.654 | 1.4885 | 12224.2052 | 1.9843 | 0.92875 | 13160.16 | Commercial/Industrial | Healthcare | Existing | Interior Lighting Controls | 0.7997 | 1.8228 | 41.493 | 0 | 0 | 703.92 | Commercial/Industrial | Retail | Turnover | Energy Star Servers | 1.5132 | 1.1092 | 265.9748 | 0.16919 | 0.11767 | 1136.6997
Commercial/Industrial | Miscellaneous | New | High Bay Fluorescent (T5) | 4.8181 | 1.456 | 1397.2872 | 0.16331 | 0.16022 | 883.0693 | Commercial/Industrial | Retail | Existing | VSD Controlled Compressor | 1.654 | 1.4885 | 12224.2052 | 1.9843 | 0.92875 | 13160.16 | Commercial/Industrial | Healthcare | New | Interior Lighting Controls | 0.7997 | 1.8228 | 41.493 | 0 | 0 | 703.92 | Commercial/Industrial | Warehouse | Turnover | Energy Star Servers | 1.5132 | 1.1092 | 265.9748 | 0.16919 | 0.11767 | 1136.6997
Commercial/Industrial | Lodging/Hospitality | Turnover | High Bay LED | 2.7813 | 1.456 | 1021.2067 | 0.14047 | 0.13781 | 759.5593 | Commercial/Industrial | Warehouse | Existing | VSD Controlled Compressor | 1.654 | 1.4885 | 12224.2052 | 1.9843 | 0.92875 | 13160.16 | Commercial/Industrial | Hospitals | Turnover | CFL-23W | 12.7893 | 1.397 | 39.7158 | 0.0048396 | 0.0047395 | 47.614 | Commercial/Industrial | Assembly | Turnover | Energy Star Servers | 1.5132 | 1.1092 | 265.9748 | 0.16919 | 0.11767 | 1136.6997
Commercial/Industrial | Lodging/Hospitality | New | High Bay LED | 2.7813 | 1.456 | 1021.2067 | 0.14047 | 0.13781 | 759.5593 | Commercial/Industrial | Assembly | New | VSD Controlled Compressor | 1.654 | 1.4885 | 12224.2052 | 1.9843 | 0.92875 | 13160.16 | Commercial/Industrial | Hospitals | New | CFL-23W | 12.7893 | 1.397 | 39.7158 | 0.0048396 | 0.0047395 | 47.614 | Commercial/Industrial | Grocery | Turnover | Energy Star Servers | 1.5132 | 1.1092 | 265.9748 | 0.16919 | 0.11767 | 1136.6997
Commercial/Industrial | Warehouse | Turnover | High Bay Fluorescent (T5) | 4.1797 | 1.456 | 1174.1676 | 0.14167 | 0.13899 | 766.0747 | Commercial/Industrial | Grocery | New | VSD Controlled Compressor | 1.654 | 1.4885 | 12224.2052 | 1.9843 | 0.92875 | 13160.16 | Commercial/Industrial | Healthcare | Turnover | CFL-23W | 11.7808 | 1.1237 | 37.783 | 0.0084448 | 0.0019525 | 35.196 | Commercial/Industrial | Institutional | Turnover | Energy Star Servers | 1.5132 | 1.1092 | 265.9748 | 0.16919 | 0.11767 | 1136.6997
Commercial/Industrial | Warehouse | New | High Bay Fluorescent (T5) | 4.1797 | 1.456 | 1174.1676 | 0.14167 | 0.13899 | 766.0747 | Commercial/Industrial | Institutional | New | VSD Controlled Compressor | 1.654 | 1.4885 | 12224.2052 | 1.9843 | 0.92875 | 13160.16 | Commercial/Industrial | Healthcare | New | CFL-23W | 11.7808 | 1.1237 | 37.783 | 0.0084448 | 0.0019525 | 35.196 | Commercial/Industrial | Miscellaneous | Turnover | Energy Star Servers | 1.5132 | 1.1092 | 265.9748 | 0.16919 | 0.11767 | 1136.6997
Commercial/Industrial | Schools K-12 | Turnover | High Bay Fluorescent (T5) | 2.6002 | 1.456 | 622.0994 | 0.088136 | 0.086472 | 476.593 | Commercial/Industrial | Miscellaneous | New | VSD Controlled Compressor | 1.654 | 1.4885 | 12224.2052 | 1.9843 | 0.92875 | 13160.16 | Commercial/Industrial | Retail | Turnover | CFL-23W | 11.5653 | 1.1102 | 37.4904 | 0.0084028 | 2.2748e-06 | 34.888 | Commercial/Industrial | Offices | Turnover | Energy Star Servers | 1.5132 | 1.1092 | 265.9748 | 0.16919 | 0.11767 | 1136.6997
Commercial/Industrial | Schools K-12 | New | High Bay Fluorescent (T5) | 2.6002 | 1.456 | 622.0994 | 0.088136 | 0.086472 | 476.593 | Commercial/Industrial | Offices | New | VSD Controlled Compressor | 1.654 | 1.4885 | 12224.2052 | 1.9843 | 0.92875 | 13160.16 | Commercial/Industrial | Retail | New | CFL-23W | 11.5653 | 1.1102 | 37.4904 | 0.0084028 | 2.2748e-06 | 34.888 | Commercial/Industrial | Retail | Turnover | Energy Star Servers | 1.5132 | 1.1092 | 265.9748 | 0.16919 | 0.11767 | 1136.6997
Commercial/Industrial | Assembly | Existing | Anti-Sweat Controls | 1.3026 | 1.4558 | 374.3808 | 0.081727 | 0.082167 | 1022.6336 | Commercial/Industrial | Retail | New | VSD Controlled Compressor | 1.654 | 1.4885 | 12224.2052 | 1.9843 | 0.92875 | 13160.16 | Commercial/Industrial | Retail | Existing | Interior Lighting Controls | 0.79271 | 1.8228 | 37.205 | 0 | 0 | 697.76 | Commercial/Industrial | Warehouse | Turnover | Energy Star Servers | 1.5132 | 1.1092 | 265.9748 | 0.16919 | 0.11767 | 1136.6997
Commercial/Industrial | Grocery | Existing | Anti-Sweat Controls | 1.3026 | 1.4558 | 374.3808 | 0.081727 | 0.082167 | 1022.6336 | Commercial/Industrial | Warehouse | New | VSD Controlled Compressor | 1.654 | 1.4885 | 12224.2052 | 1.9843 | 0.92875 | 13160.16 | Commercial/Industrial | Retail | New | Interior Lighting Controls | 0.79271 | 1.8228 | 37.205 | 0 | 0 | 697.76 | Commercial/Industrial | Warehouse | Turnover | Energy Star Servers | 1.5132 | 1.1092 | 265.9748 | 0.16919 | 0.11767 | 1136.6997
Commercial/Industrial | Institutional | Existing | Anti-Sweat Controls | 1.3026 | 1.4558 | 374.3808 | 0.081727 | 0.082167 | 1022.6336 | Commercial/Industrial | Warehouse | Existing | Wall Insulation | 1.6536 | 1.4743 | 2.8892 | 0.00022233 | 0.0003967 | 1.9593 | Commercial/Industrial | Assembly | Turnover | LED Linear - Lamp Replacement | 5.4895 | 1.3084 | 36.8449 | 0.0049742 | 0.0011421 | 20.5922 | Commercial/Industrial | Restaurants | New | Energy Star Servers | 1.5132 | 1.1092 | 265.9748 | 0.16919 | 0.11767 | 1136.6997
Commercial/Industrial | Miscellaneous | Existing | Anti-Sweat Controls | 1.3026 | 1.4558 | 374.3808 | 0.081727 | 0.082167 | 1022.6336 | Commercial/Industrial | Restaurants | Existing | Low-Flow Pre-Rinse Sprayers | 1.6403 | 1.1491 | 754.558 | 0.35603 | 0.19768 | 2261.9741 | Commercial/Industrial | Assembly | New | LED Linear - Lamp Replacement | 5.4895 | 1.3084 | 36.8449 | 0.0049742 | 0.0011421 | 20.5922 | Commercial/Industrial | Restaurants | New | Energy Star Servers | 1.5132 | 1.1092 | 265.9748 | 0.16919 | 0.11767 | 1136.6997
Commercial/Industrial | Offices | Existing | Anti-Sweat Controls | 1.3026 | 1.4558 | 374.3808 | 0.081727 | 0.082167 | 1022.6336 | Commercial/Industrial | Restaurants | New | Low-Flow Pre-Rinse Sprayers | 1.6403 | 1.1491 | 754.558 | 0.35603 | 0.19768 | 2261.9741 | Commercial/Industrial | Miscellaneous | Turnover | CFL-23W | 10.324 | 1.1232 | 32.8234 | 0.0074035 | 0.0017117 | 30.856 | Commercial/Industrial | College and University | New | Energy Star Servers | 1.5132 | 1.1092 | 265.9748 | 0.16919 | 0.11767 | 1136.6997
Commercial/Industrial | Retail | Existing | Anti-Sweat Controls | 1.3026 | 1.4558 | 374.3808 | 0.081727 | 0.082167 | 1022.6336 | Commercial/Industrial | College and University | Existing | VSD Controlled Compressor | 1.6134 | 1.5616 | 11332.3582 | 1.7063 | 1.4292 | 13160.16 | Commercial/Industrial | Miscellaneous | New | CFL-23W | 10.324 | 1.1232 | 32.8234 | 0.0074035 | 0.0017117 | 30.856 | Commercial/Industrial | Healthcare | New | Energy Star Servers | 1.5132 | 1.1092 | 265.9748 | 0.16919 | 0.11767 | 1136.6997
Commercial/Industrial | Warehouse | Existing | Anti-Sweat Controls | 1.3026 | 1.4558 | 374.3808 | 0.081727 | 0.082167 | 1022.6336 | Commercial/Industrial | Healthcare | Existing | VSD Controlled Compressor | 1.6134 | 1.5616 | 11332.3582 | 1.7063 | 1.4292 | 13160.16 | Commercial/Industrial | Schools K-12 | Turnover | LED Linear - Lamp Replacement | 4.5751 | 1.3183 | 29.4121 | 0.0041146 | 0.00094471 | 17.0336 | Commercial/Industrial | Hospitals | New | Energy Star Servers | 1.5132 | 1.1092 | 265.9748 | 0.16919 | 0.11767 | 1136.6997
Commercial/Industrial | Assembly | New | Anti-Sweat Controls | 1.3026 | 1.4558 | 374.3808 | 0.081727 | 0.082167 | 1022.6336 | Commercial/Industrial | Hospitals | Existing | VSD Controlled Compressor | 1.6134 | 1.5616 | 11332.3582 | 1.7063 | 1.4292 | 13160.16 | Commercial/Industrial | Schools K-12 | New | LED Linear - Lamp Replacement | 4.5751 | 1.3183 | 29.4121 | 0.0041146 | 0.00094471 | 17.0336 | Commercial/Industrial | Lodging/Hospitality | New | Energy Star Servers | 1.5132 | 1.1092 | 265.9748 | 0.16919 | 0.11767 | 1136.6997
Commercial/Industrial | Grocery | New | Anti-Sweat Controls | 1.3026 | 1.4558 | 374.3808 | 0.081727 | 0.082167 | 1022.6336 | Commercial/Industrial | Lodging/Hospitality | Existing | VSD Controlled Compressor | 1.6134 | 1.5616 | 11332.3582 | 1.7063 | 1.4292 | 13160.16 | Commercial/Industrial | Warehouse | Turnover | CFL-23W | 8.9342 | 1.1205 | 28.1517 | 0.0064226 | 0.001485 | 26.768 | Commercial/Industrial | Restaurants | New | Energy Star Servers | 1.5132 | 1.1092 | 265.9748 | 0.16919 | 0.11767 | 1136.6997
Commercial/Industrial | Institutional | New | Anti-Sweat Controls | 1.3026 | 1.4558 | 374.3808 | 0.081727 | 0.082167 | 1022.6336 | Commercial/Industrial | Restaurants | Existing | VSD Controlled Compressor | 1.6134 | 1.5616 | 11332.3582 | 1.7063 | 1.4292 | 13160.16 | Commercial/Industrial | Warehouse | New | CFL-23W | 8.9342 | 1.1205 | 28.1517 | 0.0064226 | 0.001485 | 26.768 | Commercial/Industrial | Schools K-12 | New | Energy Star Servers | 1.5132 | 1.1092 | 265.9748 | 0.16919 | 0.11767 | 1136.6997
Commercial/Industrial | Miscellaneous | New | Anti-Sweat Controls | 1.3026 | 1.4558 | 374.3808 | 0.081727 | 0.082167 | 1022.6336 | Commercial/Industrial | Schools K-12 | Existing | VSD Controlled Compressor | 1.6134 | 1.5616 | 11332.3582 | 1.7063 | 1.4292 | 13160.16 | Commercial/Industrial | Lodging/Hospitality | Turnover | CFL-23W | 8.6784 | 1.1061 | 27.6365 | 0.006329 | 1.7134e-06 | 26.278 | Commercial/Industrial | College and University | New | Energy Star Servers | 1.5132 | 1.1092 | 265.9748 | 0.16919 | 0.11767 | 1136.6997
Commercial/Industrial | Offices | New | Anti-Sweat Controls | 1.3026 | 1.4558 | 374.3808 | 0.081727 | 0.082167 | 1022.6336 | Commercial/Industrial | College and University | New | VSD Controlled Compressor | 1.6134 | 1.5616 | 11332.3582 | 1.7063 | 1.4292 | 13160.16 | Commercial/Industrial | Lodging/Hospitality | New | CFL-23W | 8.6784 | 1.1061 | 27.6365 | 0.006329 | 1.7134e-06 | 26.278 | Commercial/Industrial | Healthcare | New | Energy Star Servers | 1.5132 | 1.1092 | 265.9748 | 0.16919 | 0.11767 | 1136.6997
Commercial/Industrial | Retail | New | Anti-Sweat Controls | 1.3026 | 1.4558 | 374.3808 | 0.081727 | 0.082167 | 1022.6336 | Commercial/Industrial | Healthcare | New | VSD Controlled Compressor | 1.6134 | 1.5616 | 11332.3582 | 1.7063 | 1.4292 | 13160.16 | Commercial/Industrial | College and University | Turnover | CFL-23W | 8.2508 | 1.3907 | 24.8796 | 0.0031363 | 0.0030714 | 30.856 | Commercial/Industrial | Hospitals | New | Energy Star Servers | 1.5132 | 1.1092 | 265.9748 | 0.16919 | 0.11767 | 1136.6997
Commercial/Industrial | Warehouse | New | Anti-Sweat Controls | 1.3026 | 1.4558 | 374.3808 | 0.081727 | 0.082167 | 1022.6336 | Commercial/Industrial | Hospitals | New | VSD Controlled Compressor | 1.6134 | 1.5616 | 11332.3582 | 1.7063 | 1.4292 | 13160.16 | Commercial/Industrial | College and University | New | CFL-23W | 8.2508 | 1.3907 | 24.8796 | 0.0031363 | 0.0030714 | 30.856 | Commercial/Industrial | Lodging/Hospitality | New | Energy Star Servers | 1.5132 | 1.1092 | 265.9748 | 0.16919 | 0.11767 | 1136.6997
Commercial/Industrial | Institutional | Existing | Engine Block Timer | 0.36517 | 1.4494 | -108.0349 | 0.012328 | 0.012951 | 259.2 | Commercial/Industrial | Lodging/Hospitality | New | VSD Controlled Compressor | 1.6134 | 1.5616 | 11332.3582 | 1.7063 | 1.4292 | 13160.16 | Commercial/Industrial | Restaurants | Turnover | CFL-23W | 7.7402 | 1.1032 | 24.456 | 0.0056597 | 1.5322e-06 | 23.499 | Commercial/Industrial | Restaurants | New | Energy Star Servers | 1.5132 | 1.1092 | 265.9748 | 0.16919 | 0.11767 | 1136.6997
Commercial/Industrial | Miscellaneous | Existing | Engine Block Timer | 0.36517 | 1.4494 | -108.0349 | 0.012328 | 0.012951 | 259.2 | Commercial/Industrial | Restaurants | New | VSD Controlled Compressor | 1.6134 | 1.5616 | 11332.3582 | 1.7063 | 1.4292 | 13160.16 | Commercial/Industrial | Restaurants | New | CFL-23W | 7.7402 | 1.1032 | 24.456 | 0.0056597 | 1.5322e-06 | 23.499 | Commercial/Industrial | Schools K-12 | Existing | Low Flow Shower Head | 4.5189 | 0.83886 | 234.6377 | 0.010895 | 0.057159 | 155.2928
Commercial/Industrial | Offices | Existing | Engine Block Timer | 0.36517 | 1.4494 | -108.0349 | 0.012328 | 0.012951 | 259.2 | Commercial/Industrial | Schools K-12 | New | VSD Controlled Compressor | 1.6134 | 1.5616 | 11332.3582 | 1.7063 | 1.4292 | 13160.16 | Commercial/Industrial | Institutional | Turnover | CFL-23W | 7.7552 | 1.1274 | 23.9521 | 0.0055408 | 0.0012811 | 23.093 | Commercial/Industrial | Assembly | Existing | Low Flow Shower Head | 4.5189 | 0.83886 | 234.6377 | 0.010895 | 0.057159 | 155.2928
Commercial/Industrial | Restaurants | Existing | Engine Block Timer | 0.36517 | 1.4494 | -108.0349 | 0.012328 | 0.012951 | 259.2 | Commercial/Industrial | Assembly | Turnover | High Efficiency Chiller (Air Cooled, 50 tons) | 1.6084 | 1.4184 | 16773.884 | 3.6935 | 3.7483 | 12977.2822 | Commercial/Industrial | Institutional | New | CFL-23W | 7.7552 | 1.1274 | 23.9521 | 0.0055408 | 0.0012811 | 23.093 | Commercial/Industrial | Assembly | New | Low Flow Shower Head | 4.5189 | 0.83886 | 234.6377 | 0.010895 | 0.057159 | 155.2928
Commercial/Industrial | Retail | Existing | Engine Block Timer | 0.36517 | 1.4494 | -108.0349 | 0.012328 | 0.012951 | 259.2 | Commercial/Industrial | Assembly | New | High Efficiency Chiller (Air Cooled, 50 tons) | 1.6084 | 1.4184 | 16773.884 | 3.6935 | 3.7483 | 12977.2822 | Commercial/Industrial | Offices | Turnover | CFL-23W | 7.6696 | 1.1307 | 23.5841 | 0.0054636 | 0.0012632 | 22.771 | Commercial/Industrial | Offices | New | Low Flow Shower Head | 4.5189 | 0.83886 | 234.6377 | 0.010895 | 0.057159 | 155.2928
Commercial/Industrial | Schools K-12 | Existing | Engine Block Timer | 0.36517 | 1.4494 | -108.0349 | 0.012328 | 0.012951 | 259.2 | Commercial/Industrial | Offices | Existing | ENERGY STAR certified buildings program | 1.5658 | 0.94923 | 130808.5897 | 8.8849 | 27.5468 | 53145.4 | Commercial/Industrial | Offices | New | CFL-23W | 7.6696 | 1.1307 | 23.5841 | 0.0054636 | 0.0012632 | 22.771 | Commercial/Industrial | Offices | Existing | Faucet Aerator | 3.6497 | 0.74867 | 216.6078 | 0.0069971 | 0.059707 | 131.8422
Commercial/Industrial | Warehouse | Existing | Engine Block Timer | 0.36517 | 1.4494 | -108.0349 | 0.012328 | 0.012951 | 259.2 | Commercial/Industrial | Offices | New | ENERGY STAR certified buildings program | 1.5658 | 0.94923 | 130808.5897 | 8.8849 | 27.5468 | 53145.4 | Commercial/Industrial | Grocery | Turnover | Premium T8 - Lamp Replacement | 12.5267 | 1.1118 | 21.0858 | 0.0047075 | 7.8845e-07 | 19.5149 | Commercial/Industrial | Lodging/Hospitality | New | Faucet Aerator | 3.6497 | 0.74867 | 216.6078 | 0.0069971 | 0.059707 | 131.8422
Commercial/Industrial | Institutional | New | Engine Block Timer | 0.36517 | 1.4494 | -108.0349 | 0.012328 | 0.012951 | 259.2 | Commercial/Industrial | Lodging/Hospitality | Existing | Retro-Commissioning | 1.5552 | 0.71478 | 52210.0217 | 23.8781 | 46.2663 | 77338.89 | Commercial/Industrial | Grocery | New | Premium T8 - Lamp Replacement | 12.5267 | 1.1118 | 21.0858 | 0.0047075 | 7.8845e-07 | 19.5149 | Commercial/Industrial | Lodging/Hospitality | Existing | Interior Lighting Controls | 1.0819 | 1.8228 | 214.3773 | 0 | 0 | 952.28
Commercial/Industrial | Miscellaneous | New | Engine Block Timer | 0.36517 | 1.4494 | -108.0349 | 0.012328 | 0.012951 | 259.2 | Commercial/Industrial | Lodging/Hospitality | New | Retro-Commissioning | 1.5552 | 0.71478 | 52210.0217 | 23.8781 | 46.2663 | 77338.89 | Commercial/Industrial | Assembly | Turnover | CFL-23W | 6.7661 | 1.1283 | 20.5683 | 0.0048304 | 0.0011168 | 20.132 | Commercial/Industrial | Assembly | New | Interior Lighting Controls | 1.0819 | 1.8228 | 214.3773 | 0 | 0 | 952.28
Commercial/Industrial | Offices | New | Engine Block Timer | 0.36517 | 1.4494 | -108.0349 | 0.012328 | 0.012951 | 259.2 | Commercial/Industrial | Assembly | Turnover | High Efficiency Chiller (Water cooled-centrifugal, 200 tons) | 1.529 | 1.2337 | 24059.3251 | 6.3192 | 0.27371 | 16050.3747 | Commercial/Industrial | Assembly | New | CFL-23W | 6.7661 | 1.1283 | 20.5683 | 0.0048304 | 0.0011168 | 20.132 | Commercial/Industrial | Assembly | Existing | Faucet Aerator | 3.6204 | 1.2489 | 213.5402 | 0.041217 | 0.024823 | 197.7633
Commercial/Industrial | Restaurants | New | Engine Block Timer | 0.36517 | 1.4494 | -108.0349 | 0.012328 | 0.012951 | 259.2 | Commercial/Industrial | Assembly | New | High Efficiency Chiller (Water cooled-centrifugal, 200 tons) | 1.529 | 1.2337 | 24059.3251 | 6.3192 | 0.27371 | 16050.3747 | Commercial/Industrial | Hospitals | Turnover | Premium T8 - Lamp Replacement | 12.4356 | 1.3876 | 20.0213 | 0.0024798 | 0.0023811 | 23.943 | Commercial/Industrial | Healthcare | Existing | Faucet Aerator | 3.6204 | 1.2489 | 213.5402 | 0.041217 | 0.024823 | 197.7633
Commercial/Industrial | Retail | New | Engine Block Timer | 0.36517 | 1.4494 | -108.0349 | 0.012328 | 0.012951 | 259.2 | Commercial/Industrial | Healthcare | Existing | ENERGY STAR certified buildings program | 1.5175 | 0.94924 | 155134.6922 | 10.785 | 33.4376 | 64510.3866 | Commercial/Industrial | Hospitals | New | Premium T8 - Lamp Replacement | 12.4356 | 1.3876 | 20.0213 | 0.0024798 | 0.0023811 | 23.943 | Commercial/Industrial | Healthcare | Existing | Faucet Aerator | 3.6204 | 1.2489 | 213.5402 | 0.041217 | 0.024823 | 197.7633
Commercial/Industrial | Schools K-12 | New | Engine Block Timer | 0.36517 | 1.4494 | -108.0349 | 0.012328 | 0.012951 | 259.2 | Commercial/Industrial | Healthcare | New | ENERGY STAR certified buildings program | 1.5175 | 0.94924 | 155134.6922 | 10.785 | 33.4376 | 64510.3866 | Commercial/Industrial | Healthcare | Turnover | Premium T8 - Lamp Replacement | 11.4437 | 1.119 | 19.0168 | 0.0042752 | 0.00098159 | 17.6986 | Commercial/Industrial | Lodging/Hospitality | New | Faucet Aerator | 3.6204 | 1.2489 | 213.5402 | 0.041217 | 0.024823 | 197.7633
Commercial/Industrial | Warehouse | New | Engine Block Timer | 0.36517 | 1.4494 | -108.0349 | 0.012328 | 0.012951 | 259.2 | Commercial/Industrial | Lodging/Hospitality | Existing | Programmable Thermostat | 1.5152 | 0.3785 | 44834.6841 | -0.22094 | 20.6086 | 6897.6783 | Commercial/Industrial | Healthcare | New | Premium T8 - Lamp Replacement | 11.4437 | 1.119 | 19.0168 | 0.0042752 | 0.00098159 | 17.6986 | Commercial/Industrial | Lodging/Hospitality | New | Faucet Aerator | 3.6204 | 1.2489 | 213.5402 | 0.041217 | 0.024823 | 197.7633
Commercial/Industrial | Assembly | Turnover | Energy Star Uninterruptable Power Supply | 1.0555 | 1.4373 | 1.7043 | 0.00061097 | 0.00061097 | 5.3521 | Commercial/Industrial | Lodging/Hospitality | New | Programmable Thermostat | 1.5152 | 0.3785 | 44834.6841 | -0.22094 | 20.6086 | 6897.6783 | Commercial/Industrial | Retail | Turnover | Premium T8 - Lamp Replacement | 11.3225 | 1.1178 | 18.8285 | 0.004232 | 7.0881e-07 | 17.5437 | Commercial/Industrial | Assembly | New | Faucet Aerator | 3.6204 | 1.2489 | 213.5402 | 0.041217 | 0.024823 | 197.7633
Commercial/Industrial | College and University | Turnover | Energy Star Uninterruptable Power Supply | 1.0555 | 1.4373 | 1.7043 | 0.00061097 | 0.00061097 | 5.3521 | Commercial/Industrial | Assembly | Turnover | Energy Star Servers | 1.5132 | 1.1092 | 265.9748 | 0.16919 | 0.11767 | 1136.6997 | Commercial/Industrial | Retail | New | Premium T8 - Lamp Replacement | 11.3225 | 1.1178 | 18.8285 | 0.004232 | 7.0881e-07 | 17.5437 | Commercial/Industrial | College and University | Turnover | High Efficiency PTHP | 1.2074 | 1.0806 | 204.2601 | 0.096704 | 3.5407e-05 | 194.4303
Commercial/Industrial | Grocery | Turnover | Energy Star Uninterruptable Power Supply | 1.0555 | 1.4373 | 1.7043 | 0.00061097 | 0.00061097 | 5.3521 | Commercial/Industrial | College and University | Turnover | Energy Star Servers | 1.5132 | 1.1092 | 265.9748 | 0.16919 | 0.11767 | 1136.6997 | Commercial/Industrial | Assembly | Existing | Outdoor Lighting Controls | 0.76874 | 1.8228 | 18.7226 | 0 | 0 | 562.52 | Commercial/Industrial | Grocery | New | High Efficiency PTHP | 1.2074 | 1.0806 | 204.2601 | 0.096704 | 3.5407e-05 | 194.4303
Commercial/Industrial | Healthcare | Turnover | Energy Star Uninterruptable Power Supply | 1.0555 | 1.4373 | 1.7043 | 0.00061097 | 0.00061097 | 5.3521 | Commercial/Industrial | Grocery | Turnover | Energy Star Servers | 1.5132 | 1.1092 | 265.9748 | 0.16919 | 0.11767 | 1136.6997 | Commercial/Industrial | College and University | Existing | Outdoor Lighting Controls | 0.76874 | 1.8228 | 18.7226 | 0 | 0 | 562.52 | Commercial/Industrial | Healthcare | Turnover | High Efficiency PTAC | 1.1782 | 1.0811 | 190.2593 | 0.094322 | 0 | 189.5874
Commercial/Industrial | Hospitals | Turnover | Energy Star Uninterruptable Power Supply | 1.0555 | 1.4373 | 1.7043 | 0.00061097 | 0.00061097 | 5.3521 | Commercial/Industrial | Healthcare | Turnover | Energy Star Servers | 1.5132 | 1.1092 | 265.9748 | 0.16919 | 0.11767 | 1136.6997 | Commercial/Industrial | Grocery | Existing | Outdoor Lighting Controls | 0.76874 | 1.8228 | 18.7226 | 0 | 0 | 562.52 | Commercial/Industrial | Hospitals | New | High Efficiency PTAC | 1.1782 | 1.0811 | 190.2593 | 0.094322 | 0 | 189.5874
Commercial/Industrial | Institutional | Turnover | Energy Star Uninterruptable Power Supply | 1.0555 | 1.4373 | 1.7043 | 0.00061097 | 0.00061097 | 5.3521 | Commercial/Industrial | Hospitals | Turnover | Energy Star Servers | 1.5132 | 1.1092 | 265.9748 | 0.16919 | 0.11767 | 1136.6997 | Commercial/Industrial | Healthcare | Existing | Outdoor Lighting Controls | 0.76874 | 1.8228 | 18.7226 | 0 | 0 | 562.52 | Commercial/Industrial | Institutional | Existing | Low Flow Shower Head | 4.2384 | 1.0424 | 189.1746 | 0.014317 | 0.037425 | 155.2928
Commercial/Industrial | Lodging/Hospitality | Turnover | Energy Star Uninterruptable Power Supply | 1.0555 | 1.4373 | 1.7043 | 0.00061097 | 0.00061097 | 5.3521 | Commercial/Industrial | Institutional | Turnover | Energy Star Servers | 1.5132 | 1.1092 | 265.9748 | 0.16919 | 0.11767 | 1136.6997 | Commercial/Industrial | Hospitals | Existing | Outdoor Lighting Controls | 0.76874 | 1.8228 | 18.7226 | 0 | 0 | 562.52 | Commercial/Industrial | Lodging/Hospitality | New | Low Flow Shower Head | 4.2384 | 1.0424 | 189.1746 | 0.014317 | 0.037425 | 155.2928
Commercial/Industrial | Miscellaneous | Turnover | Energy Star Uninterruptable Power Supply | 1.0555 | 1.4373 | 1.7043 | 0.00061097 | 0.00061097 | 5.3521 | Commercial/Industrial | Lodging/Hospitality | Turnover | Energy Star Servers | 1.5132 | 1.1092 | 265.9748 | 0.16919 | 0.11767 | 1136.6997 | Commercial/Industrial | Institutional | Existing | Outdoor Lighting Controls | 0.76874 | 1.8228 | 18.7226 | 0 | 0 | 562.52 | Commercial/Industrial | Miscellaneous | Existing | Smart Strip Plug Outlet | 1.0181 | 1.0882 | 187.5509 | 0.18222 | 0 | 1225.4519
Commercial/Industrial | Offices | Turnover | Energy Star Uninterruptable Power Supply | 1.0555 | 1.4373 | 1.7043 | 0.00061097 | 0.00061097 | 5.3521 | Commercial/Industrial | Miscellaneous | Turnover | Energy Star Servers | 1.5132 | 1.1092 | 265.9748 | 0.16919 | 0.11767 | 1136.6997 | Commercial/Industrial | Lodging/Hospitality | Existing | Outdoor Lighting Controls | 0.76874 | 1.8228 | 18.7226 | 0 | 0 | 562.52 | Commercial/Industrial | Offices | New | Smart Strip Plug Outlet | 1.0181 | 1.0882 | 187.5509 | 0.18222 | 0 | 1225.4519
Commercial/Industrial | Restaurants | Turnover | Energy Star Uninterruptable Power Supply | 1.0555 | 1.4373 | 1.7043 | 0.00061097 | 0.00061097 | 5.3521 | Commercial/Industrial | Offices | Turnover | Energy Star Servers | 1.5132 | 1.1092 | 265.9748 | 0.16919 | 0.11767 | 1136.6997 | Commercial/Industrial | Miscellaneous | Existing | Outdoor Lighting Controls | 0.76874 | 1.8228 | 18.7226 | 0 | 0 | 562.52 | Commercial/Industrial | Restaurants | Turnover | LED - 14W | 26.7221 | 1.2952 | 179.6843 | 0.021364 | 5.7838e-06 | 88.704
Commercial/Industrial | Retail | Turnover | Energy Star Uninterruptable Power Supply | 1.0555 | 1.4373 | 1.7043 | 0.00061097 | 0.00061097 | 5.3521 | Commercial/Industrial | Restaurants | Turnover | Energy Star Servers | 1.5132 | 1.1092 | 265.9748 | 0.16919 | 0.11767 | 1136.6997 | Commercial/Industrial | Offices | Existing | Outdoor Lighting Controls | 0.76874 | 1.8228 | 18.7226 | 0 | 0 | 562.52 | Commercial/Industrial | Retail | New | LED - 14W | 26.7221 | 1.2952 | 179.6843 | 0.021364 | 5.7838e-06 | 88.704
Commercial/Industrial | Schools K-12 | Turnover | Energy Star Uninterruptable Power Supply | 1.0555 | 1.4373 | 1.7043 | 0.00061097 | 0.00061097 | 5.3521 | Commercial/Industrial | Retail | Turnover | Energy Star Servers | 1.5132 | 1.1092 | 265.9748 | 0.16919 | 0.11767 | 1136.6997 | Commercial/Industrial | Restaurants | Existing | Outdoor Lighting Controls | 0.76874 | 1.8228 | 18.7226 | 0 | 0 | 562.52 | Commercial/Industrial | Schools K-12 | Turnover | LED - 14W | 26.8656 | 1.6481 | 173.0877 | 0.011062 | 0.010833 | 108.832
Commercial/Industrial | Warehouse | Turnover | Energy Star Uninterruptable Power Supply | 1.0555 | 1.4373 | 1.7043 | 0.00061097 | 0.00061097 | 5.3521 | Commercial/Industrial | Schools K-12 | Turnover | Energy Star Servers | 1.5132 | 1.1092 | 265.9748 | 0.16919 | 0.11767 | 1136.6997 | Commercial/Industrial | Retail | Existing | Outdoor Lighting Controls | 0.76874 | 1.8228 | 18.7226 | 0 | 0 | 562.52 | Commercial/Industrial | Warehouse | New | LED - 14W | 26.8656 | 1.6481 | 173.0877 | 0.011062 | 0.010833 | 108.832
Commercial/Industrial | Assembly | New | Energy Star Uninterruptable Power Supply | 1.0555 | 1.4373 | 1.7043 | 0.00061097 | 0.00061097 | 5.3521 | Commercial/Industrial | Warehouse | Turnover | Energy Star Servers | 1.5132 | 1.1092 | 265.9748 | 0.16919 | 0.11767 | 1136.6997 | Commercial/Industrial | Schools K-12 | Existing | Outdoor Lighting Controls | 0.76874 | 1.8228 | 18.7226 | 0 | 0 | 562.52 | Commercial/Industrial | Assembly | Existing | Low Flow Shower Head | 4.3546 | 1.3126 | 163.4153 | 0.026243 | 0.017455 | 155.2928
Commercial/Industrial | College and University | New | Energy Star Uninterruptable Power Supply | 1.0555 | 1.4373 | 1.7043 | 0.00061097 | 0.00061097 | 5.3521 | Commercial/Industrial | Assembly | New | Energy Star Servers | 1.5132 | 1.1092 | 265.9748 | 0.16919 | 0.11767 | 1136.6997 | Commercial/Industrial | Warehouse | Existing | Outdoor Lighting Controls | 0.76874 | 1.8228 | 18.7226 | 0 | 0 | 562.52 | Commercial/Industrial | College and University | Existing | Low Flow Shower Head | 4.3546 | 1.3126 | 163.4153 | 0.026243 | 0.017455 | 155.2928
Commercial/Industrial | Grocery | New | Energy Star Uninterruptable Power Supply | 1.0555 | 1.4373 | 1.7043 | 0.00061097 | 0.00061097 | 5.3521 | Commercial/Industrial | College and University | New | Energy Star Servers | 1.5132 | 1.1092 | 265.9748 | 0.16919 | 0.11767 | 1136.6997 | Commercial/Industrial | Assembly | New | Outdoor Lighting Controls | 0.76874 | 1.8228 | 18.7226 | 0 | 0 | 562.52 | Commercial/Industrial | Grocery | Existing | Low Flow Shower Head | 4.3546 | 1.3126 | 163.4153 | 0.026243 | 0.017455 | 155.2928
Commercial/Industrial | Healthcare | New | Energy Star Uninterruptable Power Supply | 1.0555 | 1.4373 | 1.7043 | 0.00061097 | 0.00061097 | 5.3521 | Commercial/Industrial | Grocery | New | Energy Star Servers | 1.5132 | 1.1092 | 265.9748 | 0.16919 | 0.11767 | 1136.6997 | Commercial/Industrial | College and University | New | Outdoor Lighting Controls | 0.76874 | 1.8228 | 18.7226 | 0 | 0 | 562.52 | Commercial/Industrial | Healthcare | New | Low Flow Shower Head | 4.3546 | 1.3126 | 163.4153 | 0.026243 | 0.017455 | 155.2928
Commercial/Industrial | Hospitals | New | Energy Star Uninterruptable Power Supply | 1.0555 | 1.4373 | 1.7043 | 0.00061097 | 0.00061097 | 5.3521 | Commercial/Industrial | Healthcare | New | Energy Star Servers | 1.5132 | 1.1092 | 265.9748 | 0.16919 | 0.11767 | 1136.6997 | Commercial/Industrial | Grocery | New | Outdoor Lighting Controls | 0.76874 | 1.8228 | 18.7226 | 0 | 0 | 562.52 | Commercial/Industrial | Hospitals | New | Low Flow Shower Head | 4.3546 | 1.3126 | 163.4153 | 0.026243 | 0.017455 | 155.2928
Commercial/Industrial | Institutional | New | Energy Star Uninterruptable Power Supply | 1.0555 | 1.4373 | 1.7043 | 0.00061097 | 0.00061097 | 5.3521 | Commercial/Industrial | Hospitals | New | Energy Star Servers | 1.5132 | 1.1092 | 265.9748 | 0.16919 | 0.11767 | 1136.6997 | Commercial/Industrial | Healthcare | New | Outdoor Lighting Controls | 0.76874 | 1.8228 | 18.7226 | 0 | 0 | 562.52 | Commercial/Industrial | Institutional | New | Low Flow Shower Head | 4.3546 | 1.3126 | 163.4153 | 0.026243 | 0.017455 | 155.2928
Commercial/Industrial | Lodging/Hospitality | New | Energy Star Uninterruptable Power Supply | 1.0555 | 1.4373 | 1.7043 | 0.00061097 | 0.00061097 | 5.3521 | Commercial/Industrial | Institutional | New | Energy Star Servers | 1.5132 | 1.1092 | 265.9748 | 0.16919 | 0.11767 | 1136.6997 | Commercial/Industrial | Hospitals | New | Outdoor Lighting Controls | 0.76874 | 1.8228 | 18.7226 | 0 | 0 | 562.52 | Commercial/Industrial | Lodging/Hospitality | Turnover | LED - 14W | 24.5292 | 1.314 | 162.2228 | 0.019302 | 0.0044629 | 80.448
Commercial/Industrial | Miscellaneous | New | Energy Star Uninterruptable Power Supply | 1.0555 | 1.4373 | 1.7043 | 0.00061097 | 0.00061097 | 5.3521 | Commercial/Industrial | Lodging/Hospitality | New | Energy Star Servers | 1.5132 | 1.1092 | 265.9748 | 0.16919 | 0.11767 | 1136.6997 | Commercial/Industrial | Institutional | New | Outdoor Lighting Controls | 0.76874 | 1.8228 | 18.7226 | 0 | 0 | 562.52 | Commercial/Industrial | Miscellaneous | New | LED - 14W | 24.5292 | 1.314 | 162.2228 | 0.019302 | 0.0044629 | 80.448
Commercial/Industrial | Offices | New | Energy Star Uninterruptable Power Supply | 1.0555 | 1.4373 | 1.7043 | 0.00061097 | 0.00061097 | 5.3521 | Commercial/Industrial | Miscellaneous | New | Energy Star Servers | 1.5132 | 1.1092 | 265.9748 | 0.16919 | 0.11767 | 1136.6997 | Commercial/Industrial | Lodging/Hospitality | New | Outdoor Lighting Controls | 0.76874 | 1.8228 | 18.7226 | 0 | 0 | 562.52 | Commercial/Industrial | Offices | Turnover | LED - 14W | 24.0097 | 1.2945 | 160.9897 | 0.019206 | 5.1996e-06 | 79.744
Commercial/Industrial | Restaurants | New | Energy Star Uninterruptable Power Supply | 1.0555 | 1.4373 | 1.7043 | 0.00061097 | 0.00061097 | 5.3521 | Commercial/Industrial | Offices | New | Energy Star Servers | 1.5132 | 1.1092 | 265.9748 | 0.16919 | 0.11767 | 1136.6997 | Commercial/Industrial | Miscellaneous | New | Outdoor Lighting Controls | 0.76874 | 1.8228 | 18.7226 | 0 | 0 | 562.52 | Commercial/Industrial | Restaurants | New | LED - 14W | 24.0097 | 1.2945 | 160.9897 | 0.019206 | 5.1996e-06 | 79.744
Commercial/Industrial | Retail | New | Energy Star Uninterruptable Power Supply | 1.0555 | 1.4373 | 1.7043 | 0.00061097 | 0.00061097 | 5.3521 | Commercial/Industrial | Restaurants | New | Energy Star Servers | 1.5132 | 1.1092 | 265.9748 | 0.16919 | 0.11767 | 1136.6997 | Commercial/Industrial | Offices | New | Outdoor Lighting Controls | 0.76874 | 1.8228 | 18.7226 | 0 | 0 | 562.52 | Commercial/Industrial | Retail | Turnover | LED - 14W | 21.4842 | 1.3128 | 141.5543 | 0.016922 | 0.0039125 | 70.528
Commercial/Industrial | Schools K-12 | New | Energy Star Uninterruptable Power Supply | 1.0555 | 1.4373 | 1.7043 | 0.00061097 | 0.00061097 | 5.3521 | Commercial/Industrial | Retail | New | Energy Star Servers | 1.5132 | 1.1092 | 265.9748 | 0.16919 | 0.11767 | 1136.6997 | Commercial/Industrial | Restaurants | New | Outdoor Lighting Controls | 0.76874 | 1.8228 | 18.7226 | 0 | 0 | 562.52 | Commercial/Industrial | Schools K-12 | New | LED - 14W | 21.4842 | 1.3128 | 141.5543 | 0.016922 | 0.0039125 | 70.528
Commercial/Industrial | Warehouse | New | Energy Star Uninterruptable Power Supply | 1.0555 | 1.4373 | 1.7043 | 0.00061097 | 0.00061097 | 5.3521 | Commercial/Industrial | Schools K-12 | New | Energy Star Servers | 1.5132 | 1.1092 | 265.9748 | 0.16919 | 0.11767 | 1136.6997 | Commercial/Industrial | Retail | New | Outdoor Lighting Controls | 0.76874 | 1.8228 | 18.7226 | 0 | 0 | 562.52 | Commercial/Industrial | Warehouse | Existing | Smart Strip Plug Outlet | 1.0213 | 1.1095 | 130.5407 | 0.1304 | 0.090625 | 876.9623
Commercial/Industrial | Assembly | Existing | Regenerative Drive Elevator Motor | 0.08431 | 1.4323 | -25534.0587 | 0.28225 | 0.025857 | 2027.9355 | Commercial/Industrial | Warehouse | New | Energy Star Servers | 1.5132 | 1.1092 | 265.9748 | 0.16919 | 0.11767 | 1136.6997 | Commercial/Industrial | Schools K-12 | New | Outdoor Lighting Controls | 0.76874 | 1.8228 | 18.7226 | 0 | 0 | 562.52 | Commercial/Industrial | Retail | New | Smart Strip Plug Outlet | 1.0213 | 1.1095 | 130.5407 | 0.1304 | 0.090625 | 876.9623
Commercial/Industrial | Grocery | Existing | Regenerative Drive Elevator Motor | 0.08431 | 1.4323 | -25534.0587 | 0.28225 | 0.025857 | 2027.9355 | Commercial/Industrial | Retail | Existing | ECM Motors on Furnaces | 1.5069 | 1.3669 | 975.3053 | 0 | 0.1222 | 1070.4441 | Commercial/Industrial | Warehouse | New | Outdoor Lighting Controls | 0.76874 | 1.8228 | 18.7226 | 0 | 0 | 562.52 | Commercial/Industrial | Retail | Existing | HVAC tune-up | 1.1944 | 0.91172 | 130.4728 | 0.12637 | 0.015344 | 359.8065
Commercial/Industrial | Institutional | Existing | Regenerative Drive Elevator Motor | 0.08431 | 1.4323 | -25534.0587 | 0.28225 | 0.025857 | 2027.9355 | Commercial/Industrial | Retail | New | ECM Motors on Furnaces | 1.5069 | 1.3669 | 975.3053 | 0 | 0.1222 | 1070.4441 | Commercial/Industrial | Schools K-12 | Turnover | CFL-23W | 5.5382 | 1.1164 | 16.5926 | 0.0039956 | 0.00092383 | 16.653 | Commercial/Industrial | Assembly | New | HVAC tune-up | 1.1944 | 0.91172 | 130.4728 | 0.12637 | 0.015344 | 359.8065
Commercial/Industrial | Miscellaneous | Existing | Regenerative Drive Elevator Motor | 0.08431 | 1.4323 | -25534.0587 | 0.28225 | 0.025857 | 2027.9355 | Commercial/Industrial | Assembly | Turnover | Heat Pump Water Heater | 1.4707 | 1.3131 | 2713.8471 | 0.74275 | 0.49402 | 4395.1625 | Commercial/Industrial | Schools K-12 | New | CFL-23W | 5.5382 | 1.1164 | 16.5926 | 0.0039956 | 0.00092383 | 16.653 | Commercial/Industrial | Assembly | Turnover | CFL - 15W Flood | 9.105 | 1.8228 | 128.6044 | 0 | 0 | 200.9
Commercial/Industrial | Offices | Existing | Regenerative Drive Elevator Motor | 0.08431 | 1.4323 | -25534.0587 | 0.28225 | 0.025857 | 2027.9355 | Commercial/Industrial | Assembly | New | Heat Pump Water Heater | 1.4707 | 1.3131 | 2713.8471 | 0.74275 | 0.49402 | 4395.1625 | Commercial/Industrial | Miscellaneous | Turnover | Premium T8 - Lamp Replacement | 10.1262 | 1.1294 | 16.5163 | 0.003748 | 0.00086055 | 15.5162 | Commercial/Industrial | Lodging/Hospitality | Turnover | CFL - 15W Flood | 9.105 | 1.8228 | 128.6044 | 0 | 0 | 200.9
Commercial/Industrial | Retail | Existing | Regenerative Drive Elevator Motor | 0.08431 | 1.4323 | -25534.0587 | 0.28225 | 0.025857 | 2027.9355 | Commercial/Industrial | Lodging/Hospitality | Turnover | High Efficiency Chiller (Water cooled-positive displacement, 100 tons) | 1.4692 | 1.2337 | 12028.3079 | 3.3122 | 0.14347 | 8412.8439 | Commercial/Industrial | Miscellaneous | New | Premium T8 - Lamp Replacement | 10.1262 | 1.1294 | 16.5163 | 0.003748 | 0.00086055 | 15.5162 | Commercial/Industrial | Lodging/Hospitality | Turnover | CFL - 15W Flood | 9.105 | 1.8228 | 128.6044 | 0 | 0 | 200.9
Commercial/Industrial | Warehouse | Existing | Regenerative Drive Elevator Motor | 0.08431 | 1.4323 | -25534.0587 | 0.28225 | 0.025857 | 2027.9355 | Commercial/Industrial | Lodging/Hospitality | New | High Efficiency Chiller (Water cooled-positive displacement, 100 tons) | 1.4692 | 1.2337 | 12028.3079 | 3.3122 | 0.14347 | 8412.8439 | Commercial/Industrial | Warehouse | Turnover | Premium T8 - Lamp Replacement | 8.6787 | 1.1158 | 14.1609 | 0.0032515 | 0.00074654 | 13.4605 | Commercial/Industrial | College and University | Turnover | CFL - 15W Flood | 9.105 | 1.8228 | 128.6044 | 0 | 0 | 200.9
Commercial/Industrial | Assembly | New | Regenerative Drive Elevator Motor | 0.08431 | 1.4323 | -25534.0587 | 0.28225 | 0.025857 | 2027.9355 | Commercial/Industrial | College and University | Existing | Anti-Sweat Controls | 1.4422 | 1.3279 | 468.247 | 0.13259 | 0.11106 | 1022.6336 | Commercial/Industrial | Warehouse | New | Premium T8 - Lamp Replacement | 8.6787 | 1.1158 | 14.1609 | 0.0032515 | 0.00074654 | 13.4605 | Commercial/Industrial | Healthcare | Turnover | CFL - 15W Flood | 9.105 | 1.8228 | 128.6044 | 0 | 0 | 200.9
Commercial/Industrial | Grocery | New | Regenerative Drive Elevator Motor | 0.08431 | 1.4323 | -25534.0587 | 0.28225 | 0.025857 | 2027.9355 | Commercial/Industrial | Healthcare | Existing | Anti-Sweat Controls | 1.4422 | 1.3279 | 468.247 | 0.13259 | 0.11106 | 1022.6336 | Commercial/Industrial | Restaurants | Existing | HVAC tune-up | 0.72404 | 1.0671 | 13.9911 | 0.053199 | 0.0096843 | 267.9572 | Commercial/Industrial | Hospitals | Turnover | CFL - 15W Flood | 9.105 | 1.8228 | 128.6044 | 0 | 0 | 200.9
Commercial/Industrial | Institutional | New | Regenerative Drive Elevator Motor | 0.08431 | 1.4323 | -25534.0587 | 0.28225 | 0.025857 | 2027.9355 | Commercial/Industrial | Hospitals | Existing | Anti-Sweat Controls | 1.4422 | 1.3279 | 468.247 | 0.13259 | 0.11106 | 1022.6336 | Commercial/Industrial | Restaurants | New | HVAC tune-up | 0.72404 | 1.0671 | 13.9911 | 0.053199 | 0.0096843 | 267.9572 | Commercial/Industrial | Lodging/Hospitality | Turnover | CFL - 15W Flood | 9.105 | 1.8228 | 128.6044 | 0 | 0 | 200.9
Commercial/Industrial | Miscellaneous | New | Regenerative Drive Elevator Motor | 0.08431 | 1.4323 | -25534.0587 | 0.28225 | 0.025857 | 2027.9355 | Commercial/Industrial | Lodging/Hospitality | Existing | Anti-Sweat Controls | 1.4422 | 1.3279 | 468.247 | 0.13259 | 0.11106 | 1022.6336 | Commercial/Industrial | Lodging/Hospitality | Turnover | Premium T8 - Lamp Replacement | 8.5207 | 1.1169 | 13.8704 | 0.0031876 | 5.3388e-07 | 13.2141 | Commercial/Industrial | Restaurants | Turnover | CFL - 15W Flood | 9.105 | 1.8228 | 128.6044 | 0 | 0 | 200.9
Commercial/Industrial | Offices | New | Regenerative Drive Elevator Motor | 0.08431 | 1.4323 | -25534.0587 | 0.28225 | 0.025857 | 2027.9355 | Commercial/Industrial | Restaurants | Existing | Anti-Sweat Controls | 1.4422 | 1.3279 | 468.247 | 0.13259 | 0.11106 | 1022.6336 | Commercial/Industrial | Lodging/Hospitality | New | Premium T8 - Lamp Replacement | 8.5207 | 1.1169 | 13.8704 | 0.0031876 | 5.3388e-07 | 13.2141 | Commercial/Industrial | Schools K-12 | Turnover | CFL - 15W Flood | 9.105 | 1.8228 | 128.6044 | 0 | 0 | 200.9
Commercial/Industrial | Retail | New | Regenerative Drive Elevator Motor | 0.08431 | 1.4323 | -25534.0587 | 0.28225 | 0.025857 | 2027.9355 | Commercial/Industrial | Schools K-12 | Existing | Anti-Sweat Controls | 1.4422 | 1.3279 | 468.247 | 0.13259 | 0.11106 | 1022.6336 | Commercial/Industrial | Schools K-12 | Existing | Smart Strip Plug Outlet | 0.93798 | 1.109 | 12.6628 | 0.014976 | 0.010408 | 100.717 | Commercial/Industrial | College and University | Turnover | CFL - 15W Flood | 9.105 | 1.8228 | 128.6044 | 0 | 0 | 200.9
Commercial/Industrial | Warehouse | New | Regenerative Drive Elevator Motor | 0.08431 | 1.4323 | -25534.0587 | 0.28225 | 0.025857 | 2027.9355 | Commercial/Industrial | College and University | New | Anti-Sweat Controls | 1.4422 | 1.3279 | 468.247 | 0.13259 | 0.11106 | 1022.6336 | Commercial/Industrial | Schools K-12 | New | Smart Strip Plug Outlet | 0.93798 | 1.109 | 12.6628 | 0.014976 | 0.010408 | 100.717 | Commercial/Industrial | Healthcare | Turnover | CFL - 15W Flood | 9.105 | 1.8228 | 128.6044 | 0 | 0 | 200.9
Commercial/Industrial | Assembly | Existing | High Efficiency Refrigeration Compressor | 0.26416 | 1.4312 | -420.906 | 0.020431 | 0.0095627 | 135.5 | Commercial/Industrial | Healthcare | New | Anti-Sweat Controls | 1.4422 | 1.3279 | 468.247 | 0.13259 | 0.11106 | 1022.6336 | Commercial/Industrial | College and University | Turnover | Premium T8 - Lamp Replacement | 8.0229 | 1.3814 | 12.5306 | 0.001607 | 0.0015431 | 15.5162 | Commercial/Industrial | Hospitals | Turnover | CFL - 15W Flood | 9.105 | 1.8228 | 128.6044 | 0 | 0 | 200.9
Commercial/Industrial | Grocery | Existing | High Efficiency Refrigeration Compressor | 0.26416 | 1.4312 | -420.906 | 0.020431 | 0.0095627 | 135.5 | Commercial/Industrial | Hospitals | New | Anti-Sweat Controls | 1.4422 | 1.3279 | 468.247 | 0.13259 | 0.11106 | 1022.6336 | Commercial/Industrial | College and University | New | Premium T8 - Lamp Replacement | 8.0229 | 1.3814 | 12.5306 | 0.001607 | 0.0015431 | 15.5162 | Commercial/Industrial | Lodging/Hospitality | Turnover | CFL - 15W Flood | 9.105 | 1.8228 | 128.6044 | 0 | 0 | 200.9
Commercial/Industrial | Institutional | Existing | High Efficiency Refrigeration Compressor | 0.26416 | 1.4312 | -420.906 | 0.020431 | 0.0095627 | 135.5 | Commercial/Industrial | Lodging/Hospitality | New | Anti-Sweat Controls | 1.4422 | 1.3279 | 468.247 | 0.13259 | 0.11106 | 1022.6336 | Commercial/Industrial | Healthcare | Existing | Smart Strip Plug Outlet | 0.93182 | 1.1099 | 12.3601 | 0.014866 | 0.010332 | 99.9794 | Commercial/Industrial | Restaurants | New | CFL - 15W Flood | 9.105 | 1.8228 | 128.6044 | 0 | 0 | 200.9
Commercial/Industrial | Miscellaneous | Existing | High Efficiency Refrigeration Compressor | 0.26416 | 1.4312 | -420.906 | 0.020431 | 0.0095627 | 135.5 | Commercial/Industrial | Restaurants | New | Anti-Sweat Controls | 1.4422 | 1.3279 | 468.247 | 0.13259 | 0.11106 | 1022.6336 | Commercial/Industrial | Healthcare | New | Smart Strip Plug Outlet | 0.93182 | 1.1099 | 12.3601 | 0.014866 | 0.010332 | 99.9794 | Commercial/Industrial | Schools K-12 | New | CFL - 15W Flood | 9.105 | 1.8228 | 128.6044 | 0 | 0 | 200.9
Commercial/Industrial | Offices | Existing | High Efficiency Refrigeration Compressor | 0.26416 | 1.4312 | -420.906 | 0.020431 | 0.0095627 | 135.5 | Commercial/Industrial | Schools K-12 | New | Anti-Sweat Controls | 1.4422 | 1.3279 | 468.247 | 0.13259 | 0.11106 | 1022.6336 | Commercial/Industrial | Restaurants | Turnover | Premium T8 - Lamp Replacement | 7.6102 | 1.1155 | 12.2701 | 0.0028505 | 4.7742e-07 | 11.8166 | Commercial/Industrial | Restaurants | New | CFL - 15W Flood | 9.105 | 1.8228 | 128.6044 | 0 | 0 | 200.9
Commercial/Industrial | Retail | Existing | High Efficiency Refrigeration Compressor | 0.26416 | 1.4312 | -420.906 | 0.020431 | 0.0095627 | 135.5 | Commercial/Industrial | Restaurants | Turnover | High Efficiency Chiller (Water cooled-positive displacement, 100 tons) | 1.4413 | 1.2337 | 11516.6664 | 3.2493 | 0.14074 | 8253.0817 | Commercial/Industrial | Restaurants | New | Premium T8 - Lamp Replacement | 7.6102 | 1.1155 | 12.2701 | 0.0028505 | 4.7742e-07 | 11.8166 | Commercial/Industrial | Restaurants | New | CFL - 15W Flood | 9.105 | 1.8228 | 128.6044 | 0 | 0 | 200.9
Commercial/Industrial | Warehouse | Existing | High Efficiency Refrigeration Compressor | 0.26416 | 1.4312 | -420.906 | 0.020431 | 0.0095627 | 135.5 | Commercial/Industrial | Restaurants | New | High Efficiency Chiller (Water cooled-positive displacement, 100 tons) | 1.4413 | 1.2337 | 11516.6664 | 3.2493 | 0.14074 | 8253.0817 | Commercial/Industrial | Institutional | Turnover | Premium T8 - Lamp Replacement | 7.5332 | 1.1226 | 12.0435 | 0.0028051 | 0.00064404 | 11.6125 | Commercial/Industrial | Hospitals | New | CFL - 15W Flood | 9.105 | 1.8228 | 128.6044 | 0 | 0 | 200.9
Commercial/Industrial | Assembly | New | High Efficiency Refrigeration Compressor | 0.26416 | 1.4312 | -420.906 | 0.020431 | 0.0095627 | 135.5 | Commercial/Industrial | Hospitals | Existing | Smart Thermostat | 1.4348 | 1.5359 | 117672.6387 | 17.5975 | 5.1988 | 210530.1929 | Commercial/Industrial | Institutional | New | Premium T8 - Lamp Replacement | 7.5332 | 1.1226 | 12.0435 | 0.0028051 | 0.00064404 | 11.6125 | Commercial/Industrial | Hospitals | New | CFL - 15W Flood | 9.105 | 1.8228 | 128.6044 | 0 | 0 | 200.9
Commercial/Industrial | Grocery | New | High Efficiency Refrigeration Compressor | 0.26416 | 1.4312 | -420.906 | 0.020431 | 0.0095627 | 135.5 | Commercial/Industrial | Hospitals | New | Smart Thermostat | 1.4348 | 1.5359 | 117672.6387 | 17.5975 | 5.1988 | 210530.1929 | Commercial/Industrial | Offices | Turnover | Premium T8 - Lamp Replacement | 7.4499 | 1.1259 | 11.8579 | 0.002766 | 0.00063506 | 11.4506 | Commercial/Industrial | Retail | New | CFL - 15W Flood | 9.105 | 1.8228 | 128.6044 | 0 | 0 | 200.9
Commercial/Industrial | Institutional | New | High Efficiency Refrigeration Compressor | 0.26416 | 1.4312 | -420.906 | 0.020431 | 0.0095627 | 135.5 | Commercial/Industrial | Retail | Existing | Demand Controlled Ventilation | 1.4216 | 0.70329 | 7155.6602 | 0.53375 | 3.005 | 5126.5164 | Commercial/Industrial | Offices | New | Premium T8 - Lamp Replacement | 7.4499 | 1.1259 | 11.8579 | 0.002766 | 0.00063506 | 11.4506 | Commercial/Industrial | Retail | New | CFL - 15W Flood | 9.105 | 1.8228 | 128.6044 | 0 | 0 | 200.9
Commercial/Industrial | Miscellaneous | New | High Efficiency Refrigeration Compressor | 0.26416 | 1.4312 | -420.906 | 0.020431 | 0.0095627 | 135.5 | Commercial/Industrial | Retail | New | Demand Controlled Ventilation | 1.4216 | 0.70329 | 7155.6602 | 0.53375 | 3.005 | 5126.5164 | Commercial/Industrial | College and University | Existing | ECM Motors on Furnaces | 0.67367 | 1.2334 | 11.8117 | 0 | 0.070648 | 462.9948 | Commercial/Industrial | Retail | New | CFL - 15W Flood | 9.105 | 1.8228 | 128.6044 | 0 | 0 | 200.9
Commercial/Industrial | Offices | New | High Efficiency Refrigeration Compressor | 0.26416 | 1.4312 | -420.906 | 0.020431 | 0.0095627 | 135.5 | Commercial/Industrial | Retail | Existing | Facility Energy Management System | 1.4113 | 1.3069 | 18747.0641 | 5.261 | 2.419 | 20160.1173 | Commercial/Industrial | College and University | New | ECM Motors on Furnaces | 0.67367 | 1.2334 | 11.8117 | 0 | 0.070648 | 462.9948 | Commercial/Industrial | Retail | New | CFL - 15W Flood | 9.105 | 1.8228 | 128.6044 | 0 | 0 | 200.9
Commercial/Industrial | Retail | New | High Efficiency Refrigeration Compressor | 0.26416 | 1.4312 | -420.906 | 0.020431 | 0.0095627 | 135.5 | Commercial/Industrial | Retail | New | Facility Energy Management System | 1.4113 | 1.3069 | 18747.0641 | 5.261 | 2.419 | 20160.1173 | Commercial/Industrial | Assembly | Turnover | Premium T8 - Lamp Replacement | 6.5723 | 1.1235 | 10.3374 | 0.0024454 | 0.00056146 | 10.1235 | Commercial/Industrial | College and University | New | CFL - 15W Flood | 9.105 | 1.8228 | 128.6044 | 0 | 0 | 200.9
Commercial/Industrial | Warehouse | New | High Efficiency Refrigeration Compressor | 0.26416 | 1.4312 | -420.906 | 0.020431 | 0.0095627 | 135.5 | Commercial/Industrial | College and University | Existing | PSC to ECM Evaporator Fan Motor (Reach-In) | 1.3916 | 1.562 | 364.0554 | 0.065337 | 0.054728 | 503.9324 | Commercial/Industrial | Assembly | New | Premium T8 - Lamp Replacement | 6.5723 | 1.1235 | 10.3374 | 0.0024454 | 0.00056146 | 10.1235 | Commercial/Industrial | Healthcare | New | CFL - 15W Flood | 9.105 | 1.8228 | 128.6044 | 0 | 0 | 200.9
Commercial/Industrial | Warehouse | Turnover | High Efficiency Chiller (Air Cooled, 50 tons) | 0.39012 | 1.4185 | -10704.3258 | 0.89583 | 0.90912 | 3147.5122 | Commercial/Industrial | Healthcare | Existing | PSC to ECM Evaporator Fan Motor (Reach-In) | 1.3916 | 1.562 | 364.0554 | 0.065337 | 0.054728 | 503.9324 | Commercial/Industrial | Grocery | Turnover | Premium T8 - Fixture Replacement | 0.82829 | 1.1064 | 9.9703 | 0.014277 | 7.8218e-07 | 58.5446 | Commercial/Industrial | Hospitals | New | CFL - 15W Flood | 9.105 | 1.8228 | 128.6044 | 0 | 0 | 200.9
Commercial/Industrial | Warehouse | New | High Efficiency Chiller (Air Cooled, 50 tons) | 0.39012 | 1.4185 | -10704.3258 | 0.89583 | 0.90912 | 3147.5122 | Commercial/Industrial | Hospitals | Existing | PSC to ECM Evaporator Fan Motor (Reach-In) | 1.3916 | 1.562 | 364.0554 | 0.065337 | 0.054728 | 503.9324 | Commercial/Industrial | Grocery | New | Premium T8 - Fixture Replacement | 0.82829 | 1.1064 | 9.9703 | 0.014277 | 7.8218e-07 | 58.5446 | Commercial/Industrial | Lodging/Hospitality | Existing | HVAC tune-up | 1.1853 | 0.90691 | 125.6033 | 0.12881 | 0.043539 | 340.8294
Commercial/Industrial | Institutional | Turnover | High Efficiency Chiller (Air Cooled, 50 tons) | 0.86884 | 1.4184 | 92.6678 | 1.9951 | 2.0247 | 7009.9168 | Commercial/Industrial | Lodging/Hospitality | Existing | PSC to ECM Evaporator Fan Motor (Reach-In) | 1.3916 | 1.562 | 364.0554 | 0.065337 | 0.054728 | 503.9324 | Commercial/Industrial | Institutional | Existing | Smart Strip Plug Outlet | 0.83417 | 1.0884 | 8.7844 | 0.013571 | 0 | 91.2687 | Commercial/Industrial | Restaurants | New | HVAC tune-up | 1.1853 | 0.90691 | 125.6033 | 0.12881 | 0.043539 | 340.8294
Commercial/Industrial | Institutional | New | High Efficiency Chiller (Air Cooled, 50 tons) | 0.86884 | 1.4184 | 92.6678 | 1.9951 | 2.0247 | 7009.9168 | Commercial/Industrial | Restaurants | Existing | PSC to ECM Evaporator Fan Motor (Reach-In) | 1.3916 | 1.562 | 364.0554 | 0.065337 | 0.054728 | 503.9324 | Commercial/Industrial | Institutional | New | Smart Strip Plug Outlet | 0.83417 | 1.0884 | 8.7844 | 0.013571 | 0 | 91.2687 | Commercial/Industrial | Schools K-12 | Turnover | LED - 14W | 18.6714 | 1.3151 | 122.0859 | 0.01468 | 0.0033942 | 61.184
Commercial/Industrial | Miscellaneous | Turnover | High Efficiency Chiller (Air Cooled, 50 tons) | 0.89837 | 1.4184 | 758.8062 | 2.0629 | 2.0935 | 7248.2142 | Commercial/Industrial | Schools K-12 | Existing | PSC to ECM Evaporator Fan Motor (Reach-In) | 1.3916 | 1.562 | 364.0554 | 0.065337 | 0.054728 | 503.9324 | Commercial/Industrial | Schools K-12 | Turnover | Premium T8 - Lamp Replacement | 5.4774 | 1.132 | 8.333 | 0.0020228 | 0.00046444 | 8.3741 | Commercial/Industrial | College and University | New | LED - 14W | 18.6714 | 1.3151 | 122.0859 | 0.01468 | 0.0033942 | 61.184
Commercial/Industrial | Miscellaneous | New | High Efficiency Chiller (Air Cooled, 50 tons) | 0.89837 | 1.4184 | 758.8062 | 2.0629 | 2.0935 | 7248.2142 | Commercial/Industrial | College and University | New | PSC to ECM Evaporator Fan Motor (Reach-In) | 1.3916 | 1.562 | 364.0554 | 0.065337 | 0.054728 | 503.9324 | Commercial/Industrial | Schools K-12 | New | Premium T8 - Lamp Replacement | 5.4774 | 1.132 | 8.333 | 0.0020228 | 0.00046444 | 8.3741 | Commercial/Industrial | Healthcare | Turnover | LED - 14W | 18.0688 | 1.2934 | 119.9284 | 0.014466 | 3.9164e-06 | 60.064
Commercial/Industrial | Offices | Turnover | High Efficiency Chiller (Air Cooled, 50 tons) | 1.8103 | 1.4184 | 21325.8298 | 4.157 | 4.2186 | 14605.6481 | Commercial/Industrial | Healthcare | New | PSC to ECM Evaporator Fan Motor (Reach-In) | 1.3916 | 1.562 | 364.0554 | 0.065337 | 0.054728 | 503.9324 | Commercial/Industrial | Hospitals | Turnover | Premium T8 - Fixture Replacement | 0.82576 | 1.3894 | 6.6515 | 0.0075271 | 0.0069818 | 71.8291 | Commercial/Industrial | Hospitals | New | LED - 14W | 18.0688 | 1.2934 | 119.9284 | 0.014466 | 3.9164e-06 | 60.064
Commercial/Industrial | Offices | New | High Efficiency Chiller (Air Cooled, 50 tons) | 1.8103 | 1.4184 | 21325.8298 | 4.157 | 4.2186 | 14605.6481 | Commercial/Industrial | Hospitals | New | PSC to ECM Evaporator Fan Motor (Reach-In) | 1.3916 | 1.562 | 364.0554 | 0.065337 | 0.054728 | 503.9324 | Commercial/Industrial | Hospitals | New | Premium T8 - Fixture Replacement | 0.82576 | 1.3894 | 6.6515 | 0.0075271 | 0.0069818 | 71.8291 | Commercial/Industrial | Lodging/Hospitality | Turnover | LED - 14W | 17.4122 | 1.6483 | 110.2708 | 0.0071686 | 0.0070204 | 70.528
Commercial/Industrial | Schools K-12 | Turnover | High Efficiency Chiller (Air Cooled, 50 tons) | 1.7758 | 1.4184 | 20548.6683 | 4.0778 | 4.1383 | 14327.6344 | Commercial/Industrial | Lodging/Hospitality | New | PSC to ECM Evaporator Fan Motor (Reach-In) | 1.3916 | 1.562 | 364.0554 | 0.065337 | 0.054728 | 503.9324 | Commercial/Industrial | Lodging/Hospitality | Existing | Hotel Card Energy Control Systems | 0.79093 | 2.0711 | 6.3744 | 0.0044883 | -0.016893 | 561.42 | Commercial/Industrial | Restaurants | New | LED - 14W | 17.4122 | 1.6483 | 110.2708 | 0.0071686 | 0.0070204 | 70.528
Commercial/Industrial | Schools K-12 | New | High Efficiency Chiller (Air Cooled, 50 tons) | 1.7758 | 1.4184 | 20548.6683 | 4.0778 | 4.1383 | 14327.6344 | Commercial/Industrial | Restaurants | New | PSC to ECM Evaporator Fan Motor (Reach-In) | 1.3916 | 1.562 | 364.0554 | 0.065337 | 0.054728 | 503.9324 | Commercial/Industrial | Lodging/Hospitality | New | Hotel Card Energy Control Systems | 0.79093 | 2.0711 | 6.3744 | 0.0044883 | -0.016893 | 561.42 | Commercial/Industrial | Schools K-12 | Existing | Faucet Aerator | 3.6497 | 0.74867 | 108.3039 | 0.0034985 | 0.029853 | 65.9211
Commercial/Industrial | Assembly | Turnover | High Efficiency Chiller (Air Cooled, 50 tons) | 1.6084 | 1.4184 | 16773.884 | 3.6935 | 3.7483 | 12977.2822 | Commercial/Industrial | Schools K-12 | New | PSC to ECM Evaporator Fan Motor (Reach-In) | 1.3916 | 1.562 | 364.0554 | 0.065337 | 0.054728 | 503.9324 | Commercial/Industrial | Grocery | Existing | Ceiling Insulation(R2 to R38) | 2.929 | 1.1019 | 5.4261 | 0.00036978 | 0.00084567 | 1.812 | Commercial/Industrial | Assembly | New | Faucet Aerator | 3.6497 | 0.74867 | 108.3039 | 0.0034985 | 0.029853 | 65.9211
Commercial/Industrial | Assembly | New | High Efficiency Chiller (Air Cooled, 50 tons) | 1.6084 | 1.4184 | 16773.884 | 3.6935 | 3.7483 | 12977.2822 | Commercial/Industrial | Assembly | Existing | PSC to ECM Evaporator Fan Motor (Reach-In) | 1.3749 | 1.4925 | 379.4552 | 0.070139 | 0.0064253 | 503.9324 | Commercial/Industrial | Restaurants | Existing | Ceiling Insulation(R2 to R38) | 2.929 | 1.1019 | 5.4261 | 0.00036978 | 0.00084567 | 1.812 | Commercial/Industrial | Grocery | Turnover | LED - 14W | 16.1695 | 1.2943 | 106.6753 | 0.012937 | 3.5022e-06 | 53.712
Commercial/Industrial | Hospitals | Turnover | High Efficiency Chiller (Air Cooled, 50 tons) | 3.3153 | 1.4184 | 55271.1333 | 7.6131 | 7.726 | 26748.8892 | Commercial/Industrial | Grocery | Existing | PSC to ECM Evaporator Fan Motor (Reach-In) | 1.3749 | 1.4925 | 379.4552 | 0.070139 | 0.0064253 | 503.9324 | Commercial/Industrial | Retail | Existing | Ceiling Insulation(R2 to R38) | 2.929 | 1.1019 | 5.4261 | 0.00036978 | 0.00084567 | 1.812 | Commercial/Industrial | Institutional | New | LED - 14W | 16.1695 | 1.2943 | 106.6753 | 0.012937 | 3.5022e-06 | 53.712
Commercial/Industrial | Hospitals | New | High Efficiency Chiller (Air Cooled, 50 tons) | 3.3153 | 1.4184 | 55271.1333 | 7.6131 | 7.726 | 26748.8892 | Commercial/Industrial | Institutional | Existing | PSC to ECM Evaporator Fan Motor (Reach-In) | 1.3749 | 1.4925 | 379.4552 | 0.070139 | 0.0064253 | 503.9324 | Commercial/Industrial | Grocery | New | Ceiling Insulation(R2 to R38) | 2.8951 | 1.1061 | 5.3145 | 0.0003641 | 0.00083269 | 1.7842 | Commercial/Industrial | Miscellaneous | Turnover | LED - 14W | 16.0862 | 1.3133 | 104.5844 | 0.012665 | 0.0029282 | 52.784
Commercial/Industrial | College and University | Turnover | High Efficiency Chiller (Air Cooled, 50 tons) | 1.7844 | 1.4184 | 20742.9587 | 4.0976 | 4.1584 | 14397.1378 | Commercial/Industrial | Miscellaneous | Existing | PSC to ECM Evaporator Fan Motor (Reach-In) | 1.3749 | 1.4925 | 379.4552 | 0.070139 | 0.0064253 | 503.9324 | Commercial/Industrial | Restaurants | New | Ceiling Insulation(R2 to R38) | 2.8951 | 1.1061 | 5.3145 | 0.0003641 | 0.00083269 | 1.7842 | Commercial/Industrial | Offices | New | LED - 14W | 16.0862 | 1.3133 | 104.5844 | 0.012665 | 0.0029282 | 52.784
Commercial/Industrial | College and University | New | High Efficiency Chiller (Air Cooled, 50 tons) | 1.7844 | 1.4184 | 20742.9587 | 4.0976 | 4.1584 | 14397.1378 | Commercial/Industrial | Offices | Existing | PSC to ECM Evaporator Fan Motor (Reach-In) | 1.3749 | 1.4925 | 379.4552 | 0.070139 | 0.0064253 | 503.9324 | Commercial/Industrial | Retail | New | Ceiling Insulation(R2 to R38) | 2.8951 | 1.1061 | 5.3145 | 0.0003641 | 0.00083269 | 1.7842 | Commercial/Industrial | Retail | Turnover | LED - 14W | 15.9087 | 1.3172 | 103.0509 | 0.012488 | 0.0028874 | 52.048
Commercial/Industrial | Healthcare | Turnover | High Efficiency Chiller (Air Cooled, 50 tons) | 3.4999 | 1.4184 | 59434.4984 | 8.037 | 8.1562 | 28238.2483 | Commercial/Industrial | Retail | Existing | PSC to ECM Evaporator Fan Motor (Reach-In) | 1.3749 | 1.4925 | 379.4552 | 0.070139 | 0.0064253 | 503.9324 | Commercial/Industrial | Restaurants | Existing | Wall Insulation | 2.1219 | 1.0814 | 5.1596 | 0.00039983 | 0.0009144 | 1.9593 | Commercial/Industrial | Warehouse | New | LED - 14W | 15.9087 | 1.3172 | 103.0509 | 0.012488 | 0.0028874 | 52.048
Commercial/Industrial | Healthcare | New | High Efficiency Chiller (Air Cooled, 50 tons) | 3.4999 | 1.4184 | 59434.4984 | 8.037 | 8.1562 | 28238.2483 | Commercial/Industrial | Warehouse | Existing | PSC to ECM Evaporator Fan Motor (Reach-In) | 1.3749 | 1.4925 | 379.4552 | 0.070139 | 0.0064253 | 503.9324 | Commercial/Industrial | Grocery | Existing | Wall Insulation | 2.0981 | 1.0851 | 5.0451 | 0.00039401 | 0.00090108 | 1.9307 | Commercial/Industrial | Assembly | Turnover | LED - 14W | 14.0811 | 1.3187 | 90.4831 | 0.011041 | 0.0025527 | 46.016
Commercial/Industrial | Lodging/Hospitality | Turnover | High Efficiency Chiller (Air Cooled, 50 tons) | 2.6569 | 1.4184 | 40421.7978 | 6.1012 | 6.1917 | 21436.8418 | Commercial/Industrial | Assembly | New | PSC to ECM Evaporator Fan Motor (Reach-In) | 1.3749 | 1.4925 | 379.4552 | 0.070139 | 0.0064253 | 503.9324 | Commercial/Industrial | Retail | Existing | Wall Insulation | 2.0981 | 1.0851 | 5.0451 | 0.00039401 | 0.00090108 | 1.9307 | Commercial/Industrial | Grocery | New | LED - 14W | 14.0811 | 1.3187 | 90.4831 | 0.011041 | 0.0025527 | 46.016
Commercial/Industrial | Lodging/Hospitality | New | High Efficiency Chiller (Air Cooled, 50 tons) | 2.6569 | 1.4184 | 40421.7978 | 6.1012 | 6.1917 | 21436.8418 | Commercial/Industrial | Grocery | New | PSC to ECM Evaporator Fan Motor (Reach-In) | 1.3749 | 1.4925 | 379.4552 | 0.070139 | 0.0064253 | 503.9324 | Commercial/Industrial | Lodging/Hospitality | Existing | Smart Strip Plug Outlet | 0.7639 | 1.1081 | 5.0176 | 0.012207 | 0.0084835 | 82.0924 | Commercial/Industrial | Institutional | Turnover | LED Linear - Lamp Replacement | 10.4626 | 1.2947 | 76.703 | 0.0095754 | 1.6038e-06 | 39.695
Commercial/Industrial | Restaurants | Turnover | High Efficiency Chiller (Air Cooled, 50 tons) | 2.6065 | 1.4184 | 39283.8113 | 5.9854 | 6.0742 | 21029.7503 | Commercial/Industrial | Institutional | New | PSC to ECM Evaporator Fan Motor (Reach-In) | 1.3749 | 1.4925 | 379.4552 | 0.070139 | 0.0064253 | 503.9324 | Commercial/Industrial | Lodging/Hospitality | New | Smart Strip Plug Outlet | 0.7639 | 1.1081 | 5.0176 | 0.012207 | 0.0084835 | 82.0924 | Commercial/Industrial | Miscellaneous | New | LED Linear - Lamp Replacement | 10.4626 | 1.2947 | 76.703 | 0.0095754 | 1.6038e-06 | 39.695
Commercial/Industrial | Restaurants | New | High Efficiency Chiller (Air Cooled, 50 tons) | 2.6065 | 1.4184 | 39283.8113 | 5.9854 | 6.0742 | 21029.7503 | Commercial/Industrial | Miscellaneous | New | PSC to ECM Evaporator Fan Motor (Reach-In) | 1.3749 | 1.4925 | 379.4552 | 0.070139 | 0.0064253 | 503.9324 | Commercial/Industrial | College and University | Existing | Ceiling Insulation(R2 to R38) | 3.0011 | 1.2354 | 5.0039 | 0.00074942 | 0.00044143 | 1.812 | Commercial/Industrial | Offices | Turnover | LED Linear - Lamp Replacement | 10.5646 | 1.6437 | 74.0048 | 0.0050442 | 0.0048434 | 48.7023
Commercial/Industrial | Retail | Turnover | High Efficiency Chiller (Air Cooled, 50 tons) | 2.0428 | 1.4184 | 26571.6698 | 4.6911 | 4.7607 | 16482.2406 | Commercial/Industrial | Offices | New | PSC to ECM Evaporator Fan Motor (Reach-In) | 1.3749 | 1.4925 | 379.4552 | 0.070139 | 0.0064253 | 503.9324 | Commercial/Industrial | Hospitals | Existing | Ceiling Insulation(R2 to R38) | 3.0011 | 1.2354 | 5.0039 | 0.00074942 | 0.00044143 | 1.812 | Commercial/Industrial | Retail | New | LED Linear - Lamp Replacement | 10.5646 | 1.6437 | 74.0048 | 0.0050442 | 0.0048434 | 48.7023
Commercial/Industrial | Retail | New | High Efficiency Chiller (Air Cooled, 50 tons) | 2.0428 | 1.4184 | 26571.6698 | 4.6911 | 4.7607 | 16482.2406 | Commercial/Industrial | Retail | New | PSC to ECM Evaporator Fan Motor (Reach-In) | 1.3749 | 1.4925 | 379.4552 | 0.070139 | 0.0064253 | 503.9324 | Commercial/Industrial | Lodging/Hospitality | Existing | Ceiling Insulation(R2 to R38) | 3.0011 | 1.2354 | 5.0039 | 0.00074942 | 0.00044143 | 1.812 | Commercial/Industrial | Warehouse | Turnover | LED - 14W | 11.6038 | 1.3138 | 73.915 | 0.0091329 | 0.0021116 | 38.064
Commercial/Industrial | Grocery | Turnover | High Efficiency Chiller (Air Cooled, 50 tons) | 0.88851 | 1.4184 | 536.76 | 2.0403 | 2.0706 | 7168.7817 | Commercial/Industrial | Warehouse | New | PSC to ECM Evaporator Fan Motor (Reach-In) | 1.3749 | 1.4925 | 379.4552 | 0.070139 | 0.0064253 | 503.9324 | Commercial/Industrial | College and University | New | Ceiling Insulation(R2 to R38) | 2.9661 | 1.24 | 4.8988 | 0.00073791 | 0.00043466 | 1.7842 | Commercial/Industrial | Assembly | New | LED - 14W | 11.6038 | 1.3138 | 73.915 | 0.0091329 | 0.0021116 | 38.064
Commercial/Industrial | Grocery | New | High Efficiency Chiller (Air Cooled, 50 tons) | 0.88851 | 1.4184 | 536.76 | 2.0403 | 2.0706 | 7168.7817 | Commercial/Industrial | Assembly | Existing | Anti-Sweat Controls | 1.3026 | 1.4558 | 374.3808 | 0.081727 | 0.082167 | 1022.6336 | Commercial/Industrial | Hospitals | New | Ceiling Insulation(R2 to R38) | 2.9661 | 1.24 | 4.8988 | 0.00073791 | 0.00043466 | 1.7842 | Commercial/Industrial | Grocery | Existing | Faucet Aerator | 3.6146 | 1.2469 | 71.1801 | 0.013739 | 0.0082744 | 65.9211
Commercial/Industrial | Assembly | Turnover | Energy Star Steamer | 4.7676 | 1.4137 | 12193.442 | 1.4645 | 0.85037 | 9967 | Commercial/Industrial | Grocery | Existing | Anti-Sweat Controls | 1.3026 | 1.4558 | 374.3808 | 0.081727 | 0.082167 | 1022.6336 | Commercial/Industrial | Lodging/Hospitality | New | Ceiling Insulation(R2 to R38) | 2.9661 | 1.24 | 4.8988 | 0.00073791 | 0.00043466 | 1.7842 | Commercial/Industrial | Institutional | Existing | Faucet Aerator | 3.6146 | 1.2469 | 71.1801 | 0.013739 | 0.0082744 | 65.9211
Commercial/Industrial | College and University | Turnover | Energy Star Steamer | 4.7676 | 1.4137 | 12193.442 | 1.4645 | 0.85037 | 9967 | Commercial/Industrial | Institutional | Existing | Anti-Sweat Controls | 1.3026 | 1.4558 | 374.3808 | 0.081727 | 0.082167 | 1022.6336 | Commercial/Industrial | Hospitals | Existing | Wall Insulation | 2.1506 | 1.2171 | 4.5953 | 0.00079852 | 0.00047035 | 1.9307 | Commercial/Industrial | Miscellaneous | New | Faucet Aerator | 3.6146 | 1.2469 | 71.1801 | 0.013739 | 0.0082744 | 65.9211
Commercial/Industrial | Grocery | Turnover | Energy Star Steamer | 4.7676 | 1.4137 | 12193.442 | 1.4645 | 0.85037 | 9967 | Commercial/Industrial | Miscellaneous | Existing | Anti-Sweat Controls | 1.3026 | 1.4558 | 374.3808 | 0.081727 | 0.082167 | 1022.6336 | Commercial/Industrial | College and University | Existing | Wall Insulation | 2.1267 | 1.2212 | 4.4902 | 0.00078702 | 0.00046358 | 1.9029 | Commercial/Industrial | Offices | New | Faucet Aerator | 3.6146 | 1.2469 | 71.1801 | 0.013739 | 0.0082744 | 65.9211
Commercial/Industrial | Healthcare | Turnover | Energy Star Steamer | 4.7676 | 1.4137 | 12193.442 | 1.4645 | 0.85037 | 9967 | Commercial/Industrial | Offices | Existing | Anti-Sweat Controls | 1.3026 | 1.4558 | 374.3808 | 0.081727 | 0.082167 | 1022.6336 | Commercial/Industrial | Lodging/Hospitality | Existing | Wall Insulation | 2.1267 | 1.2212 | 4.4902 | 0.00078702 | 0.00046358 | 1.9029 | Commercial/Industrial | Retail | Turnover | LED Linear - Lamp Replacement | 9.6399 | 1.3142 | 69.0285 | 0.0086962 | 0.0019966 | 36.0005
Commercial/Industrial | Hospitals | Turnover | Energy Star Steamer | 4.7676 | 1.4137 | 12193.442 | 1.4645 | 0.85037 | 9967 | Commercial/Industrial | Retail | Existing | Anti-Sweat Controls | 1.3026 | 1.4558 | 374.3808 | 0.081727 | 0.082167 | 1022.6336 | Commercial/Industrial | Healthcare | Turnover | Premium T8 - Fixture Replacement | 0.76002 | 1.1236 | 3.5585 | 0.012871 | 0.0029443 | 53.0957 | Commercial/Industrial | Warehouse | New | LED Linear - Lamp Replacement | 9.6399 | 1.3142 | 69.0285 | 0.0086962 | 0.0019966 | 36.0005
Commercial/Industrial | Institutional | Turnover | Energy Star Steamer | 4.7676 | 1.4137 | 12193.442 | 1.4645 | 0.85037 | 9967 | Commercial/Industrial | Warehouse | Existing | Anti-Sweat Controls | 1.3026 | 1.4558 | 374.3808 | 0.081727 | 0.082167 | 1022.6336 | Commercial/Industrial | Healthcare | New | Premium T8 - Fixture Replacement | 0.76002 | 1.1236 | 3.5585 | 0.012871 | 0.0029443 | 53.0957 | Commercial/Industrial | Assembly | Turnover | LED Linear - Lamp Replacement | 9.3753 | 1.2905 | 68.3324 | 0.0086082 | 1.4418e-06 | 35.6854
Commercial/Industrial | Lodging/Hospitality | Turnover | Energy Star Steamer | 4.7676 | 1.4137 | 12193.442 | 1.4645 | 0.85037 | 9967 | Commercial/Industrial | Assembly | New | Anti-Sweat Controls | 1.3026 | 1.4558 | 374.3808 | 0.081727 | 0.082167 | 1022.6336 | Commercial/Industrial | Retail | Turnover | Premium T8 - Fixture Replacement | 0.74436 | 1.106 | 3.1691 | 0.012835 | 7.0317e-07 | 52.631 | Commercial/Industrial | Grocery | New | LED Linear - Lamp Replacement | 9.3753 | 1.2905 | 68.3324 | 0.0086082 | 1.4418e-06 | 35.6854
Commercial/Industrial | Miscellaneous | Turnover | Energy Star Steamer | 4.7676 | 1.4137 | 12193.442 | 1.4645 | 0.85037 | 9967 | Commercial/Industrial | Grocery | New | Anti-Sweat Controls | 1.3026 | 1.4558 | 374.3808 | 0.081727 | 0.082167 | 1022.6336 | Commercial/Industrial | Retail | New | Premium T8 - Fixture Replacement | 0.74436 | 1.106 | 3.1691 | 0.012835 | 7.0317e-07 | 52.631 | Commercial/Industrial | Institutional | Turnover | LED Linear - Lamp Replacement | 8.4579 | 1.3153 | 59.7563 | 0.0076239 | 0.0017504 | 31.5613
Commercial/Industrial | Offices | Turnover | Energy Star Steamer | 4.7676 | 1.4137 | 12193.442 | 1.4645 | 0.85037 | 9967 | Commercial/Industrial | Institutional | New | Anti-Sweat Controls | 1.3026 | 1.4558 | 374.3808 | 0.081727 | 0.082167 | 1022.6336 | Commercial/Industrial | College and University | Existing | Smart Strip Plug Outlet | 0.6845 | 1.1098 | 2.9396 | 0.021843 | 0.015181 | 146.8994 | Commercial/Industrial | Miscellaneous | New | LED Linear - Lamp Replacement | 8.4579 | 1.3153 | 59.7563 | 0.0076239 | 0.0017504 | 31.5613
Commercial/Industrial | Restaurants | Turnover | Energy Star Steamer | 4.7676 | 1.4137 | 12193.442 | 1.4645 | 0.85037 | 9967 | Commercial/Industrial | Miscellaneous | New | Anti-Sweat Controls | 1.3026 | 1.4558 | 374.3808 | 0.081727 | 0.082167 | 1022.6336 | Commercial/Industrial | College and University | New | Smart Strip Plug Outlet | 0.6845 | 1.1098 | 2.9396 | 0.021843 | 0.015181 | 146.8994 | Commercial/Industrial | Offices | Turnover | LED Linear - Lamp Replacement | 7.3304 | 1.314 | 51.0224 | 0.0066138 | 0.0015185 | 27.3798
Commercial/Industrial | Retail | Turnover | Energy Star Steamer | 4.7676 | 1.4137 | 12193.442 | 1.4645 | 0.85037 | 9967 | Commercial/Industrial | Offices | New | Anti-Sweat Controls | 1.3026 | 1.4558 | 374.3808 | 0.081727 | 0.082167 | 1022.6336 | Commercial/Industrial | Warehouse | Existing | Wall Insulation | 1.6536 | 1.4743 | 2.8892 | 0.00022233 | 0.0003967 | 1.9593 | Commercial/Industrial | Retail | New | LED Linear - Lamp Replacement | 7.3304 | 1.314 | 51.0224 | 0.0066138 | 0.0015185 | 27.3798
Commercial/Industrial | Schools K-12 | Turnover | Energy Star Steamer | 4.7676 | 1.4137 | 12193.442 | 1.4645 | 0.85037 | 9967 | Commercial/Industrial | Retail | New | Anti-Sweat Controls | 1.3026 | 1.4558 | 374.3808 | 0.081727 | 0.082167 | 1022.6336 | Commercial/Industrial | Assembly | Turnover | High Efficiency HID Lighting | 0.77993 | 2.0686 | 2.5753 | 0 | 0 | 484.169 | Commercial/Industrial | Warehouse | Turnover | LED Linear - Lamp Replacement | 7.1167 | 1.3006 | 49.9468 | 0.0064838 | 1.086e-06 | 26.8786
Commercial/Industrial | Warehouse | Turnover | Energy Star Steamer | 4.7676 | 1.4137 | 12193.442 | 1.4645 | 0.85037 | 9967 | Commercial/Industrial | Warehouse | New | Anti-Sweat Controls | 1.3026 | 1.4558 | 374.3808 | 0.081727 | 0.082167 | 1022.6336 | Commercial/Industrial | College and University | Turnover | High Efficiency HID Lighting | 0.77993 | 2.0686 | 2.5753 | 0 | 0 | 484.169 | Commercial/Industrial | Assembly | New | LED Linear - Lamp Replacement | 7.1167 | 1.3006 | 49.9468 | 0.0064838 | 1.086e-06 | 26.8786
Commercial/Industrial | Assembly | New | Energy Star Steamer | 4.7676 | 1.4137 | 12193.442 | 1.4645 | 0.85037 | 9967 | Commercial/Industrial | Assembly | Existing | Demand Controlled Ventilation | 1.2973 | 0.70326 | 6154.4215 | 0.4871 | 2.7424 | 4678.5352 | Commercial/Industrial | Grocery | Turnover | High Efficiency HID Lighting | 0.77993 | 2.0686 | 2.5753 | 0 | 0 | 484.169 | Commercial/Industrial | Assembly | Turnover | LED Linear - Lamp Replacement | 6.8449 | 1.6433 | 45.7881 | 0.0032689 | 0.0031387 | 31.5613
Commercial/Industrial | College and University | New | Energy Star Steamer | 4.7676 | 1.4137 | 12193.442 | 1.4645 | 0.85037 | 9967 | Commercial/Industrial | Assembly | New | Demand Controlled Ventilation | 1.2973 | 0.70326 | 6154.4215 | 0.4871 | 2.7424 | 4678.5352 | Commercial/Industrial | Healthcare | Turnover | High Efficiency HID Lighting | 0.77993 | 2.0686 | 2.5753 | 0 | 0 | 484.169 | Commercial/Industrial | Retail | New | LED Linear - Lamp Replacement | 6.8449 | 1.6433 | 45.7881 | 0.0032689 | 0.0031387 | 31.5613
Commercial/Industrial | Grocery | New | Energy Star Steamer | 4.7676 | 1.4137 | 12193.442 | 1.4645 | 0.85037 | 9967 | Commercial/Industrial | Retail | Existing | Retro-Commissioning | 1.2631 | 0.71478 | 12506.3879 | 6.5654 | 12.7211 | 21264.66 | Commercial/Industrial | Hospitals | Turnover | High Efficiency HID Lighting | 0.77993 | 2.0686 | 2.5753 | 0 | 0 | 484.169 | Commercial/Industrial | Retail | Turnover | LED Linear - Lamp Replacement | 6.3562 | 1.299 | 44.0127 | 0.0057981 | 9.7112e-07 | 24.0361
Commercial/Industrial | Healthcare | New | Energy Star Steamer | 4.7676 | 1.4137 | 12193.442 | 1.4645 | 0.85037 | 9967 | Commercial/Industrial | Retail | New | Retro-Commissioning | 1.2631 | 0.71478 | 12506.3879 | 6.5654 | 12.7211 | 21264.66 | Commercial/Industrial | Institutional | Turnover | High Efficiency HID Lighting | 0.77993 | 2.0686 | 2.5753 | 0 | 0 | 484.169 | Commercial/Industrial | Institutional | New | LED Linear - Lamp Replacement | 6.3562 | 1.299 | 44.0127 | 0.0057981 | 9.7112e-07 | 24.0361
Commercial/Industrial | Hospitals | New | Energy Star Steamer | 4.7676 | 1.4137 | 12193.442 | 1.4645 | 0.85037 | 9967 | Commercial/Industrial | Institutional | Existing | Smart Thermostat | 1.2499 | 1.7605 | 10144.6651 | 0.27734 | -3.8379 | 23356.8925 | Commercial/Industrial | Lodging/Hospitality | Turnover | High Efficiency HID Lighting | 0.77993 | 2.0686 | 2.5753 | 0 | 0 | 484.169 | Commercial/Industrial | Institutional | Turnover | LED Linear - Lamp Replacement | 6.2921 | 1.3074 | 43.1709 | 0.0057058 | 0.00131 | 23.6208
Commercial/Industrial | Institutional | New | Energy Star Steamer | 4.7676 | 1.4137 | 12193.442 | 1.4645 | 0.85037 | 9967 | Commercial/Industrial | Institutional | New | Smart Thermostat | 1.2499 | 1.7605 | 10144.6651 | 0.27734 | -3.8379 | 23356.8925 | Commercial/Industrial | Miscellaneous | Turnover | High Efficiency HID Lighting | 0.77993 | 2.0686 | 2.5753 | 0 | 0 | 484.169 | Commercial/Industrial | Schools K-12 | New | LED Linear - Lamp Replacement | 6.2921 | 1.3074 | 43.1709 | 0.0057058 | 0.00131 | 23.6208
Commercial/Industrial | Lodging/Hospitality | New | Energy Star Steamer | 4.7676 | 1.4137 | 12193.442 | 1.4645 | 0.85037 | 9967 | Commercial/Industrial | Schools K-12 | Existing | ECM Motors on Furnaces | 1.249 | 2.1667 | 471.4361 | 0 | 0 | 985.253 | Commercial/Industrial | Offices | Turnover | High Efficiency HID Lighting | 0.77993 | 2.0686 | 2.5753 | 0 | 0 | 484.169 | Commercial/Industrial | Schools K-12 | Turnover | LED Linear - Lamp Replacement | 6.2225 | 1.3112 | 42.483 | 0.0056262 | 0.0012918 | 23.2915
Commercial/Industrial | Miscellaneous | New | Energy Star Steamer | 4.7676 | 1.4137 | 12193.442 | 1.4645 | 0.85037 | 9967 | Commercial/Industrial | Schools K-12 | New | ECM Motors on Furnaces | 1.249 | 2.1667 | 471.4361 | 0 | 0 | 985.253 | Commercial/Industrial | Restaurants | Turnover | High Efficiency HID Lighting | 0.77993 | 2.0686 | 2.5753 | 0 | 0 | 484.169 | Commercial/Industrial | Healthcare | New | LED Linear - Lamp Replacement | 6.2225 | 1.3112 | 42.483 | 0.0056262 | 0.0012918 | 23.2915
Commercial/Industrial | Offices | New | Energy Star Steamer | 4.7676 | 1.4137 | 12193.442 | 1.4645 | 0.85037 | 9967 | Commercial/Industrial | Healthcare | Turnover | Variable Refrigerant Flow (VRF) HVAC Systems | 1.2249 | 1.2993 | 4509.6997 | 1.8466 | 1.8664 | 6068.4799 | Commercial/Industrial | Retail | Turnover | High Efficiency HID Lighting | 0.77993 | 2.0686 | 2.5753 | 0 | 0 | 484.169 | Commercial/Industrial | Healthcare | Turnover | CFL-23W | 12.8057 | 1.1052 | 41.9767 | 0.0093469 | 2.5304e-06 | 38.808
Commercial/Industrial | Restaurants | New | Energy Star Steamer | 4.7676 | 1.4137 | 12193.442 | 1.4645 | 0.85037 | 9967 | Commercial/Industrial | Healthcare | New | Variable Refrigerant Flow (VRF) HVAC Systems | 1.2249 | 1.2993 | 4509.6997 | 1.8466 | 1.8664 | 6068.4799 | Commercial/Industrial | Schools K-12 | Turnover | High Efficiency HID Lighting | 0.77993 | 2.0686 | 2.5753 | 0 | 0 | 484.169 | Commercial/Industrial | Warehouse | New | CFL-23W | 12.8057 | 1.1052 | 41.9767 | 0.0093469 | 2.5304e-06 | 38.808
Commercial/Industrial | Retail | New | Energy Star Steamer | 4.7676 | 1.4137 | 12193.442 | 1.4645 | 0.85037 | 9967 | Commercial/Industrial | Warehouse | Turnover | High Efficiency PTHP | 1.2074 | 1.0806 | 204.2601 | 0.096704 | 3.5407e-05 | 194.4303 | Commercial/Industrial | Warehouse | Turnover | High Efficiency HID Lighting | 0.77993 | 2.0686 | 2.5753 | 0 | 0 | 484.169 | Commercial/Industrial | Warehouse | Turnover | CFL-23W | 12.7893 | 1.397 | 39.7158 | 0.0048396 | 0.0047395 | 47.614
Commercial/Industrial | Schools K-12 | New | Energy Star Steamer | 4.7676 | 1.4137 | 12193.442 | 1.4645 | 0.85037 | 9967 | Commercial/Industrial | Warehouse | New | High Efficiency PTHP | 1.2074 | 1.0806 | 204.2601 | 0.096704 | 3.5407e-05 | 194.4303 | Commercial/Industrial | Assembly | New | High Efficiency HID Lighting | 0.77993 | 2.0686 | 2.5753 | 0 | 0 | 484.169 | Commercial/Industrial | Hospitals | New | CFL-23W | 12.7893 | 1.397 | 39.7158 | 0.0048396 | 0.0047395 | 47.614
Commercial/Industrial | Warehouse | New | Energy Star Steamer | 4.7676 | 1.4137 | 12193.442 | 1.4645 | 0.85037 | 9967 | Commercial/Industrial | Hospitals | Existing | ECM Motors on Furnaces | 1.2015 | 1.2331 | 666.4117 | 0 | 0.12604 | 825.9828 | Commercial/Industrial | College and University | New | High Efficiency HID Lighting | 0.77993 | 2.0686 | 2.5753 | 0 | 0 | 484.169 | Commercial/Industrial | Hospitals | Turnover | CFL-23W | 11.7808 | 1.1237 | 37.783 | 0.0084448 | 0.0019525 | 35.196
Commercial/Industrial | Assembly | Existing | High R-Value Glass Doors | 0.17337 | 1.4013 | -874.7717 | 0.025557 | 0.0087903 | 175 | Commercial/Industrial | Hospitals | New | ECM Motors on Furnaces | 1.2015 | 1.2331 | 666.4117 | 0 | 0.12604 | 825.9828 | Commercial/Industrial | Grocery | New | High Efficiency HID Lighting | 0.77993 | 2.0686 | 2.5753 | 0 | 0 | 484.169 | Commercial/Industrial | Healthcare | New | CFL-23W | 11.7808 | 1.1237 | 37.783 | 0.0084448 | 0.0019525 | 35.196
Commercial/Industrial | Grocery | Existing | High R-Value Glass Doors | 0.17337 | 1.4013 | -874.7717 | 0.025557 | 0.0087903 | 175 | Commercial/Industrial | Healthcare | Existing | HVAC tune-up | 1.1944 | 0.91172 | 130.4728 | 0.12637 | 0.015344 | 359.8065 | Commercial/Industrial | Healthcare | New | High Efficiency HID Lighting | 0.77993 | 2.0686 | 2.5753 | 0 | 0 | 484.169 | Commercial/Industrial | Healthcare | Turnover | CFL-23W | 11.5653 | 1.1102 | 37.4904 | 0.0084028 | 2.2748e-06 | 34.888
Commercial/Industrial | Institutional | Existing | High R-Value Glass Doors | 0.17337 | 1.4013 | -874.7717 | 0.025557 | 0.0087903 | 175 | Commercial/Industrial | Healthcare | New | HVAC tune-up | 1.1944 | 0.91172 | 130.4728 | 0.12637 | 0.015344 | 359.8065 | Commercial/Industrial | Hospitals | New | High Efficiency HID Lighting | 0.77993 | 2.0686 | 2.5753 | 0 | 0 | 484.169 | Commercial/Industrial | Hospitals | New | CFL-23W | 11.5653 | 1.1102 | 37.4904 | 0.0084028 | 2.2748e-06 | 34.888
Commercial/Industrial | Miscellaneous | Existing | High R-Value Glass Doors | 0.17337 | 1.4013 | -874.7717 | 0.025557 | 0.0087903 | 175 | Commercial/Industrial | Hospitals | Existing | HVAC tune-up | 1.1853 | 0.90691 | 125.6033 | 0.12881 | 0.043539 | 340.8294 | Commercial/Industrial | Institutional | New | High Efficiency HID Lighting | 0.77993 | 2.0686 | 2.5753 | 0 | 0 | 484.169 | Commercial/Industrial | Hospitals | Turnover | LED Linear - Lamp Replacement | 5.4895 | 1.3084 | 36.8449 | 0.0049742 | 0.0011421 | 20.5922
Commercial/Industrial | Offices | Existing | High R-Value Glass Doors | 0.17337 | 1.4013 | -874.7717 | 0.025557 | 0.0087903 | 175 | Commercial/Industrial | Hospitals | New | HVAC tune-up | 1.1853 | 0.90691 | 125.6033 | 0.12881 | 0.043539 | 340.8294 | Commercial/Industrial | Lodging/Hospitality | New | High Efficiency HID Lighting | 0.77993 | 2.0686 | 2.5753 | 0 | 0 | 484.169 | Commercial/Industrial | Warehouse | New | LED Linear - Lamp Replacement | 5.4895 | 1.3084 | 36.8449 | 0.0049742 | 0.0011421 | 20.5922
Commercial/Industrial | Retail | Existing | High R-Value Glass Doors | 0.17337 | 1.4013 | -874.7717 | 0.025557 | 0.0087903 | 175 | Commercial/Industrial | Warehouse | Turnover | High Efficiency PTAC | 1.1782 | 1.0811 | 190.2593 | 0.094322 | 0 | 189.5874 | Commercial/Industrial | Miscellaneous | New | High Efficiency HID Lighting | 0.77993 | 2.0686 | 2.5753 | 0 | 0 | 484.169 | Commercial/Industrial | Warehouse | Turnover | CFL-23W | 10.324 | 1.1232 | 32.8234 | 0.0074035 | 0.0017117 | 30.856
Commercial/Industrial | Warehouse | Existing | High R-Value Glass Doors | 0.17337 | 1.4013 | -874.7717 | 0.025557 | 0.0087903 | 175 | Commercial/Industrial | Warehouse | New | High Efficiency PTAC | 1.1782 | 1.0811 | 190.2593 | 0.094322 | 0 | 189.5874 | Commercial/Industrial | Offices | New | High Efficiency HID Lighting | 0.77993 | 2.0686 | 2.5753 | 0 | 0 | 484.169 | Commercial/Industrial | Miscellaneous | New | CFL-23W | 10.324 | 1.1232 | 32.8234 | 0.0074035 | 0.0017117 | 30.856
Commercial/Industrial | Assembly | Turnover | Energy Star Commercial Glass Door Freezer | 10.3223 | 1.4013 | 5926.9893 | 0.64112 | 0.22051 | 4389.9823 | Commercial/Industrial | Miscellaneous | Existing | ENERGY STAR certified buildings program | 1.1685 | 0.94924 | 1320359.7112 | 118.8615 | 368.5175 | 710971.58 | Commercial/Industrial | Restaurants | New | High Efficiency HID Lighting | 0.77993 | 2.0686 | 2.5753 | 0 | 0 | 484.169 | Commercial/Industrial | Miscellaneous | Turnover | LED Linear - Lamp Replacement | 4.5751 | 1.3183 | 29.4121 | 0.0041146 | 0.00094471 | 17.0336
Commercial/Industrial | Grocery | Turnover | Energy Star Commercial Glass Door Freezer | 10.3223 | 1.4013 | 5926.9893 | 0.64112 | 0.22051 | 4389.9823 | Commercial/Industrial | Miscellaneous | New | ENERGY STAR certified buildings program | 1.1685 | 0.94924 | 1320359.7112 | 118.8615 | 368.5175 | 710971.58 | Commercial/Industrial | Retail | New | High Efficiency HID Lighting | 0.77993 | 2.0686 | 2.5753 | 0 | 0 | 484.169 | Commercial/Industrial | Hospitals | New | LED Linear - Lamp Replacement | 4.5751 | 1.3183 | 29.4121 | 0.0041146 | 0.00094471 | 17.0336
Commercial/Industrial | Institutional | Turnover | Energy Star Commercial Glass Door Freezer | 10.3223 | 1.4013 | 5926.9893 | 0.64112 | 0.22051 | 4389.9823 | Commercial/Industrial | Hospitals | Turnover | Variable Refrigerant Flow (VRF) HVAC Systems | 1.1673 | 1.2993 | 3853.7508 | 1.7598 | 1.7787 | 5783.3358 | Commercial/Industrial | Schools K-12 | New | High Efficiency HID Lighting | 0.77993 | 2.0686 | 2.5753 | 0 | 0 | 484.169 | Commercial/Industrial | Hospitals | Turnover | CFL-23W | 8.9342 | 1.1205 | 28.1517 | 0.0064226 | 0.001485 | 26.768
Commercial/Industrial | Miscellaneous | Turnover | Energy Star Commercial Glass Door Freezer | 10.3223 | 1.4013 | 5926.9893 | 0.64112 | 0.22051 | 4389.9823 | Commercial/Industrial | Hospitals | New | Variable Refrigerant Flow (VRF) HVAC Systems | 1.1673 | 1.2993 | 3853.7508 | 1.7598 | 1.7787 | 5783.3358 | Commercial/Industrial | Warehouse | New | High Efficiency HID Lighting | 0.77993 | 2.0686 | 2.5753 | 0 | 0 | 484.169 | Commercial/Industrial | Offices | New | CFL-23W | 8.9342 | 1.1205 | 28.1517 | 0.0064226 | 0.001485 | 26.768
Commercial/Industrial | Offices | Turnover | Energy Star Commercial Glass Door Freezer | 10.3223 | 1.4013 | 5926.9893 | 0.64112 | 0.22051 | 4389.9823 | Commercial/Industrial | Offices | Existing | Smart Thermostat | 1.1648 | 1.7604 | 6534.0745 | 0.19764 | -2.735 | 16645.2088 | Commercial/Industrial | Warehouse | Existing | Ceiling Insulation(R2 to R38) | 1.7591 | 1.5787 | 1.9473 | 0.00015078 | 0.00026903 | 1.3287 | Commercial/Industrial | Offices | Turnover | CFL-23W | 8.6784 | 1.1061 | 27.6365 | 0.006329 | 1.7134e-06 | 26.278
Commercial/Industrial | Retail | Turnover | Energy Star Commercial Glass Door Freezer | 10.3223 | 1.4013 | 5926.9893 | 0.64112 | 0.22051 | 4389.9823 | Commercial/Industrial | Offices | New | Smart Thermostat | 1.1648 | 1.7604 | 6534.0745 | 0.19764 | -2.735 | 16645.2088 | Commercial/Industrial | Warehouse | New | Ceiling Insulation(R2 to R38) | 1.7591 | 1.5787 | 1.9473 | 0.00015078 | 0.00026903 | 1.3287 | Commercial/Industrial | Warehouse | New | CFL-23W | 8.6784 | 1.1061 | 27.6365 | 0.006329 | 1.7134e-06 | 26.278
Commercial/Industrial | Warehouse | Turnover | Energy Star Commercial Glass Door Freezer | 10.3223 | 1.4013 | 5926.9893 | 0.64112 | 0.22051 | 4389.9823 | Commercial/Industrial | Warehouse | Existing | Duct Sealing Repair | 1.1562 | 0.8099 | 4496.8803 | 0.4624 | 1.6377 | 2346.9401 | Commercial/Industrial | Assembly | Turnover | Energy Star Uninterruptable Power Supply | 1.0555 | 1.4373 | 1.7043 | 0.00061097 | 0.00061097 | 5.3521 | Commercial/Industrial | Warehouse | Turnover | CFL-23W | 8.2508 | 1.3907 | 24.8796 | 0.0031363 | 0.0030714 | 30.856
Commercial/Industrial | Assembly | New | Energy Star Commercial Glass Door Freezer | 10.3223 | 1.4013 | 5926.9893 | 0.64112 | 0.22051 | 4389.9823 | Commercial/Industrial | Warehouse | New | Duct Sealing Repair | 1.1562 | 0.8099 | 4496.8803 | 0.4624 | 1.6377 | 2346.9401 | Commercial/Industrial | College and University | Turnover | Energy Star Uninterruptable Power Supply | 1.0555 | 1.4373 | 1.7043 | 0.00061097 | 0.00061097 | 5.3521 | Commercial/Industrial | Healthcare | New | CFL-23W | 8.2508 | 1.3907 | 24.8796 | 0.0031363 | 0.0030714 | 30.856
Commercial/Industrial | Grocery | New | Energy Star Commercial Glass Door Freezer | 10.3223 | 1.4013 | 5926.9893 | 0.64112 | 0.22051 | 4389.9823 | Commercial/Industrial | Healthcare | Existing | Dedicated Outdoor Air System on VRF unit | 1.1445 | 1.2992 | 1091.3633 | 0.52396 | 0.52959 | 1721.9094 | Commercial/Industrial | Grocery | Turnover | Energy Star Uninterruptable Power Supply | 1.0555 | 1.4373 | 1.7043 | 0.00061097 | 0.00061097 | 5.3521 | Commercial/Industrial | Healthcare | Turnover | CFL-23W | 7.7402 | 1.1032 | 24.456 | 0.0056597 | 1.5322e-06 | 23.499
Commercial/Industrial | Institutional | New | Energy Star Commercial Glass Door Freezer | 10.3223 | 1.4013 | 5926.9893 | 0.64112 | 0.22051 | 4389.9823 | Commercial/Industrial | Healthcare | New | Dedicated Outdoor Air System on VRF unit | 1.1445 | 1.2992 | 1091.3633 | 0.52396 | 0.52959 | 1721.9094 | Commercial/Industrial | Healthcare | Turnover | Energy Star Uninterruptable Power Supply | 1.0555 | 1.4373 | 1.7043 | 0.00061097 | 0.00061097 | 5.3521 | Commercial/Industrial | Retail | New | CFL-23W | 7.7402 | 1.1032 | 24.456 | 0.0056597 | 1.5322e-06 | 23.499
Commercial/Industrial | Miscellaneous | New | Energy Star Commercial Glass Door Freezer | 10.3223 | 1.4013 | 5926.9893 | 0.64112 | 0.22051 | 4389.9823 | Commercial/Industrial | Retail | Turnover | High Efficiency Chiller (Water cooled-positive displacement, 100 tons) | 1.1296 | 1.2337 | 5801.2563 | 2.5467 | 0.11031 | 6468.421 | Commercial/Industrial | Hospitals | Turnover | Energy Star Uninterruptable Power Supply | 1.0555 | 1.4373 | 1.7043 | 0.00061097 | 0.00061097 | 5.3521 | Commercial/Industrial | Retail | Turnover | CFL-23W | 7.7552 | 1.1274 | 23.9521 | 0.0055408 | 0.0012811 | 23.093
Commercial/Industrial | Offices | New | Energy Star Commercial Glass Door Freezer | 10.3223 | 1.4013 | 5926.9893 | 0.64112 | 0.22051 | 4389.9823 | Commercial/Industrial | Retail | New | High Efficiency Chiller (Water cooled-positive displacement, 100 tons) | 1.1296 | 1.2337 | 5801.2563 | 2.5467 | 0.11031 | 6468.421 | Commercial/Industrial | Institutional | Turnover | Energy Star Uninterruptable Power Supply | 1.0555 | 1.4373 | 1.7043 | 0.00061097 | 0.00061097 | 5.3521 | Commercial/Industrial | Grocery | New | CFL-23W | 7.7552 | 1.1274 | 23.9521 | 0.0055408 | 0.0012811 | 23.093
Commercial/Industrial | Retail | New | Energy Star Commercial Glass Door Freezer | 10.3223 | 1.4013 | 5926.9893 | 0.64112 | 0.22051 | 4389.9823 | Commercial/Industrial | Grocery | Existing | ECM Motors on Furnaces | 1.1208 | 1.3665 | 514.8045 | 0 | 0.090908 | 796.3511 | Commercial/Industrial | Lodging/Hospitality | Turnover | Energy Star Uninterruptable Power Supply | 1.0555 | 1.4373 | 1.7043 | 0.00061097 | 0.00061097 | 5.3521 | Commercial/Industrial | Grocery | Turnover | CFL-23W | 7.6696 | 1.1307 | 23.5841 | 0.0054636 | 0.0012632 | 22.771
Commercial/Industrial | Warehouse | New | Energy Star Commercial Glass Door Freezer | 10.3223 | 1.4013 | 5926.9893 | 0.64112 | 0.22051 | 4389.9823 | Commercial/Industrial | Grocery | New | ECM Motors on Furnaces | 1.1208 | 1.3665 | 514.8045 | 0 | 0.090908 | 796.3511 | Commercial/Industrial | Miscellaneous | Turnover | Energy Star Uninterruptable Power Supply | 1.0555 | 1.4373 | 1.7043 | 0.00061097 | 0.00061097 | 5.3521 | Commercial/Industrial | Assembly | New | CFL-23W | 7.6696 | 1.1307 | 23.5841 | 0.0054636 | 0.0012632 | 22.771
Commercial/Industrial | Assembly | Turnover | Energy Star Commercial Glass Door Refrigerator | 2.1961 | 1.401 | 875.6997 | 0.13478 | 0.046356 | 922.8665 | Commercial/Industrial | Assembly | Turnover | Solar Pool Heater | 1.0975 | 1.8042 | 4525.9299 | 0 | 0.37007 | 10130.719 | Commercial/Industrial | Offices | Turnover | Energy Star Uninterruptable Power Supply | 1.0555 | 1.4373 | 1.7043 | 0.00061097 | 0.00061097 | 5.3521 | Commercial/Industrial | College and University | Turnover | Premium T8 - Lamp Replacement | 12.5267 | 1.1118 | 21.0858 | 0.0047075 | 7.8845e-07 | 19.5149
Commercial/Industrial | Grocery | Turnover | Energy Star Commercial Glass Door Refrigerator | 2.1961 | 1.401 | 875.6997 | 0.13478 | 0.046356 | 922.8665 | Commercial/Industrial | College and University | Turnover | Solar Pool Heater | 1.0975 | 1.8042 | 4525.9299 | 0 | 0.37007 | 10130.719 | Commercial/Industrial | Restaurants | Turnover | Energy Star Uninterruptable Power Supply | 1.0555 | 1.4373 | 1.7043 | 0.00061097 | 0.00061097 | 5.3521 | Commercial/Industrial | Grocery | New | Premium T8 - Lamp Replacement | 12.5267 | 1.1118 | 21.0858 | 0.0047075 | 7.8845e-07 | 19.5149
Commercial/Industrial | Institutional | Turnover | Energy Star Commercial Glass Door Refrigerator | 2.1961 | 1.401 | 875.6997 | 0.13478 | 0.046356 | 922.8665 | Commercial/Industrial | Grocery | Turnover | Solar Pool Heater | 1.0975 | 1.8042 | 4525.9299 | 0 | 0.37007 | 10130.719 | Commercial/Industrial | Retail | Turnover | Energy Star Uninterruptable Power Supply | 1.0555 | 1.4373 | 1.7043 | 0.00061097 | 0.00061097 | 5.3521 | Commercial/Industrial | Healthcare | Turnover | CFL-23W | 6.7661 | 1.1283 | 20.5683 | 0.0048304 | 0.0011168 | 20.132
Commercial/Industrial | Miscellaneous | Turnover | Energy Star Commercial Glass Door Refrigerator | 2.1961 | 1.401 | 875.6997 | 0.13478 | 0.046356 | 922.8665 | Commercial/Industrial | Healthcare | Turnover | Solar Pool Heater | 1.0975 | 1.8042 | 4525.9299 | 0 | 0.37007 | 10130.719 | Commercial/Industrial | Schools K-12 | Turnover | Energy Star Uninterruptable Power Supply | 1.0555 | 1.4373 | 1.7043 | 0.00061097 | 0.00061097 | 5.3521 | Commercial/Industrial | Hospitals | New | CFL-23W | 6.7661 | 1.1283 | 20.5683 | 0.0048304 | 0.0011168 | 20.132
Commercial/Industrial | Offices | Turnover | Energy Star Commercial Glass Door Refrigerator | 2.1961 | 1.401 | 875.6997 | 0.13478 | 0.046356 | 922.8665 | Commercial/Industrial | Hospitals | Turnover | Solar Pool Heater | 1.0975 | 1.8042 | 4525.9299 | 0 | 0.37007 | 10130.719 | Commercial/Industrial | Warehouse | Turnover | Energy Star Uninterruptable Power Supply | 1.0555 | 1.4373 | 1.7043 | 0.00061097 | 0.00061097 | 5.3521 | Commercial/Industrial | Institutional | Turnover | Premium T8 - Lamp Replacement | 12.4356 | 1.3876 | 20.0213 | 0.0024798 | 0.0023811 | 23.943
Commercial/Industrial | Retail | Turnover | Energy Star Commercial Glass Door Refrigerator | 2.1961 | 1.401 | 875.6997 | 0.13478 | 0.046356 | 922.8665 | Commercial/Industrial | Institutional | Turnover | Solar Pool Heater | 1.0975 | 1.8042 | 4525.9299 | 0 | 0.37007 | 10130.719 | Commercial/Industrial | Assembly | New | Energy Star Uninterruptable Power Supply | 1.0555 | 1.4373 | 1.7043 | 0.00061097 | 0.00061097 | 5.3521 | Commercial/Industrial | Lodging/Hospitality | New | Premium T8 - Lamp Replacement | 12.4356 | 1.3876 | 20.0213 | 0.0024798 | 0.0023811 | 23.943
Commercial/Industrial | Warehouse | Turnover | Energy Star Commercial Glass Door Refrigerator | 2.1961 | 1.401 | 875.6997 | 0.13478 | 0.046356 | 922.8665 | Commercial/Industrial | Lodging/Hospitality | Turnover | Solar Pool Heater | 1.0975 | 1.8042 | 4525.9299 | 0 | 0.37007 | 10130.719 | Commercial/Industrial | College and University | New | Energy Star Uninterruptable Power Supply | 1.0555 | 1.4373 | 1.7043 | 0.00061097 | 0.00061097 | 5.3521 | Commercial/Industrial | Miscellaneous | Turnover | Premium T8 - Lamp Replacement | 11.4437 | 1.119 | 19.0168 | 0.0042752 | 0.00098159 | 17.6986
Commercial/Industrial | Assembly | New | Energy Star Commercial Glass Door Refrigerator | 2.1961 | 1.401 | 875.6997 | 0.13478 | 0.046356 | 922.8665 | Commercial/Industrial | Miscellaneous | Turnover | Solar Pool Heater | 1.0975 | 1.8042 | 4525.9299 | 0 | 0.37007 | 10130.719 | Commercial/Industrial | Grocery | New | Energy Star Uninterruptable Power Supply | 1.0555 | 1.4373 | 1.7043 | 0.00061097 | 0.00061097 | 5.3521 | Commercial/Industrial | Offices | New | Premium T8 - Lamp Replacement | 11.4437 | 1.119 | 19.0168 | 0.0042752 | 0.00098159 | 17.6986
Commercial/Industrial | Grocery | New | Energy Star Commercial Glass Door Refrigerator | 2.1961 | 1.401 | 875.6997 | 0.13478 | 0.046356 | 922.8665 | Commercial/Industrial | Offices | Turnover | Solar Pool Heater | 1.0975 | 1.8042 | 4525.9299 | 0 | 0.37007 | 10130.719 | Commercial/Industrial | Healthcare | New | Energy Star Uninterruptable Power Supply | 1.0555 | 1.4373 | 1.7043 | 0.00061097 | 0.00061097 | 5.3521 | Commercial/Industrial | Restaurants | Turnover | Premium T8 - Lamp Replacement | 11.3225 | 1.1178 | 18.8285 | 0.004232 | 7.0881e-07 | 17.5437
Commercial/Industrial | Institutional | New | Energy Star Commercial Glass Door Refrigerator | 2.1961 | 1.401 | 875.6997 | 0.13478 | 0.046356 | 922.8665 | Commercial/Industrial | Restaurants | Turnover | Solar Pool Heater | 1.0975 | 1.8042 | 4525.9299 | 0 | 0.37007 | 10130.719 | Commercial/Industrial | Hospitals | New | Energy Star Uninterruptable Power Supply | 1.0555 | 1.4373 | 1.7043 | 0.00061097 | 0.00061097 | 5.3521 | Commercial/Industrial | Retail | New | Premium T8 - Lamp Replacement | 11.3225 | 1.1178 | 18.8285 | 0.004232 | 7.0881e-07 | 17.5437
Commercial/Industrial | Miscellaneous | New | Energy Star Commercial Glass Door Refrigerator | 2.1961 | 1.401 | 875.6997 | 0.13478 | 0.046356 | 922.8665 | Commercial/Industrial | Retail | Turnover | Solar Pool Heater | 1.0975 | 1.8042 | 4525.9299 | 0 | 0.37007 | 10130.719 | Commercial/Industrial | Institutional | New | Energy Star Uninterruptable Power Supply | 1.0555 | 1.4373 | 1.7043 | 0.00061097 | 0.00061097 | 5.3521 | Commercial/Industrial | Schools K-12 | Turnover | CFL-23W | 5.5382 | 1.1164 | 16.5926 | 0.0039956 | 0.00092383 | 16.653
Commercial/Industrial | Offices | New | Energy Star Commercial Glass Door Refrigerator | 2.1961 | 1.401 | 875.6997 | 0.13478 | 0.046356 | 922.8665 | Commercial/Industrial | Schools K-12 | Turnover | Solar Pool Heater | 1.0975 | 1.8042 | 4525.9299 | 0 | 0.37007 | 10130.719 | Commercial/Industrial | Lodging/Hospitality | New | Energy Star Uninterruptable Power Supply | 1.0555 | 1.4373 | 1.7043 | 0.00061097 | 0.00061097 | 5.3521 | Commercial/Industrial | Warehouse | New | CFL-23W | 5.5382 | 1.1164 | 16.5926 | 0.0039956 | 0.00092383 | 16.653
Commercial/Industrial | Retail | New | Energy Star Commercial Glass Door Refrigerator | 2.1961 | 1.401 | 875.6997 | 0.13478 | 0.046356 | 922.8665 | Commercial/Industrial | Warehouse | Turnover | Solar Pool Heater | 1.0975 | 1.8042 | 4525.9299 | 0 | 0.37007 | 10130.719 | Commercial/Industrial | Miscellaneous | New | Energy Star Uninterruptable Power Supply | 1.0555 | 1.4373 | 1.7043 | 0.00061097 | 0.00061097 | 5.3521 | Commercial/Industrial | Assembly | Turnover | Premium T8 - Lamp Replacement | 10.1262 | 1.1294 | 16.5163 | 0.003748 | 0.00086055 | 15.5162
Commercial/Industrial | Warehouse | New | Energy Star Commercial Glass Door Refrigerator | 2.1961 | 1.401 | 875.6997 | 0.13478 | 0.046356 | 922.8665 | Commercial/Industrial | Assembly | New | Solar Pool Heater | 1.0975 | 1.8042 | 4525.9299 | 0 | 0.37007 | 10130.719 | Commercial/Industrial | Offices | New | Energy Star Uninterruptable Power Supply | 1.0555 | 1.4373 | 1.7043 | 0.00061097 | 0.00061097 | 5.3521 | Commercial/Industrial | College and University | New | Premium T8 - Lamp Replacement | 10.1262 | 1.1294 | 16.5163 | 0.003748 | 0.00086055 | 15.5162
Commercial/Industrial | Assembly | Turnover | Energy Star Commercial Solid Door Freezer | 6.0195 | 1.4005 | 3241.216 | 0.37834 | 0.16907 | 2533.0469 | Commercial/Industrial | College and University | New | Solar Pool Heater | 1.0975 | 1.8042 | 4525.9299 | 0 | 0.37007 | 10130.719 | Commercial/Industrial | Restaurants | New | Energy Star Uninterruptable Power Supply | 1.0555 | 1.4373 | 1.7043 | 0.00061097 | 0.00061097 | 5.3521 | Commercial/Industrial | Grocery | Turnover | Premium T8 - Lamp Replacement | 8.6787 | 1.1158 | 14.1609 | 0.0032515 | 0.00074654 | 13.4605
Commercial/Industrial | Grocery | Turnover | Energy Star Commercial Solid Door Freezer | 6.0195 | 1.4005 | 3241.216 | 0.37834 | 0.16907 | 2533.0469 | Commercial/Industrial | Grocery | New | Solar Pool Heater | 1.0975 | 1.8042 | 4525.9299 | 0 | 0.37007 | 10130.719 | Commercial/Industrial | Retail | New | Energy Star Uninterruptable Power Supply | 1.0555 | 1.4373 | 1.7043 | 0.00061097 | 0.00061097 | 5.3521 | Commercial/Industrial | Healthcare | New | Premium T8 - Lamp Replacement | 8.6787 | 1.1158 | 14.1609 | 0.0032515 | 0.00074654 | 13.4605
Commercial/Industrial | Institutional | Turnover | Energy Star Commercial Solid Door Freezer | 6.0195 | 1.4005 | 3241.216 | 0.37834 | 0.16907 | 2533.0469 | Commercial/Industrial | Healthcare | New | Solar Pool Heater | 1.0975 | 1.8042 | 4525.9299 | 0 | 0.37007 | 10130.719 | Commercial/Industrial | Schools K-12 | New | Energy Star Uninterruptable Power Supply | 1.0555 | 1.4373 | 1.7043 | 0.00061097 | 0.00061097 | 5.3521 | Commercial/Industrial | Hospitals | Turnover | Premium T8 - Lamp Replacement | 8.5207 | 1.1169 | 13.8704 | 0.0031876 | 5.3388e-07 | 13.2141
Commercial/Industrial | Miscellaneous | Turnover | Energy Star Commercial Solid Door Freezer | 6.0195 | 1.4005 | 3241.216 | 0.37834 | 0.16907 | 2533.0469 | Commercial/Industrial | Hospitals | New | Solar Pool Heater | 1.0975 | 1.8042 | 4525.9299 | 0 | 0.37007 | 10130.719 | Commercial/Industrial | Warehouse | New | Energy Star Uninterruptable Power Supply | 1.0555 | 1.4373 | 1.7043 | 0.00061097 | 0.00061097 | 5.3521 | Commercial/Industrial | Institutional | New | Premium T8 - Lamp Replacement | 8.5207 | 1.1169 | 13.8704 | 0.0031876 | 5.3388e-07 | 13.2141
Commercial/Industrial | Offices | Turnover | Energy Star Commercial Solid Door Freezer | 6.0195 | 1.4005 | 3241.216 | 0.37834 | 0.16907 | 2533.0469 | Commercial/Industrial | Institutional | New | Solar Pool Heater | 1.0975 | 1.8042 | 4525.9299 | 0 | 0.37007 | 10130.719 | Commercial/Industrial | 0-15,000 kWh | Any | Central air conditioner - Load Shed | 4.3022 | #DIV/0! | -355.8133 | 0.63387 | 0 | 0 | Commercial/Industrial | Lodging/Hospitality | Turnover | Premium T8 - Lamp Replacement | 8.0229 | 1.3814 | 12.5306 | 0.001607 | 0.0015431 | 15.5162
Commercial/Industrial | Retail | Turnover | Energy Star Commercial Solid Door Freezer | 6.0195 | 1.4005 | 3241.216 | 0.37834 | 0.16907 | 2533.0469 | Commercial/Industrial | Lodging/Hospitality | New | Solar Pool Heater | 1.0975 | 1.8042 | 4525.9299 | 0 | 0.37007 | 10130.719 | Commercial/Industrial | 15,001-25,000 kWh | Any | Central air conditioner - Load Shed | 12.2486 | #DIV/0! | -355.8133 | 1.8048 | 0 | 0 | Commercial/Industrial | Miscellaneous | New | Premium T8 - Lamp Replacement | 8.0229 | 1.3814 | 12.5306 | 0.001607 | 0.0015431 | 15.5162
Commercial/Industrial | Warehouse | Turnover | Energy Star Commercial Solid Door Freezer | 6.0195 | 1.4005 | 3241.216 | 0.37834 | 0.16907 | 2533.0469 | Commercial/Industrial | Miscellaneous | New | Solar Pool Heater | 1.0975 | 1.8042 | 4525.9299 | 0 | 0.37007 | 10130.719 | Commercial/Industrial | 25,001-50,000 kWh | Any | Central air conditioner - Load Shed | 26.2288 | #DIV/0! | -355.8133 | 3.8648 | 0 | 0 | Commercial/Industrial | Offices | Turnover | Premium T8 - Lamp Replacement | 7.6102 | 1.1155 | 12.2701 | 0.0028505 | 4.7742e-07 | 11.8166
Commercial/Industrial | Assembly | New | Energy Star Commercial Solid Door Freezer | 6.0195 | 1.4005 | 3241.216 | 0.37834 | 0.16907 | 2533.0469 | Commercial/Industrial | Offices | New | Solar Pool Heater | 1.0975 | 1.8042 | 4525.9299 | 0 | 0.37007 | 10130.719 | Commercial/Industrial | 50,001 kWh + | Any | Central air conditioner - Load Shed | 31.3523 | #DIV/0! | -355.8133 | 4.6198 | 0 | 0 | Commercial/Industrial | Restaurants | New | Premium T8 - Lamp Replacement | 7.6102 | 1.1155 | 12.2701 | 0.0028505 | 4.7742e-07 | 11.8166
Commercial/Industrial | Grocery | New | Energy Star Commercial Solid Door Freezer | 6.0195 | 1.4005 | 3241.216 | 0.37834 | 0.16907 | 2533.0469 | Commercial/Industrial | Restaurants | New | Solar Pool Heater | 1.0975 | 1.8042 | 4525.9299 | 0 | 0.37007 | 10130.719 | Commercial/Industrial | 0-15,000 kWh | Any | Central air conditioner - 50% cycling | 2.1504 | #DIV/0! | -355.8133 | 0.31693 | 0 | 0 | Commercial/Industrial | Retail | Turnover | Premium T8 - Lamp Replacement | 7.5332 | 1.1226 | 12.0435 | 0.0028051 | 0.00064404 | 11.6125
Commercial/Industrial | Institutional | New | Energy Star Commercial Solid Door Freezer | 6.0195 | 1.4005 | 3241.216 | 0.37834 | 0.16907 | 2533.0469 | Commercial/Industrial | Retail | New | Solar Pool Heater | 1.0975 | 1.8042 | 4525.9299 | 0 | 0.37007 | 10130.719 | Commercial/Industrial | 15,001-25,000 kWh | Any | Central air conditioner - 50% cycling | 6.1236 | #DIV/0! | -355.8133 | 0.90239 | 0 | 0 | Commercial/Industrial | Schools K-12 | New | Premium T8 - Lamp Replacement | 7.5332 | 1.1226 | 12.0435 | 0.0028051 | 0.00064404 | 11.6125
Commercial/Industrial | Miscellaneous | New | Energy Star Commercial Solid Door Freezer | 6.0195 | 1.4005 | 3241.216 | 0.37834 | 0.16907 | 2533.0469 | Commercial/Industrial | Schools K-12 | New | Solar Pool Heater | 1.0975 | 1.8042 | 4525.9299 | 0 | 0.37007 | 10130.719 | Commercial/Industrial | 25,001-50,000 kWh | Any | Central air conditioner - 50% cycling | 13.1144 | #DIV/0! | -355.8133 | 1.9324 | 0 | 0 | Commercial/Industrial | Warehouse | Turnover | Premium T8 - Lamp Replacement | 7.4499 | 1.1259 | 11.8579 | 0.002766 | 0.00063506 | 11.4506
Commercial/Industrial | Offices | New | Energy Star Commercial Solid Door Freezer | 6.0195 | 1.4005 | 3241.216 | 0.37834 | 0.16907 | 2533.0469 | Commercial/Industrial | Warehouse | New | Solar Pool Heater | 1.0975 | 1.8042 | 4525.9299 | 0 | 0.37007 | 10130.719 | Commercial/Industrial | 50,001 kWh + | Any | Central air conditioner - 50% cycling | 15.6761 | #DIV/0! | -355.8133 | 2.3099 | 0 | 0 | Commercial/Industrial | Assembly | New | Premium T8 - Lamp Replacement | 7.4499 | 1.1259 | 11.8579 | 0.002766 | 0.00063506 | 11.4506
Commercial/Industrial | Retail | New | Energy Star Commercial Solid Door Freezer | 6.0195 | 1.4005 | 3241.216 | 0.37834 | 0.16907 | 2533.0469 | Commercial/Industrial | Assembly | Turnover | Variable Speed Pool Pump | 1.0919 | 1.1844 | 1496.9496 | 0.7602 | 0.118 | 3230.25 | Commercial/Industrial | 0-15,000 kWh | Any | Smart thermostats - Utility Installation | 0.96904 | #DIV/0! | -828.8734 | 0.31693 | 0.091626 | 0 | Commercial/Industrial | College and University | Turnover | Premium T8 - Lamp Replacement | 6.5723 | 1.1235 | 10.3374 | 0.0024454 | 0.00056146 | 10.1235
Commercial/Industrial | Warehouse | New | Energy Star Commercial Solid Door Freezer | 6.0195 | 1.4005 | 3241.216 | 0.37834 | 0.16907 | 2533.0469 | Commercial/Industrial | College and University | Turnover | Variable Speed Pool Pump | 1.0919 | 1.1844 | 1496.9496 | 0.7602 | 0.118 | 3230.25 | Commercial/Industrial | 15,001-25,000 kWh | Any | Smart thermostats - Utility Installation | 2.7836 | #DIV/0! | -828.8734 | 0.90239 | 0.30999 | 0 | Commercial/Industrial | Grocery | New | Premium T8 - Lamp Replacement | 6.5723 | 1.1235 | 10.3374 | 0.0024454 | 0.00056146 | 10.1235
Commercial/Industrial | Assembly | Turnover | Energy Star Commercial Solid Door Refrigerator | 2.044 | 1.4002 | 776.9227 | 0.12695 | 0.056728 | 849.9239 | Commercial/Industrial | Grocery | Turnover | Variable Speed Pool Pump | 1.0919 | 1.1844 | 1496.9496 | 0.7602 | 0.118 | 3230.25 | Commercial/Industrial | 25,001-50,000 kWh | Any | Smart thermostats - Utility Installation | 5.8888 | #DIV/0! | -828.8734 | 1.9324 | 0.51975 | 0 | Commercial/Industrial | Healthcare | Turnover | Premium T8 - Lamp Replacement | 5.4774 | 1.132 | 8.333 | 0.0020228 | 0.00046444 | 8.3741
Commercial/Industrial | Grocery | Turnover | Energy Star Commercial Solid Door Refrigerator | 2.044 | 1.4002 | 776.9227 | 0.12695 | 0.056728 | 849.9239 | Commercial/Industrial | Healthcare | Turnover | Variable Speed Pool Pump | 1.0919 | 1.1844 | 1496.9496 | 0.7602 | 0.118 | 3230.25 | Commercial/Industrial | 50,001 kWh + | Any | Smart thermostats - Utility Installation | 7.2934 | #DIV/0! | -828.8734 | 2.3099 | 1.1301 | 0 | Commercial/Industrial | Hospitals | New | Premium T8 - Lamp Replacement | 5.4774 | 1.132 | 8.333 | 0.0020228 | 0.00046444 | 8.3741
Commercial/Industrial | Institutional | Turnover | Energy Star Commercial Solid Door Refrigerator | 2.044 | 1.4002 | 776.9227 | 0.12695 | 0.056728 | 849.9239 | Commercial/Industrial | Hospitals | Turnover | Variable Speed Pool Pump | 1.0919 | 1.1844 | 1496.9496 | 0.7602 | 0.118 | 3230.25 | Commercial/Industrial | 0-15,000 kWh | Any | Smart thermostats - BYOT | 1.1247 | #DIV/0! | -714.1505 | 0.31693 | 0.091626 | 0 | Commercial/Industrial | Institutional | Existing | Ceiling Insulation(R2 to R38) | 2.929 | 1.1019 | 5.4261 | 0.00036978 | 0.00084567 | 1.812
Commercial/Industrial | Miscellaneous | Turnover | Energy Star Commercial Solid Door Refrigerator | 2.044 | 1.4002 | 776.9227 | 0.12695 | 0.056728 | 849.9239 | Commercial/Industrial | Institutional | Turnover | Variable Speed Pool Pump | 1.0919 | 1.1844 | 1496.9496 | 0.7602 | 0.118 | 3230.25 | Commercial/Industrial | 15,001-25,000 kWh | Any | Smart thermostats - BYOT | 3.2308 | #DIV/0! | -714.1505 | 0.90239 | 0.30999 | 0 | Commercial/Industrial | Lodging/Hospitality | Existing | Ceiling Insulation(R2 to R38) | 2.929 | 1.1019 | 5.4261 | 0.00036978 | 0.00084567 | 1.812
Commercial/Industrial | Offices | Turnover | Energy Star Commercial Solid Door Refrigerator | 2.044 | 1.4002 | 776.9227 | 0.12695 | 0.056728 | 849.9239 | Commercial/Industrial | Lodging/Hospitality | Turnover | Variable Speed Pool Pump | 1.0919 | 1.1844 | 1496.9496 | 0.7602 | 0.118 | 3230.25 | Commercial/Industrial | 25,001-50,000 kWh | Any | Smart thermostats - BYOT | 6.8348 | #DIV/0! | -714.1505 | 1.9324 | 0.51975 | 0 | Commercial/Industrial | Miscellaneous | Existing | Ceiling Insulation(R2 to R38) | 2.929 | 1.1019 | 5.4261 | 0.00036978 | 0.00084567 | 1.812
Commercial/Industrial | Retail | Turnover | Energy Star Commercial Solid Door Refrigerator | 2.044 | 1.4002 | 776.9227 | 0.12695 | 0.056728 | 849.9239 | Commercial/Industrial | Miscellaneous | Turnover | Variable Speed Pool Pump | 1.0919 | 1.1844 | 1496.9496 | 0.7602 | 0.118 | 3230.25 | Commercial/Industrial | 50,001 kWh + | Any | Smart thermostats - BYOT | 8.4651 | #DIV/0! | -714.1505 | 2.3099 | 1.1301 | 0 | Commercial/Industrial | Offices | New | Ceiling Insulation(R2 to R38) | 2.8951 | 1.1061 | 5.3145 | 0.0003641 | 0.00083269 | 1.7842
Commercial/Industrial | Warehouse | Turnover | Energy Star Commercial Solid Door Refrigerator | 2.044 | 1.4002 | 776.9227 | 0.12695 | 0.056728 | 849.9239 | Commercial/Industrial | Offices | Turnover | Variable Speed Pool Pump | 1.0919 | 1.1844 | 1496.9496 | 0.7602 | 0.118 | 3230.25 | Commercial/Industrial | 0-15,000 kWh | Any | CPP + Tech | 0.81113 | #DIV/0! | -1012.4302 | 0.31693 | 0.13474 | 0 | Commercial/Industrial | Restaurants | New | Ceiling Insulation(R2 to R38) | 2.8951 | 1.1061 | 5.3145 | 0.0003641 | 0.00083269 | 1.7842
Commercial/Industrial | Assembly | New | Energy Star Commercial Solid Door Refrigerator | 2.044 | 1.4002 | 776.9227 | 0.12695 | 0.056728 | 849.9239 | Commercial/Industrial | Restaurants | Turnover | Variable Speed Pool Pump | 1.0919 | 1.1844 | 1496.9496 | 0.7602 | 0.118 | 3230.25 | Commercial/Industrial | 15,001-25,000 kWh | Any | CPP + Tech | 2.3384 | #DIV/0! | -1012.4302 | 0.90239 | 0.45587 | 0 | Commercial/Industrial | Retail | New | Ceiling Insulation(R2 to R38) | 2.8951 | 1.1061 | 5.3145 | 0.0003641 | 0.00083269 | 1.7842
Commercial/Industrial | Grocery | New | Energy Star Commercial Solid Door Refrigerator | 2.044 | 1.4002 | 776.9227 | 0.12695 | 0.056728 | 849.9239 | Commercial/Industrial | Retail | Turnover | Variable Speed Pool Pump | 1.0919 | 1.1844 | 1496.9496 | 0.7602 | 0.118 | 3230.25 | Commercial/Industrial | 25,001-50,000 kWh | Any | CPP + Tech | 4.9214 | #DIV/0! | -1012.4302 | 1.9324 | 0.76434 | 0 | Commercial/Industrial | Schools K-12 | Existing | Ceiling Insulation(R2 to R38) | 2.4247 | 0.93586 | 5.3019 | 3.6259e-05 | 0.00081736 | 1.812
Commercial/Industrial | Institutional | New | Energy Star Commercial Solid Door Refrigerator | 2.044 | 1.4002 | 776.9227 | 0.12695 | 0.056728 | 849.9239 | Commercial/Industrial | Schools K-12 | Turnover | Variable Speed Pool Pump | 1.0919 | 1.1844 | 1496.9496 | 0.7602 | 0.118 | 3230.25 | Commercial/Industrial | 50,001 kWh + | Any | CPP + Tech | 6.1884 | #DIV/0! | -1012.4302 | 2.3099 | 1.6618 | 0 | Commercial/Industrial | Assembly | Existing | Ceiling Insulation(R2 to R38) | 2.4247 | 0.93586 | 5.3019 | 3.6259e-05 | 0.00081736 | 1.812
Commercial/Industrial | Miscellaneous | New | Energy Star Commercial Solid Door Refrigerator | 2.044 | 1.4002 | 776.9227 | 0.12695 | 0.056728 | 849.9239 | Commercial/Industrial | Assembly | New | Variable Speed Pool Pump | 1.0919 | 1.1844 | 1496.9496 | 0.7602 | 0.118 | 3230.25 | Commercial/Industrial | 0-15,000 kWh | Any | Central Heating - Load Shed | 1.2225 | #DIV/0! | -355.8133 | 0 | 0.43118 | 0 | Commercial/Industrial | College and University | Existing | Ceiling Insulation(R2 to R38) | 2.4247 | 0.93586 | 5.3019 | 3.6259e-05 | 0.00081736 | 1.812
Commercial/Industrial | Offices | New | Energy Star Commercial Solid Door Refrigerator | 2.044 | 1.4002 | 776.9227 | 0.12695 | 0.056728 | 849.9239 | Commercial/Industrial | College and University | New | Variable Speed Pool Pump | 1.0919 | 1.1844 | 1496.9496 | 0.7602 | 0.118 | 3230.25 | Commercial/Industrial | 15,001-25,000 kWh | Any | Central Heating - Load Shed | 4.1339 | #DIV/0! | -355.8133 | 0 | 1.4588 | 0 | Commercial/Industrial | Grocery | Existing | Ceiling Insulation(R2 to R38) | 2.4247 | 0.93586 | 5.3019 | 3.6259e-05 | 0.00081736 | 1.812
Commercial/Industrial | Retail | New | Energy Star Commercial Solid Door Refrigerator | 2.044 | 1.4002 | 776.9227 | 0.12695 | 0.056728 | 849.9239 | Commercial/Industrial | Grocery | New | Variable Speed Pool Pump | 1.0919 | 1.1844 | 1496.9496 | 0.7602 | 0.118 | 3230.25 | Commercial/Industrial | 25,001-50,000 kWh | Any | Central Heating - Load Shed | 6.9322 | #DIV/0! | -355.8133 | 0 | 2.4459 | 0 | Commercial/Industrial | Healthcare | Existing | Ceiling Insulation(R2 to R38) | 2.4247 | 0.93586 | 5.3019 | 3.6259e-05 | 0.00081736 | 1.812
Commercial/Industrial | Warehouse | New | Energy Star Commercial Solid Door Refrigerator | 2.044 | 1.4002 | 776.9227 | 0.12695 | 0.056728 | 849.9239 | Commercial/Industrial | Healthcare | New | Variable Speed Pool Pump | 1.0919 | 1.1844 | 1496.9496 | 0.7602 | 0.118 | 3230.25 | Commercial/Industrial | 50,001 kWh + | Any | Central Heating - Load Shed | 15.0713 | #DIV/0! | -355.8133 | 0 | 5.3179 | 0 | Commercial/Industrial | Hospitals | Existing | Ceiling Insulation(R2 to R38) | 2.4247 | 0.93586 | 5.3019 | 3.6259e-05 | 0.00081736 | 1.812
Commercial/Industrial | College and University | Existing | Efficient Motor Belts | 0.07518 | 1.3989 | -1025.0345 | 0.012292 | 0.010296 | 94.8071 | Commercial/Industrial | Hospitals | New | Variable Speed Pool Pump | 1.0919 | 1.1844 | 1496.9496 | 0.7602 | 0.118 | 3230.25 | Commercial/Industrial | 0-15,000 kWh | Any | Central Heating - 50% cycling | 0.61052 | #DIV/0! | -355.8133 | 0 | 0.21559 | 0 | Commercial/Industrial | Institutional | New | Ceiling Insulation(R2 to R38) | 2.393 | 0.93804 | 5.1922 | 3.5703e-05 | 0.00080482 | 1.7842
Commercial/Industrial | Healthcare | Existing | Efficient Motor Belts | 0.07518 | 1.3989 | -1025.0345 | 0.012292 | 0.010296 | 94.8071 | Commercial/Industrial | Institutional | New | Variable Speed Pool Pump | 1.0919 | 1.1844 | 1496.9496 | 0.7602 | 0.118 | 3230.25 | Commercial/Industrial | 15,001-25,000 kWh | Any | Central Heating - 50% cycling | 2.067 | #DIV/0! | -355.8133 | 0 | 0.72938 | 0 | Commercial/Industrial | Lodging/Hospitality | New | Ceiling Insulation(R2 to R38) | 2.393 | 0.93804 | 5.1922 | 3.5703e-05 | 0.00080482 | 1.7842
Commercial/Industrial | Hospitals | Existing | Efficient Motor Belts | 0.07518 | 1.3989 | -1025.0345 | 0.012292 | 0.010296 | 94.8071 | Commercial/Industrial | Lodging/Hospitality | New | Variable Speed Pool Pump | 1.0919 | 1.1844 | 1496.9496 | 0.7602 | 0.118 | 3230.25 | Commercial/Industrial | 25,001-50,000 kWh | Any | Central Heating - 50% cycling | 3.4654 | #DIV/0! | -355.8133 | 0 | 1.2229 | 0 | Commercial/Industrial | Miscellaneous | New | Ceiling Insulation(R2 to R38) | 2.393 | 0.93804 | 5.1922 | 3.5703e-05 | 0.00080482 | 1.7842
Commercial/Industrial | Lodging/Hospitality | Existing | Efficient Motor Belts | 0.07518 | 1.3989 | -1025.0345 | 0.012292 | 0.010296 | 94.8071 | Commercial/Industrial | Miscellaneous | New | Variable Speed Pool Pump | 1.0919 | 1.1844 | 1496.9496 | 0.7602 | 0.118 | 3230.25 | Commercial/Industrial | 50,001 kWh + | Any | Central Heating - 50% cycling | 7.5349 | #DIV/0! | -355.8133 | 0 | 2.6589 | 0 | Commercial/Industrial | Offices | New | Ceiling Insulation(R2 to R38) | 2.393 | 0.93804 | 5.1922 | 3.5703e-05 | 0.00080482 | 1.7842
Commercial/Industrial | Restaurants | Existing | Efficient Motor Belts | 0.07518 | 1.3989 | -1025.0345 | 0.012292 | 0.010296 | 94.8071 | Commercial/Industrial | Offices | New | Variable Speed Pool Pump | 1.0919 | 1.1844 | 1496.9496 | 0.7602 | 0.118 | 3230.25 | Commercial/Industrial | 0-50 kW | Any | Auto DR | 28.348 | #DIV/0! | -2466.5437 | 19.3855 | 11.1804 | 0 | Commercial/Industrial | Restaurants | New | Ceiling Insulation(R2 to R38) | 2.393 | 0.93804 | 5.1922 | 3.5703e-05 | 0.00080482 | 1.7842
Commercial/Industrial | Schools K-12 | Existing | Efficient Motor Belts | 0.07518 | 1.3989 | -1025.0345 | 0.012292 | 0.010296 | 94.8071 | Commercial/Industrial | Restaurants | New | Variable Speed Pool Pump | 1.0919 | 1.1844 | 1496.9496 | 0.7602 | 0.118 | 3230.25 | Commercial/Industrial | 51-300 kW | Any | Auto DR | 113.3964 | #DIV/0! | -2466.5437 | 75.5927 | 55.8595 | 0 | Commercial/Industrial | Retail | New | Ceiling Insulation(R2 to R38) | 2.393 | 0.93804 | 5.1922 | 3.5703e-05 | 0.00080482 | 1.7842
Commercial/Industrial | College and University | New | Efficient Motor Belts | 0.07518 | 1.3989 | -1025.0345 | 0.012292 | 0.010296 | 94.8071 | Commercial/Industrial | Retail | New | Variable Speed Pool Pump | 1.0919 | 1.1844 | 1496.9496 | 0.7602 | 0.118 | 3230.25 | Commercial/Industrial | 301-500 kW | Any | Auto DR | 398.1273 | #DIV/0! | -2466.5437 | 262.2964 | 213.8319 | 0 | Commercial/Industrial | Schools K-12 | Existing | Wall Insulation | 2.1219 | 1.0814 | 5.1596 | 0.00039983 | 0.0009144 | 1.9593
Commercial/Industrial | Healthcare | New | Efficient Motor Belts | 0.07518 | 1.3989 | -1025.0345 | 0.012292 | 0.010296 | 94.8071 | Commercial/Industrial | Schools K-12 | New | Variable Speed Pool Pump | 1.0919 | 1.1844 | 1496.9496 | 0.7602 | 0.118 | 3230.25 | Commercial/Industrial | 501 kW + | Any | Auto DR | 1389.6124 | #DIV/0! | -2466.5437 | 925.6915 | 688.2752 | 0 | Commercial/Industrial | Hospitals | Existing | Wall Insulation | 1.7925 | 0.92348 | 5.1409 | 3.9792e-05 | 0.000897 | 1.9886
Commercial/Industrial | Hospitals | New | Efficient Motor Belts | 0.07518 | 1.3989 | -1025.0345 | 0.012292 | 0.010296 | 94.8071 | Commercial/Industrial | Hospitals | Existing | Dedicated Outdoor Air System on VRF unit | 1.0903 | 1.2992 | 904.094 | 0.49919 | 0.50455 | 1640.5025 | Commercial/Industrial | 0-50 kW | Any | CPP | 28.348 | #DIV/0! | -2466.5437 | 19.3855 | 11.1804 | 0 | Commercial/Industrial | Hospitals | Existing | Wall Insulation | 2.0981 | 1.0851 | 5.0451 | 0.00039401 | 0.00090108 | 1.9307
Commercial/Industrial | Lodging/Hospitality | New | Efficient Motor Belts | 0.07518 | 1.3989 | -1025.0345 | 0.012292 | 0.010296 | 94.8071 | Commercial/Industrial | Hospitals | New | Dedicated Outdoor Air System on VRF unit | 1.0903 | 1.2992 | 904.094 | 0.49919 | 0.50455 | 1640.5025 | Commercial/Industrial | 51-300 kW | Any | CPP | 113.3964 | #DIV/0! | -2466.5437 | 75.5927 | 55.8595 | 0 | Commercial/Industrial | Hospitals | Existing | Wall Insulation | 2.0981 | 1.0851 | 5.0451 | 0.00039401 | 0.00090108 | 1.9307
Commercial/Industrial | Restaurants | New | Efficient Motor Belts | 0.07518 | 1.3989 | -1025.0345 | 0.012292 | 0.010296 | 94.8071 | Commercial/Industrial | Hospitals | Existing | Interior Lighting Controls | 1.0819 | 1.8228 | 214.3773 | 0 | 0 | 952.28 | Commercial/Industrial | 301-500 kW | Any | CPP | 398.1273 | #DIV/0! | -2466.5437 | 262.2964 | 213.8319 | 0 | Commercial/Industrial | Hospitals | Existing | Wall Insulation | 1.7697 | 0.92538 | 5.0254 | 3.9206e-05 | 0.00088379 | 1.9593
Commercial/Industrial | Schools K-12 | New | Efficient Motor Belts | 0.07518 | 1.3989 | -1025.0345 | 0.012292 | 0.010296 | 94.8071 | Commercial/Industrial | Hospitals | New | Interior Lighting Controls | 1.0819 | 1.8228 | 214.3773 | 0 | 0 | 952.28 | Commercial/Industrial | 501 kW + | Any | CPP | 1389.6124 | #DIV/0! | -2466.5437 | 925.6915 | 688.2752 | 0 | Commercial/Industrial | Healthcare | Existing | Ceiling Insulation(R2 to R38) | 3.0011 | 1.2354 | 5.0039 | 0.00074942 | 0.00044143 | 1.812
Commercial/Industrial | College and University | Existing | Demand Defrost | 0.18597 | 1.3984 | -1445.31 | 0.051145 | 0.04284 | 394.47 | Commercial/Industrial | Healthcare | Existing | Smart Thermostat | 1.0812 | 1.7605 | 6972.6369 | 0.23991 | -3.3199 | 20204.7382 | Commercial/Industrial | 0-50 kW | Any | Firm Service Level | 28.348 | #DIV/0! | -2466.5437 | 19.3855 | 11.1804 | 0 | Commercial/Industrial | Healthcare | Existing | Ceiling Insulation(R2 to R38) | 3.0011 | 1.2354 | 5.0039 | 0.00074942 | 0.00044143 | 1.812
Commercial/Industrial | Healthcare | Existing | Demand Defrost | 0.18597 | 1.3984 | -1445.31 | 0.051145 | 0.04284 | 394.47 | Commercial/Industrial | Healthcare | New | Smart Thermostat | 1.0812 | 1.7605 | 6972.6369 | 0.23991 | -3.3199 | 20204.7382 | Commercial/Industrial | 51-300 kW | Any | Firm Service Level | 113.3964 | #DIV/0! | -2466.5437 | 75.5927 | 55.8595 | 0 | Commercial/Industrial | Assembly | Existing | Ceiling Insulation(R2 to R38) | 3.0011 | 1.2354 | 5.0039 | 0.00074942 | 0.00044143 | 1.812
Commercial/Industrial | Hospitals | Existing | Demand Defrost | 0.18597 | 1.3984 | -1445.31 | 0.051145 | 0.04284 | 394.47 | Commercial/Industrial | Assembly | Turnover | Energy Star Uninterruptable Power Supply | 1.0555 | 1.4373 | 1.7043 | 0.00061097 | 0.00061097 | 5.3521 | Commercial/Industrial | 301-500 kW | Any | Firm Service Level | 398.1273 | #DIV/0! | -2466.5437 | 262.2964 | 213.8319 | 0 | Commercial/Industrial | College and University | Existing | Wall Insulation | 1.7475 | 0.92729 | 4.9128 | 3.8635e-05 | 0.00087092 | 1.9307
Commercial/Industrial | Lodging/Hospitality | Existing | Demand Defrost | 0.18597 | 1.3984 | -1445.31 | 0.051145 | 0.04284 | 394.47 | Commercial/Industrial | College and University | Turnover | Energy Star Uninterruptable Power Supply | 1.0555 | 1.4373 | 1.7043 | 0.00061097 | 0.00061097 | 5.3521 | Commercial/Industrial | 501 kW + | Any | Firm Service Level | 1389.6124 | #DIV/0! | -2466.5437 | 925.6915 | 688.2752 | 0 | Commercial/Industrial | Grocery | Existing | Wall Insulation | 1.7475 | 0.92729 | 4.9128 | 3.8635e-05 | 0.00087092 | 1.9307
Commercial/Industrial | Restaurants | Existing | Demand Defrost | 0.18597 | 1.3984 | -1445.31 | 0.051145 | 0.04284 | 394.47 | Commercial/Industrial | Grocery | Turnover | Energy Star Uninterruptable Power Supply | 1.0555 | 1.4373 | 1.7043 | 0.00061097 | 0.00061097 | 5.3521 | Commercial/Industrial | 0-50 kW | Any | Guaranteed Load Drop | 28.348 | #DIV/0! | -2466.5437 | 19.3855 | 11.1804 | 0 | Commercial/Industrial | Healthcare | New | Ceiling Insulation(R2 to R38) | 2.9661 | 1.24 | 4.8988 | 0.00073791 | 0.00043466 | 1.7842
Commercial/Industrial | Schools K-12 | Existing | Demand Defrost | 0.18597 | 1.3984 | -1445.31 | 0.051145 | 0.04284 | 394.47 | Commercial/Industrial | Healthcare | Turnover | Energy Star Uninterruptable Power Supply | 1.0555 | 1.4373 | 1.7043 | 0.00061097 | 0.00061097 | 5.3521 | Commercial/Industrial | 51-300 kW | Any | Guaranteed Load Drop | 113.3964 | #DIV/0! | -2466.5437 | 75.5927 | 55.8595 | 0 | Commercial/Industrial | Hospitals | New | Ceiling Insulation(R2 to R38) | 2.9661 | 1.24 | 4.8988 | 0.00073791 | 0.00043466 | 1.7842
Commercial/Industrial | College and University | New | Demand Defrost | 0.18597 | 1.3984 | -1445.31 | 0.051145 | 0.04284 | 394.47 | Commercial/Industrial | Hospitals | Turnover | Energy Star Uninterruptable Power Supply | 1.0555 | 1.4373 | 1.7043 | 0.00061097 | 0.00061097 | 5.3521 | Commercial/Industrial | 301-500 kW | Any | Guaranteed Load Drop | 398.1273 | #DIV/0! | -2466.5437 | 262.2964 | 213.8319 | 0 | Commercial/Industrial | Institutional | New | Ceiling Insulation(R2 to R38) | 2.9661 | 1.24 | 4.8988 | 0.00073791 | 0.00043466 | 1.7842
Commercial/Industrial | Healthcare | New | Demand Defrost | 0.18597 | 1.3984 | -1445.31 | 0.051145 | 0.04284 | 394.47 | Commercial/Industrial | Institutional | Turnover | Energy Star Uninterruptable Power Supply | 1.0555 | 1.4373 | 1.7043 | 0.00061097 | 0.00061097 | 5.3521 | Commercial/Industrial | 501 kW + | Any | Guaranteed Load Drop | 1389.6124 | #DIV/0! | -2466.5437 | 925.6915 | 688.2752 | 0 | Commercial/Industrial | Lodging/Hospitality | Existing | Wall Insulation | 1.7259 | 0.9292 | 4.8031 | 3.8078e-05 | 0.00085837 | 1.9029
Commercial/Industrial | Hospitals | New | Demand Defrost | 0.18597 | 1.3984 | -1445.31 | 0.051145 | 0.04284 | 394.47 | Commercial/Industrial | Lodging/Hospitality | Turnover | Energy Star Uninterruptable Power Supply | 1.0555 | 1.4373 | 1.7043 | 0.00061097 | 0.00061097 | 5.3521 | Commercial/Industrial | Primary Resources Industries | Any | Fan System Optimization | 98.4003 | 1.2923 | 2220846.3591 | 241.1308 | 234.762 | 1790649.789 | Commercial/Industrial | Miscellaneous | Existing | Wall Insulation | 1.7048 | 0.93112 | 4.6962 | 3.7536e-05 | 0.00084614 | 1.8758
Commercial/Industrial | Lodging/Hospitality | New | Demand Defrost | 0.18597 | 1.3984 | -1445.31 | 0.051145 | 0.04284 | 394.47 | Commercial/Industrial | Miscellaneous | Turnover | Energy Star Uninterruptable Power Supply | 1.0555 | 1.4373 | 1.7043 | 0.00061097 | 0.00061097 | 5.3521 | Commercial/Industrial | Primary Resources Industries | Any | Plant Energy Management | 15.5228 | 1.3221 | 1558928.0737 | 162.6094 | 158.812 | 1186146.2059 | Commercial/Industrial | Offices | Existing | Wall Insulation | 2.1506 | 1.2171 | 4.5953 | 0.00079852 | 0.00047035 | 1.9307
Commercial/Industrial | Restaurants | New | Demand Defrost | 0.18597 | 1.3984 | -1445.31 | 0.051145 | 0.04284 | 394.47 | Commercial/Industrial | Offices | Turnover | Energy Star Uninterruptable Power Supply | 1.0555 | 1.4373 | 1.7043 | 0.00061097 | 0.00061097 | 5.3521 | Commercial/Industrial | Transportation Equipment | Any | Fan Improved Controls | 50.5122 | 1.443 | 1100267.8323 | 82.5972 | 80.4156 | 613370.8042 | Commercial/Industrial | Restaurants | Existing | Wall Insulation | 2.1267 | 1.2212 | 4.4902 | 0.00078702 | 0.00046358 | 1.9029
Commercial/Industrial | Schools K-12 | New | Demand Defrost | 0.18597 | 1.3984 | -1445.31 | 0.051145 | 0.04284 | 394.47 | Commercial/Industrial | Restaurants | Turnover | Energy Star Uninterruptable Power Supply | 1.0555 | 1.4373 | 1.7043 | 0.00061097 | 0.00061097 | 5.3521 | Commercial/Industrial | Chemicals and Plastics | Any | Fan System Optimization | 3.9041 | 1.2923 | 693966.4662 | 92.1356 | 89.7021 | 684203.5418 | Commercial/Industrial | Retail | Existing | Wall Insulation | 2.1267 | 1.2212 | 4.4902 | 0.00078702 | 0.00046358 | 1.9029
Commercial/Industrial | Hospitals | Turnover | CFL-23W | 12.7893 | 1.397 | 39.7158 | 0.0048396 | 0.0047395 | 47.614 | Commercial/Industrial | Retail | Turnover | Energy Star Uninterruptable Power Supply | 1.0555 | 1.4373 | 1.7043 | 0.00061097 | 0.00061097 | 5.3521 | Commercial/Industrial | Chemicals and Plastics | Any | Compressed Air Equipment | 3.6904 | 1.443 | 658447.4261 | 61.7858 | 60.1539 | 458824.6722 | Commercial/Industrial | Schools K-12 | Existing | Wall Insulation | 1.6536 | 1.4743 | 2.8892 | 0.00022233 | 0.0003967 | 1.9593
Commercial/Industrial | Hospitals | New | CFL-23W | 12.7893 | 1.397 | 39.7158 | 0.0048396 | 0.0047395 | 47.614 | Commercial/Industrial | Schools K-12 | Turnover | Energy Star Uninterruptable Power Supply | 1.0555 | 1.4373 | 1.7043 | 0.00061097 | 0.00061097 | 5.3521 | Commercial/Industrial | Transportation Equipment | Any | Pump System Optimization | 4.0894 | 1.2923 | 629901.4364 | 82.7596 | 80.5738 | 614577.2082 | Commercial/Industrial | Warehouse | Existing | Ceiling Insulation(R2 to R38) | 1.7591 | 1.5787 | 1.9473 | 0.00015078 | 0.00026903 | 1.3287
Commercial/Industrial | College and University | Existing | Dedicated Outdoor Air System on VRF unit | 0.4993 | 1.3944 | -1106.1895 | 0.1876 | 0.13783 | 884.2265 | Commercial/Industrial | Warehouse | Turnover | Energy Star Uninterruptable Power Supply | 1.0555 | 1.4373 | 1.7043 | 0.00061097 | 0.00061097 | 5.3521 | Commercial/Industrial | Agriculture and Assembly | Any | HVAC Recommissioning | 4.0338 | 1.2751 | 484703.3101 | 66.4363 | 64.8244 | 466371.1843 | Commercial/Industrial | Assembly | New | Ceiling Insulation(R2 to R38) | 1.7591 | 1.5787 | 1.9473 | 0.00015078 | 0.00026903 | 1.3287
Commercial/Industrial | College and University | New | Dedicated Outdoor Air System on VRF unit | 0.4993 | 1.3944 | -1106.1895 | 0.1876 | 0.13783 | 884.2265 | Commercial/Industrial | Assembly | New | Energy Star Uninterruptable Power Supply | 1.0555 | 1.4373 | 1.7043 | 0.00061097 | 0.00061097 | 5.3521 | Commercial/Industrial | Chemicals and Plastics | Any | Pump System Optimization | 3.3134 | 1.2923 | 421221.8829 | 58.3371 | 56.7963 | 433214.4934 | Commercial/Industrial | College and University | Turnover | Energy Star Uninterruptable Power Supply | 1.0555 | 1.4373 | 1.7043 | 0.00061097 | 0.00061097 | 5.3521
Commercial/Industrial | Lodging/Hospitality | Existing | Dedicated Outdoor Air System on VRF unit | 0.7357 | 1.3943 | -271.0825 | 0.27644 | 0.2031 | 1302.9413 | Commercial/Industrial | College and University | New | Energy Star Uninterruptable Power Supply | 1.0555 | 1.4373 | 1.7043 | 0.00061097 | 0.00061097 | 5.3521 | Commercial/Industrial | Chemicals and Plastics | Any | Plant Energy Management | 15.4857 | 1.3248 | 390195.622 | 40.4573 | 39.5035 | 297677.8775 | Commercial/Industrial | Grocery | Turnover | Energy Star Uninterruptable Power Supply | 1.0555 | 1.4373 | 1.7043 | 0.00061097 | 0.00061097 | 5.3521
Commercial/Industrial | Lodging/Hospitality | New | Dedicated Outdoor Air System on VRF unit | 0.7357 | 1.3943 | -271.0825 | 0.27644 | 0.2031 | 1302.9413 | Commercial/Industrial | Grocery | New | Energy Star Uninterruptable Power Supply | 1.0555 | 1.4373 | 1.7043 | 0.00061097 | 0.00061097 | 5.3521 | Commercial/Industrial | Chemicals and Plastics | Any | Fan Improved Controls | 20.2405 | 1.443 | 386355.0533 | 29.7039 | 28.9194 | 220582.9709 | Commercial/Industrial | Healthcare | Turnover | Energy Star Uninterruptable Power Supply | 1.0555 | 1.4373 | 1.7043 | 0.00061097 | 0.00061097 | 5.3521
Commercial/Industrial | Lodging/Hospitality | Turnover | Variable Refrigerant Flow (VRF) HVAC Systems | 0.78717 | 1.3943 | -293.5072 | 0.97409 | 0.71564 | 4591.1322 | Commercial/Industrial | Healthcare | New | Energy Star Uninterruptable Power Supply | 1.0555 | 1.4373 | 1.7043 | 0.00061097 | 0.00061097 | 5.3521 | Commercial/Industrial | Primary Resources Industries | Any | Compressed Air Equipment | 4.1199 | 1.443 | 352419.6444 | 32.1653 | 31.3158 | 238861.3339 | Commercial/Industrial | Hospitals | Turnover | Energy Star Uninterruptable Power Supply | 1.0555 | 1.4373 | 1.7043 | 0.00061097 | 0.00061097 | 5.3521
Commercial/Industrial | Lodging/Hospitality | New | Variable Refrigerant Flow (VRF) HVAC Systems | 0.78717 | 1.3943 | -293.5072 | 0.97409 | 0.71564 | 4591.1322 | Commercial/Industrial | Hospitals | New | Energy Star Uninterruptable Power Supply | 1.0555 | 1.4373 | 1.7043 | 0.00061097 | 0.00061097 | 5.3521 | Commercial/Industrial | Primary Resources Industries | Any | Efficient Lighting - High Bay | 2.1836 | 1.3947 | 351462.9322 | 44.5523 | 43.306 | 312128.045 | Commercial/Industrial | Institutional | Turnover | Energy Star Uninterruptable Power Supply | 1.0555 | 1.4373 | 1.7043 | 0.00061097 | 0.00061097 | 5.3521
Commercial/Industrial | College and University | Turnover | Variable Refrigerant Flow (VRF) HVAC Systems | 0.53449 | 1.3942 | -3232.7264 | 0.66142 | 0.48593 | 3117.4352 | Commercial/Industrial | Institutional | New | Energy Star Uninterruptable Power Supply | 1.0555 | 1.4373 | 1.7043 | 0.00061097 | 0.00061097 | 5.3521 | Commercial/Industrial | Agriculture and Assembly | Any | Plant Energy Management | 2.9781 | 1.3229 | 328040.9609 | 43.4096 | 42.4818 | 317412.4363 | Commercial/Industrial | Lodging/Hospitality | Turnover | Energy Star Uninterruptable Power Supply | 1.0555 | 1.4373 | 1.7043 | 0.00061097 | 0.00061097 | 5.3521
Commercial/Industrial | College and University | New | Variable Refrigerant Flow (VRF) HVAC Systems | 0.53449 | 1.3942 | -3232.7264 | 0.66142 | 0.48593 | 3117.4352 | Commercial/Industrial | Lodging/Hospitality | New | Energy Star Uninterruptable Power Supply | 1.0555 | 1.4373 | 1.7043 | 0.00061097 | 0.00061097 | 5.3521 | Commercial/Industrial | Primary Resources Industries | Any | Motor Optimization | 5.2078 | 1.2923 | 322306.4731 | 40.4426 | 39.3744 | 300328.901 | Commercial/Industrial | Miscellaneous | Turnover | Energy Star Uninterruptable Power Supply | 1.0555 | 1.4373 | 1.7043 | 0.00061097 | 0.00061097 | 5.3521
Commercial/Industrial | Grocery | Turnover | ENERGY STAR Commercial Clothes Washer | 0.36059 | 1.3928 | -791.328 | 0.092846 | 0.067168 | 1060.1591 | Commercial/Industrial | Miscellaneous | New | Energy Star Uninterruptable Power Supply | 1.0555 | 1.4373 | 1.7043 | 0.00061097 | 0.00061097 | 5.3521 | Commercial/Industrial | Textiles and Leather | Any | Motor Optimization | 1.0459 | 1.2923 | 315124.7391 | 114.3046 | 111.2855 | 848831.5375 | Commercial/Industrial | Offices | Turnover | Energy Star Uninterruptable Power Supply | 1.0555 | 1.4373 | 1.7043 | 0.00061097 | 0.00061097 | 5.3521
Commercial/Industrial | Healthcare | Turnover | ENERGY STAR Commercial Clothes Washer | 0.36059 | 1.3928 | -791.328 | 0.092846 | 0.067168 | 1060.1591 | Commercial/Industrial | Offices | New | Energy Star Uninterruptable Power Supply | 1.0555 | 1.4373 | 1.7043 | 0.00061097 | 0.00061097 | 5.3521 | Commercial/Industrial | Transportation Equipment | Any | HVAC Equipment Upgrades | 4.8622 | 1.5029 | 262571.7481 | 20.8867 | 20.3799 | 146620.7056 | Commercial/Industrial | Restaurants | Turnover | Energy Star Uninterruptable Power Supply | 1.0555 | 1.4373 | 1.7043 | 0.00061097 | 0.00061097 | 5.3521
Commercial/Industrial | Offices | Turnover | ENERGY STAR Commercial Clothes Washer | 0.36059 | 1.3928 | -791.328 | 0.092846 | 0.067168 | 1060.1591 | Commercial/Industrial | Restaurants | New | Energy Star Uninterruptable Power Supply | 1.0555 | 1.4373 | 1.7043 | 0.00061097 | 0.00061097 | 5.3521 | Commercial/Industrial | Transportation Equipment | Any | HVAC Recommissioning | 1.3977 | 1.2751 | 232431.7853 | 54.9173 | 53.5849 | 385509.7021 | Commercial/Industrial | Retail | Turnover | Energy Star Uninterruptable Power Supply | 1.0555 | 1.4373 | 1.7043 | 0.00061097 | 0.00061097 | 5.3521
Commercial/Industrial | Retail | Turnover | ENERGY STAR Commercial Clothes Washer | 0.36059 | 1.3928 | -791.328 | 0.092846 | 0.067168 | 1060.1591 | Commercial/Industrial | Retail | New | Energy Star Uninterruptable Power Supply | 1.0555 | 1.4373 | 1.7043 | 0.00061097 | 0.00061097 | 5.3521 | Commercial/Industrial | Primary Resources Industries | Any | Pump System Optimization | 38.2375 | 1.2923 | 223298.5877 | 24.5355 | 23.8875 | 182201.7698 | Commercial/Industrial | Schools K-12 | Turnover | Energy Star Uninterruptable Power Supply | 1.0555 | 1.4373 | 1.7043 | 0.00061097 | 0.00061097 | 5.3521
Commercial/Industrial | Grocery | New | ENERGY STAR Commercial Clothes Washer | 0.36059 | 1.3928 | -791.328 | 0.092846 | 0.067168 | 1060.1591 | Commercial/Industrial | Schools K-12 | New | Energy Star Uninterruptable Power Supply | 1.0555 | 1.4373 | 1.7043 | 0.00061097 | 0.00061097 | 5.3521 | Commercial/Industrial | Construction | Any | Fan Improved Controls | 14.9408 | 1.443 | 222000.9427 | 17.3154 | 16.8581 | 128585.2378 | Commercial/Industrial | Warehouse | Turnover | Energy Star Uninterruptable Power Supply | 1.0555 | 1.4373 | 1.7043 | 0.00061097 | 0.00061097 | 5.3521
Commercial/Industrial | Healthcare | New | ENERGY STAR Commercial Clothes Washer | 0.36059 | 1.3928 | -791.328 | 0.092846 | 0.067168 | 1060.1591 | Commercial/Industrial | Warehouse | New | Energy Star Uninterruptable Power Supply | 1.0555 | 1.4373 | 1.7043 | 0.00061097 | 0.00061097 | 5.3521 | Commercial/Industrial | Primary Resources Industries | Any | Fan Improved Controls | 20.2405 | 1.443 | 210025.5592 | 16.1473 | 15.7208 | 119910.5885 | Commercial/Industrial | Schools K-12 | Turnover | Energy Star Uninterruptable Power Supply | 1.0555 | 1.4373 | 1.7043 | 0.00061097 | 0.00061097 | 5.3521
Commercial/Industrial | Offices | New | ENERGY STAR Commercial Clothes Washer | 0.36059 | 1.3928 | -791.328 | 0.092846 | 0.067168 | 1060.1591 | Commercial/Industrial | Schools K-12 | Existing | Facility Energy Management System | 1.0475 | 1.3494 | 37654.0767 | 15.7908 | 1.3579 | 75340.2418 | Commercial/Industrial | Agriculture and Assembly | Any | Efficient Lighting - High Bay | 2.1836 | 1.3947 | 192750.9885 | 24.4336 | 23.7501 | 171178.7609 | Commercial/Industrial | Schools K-12 | New | Energy Star Uninterruptable Power Supply | 1.0555 | 1.4373 | 1.7043 | 0.00061097 | 0.00061097 | 5.3521
Commercial/Industrial | Retail | New | ENERGY STAR Commercial Clothes Washer | 0.36059 | 1.3928 | -791.328 | 0.092846 | 0.067168 | 1060.1591 | Commercial/Industrial | Schools K-12 | New | Facility Energy Management System | 1.0475 | 1.3494 | 37654.0767 | 15.7908 | 1.3579 | 75340.2418 | Commercial/Industrial | Chemicals and Plastics | Any | Compressed Air Controls | 2.3552 | 1.3853 | 190686.8787 | 23.6707 | 23.0455 | 175779.7881 | Commercial/Industrial | Institutional | New | Energy Star Uninterruptable Power Supply | 1.0555 | 1.4373 | 1.7043 | 0.00061097 | 0.00061097 | 5.3521
Commercial/Industrial | College and University | Turnover | CFL-23W | 8.2508 | 1.3907 | 24.8796 | 0.0031363 | 0.0030714 | 30.856 | Commercial/Industrial | Institutional | Turnover | Solar Water Heater | 1.0447 | 1.7028 | 155971.5288 | 30.8448 | 4.3304 | 412684.3632 | Commercial/Industrial | Lumber/Furniture/Pulp/Paper | Any | Compressed Air Equipment | 3.4212 | 1.443 | 189114.7226 | 18.1305 | 17.6516 | 134637.6612 | Commercial/Industrial | Institutional | New | Energy Star Uninterruptable Power Supply | 1.0555 | 1.4373 | 1.7043 | 0.00061097 | 0.00061097 | 5.3521
Commercial/Industrial | College and University | New | CFL-23W | 8.2508 | 1.3907 | 24.8796 | 0.0031363 | 0.0030714 | 30.856 | Commercial/Industrial | Institutional | New | Solar Water Heater | 1.0447 | 1.7028 | 155971.5288 | 30.8448 | 4.3304 | 412684.3632 | Commercial/Industrial | Lumber/Furniture/Pulp/Paper | Any | Plant Energy Management | 2.9704 | 1.3257 | 179952.8256 | 23.6829 | 23.12 | 174731.5051 | Commercial/Industrial | Lodging/Hospitality | New | Energy Star Uninterruptable Power Supply | 1.0555 | 1.4373 | 1.7043 | 0.00061097 | 0.00061097 | 5.3521
Commercial/Industrial | Hospitals | Turnover | Premium T8 - Fixture Replacement | 0.82576 | 1.3894 | 6.6515 | 0.0075271 | 0.0069818 | 71.8291 | Commercial/Industrial | Lodging/Hospitality | Turnover | Solar Water Heater | 1.0447 | 1.7028 | 18716.5835 | 3.7014 | 0.51965 | 49522.1236 | Commercial/Industrial | Metal Products and Machinery | Any | Plant Energy Management | 3.8035 | 1.3232 | 171944.1028 | 21.1926 | 20.7069 | 155147.9329 | Commercial/Industrial | Lodging/Hospitality | New | Energy Star Uninterruptable Power Supply | 1.0555 | 1.4373 | 1.7043 | 0.00061097 | 0.00061097 | 5.3521
Commercial/Industrial | Hospitals | New | Premium T8 - Fixture Replacement | 0.82576 | 1.3894 | 6.6515 | 0.0075271 | 0.0069818 | 71.8291 | Commercial/Industrial | Lodging/Hospitality | New | Solar Water Heater | 1.0447 | 1.7028 | 18716.5835 | 3.7014 | 0.51965 | 49522.1236 | Commercial/Industrial | Metal Products and Machinery | Any | Fan System Optimization | 15.5396 | 1.2923 | 170357.6722 | 19.2703 | 18.7613 | 143101.9569 | Commercial/Industrial | Lodging/Hospitality | New | Energy Star Uninterruptable Power Supply | 1.0555 | 1.4373 | 1.7043 | 0.00061097 | 0.00061097 | 5.3521
Commercial/Industrial | Hospitals | Turnover | Premium T8 - Lamp Replacement | 12.4356 | 1.3876 | 20.0213 | 0.0024798 | 0.0023811 | 23.943 | Commercial/Industrial | Lodging/Hospitality | Existing | Low U-Value Windows | 1.0367 | 1.1807 | 330.7716 | 0.15422 | -0.034707 | 349.5006 | Commercial/Industrial | Transportation Equipment | Any | Plant Energy Management | 15.522 | 1.3225 | 159840.7479 | 16.6642 | 16.3394 | 121646.283 | Commercial/Industrial | Hospitals | New | Energy Star Uninterruptable Power Supply | 1.0555 | 1.4373 | 1.7043 | 0.00061097 | 0.00061097 | 5.3521
Commercial/Industrial | Hospitals | New | Premium T8 - Lamp Replacement | 12.4356 | 1.3876 | 20.0213 | 0.0024798 | 0.0023811 | 23.943 | Commercial/Industrial | Hospitals | Existing | Smart Strip Plug Outlet | 1.0213 | 1.1095 | 130.5407 | 0.1304 | 0.090625 | 876.9623 | Commercial/Industrial | Agriculture and Assembly | Any | Compressed Air Equipment | 2.161 | 1.443 | 149880.392 | 17.3816 | 16.9226 | 129077.005 | Commercial/Industrial | Hospitals | New | Energy Star Uninterruptable Power Supply | 1.0555 | 1.4373 | 1.7043 | 0.00061097 | 0.00061097 | 5.3521
Commercial/Industrial | College and University | Turnover | Premium T8 - Fixture Replacement | 0.53427 | 1.3872 | -15.8782 | 0.0048779 | 0.0045245 | 46.5485 | Commercial/Industrial | Hospitals | New | Smart Strip Plug Outlet | 1.0213 | 1.1095 | 130.5407 | 0.1304 | 0.090625 | 876.9623 | Commercial/Industrial | Chemicals and Plastics | Any | Motor Optimization | 3.4335 | 1.2923 | 148444.2028 | 20.3557 | 19.818 | 151162.2172 | Commercial/Industrial | Miscellaneous | New | Energy Star Uninterruptable Power Supply | 1.0555 | 1.4373 | 1.7043 | 0.00061097 | 0.00061097 | 5.3521
Commercial/Industrial | College and University | New | Premium T8 - Fixture Replacement | 0.53427 | 1.3872 | -15.8782 | 0.0048779 | 0.0045245 | 46.5485 | Commercial/Industrial | Miscellaneous | Existing | Smart Strip Plug Outlet | 1.0181 | 1.0882 | 187.5509 | 0.18222 | 0 | 1225.4519 | Commercial/Industrial | Construction | Any | Fan System Optimization | 9.0697 | 1.2923 | 144227.1357 | 16.9136 | 16.4669 | 125601.5509 | Commercial/Industrial | Miscellaneous | New | Energy Star Uninterruptable Power Supply | 1.0555 | 1.4373 | 1.7043 | 0.00061097 | 0.00061097 | 5.3521
Commercial/Industrial | Restaurants | Existing | Hot Water Pipe Insulation | 2.9919 | 1.3837 | 3149.8375 | 0.21335 | 0.36883 | 2711.1841 | Commercial/Industrial | Miscellaneous | New | Smart Strip Plug Outlet | 1.0181 | 1.0882 | 187.5509 | 0.18222 | 0 | 1225.4519 | Commercial/Industrial | Primary Resources Industries | Any | Compressed Air Controls | 9.4175 | 1.3853 | 139690.248 | 12.7408 | 12.4043 | 94613.6033 | Commercial/Industrial | Grocery | New | Energy Star Uninterruptable Power Supply | 1.0555 | 1.4373 | 1.7043 | 0.00061097 | 0.00061097 | 5.3521
Commercial/Industrial | Restaurants | New | Hot Water Pipe Insulation | 2.9919 | 1.3837 | 3149.8375 | 0.21335 | 0.36883 | 2711.1841 | Commercial/Industrial | Grocery | New | Facility Commissioning | 1.0115 | 1.2069 | 5879.2791 | 3.3572 | 0.33698 | 15623.633 | Commercial/Industrial | Chemicals and Plastics | Any | HVAC Equipment Upgrades | 6.3626 | 1.5029 | 138924.4003 | 10.5546 | 10.2986 | 74091.795 | Commercial/Industrial | Offices | New | Energy Star Uninterruptable Power Supply | 1.0555 | 1.4373 | 1.7043 | 0.00061097 | 0.00061097 | 5.3521
Commercial/Industrial | Lodging/Hospitality | Existing | Hot Water Pipe Insulation | 2.9917 | 1.3836 | 4724.7563 | 0.32002 | 0.55325 | 4066.7761 | Commercial/Industrial | Offices | Turnover | High Efficiency Chiller (Water cooled-positive displacement, 100 tons) | 1.0011 | 1.2337 | 3442.7138 | 2.2567 | 0.097748 | 5731.9562 | Commercial/Industrial | Transportation Equipment | Any | Efficient Lighting - Other Interior Lighting | 1.2699 | 1.4222 | 136849.5993 | 27.5124 | 26.7428 | 192748.3236 | Commercial/Industrial | Offices | New | Energy Star Uninterruptable Power Supply | 1.0555 | 1.4373 | 1.7043 | 0.00061097 | 0.00061097 | 5.3521
Commercial/Industrial | Retail | Existing | Hot Water Pipe Insulation | 2.9917 | 1.3836 | 4724.7563 | 0.32002 | 0.55325 | 4066.7761 | Commercial/Industrial | Offices | New | High Efficiency Chiller (Water cooled-positive displacement, 100 tons) | 1.0011 | 1.2337 | 3442.7138 | 2.2567 | 0.097748 | 5731.9562 | Commercial/Industrial | Primary Resources Industries | Any | HVAC Equipment Upgrades | 2.5268 | 1.5029 | 132733.8553 | 12.9438 | 12.6298 | 90863.5695 | Commercial/Industrial | 501 kW + | Any | Auto DR | 1389.6124 | #DIV/0! | -2466.5437 | 925.6915 | 688.2752 | 0
Commercial/Industrial | Lodging/Hospitality | New | Hot Water Pipe Insulation | 2.9917 | 1.3836 | 4724.7563 | 0.32002 | 0.55325 | 4066.7761 | Commercial/Industrial | Stone/Clay/Glass/Concrete | Any | Pump System Optimization | #DIV/0! | #DIV/0! | 0 | 0 | 0 | 0 | Commercial/Industrial | Primary Resources Industries | Any | Pump Equipment Upgrade | 4.4765 | 1.443 | 130321.4242 | 11.6759 | 11.3675 | 86705.6693 | Commercial/Industrial | 501 kW + | Any | CPP | 1389.6124 | #DIV/0! | -2466.5437 | 925.6915 | 688.2752 | 0
Commercial/Industrial | Retail | New | Hot Water Pipe Insulation | 2.9917 | 1.3836 | 4724.7563 | 0.32002 | 0.55325 | 4066.7761 | Commercial/Industrial | Textiles and Leather | Any | HVAC Improved Controls | 154.4281 | 1.4231 | 37217.4008 | 2.8781 | 2.8083 | 20203.8701 | Commercial/Industrial | Transportation Equipment | Any | Fan System Optimization | 9.1362 | 1.2923 | 117531.0131 | 13.7741 | 13.4103 | 102287.2733 | Commercial/Industrial | 501 kW + | Any | Firm Service Level | 1389.6124 | #DIV/0! | -2466.5437 | 925.6915 | 688.2752 | 0
Commercial/Industrial | Grocery | Existing | Hot Water Pipe Insulation | 2.9915 | 1.3835 | 1574.9188 | 0.10667 | 0.18442 | 1355.592 | Commercial/Industrial | Primary Resources Industries | Any | Fan System Optimization | 98.4003 | 1.2923 | 2220846.3591 | 241.1308 | 234.762 | 1790649.789 | Commercial/Industrial | Primary Resources Industries | Any | Efficient Lighting - Other Interior Lighting | 1.2699 | 1.4222 | 114375.9658 | 22.9942 | 22.351 | 161094.923 | Commercial/Industrial | 501 kW + | Any | Guaranteed Load Drop | 1389.6124 | #DIV/0! | -2466.5437 | 925.6915 | 688.2752 | 0
Commercial/Industrial | Grocery | New | Hot Water Pipe Insulation | 2.9915 | 1.3835 | 1574.9188 | 0.10667 | 0.18442 | 1355.592 | Commercial/Industrial | Miscellaneous Manufacturing | Any | HVAC Improved Controls | 81.0532 | 1.4231 | 10753.5406 | 0.83545 | 0.81518 | 5864.7433 | Commercial/Industrial | Transportation Equipment | Any | Building Envelope Improvements | 5.7369 | 1.5997 | 113131.2878 | 6.971 | 6.8019 | 48935.2678 | Commercial/Industrial | 301-500 kW | Any | Auto DR | 398.1273 | #DIV/0! | -2466.5437 | 262.2964 | 213.8319 | 0
Commercial/Industrial | College and University | Turnover | Premium T8 - Lamp Replacement | 8.0229 | 1.3814 | 12.5306 | 0.001607 | 0.0015431 | 15.5162 | Commercial/Industrial | Miscellaneous Manufacturing | Any | Compressed Air Controls | 65.9873 | 1.3853 | 4161.0998 | 0.35277 | 0.34345 | 2619.6918 | Commercial/Industrial | Electrical and Electronic Equip. | Any | Plant Energy Management | 15.5365 | 1.3214 | 105578.2503 | 11.0329 | 10.816 | 80266.2836 | Commercial/Industrial | 301-500 kW | Any | CPP | 398.1273 | #DIV/0! | -2466.5437 | 262.2964 | 213.8319 | 0
Commercial/Industrial | College and University | New | Premium T8 - Lamp Replacement | 8.0229 | 1.3814 | 12.5306 | 0.001607 | 0.0015431 | 15.5162 | Commercial/Industrial | Agriculture and Assembly | Any | HVAC Improved Controls | 57.226 | 1.4231 | 104838.5344 | 8.1783 | 7.9798 | 57409.9009 | Commercial/Industrial | Agriculture and Assembly | Any | HVAC Improved Controls | 57.226 | 1.4231 | 104838.5344 | 8.1783 | 7.9798 | 57409.9009 | Commercial/Industrial | 301-500 kW | Any | Firm Service Level | 398.1273 | #DIV/0! | -2466.5437 | 262.2964 | 213.8319 | 0
Commercial/Industrial | Assembly | Turnover | Energy Star Commercial Oven | 2.1678 | 1.3794 | 6153.0615 | 1.0341 | 0.54113 | 6368 | Commercial/Industrial | Transportation Equipment | Any | Fan Improved Controls | 50.5122 | 1.443 | 1100267.8323 | 82.5972 | 80.4156 | 613370.8042 | Commercial/Industrial | Lumber/Furniture/Pulp/Paper | Any | Fan System Optimization | 9.1362 | 1.2923 | 101340.6099 | 11.8767 | 11.563 | 88196.7609 | Commercial/Industrial | 301-500 kW | Any | Guaranteed Load Drop | 398.1273 | #DIV/0! | -2466.5437 | 262.2964 | 213.8319 | 0
Commercial/Industrial | College and University | Turnover | Energy Star Commercial Oven | 2.1678 | 1.3794 | 6153.0615 | 1.0341 | 0.54113 | 6368 | Commercial/Industrial | Primary Resources Industries | Any | Pump System Optimization | 38.2375 | 1.2923 | 223298.5877 | 24.5355 | 23.8875 | 182201.7698 | Commercial/Industrial | Chemicals and Plastics | Any | Efficient Lighting - Other Interior Lighting | 1.2699 | 1.4222 | 101279.6184 | 20.3613 | 19.7918 | 142649.1306 | Commercial/Industrial | 51-300 kW | Any | Auto DR | 113.3964 | #DIV/0! | -2466.5437 | 75.5927 | 55.8595 | 0
Commercial/Industrial | Grocery | Turnover | Energy Star Commercial Oven | 2.1678 | 1.3794 | 6153.0615 | 1.0341 | 0.54113 | 6368 | Commercial/Industrial | Miscellaneous Manufacturing | Any | Compressed Air Equipment | 34.5494 | 1.4432 | 982.8729 | 0.074326 | 0.072363 | 551.9476 | Commercial/Industrial | Textiles and Leather | Any | Process Heat Equipment Upgrade | 8.6278 | 1.2856 | 100095.557 | 11.9767 | 11.6814 | 86994.1033 | Commercial/Industrial | 51-300 kW | Any | CPP | 113.3964 | #DIV/0! | -2466.5437 | 75.5927 | 55.8595 | 0
Commercial/Industrial | Healthcare | Turnover | Energy Star Commercial Oven | 2.1678 | 1.3794 | 6153.0615 | 1.0341 | 0.54113 | 6368 | Commercial/Industrial | Transportation Equipment | Any | HVAC Improved Controls | 33.5873 | 1.4231 | 62083.9687 | 4.8908 | 4.7722 | 34332.7173 | Commercial/Industrial | Transportation Equipment | Any | Efficient Lighting - High Bay | 2.1836 | 1.3947 | 95632.0347 | 12.1226 | 11.7834 | 84929.127 | Commercial/Industrial | 51-300 kW | Any | Firm Service Level | 113.3964 | #DIV/0! | -2466.5437 | 75.5927 | 55.8595 | 0
Commercial/Industrial | Hospitals | Turnover | Energy Star Commercial Oven | 2.1678 | 1.3794 | 6153.0615 | 1.0341 | 0.54113 | 6368 | Commercial/Industrial | Lumber/Furniture/Pulp/Paper | Any | HVAC Improved Controls | 29.4187 | 1.4231 | 31008.215 | 2.451 | 2.3916 | 17205.9015 | Commercial/Industrial | Stone/Clay/Glass/Concrete | Any | Plant Energy Management | 15.489 | 1.3245 | 92135.0764 | 9.5587 | 9.3277 | 70270.864 | Commercial/Industrial | 51-300 kW | Any | Guaranteed Load Drop | 113.3964 | #DIV/0! | -2466.5437 | 75.5927 | 55.8595 | 0
Commercial/Industrial | Institutional | Turnover | Energy Star Commercial Oven | 2.1678 | 1.3794 | 6153.0615 | 1.0341 | 0.54113 | 6368 | Commercial/Industrial | Chemicals and Plastics | Any | HVAC Improved Controls | 29.2081 | 1.4231 | 40363.8871 | 3.1912 | 3.1138 | 22401.6205 | Commercial/Industrial | Electrical and Electronic Equip. | Any | HVAC Equipment Upgrades | 4.8622 | 1.5029 | 89258.7772 | 7.1002 | 6.928 | 49842.3193 | Commercial/Industrial | 50,001 kWh + | Any | Central air conditioner - Load Shed | 31.3523 | #DIV/0! | -355.8133 | 4.6198 | 0 | 0
Commercial/Industrial | Lodging/Hospitality | Turnover | Energy Star Commercial Oven | 2.1678 | 1.3794 | 6153.0615 | 1.0341 | 0.54113 | 6368 | Commercial/Industrial | Metal Products and Machinery | Any | Process Refrig System Optimization | 23.8192 | 1.1138 | 1233.7144 | 0.30428 | 0.29677 | 2210.1421 | Commercial/Industrial | Agriculture and Assembly | Any | Compressed Air Controls | 1.7488 | 1.3853 | 88332.34 | 13.1623 | 12.8147 | 97743.9554 | Commercial/Industrial | 0-50 kW | Any | Auto DR | 28.348 | #DIV/0! | -2466.5437 | 19.3855 | 11.1804 | 0
Commercial/Industrial | Miscellaneous | Turnover | Energy Star Commercial Oven | 2.1678 | 1.3794 | 6153.0615 | 1.0341 | 0.54113 | 6368 | Commercial/Industrial | Primary Resources Industries | Any | Process Refrig System Optimization | 23.8183 | 1.1138 | 11660.948 | 2.876 | 2.8051 | 20890.0483 | Commercial/Industrial | Construction | Any | HVAC Recommissioning | 1.4087 | 1.2751 | 87995.6071 | 20.6141 | 20.114 | 144707.3819 | Commercial/Industrial | 0-50 kW | Any | CPP | 28.348 | #DIV/0! | -2466.5437 | 19.3855 | 11.1804 | 0
Commercial/Industrial | Offices | Turnover | Energy Star Commercial Oven | 2.1678 | 1.3794 | 6153.0615 | 1.0341 | 0.54113 | 6368 | Commercial/Industrial | Miscellaneous Manufacturing | Any | Fan Improved Controls | 20.2411 | 1.4431 | 3518.5121 | 0.27051 | 0.26337 | 2008.8358 | Commercial/Industrial | Primary Resources Industries | Any | Compressed Air System Optimization | 7.002 | 1.2923 | 86998.9024 | 10.4753 | 10.1986 | 77790.0701 | Commercial/Industrial | 0-50 kW | Any | Firm Service Level | 28.348 | #DIV/0! | -2466.5437 | 19.3855 | 11.1804 | 0
Commercial/Industrial | Restaurants | Turnover | Energy Star Commercial Oven | 2.1678 | 1.3794 | 6153.0615 | 1.0341 | 0.54113 | 6368 | Commercial/Industrial | Metal Products and Machinery | Any | Fan Improved Controls | 20.2407 | 1.443 | 21504.2665 | 1.6533 | 1.6096 | 12277.5021 | Commercial/Industrial | Stone/Clay/Glass/Concrete | Any | Process Heat Equipment Upgrade | 1.3892 | 1.2856 | 79439.8406 | 18.4632 | 18.0079 | 134109.6045 | Commercial/Industrial | 0-50 kW | Any | Guaranteed Load Drop | 28.348 | #DIV/0! | -2466.5437 | 19.3855 | 11.1804 | 0
Commercial/Industrial | Retail | Turnover | Energy Star Commercial Oven | 2.1678 | 1.3794 | 6153.0615 | 1.0341 | 0.54113 | 6368 | Commercial/Industrial | Agriculture and Assembly | Any | Fan Improved Controls | 20.2407 | 1.443 | 35752.1464 | 2.7487 | 2.6761 | 20412.0914 | Commercial/Industrial | Chemicals and Plastics | Any | Efficient Lighting - High Bay | 2.1836 | 1.3947 | 76721.8919 | 9.7255 | 9.4534 | 68135.3634 | Commercial/Industrial | 25,001-50,000 kWh | Any | Central air conditioner - Load Shed | 26.2288 | #DIV/0! | -355.8133 | 3.8648 | 0 | 0
Commercial/Industrial | Schools K-12 | Turnover | Energy Star Commercial Oven | 2.1678 | 1.3794 | 6153.0615 | 1.0341 | 0.54113 | 6368 | Commercial/Industrial | Electrical and Electronic Equip. | Any | Fan Improved Controls | 20.2406 | 1.443 | 47983.3058 | 3.6891 | 3.5916 | 27395.2678 | Commercial/Industrial | Transportation Equipment | Any | Compressed Air Equipment | 5.746 | 1.443 | 72610.2833 | 6.2139 | 6.0498 | 46145.0098 | Commercial/Industrial | 50,001 kWh + | Any | Central air conditioner - 50% cycling | 15.6761 | #DIV/0! | -355.8133 | 2.3099 | 0 | 0
Commercial/Industrial | Warehouse | Turnover | Energy Star Commercial Oven | 2.1678 | 1.3794 | 6153.0615 | 1.0341 | 0.54113 | 6368 | Commercial/Industrial | Lumber/Furniture/Pulp/Paper | Any | Fan Improved Controls | 20.2405 | 1.443 | 53809.6127 | 4.137 | 4.0277 | 30721.7004 | Commercial/Industrial | Primary Resources Industries | Any | Fan Equipment Upgrades | 4.4765 | 1.443 | 65580.5221 | 5.8756 | 5.7204 | 43632.1434 | Commercial/Industrial | 50,001 kWh + | Any | Central Heating - Load Shed | 15.0713 | #DIV/0! | -355.8133 | 0 | 5.3179 | 0
Commercial/Industrial | Assembly | New | Energy Star Commercial Oven | 2.1678 | 1.3794 | 6153.0615 | 1.0341 | 0.54113 | 6368 | Commercial/Industrial | Chemicals and Plastics | Any | Fan Improved Controls | 20.2405 | 1.443 | 386355.0533 | 29.7039 | 28.9194 | 220582.9709 | Commercial/Industrial | Electrical and Electronic Equip. | Any | Motor Optimization | 4.5144 | 1.2923 | 64895.4471 | 8.3539 | 8.1333 | 62036.5996 | Commercial/Industrial | 25,001-50,000 kWh | Any | Central air conditioner - 50% cycling | 13.1144 | #DIV/0! | -355.8133 | 1.9324 | 0 | 0
Commercial/Industrial | College and University | New | Energy Star Commercial Oven | 2.1678 | 1.3794 | 6153.0615 | 1.0341 | 0.54113 | 6368 | Commercial/Industrial | Primary Resources Industries | Any | Fan Improved Controls | 20.2405 | 1.443 | 210025.5592 | 16.1473 | 15.7208 | 119910.5885 | Commercial/Industrial | Agriculture and Assembly | Any | HVAC Equipment Upgrades | 4.8622 | 1.5029 | 64407.5379 | 5.1234 | 4.9991 | 35965.3265 | Commercial/Industrial | 15,001-25,000 kWh | Any | Central air conditioner - Load Shed | 12.2486 | #DIV/0! | -355.8133 | 1.8048 | 0 | 0
Commercial/Industrial | Grocery | New | Energy Star Commercial Oven | 2.1678 | 1.3794 | 6153.0615 | 1.0341 | 0.54113 | 6368 | Commercial/Industrial | Textiles and Leather | Any | Fan Improved Controls | 20.2404 | 1.443 | 16121.614 | 1.2395 | 1.2067 | 9204.3665 | Commercial/Industrial | Metal Products and Machinery | Any | Process Heat Equipment Upgrade | 3.1523 | 1.2856 | 64262.8112 | 9.1729 | 8.9467 | 66628.3832 | Commercial/Industrial | 50,001 kWh + | Any | Smart thermostats - BYOT | 8.4651 | #DIV/0! | -714.1505 | 2.3099 | 1.1301 | 0
Commercial/Industrial | Healthcare | New | Energy Star Commercial Oven | 2.1678 | 1.3794 | 6153.0615 | 1.0341 | 0.54113 | 6368 | Commercial/Industrial | Stone/Clay/Glass/Concrete | Any | Fan Improved Controls | 20.2403 | 1.443 | 27523.4925 | 2.1161 | 2.0602 | 15714.0788 | Commercial/Industrial | Transportation Equipment | Any | HVAC Improved Controls | 33.5873 | 1.4231 | 62083.9687 | 4.8908 | 4.7722 | 34332.7173 | Commercial/Industrial | 50,001 kWh + | Any | Central Heating - 50% cycling | 7.5349 | #DIV/0! | -355.8133 | 0 | 2.6589 | 0
Commercial/Industrial | Hospitals | New | Energy Star Commercial Oven | 2.1678 | 1.3794 | 6153.0615 | 1.0341 | 0.54113 | 6368 | Commercial/Industrial | Electrical and Electronic Equip. | Any | Process Refrig System Optimization | 18.4485 | 1.1138 | 23073.8846 | 5.7385 | 5.597 | 41682.6524 | Commercial/Industrial | Chemicals and Plastics | Any | Process Heat Equipment Upgrade | 1.3892 | 1.2856 | 59438.9118 | 13.8146 | 13.474 | 100344.2214 | Commercial/Industrial | 50,001 kWh + | Any | Smart thermostats - Utility Installation | 7.2934 | #DIV/0! | -828.8734 | 2.3099 | 1.1301 | 0
Commercial/Industrial | Institutional | New | Energy Star Commercial Oven | 2.1678 | 1.3794 | 6153.0615 | 1.0341 | 0.54113 | 6368 | Commercial/Industrial | Primary Resources Industries | Any | HVAC Improved Controls | 16.2289 | 1.4231 | 8501.7332 | 0.6873 | 0.67062 | 4824.724 | Commercial/Industrial | Electrical and Electronic Equip. | Any | Efficient Lighting - Other Interior Lighting | 1.2699 | 1.4222 | 59305.0179 | 11.9227 | 11.5892 | 83529.2383 | Commercial/Industrial | 25,001-50,000 kWh | Any | Central Heating - Load Shed | 6.9322 | #DIV/0! | -355.8133 | 0 | 2.4459 | 0
Commercial/Industrial | Lodging/Hospitality | New | Energy Star Commercial Oven | 2.1678 | 1.3794 | 6153.0615 | 1.0341 | 0.54113 | 6368 | Commercial/Industrial | Metal Products and Machinery | Any | Fan System Optimization | 15.5396 | 1.2923 | 170357.6722 | 19.2703 | 18.7613 | 143101.9569 | Commercial/Industrial | Chemicals and Plastics | Any | Process Refrig System Optimization | 6.347 | 1.1138 | 58907.9317 | 15.7697 | 15.3808 | 114545.0826 | Commercial/Industrial | 25,001-50,000 kWh | Any | Smart thermostats - BYOT | 6.8348 | #DIV/0! | -714.1505 | 1.9324 | 0.51975 | 0
Commercial/Industrial | Miscellaneous | New | Energy Star Commercial Oven | 2.1678 | 1.3794 | 6153.0615 | 1.0341 | 0.54113 | 6368 | Commercial/Industrial | Electrical and Electronic Equip. | Any | Plant Energy Management | 15.5365 | 1.3214 | 105578.2503 | 11.0329 | 10.816 | 80266.2836 | Commercial/Industrial | Electrical and Electronic Equip. | Any | Compressed Air Equipment | 13.024 | 1.443 | 58267.2307 | 4.582 | 4.461 | 34026.2379 | Commercial/Industrial | 50,001 kWh + | Any | CPP + Tech | 6.1884 | #DIV/0! | -1012.4302 | 2.3099 | 1.6618 | 0
Commercial/Industrial | Offices | New | Energy Star Commercial Oven | 2.1678 | 1.3794 | 6153.0615 | 1.0341 | 0.54113 | 6368 | Commercial/Industrial | Primary Resources Industries | Any | Plant Energy Management | 15.5228 | 1.3221 | 1558928.0737 | 162.6094 | 158.812 | 1186146.2059 | Commercial/Industrial | Electrical and Electronic Equip. | Any | HVAC Recommissioning | 9.0603 | 1.2751 | 55480.9697 | 6.7685 | 6.6043 | 47513.7294 | Commercial/Industrial | 15,001-25,000 kWh | Any | Central air conditioner - 50% cycling | 6.1236 | #DIV/0! | -355.8133 | 0.90239 | 0 | 0
Commercial/Industrial | Restaurants | New | Energy Star Commercial Oven | 2.1678 | 1.3794 | 6153.0615 | 1.0341 | 0.54113 | 6368 | Commercial/Industrial | Transportation Equipment | Any | Plant Energy Management | 15.522 | 1.3225 | 159840.7479 | 16.6642 | 16.3394 | 121646.283 | Commercial/Industrial | Construction | Any | Process Refrig Controls | 7.5527 | 1.4352 | 54895.1238 | 4.5993 | 4.4859 | 33407.3773 | Commercial/Industrial | 25,001-50,000 kWh | Any | Smart thermostats - Utility Installation | 5.8888 | #DIV/0! | -828.8734 | 1.9324 | 0.51975 | 0
Commercial/Industrial | Retail | New | Energy Star Commercial Oven | 2.1678 | 1.3794 | 6153.0615 | 1.0341 | 0.54113 | 6368 | Commercial/Industrial | Miscellaneous Manufacturing | Any | Plant Energy Management | 15.521 | 1.3225 | 13595.0855 | 1.4172 | 1.3889 | 10346.9062 | Commercial/Industrial | Lumber/Furniture/Pulp/Paper | Any | Fan Improved Controls | 20.2405 | 1.443 | 53809.6127 | 4.137 | 4.0277 | 30721.7004 | Commercial/Industrial | 25,001-50,000 kWh | Any | CPP + Tech | 4.9214 | #DIV/0! | -1012.4302 | 1.9324 | 0.76434 | 0
Commercial/Industrial | Schools K-12 | New | Energy Star Commercial Oven | 2.1678 | 1.3794 | 6153.0615 | 1.0341 | 0.54113 | 6368 | Commercial/Industrial | Construction | Any | Plant Energy Management | 15.5028 | 1.3236 | 48184.1977 | 5.0093 | 4.8973 | 36716.3143 | Commercial/Industrial | Metal Products and Machinery | Any | Efficient Lighting - High Bay | 2.1836 | 1.3947 | 49578.6417 | 6.2847 | 6.1089 | 44029.9188 | Commercial/Industrial | 0-15,000 kWh | Any | Central air conditioner - Load Shed | 4.3022 | #DIV/0! | -355.8133 | 0.63387 | 0 | 0
Commercial/Industrial | Warehouse | New | Energy Star Commercial Oven | 2.1678 | 1.3794 | 6153.0615 | 1.0341 | 0.54113 | 6368 | Commercial/Industrial | Water and Wastewater | Any | Plant Energy Management | 15.5024 | 1.3238 | 2156.3889 | 0.22414 | 0.21915 | 1643.2936 | Commercial/Industrial | Chemicals and Plastics | Any | Compressed Air System Optimization | 6.0422 | 1.2923 | 48611.1301 | 5.9643 | 5.8068 | 44291.0646 | Commercial/Industrial | 15,001-25,000 kWh | Any | Central Heating - Load Shed | 4.1339 | #DIV/0! | -355.8133 | 0 | 1.4588 | 0
Commercial/Industrial | Lodging/Hospitality | Existing | ECM Motors on Furnaces | 0.68847 | 1.3673 | -1.7033 | 0 | 0.055813 | 488.9225 | Commercial/Industrial | Stone/Clay/Glass/Concrete | Any | Plant Energy Management | 15.489 | 1.3245 | 92135.0764 | 9.5587 | 9.3277 | 70270.864 | Commercial/Industrial | Construction | Any | Plant Energy Management | 15.5028 | 1.3236 | 48184.1977 | 5.0093 | 4.8973 | 36716.3143 | Commercial/Industrial | 25,001-50,000 kWh | Any | Central Heating - 50% cycling | 3.4654 | #DIV/0! | -355.8133 | 0 | 1.2229 | 0
Commercial/Industrial | Lodging/Hospitality | New | ECM Motors on Furnaces | 0.68847 | 1.3673 | -1.7033 | 0 | 0.055813 | 488.9225 | Commercial/Industrial | Chemicals and Plastics | Any | Plant Energy Management | 15.4857 | 1.3248 | 390195.622 | 40.4573 | 39.5035 | 297677.8775 | Commercial/Industrial | Electrical and Electronic Equip. | Any | Fan Improved Controls | 20.2406 | 1.443 | 47983.3058 | 3.6891 | 3.5916 | 27395.2678 | Commercial/Industrial | 15,001-25,000 kWh | Any | Smart thermostats - BYOT | 3.2308 | #DIV/0! | -714.1505 | 0.90239 | 0.30999 | 0
Commercial/Industrial | Retail | Existing | ECM Motors on Furnaces | 1.5069 | 1.3669 | 975.3053 | 0 | 0.1222 | 1070.4441 | Commercial/Industrial | Construction | Any | Fan Improved Controls | 14.9408 | 1.443 | 222000.9427 | 17.3154 | 16.8581 | 128585.2378 | Commercial/Industrial | Electrical and Electronic Equip. | Any | Efficient Lighting - High Bay | 2.1836 | 1.3947 | 46710.1524 | 5.9211 | 5.7555 | 41482.4643 | Commercial/Industrial | 15,001-25,000 kWh | Any | Smart thermostats - Utility Installation | 2.7836 | #DIV/0! | -828.8734 | 0.90239 | 0.30999 | 0
Commercial/Industrial | Retail | New | ECM Motors on Furnaces | 1.5069 | 1.3669 | 975.3053 | 0 | 0.1222 | 1070.4441 | Commercial/Industrial | Water and Wastewater | Any | Fan Improved Controls | 14.9405 | 1.443 | 10211.928 | 0.7965 | 0.77546 | 5914.8541 | Commercial/Industrial | Lumber/Furniture/Pulp/Paper | Any | Pump System Optimization | 1.2658 | 1.2923 | 45876.9829 | 11.7934 | 11.4819 | 87578.2988 | Commercial/Industrial | 15,001-25,000 kWh | Any | CPP + Tech | 2.3384 | #DIV/0! | -1012.4302 | 0.90239 | 0.45587 | 0
Commercial/Industrial | Restaurants | Existing | ECM Motors on Furnaces | 2.4037 | 1.3668 | 2045.6587 | 0 | 0.19492 | 1707.525 | Commercial/Industrial | Electrical and Electronic Equip. | Any | Compressed Air Controls | 13.9808 | 1.3853 | 8532.8479 | 0.75642 | 0.73644 | 5617.205 | Commercial/Industrial | Primary Resources Industries | Any | Lighting Controls | 2.215 | 1.2743 | 45583.446 | 7.6556 | 7.4414 | 53634.1324 | Commercial/Industrial | 0-15,000 kWh | Any | Central air conditioner - 50% cycling | 2.1504 | #DIV/0! | -355.8133 | 0.31693 | 0 | 0
Commercial/Industrial | Restaurants | New | ECM Motors on Furnaces | 2.4037 | 1.3668 | 2045.6587 | 0 | 0.19492 | 1707.525 | Commercial/Industrial | Electrical and Electronic Equip. | Any | Compressed Air Equipment | 13.024 | 1.443 | 58267.2307 | 4.582 | 4.461 | 34026.2379 | Commercial/Industrial | Textiles and Leather | Any | HVAC Recommissioning | 5.4828 | 1.2751 | 45290.6423 | 5.8628 | 5.7206 | 41155.9701 | Commercial/Industrial | 15,001-25,000 kWh | Any | Central Heating - 50% cycling | 2.067 | #DIV/0! | -355.8133 | 0 | 0.72938 | 0
Commercial/Industrial | Assembly | Turnover | Energy Star Fryer | 0.16676 | 1.3666 | -4880.6311 | 0.14651 | 0.045305 | 903.8223 | Commercial/Industrial | Lumber/Furniture/Pulp/Paper | Any | Compressed Air Controls | 12.5799 | 1.3853 | 6770.0098 | 0.60404 | 0.58809 | 4485.6518 | Commercial/Industrial | Agriculture and Assembly | Any | Efficient Lighting - Other Interior Lighting | 1.2699 | 1.4222 | 44440.3592 | 8.9343 | 8.6844 | 62592.8376 | Commercial/Industrial | 0-15,000 kWh | Any | Central Heating - Load Shed | 1.2225 | #DIV/0! | -355.8133 | 0 | 0.43118 | 0
Commercial/Industrial | College and University | Turnover | Energy Star Fryer | 0.16676 | 1.3666 | -4880.6311 | 0.14651 | 0.045305 | 903.8223 | Commercial/Industrial | Stone/Clay/Glass/Concrete | Any | HVAC Improved Controls | 12.4195 | 1.4233 | 1328.0453 | 0.10906 | 0.10641 | 765.5806 | Commercial/Industrial | Chemicals and Plastics | Any | HVAC Improved Controls | 29.2081 | 1.4231 | 40363.8871 | 3.1912 | 3.1138 | 22401.6205 | Commercial/Industrial | 0-15,000 kWh | Any | Smart thermostats - BYOT | 1.1247 | #DIV/0! | -714.1505 | 0.31693 | 0.091626 | 0
Commercial/Industrial | Grocery | Turnover | Energy Star Fryer | 0.16676 | 1.3666 | -4880.6311 | 0.14651 | 0.045305 | 903.8223 | Commercial/Industrial | Metal Products and Machinery | Any | Motor Improved Controls | 10.9823 | 1.4428 | 2240.7158 | 0.17833 | 0.17362 | 1324.2604 | Commercial/Industrial | Primary Resources Industries | Any | Process Refrig Equipment Upgrade | 2.1923 | 1.2856 | 39102.0435 | 6.4386 | 6.2798 | 46767.5107 | Commercial/Industrial | Primary Resources Industries | Any | Fan System Optimization | 98.4003 | 1.2923 | 2220846.3591 | 241.1308 | 234.762 | 1790649.789
Commercial/Industrial | Healthcare | Turnover | Energy Star Fryer | 0.16676 | 1.3666 | -4880.6311 | 0.14651 | 0.045305 | 903.8223 | Commercial/Industrial | Metal Products and Machinery | Any | Pump System Optimization | 10.9677 | 1.2923 | 8465.8108 | 0.97787 | 0.95204 | 7261.6779 | Commercial/Industrial | Electrical and Electronic Equip. | Any | HVAC Improved Controls | 3.7184 | 1.4231 | 37739.447 | 3.6787 | 3.5894 | 25823.5234 | Commercial/Industrial | Primary Resources Industries | Any | Plant Energy Management | 15.5228 | 1.3221 | 1558928.0737 | 162.6094 | 158.812 | 1186146.2059
Commercial/Industrial | Hospitals | Turnover | Energy Star Fryer | 0.16676 | 1.3666 | -4880.6311 | 0.14651 | 0.045305 | 903.8223 | Commercial/Industrial | Transportation Equipment | Any | Motor Equipment Upgrades | 10.1833 | 1.2923 | 24407.8597 | 2.835 | 2.7601 | 21052.7219 | Commercial/Industrial | Textiles and Leather | Any | HVAC Improved Controls | 154.4281 | 1.4231 | 37217.4008 | 2.8781 | 2.8083 | 20203.8701 | Commercial/Industrial | Transportation Equipment | Any | Fan Improved Controls | 50.5122 | 1.443 | 1100267.8323 | 82.5972 | 80.4156 | 613370.8042
Commercial/Industrial | Institutional | Turnover | Energy Star Fryer | 0.16676 | 1.3666 | -4880.6311 | 0.14651 | 0.045305 | 903.8223 | Commercial/Industrial | Lumber/Furniture/Pulp/Paper | Any | Motor Improved Controls | 10.1182 | 1.443 | 12702.7387 | 1.0176 | 0.99076 | 7556.9964 | Commercial/Industrial | Chemicals and Plastics | Any | Pump Equipment Upgrade | 2.1958 | 1.443 | 36303.1443 | 4.1724 | 4.0622 | 30984.6514 | Commercial/Industrial | Chemicals and Plastics | Any | Fan System Optimization | 3.9041 | 1.2923 | 693966.4662 | 92.1356 | 89.7021 | 684203.5418
Commercial/Industrial | Lodging/Hospitality | Turnover | Energy Star Fryer | 0.16676 | 1.3666 | -4880.6311 | 0.14651 | 0.045305 | 903.8223 | Commercial/Industrial | Water and Wastewater | Any | HVAC Improved Controls | 10.0182 | 1.4234 | 1000.8049 | 0.083536 | 0.081509 | 586.4048 | Commercial/Industrial | Agriculture and Assembly | Any | Fan Improved Controls | 20.2407 | 1.443 | 35752.1464 | 2.7487 | 2.6761 | 20412.0914 | Commercial/Industrial | Chemicals and Plastics | Any | Compressed Air Equipment | 3.6904 | 1.443 | 658447.4261 | 61.7858 | 60.1539 | 458824.6722
Commercial/Industrial | Miscellaneous | Turnover | Energy Star Fryer | 0.16676 | 1.3666 | -4880.6311 | 0.14651 | 0.045305 | 903.8223 | Commercial/Industrial | Construction | Any | HVAC Improved Controls | 10.0159 | 1.4231 | 21756.875 | 1.816 | 1.772 | 12748.0748 | Commercial/Industrial | Metal Products and Machinery | Any | HVAC Equipment Upgrades | 4.0734 | 1.5029 | 35746.0853 | 2.9577 | 2.8859 | 20762.3532 | Commercial/Industrial | Transportation Equipment | Any | Pump System Optimization | 4.0894 | 1.2923 | 629901.4364 | 82.7596 | 80.5738 | 614577.2082
Commercial/Industrial | Offices | Turnover | Energy Star Fryer | 0.16676 | 1.3666 | -4880.6311 | 0.14651 | 0.045305 | 903.8223 | Commercial/Industrial | Primary Resources Industries | Any | Compressed Air Controls | 9.4175 | 1.3853 | 139690.248 | 12.7408 | 12.4043 | 94613.6033 | Commercial/Industrial | Primary Resources Industries | Any | Motor Improved Controls | 7.8046 | 1.443 | 33714.7394 | 2.7699 | 2.6967 | 20569.2483 | Commercial/Industrial | Agriculture and Assembly | Any | HVAC Recommissioning | 4.0338 | 1.2751 | 484703.3101 | 66.4363 | 64.8244 | 466371.1843
Commercial/Industrial | Restaurants | Turnover | Energy Star Fryer | 0.16676 | 1.3666 | -4880.6311 | 0.14651 | 0.045305 | 903.8223 | Commercial/Industrial | Transportation Equipment | Any | Fan System Optimization | 9.1362 | 1.2923 | 117531.0131 | 13.7741 | 13.4103 | 102287.2733 | Commercial/Industrial | Primary Resources Industries | Any | Pump Improved Controls | 7.8046 | 1.443 | 33513.1785 | 2.7533 | 2.6806 | 20446.2767 | Commercial/Industrial | Chemicals and Plastics | Any | Pump System Optimization | 3.3134 | 1.2923 | 421221.8829 | 58.3371 | 56.7963 | 433214.4934
Commercial/Industrial | Retail | Turnover | Energy Star Fryer | 0.16676 | 1.3666 | -4880.6311 | 0.14651 | 0.045305 | 903.8223 | Commercial/Industrial | Lumber/Furniture/Pulp/Paper | Any | Fan System Optimization | 9.1362 | 1.2923 | 101340.6099 | 11.8767 | 11.563 | 88196.7609 | Commercial/Industrial | Construction | Any | Process Other Systems Optimization | 5.2579 | 1.1584 | 32982.6077 | 7.2372 | 7.0588 | 52568.6948 | Commercial/Industrial | Chemicals and Plastics | Any | Plant Energy Management | 15.4857 | 1.3248 | 390195.622 | 40.4573 | 39.5035 | 297677.8775
Commercial/Industrial | Schools K-12 | Turnover | Energy Star Fryer | 0.16676 | 1.3666 | -4880.6311 | 0.14651 | 0.045305 | 903.8223 | Commercial/Industrial | Water and Wastewater | Any | Fan System Optimization | 9.0698 | 1.2923 | 6634.3733 | 0.77802 | 0.75747 | 5777.606 | Commercial/Industrial | Stone/Clay/Glass/Concrete | Any | Motor Optimization | 4.9042 | 1.2923 | 31987.2604 | 4.055 | 3.9479 | 30112.5486 | Commercial/Industrial | Chemicals and Plastics | Any | Fan Improved Controls | 20.2405 | 1.443 | 386355.0533 | 29.7039 | 28.9194 | 220582.9709
Commercial/Industrial | Warehouse | Turnover | Energy Star Fryer | 0.16676 | 1.3666 | -4880.6311 | 0.14651 | 0.045305 | 903.8223 | Commercial/Industrial | Construction | Any | Fan System Optimization | 9.0697 | 1.2923 | 144227.1357 | 16.9136 | 16.4669 | 125601.5509 | Commercial/Industrial | Chemicals and Plastics | Any | Process Refrig Equipment Upgrade | 1.9344 | 1.2856 | 31508.9606 | 5.5624 | 5.4252 | 40403.141 | Commercial/Industrial | Primary Resources Industries | Any | Compressed Air Equipment | 4.1199 | 1.443 | 352419.6444 | 32.1653 | 31.3158 | 238861.3339
Commercial/Industrial | Assembly | New | Energy Star Fryer | 0.16676 | 1.3666 | -4880.6311 | 0.14651 | 0.045305 | 903.8223 | Commercial/Industrial | Electrical and Electronic Equip. | Any | HVAC Recommissioning | 9.0603 | 1.2751 | 55480.9697 | 6.7685 | 6.6043 | 47513.7294 | Commercial/Industrial | Agriculture and Assembly | Any | Motor Optimization | 2.4923 | 1.2923 | 31258.158 | 4.778 | 4.6518 | 35481.3792 | Commercial/Industrial | Primary Resources Industries | Any | Efficient Lighting - High Bay | 2.1836 | 1.3947 | 351462.9322 | 44.5523 | 43.306 | 312128.045
Commercial/Industrial | College and University | New | Energy Star Fryer | 0.16676 | 1.3666 | -4880.6311 | 0.14651 | 0.045305 | 903.8223 | Commercial/Industrial | Metal Products and Machinery | Any | HVAC Improved Controls | 8.6292 | 1.4231 | 21788.8918 | 1.8438 | 1.7991 | 12943.2916 | Commercial/Industrial | Chemicals and Plastics | Any | Motor Improved Controls | 4.6985 | 1.443 | 31184.2919 | 2.7661 | 2.6931 | 20541.5213 | Commercial/Industrial | Agriculture and Assembly | Any | Plant Energy Management | 2.9781 | 1.3229 | 328040.9609 | 43.4096 | 42.4818 | 317412.4363
Commercial/Industrial | Grocery | New | Energy Star Fryer | 0.16676 | 1.3666 | -4880.6311 | 0.14651 | 0.045305 | 903.8223 | Commercial/Industrial | Textiles and Leather | Any | Process Heat Equipment Upgrade | 8.6278 | 1.2856 | 100095.557 | 11.9767 | 11.6814 | 86994.1033 | Commercial/Industrial | Lumber/Furniture/Pulp/Paper | Any | HVAC Improved Controls | 29.4187 | 1.4231 | 31008.215 | 2.451 | 2.3916 | 17205.9015 | Commercial/Industrial | Primary Resources Industries | Any | Motor Optimization | 5.2078 | 1.2923 | 322306.4731 | 40.4426 | 39.3744 | 300328.901
Commercial/Industrial | Healthcare | New | Energy Star Fryer | 0.16676 | 1.3666 | -4880.6311 | 0.14651 | 0.045305 | 903.8223 | Commercial/Industrial | Metal Products and Machinery | Any | Compressed Air Controls | 8.52 | 1.3853 | 21030.0455 | 1.9361 | 1.885 | 14377.8557 | Commercial/Industrial | Construction | Any | Motor Improved Controls | 4.8017 | 1.443 | 30340.2821 | 2.6797 | 2.609 | 19899.9473 | Commercial/Industrial | Textiles and Leather | Any | Motor Optimization | 1.0459 | 1.2923 | 315124.7391 | 114.3046 | 111.2855 | 848831.5375
Commercial/Industrial | Hospitals | New | Energy Star Fryer | 0.16676 | 1.3666 | -4880.6311 | 0.14651 | 0.045305 | 903.8223 | Commercial/Industrial | Stone/Clay/Glass/Concrete | Any | Compressed Air Controls | 8.0279 | 1.3853 | 5255.6485 | 0.48681 | 0.47395 | 3615.0596 | Commercial/Industrial | Lumber/Furniture/Pulp/Paper | Any | Fan Equipment Upgrades | 2.1509 | 1.443 | 29976.4598 | 3.4857 | 3.3936 | 25884.7363 | Commercial/Industrial | Transportation Equipment | Any | HVAC Equipment Upgrades | 4.8622 | 1.5029 | 262571.7481 | 20.8867 | 20.3799 | 146620.7056
Commercial/Industrial | Institutional | New | Energy Star Fryer | 0.16676 | 1.3666 | -4880.6311 | 0.14651 | 0.045305 | 903.8223 | Commercial/Industrial | Textiles and Leather | Any | Compressed Air Controls | 7.8124 | 1.3853 | 11689.4363 | 1.0859 | 1.0572 | 8063.9272 | Commercial/Industrial | Chemicals and Plastics | Any | Building Envelope Improvements | 6.9533 | 1.5997 | 29033.4574 | 1.7379 | 1.6957 | 12199.7754 | Commercial/Industrial | Transportation Equipment | Any | HVAC Recommissioning | 1.3977 | 1.2751 | 232431.7853 | 54.9173 | 53.5849 | 385509.7021
Commercial/Industrial | Lodging/Hospitality | New | Energy Star Fryer | 0.16676 | 1.3666 | -4880.6311 | 0.14651 | 0.045305 | 903.8223 | Commercial/Industrial | Miscellaneous Manufacturing | Any | Pump Improved Controls | 7.8083 | 1.4437 | 531.4821 | 0.043665 | 0.042511 | 324.2554 | Commercial/Industrial | Transportation Equipment | Any | Motor Optimization | 3.8237 | 1.2923 | 28202.0929 | 3.7626 | 3.6633 | 27941.626 | Commercial/Industrial | Primary Resources Industries | Any | Pump System Optimization | 38.2375 | 1.2923 | 223298.5877 | 24.5355 | 23.8875 | 182201.7698
Commercial/Industrial | Miscellaneous | New | Energy Star Fryer | 0.16676 | 1.3666 | -4880.6311 | 0.14651 | 0.045305 | 903.8223 | Commercial/Industrial | Miscellaneous Manufacturing | Any | Motor Improved Controls | 7.8073 | 1.4435 | 528.244 | 0.043399 | 0.042252 | 322.2799 | Commercial/Industrial | Primary Resources Industries | Any | Building Envelope Improvements | 5.9816 | 1.5997 | 28056.2649 | 1.717 | 1.6753 | 12052.9238 | Commercial/Industrial | Construction | Any | Fan Improved Controls | 14.9408 | 1.443 | 222000.9427 | 17.3154 | 16.8581 | 128585.2378
Commercial/Industrial | Offices | New | Energy Star Fryer | 0.16676 | 1.3666 | -4880.6311 | 0.14651 | 0.045305 | 903.8223 | Commercial/Industrial | Transportation Equipment | Any | Pump Improved Controls | 7.8049 | 1.4431 | 7355.2641 | 0.60428 | 0.58832 | 4487.4217 | Commercial/Industrial | Agriculture and Assembly | Any | Building Envelope Improvements | 4.8186 | 1.5997 | 27910.0134 | 1.7767 | 1.7336 | 12472.0277 | Commercial/Industrial | Primary Resources Industries | Any | Fan Improved Controls | 20.2405 | 1.443 | 210025.5592 | 16.1473 | 15.7208 | 119910.5885
Commercial/Industrial | Restaurants | New | Energy Star Fryer | 0.16676 | 1.3666 | -4880.6311 | 0.14651 | 0.045305 | 903.8223 | Commercial/Industrial | Electrical and Electronic Equip. | Any | Motor Improved Controls | 7.8048 | 1.443 | 2927.7925 | 0.24054 | 0.23418 | 1786.2363 | Commercial/Industrial | Stone/Clay/Glass/Concrete | Any | Fan Improved Controls | 20.2403 | 1.443 | 27523.4925 | 2.1161 | 2.0602 | 15714.0788 | Commercial/Industrial | Agriculture and Assembly | Any | Efficient Lighting - High Bay | 2.1836 | 1.3947 | 192750.9885 | 24.4336 | 23.7501 | 171178.7609
Commercial/Industrial | Retail | New | Energy Star Fryer | 0.16676 | 1.3666 | -4880.6311 | 0.14651 | 0.045305 | 903.8223 | Commercial/Industrial | Stone/Clay/Glass/Concrete | Any | Motor Improved Controls | 7.8047 | 1.443 | 4534.2733 | 0.37252 | 0.36268 | 2766.3448 | Commercial/Industrial | Miscellaneous Manufacturing | Any | HVAC Equipment Upgrades | 1.863 | 1.5029 | 26847.0169 | 3.1452 | 3.0689 | 22079.0115 | Commercial/Industrial | Chemicals and Plastics | Any | Compressed Air Controls | 2.3552 | 1.3853 | 190686.8787 | 23.6707 | 23.0455 | 175779.7881
Commercial/Industrial | Schools K-12 | New | Energy Star Fryer | 0.16676 | 1.3666 | -4880.6311 | 0.14651 | 0.045305 | 903.8223 | Commercial/Industrial | Agriculture and Assembly | Any | Pump Improved Controls | 7.8047 | 1.443 | 5983.6508 | 0.49159 | 0.47861 | 3650.6051 | Commercial/Industrial | Lumber/Furniture/Pulp/Paper | Any | Motor Optimization | 4.0678 | 1.2923 | 26734.0375 | 3.5165 | 3.4237 | 26114.0667 | Commercial/Industrial | Lumber/Furniture/Pulp/Paper | Any | Compressed Air Equipment | 3.4212 | 1.443 | 189114.7226 | 18.1305 | 17.6516 | 134637.6612
Commercial/Industrial | Warehouse | New | Energy Star Fryer | 0.16676 | 1.3666 | -4880.6311 | 0.14651 | 0.045305 | 903.8223 | Commercial/Industrial | Lumber/Furniture/Pulp/Paper | Any | Pump Improved Controls | 7.8047 | 1.443 | 4549.0856 | 0.37374 | 0.36386 | 2775.3817 | Commercial/Industrial | Metal Products and Machinery | Any | Building Envelope Improvements | 6.0284 | 1.5997 | 26694.621 | 1.6316 | 1.592 | 11453.7503 | Commercial/Industrial | Lumber/Furniture/Pulp/Paper | Any | Plant Energy Management | 2.9704 | 1.3257 | 179952.8256 | 23.6829 | 23.12 | 174731.5051
Commercial/Industrial | Grocery | Existing | ECM Motors on Furnaces | 1.1208 | 1.3665 | 514.8045 | 0 | 0.090908 | 796.3511 | Commercial/Industrial | Chemicals and Plastics | Any | Pump Improved Controls | 7.8046 | 1.443 | 20172.0666 | 1.6573 | 1.6135 | 12306.9095 | Commercial/Industrial | Construction | Any | Process Refrig System Optimization | 1.1729 | 1.1138 | 25678.4564 | 14.1351 | 13.7866 | 102672.0373 | Commercial/Industrial | Metal Products and Machinery | Any | Plant Energy Management | 3.8035 | 1.3232 | 171944.1028 | 21.1926 | 20.7069 | 155147.9329
Commercial/Industrial | Grocery | New | ECM Motors on Furnaces | 1.1208 | 1.3665 | 514.8045 | 0 | 0.090908 | 796.3511 | Commercial/Industrial | Primary Resources Industries | Any | Pump Improved Controls | 7.8046 | 1.443 | 33513.1785 | 2.7533 | 2.6806 | 20446.2767 | Commercial/Industrial | Transportation Equipment | Any | Compressed Air System Optimization | 5.2449 | 1.2923 | 25612.3382 | 3.2101 | 3.1253 | 23838.1872 | Commercial/Industrial | Metal Products and Machinery | Any | Fan System Optimization | 15.5396 | 1.2923 | 170357.6722 | 19.2703 | 18.7613 | 143101.9569
Commercial/Industrial | Assembly | Existing | Tank Wrap on Water Heater | 0.30525 | 1.3621 | -279.6356 | 0.026439 | 0.026975 | 263.9459 | Commercial/Industrial | Construction | Any | Pump Improved Controls | 7.8046 | 1.443 | 2245.4575 | 0.18448 | 0.17961 | 1369.946 | Commercial/Industrial | Chemicals and Plastics | Any | Process Other Systems Optimization | 7.4216 | 1.1584 | 25482.3379 | 5.3579 | 5.2258 | 38917.6715 | Commercial/Industrial | Transportation Equipment | Any | Plant Energy Management | 15.522 | 1.3225 | 159840.7479 | 16.6642 | 16.3394 | 121646.283
Commercial/Industrial | Grocery | Existing | Tank Wrap on Water Heater | 0.30525 | 1.3621 | -279.6356 | 0.026439 | 0.026975 | 263.9459 | Commercial/Industrial | Primary Resources Industries | Any | Motor Improved Controls | 7.8046 | 1.443 | 33714.7394 | 2.7699 | 2.6967 | 20569.2483 | Commercial/Industrial | Primary Resources Industries | Any | Efficient Lighting - Exterior | 2.9673 | 2.1278 | 25437.6142 | 0 | 0 | 28097.8143 | Commercial/Industrial | Agriculture and Assembly | Any | Compressed Air Equipment | 2.161 | 1.443 | 149880.392 | 17.3816 | 16.9226 | 129077.005
Commercial/Industrial | Healthcare | Existing | Tank Wrap on Water Heater | 0.30525 | 1.3621 | -279.6356 | 0.026439 | 0.026975 | 263.9459 | Commercial/Industrial | Electrical and Electronic Equip. | Any | Pump Improved Controls | 7.8045 | 1.443 | 2910.1236 | 0.23908 | 0.23277 | 1775.4565 | Commercial/Industrial | Textiles and Leather | Any | HVAC Equipment Upgrades | 4.7423 | 1.5029 | 25428.454 | 2.033 | 1.9837 | 14271.206 | Commercial/Industrial | Chemicals and Plastics | Any | Motor Optimization | 3.4335 | 1.2923 | 148444.2028 | 20.3557 | 19.818 | 151162.2172
Commercial/Industrial | Schools K-12 | Existing | Tank Wrap on Water Heater | 0.30525 | 1.3621 | -279.6356 | 0.026439 | 0.026975 | 263.9459 | Commercial/Industrial | Agriculture and Assembly | Any | Motor Improved Controls | 7.8045 | 1.443 | 5948.0694 | 0.48867 | 0.47576 | 3628.897 | Commercial/Industrial | Transportation Equipment | Any | Motor Equipment Upgrades | 10.1833 | 1.2923 | 24407.8597 | 2.835 | 2.7601 | 21052.7219 | Commercial/Industrial | Construction | Any | Fan System Optimization | 9.0697 | 1.2923 | 144227.1357 | 16.9136 | 16.4669 | 125601.5509
Commercial/Industrial | Warehouse | Existing | Tank Wrap on Water Heater | 0.30525 | 1.3621 | -279.6356 | 0.026439 | 0.026975 | 263.9459 | Commercial/Industrial | Transportation Equipment | Any | Motor Improved Controls | 7.8045 | 1.443 | 7310.4524 | 0.6006 | 0.58474 | 4460.0822 | Commercial/Industrial | Agriculture and Assembly | Any | Pump System Optimization | 5.7805 | 1.2923 | 24217.8127 | 2.9901 | 2.9111 | 22204.8243 | Commercial/Industrial | Primary Resources Industries | Any | Compressed Air Controls | 9.4175 | 1.3853 | 139690.248 | 12.7408 | 12.4043 | 94613.6033
Commercial/Industrial | Assembly | New | Tank Wrap on Water Heater | 0.29195 | 1.3618 | -288.3984 | 0.025292 | 0.025805 | 252.4943 | Commercial/Industrial | Textiles and Leather | Any | Pump Improved Controls | 7.8043 | 1.443 | 2278.8284 | 0.18722 | 0.18228 | 1390.3055 | Commercial/Industrial | Metal Products and Machinery | Any | Process Other Systems Optimization | 0.96975 | 1.1584 | 23626.0673 | 15.3071 | 14.9297 | 111185.4178 | Commercial/Industrial | Chemicals and Plastics | Any | HVAC Equipment Upgrades | 6.3626 | 1.5029 | 138924.4003 | 10.5546 | 10.2986 | 74091.795
Commercial/Industrial | Grocery | New | Tank Wrap on Water Heater | 0.29195 | 1.3618 | -288.3984 | 0.025292 | 0.025805 | 252.4943 | Commercial/Industrial | Stone/Clay/Glass/Concrete | Any | Pump Improved Controls | 7.8042 | 1.4429 | 4506.8748 | 0.37027 | 0.36049 | 2749.629 | Commercial/Industrial | Electrical and Electronic Equip. | Any | Process Refrig System Optimization | 18.4485 | 1.1138 | 23073.8846 | 5.7385 | 5.597 | 41682.6524 | Commercial/Industrial | Transportation Equipment | Any | Efficient Lighting - Other Interior Lighting | 1.2699 | 1.4222 | 136849.5993 | 27.5124 | 26.7428 | 192748.3236
Commercial/Industrial | Healthcare | New | Tank Wrap on Water Heater | 0.29195 | 1.3618 | -288.3984 | 0.025292 | 0.025805 | 252.4943 | Commercial/Industrial | Metal Products and Machinery | Any | Pump Improved Controls | 7.8042 | 1.4429 | 3086.32 | 0.25356 | 0.24686 | 1882.9534 | Commercial/Industrial | Metal Products and Machinery | Any | Motor Optimization | 3.9506 | 1.2923 | 22944.2218 | 3.0379 | 2.9577 | 22559.7811 | Commercial/Industrial | Primary Resources Industries | Any | HVAC Equipment Upgrades | 2.5268 | 1.5029 | 132733.8553 | 12.9438 | 12.6298 | 90863.5695
Commercial/Industrial | Restaurants | New | Tank Wrap on Water Heater | 0.29195 | 1.3618 | -576.7968 | 0.050584 | 0.05161 | 504.9886 | Commercial/Industrial | Textiles and Leather | Any | Motor Improved Controls | 7.8039 | 1.4429 | 2264.9447 | 0.18608 | 0.18116 | 1381.8351 | Commercial/Industrial | Transportation Equipment | Any | Lighting Controls | 2.4769 | 1.2743 | 22100.6221 | 3.5267 | 3.4281 | 24707.9086 | Commercial/Industrial | Primary Resources Industries | Any | Pump Equipment Upgrade | 4.4765 | 1.443 | 130321.4242 | 11.6759 | 11.3675 | 86705.6693
Commercial/Industrial | Schools K-12 | New | Tank Wrap on Water Heater | 0.29195 | 1.3618 | -288.3984 | 0.025292 | 0.025805 | 252.4943 | Commercial/Industrial | Water and Wastewater | Any | Pump Improved Controls | 7.792 | 1.4407 | 103.2899 | 0.0084859 | 0.0082618 | 63.0168 | Commercial/Industrial | Electrical and Electronic Equip. | Any | Building Envelope Improvements | 4.4693 | 1.5997 | 22028.2815 | 1.4253 | 1.3907 | 10005.4113 | Commercial/Industrial | Transportation Equipment | Any | Fan System Optimization | 9.1362 | 1.2923 | 117531.0131 | 13.7741 | 13.4103 | 102287.2733
Commercial/Industrial | Warehouse | New | Tank Wrap on Water Heater | 0.29195 | 1.3618 | -288.3984 | 0.025292 | 0.025805 | 252.4943 | Commercial/Industrial | Miscellaneous Manufacturing | Any | Building Envelope Improvements | 7.7856 | 1.5997 | 15580.7697 | 0.9194 | 0.8971 | 6454.0455 | Commercial/Industrial | Textiles and Leather | Any | Efficient Lighting - Other Interior Lighting | 1.2699 | 1.4222 | 21931.0597 | 4.409 | 4.2857 | 30889.2026 | Commercial/Industrial | Primary Resources Industries | Any | Efficient Lighting - Other Interior Lighting | 1.2699 | 1.4222 | 114375.9658 | 22.9942 | 22.351 | 161094.923
Commercial/Industrial | Lodging/Hospitality | Existing | Tank Wrap on Water Heater | 0.30511 | 1.3615 | -838.9069 | 0.079318 | 0.080926 | 791.8378 | Commercial/Industrial | Construction | Any | Compressed Air Controls | 7.7542 | 1.3853 | 8378.3501 | 0.77895 | 0.75837 | 5784.509 | Commercial/Industrial | Metal Products and Machinery | Any | HVAC Improved Controls | 8.6292 | 1.4231 | 21788.8918 | 1.8438 | 1.7991 | 12943.2916 | Commercial/Industrial | Transportation Equipment | Any | Building Envelope Improvements | 5.7369 | 1.5997 | 113131.2878 | 6.971 | 6.8019 | 48935.2678
Commercial/Industrial | Offices | Existing | Tank Wrap on Water Heater | 0.30511 | 1.3615 | -838.9069 | 0.079318 | 0.080926 | 791.8378 | Commercial/Industrial | Water and Wastewater | Any | Compressed Air Controls | 7.7494 | 1.3844 | 385.3997 | 0.035831 | 0.034885 | 266.0844 | Commercial/Industrial | Construction | Any | HVAC Improved Controls | 10.0159 | 1.4231 | 21756.875 | 1.816 | 1.772 | 12748.0748 | Commercial/Industrial | Electrical and Electronic Equip. | Any | Plant Energy Management | 15.5365 | 1.3214 | 105578.2503 | 11.0329 | 10.816 | 80266.2836
Commercial/Industrial | Retail | Existing | Tank Wrap on Water Heater | 0.30511 | 1.3615 | -838.9069 | 0.079318 | 0.080926 | 791.8378 | Commercial/Industrial | Water and Wastewater | Any | Process Refrig Controls | 7.5535 | 1.4354 | 2525.1472 | 0.21156 | 0.20635 | 1536.722 | Commercial/Industrial | Metal Products and Machinery | Any | Fan Improved Controls | 20.2407 | 1.443 | 21504.2665 | 1.6533 | 1.6096 | 12277.5021 | Commercial/Industrial | Agriculture and Assembly | Any | HVAC Improved Controls | 57.226 | 1.4231 | 104838.5344 | 8.1783 | 7.9798 | 57409.9009
Commercial/Industrial | College and University | New | Tank Wrap on Water Heater | 0.29186 | 1.3614 | -2883.984 | 0.25292 | 0.25805 | 2524.9431 | Commercial/Industrial | Construction | Any | Process Refrig Controls | 7.5527 | 1.4352 | 54895.1238 | 4.5993 | 4.4859 | 33407.3773 | Commercial/Industrial | Transportation Equipment | Any | Compressed Air Controls | 6.299 | 1.3853 | 21178.8469 | 2.0201 | 1.9668 | 15001.6536 | Commercial/Industrial | Lumber/Furniture/Pulp/Paper | Any | Fan System Optimization | 9.1362 | 1.2923 | 101340.6099 | 11.8767 | 11.563 | 88196.7609
Commercial/Industrial | Miscellaneous | New | Tank Wrap on Water Heater | 0.29186 | 1.3614 | -5767.968 | 0.50584 | 0.5161 | 5049.8862 | Commercial/Industrial | Stone/Clay/Glass/Concrete | Any | Process Other Systems Optimization | 7.4219 | 1.1584 | 2188.6766 | 0.46019 | 0.44884 | 3342.6367 | Commercial/Industrial | Metal Products and Machinery | Any | Efficient Lighting - Other Interior Lighting | 1.2699 | 1.4222 | 21096.8305 | 4.2413 | 4.1227 | 29714.2181 | Commercial/Industrial | Chemicals and Plastics | Any | Efficient Lighting - Other Interior Lighting | 1.2699 | 1.4222 | 101279.6184 | 20.3613 | 19.7918 | 142649.1306
Commercial/Industrial | Hospitals | New | Tank Wrap on Water Heater | 0.29186 | 1.3614 | -4325.976 | 0.37938 | 0.38708 | 3787.4147 | Commercial/Industrial | Agriculture and Assembly | Any | Process Other Systems Optimization | 7.4217 | 1.1584 | 1390.4077 | 0.29235 | 0.28514 | 2123.4877 | Commercial/Industrial | Construction | Any | Pump Equipment Upgrade | 3.7397 | 1.443 | 21052.2033 | 1.9684 | 1.9164 | 14617.7361 | Commercial/Industrial | Textiles and Leather | Any | Process Heat Equipment Upgrade | 8.6278 | 1.2856 | 100095.557 | 11.9767 | 11.6814 | 86994.1033
Commercial/Industrial | Institutional | Existing | Tank Wrap on Water Heater | 0.3051 | 1.3614 | -6990.8906 | 0.66098 | 0.67439 | 6598.6483 | Commercial/Industrial | Chemicals and Plastics | Any | Process Other Systems Optimization | 7.4216 | 1.1584 | 25482.3379 | 5.3579 | 5.2258 | 38917.6715 | Commercial/Industrial | Metal Products and Machinery | Any | Compressed Air Controls | 8.52 | 1.3853 | 21030.0455 | 1.9361 | 1.885 | 14377.8557 | Commercial/Industrial | Transportation Equipment | Any | Efficient Lighting - High Bay | 2.1836 | 1.3947 | 95632.0347 | 12.1226 | 11.7834 | 84929.127
Commercial/Industrial | Institutional | New | Tank Wrap on Water Heater | 0.29185 | 1.3614 | -7209.9601 | 0.6323 | 0.64513 | 6312.3578 | Commercial/Industrial | Transportation Equipment | Any | Process Other Systems Optimization | 7.4215 | 1.1583 | 270.9978 | 0.05698 | 0.055575 | 413.879 | Commercial/Industrial | Chemicals and Plastics | Any | Pump Improved Controls | 7.8046 | 1.443 | 20172.0666 | 1.6573 | 1.6135 | 12306.9095 | Commercial/Industrial | Stone/Clay/Glass/Concrete | Any | Plant Energy Management | 15.489 | 1.3245 | 92135.0764 | 9.5587 | 9.3277 | 70270.864
Commercial/Industrial | College and University | Existing | Tank Wrap on Water Heater | 0.30508 | 1.3614 | -2796.3562 | 0.26439 | 0.26975 | 2639.4593 | Commercial/Industrial | Miscellaneous Manufacturing | Any | Process Other Systems Optimization | 7.4203 | 1.1582 | 199.9041 | 0.042032 | 0.040995 | 305.3018 | Commercial/Industrial | Construction | Any | Efficient Lighting - High Bay | 2.1836 | 1.3947 | 19905.5473 | 2.5233 | 2.4527 | 17677.7662 | Commercial/Industrial | Electrical and Electronic Equip. | Any | HVAC Equipment Upgrades | 4.8622 | 1.5029 | 89258.7772 | 7.1002 | 6.928 | 49842.3193
Commercial/Industrial | Hospitals | Existing | Tank Wrap on Water Heater | 0.30508 | 1.3614 | -4194.5343 | 0.39659 | 0.40463 | 3959.189 | Commercial/Industrial | Primary Resources Industries | Any | Compressed Air System Optimization | 7.002 | 1.2923 | 86998.9024 | 10.4753 | 10.1986 | 77790.0701 | Commercial/Industrial | Chemicals and Plastics | Any | Motor Equipment Upgrades | 1.4938 | 1.2923 | 19859.6181 | 4.2144 | 4.1031 | 31296.1261 | Commercial/Industrial | Agriculture and Assembly | Any | Compressed Air Controls | 1.7488 | 1.3853 | 88332.34 | 13.1623 | 12.8147 | 97743.9554
Commercial/Industrial | Miscellaneous | Existing | Tank Wrap on Water Heater | 0.30508 | 1.3614 | -5592.7124 | 0.52878 | 0.53951 | 5278.9187 | Commercial/Industrial | Chemicals and Plastics | Any | Building Envelope Improvements | 6.9533 | 1.5997 | 29033.4574 | 1.7379 | 1.6957 | 12199.7754 | Commercial/Industrial | Metal Products and Machinery | Any | Compressed Air Equipment | 5.0463 | 1.443 | 18395.6385 | 1.6095 | 1.567 | 11952.5439 | Commercial/Industrial | Construction | Any | HVAC Recommissioning | 1.4087 | 1.2751 | 87995.6071 | 20.6141 | 20.114 | 144707.3819
Commercial/Industrial | Lodging/Hospitality | New | Tank Wrap on Water Heater | 0.29181 | 1.3612 | -865.1952 | 0.075876 | 0.077415 | 757.4829 | Commercial/Industrial | Metal Products and Machinery | Any | Compressed Air System Optimization | 6.7257 | 1.2923 | 7987.8083 | 0.96645 | 0.94092 | 7176.8987 | Commercial/Industrial | Lumber/Furniture/Pulp/Paper | Any | Efficient Lighting - High Bay | 2.1835 | 1.3947 | 17528.5002 | 2.222 | 2.1598 | 15566.7526 | Commercial/Industrial | Primary Resources Industries | Any | Compressed Air System Optimization | 7.002 | 1.2923 | 86998.9024 | 10.4753 | 10.1986 | 77790.0701
Commercial/Industrial | Offices | New | Tank Wrap on Water Heater | 0.29181 | 1.3612 | -865.1952 | 0.075876 | 0.077415 | 757.4829 | Commercial/Industrial | Electrical and Electronic Equip. | Any | Compressed Air System Optimization | 6.6409 | 1.2923 | 7541.6741 | 0.9139 | 0.88977 | 6786.6994 | Commercial/Industrial | Stone/Clay/Glass/Concrete | Any | Efficient Lighting - High Bay | 2.1835 | 1.3947 | 17078.3518 | 2.1649 | 2.1043 | 15166.9837 | Commercial/Industrial | Stone/Clay/Glass/Concrete | Any | Process Heat Equipment Upgrade | 1.3892 | 1.2856 | 79439.8406 | 18.4632 | 18.0079 | 134109.6045
Commercial/Industrial | Retail | New | Tank Wrap on Water Heater | 0.29181 | 1.3612 | -865.1952 | 0.075876 | 0.077415 | 757.4829 | Commercial/Industrial | Lumber/Furniture/Pulp/Paper | Any | Compressed Air System Optimization | 6.5265 | 1.2923 | 10564.5135 | 1.283 | 1.2491 | 9527.6887 | Commercial/Industrial | Textiles and Leather | Any | Fan Improved Controls | 20.2404 | 1.443 | 16121.614 | 1.2395 | 1.2067 | 9204.3665 | Commercial/Industrial | Chemicals and Plastics | Any | Efficient Lighting - High Bay | 2.1836 | 1.3947 | 76721.8919 | 9.7255 | 9.4534 | 68135.3634
Commercial/Industrial | Restaurants | Existing | Tank Wrap on Water Heater | 0.30504 | 1.3612 | -559.2712 | 0.052878 | 0.053951 | 527.8919 | Commercial/Industrial | Agriculture and Assembly | Any | Compressed Air System Optimization | 6.4553 | 1.2923 | 15490.2222 | 1.8839 | 1.8341 | 13989.5773 | Commercial/Industrial | Construction | Any | Pump System Optimization | 4.827 | 1.2923 | 16077.892 | 2.0439 | 1.99 | 15178.4005 | Commercial/Industrial | Transportation Equipment | Any | Compressed Air Equipment | 5.746 | 1.443 | 72610.2833 | 6.2139 | 6.0498 | 46145.0098
Commercial/Industrial | Assembly | Turnover | Efficient Exhaust Hood | 2.2733 | 1.3585 | 10553.4586 | 1.7635 | 0.69217 | 8066.5 | Commercial/Industrial | Textiles and Leather | Any | Compressed Air System Optimization | 6.4091 | 1.2922 | 6912.8417 | 0.84149 | 0.81926 | 6248.9255 | Commercial/Industrial | Construction | Any | Compressed Air Equipment | 4.8093 | 1.443 | 16047.9533 | 1.417 | 1.3795 | 10522.4913 | Commercial/Industrial | Primary Resources Industries | Any | Fan Equipment Upgrades | 4.4765 | 1.443 | 65580.5221 | 5.8756 | 5.7204 | 43632.1434
Commercial/Industrial | College and University | Turnover | Efficient Exhaust Hood | 2.2733 | 1.3585 | 10553.4586 | 1.7635 | 0.69217 | 8066.5 | Commercial/Industrial | Chemicals and Plastics | Any | HVAC Equipment Upgrades | 6.3626 | 1.5029 | 138924.4003 | 10.5546 | 10.2986 | 74091.795 | Commercial/Industrial | Lumber/Furniture/Pulp/Paper | Any | Pump Equipment Upgrade | 1.5755 | 1.443 | 15588.2758 | 2.2927 | 2.2322 | 17025.9946 | Commercial/Industrial | Electrical and Electronic Equip. | Any | Motor Optimization | 4.5144 | 1.2923 | 64895.4471 | 8.3539 | 8.1333 | 62036.5996
Commercial/Industrial | Grocery | Turnover | Efficient Exhaust Hood | 2.2733 | 1.3585 | 10553.4586 | 1.7635 | 0.69217 | 8066.5 | Commercial/Industrial | Chemicals and Plastics | Any | Process Refrig System Optimization | 6.347 | 1.1138 | 58907.9317 | 15.7697 | 15.3808 | 114545.0826 | Commercial/Industrial | Miscellaneous Manufacturing | Any | Building Envelope Improvements | 7.7856 | 1.5997 | 15580.7697 | 0.9194 | 0.8971 | 6454.0455 | Commercial/Industrial | Agriculture and Assembly | Any | HVAC Equipment Upgrades | 4.8622 | 1.5029 | 64407.5379 | 5.1234 | 4.9991 | 35965.3265
Commercial/Industrial | Healthcare | Turnover | Efficient Exhaust Hood | 2.2733 | 1.3585 | 10553.4586 | 1.7635 | 0.69217 | 8066.5 | Commercial/Industrial | Transportation Equipment | Any | Compressed Air Controls | 6.299 | 1.3853 | 21178.8469 | 2.0201 | 1.9668 | 15001.6536 | Commercial/Industrial | Textiles and Leather | Any | Efficient Lighting - High Bay | 2.1836 | 1.3947 | 15524.3261 | 1.9679 | 1.9129 | 13786.8808 | Commercial/Industrial | Metal Products and Machinery | Any | Process Heat Equipment Upgrade | 3.1523 | 1.2856 | 64262.8112 | 9.1729 | 8.9467 | 66628.3832
Commercial/Industrial | Hospitals | Turnover | Efficient Exhaust Hood | 2.2733 | 1.3585 | 10553.4586 | 1.7635 | 0.69217 | 8066.5 | Commercial/Industrial | Chemicals and Plastics | Any | Compressed Air System Optimization | 6.0422 | 1.2923 | 48611.1301 | 5.9643 | 5.8068 | 44291.0646 | Commercial/Industrial | Agriculture and Assembly | Any | Compressed Air System Optimization | 6.4553 | 1.2923 | 15490.2222 | 1.8839 | 1.8341 | 13989.5773 | Commercial/Industrial | Transportation Equipment | Any | HVAC Improved Controls | 33.5873 | 1.4231 | 62083.9687 | 4.8908 | 4.7722 | 34332.7173
Commercial/Industrial | Institutional | Turnover | Efficient Exhaust Hood | 2.2733 | 1.3585 | 10553.4586 | 1.7635 | 0.69217 | 8066.5 | Commercial/Industrial | Metal Products and Machinery | Any | Building Envelope Improvements | 6.0284 | 1.5997 | 26694.621 | 1.6316 | 1.592 | 11453.7503 | Commercial/Industrial | Chemicals and Plastics | Any | Lighting Controls | 2.2991 | 1.2743 | 14830.9103 | 2.4464 | 2.378 | 17139.1276 | Commercial/Industrial | Chemicals and Plastics | Any | Process Heat Equipment Upgrade | 1.3892 | 1.2856 | 59438.9118 | 13.8146 | 13.474 | 100344.2214
Commercial/Industrial | Lodging/Hospitality | Turnover | Efficient Exhaust Hood | 2.2733 | 1.3585 | 10553.4586 | 1.7635 | 0.69217 | 8066.5 | Commercial/Industrial | Primary Resources Industries | Any | Building Envelope Improvements | 5.9816 | 1.5997 | 28056.2649 | 1.717 | 1.6753 | 12052.9238 | Commercial/Industrial | Electrical and Electronic Equip. | Any | Process Refrig Equipment Upgrade | 3.574 | 1.2856 | 14815.1112 | 2.0415 | 1.9911 | 14828.5214 | Commercial/Industrial | Electrical and Electronic Equip. | Any | Efficient Lighting - Other Interior Lighting | 1.2699 | 1.4222 | 59305.0179 | 11.9227 | 11.5892 | 83529.2383
Commercial/Industrial | Miscellaneous | Turnover | Efficient Exhaust Hood | 2.2733 | 1.3585 | 10553.4586 | 1.7635 | 0.69217 | 8066.5 | Commercial/Industrial | Construction | Any | Compressed Air System Optimization | 5.9349 | 1.2923 | 6953.3046 | 0.85527 | 0.83268 | 6351.2539 | Commercial/Industrial | Transportation Equipment | Any | Efficient Lighting - Exterior | 2.9673 | 2.1278 | 14231.8355 | 0 | 0 | 15720.1642 | Commercial/Industrial | Chemicals and Plastics | Any | Process Refrig System Optimization | 6.347 | 1.1138 | 58907.9317 | 15.7697 | 15.3808 | 114545.0826
Commercial/Industrial | Offices | Turnover | Efficient Exhaust Hood | 2.2733 | 1.3585 | 10553.4586 | 1.7635 | 0.69217 | 8066.5 | Commercial/Industrial | Water and Wastewater | Any | Compressed Air System Optimization | 5.9339 | 1.292 | 319.8484 | 0.039342 | 0.038303 | 292.1544 | Commercial/Industrial | Stone/Clay/Glass/Concrete | Any | Compressed Air Equipment | 2.2494 | 1.443 | 14023.6374 | 1.5907 | 1.5487 | 11812.8005 | Commercial/Industrial | Electrical and Electronic Equip. | Any | Compressed Air Equipment | 13.024 | 1.443 | 58267.2307 | 4.582 | 4.461 | 34026.2379
Commercial/Industrial | Restaurants | Turnover | Efficient Exhaust Hood | 2.2733 | 1.3585 | 10553.4586 | 1.7635 | 0.69217 | 8066.5 | Commercial/Industrial | Agriculture and Assembly | Any | Pump System Optimization | 5.7805 | 1.2923 | 24217.8127 | 2.9901 | 2.9111 | 22204.8243 | Commercial/Industrial | Construction | Any | Efficient Lighting - Other Interior Lighting | 1.2699 | 1.4222 | 13887.4686 | 2.7919 | 2.7138 | 19560.0594 | Commercial/Industrial | Electrical and Electronic Equip. | Any | HVAC Recommissioning | 9.0603 | 1.2751 | 55480.9697 | 6.7685 | 6.6043 | 47513.7294
Commercial/Industrial | Retail | Turnover | Efficient Exhaust Hood | 2.2733 | 1.3585 | 10553.4586 | 1.7635 | 0.69217 | 8066.5 | Commercial/Industrial | Transportation Equipment | Any | Compressed Air Equipment | 5.746 | 1.443 | 72610.2833 | 6.2139 | 6.0498 | 46145.0098 | Commercial/Industrial | Construction | Any | HVAC Equipment Upgrades | 4.4085 | 1.5029 | 13673.2053 | 1.1104 | 1.0835 | 7795.0583 | Commercial/Industrial | Construction | Any | Process Refrig Controls | 7.5527 | 1.4352 | 54895.1238 | 4.5993 | 4.4859 | 33407.3773
Commercial/Industrial | Schools K-12 | Turnover | Efficient Exhaust Hood | 2.2733 | 1.3585 | 10553.4586 | 1.7635 | 0.69217 | 8066.5 | Commercial/Industrial | Transportation Equipment | Any | Building Envelope Improvements | 5.7369 | 1.5997 | 113131.2878 | 6.971 | 6.8019 | 48935.2678 | Commercial/Industrial | Miscellaneous Manufacturing | Any | Plant Energy Management | 15.521 | 1.3225 | 13595.0855 | 1.4172 | 1.3889 | 10346.9062 | Commercial/Industrial | Lumber/Furniture/Pulp/Paper | Any | Fan Improved Controls | 20.2405 | 1.443 | 53809.6127 | 4.137 | 4.0277 | 30721.7004
Commercial/Industrial | Warehouse | Turnover | Efficient Exhaust Hood | 2.2733 | 1.3585 | 10553.4586 | 1.7635 | 0.69217 | 8066.5 | Commercial/Industrial | Textiles and Leather | Any | HVAC Recommissioning | 5.4828 | 1.2751 | 45290.6423 | 5.8628 | 5.7206 | 41155.9701 | Commercial/Industrial | Stone/Clay/Glass/Concrete | Any | Efficient Lighting - Other Interior Lighting | 1.2699 | 1.4222 | 13047.0137 | 2.623 | 2.5496 | 18376.3053 | Commercial/Industrial | Metal Products and Machinery | Any | Efficient Lighting - High Bay | 2.1836 | 1.3947 | 49578.6417 | 6.2847 | 6.1089 | 44029.9188
Commercial/Industrial | Assembly | New | Efficient Exhaust Hood | 2.2733 | 1.3585 | 10553.4586 | 1.7635 | 0.69217 | 8066.5 | Commercial/Industrial | Water and Wastewater | Any | Building Envelope Improvements | 5.3848 | 1.6003 | 388.7985 | 0.024225 | 0.023637 | 170.0562 | Commercial/Industrial | Lumber/Furniture/Pulp/Paper | Any | Efficient Lighting - Other Interior Lighting | 1.2699 | 1.4222 | 13014.3972 | 2.6164 | 2.5432 | 18330.3659 | Commercial/Industrial | Chemicals and Plastics | Any | Compressed Air System Optimization | 6.0422 | 1.2923 | 48611.1301 | 5.9643 | 5.8068 | 44291.0646
Commercial/Industrial | College and University | New | Efficient Exhaust Hood | 2.2733 | 1.3585 | 10553.4586 | 1.7635 | 0.69217 | 8066.5 | Commercial/Industrial | Construction | Any | Building Envelope Improvements | 5.3826 | 1.5997 | 8452.2365 | 0.52664 | 0.51386 | 3696.916 | Commercial/Industrial | Lumber/Furniture/Pulp/Paper | Any | Motor Improved Controls | 10.1182 | 1.443 | 12702.7387 | 1.0176 | 0.99076 | 7556.9964 | Commercial/Industrial | Construction | Any | Plant Energy Management | 15.5028 | 1.3236 | 48184.1977 | 5.0093 | 4.8973 | 36716.3143
Commercial/Industrial | Grocery | New | Efficient Exhaust Hood | 2.2733 | 1.3585 | 10553.4586 | 1.7635 | 0.69217 | 8066.5 | Commercial/Industrial | Water and Wastewater | Any | Process Other Systems Optimization | 5.258 | 1.1584 | 1131.4143 | 0.24826 | 0.24214 | 1803.2829 | Commercial/Industrial | Textiles and Leather | Any | Compressed Air Controls | 7.8124 | 1.3853 | 11689.4363 | 1.0859 | 1.0572 | 8063.9272 | Commercial/Industrial | Electrical and Electronic Equip. | Any | Fan Improved Controls | 20.2406 | 1.443 | 47983.3058 | 3.6891 | 3.5916 | 27395.2678
Commercial/Industrial | Healthcare | New | Efficient Exhaust Hood | 2.2733 | 1.3585 | 10553.4586 | 1.7635 | 0.69217 | 8066.5 | Commercial/Industrial | Construction | Any | Process Other Systems Optimization | 5.2579 | 1.1584 | 32982.6077 | 7.2372 | 7.0588 | 52568.6948 | Commercial/Industrial | Primary Resources Industries | Any | Process Refrig System Optimization | 23.8183 | 1.1138 | 11660.948 | 2.876 | 2.8051 | 20890.0483 | Commercial/Industrial | Electrical and Electronic Equip. | Any | Efficient Lighting - High Bay | 2.1836 | 1.3947 | 46710.1524 | 5.9211 | 5.7555 | 41482.4643
Commercial/Industrial | Hospitals | New | Efficient Exhaust Hood | 2.2733 | 1.3585 | 10553.4586 | 1.7635 | 0.69217 | 8066.5 | Commercial/Industrial | Transportation Equipment | Any | Compressed Air System Optimization | 5.2449 | 1.2923 | 25612.3382 | 3.2101 | 3.1253 | 23838.1872 | Commercial/Industrial | Chemicals and Plastics | Any | Efficient Lighting - Exterior | 2.9673 | 2.1278 | 11417.6529 | 0 | 0 | 12611.6817 | Commercial/Industrial | Lumber/Furniture/Pulp/Paper | Any | Pump System Optimization | 1.2658 | 1.2923 | 45876.9829 | 11.7934 | 11.4819 | 87578.2988
Commercial/Industrial | Institutional | New | Efficient Exhaust Hood | 2.2733 | 1.3585 | 10553.4586 | 1.7635 | 0.69217 | 8066.5 | Commercial/Industrial | Stone/Clay/Glass/Concrete | Any | Motor Equipment Upgrades | 5.2323 | 1.2922 | 2440.7692 | 0.30603 | 0.29794 | 2272.5757 | Commercial/Industrial | Textiles and Leather | Any | Compressed Air Equipment | 3.9551 | 1.443 | 11399.5078 | 1.0507 | 1.023 | 7802.6892 | Commercial/Industrial | Primary Resources Industries | Any | Lighting Controls | 2.215 | 1.2743 | 45583.446 | 7.6556 | 7.4414 | 53634.1324
Commercial/Industrial | Lodging/Hospitality | New | Efficient Exhaust Hood | 2.2733 | 1.3585 | 10553.4586 | 1.7635 | 0.69217 | 8066.5 | Commercial/Industrial | Primary Resources Industries | Any | Motor Optimization | 5.2078 | 1.2923 | 322306.4731 | 40.4426 | 39.3744 | 300328.901 | Commercial/Industrial | Stone/Clay/Glass/Concrete | Any | Compressed Air System Optimization | 5.202 | 1.2923 | 11096.7841 | 1.3927 | 1.3559 | 10342.0206 | Commercial/Industrial | Textiles and Leather | Any | HVAC Recommissioning | 5.4828 | 1.2751 | 45290.6423 | 5.8628 | 5.7206 | 41155.9701
Commercial/Industrial | Miscellaneous | New | Efficient Exhaust Hood | 2.2733 | 1.3585 | 10553.4586 | 1.7635 | 0.69217 | 8066.5 | Commercial/Industrial | Stone/Clay/Glass/Concrete | Any | Compressed Air System Optimization | 5.202 | 1.2923 | 11096.7841 | 1.3927 | 1.3559 | 10342.0206 | Commercial/Industrial | Primary Resources Industries | Any | Motor Equipment Upgrades | 1.8541 | 1.2923 | 10804.5796 | 1.9294 | 1.8784 | 14327.8776 | Commercial/Industrial | Agriculture and Assembly | Any | Efficient Lighting - Other Interior Lighting | 1.2699 | 1.4222 | 44440.3592 | 8.9343 | 8.6844 | 62592.8376
Commercial/Industrial | Offices | New | Efficient Exhaust Hood | 2.2733 | 1.3585 | 10553.4586 | 1.7635 | 0.69217 | 8066.5 | Commercial/Industrial | Metal Products and Machinery | Any | Compressed Air Equipment | 5.0463 | 1.443 | 18395.6385 | 1.6095 | 1.567 | 11952.5439 | Commercial/Industrial | Miscellaneous Manufacturing | Any | HVAC Improved Controls | 81.0532 | 1.4231 | 10753.5406 | 0.83545 | 0.81518 | 5864.7433 | Commercial/Industrial | Chemicals and Plastics | Any | HVAC Improved Controls | 29.2081 | 1.4231 | 40363.8871 | 3.1912 | 3.1138 | 22401.6205
Commercial/Industrial | Restaurants | New | Efficient Exhaust Hood | 2.2733 | 1.3585 | 10553.4586 | 1.7635 | 0.69217 | 8066.5 | Commercial/Industrial | Stone/Clay/Glass/Concrete | Any | Building Envelope Improvements | 5.0193 | 1.5996 | 3701.1917 | 0.23368 | 0.22801 | 1640.3616 | Commercial/Industrial | Chemicals and Plastics | Any | Fan Equipment Upgrades | 2.1928 | 1.443 | 10671.56 | 1.2274 | 1.195 | 9115.0869 | Commercial/Industrial | Primary Resources Industries | Any | Process Refrig Equipment Upgrade | 2.1923 | 1.2856 | 39102.0435 | 6.4386 | 6.2798 | 46767.5107
Commercial/Industrial | Retail | New | Efficient Exhaust Hood | 2.2733 | 1.3585 | 10553.4586 | 1.7635 | 0.69217 | 8066.5 | Commercial/Industrial | Stone/Clay/Glass/Concrete | Any | Motor Optimization | 4.9042 | 1.2923 | 31987.2604 | 4.055 | 3.9479 | 30112.5486 | Commercial/Industrial | Lumber/Furniture/Pulp/Paper | Any | Compressed Air System Optimization | 6.5265 | 1.2923 | 10564.5135 | 1.283 | 1.2491 | 9527.6887 | Commercial/Industrial | Electrical and Electronic Equip. | Any | HVAC Improved Controls | 3.7184 | 1.4231 | 37739.447 | 3.6787 | 3.5894 | 25823.5234
Commercial/Industrial | Schools K-12 | New | Efficient Exhaust Hood | 2.2733 | 1.3585 | 10553.4586 | 1.7635 | 0.69217 | 8066.5 | Commercial/Industrial | Lumber/Furniture/Pulp/Paper | Any | Motor Equipment Upgrades | 4.8814 | 1.2923 | 7179.9011 | 0.91094 | 0.88688 | 6764.6869 | Commercial/Industrial | Miscellaneous Manufacturing | Any | Efficient Lighting - High Bay | 2.1836 | 1.3947 | 10417.0005 | 1.3205 | 1.2835 | 9251.1548 | Commercial/Industrial | Textiles and Leather | Any | HVAC Improved Controls | 154.4281 | 1.4231 | 37217.4008 | 2.8781 | 2.8083 | 20203.8701
Commercial/Industrial | Warehouse | New | Efficient Exhaust Hood | 2.2733 | 1.3585 | 10553.4586 | 1.7635 | 0.69217 | 8066.5 | Commercial/Industrial | Lumber/Furniture/Pulp/Paper | Any | HVAC Equipment Upgrades | 4.8625 | 1.503 | 4185.9755 | 0.33298 | 0.3249 | 2337.459 | Commercial/Industrial | Water and Wastewater | Any | Fan Improved Controls | 14.9405 | 1.443 | 10211.928 | 0.7965 | 0.77546 | 5914.8541 | Commercial/Industrial | Chemicals and Plastics | Any | Pump Equipment Upgrade | 2.1958 | 1.443 | 36303.1443 | 4.1724 | 4.0622 | 30984.6514
Commercial/Industrial | Assembly | Turnover | Energy Star Griddle | #DIV/0! | 1.357 | 2884.7549 | 0.3156 | 0.080771 | 1910 | Commercial/Industrial | Electrical and Electronic Equip. | Any | HVAC Equipment Upgrades | 4.8622 | 1.5029 | 89258.7772 | 7.1002 | 6.928 | 49842.3193 | Commercial/Industrial | Lumber/Furniture/Pulp/Paper | Any | Process Other Equipment Upgrades | 3.6844 | 1.2855 | 9119.0136 | 1.2469 | 1.2161 | 9056.9681 | Commercial/Industrial | Agriculture and Assembly | Any | Fan Improved Controls | 20.2407 | 1.443 | 35752.1464 | 2.7487 | 2.6761 | 20412.0914
Commercial/Industrial | College and University | Turnover | Energy Star Griddle | #DIV/0! | 1.357 | 2884.7549 | 0.3156 | 0.080771 | 1910 | Commercial/Industrial | Transportation Equipment | Any | HVAC Equipment Upgrades | 4.8622 | 1.5029 | 262571.7481 | 20.8867 | 20.3799 | 146620.7056 | Commercial/Industrial | Electrical and Electronic Equip. | Any | Compressed Air Controls | 13.9808 | 1.3853 | 8532.8479 | 0.75642 | 0.73644 | 5617.205 | Commercial/Industrial | Metal Products and Machinery | Any | HVAC Equipment Upgrades | 4.0734 | 1.5029 | 35746.0853 | 2.9577 | 2.8859 | 20762.3532
Commercial/Industrial | Grocery | Turnover | Energy Star Griddle | #DIV/0! | 1.357 | 2884.7549 | 0.3156 | 0.080771 | 1910 | Commercial/Industrial | Agriculture and Assembly | Any | HVAC Equipment Upgrades | 4.8622 | 1.5029 | 64407.5379 | 5.1234 | 4.9991 | 35965.3265 | Commercial/Industrial | Primary Resources Industries | Any | HVAC Improved Controls | 16.2289 | 1.4231 | 8501.7332 | 0.6873 | 0.67062 | 4824.724 | Commercial/Industrial | Primary Resources Industries | Any | Motor Improved Controls | 7.8046 | 1.443 | 33714.7394 | 2.7699 | 2.6967 | 20569.2483
Commercial/Industrial | Healthcare | Turnover | Energy Star Griddle | #DIV/0! | 1.357 | 2884.7549 | 0.3156 | 0.080771 | 1910 | Commercial/Industrial | Stone/Clay/Glass/Concrete | Any | HVAC Equipment Upgrades | 4.8619 | 1.5029 | 3336.9631 | 0.26544 | 0.259 | 1863.3683 | Commercial/Industrial | Metal Products and Machinery | Any | Pump System Optimization | 10.9677 | 1.2923 | 8465.8108 | 0.97787 | 0.95204 | 7261.6779 | Commercial/Industrial | Primary Resources Industries | Any | Pump Improved Controls | 7.8046 | 1.443 | 33513.1785 | 2.7533 | 2.6806 | 20446.2767
Commercial/Industrial | Hospitals | Turnover | Energy Star Griddle | #DIV/0! | 1.357 | 2884.7549 | 0.3156 | 0.080771 | 1910 | Commercial/Industrial | Construction | Any | Pump System Optimization | 4.827 | 1.2923 | 16077.892 | 2.0439 | 1.99 | 15178.4005 | Commercial/Industrial | Construction | Any | Building Envelope Improvements | 5.3826 | 1.5997 | 8452.2365 | 0.52664 | 0.51386 | 3696.916 | Commercial/Industrial | Construction | Any | Process Other Systems Optimization | 5.2579 | 1.1584 | 32982.6077 | 7.2372 | 7.0588 | 52568.6948
Commercial/Industrial | Institutional | Turnover | Energy Star Griddle | #DIV/0! | 1.357 | 2884.7549 | 0.3156 | 0.080771 | 1910 | Commercial/Industrial | Water and Wastewater | Any | Pump System Optimization | 4.8259 | 1.292 | 739.5747 | 0.09402 | 0.091537 | 698.1985 | Commercial/Industrial | Construction | Any | Compressed Air Controls | 7.7542 | 1.3853 | 8378.3501 | 0.77895 | 0.75837 | 5784.509 | Commercial/Industrial | Stone/Clay/Glass/Concrete | Any | Motor Optimization | 4.9042 | 1.2923 | 31987.2604 | 4.055 | 3.9479 | 30112.5486
Commercial/Industrial | Lodging/Hospitality | Turnover | Energy Star Griddle | #DIV/0! | 1.357 | 2884.7549 | 0.3156 | 0.080771 | 1910 | Commercial/Industrial | Agriculture and Assembly | Any | Building Envelope Improvements | 4.8186 | 1.5997 | 27910.0134 | 1.7767 | 1.7336 | 12472.0277 | Commercial/Industrial | Agriculture and Assembly | Any | Pump Equipment Upgrade | 1.6765 | 1.443 | 8154.7615 | 1.1319 | 1.102 | 8405.3604 | Commercial/Industrial | Chemicals and Plastics | Any | Process Refrig Equipment Upgrade | 1.9344 | 1.2856 | 31508.9606 | 5.5624 | 5.4252 | 40403.141
Commercial/Industrial | Miscellaneous | Turnover | Energy Star Griddle | #DIV/0! | 1.357 | 2884.7549 | 0.3156 | 0.080771 | 1910 | Commercial/Industrial | Construction | Any | Compressed Air Equipment | 4.8093 | 1.443 | 16047.9533 | 1.417 | 1.3795 | 10522.4913 | Commercial/Industrial | Metal Products and Machinery | Any | Compressed Air System Optimization | 6.7257 | 1.2923 | 7987.8083 | 0.96645 | 0.94092 | 7176.8987 | Commercial/Industrial | Agriculture and Assembly | Any | Motor Optimization | 2.4923 | 1.2923 | 31258.158 | 4.778 | 4.6518 | 35481.3792
Commercial/Industrial | Offices | Turnover | Energy Star Griddle | #DIV/0! | 1.357 | 2884.7549 | 0.3156 | 0.080771 | 1910 | Commercial/Industrial | Water and Wastewater | Any | Compressed Air Equipment | 4.8082 | 1.4427 | 738.1975 | 0.06518 | 0.063458 | 484.0291 | Commercial/Industrial | Transportation Equipment | Any | Pump Equipment Upgrade | 1.9622 | 1.443 | 7699.1654 | 0.9475 | 0.92248 | 7036.2138 | Commercial/Industrial | Chemicals and Plastics | Any | Motor Improved Controls | 4.6985 | 1.443 | 31184.2919 | 2.7661 | 2.6931 | 20541.5213
Commercial/Industrial | Restaurants | Turnover | Energy Star Griddle | #DIV/0! | 1.357 | 2884.7549 | 0.3156 | 0.080771 | 1910 | Commercial/Industrial | Water and Wastewater | Any | Motor Improved Controls | 4.8018 | 1.443 | 1395.6371 | 0.12327 | 0.12001 | 915.3872 | Commercial/Industrial | Electrical and Electronic Equip. | Any | Compressed Air System Optimization | 6.6409 | 1.2923 | 7541.6741 | 0.9139 | 0.88977 | 6786.6994 | Commercial/Industrial | Lumber/Furniture/Pulp/Paper | Any | HVAC Improved Controls | 29.4187 | 1.4231 | 31008.215 | 2.451 | 2.3916 | 17205.9015
Commercial/Industrial | Retail | Turnover | Energy Star Griddle | #DIV/0! | 1.357 | 2884.7549 | 0.3156 | 0.080771 | 1910 | Commercial/Industrial | Construction | Any | Motor Improved Controls | 4.8017 | 1.443 | 30340.2821 | 2.6797 | 2.609 | 19899.9473 | Commercial/Industrial | Transportation Equipment | Any | Pump Improved Controls | 7.8049 | 1.4431 | 7355.2641 | 0.60428 | 0.58832 | 4487.4217 | Commercial/Industrial | Construction | Any | Motor Improved Controls | 4.8017 | 1.443 | 30340.2821 | 2.6797 | 2.609 | 19899.9473
Commercial/Industrial | Schools K-12 | Turnover | Energy Star Griddle | #DIV/0! | 1.357 | 2884.7549 | 0.3156 | 0.080771 | 1910 | Commercial/Industrial | Textiles and Leather | Any | HVAC Equipment Upgrades | 4.7423 | 1.5029 | 25428.454 | 2.033 | 1.9837 | 14271.206 | Commercial/Industrial | Textiles and Leather | Any | Building Envelope Improvements | 2.7597 | 1.5997 | 7325.1276 | 0.55134 | 0.53796 | 3870.3101 | Commercial/Industrial | Lumber/Furniture/Pulp/Paper | Any | Fan Equipment Upgrades | 2.1509 | 1.443 | 29976.4598 | 3.4857 | 3.3936 | 25884.7363
Commercial/Industrial | Warehouse | Turnover | Energy Star Griddle | #DIV/0! | 1.357 | 2884.7549 | 0.3156 | 0.080771 | 1910 | Commercial/Industrial | Chemicals and Plastics | Any | Motor Improved Controls | 4.6985 | 1.443 | 31184.2919 | 2.7661 | 2.6931 | 20541.5213 | Commercial/Industrial | Electrical and Electronic Equip. | Any | Lighting Controls | 2.2534 | 1.2743 | 7311.4013 | 1.2176 | 1.1836 | 8530.5893 | Commercial/Industrial | Chemicals and Plastics | Any | Building Envelope Improvements | 6.9533 | 1.5997 | 29033.4574 | 1.7379 | 1.6957 | 12199.7754
Commercial/Industrial | Assembly | New | Energy Star Griddle | #DIV/0! | 1.357 | 2884.7549 | 0.3156 | 0.080771 | 1910 | Commercial/Industrial | Electrical and Electronic Equip. | Any | Motor Optimization | 4.5144 | 1.2923 | 64895.4471 | 8.3539 | 8.1333 | 62036.5996 | Commercial/Industrial | Transportation Equipment | Any | Motor Improved Controls | 7.8045 | 1.443 | 7310.4524 | 0.6006 | 0.58474 | 4460.0822 | Commercial/Industrial | Transportation Equipment | Any | Motor Optimization | 3.8237 | 1.2923 | 28202.0929 | 3.7626 | 3.6633 | 27941.626
Commercial/Industrial | College and University | New | Energy Star Griddle | #DIV/0! | 1.357 | 2884.7549 | 0.3156 | 0.080771 | 1910 | Commercial/Industrial | Primary Resources Industries | Any | Fan Equipment Upgrades | 4.4765 | 1.443 | 65580.5221 | 5.8756 | 5.7204 | 43632.1434 | Commercial/Industrial | Agriculture and Assembly | Any | Motor Equipment Upgrades | 2.0228 | 1.2923 | 7250.9035 | 1.2275 | 1.1951 | 9115.6447 | Commercial/Industrial | Primary Resources Industries | Any | Building Envelope Improvements | 5.9816 | 1.5997 | 28056.2649 | 1.717 | 1.6753 | 12052.9238
Commercial/Industrial | Grocery | New | Energy Star Griddle | #DIV/0! | 1.357 | 2884.7549 | 0.3156 | 0.080771 | 1910 | Commercial/Industrial | Primary Resources Industries | Any | Pump Equipment Upgrade | 4.4765 | 1.443 | 130321.4242 | 11.6759 | 11.3675 | 86705.6693 | Commercial/Industrial | Stone/Clay/Glass/Concrete | Any | Pump Equipment Upgrade | 2.7301 | 1.443 | 7182.271 | 0.74458 | 0.72491 | 5529.2743 | Commercial/Industrial | Agriculture and Assembly | Any | Building Envelope Improvements | 4.8186 | 1.5997 | 27910.0134 | 1.7767 | 1.7336 | 12472.0277
Commercial/Industrial | Healthcare | New | Energy Star Griddle | #DIV/0! | 1.357 | 2884.7549 | 0.3156 | 0.080771 | 1910 | Commercial/Industrial | Electrical and Electronic Equip. | Any | Building Envelope Improvements | 4.4693 | 1.5997 | 22028.2815 | 1.4253 | 1.3907 | 10005.4113 | Commercial/Industrial | Lumber/Furniture/Pulp/Paper | Any | Motor Equipment Upgrades | 4.8814 | 1.2923 | 7179.9011 | 0.91094 | 0.88688 | 6764.6869 | Commercial/Industrial | Stone/Clay/Glass/Concrete | Any | Fan Improved Controls | 20.2403 | 1.443 | 27523.4925 | 2.1161 | 2.0602 | 15714.0788
Commercial/Industrial | Hospitals | New | Energy Star Griddle | #DIV/0! | 1.357 | 2884.7549 | 0.3156 | 0.080771 | 1910 | Commercial/Industrial | Construction | Any | HVAC Equipment Upgrades | 4.4085 | 1.5029 | 13673.2053 | 1.1104 | 1.0835 | 7795.0583 | Commercial/Industrial | Construction | Any | Compressed Air System Optimization | 5.9349 | 1.2923 | 6953.3046 | 0.85527 | 0.83268 | 6351.2539 | Commercial/Industrial | Miscellaneous Manufacturing | Any | HVAC Equipment Upgrades | 1.863 | 1.5029 | 26847.0169 | 3.1452 | 3.0689 | 22079.0115
Commercial/Industrial | Institutional | New | Energy Star Griddle | #DIV/0! | 1.357 | 2884.7549 | 0.3156 | 0.080771 | 1910 | Commercial/Industrial | Water and Wastewater | Any | HVAC Equipment Upgrades | 4.4071 | 1.5024 | 628.9603 | 0.051079 | 0.04984 | 358.5686 | Commercial/Industrial | Electrical and Electronic Equip. | Any | Efficient Lighting - Exterior | 2.9673 | 2.1278 | 6951.3444 | 0 | 0 | 7678.298 | Commercial/Industrial | Lumber/Furniture/Pulp/Paper | Any | Motor Optimization | 4.0678 | 1.2923 | 26734.0375 | 3.5165 | 3.4237 | 26114.0667
Commercial/Industrial | Lodging/Hospitality | New | Energy Star Griddle | #DIV/0! | 1.357 | 2884.7549 | 0.3156 | 0.080771 | 1910 | Commercial/Industrial | Miscellaneous Manufacturing | Any | Compressed Air System Optimization | 4.3325 | 1.2921 | 1348.2467 | 0.17498 | 0.17036 | 1299.4403 | Commercial/Industrial | Textiles and Leather | Any | Compressed Air System Optimization | 6.4091 | 1.2922 | 6912.8417 | 0.84149 | 0.81926 | 6248.9255 | Commercial/Industrial | Metal Products and Machinery | Any | Building Envelope Improvements | 6.0284 | 1.5997 | 26694.621 | 1.6316 | 1.592 | 11453.7503
Commercial/Industrial | Miscellaneous | New | Energy Star Griddle | #DIV/0! | 1.357 | 2884.7549 | 0.3156 | 0.080771 | 1910 | Commercial/Industrial | Primary Resources Industries | Any | Compressed Air Equipment | 4.1199 | 1.443 | 352419.6444 | 32.1653 | 31.3158 | 238861.3339 | Commercial/Industrial | Lumber/Furniture/Pulp/Paper | Any | Compressed Air Controls | 12.5799 | 1.3853 | 6770.0098 | 0.60404 | 0.58809 | 4485.6518 | Commercial/Industrial | Construction | Any | Process Refrig System Optimization | 1.1729 | 1.1138 | 25678.4564 | 14.1351 | 13.7866 | 102672.0373
Commercial/Industrial | Offices | New | Energy Star Griddle | #DIV/0! | 1.357 | 2884.7549 | 0.3156 | 0.080771 | 1910 | Commercial/Industrial | Transportation Equipment | Any | Pump System Optimization | 4.0894 | 1.2923 | 629901.4364 | 82.7596 | 80.5738 | 614577.2082 | Commercial/Industrial | Water and Wastewater | Any | Fan System Optimization | 9.0698 | 1.2923 | 6634.3733 | 0.77802 | 0.75747 | 5777.606 | Commercial/Industrial | Transportation Equipment | Any | Compressed Air System Optimization | 5.2449 | 1.2923 | 25612.3382 | 3.2101 | 3.1253 | 23838.1872
Commercial/Industrial | Restaurants | New | Energy Star Griddle | #DIV/0! | 1.357 | 2884.7549 | 0.3156 | 0.080771 | 1910 | Commercial/Industrial | Metal Products and Machinery | Any | HVAC Equipment Upgrades | 4.0734 | 1.5029 | 35746.0853 | 2.9577 | 2.8859 | 20762.3532 | Commercial/Industrial | Agriculture and Assembly | Any | Fan Equipment Upgrades | 2.3039 | 1.443 | 6504.2302 | 0.72858 | 0.70934 | 5410.4698 | Commercial/Industrial | Chemicals and Plastics | Any | Process Other Systems Optimization | 7.4216 | 1.1584 | 25482.3379 | 5.3579 | 5.2258 | 38917.6715
Commercial/Industrial | Retail | New | Energy Star Griddle | #DIV/0! | 1.357 | 2884.7549 | 0.3156 | 0.080771 | 1910 | Commercial/Industrial | Lumber/Furniture/Pulp/Paper | Any | Motor Optimization | 4.0678 | 1.2923 | 26734.0375 | 3.5165 | 3.4237 | 26114.0667 | Commercial/Industrial | Agriculture and Assembly | Any | Efficient Lighting - Exterior | 2.9673 | 2.1278 | 6477.3158 | 0 | 0 | 7154.6968 | Commercial/Industrial | Primary Resources Industries | Any | Efficient Lighting - Exterior | 2.9673 | 2.1278 | 25437.6142 | 0 | 0 | 28097.8143
Commercial/Industrial | Schools K-12 | New | Energy Star Griddle | #DIV/0! | 1.357 | 2884.7549 | 0.3156 | 0.080771 | 1910 | Commercial/Industrial | Agriculture and Assembly | Any | HVAC Recommissioning | 4.0338 | 1.2751 | 484703.3101 | 66.4363 | 64.8244 | 466371.1843 | Commercial/Industrial | Electrical and Electronic Equip. | Any | Motor Equipment Upgrades | 1.9483 | 1.2923 | 6302.5585 | 1.0908 | 1.062 | 8100.4152 | Commercial/Industrial | Textiles and Leather | Any | HVAC Equipment Upgrades | 4.7423 | 1.5029 | 25428.454 | 2.033 | 1.9837 | 14271.206
Commercial/Industrial | Warehouse | New | Energy Star Griddle | #DIV/0! | 1.357 | 2884.7549 | 0.3156 | 0.080771 | 1910 | Commercial/Industrial | Textiles and Leather | Any | Compressed Air Equipment | 3.9551 | 1.443 | 11399.5078 | 1.0507 | 1.023 | 7802.6892 | Commercial/Industrial | Construction | Any | Fan Equipment Upgrades | 2.7302 | 1.443 | 6133.7225 | 0.63588 | 0.61908 | 4722.0488 | Commercial/Industrial | Transportation Equipment | Any | Motor Equipment Upgrades | 10.1833 | 1.2923 | 24407.8597 | 2.835 | 2.7601 | 21052.7219
Commercial/Industrial | Warehouse | Existing | Facility Energy Management System | 0.33725 | 1.3495 | -19689.1803 | 1.5687 | 0.13489 | 7484.3286 | Commercial/Industrial | Metal Products and Machinery | Any | Motor Optimization | 3.9506 | 1.2923 | 22944.2218 | 3.0379 | 2.9577 | 22559.7811 | Commercial/Industrial | Construction | Any | Process Refrig Equipment Upgrade | 1.5593 | 1.2856 | 6050.0327 | 1.2527 | 1.2218 | 9099.2988 | Commercial/Industrial | Agriculture and Assembly | Any | Pump System Optimization | 5.7805 | 1.2923 | 24217.8127 | 2.9901 | 2.9111 | 22204.8243
Commercial/Industrial | Warehouse | New | Facility Energy Management System | 0.33725 | 1.3495 | -19689.1803 | 1.5687 | 0.13489 | 7484.3286 | Commercial/Industrial | Chemicals and Plastics | Any | Fan System Optimization | 3.9041 | 1.2923 | 693966.4662 | 92.1356 | 89.7021 | 684203.5418 | Commercial/Industrial | Metal Products and Machinery | Any | Pump Equipment Upgrade | 3.3895 | 1.443 | 6034.0599 | 0.5801 | 0.56478 | 4307.8371 | Commercial/Industrial | Electrical and Electronic Equip. | Any | Process Refrig System Optimization | 18.4485 | 1.1138 | 23073.8846 | 5.7385 | 5.597 | 41682.6524
Commercial/Industrial | Offices | Existing | Facility Energy Management System | 2.8701 | 1.3494 | 91958.7791 | 13.3506 | 1.148 | 63697.3454 | Commercial/Industrial | Textiles and Leather | Any | Fan Equipment Upgrades | 3.8939 | 1.443 | 3864.3146 | 0.35757 | 0.34813 | 2655.33 | Commercial/Industrial | Agriculture and Assembly | Any | Pump Improved Controls | 7.8047 | 1.443 | 5983.6508 | 0.49159 | 0.47861 | 3650.6051 | Commercial/Industrial | Metal Products and Machinery | Any | Motor Optimization | 3.9506 | 1.2923 | 22944.2218 | 3.0379 | 2.9577 | 22559.7811
Commercial/Industrial | Offices | New | Facility Energy Management System | 2.8701 | 1.3494 | 91958.7791 | 13.3506 | 1.148 | 63697.3454 | Commercial/Industrial | Textiles and Leather | Any | Pump Equipment Upgrade | 3.8938 | 1.443 | 5739.2563 | 0.53106 | 0.51703 | 3943.6799 | Commercial/Industrial | Agriculture and Assembly | Any | Motor Improved Controls | 7.8045 | 1.443 | 5948.0694 | 0.48867 | 0.47576 | 3628.897 | Commercial/Industrial | Transportation Equipment | Any | Lighting Controls | 2.4769 | 1.2743 | 22100.6221 | 3.5267 | 3.4281 | 24707.9086
Commercial/Industrial | Institutional | Existing | Facility Energy Management System | 3.1361 | 1.3494 | 133152.288 | 18.7338 | 1.6109 | 89381.399 | Commercial/Industrial | Transportation Equipment | Any | Motor Optimization | 3.8237 | 1.2923 | 28202.0929 | 3.7626 | 3.6633 | 27941.626 | Commercial/Industrial | Chemicals and Plastics | Any | Process Refrig Controls | 1.5743 | 1.4352 | 5821.7827 | 0.87044 | 0.84898 | 6322.5701 | Commercial/Industrial | Electrical and Electronic Equip. | Any | Building Envelope Improvements | 4.4693 | 1.5997 | 22028.2815 | 1.4253 | 1.3907 | 10005.4113
Commercial/Industrial | Institutional | New | Facility Energy Management System | 3.1361 | 1.3494 | 133152.288 | 18.7338 | 1.6109 | 89381.399 | Commercial/Industrial | Metal Products and Machinery | Any | Plant Energy Management | 3.8035 | 1.3232 | 171944.1028 | 21.1926 | 20.7069 | 155147.9329 | Commercial/Industrial | Textiles and Leather | Any | Pump Equipment Upgrade | 3.8938 | 1.443 | 5739.2563 | 0.53106 | 0.51703 | 3943.6799 | Commercial/Industrial | Textiles and Leather | Any | Efficient Lighting - Other Interior Lighting | 1.2699 | 1.4222 | 21931.0597 | 4.409 | 4.2857 | 30889.2026
Commercial/Industrial | Miscellaneous | Existing | Facility Energy Management System | 2.1366 | 1.3494 | 1071511.6859 | 178.6019 | 15.3582 | 852134.0156 | Commercial/Industrial | Water and Wastewater | Any | Pump Equipment Upgrade | 3.74 | 1.4431 | 968.3904 | 0.090547 | 0.088156 | 672.4083 | Commercial/Industrial | Miscellaneous Manufacturing | Any | Pump System Optimization | 2.2775 | 1.2923 | 5385.7798 | 0.85706 | 0.83443 | 6364.5928 | Commercial/Industrial | Metal Products and Machinery | Any | HVAC Improved Controls | 8.6292 | 1.4231 | 21788.8918 | 1.8438 | 1.7991 | 12943.2916
Commercial/Industrial | Miscellaneous | New | Facility Energy Management System | 2.1366 | 1.3494 | 1071511.6859 | 178.6019 | 15.3582 | 852134.0156 | Commercial/Industrial | Construction | Any | Pump Equipment Upgrade | 3.7397 | 1.443 | 21052.2033 | 1.9684 | 1.9164 | 14617.7361 | Commercial/Industrial | Stone/Clay/Glass/Concrete | Any | Compressed Air Controls | 8.0279 | 1.3853 | 5255.6485 | 0.48681 | 0.47395 | 3615.0596 | Commercial/Industrial | Construction | Any | HVAC Improved Controls | 10.0159 | 1.4231 | 21756.875 | 1.816 | 1.772 | 12748.0748
Commercial/Industrial | Schools K-12 | Existing | Facility Energy Management System | 1.0475 | 1.3494 | 37654.0767 | 15.7908 | 1.3579 | 75340.2418 | Commercial/Industrial | Miscellaneous Manufacturing | Any | Pump Equipment Upgrade | 3.7395 | 1.4429 | 3697.0443 | 0.34568 | 0.33655 | 2567.0671 | Commercial/Industrial | Agriculture and Assembly | Any | Process Refrig Equipment Upgrade | 1.7533 | 1.2855 | 5157.4613 | 0.97196 | 0.948 | 7059.9939 | Commercial/Industrial | Metal Products and Machinery | Any | Fan Improved Controls | 20.2407 | 1.443 | 21504.2665 | 1.6533 | 1.6096 | 12277.5021
Commercial/Industrial | Schools K-12 | New | Facility Energy Management System | 1.0475 | 1.3494 | 37654.0767 | 15.7908 | 1.3579 | 75340.2418 | Commercial/Industrial | Electrical and Electronic Equip. | Any | HVAC Improved Controls | 3.7184 | 1.4231 | 37739.447 | 3.6787 | 3.5894 | 25823.5234 | Commercial/Industrial | Miscellaneous Manufacturing | Any | Efficient Lighting - Other Interior Lighting | 1.2699 | 1.4222 | 4778.4804 | 0.96067 | 0.9338 | 6730.3381 | Commercial/Industrial | Transportation Equipment | Any | Compressed Air Controls | 6.299 | 1.3853 | 21178.8469 | 2.0201 | 1.9668 | 15001.6536
Commercial/Industrial | Healthcare | Existing | Facility Energy Management System | 2.7816 | 1.3494 | 110289.6556 | 16.2055 | 1.3935 | 77318.837 | Commercial/Industrial | Chemicals and Plastics | Any | Compressed Air Equipment | 3.6904 | 1.443 | 658447.4261 | 61.7858 | 60.1539 | 458824.6722 | Commercial/Industrial | Agriculture and Assembly | Any | Lighting Controls | 2.5749 | 1.2743 | 4732.3709 | 0.74325 | 0.72246 | 5207.0968 | Commercial/Industrial | Metal Products and Machinery | Any | Efficient Lighting - Other Interior Lighting | 1.2699 | 1.4222 | 21096.8305 | 4.2413 | 4.1227 | 29714.2181
Commercial/Industrial | Healthcare | New | Facility Energy Management System | 2.7816 | 1.3494 | 110289.6556 | 16.2055 | 1.3935 | 77318.837 | Commercial/Industrial | Lumber/Furniture/Pulp/Paper | Any | Process Other Equipment Upgrades | 3.6844 | 1.2855 | 9119.0136 | 1.2469 | 1.2161 | 9056.9681 | Commercial/Industrial | Lumber/Furniture/Pulp/Paper | Any | Pump Improved Controls | 7.8047 | 1.443 | 4549.0856 | 0.37374 | 0.36386 | 2775.3817 | Commercial/Industrial | Construction | Any | Pump Equipment Upgrade | 3.7397 | 1.443 | 21052.2033 | 1.9684 | 1.9164 | 14617.7361
Commercial/Industrial | Assembly | Existing | Facility Energy Management System | 0.69121 | 1.3494 | -4902.0166 | 3.8562 | 0.3316 | 18398.4231 | Commercial/Industrial | Electrical and Electronic Equip. | Any | Process Refrig Equipment Upgrade | 3.574 | 1.2856 | 14815.1112 | 2.0415 | 1.9911 | 14828.5214 | Commercial/Industrial | Stone/Clay/Glass/Concrete | Any | Motor Improved Controls | 7.8047 | 1.443 | 4534.2733 | 0.37252 | 0.36268 | 2766.3448 | Commercial/Industrial | Metal Products and Machinery | Any | Compressed Air Controls | 8.52 | 1.3853 | 21030.0455 | 1.9361 | 1.885 | 14377.8557
Commercial/Industrial | Assembly | New | Facility Energy Management System | 0.69121 | 1.3494 | -4902.0166 | 3.8562 | 0.3316 | 18398.4231 | Commercial/Industrial | Chemicals and Plastics | Any | Motor Optimization | 3.4335 | 1.2923 | 148444.2028 | 20.3557 | 19.818 | 151162.2172 | Commercial/Industrial | Stone/Clay/Glass/Concrete | Any | Pump Improved Controls | 7.8042 | 1.4429 | 4506.8748 | 0.37027 | 0.36049 | 2749.629 | Commercial/Industrial | Chemicals and Plastics | Any | Pump Improved Controls | 7.8046 | 1.443 | 20172.0666 | 1.6573 | 1.6135 | 12306.9095
Commercial/Industrial | Assembly | Existing | Efficient Motor Belts | 0.074343 | 1.3476 | -1023.4116 | 0.012997 | 0.0032092 | 94.8071 | Commercial/Industrial | Lumber/Furniture/Pulp/Paper | Any | Compressed Air Equipment | 3.4212 | 1.443 | 189114.7226 | 18.1305 | 17.6516 | 134637.6612 | Commercial/Industrial | Lumber/Furniture/Pulp/Paper | Any | HVAC Equipment Upgrades | 4.8625 | 1.503 | 4185.9755 | 0.33298 | 0.3249 | 2337.459 | Commercial/Industrial | Construction | Any | Efficient Lighting - High Bay | 2.1836 | 1.3947 | 19905.5473 | 2.5233 | 2.4527 | 17677.7662
Commercial/Industrial | Grocery | Existing | Efficient Motor Belts | 0.074343 | 1.3476 | -1023.4116 | 0.012997 | 0.0032092 | 94.8071 | Commercial/Industrial | Metal Products and Machinery | Any | Fan Equipment Upgrades | 3.3897 | 1.4431 | 3081.56 | 0.29625 | 0.28843 | 2199.9879 | Commercial/Industrial | Miscellaneous Manufacturing | Any | Compressed Air Controls | 65.9873 | 1.3853 | 4161.0998 | 0.35277 | 0.34345 | 2619.6918 | Commercial/Industrial | Chemicals and Plastics | Any | Motor Equipment Upgrades | 1.4938 | 1.2923 | 19859.6181 | 4.2144 | 4.1031 | 31296.1261
Commercial/Industrial | Institutional | Existing | Efficient Motor Belts | 0.074343 | 1.3476 | -1023.4116 | 0.012997 | 0.0032092 | 94.8071 | Commercial/Industrial | Metal Products and Machinery | Any | Pump Equipment Upgrade | 3.3895 | 1.443 | 6034.0599 | 0.5801 | 0.56478 | 4307.8371 | Commercial/Industrial | Metal Products and Machinery | Any | Lighting Controls | 2.0455 | 1.2743 | 4135.8993 | 0.72437 | 0.70411 | 5074.8733 | Commercial/Industrial | Metal Products and Machinery | Any | Compressed Air Equipment | 5.0463 | 1.443 | 18395.6385 | 1.6095 | 1.567 | 11952.5439
Commercial/Industrial | Miscellaneous | Existing | Efficient Motor Belts | 0.074343 | 1.3476 | -1023.4116 | 0.012997 | 0.0032092 | 94.8071 | Commercial/Industrial | Chemicals and Plastics | Any | Pump System Optimization | 3.3134 | 1.2923 | 421221.8829 | 58.3371 | 56.7963 | 433214.4934 | Commercial/Industrial | Water and Wastewater | Any | HVAC Recommissioning | 1.4086 | 1.2751 | 4047.7522 | 0.94824 | 0.92523 | 6656.4643 | Commercial/Industrial | Lumber/Furniture/Pulp/Paper | Any | Efficient Lighting - High Bay | 2.1835 | 1.3947 | 17528.5002 | 2.222 | 2.1598 | 15566.7526
Commercial/Industrial | Offices | Existing | Efficient Motor Belts | 0.074343 | 1.3476 | -1023.4116 | 0.012997 | 0.0032092 | 94.8071 | Commercial/Industrial | Metal Products and Machinery | Any | Process Heat Equipment Upgrade | 3.1523 | 1.2856 | 64262.8112 | 9.1729 | 8.9467 | 66628.3832 | Commercial/Industrial | Stone/Clay/Glass/Concrete | Any | Fan Equipment Upgrades | 2.7301 | 1.443 | 4010.6128 | 0.41578 | 0.40479 | 3087.572 | Commercial/Industrial | Stone/Clay/Glass/Concrete | Any | Efficient Lighting - High Bay | 2.1835 | 1.3947 | 17078.3518 | 2.1649 | 2.1043 | 15166.9837
Commercial/Industrial | Retail | Existing | Efficient Motor Belts | 0.074343 | 1.3476 | -1023.4116 | 0.012997 | 0.0032092 | 94.8071 | Commercial/Industrial | Textiles and Leather | Any | Process Other Systems Optimization | 3.1487 | 1.1583 | 1296.4768 | 0.31615 | 0.30835 | 2296.3945 | Commercial/Industrial | Textiles and Leather | Any | Fan Equipment Upgrades | 3.8939 | 1.443 | 3864.3146 | 0.35757 | 0.34813 | 2655.33 | Commercial/Industrial | Textiles and Leather | Any | Fan Improved Controls | 20.2404 | 1.443 | 16121.614 | 1.2395 | 1.2067 | 9204.3665
Commercial/Industrial | Warehouse | Existing | Efficient Motor Belts | 0.074343 | 1.3476 | -1023.4116 | 0.012997 | 0.0032092 | 94.8071 | Commercial/Industrial | Agriculture and Assembly | Any | Plant Energy Management | 2.9781 | 1.3229 | 328040.9609 | 43.4096 | 42.4818 | 317412.4363 | Commercial/Industrial | Lumber/Furniture/Pulp/Paper | Any | Lighting Controls | 1.8656 | 1.2742 | 3757.3199 | 0.69565 | 0.67619 | 4873.6057 | Commercial/Industrial | Construction | Any | Pump System Optimization | 4.827 | 1.2923 | 16077.892 | 2.0439 | 1.99 | 15178.4005
Commercial/Industrial | Assembly | New | Efficient Motor Belts | 0.074343 | 1.3476 | -1023.4116 | 0.012997 | 0.0032092 | 94.8071 | Commercial/Industrial | Lumber/Furniture/Pulp/Paper | Any | Plant Energy Management | 2.9704 | 1.3257 | 179952.8256 | 23.6829 | 23.12 | 174731.5051 | Commercial/Industrial | Stone/Clay/Glass/Concrete | Any | Building Envelope Improvements | 5.0193 | 1.5996 | 3701.1917 | 0.23368 | 0.22801 | 1640.3616 | Commercial/Industrial | Construction | Any | Compressed Air Equipment | 4.8093 | 1.443 | 16047.9533 | 1.417 | 1.3795 | 10522.4913
Commercial/Industrial | Grocery | New | Efficient Motor Belts | 0.074343 | 1.3476 | -1023.4116 | 0.012997 | 0.0032092 | 94.8071 | Commercial/Industrial | Lumber/Furniture/Pulp/Paper | Any | Efficient Lighting - Exterior | 2.9673 | 2.1278 | 2608.5686 | 0 | 0 | 2881.366 | Commercial/Industrial | Miscellaneous Manufacturing | Any | Pump Equipment Upgrade | 3.7395 | 1.4429 | 3697.0443 | 0.34568 | 0.33655 | 2567.0671 | Commercial/Industrial | Lumber/Furniture/Pulp/Paper | Any | Pump Equipment Upgrade | 1.5755 | 1.443 | 15588.2758 | 2.2927 | 2.2322 | 17025.9946
Commercial/Industrial | Institutional | New | Efficient Motor Belts | 0.074343 | 1.3476 | -1023.4116 | 0.012997 | 0.0032092 | 94.8071 | Commercial/Industrial | Textiles and Leather | Any | Efficient Lighting - Exterior | 2.9673 | 2.1278 | 2310.3101 | 0 | 0 | 2551.9164 | Commercial/Industrial | Miscellaneous Manufacturing | Any | Fan Improved Controls | 20.2411 | 1.4431 | 3518.5121 | 0.27051 | 0.26337 | 2008.8358 | Commercial/Industrial | Miscellaneous Manufacturing | Any | Building Envelope Improvements | 7.7856 | 1.5997 | 15580.7697 | 0.9194 | 0.8971 | 6454.0455
Commercial/Industrial | Miscellaneous | New | Efficient Motor Belts | 0.074343 | 1.3476 | -1023.4116 | 0.012997 | 0.0032092 | 94.8071 | Commercial/Industrial | Water and Wastewater | Any | Efficient Lighting - Exterior | 2.9673 | 2.1278 | 88.4717 | 0 | 0 | 97.7238 | Commercial/Industrial | Stone/Clay/Glass/Concrete | Any | Lighting Controls | 2.1721 | 1.2743 | 3476.3482 | 0.58961 | 0.57311 | 4130.7181 | Commercial/Industrial | Textiles and Leather | Any | Efficient Lighting - High Bay | 2.1836 | 1.3947 | 15524.3261 | 1.9679 | 1.9129 | 13786.8808
Commercial/Industrial | Offices | New | Efficient Motor Belts | 0.074343 | 1.3476 | -1023.4116 | 0.012997 | 0.0032092 | 94.8071 | Commercial/Industrial | Agriculture and Assembly | Any | Efficient Lighting - Exterior | 2.9673 | 2.1278 | 6477.3158 | 0 | 0 | 7154.6968 | Commercial/Industrial | Metal Products and Machinery | Any | Efficient Lighting - Exterior | 2.9673 | 2.1278 | 3444.8645 | 0 | 0 | 3805.1195 | Commercial/Industrial | Agriculture and Assembly | Any | Compressed Air System Optimization | 6.4553 | 1.2923 | 15490.2222 | 1.8839 | 1.8341 | 13989.5773
Commercial/Industrial | Retail | New | Efficient Motor Belts | 0.074343 | 1.3476 | -1023.4116 | 0.012997 | 0.0032092 | 94.8071 | Commercial/Industrial | Electrical and Electronic Equip. | Any | Efficient Lighting - Exterior | 2.9673 | 2.1278 | 6951.3444 | 0 | 0 | 7678.298 | Commercial/Industrial | Miscellaneous Manufacturing | Any | Lighting Controls | 2.8842 | 1.2743 | 3400.505 | 0.51216 | 0.49783 | 3588.1374 | Commercial/Industrial | Chemicals and Plastics | Any | Lighting Controls | 2.2991 | 1.2743 | 14830.9103 | 2.4464 | 2.378 | 17139.1276
Commercial/Industrial | Warehouse | New | Efficient Motor Belts | 0.074343 | 1.3476 | -1023.4116 | 0.012997 | 0.0032092 | 94.8071 | Commercial/Industrial | Stone/Clay/Glass/Concrete | Any | Efficient Lighting - Exterior | 2.9673 | 2.1278 | 2541.5782 | 0 | 0 | 2807.3699 | Commercial/Industrial | Stone/Clay/Glass/Concrete | Any | HVAC Equipment Upgrades | 4.8619 | 1.5029 | 3336.9631 | 0.26544 | 0.259 | 1863.3683 | Commercial/Industrial | Electrical and Electronic Equip. | Any | Process Refrig Equipment Upgrade | 3.574 | 1.2856 | 14815.1112 | 2.0415 | 1.9911 | 14828.5214
Commercial/Industrial | Assembly | Turnover | Energy Star Hot Food Holding Cabinet | 0.89754 | 1.3382 | 375.3495 | 0.31862 | 0.15417 | 1730.1 | Commercial/Industrial | Construction | Any | Efficient Lighting - Exterior | 2.9673 | 2.1278 | 1923.3193 | 0 | 0 | 2124.4551 | Commercial/Industrial | Construction | Any | Motor Equipment Upgrades | 1.9215 | 1.2923 | 3326.7321 | 0.58069 | 0.56535 | 4312.2117 | Commercial/Industrial | Transportation Equipment | Any | Efficient Lighting - Exterior | 2.9673 | 2.1278 | 14231.8355 | 0 | 0 | 15720.1642
Commercial/Industrial | College and University | Turnover | Energy Star Hot Food Holding Cabinet | 0.89754 | 1.3382 | 375.3495 | 0.31862 | 0.15417 | 1730.1 | Commercial/Industrial | Metal Products and Machinery | Any | Efficient Lighting - Exterior | 2.9673 | 2.1278 | 3444.8645 | 0 | 0 | 3805.1195 | Commercial/Industrial | Transportation Equipment | Any | Fan Equipment Upgrades | 1.9622 | 1.443 | 3264.0674 | 0.4017 | 0.39109 | 2983.0086 | Commercial/Industrial | Stone/Clay/Glass/Concrete | Any | Compressed Air Equipment | 2.2494 | 1.443 | 14023.6374 | 1.5907 | 1.5487 | 11812.8005
Commercial/Industrial | Grocery | Turnover | Energy Star Hot Food Holding Cabinet | 0.89754 | 1.3382 | 375.3495 | 0.31862 | 0.15417 | 1730.1 | Commercial/Industrial | Miscellaneous Manufacturing | Any | Efficient Lighting - Exterior | 2.9673 | 2.1278 | 1550.2445 | 0 | 0 | 1712.3651 | Commercial/Industrial | Metal Products and Machinery | Any | Pump Improved Controls | 7.8042 | 1.4429 | 3086.32 | 0.25356 | 0.24686 | 1882.9534 | Commercial/Industrial | Construction | Any | Efficient Lighting - Other Interior Lighting | 1.2699 | 1.4222 | 13887.4686 | 2.7919 | 2.7138 | 19560.0594
Commercial/Industrial | Healthcare | Turnover | Energy Star Hot Food Holding Cabinet | 0.89754 | 1.3382 | 375.3495 | 0.31862 | 0.15417 | 1730.1 | Commercial/Industrial | Primary Resources Industries | Any | Efficient Lighting - Exterior | 2.9673 | 2.1278 | 25437.6142 | 0 | 0 | 28097.8143 | Commercial/Industrial | Metal Products and Machinery | Any | Fan Equipment Upgrades | 3.3897 | 1.4431 | 3081.56 | 0.29625 | 0.28843 | 2199.9879 | Commercial/Industrial | Construction | Any | HVAC Equipment Upgrades | 4.4085 | 1.5029 | 13673.2053 | 1.1104 | 1.0835 | 7795.0583
Commercial/Industrial | Hospitals | Turnover | Energy Star Hot Food Holding Cabinet | 0.89754 | 1.3382 | 375.3495 | 0.31862 | 0.15417 | 1730.1 | Commercial/Industrial | Transportation Equipment | Any | Efficient Lighting - Exterior | 2.9673 | 2.1278 | 14231.8355 | 0 | 0 | 15720.1642 | Commercial/Industrial | Electrical and Electronic Equip. | Any | Motor Improved Controls | 7.8048 | 1.443 | 2927.7925 | 0.24054 | 0.23418 | 1786.2363 | Commercial/Industrial | Miscellaneous Manufacturing | Any | Plant Energy Management | 15.521 | 1.3225 | 13595.0855 | 1.4172 | 1.3889 | 10346.9062
Commercial/Industrial | Institutional | Turnover | Energy Star Hot Food Holding Cabinet | 0.89754 | 1.3382 | 375.3495 | 0.31862 | 0.15417 | 1730.1 | Commercial/Industrial | Chemicals and Plastics | Any | Efficient Lighting - Exterior | 2.9673 | 2.1278 | 11417.6529 | 0 | 0 | 12611.6817 | Commercial/Industrial | Electrical and Electronic Equip. | Any | Pump Improved Controls | 7.8045 | 1.443 | 2910.1236 | 0.23908 | 0.23277 | 1775.4565 | Commercial/Industrial | Stone/Clay/Glass/Concrete | Any | Efficient Lighting - Other Interior Lighting | 1.2699 | 1.4222 | 13047.0137 | 2.623 | 2.5496 | 18376.3053
Commercial/Industrial | Lodging/Hospitality | Turnover | Energy Star Hot Food Holding Cabinet | 0.89754 | 1.3382 | 375.3495 | 0.31862 | 0.15417 | 1730.1 | Commercial/Industrial | Miscellaneous Manufacturing | Any | Lighting Controls | 2.8842 | 1.2743 | 3400.505 | 0.51216 | 0.49783 | 3588.1374 | Commercial/Industrial | Textiles and Leather | Any | Lighting Controls | 2.5357 | 1.2743 | 2658.2432 | 0.42009 | 0.40834 | 2943.0846 | Commercial/Industrial | Lumber/Furniture/Pulp/Paper | Any | Efficient Lighting - Other Interior Lighting | 1.2699 | 1.4222 | 13014.3972 | 2.6164 | 2.5432 | 18330.3659
Commercial/Industrial | Miscellaneous | Turnover | Energy Star Hot Food Holding Cabinet | 0.89754 | 1.3382 | 375.3495 | 0.31862 | 0.15417 | 1730.1 | Commercial/Industrial | Textiles and Leather | Any | Building Envelope Improvements | 2.7597 | 1.5997 | 7325.1276 | 0.55134 | 0.53796 | 3870.3101 | Commercial/Industrial | Primary Resources Industries | Any | Process Other Systems Optimization | 0.89231 | 1.1584 | 2636.5695 | 2.1563 | 2.1031 | 15662.4021 | Commercial/Industrial | Lumber/Furniture/Pulp/Paper | Any | Motor Improved Controls | 10.1182 | 1.443 | 12702.7387 | 1.0176 | 0.99076 | 7556.9964
Commercial/Industrial | Offices | Turnover | Energy Star Hot Food Holding Cabinet | 0.89754 | 1.3382 | 375.3495 | 0.31862 | 0.15417 | 1730.1 | Commercial/Industrial | Water and Wastewater | Any | Fan Equipment Upgrades | 2.7323 | 1.4442 | 282.148 | 0.02925 | 0.028477 | 217.2118 | Commercial/Industrial | Lumber/Furniture/Pulp/Paper | Any | Efficient Lighting - Exterior | 2.9673 | 2.1278 | 2608.5686 | 0 | 0 | 2881.366 | Commercial/Industrial | Textiles and Leather | Any | Compressed Air Controls | 7.8124 | 1.3853 | 11689.4363 | 1.0859 | 1.0572 | 8063.9272
Commercial/Industrial | Restaurants | Turnover | Energy Star Hot Food Holding Cabinet | 0.89754 | 1.3382 | 375.3495 | 0.31862 | 0.15417 | 1730.1 | Commercial/Industrial | Construction | Any | Fan Equipment Upgrades | 2.7302 | 1.443 | 6133.7225 | 0.63588 | 0.61908 | 4722.0488 | Commercial/Industrial | Stone/Clay/Glass/Concrete | Any | Efficient Lighting - Exterior | 2.9673 | 2.1278 | 2541.5782 | 0 | 0 | 2807.3699 | Commercial/Industrial | Primary Resources Industries | Any | Process Refrig System Optimization | 23.8183 | 1.1138 | 11660.948 | 2.876 | 2.8051 | 20890.0483
Commercial/Industrial | Retail | Turnover | Energy Star Hot Food Holding Cabinet | 0.89754 | 1.3382 | 375.3495 | 0.31862 | 0.15417 | 1730.1 | Commercial/Industrial | Stone/Clay/Glass/Concrete | Any | Fan Equipment Upgrades | 2.7301 | 1.443 | 4010.6128 | 0.41578 | 0.40479 | 3087.572 | Commercial/Industrial | Water and Wastewater | Any | Process Refrig Controls | 7.5535 | 1.4354 | 2525.1472 | 0.21156 | 0.20635 | 1536.722 | Commercial/Industrial | Chemicals and Plastics | Any | Efficient Lighting - Exterior | 2.9673 | 2.1278 | 11417.6529 | 0 | 0 | 12611.6817
Commercial/Industrial | Schools K-12 | Turnover | Energy Star Hot Food Holding Cabinet | 0.89754 | 1.3382 | 375.3495 | 0.31862 | 0.15417 | 1730.1 | Commercial/Industrial | Stone/Clay/Glass/Concrete | Any | Pump Equipment Upgrade | 2.7301 | 1.443 | 7182.271 | 0.74458 | 0.72491 | 5529.2743 | Commercial/Industrial | Construction | Any | Lighting Controls | 2.3269 | 1.2742 | 2491.8584 | 0.40874 | 0.39731 | 2863.6139 | Commercial/Industrial | Textiles and Leather | Any | Compressed Air Equipment | 3.9551 | 1.443 | 11399.5078 | 1.0507 | 1.023 | 7802.6892
Commercial/Industrial | Warehouse | Turnover | Energy Star Hot Food Holding Cabinet | 0.89754 | 1.3382 | 375.3495 | 0.31862 | 0.15417 | 1730.1 | Commercial/Industrial | Miscellaneous Manufacturing | Any | Fan Equipment Upgrades | 2.7297 | 1.4428 | 512.7035 | 0.053151 | 0.051748 | 394.705 | Commercial/Industrial | Stone/Clay/Glass/Concrete | Any | Motor Equipment Upgrades | 5.2323 | 1.2922 | 2440.7692 | 0.30603 | 0.29794 | 2272.5757 | Commercial/Industrial | Stone/Clay/Glass/Concrete | Any | Compressed Air System Optimization | 5.202 | 1.2923 | 11096.7841 | 1.3927 | 1.3559 | 10342.0206
Commercial/Industrial | Assembly | New | Energy Star Hot Food Holding Cabinet | 0.89754 | 1.3382 | 375.3495 | 0.31862 | 0.15417 | 1730.1 | Commercial/Industrial | Transportation Equipment | Any | Process Refrig Equipment Upgrade | 2.6341 | 1.2856 | 1816.4906 | 0.27579 | 0.26899 | 2003.2006 | Commercial/Industrial | Textiles and Leather | Any | Efficient Lighting - Exterior | 2.9673 | 2.1278 | 2310.3101 | 0 | 0 | 2551.9164 | Commercial/Industrial | Primary Resources Industries | Any | Motor Equipment Upgrades | 1.8541 | 1.2923 | 10804.5796 | 1.9294 | 1.8784 | 14327.8776
Commercial/Industrial | College and University | New | Energy Star Hot Food Holding Cabinet | 0.89754 | 1.3382 | 375.3495 | 0.31862 | 0.15417 | 1730.1 | Commercial/Industrial | Agriculture and Assembly | Any | Lighting Controls | 2.5749 | 1.2743 | 4732.3709 | 0.74325 | 0.72246 | 5207.0968 | Commercial/Industrial | Primary Resources Industries | Any | Lighting Controls - Exterior | 1.5795 | 1.9249 | 2306.014 | 0 | 0 | 4980.25 | Commercial/Industrial | Miscellaneous Manufacturing | Any | HVAC Improved Controls | 81.0532 | 1.4231 | 10753.5406 | 0.83545 | 0.81518 | 5864.7433
Commercial/Industrial | Grocery | New | Energy Star Hot Food Holding Cabinet | 0.89754 | 1.3382 | 375.3495 | 0.31862 | 0.15417 | 1730.1 | Commercial/Industrial | Textiles and Leather | Any | Lighting Controls | 2.5357 | 1.2743 | 2658.2432 | 0.42009 | 0.40834 | 2943.0846 | Commercial/Industrial | Textiles and Leather | Any | Pump Improved Controls | 7.8043 | 1.443 | 2278.8284 | 0.18722 | 0.18228 | 1390.3055 | Commercial/Industrial | Chemicals and Plastics | Any | Fan Equipment Upgrades | 2.1928 | 1.443 | 10671.56 | 1.2274 | 1.195 | 9115.0869
Commercial/Industrial | Healthcare | New | Energy Star Hot Food Holding Cabinet | 0.89754 | 1.3382 | 375.3495 | 0.31862 | 0.15417 | 1730.1 | Commercial/Industrial | Primary Resources Industries | Any | HVAC Equipment Upgrades | 2.5268 | 1.5029 | 132733.8553 | 12.9438 | 12.6298 | 90863.5695 | Commercial/Industrial | Textiles and Leather | Any | Motor Improved Controls | 7.8039 | 1.4429 | 2264.9447 | 0.18608 | 0.18116 | 1381.8351 | Commercial/Industrial | Lumber/Furniture/Pulp/Paper | Any | Compressed Air System Optimization | 6.5265 | 1.2923 | 10564.5135 | 1.283 | 1.2491 | 9527.6887
Commercial/Industrial | Hospitals | New | Energy Star Hot Food Holding Cabinet | 0.89754 | 1.3382 | 375.3495 | 0.31862 | 0.15417 | 1730.1 | Commercial/Industrial | Agriculture and Assembly | Any | Motor Optimization | 2.4923 | 1.2923 | 31258.158 | 4.778 | 4.6518 | 35481.3792 | Commercial/Industrial | Construction | Any | Pump Improved Controls | 7.8046 | 1.443 | 2245.4575 | 0.18448 | 0.17961 | 1369.946 | Commercial/Industrial | Miscellaneous Manufacturing | Any | Efficient Lighting - High Bay | 2.1836 | 1.3947 | 10417.0005 | 1.3205 | 1.2835 | 9251.1548
Commercial/Industrial | Institutional | New | Energy Star Hot Food Holding Cabinet | 0.89754 | 1.3382 | 375.3495 | 0.31862 | 0.15417 | 1730.1 | Commercial/Industrial | Transportation Equipment | Any | Lighting Controls | 2.4769 | 1.2743 | 22100.6221 | 3.5267 | 3.4281 | 24707.9086 | Commercial/Industrial | Metal Products and Machinery | Any | Motor Improved Controls | 10.9823 | 1.4428 | 2240.7158 | 0.17833 | 0.17362 | 1324.2604 | Commercial/Industrial | Water and Wastewater | Any | Fan Improved Controls | 14.9405 | 1.443 | 10211.928 | 0.7965 | 0.77546 | 5914.8541
Commercial/Industrial | Lodging/Hospitality | New | Energy Star Hot Food Holding Cabinet | 0.89754 | 1.3382 | 375.3495 | 0.31862 | 0.15417 | 1730.1 | Commercial/Industrial | Chemicals and Plastics | Any | Compressed Air Controls | 2.3552 | 1.3853 | 190686.8787 | 23.6707 | 23.0455 | 175779.7881 | Commercial/Industrial | Stone/Clay/Glass/Concrete | Any | Process Other Systems Optimization | 7.4219 | 1.1584 | 2188.6766 | 0.46019 | 0.44884 | 3342.6367 | Commercial/Industrial | Lumber/Furniture/Pulp/Paper | Any | Process Other Equipment Upgrades | 3.6844 | 1.2855 | 9119.0136 | 1.2469 | 1.2161 | 9056.9681
Commercial/Industrial | Miscellaneous | New | Energy Star Hot Food Holding Cabinet | 0.89754 | 1.3382 | 375.3495 | 0.31862 | 0.15417 | 1730.1 | Commercial/Industrial | Water and Wastewater | Any | Lighting Controls | 2.329 | 1.2754 | 114.6242 | 0.018802 | 0.018276 | 131.7248 | Commercial/Industrial | Water and Wastewater | Any | Plant Energy Management | 15.5024 | 1.3238 | 2156.3889 | 0.22414 | 0.21915 | 1643.2936 | Commercial/Industrial | Electrical and Electronic Equip. | Any | Compressed Air Controls | 13.9808 | 1.3853 | 8532.8479 | 0.75642 | 0.73644 | 5617.205
Commercial/Industrial | Offices | New | Energy Star Hot Food Holding Cabinet | 0.89754 | 1.3382 | 375.3495 | 0.31862 | 0.15417 | 1730.1 | Commercial/Industrial | Construction | Any | Lighting Controls | 2.3269 | 1.2742 | 2491.8584 | 0.40874 | 0.39731 | 2863.6139 | Commercial/Industrial | Textiles and Leather | Any | Motor Equipment Upgrades | 2.2768 | 1.2922 | 2148.9855 | 0.34202 | 0.33299 | 2539.8748 | Commercial/Industrial | Primary Resources Industries | Any | HVAC Improved Controls | 16.2289 | 1.4231 | 8501.7332 | 0.6873 | 0.67062 | 4824.724
Commercial/Industrial | Restaurants | New | Energy Star Hot Food Holding Cabinet | 0.89754 | 1.3382 | 375.3495 | 0.31862 | 0.15417 | 1730.1 | Commercial/Industrial | Agriculture and Assembly | Any | Fan Equipment Upgrades | 2.3039 | 1.443 | 6504.2302 | 0.72858 | 0.70934 | 5410.4698 | Commercial/Industrial | Construction | Any | Efficient Lighting - Exterior | 2.9673 | 2.1278 | 1923.3193 | 0 | 0 | 2124.4551 | Commercial/Industrial | Metal Products and Machinery | Any | Pump System Optimization | 10.9677 | 1.2923 | 8465.8108 | 0.97787 | 0.95204 | 7261.6779
Commercial/Industrial | Retail | New | Energy Star Hot Food Holding Cabinet | 0.89754 | 1.3382 | 375.3495 | 0.31862 | 0.15417 | 1730.1 | Commercial/Industrial | Chemicals and Plastics | Any | Lighting Controls | 2.2991 | 1.2743 | 14830.9103 | 2.4464 | 2.378 | 17139.1276 | Commercial/Industrial | Metal Products and Machinery | Any | Process Refrig Equipment Upgrade | 1.648 | 1.2855 | 1910.1449 | 0.37737 | 0.36807 | 2741.0997 | Commercial/Industrial | Construction | Any | Building Envelope Improvements | 5.3826 | 1.5997 | 8452.2365 | 0.52664 | 0.51386 | 3696.916
Commercial/Industrial | Schools K-12 | New | Energy Star Hot Food Holding Cabinet | 0.89754 | 1.3382 | 375.3495 | 0.31862 | 0.15417 | 1730.1 | Commercial/Industrial | Miscellaneous Manufacturing | Any | Pump System Optimization | 2.2775 | 1.2923 | 5385.7798 | 0.85706 | 0.83443 | 6364.5928 | Commercial/Industrial | Transportation Equipment | Any | Process Refrig Equipment Upgrade | 2.6341 | 1.2856 | 1816.4906 | 0.27579 | 0.26899 | 2003.2006 | Commercial/Industrial | Construction | Any | Compressed Air Controls | 7.7542 | 1.3853 | 8378.3501 | 0.77895 | 0.75837 | 5784.509
Commercial/Industrial | Warehouse | New | Energy Star Hot Food Holding Cabinet | 0.89754 | 1.3382 | 375.3495 | 0.31862 | 0.15417 | 1730.1 | Commercial/Industrial | Textiles and Leather | Any | Motor Equipment Upgrades | 2.2768 | 1.2922 | 2148.9855 | 0.34202 | 0.33299 | 2539.8748 | Commercial/Industrial | Textiles and Leather | Any | Process Refrig Equipment Upgrade | 1.9578 | 1.2856 | 1769.0753 | 0.31003 | 0.30238 | 2251.9345 | Commercial/Industrial | Agriculture and Assembly | Any | Pump Equipment Upgrade | 1.6765 | 1.443 | 8154.7615 | 1.1319 | 1.102 | 8405.3604
Commercial/Industrial | Assembly | Existing | Demand Defrost | 0.18366 | 1.3355 | -1436.6514 | 0.054904 | 0.0050296 | 394.47 | Commercial/Industrial | Electrical and Electronic Equip. | Any | Lighting Controls | 2.2534 | 1.2743 | 7311.4013 | 1.2176 | 1.1836 | 8530.5893 | Commercial/Industrial | Metal Products and Machinery | Any | Motor Equipment Upgrades | 1.7488 | 1.2923 | 1598.4844 | 0.29721 | 0.28936 | 2207.0603 | Commercial/Industrial | Metal Products and Machinery | Any | Compressed Air System Optimization | 6.7257 | 1.2923 | 7987.8083 | 0.96645 | 0.94092 | 7176.8987
Commercial/Industrial | Grocery | Existing | Demand Defrost | 0.18366 | 1.3355 | -1436.6514 | 0.054904 | 0.0050296 | 394.47 | Commercial/Industrial | Stone/Clay/Glass/Concrete | Any | Compressed Air Equipment | 2.2494 | 1.443 | 14023.6374 | 1.5907 | 1.5487 | 11812.8005 | Commercial/Industrial | Miscellaneous Manufacturing | Any | Efficient Lighting - Exterior | 2.9673 | 2.1278 | 1550.2445 | 0 | 0 | 1712.3651 | Commercial/Industrial | Transportation Equipment | Any | Pump Equipment Upgrade | 1.9622 | 1.443 | 7699.1654 | 0.9475 | 0.92248 | 7036.2138
Commercial/Industrial | Institutional | Existing | Demand Defrost | 0.18366 | 1.3355 | -1436.6514 | 0.054904 | 0.0050296 | 394.47 | Commercial/Industrial | Primary Resources Industries | Any | Lighting Controls | 2.215 | 1.2743 | 45583.446 | 7.6556 | 7.4414 | 53634.1324 | Commercial/Industrial | Water and Wastewater | Any | Motor Improved Controls | 4.8018 | 1.443 | 1395.6371 | 0.12327 | 0.12001 | 915.3872 | Commercial/Industrial | Electrical and Electronic Equip. | Any | Compressed Air System Optimization | 6.6409 | 1.2923 | 7541.6741 | 0.9139 | 0.88977 | 6786.6994
Commercial/Industrial | Miscellaneous | Existing | Demand Defrost | 0.18366 | 1.3355 | -1436.6514 | 0.054904 | 0.0050296 | 394.47 | Commercial/Industrial | Chemicals and Plastics | Any | Pump Equipment Upgrade | 2.1958 | 1.443 | 36303.1443 | 4.1724 | 4.0622 | 30984.6514 | Commercial/Industrial | Agriculture and Assembly | Any | Process Other Systems Optimization | 7.4217 | 1.1584 | 1390.4077 | 0.29235 | 0.28514 | 2123.4877 | Commercial/Industrial | Transportation Equipment | Any | Pump Improved Controls | 7.8049 | 1.4431 | 7355.2641 | 0.60428 | 0.58832 | 4487.4217
Commercial/Industrial | Offices | Existing | Demand Defrost | 0.18366 | 1.3355 | -1436.6514 | 0.054904 | 0.0050296 | 394.47 | Commercial/Industrial | Chemicals and Plastics | Any | Fan Equipment Upgrades | 2.1928 | 1.443 | 10671.56 | 1.2274 | 1.195 | 9115.0869 | Commercial/Industrial | Stone/Clay/Glass/Concrete | Any | Process Refrig Equipment Upgrade | 1.2511 | 1.2855 | 1387.2579 | 0.36806 | 0.35899 | 2673.4852 | Commercial/Industrial | Textiles and Leather | Any | Building Envelope Improvements | 2.7597 | 1.5997 | 7325.1276 | 0.55134 | 0.53796 | 3870.3101
Commercial/Industrial | Retail | Existing | Demand Defrost | 0.18366 | 1.3355 | -1436.6514 | 0.054904 | 0.0050296 | 394.47 | Commercial/Industrial | Primary Resources Industries | Any | Process Refrig Equipment Upgrade | 2.1923 | 1.2856 | 39102.0435 | 6.4386 | 6.2798 | 46767.5107 | Commercial/Industrial | Miscellaneous Manufacturing | Any | Compressed Air System Optimization | 4.3325 | 1.2921 | 1348.2467 | 0.17498 | 0.17036 | 1299.4403 | Commercial/Industrial | Electrical and Electronic Equip. | Any | Lighting Controls | 2.2534 | 1.2743 | 7311.4013 | 1.2176 | 1.1836 | 8530.5893
Commercial/Industrial | Warehouse | Existing | Demand Defrost | 0.18366 | 1.3355 | -1436.6514 | 0.054904 | 0.0050296 | 394.47 | Commercial/Industrial | Water and Wastewater | Any | Efficient Lighting - High Bay | 2.1837 | 1.3948 | 915.6448 | 0.11607 | 0.11282 | 813.1681 | Commercial/Industrial | Stone/Clay/Glass/Concrete | Any | HVAC Improved Controls | 12.4195 | 1.4233 | 1328.0453 | 0.10906 | 0.10641 | 765.5806 | Commercial/Industrial | Transportation Equipment | Any | Motor Improved Controls | 7.8045 | 1.443 | 7310.4524 | 0.6006 | 0.58474 | 4460.0822
Commercial/Industrial | Assembly | New | Demand Defrost | 0.18366 | 1.3355 | -1436.6514 | 0.054904 | 0.0050296 | 394.47 | Commercial/Industrial | Textiles and Leather | Any | Efficient Lighting - High Bay | 2.1836 | 1.3947 | 15524.3261 | 1.9679 | 1.9129 | 13786.8808 | Commercial/Industrial | Textiles and Leather | Any | Process Other Systems Optimization | 3.1487 | 1.1583 | 1296.4768 | 0.31615 | 0.30835 | 2296.3945 | Commercial/Industrial | Agriculture and Assembly | Any | Motor Equipment Upgrades | 2.0228 | 1.2923 | 7250.9035 | 1.2275 | 1.1951 | 9115.6447
Commercial/Industrial | Grocery | New | Demand Defrost | 0.18366 | 1.3355 | -1436.6514 | 0.054904 | 0.0050296 | 394.47 | Commercial/Industrial | Construction | Any | Efficient Lighting - High Bay | 2.1836 | 1.3947 | 19905.5473 | 2.5233 | 2.4527 | 17677.7662 | Commercial/Industrial | Metal Products and Machinery | Any | Process Refrig System Optimization | 23.8192 | 1.1138 | 1233.7144 | 0.30428 | 0.29677 | 2210.1421 | Commercial/Industrial | Stone/Clay/Glass/Concrete | Any | Pump Equipment Upgrade | 2.7301 | 1.443 | 7182.271 | 0.74458 | 0.72491 | 5529.2743
Commercial/Industrial | Institutional | New | Demand Defrost | 0.18366 | 1.3355 | -1436.6514 | 0.054904 | 0.0050296 | 394.47 | Commercial/Industrial | Miscellaneous Manufacturing | Any | Efficient Lighting - High Bay | 2.1836 | 1.3947 | 10417.0005 | 1.3205 | 1.2835 | 9251.1548 | Commercial/Industrial | Water and Wastewater | Any | Process Refrig System Optimization | 1.1729 | 1.1137 | 1181.1956 | 0.65021 | 0.63417 | 4722.8603 | Commercial/Industrial | Lumber/Furniture/Pulp/Paper | Any | Motor Equipment Upgrades | 4.8814 | 1.2923 | 7179.9011 | 0.91094 | 0.88688 | 6764.6869
Commercial/Industrial | Miscellaneous | New | Demand Defrost | 0.18366 | 1.3355 | -1436.6514 | 0.054904 | 0.0050296 | 394.47 | Commercial/Industrial | Metal Products and Machinery | Any | Efficient Lighting - High Bay | 2.1836 | 1.3947 | 49578.6417 | 6.2847 | 6.1089 | 44029.9188 | Commercial/Industrial | Water and Wastewater | Any | Process Other Systems Optimization | 5.258 | 1.1584 | 1131.4143 | 0.24826 | 0.24214 | 1803.2829 | Commercial/Industrial | Construction | Any | Compressed Air System Optimization | 5.9349 | 1.2923 | 6953.3046 | 0.85527 | 0.83268 | 6351.2539
Commercial/Industrial | Offices | New | Demand Defrost | 0.18366 | 1.3355 | -1436.6514 | 0.054904 | 0.0050296 | 394.47 | Commercial/Industrial | Electrical and Electronic Equip. | Any | Efficient Lighting - High Bay | 2.1836 | 1.3947 | 46710.1524 | 5.9211 | 5.7555 | 41482.4643 | Commercial/Industrial | Chemicals and Plastics | Any | Lighting Controls - Exterior | 1.6395 | 1.9249 | 1069.5411 | 0 | 0 | 2235.3813 | Commercial/Industrial | Electrical and Electronic Equip. | Any | Efficient Lighting - Exterior | 2.9673 | 2.1278 | 6951.3444 | 0 | 0 | 7678.298
Commercial/Industrial | Retail | New | Demand Defrost | 0.18366 | 1.3355 | -1436.6514 | 0.054904 | 0.0050296 | 394.47 | Commercial/Industrial | Primary Resources Industries | Any | Efficient Lighting - High Bay | 2.1836 | 1.3947 | 351462.9322 | 44.5523 | 43.306 | 312128.045 | Commercial/Industrial | Electrical and Electronic Equip. | Any | Process Other Systems Optimization | 1.4356 | 1.1584 | 1059.1448 | 0.38619 | 0.37667 | 2805.1499 | Commercial/Industrial | Textiles and Leather | Any | Compressed Air System Optimization | 6.4091 | 1.2922 | 6912.8417 | 0.84149 | 0.81926 | 6248.9255
Commercial/Industrial | Warehouse | New | Demand Defrost | 0.18366 | 1.3355 | -1436.6514 | 0.054904 | 0.0050296 | 394.47 | Commercial/Industrial | Chemicals and Plastics | Any | Efficient Lighting - High Bay | 2.1836 | 1.3947 | 76721.8919 | 9.7255 | 9.4534 | 68135.3634 | Commercial/Industrial | Water and Wastewater | Any | HVAC Improved Controls | 10.0182 | 1.4234 | 1000.8049 | 0.083536 | 0.081509 | 586.4048 | Commercial/Industrial | Lumber/Furniture/Pulp/Paper | Any | Compressed Air Controls | 12.5799 | 1.3853 | 6770.0098 | 0.60404 | 0.58809 | 4485.6518
Commercial/Industrial | Healthcare | New | Drain Water Heat Recovery | 0.084738 | 1.3322 | -19472.9101 | 0.26651 | 0.12673 | 1101.0354 | Commercial/Industrial | Transportation Equipment | Any | Efficient Lighting - High Bay | 2.1836 | 1.3947 | 95632.0347 | 12.1226 | 11.7834 | 84929.127 | Commercial/Industrial | Miscellaneous Manufacturing | Any | Compressed Air Equipment | 34.5494 | 1.4432 | 982.8729 | 0.074326 | 0.072363 | 551.9476 | Commercial/Industrial | Water and Wastewater | Any | Fan System Optimization | 9.0698 | 1.2923 | 6634.3733 | 0.77802 | 0.75747 | 5777.606
Commercial/Industrial | Assembly | New | Drain Water Heat Recovery | 0.063554 | 1.3322 | -20048.2872 | 0.19988 | 0.095051 | 825.7765 | Commercial/Industrial | Agriculture and Assembly | Any | Efficient Lighting - High Bay | 2.1836 | 1.3947 | 192750.9885 | 24.4336 | 23.7501 | 171178.7609 | Commercial/Industrial | Water and Wastewater | Any | Pump Equipment Upgrade | 3.74 | 1.4431 | 968.3904 | 0.090547 | 0.088156 | 672.4083 | Commercial/Industrial | Agriculture and Assembly | Any | Fan Equipment Upgrades | 2.3039 | 1.443 | 6504.2302 | 0.72858 | 0.70934 | 5410.4698
Commercial/Industrial | Healthcare | Existing | Drain Water Heat Recovery | 0.088571 | 1.332 | -19368.5275 | 0.2786 | 0.13248 | 1150.9717 | Commercial/Industrial | Stone/Clay/Glass/Concrete | Any | Efficient Lighting - High Bay | 2.1835 | 1.3947 | 17078.3518 | 2.1649 | 2.1043 | 15166.9837 | Commercial/Industrial | Water and Wastewater | Any | Efficient Lighting - High Bay | 2.1837 | 1.3948 | 915.6448 | 0.11607 | 0.11282 | 813.1681 | Commercial/Industrial | Agriculture and Assembly | Any | Efficient Lighting - Exterior | 2.9673 | 2.1278 | 6477.3158 | 0 | 0 | 7154.6968
Commercial/Industrial | Offices | Existing | Drain Water Heat Recovery | 0.18452 | 1.332 | -50286.4359 | 1.7412 | 0.82801 | 7193.5731 | Commercial/Industrial | Lumber/Furniture/Pulp/Paper | Any | Efficient Lighting - High Bay | 2.1835 | 1.3947 | 17528.5002 | 2.222 | 2.1598 | 15566.7526 | Commercial/Industrial | Transportation Equipment | Any | Lighting Controls - Exterior | 1.7662 | 1.9249 | 770.4663 | 0 | 0 | 1517.8276 | Commercial/Industrial | Electrical and Electronic Equip. | Any | Motor Equipment Upgrades | 1.9483 | 1.2923 | 6302.5585 | 1.0908 | 1.062 | 8100.4152
Commercial/Industrial | Assembly | Existing | Drain Water Heat Recovery | 0.066428 | 1.332 | -19970.0003 | 0.20895 | 0.099362 | 863.2288 | Commercial/Industrial | Stone/Clay/Glass/Concrete | Any | Lighting Controls | 2.1721 | 1.2743 | 3476.3482 | 0.58961 | 0.57311 | 4130.7181 | Commercial/Industrial | Water and Wastewater | Any | Pump System Optimization | 4.8259 | 1.292 | 739.5747 | 0.09402 | 0.091537 | 698.1985 | Commercial/Industrial | Construction | Any | Fan Equipment Upgrades | 2.7302 | 1.443 | 6133.7225 | 0.63588 | 0.61908 | 4722.0488
Commercial/Industrial | Warehouse | Existing | Drain Water Heat Recovery | 0.13286 | 1.332 | -18165.5819 | 0.4179 | 0.19872 | 1726.4575 | Commercial/Industrial | Agriculture and Assembly | Any | Compressed Air Equipment | 2.161 | 1.443 | 149880.392 | 17.3816 | 16.9226 | 129077.005 | Commercial/Industrial | Water and Wastewater | Any | Compressed Air Equipment | 4.8082 | 1.4427 | 738.1975 | 0.06518 | 0.063458 | 484.0291 | Commercial/Industrial | Construction | Any | Process Refrig Equipment Upgrade | 1.5593 | 1.2856 | 6050.0327 | 1.2527 | 1.2218 | 9099.2988
Commercial/Industrial | Miscellaneous | Existing | Drain Water Heat Recovery | 0.19928 | 1.332 | -327223.2684 | 12.5369 | 5.9617 | 51793.7263 | Commercial/Industrial | Lumber/Furniture/Pulp/Paper | Any | Fan Equipment Upgrades | 2.1509 | 1.443 | 29976.4598 | 3.4857 | 3.3936 | 25884.7363 | Commercial/Industrial | Agriculture and Assembly | Any | Lighting Controls - Exterior | 1.8362 | 1.9249 | 661.9307 | 0 | 0 | 1268.1477 | Commercial/Industrial | Metal Products and Machinery | Any | Pump Equipment Upgrade | 3.3895 | 1.443 | 6034.0599 | 0.5801 | 0.56478 | 4307.8371
Commercial/Industrial | Miscellaneous | New | Drain Water Heat Recovery | 0.19064 | 1.332 | -331920.4846 | 11.993 | 5.703 | 49546.591 | Commercial/Industrial | Miscellaneous Manufacturing | Any | Lighting Controls - Exterior | 2.0566 | 1.9249 | 170.2223 | 0 | 0 | 303.5114 | Commercial/Industrial | Electrical and Electronic Equip. | Any | Lighting Controls - Exterior | 1.6069 | 1.9249 | 639.9425 | 0 | 0 | 1360.9544 | Commercial/Industrial | Agriculture and Assembly | Any | Pump Improved Controls | 7.8047 | 1.443 | 5983.6508 | 0.49159 | 0.47861 | 3650.6051
Commercial/Industrial | Institutional | New | Drain Water Heat Recovery | 0.20335 | 1.332 | -406269.9483 | 15.9906 | 7.6041 | 66062.1214 | Commercial/Industrial | Metal Products and Machinery | Any | Lighting Controls | 2.0455 | 1.2743 | 4135.8993 | 0.72437 | 0.70411 | 5074.8733 | Commercial/Industrial | Water and Wastewater | Any | Efficient Lighting - Other Interior Lighting | 1.2699 | 1.4222 | 638.8163 | 0.12843 | 0.12484 | 899.7526 | Commercial/Industrial | Agriculture and Assembly | Any | Motor Improved Controls | 7.8045 | 1.443 | 5948.0694 | 0.48867 | 0.47576 | 3628.897
Commercial/Industrial | Institutional | Existing | Drain Water Heat Recovery | 0.21257 | 1.332 | -400006.9933 | 16.7159 | 7.9489 | 69058.3017 | Commercial/Industrial | Agriculture and Assembly | Any | Motor Equipment Upgrades | 2.0228 | 1.2923 | 7250.9035 | 1.2275 | 1.1951 | 9115.6447 | Commercial/Industrial | Water and Wastewater | Any | HVAC Equipment Upgrades | 4.4071 | 1.5024 | 628.9603 | 0.051079 | 0.04984 | 358.5686 | Commercial/Industrial | Chemicals and Plastics | Any | Process Refrig Controls | 1.5743 | 1.4352 | 5821.7827 | 0.87044 | 0.84898 | 6322.5701
Commercial/Industrial | Offices | New | Drain Water Heat Recovery | 0.17651 | 1.332 | -50938.827 | 1.6657 | 0.79209 | 6881.471 | Commercial/Industrial | Transportation Equipment | Any | Pump Equipment Upgrade | 1.9622 | 1.443 | 7699.1654 | 0.9475 | 0.92248 | 7036.2138 | Commercial/Industrial | Miscellaneous Manufacturing | Any | Pump Improved Controls | 7.8083 | 1.4437 | 531.4821 | 0.043665 | 0.042511 | 324.2554 | Commercial/Industrial | Textiles and Leather | Any | Pump Equipment Upgrade | 3.8938 | 1.443 | 5739.2563 | 0.53106 | 0.51703 | 3943.6799
Commercial/Industrial | Warehouse | New | Drain Water Heat Recovery | 0.12708 | 1.3319 | -18322.1557 | 0.39977 | 0.1901 | 1651.553 | Commercial/Industrial | Transportation Equipment | Any | Fan Equipment Upgrades | 1.9622 | 1.443 | 3264.0674 | 0.4017 | 0.39109 | 2983.0086 | Commercial/Industrial | Miscellaneous Manufacturing | Any | Motor Improved Controls | 7.8073 | 1.4435 | 528.244 | 0.043399 | 0.042252 | 322.2799 | Commercial/Industrial | Miscellaneous Manufacturing | Any | Pump System Optimization | 2.2775 | 1.2923 | 5385.7798 | 0.85706 | 0.83443 | 6364.5928
Commercial/Industrial | Schools K-12 | New | Drain Water Heat Recovery | 0.026475 | 1.3319 | -21055.1815 | 0.083286 | 0.039605 | 344.0811 | Commercial/Industrial | Textiles and Leather | Any | Process Refrig Equipment Upgrade | 1.9578 | 1.2856 | 1769.0753 | 0.31003 | 0.30238 | 2251.9345 | Commercial/Industrial | Miscellaneous Manufacturing | Any | Fan Equipment Upgrades | 2.7297 | 1.4428 | 512.7035 | 0.053151 | 0.051748 | 394.705 | Commercial/Industrial | Stone/Clay/Glass/Concrete | Any | Compressed Air Controls | 8.0279 | 1.3853 | 5255.6485 | 0.48681 | 0.47395 | 3615.0596
Commercial/Industrial | Schools K-12 | Existing | Drain Water Heat Recovery | 0.027667 | 1.3314 | -21022.5612 | 0.087064 | 0.041402 | 359.6865 | Commercial/Industrial | Electrical and Electronic Equip. | Any | Motor Equipment Upgrades | 1.9483 | 1.2923 | 6302.5585 | 1.0908 | 1.062 | 8100.4152 | Commercial/Industrial | Water and Wastewater | Any | Building Envelope Improvements | 5.3848 | 1.6003 | 388.7985 | 0.024225 | 0.023637 | 170.0562 | Commercial/Industrial | Agriculture and Assembly | Any | Process Refrig Equipment Upgrade | 1.7533 | 1.2855 | 5157.4613 | 0.97196 | 0.948 | 7059.9939
Commercial/Industrial | College and University | Turnover | Refrigerated Display Case LED Lighting | 0.70664 | 1.3292 | -6.8212 | 0.020873 | 0.017484 | 160.9897 | Commercial/Industrial | Chemicals and Plastics | Any | Process Refrig Equipment Upgrade | 1.9344 | 1.2856 | 31508.9606 | 5.5624 | 5.4252 | 40403.141 | Commercial/Industrial | Water and Wastewater | Any | Compressed Air Controls | 7.7494 | 1.3844 | 385.3997 | 0.035831 | 0.034885 | 266.0844 | Commercial/Industrial | Miscellaneous Manufacturing | Any | Efficient Lighting - Other Interior Lighting | 1.2699 | 1.4222 | 4778.4804 | 0.96067 | 0.9338 | 6730.3381
Commercial/Industrial | Healthcare | Turnover | Refrigerated Display Case LED Lighting | 0.70664 | 1.3292 | -6.8212 | 0.020873 | 0.017484 | 160.9897 | Commercial/Industrial | Construction | Any | Motor Equipment Upgrades | 1.9215 | 1.2923 | 3326.7321 | 0.58069 | 0.56535 | 4312.2117 | Commercial/Industrial | Miscellaneous Manufacturing | Any | Motor Equipment Upgrades | 1.4721 | 1.2924 | 325.8839 | 0.070162 | 0.068309 | 521.0287 | Commercial/Industrial | Agriculture and Assembly | Any | Lighting Controls | 2.5749 | 1.2743 | 4732.3709 | 0.74325 | 0.72246 | 5207.0968
Commercial/Industrial | Hospitals | Turnover | Refrigerated Display Case LED Lighting | 0.70664 | 1.3292 | -6.8212 | 0.020873 | 0.017484 | 160.9897 | Commercial/Industrial | Water and Wastewater | Any | Motor Equipment Upgrades | 1.9213 | 1.2922 | 153.0279 | 0.026711 | 0.026006 | 198.3595 | Commercial/Industrial | Water and Wastewater | Any | Compressed Air System Optimization | 5.9339 | 1.292 | 319.8484 | 0.039342 | 0.038303 | 292.1544 | Commercial/Industrial | Lumber/Furniture/Pulp/Paper | Any | Pump Improved Controls | 7.8047 | 1.443 | 4549.0856 | 0.37374 | 0.36386 | 2775.3817
Commercial/Industrial | Lodging/Hospitality | Turnover | Refrigerated Display Case LED Lighting | 0.70664 | 1.3292 | -6.8212 | 0.020873 | 0.017484 | 160.9897 | Commercial/Industrial | Lumber/Furniture/Pulp/Paper | Any | Lighting Controls | 1.8656 | 1.2742 | 3757.3199 | 0.69565 | 0.67619 | 4873.6057 | Commercial/Industrial | Agriculture and Assembly | Any | Process Refrig Controls | 1.129 | 1.435 | 291.0414 | 0.071425 | 0.069664 | 518.8079 | Commercial/Industrial | Stone/Clay/Glass/Concrete | Any | Motor Improved Controls | 7.8047 | 1.443 | 4534.2733 | 0.37252 | 0.36268 | 2766.3448
Commercial/Industrial | Restaurants | Turnover | Refrigerated Display Case LED Lighting | 0.70664 | 1.3292 | -6.8212 | 0.020873 | 0.017484 | 160.9897 | Commercial/Industrial | Miscellaneous Manufacturing | Any | HVAC Equipment Upgrades | 1.863 | 1.5029 | 26847.0169 | 3.1452 | 3.0689 | 22079.0115 | Commercial/Industrial | Metal Products and Machinery | Any | Lighting Controls - Exterior | 1.4586 | 1.9249 | 288.7379 | 0 | 0 | 674.4456 | Commercial/Industrial | Stone/Clay/Glass/Concrete | Any | Pump Improved Controls | 7.8042 | 1.4429 | 4506.8748 | 0.37027 | 0.36049 | 2749.629
Commercial/Industrial | Schools K-12 | Turnover | Refrigerated Display Case LED Lighting | 0.70664 | 1.3292 | -6.8212 | 0.020873 | 0.017484 | 160.9897 | Commercial/Industrial | Primary Resources Industries | Any | Motor Equipment Upgrades | 1.8541 | 1.2923 | 10804.5796 | 1.9294 | 1.8784 | 14327.8776 | Commercial/Industrial | Water and Wastewater | Any | Fan Equipment Upgrades | 2.7323 | 1.4442 | 282.148 | 0.02925 | 0.028477 | 217.2118 | Commercial/Industrial | Lumber/Furniture/Pulp/Paper | Any | HVAC Equipment Upgrades | 4.8625 | 1.503 | 4185.9755 | 0.33298 | 0.3249 | 2337.459
Commercial/Industrial | College and University | Turnover | Energy Star Ice Maker | 0.23045 | 1.3283 | -491.1631 | 0.03084 | 0.025832 | 237.861 | Commercial/Industrial | Agriculture and Assembly | Any | Lighting Controls - Exterior | 1.8362 | 1.9249 | 661.9307 | 0 | 0 | 1268.1477 | Commercial/Industrial | Water and Wastewater | Any | Process Refrig Equipment Upgrade | 1.559 | 1.2854 | 278.2984 | 0.057624 | 0.056204 | 418.563 | Commercial/Industrial | Miscellaneous Manufacturing | Any | Compressed Air Controls | 65.9873 | 1.3853 | 4161.0998 | 0.35277 | 0.34345 | 2619.6918
Commercial/Industrial | Healthcare | Turnover | Energy Star Ice Maker | 0.23045 | 1.3283 | -491.1631 | 0.03084 | 0.025832 | 237.861 | Commercial/Industrial | Textiles and Leather | Any | Lighting Controls - Exterior | 1.8082 | 1.9249 | 233.5561 | 0 | 0 | 452.3192 | Commercial/Industrial | Transportation Equipment | Any | Process Other Systems Optimization | 7.4215 | 1.1583 | 270.9978 | 0.05698 | 0.055575 | 413.879 | Commercial/Industrial | Metal Products and Machinery | Any | Lighting Controls | 2.0455 | 1.2743 | 4135.8993 | 0.72437 | 0.70411 | 5074.8733
Commercial/Industrial | Hospitals | Turnover | Energy Star Ice Maker | 0.23045 | 1.3283 | -491.1631 | 0.03084 | 0.025832 | 237.861 | Commercial/Industrial | Transportation Equipment | Any | Lighting Controls - Exterior | 1.7662 | 1.9249 | 770.4663 | 0 | 0 | 1517.8276 | Commercial/Industrial | Chemicals and Plastics | Any | Process Heat Improved Controls | 0.81729 | 1.4352 | 255.5473 | 0.46655 | 0.45505 | 3388.8584 | Commercial/Industrial | Water and Wastewater | Any | HVAC Recommissioning | 1.4086 | 1.2751 | 4047.7522 | 0.94824 | 0.92523 | 6656.4643
Commercial/Industrial | Lodging/Hospitality | Turnover | Energy Star Ice Maker | 0.23045 | 1.3283 | -491.1631 | 0.03084 | 0.025832 | 237.861 | Commercial/Industrial | Agriculture and Assembly | Any | Process Refrig Equipment Upgrade | 1.7533 | 1.2855 | 5157.4613 | 0.97196 | 0.948 | 7059.9939 | Commercial/Industrial | Lumber/Furniture/Pulp/Paper | Any | Process Refrig Equipment Upgrade | 1.346 | 1.2851 | 236.8465 | 0.057085 | 0.055677 | 414.644 | Commercial/Industrial | Stone/Clay/Glass/Concrete | Any | Fan Equipment Upgrades | 2.7301 | 1.443 | 4010.6128 | 0.41578 | 0.40479 | 3087.572
Commercial/Industrial | Restaurants | Turnover | Energy Star Ice Maker | 0.23045 | 1.3283 | -491.1631 | 0.03084 | 0.025832 | 237.861 | Commercial/Industrial | Metal Products and Machinery | Any | Motor Equipment Upgrades | 1.7488 | 1.2923 | 1598.4844 | 0.29721 | 0.28936 | 2207.0603 | Commercial/Industrial | Textiles and Leather | Any | Lighting Controls - Exterior | 1.8082 | 1.9249 | 233.5561 | 0 | 0 | 452.3192 | Commercial/Industrial | Textiles and Leather | Any | Fan Equipment Upgrades | 3.8939 | 1.443 | 3864.3146 | 0.35757 | 0.34813 | 2655.33
Commercial/Industrial | Schools K-12 | Turnover | Energy Star Ice Maker | 0.23045 | 1.3283 | -491.1631 | 0.03084 | 0.025832 | 237.861 | Commercial/Industrial | Agriculture and Assembly | Any | Compressed Air Controls | 1.7488 | 1.3853 | 88332.34 | 13.1623 | 12.8147 | 97743.9554 | Commercial/Industrial | Stone/Clay/Glass/Concrete | Any | Lighting Controls - Exterior | 1.5489 | 1.9249 | 226.2676 | 0 | 0 | 497.5976 | Commercial/Industrial | Lumber/Furniture/Pulp/Paper | Any | Lighting Controls | 1.8656 | 1.2742 | 3757.3199 | 0.69565 | 0.67619 | 4873.6057
Commercial/Industrial | College and University | New | Energy Star Ice Maker | 0.23045 | 1.3283 | -491.1631 | 0.03084 | 0.025832 | 237.861 | Commercial/Industrial | Agriculture and Assembly | Any | Pump Equipment Upgrade | 1.6765 | 1.443 | 8154.7615 | 1.1319 | 1.102 | 8405.3604 | Commercial/Industrial | Miscellaneous Manufacturing | Any | Process Other Systems Optimization | 7.4203 | 1.1582 | 199.9041 | 0.042032 | 0.040995 | 305.3018 | Commercial/Industrial | Stone/Clay/Glass/Concrete | Any | Building Envelope Improvements | 5.0193 | 1.5996 | 3701.1917 | 0.23368 | 0.22801 | 1640.3616
Commercial/Industrial | Healthcare | New | Energy Star Ice Maker | 0.23045 | 1.3283 | -491.1631 | 0.03084 | 0.025832 | 237.861 | Commercial/Industrial | Water and Wastewater | Any | Lighting Controls - Exterior | 1.6593 | 1.9249 | 8.3716 | 0 | 0 | 17.3212 | Commercial/Industrial | Lumber/Furniture/Pulp/Paper | Any | Lighting Controls - Exterior | 1.3304 | 1.9249 | 196.159 | 0 | 0 | 510.7132 | Commercial/Industrial | Miscellaneous Manufacturing | Any | Pump Equipment Upgrade | 3.7395 | 1.4429 | 3697.0443 | 0.34568 | 0.33655 | 2567.0671
Commercial/Industrial | Hospitals | New | Energy Star Ice Maker | 0.23045 | 1.3283 | -491.1631 | 0.03084 | 0.025832 | 237.861 | Commercial/Industrial | Construction | Any | Lighting Controls - Exterior | 1.6593 | 1.9249 | 181.9938 | 0 | 0 | 376.553 | Commercial/Industrial | Construction | Any | Lighting Controls - Exterior | 1.6593 | 1.9249 | 181.9938 | 0 | 0 | 376.553 | Commercial/Industrial | Miscellaneous Manufacturing | Any | Fan Improved Controls | 20.2411 | 1.4431 | 3518.5121 | 0.27051 | 0.26337 | 2008.8358
Commercial/Industrial | Lodging/Hospitality | New | Energy Star Ice Maker | 0.23045 | 1.3283 | -491.1631 | 0.03084 | 0.025832 | 237.861 | Commercial/Industrial | Metal Products and Machinery | Any | Process Refrig Equipment Upgrade | 1.648 | 1.2855 | 1910.1449 | 0.37737 | 0.36807 | 2741.0997 | Commercial/Industrial | Miscellaneous Manufacturing | Any | Lighting Controls - Exterior | 2.0566 | 1.9249 | 170.2223 | 0 | 0 | 303.5114 | Commercial/Industrial | Stone/Clay/Glass/Concrete | Any | Lighting Controls | 2.1721 | 1.2743 | 3476.3482 | 0.58961 | 0.57311 | 4130.7181
Commercial/Industrial | Restaurants | New | Energy Star Ice Maker | 0.23045 | 1.3283 | -491.1631 | 0.03084 | 0.025832 | 237.861 | Commercial/Industrial | Chemicals and Plastics | Any | Lighting Controls - Exterior | 1.6395 | 1.9249 | 1069.5411 | 0 | 0 | 2235.3813 | Commercial/Industrial | Water and Wastewater | Any | Motor Equipment Upgrades | 1.9213 | 1.2922 | 153.0279 | 0.026711 | 0.026006 | 198.3595 | Commercial/Industrial | Metal Products and Machinery | Any | Efficient Lighting - Exterior | 2.9673 | 2.1278 | 3444.8645 | 0 | 0 | 3805.1195
Commercial/Industrial | Schools K-12 | New | Energy Star Ice Maker | 0.23045 | 1.3283 | -491.1631 | 0.03084 | 0.025832 | 237.861 | Commercial/Industrial | Electrical and Electronic Equip. | Any | Lighting Controls - Exterior | 1.6069 | 1.9249 | 639.9425 | 0 | 0 | 1360.9544 | Commercial/Industrial | Water and Wastewater | Any | Lighting Controls | 2.329 | 1.2754 | 114.6242 | 0.018802 | 0.018276 | 131.7248 | Commercial/Industrial | Miscellaneous Manufacturing | Any | Lighting Controls | 2.8842 | 1.2743 | 3400.505 | 0.51216 | 0.49783 | 3588.1374
Commercial/Industrial | College and University | Existing | Anti-Sweat Controls | 1.4422 | 1.3279 | 468.247 | 0.13259 | 0.11106 | 1022.6336 | Commercial/Industrial | Primary Resources Industries | Any | Lighting Controls - Exterior | 1.5795 | 1.9249 | 2306.014 | 0 | 0 | 4980.25 | Commercial/Industrial | Miscellaneous Manufacturing | Any | Process Refrig Equipment Upgrade | 1.3592 | 1.2844 | 107.6678 | 0.025633 | 0.025001 | 186.1908 | Commercial/Industrial | Stone/Clay/Glass/Concrete | Any | HVAC Equipment Upgrades | 4.8619 | 1.5029 | 3336.9631 | 0.26544 | 0.259 | 1863.3683
Commercial/Industrial | Healthcare | Existing | Anti-Sweat Controls | 1.4422 | 1.3279 | 468.247 | 0.13259 | 0.11106 | 1022.6336 | Commercial/Industrial | Lumber/Furniture/Pulp/Paper | Any | Pump Equipment Upgrade | 1.5755 | 1.443 | 15588.2758 | 2.2927 | 2.2322 | 17025.9946 | Commercial/Industrial | Water and Wastewater | Any | Pump Improved Controls | 7.792 | 1.4407 | 103.2899 | 0.0084859 | 0.0082618 | 63.0168 | Commercial/Industrial | Construction | Any | Motor Equipment Upgrades | 1.9215 | 1.2923 | 3326.7321 | 0.58069 | 0.56535 | 4312.2117
Commercial/Industrial | Hospitals | Existing | Anti-Sweat Controls | 1.4422 | 1.3279 | 468.247 | 0.13259 | 0.11106 | 1022.6336 | Commercial/Industrial | Chemicals and Plastics | Any | Process Refrig Controls | 1.5743 | 1.4352 | 5821.7827 | 0.87044 | 0.84898 | 6322.5701 | Commercial/Industrial | Lumber/Furniture/Pulp/Paper | Any | Process Other Systems Optimization | 1.4589 | 1.1582 | 101.9381 | 0.03663 | 0.035727 | 266.0672 | Commercial/Industrial | Transportation Equipment | Any | Fan Equipment Upgrades | 1.9622 | 1.443 | 3264.0674 | 0.4017 | 0.39109 | 2983.0086
Commercial/Industrial | Lodging/Hospitality | Existing | Anti-Sweat Controls | 1.4422 | 1.3279 | 468.247 | 0.13259 | 0.11106 | 1022.6336 | Commercial/Industrial | Construction | Any | Process Refrig Equipment Upgrade | 1.5593 | 1.2856 | 6050.0327 | 1.2527 | 1.2218 | 9099.2988 | Commercial/Industrial | Water and Wastewater | Any | Efficient Lighting - Exterior | 2.9673 | 2.1278 | 88.4717 | 0 | 0 | 97.7238 | Commercial/Industrial | Metal Products and Machinery | Any | Pump Improved Controls | 7.8042 | 1.4429 | 3086.32 | 0.25356 | 0.24686 | 1882.9534
Commercial/Industrial | Restaurants | Existing | Anti-Sweat Controls | 1.4422 | 1.3279 | 468.247 | 0.13259 | 0.11106 | 1022.6336 | Commercial/Industrial | Water and Wastewater | Any | Process Refrig Equipment Upgrade | 1.559 | 1.2854 | 278.2984 | 0.057624 | 0.056204 | 418.563 | Commercial/Industrial | Metal Products and Machinery | Any | Process Refrig Controls | 0.84195 | 1.4353 | 54.4243 | 0.059063 | 0.057607 | 429.013 | Commercial/Industrial | Metal Products and Machinery | Any | Fan Equipment Upgrades | 3.3897 | 1.4431 | 3081.56 | 0.29625 | 0.28843 | 2199.9879
Commercial/Industrial | Schools K-12 | Existing | Anti-Sweat Controls | 1.4422 | 1.3279 | 468.247 | 0.13259 | 0.11106 | 1022.6336 | Commercial/Industrial | Stone/Clay/Glass/Concrete | Any | Lighting Controls - Exterior | 1.5489 | 1.9249 | 226.2676 | 0 | 0 | 497.5976 | Commercial/Industrial | Water and Wastewater | Any | Lighting Controls - Exterior | 1.6593 | 1.9249 | 8.3716 | 0 | 0 | 17.3212 | Commercial/Industrial | Electrical and Electronic Equip. | Any | Motor Improved Controls | 7.8048 | 1.443 | 2927.7925 | 0.24054 | 0.23418 | 1786.2363
Commercial/Industrial | College and University | New | Anti-Sweat Controls | 1.4422 | 1.3279 | 468.247 | 0.13259 | 0.11106 | 1022.6336 | Commercial/Industrial | Chemicals and Plastics | Any | Motor Equipment Upgrades | 1.4938 | 1.2923 | 19859.6181 | 4.2144 | 4.1031 | 31296.1261 | [10 empty] | Commercial/Industrial | Electrical and Electronic Equip. | Any | Pump Improved Controls | 7.8045 | 1.443 | 2910.1236 | 0.23908 | 0.23277 | 1775.4565
Commercial/Industrial | Healthcare | New | Anti-Sweat Controls | 1.4422 | 1.3279 | 468.247 | 0.13259 | 0.11106 | 1022.6336 | Commercial/Industrial | Miscellaneous Manufacturing | Any | Motor Equipment Upgrades | 1.4721 | 1.2924 | 325.8839 | 0.070162 | 0.068309 | 521.0287 | [10 empty] | Commercial/Industrial | Textiles and Leather | Any | Lighting Controls | 2.5357 | 1.2743 | 2658.2432 | 0.42009 | 0.40834 | 2943.0846
Commercial/Industrial | Hospitals | New | Anti-Sweat Controls | 1.4422 | 1.3279 | 468.247 | 0.13259 | 0.11106 | 1022.6336 | Commercial/Industrial | Lumber/Furniture/Pulp/Paper | Any | Process Other Systems Optimization | 1.4589 | 1.1582 | 101.9381 | 0.03663 | 0.035727 | 266.0672 | [10 empty] | Commercial/Industrial | Lumber/Furniture/Pulp/Paper | Any | Efficient Lighting - Exterior | 2.9673 | 2.1278 | 2608.5686 | 0 | 0 | 2881.366
Commercial/Industrial | Lodging/Hospitality | New | Anti-Sweat Controls | 1.4422 | 1.3279 | 468.247 | 0.13259 | 0.11106 | 1022.6336 | Commercial/Industrial | Metal Products and Machinery | Any | Lighting Controls - Exterior | 1.4586 | 1.9249 | 288.7379 | 0 | 0 | 674.4456 | [10 empty] | Commercial/Industrial | Stone/Clay/Glass/Concrete | Any | Efficient Lighting - Exterior | 2.9673 | 2.1278 | 2541.5782 | 0 | 0 | 2807.3699
Commercial/Industrial | Restaurants | New | Anti-Sweat Controls | 1.4422 | 1.3279 | 468.247 | 0.13259 | 0.11106 | 1022.6336 | Commercial/Industrial | Electrical and Electronic Equip. | Any | Process Other Systems Optimization | 1.4356 | 1.1584 | 1059.1448 | 0.38619 | 0.37667 | 2805.1499 | [10 empty] | Commercial/Industrial | Water and Wastewater | Any | Process Refrig Controls | 7.5535 | 1.4354 | 2525.1472 | 0.21156 | 0.20635 | 1536.722
Commercial/Industrial | Schools K-12 | New | Anti-Sweat Controls | 1.4422 | 1.3279 | 468.247 | 0.13259 | 0.11106 | 1022.6336 | Commercial/Industrial | Construction | Any | HVAC Recommissioning | 1.4087 | 1.2751 | 87995.6071 | 20.6141 | 20.114 | 144707.3819 | [10 empty] | Commercial/Industrial | Construction | Any | Lighting Controls | 2.3269 | 1.2742 | 2491.8584 | 0.40874 | 0.39731 | 2863.6139
Commercial/Industrial | College and University | Existing | Air Curtains | 0.0054313 | 1.3278 | -10249.0559 | 0.010513 | 0.0088056 | 81.081 | Commercial/Industrial | Water and Wastewater | Any | HVAC Recommissioning | 1.4086 | 1.2751 | 4047.7522 | 0.94824 | 0.92523 | 6656.4643 | [10 empty] | Commercial/Industrial | Stone/Clay/Glass/Concrete | Any | Motor Equipment Upgrades | 5.2323 | 1.2922 | 2440.7692 | 0.30603 | 0.29794 | 2272.5757
Commercial/Industrial | Healthcare | Existing | Air Curtains | 0.0054313 | 1.3278 | -10249.0559 | 0.010513 | 0.0088056 | 81.081 | Commercial/Industrial | Transportation Equipment | Any | HVAC Recommissioning | 1.3977 | 1.2751 | 232431.7853 | 54.9173 | 53.5849 | 385509.7021 | [10 empty] | Commercial/Industrial | Textiles and Leather | Any | Efficient Lighting - Exterior | 2.9673 | 2.1278 | 2310.3101 | 0 | 0 | 2551.9164
Commercial/Industrial | Hospitals | Existing | Air Curtains | 0.0054313 | 1.3278 | -10249.0559 | 0.010513 | 0.0088056 | 81.081 | Commercial/Industrial | Chemicals and Plastics | Any | Process Heat Equipment Upgrade | 1.3892 | 1.2856 | 59438.9118 | 13.8146 | 13.474 | 100344.2214 | [10 empty] | Commercial/Industrial | Primary Resources Industries | Any | Lighting Controls - Exterior | 1.5795 | 1.9249 | 2306.014 | 0 | 0 | 4980.25
Commercial/Industrial | Lodging/Hospitality | Existing | Air Curtains | 0.0054313 | 1.3278 | -10249.0559 | 0.010513 | 0.0088056 | 81.081 | Commercial/Industrial | Stone/Clay/Glass/Concrete | Any | Process Heat Equipment Upgrade | 1.3892 | 1.2856 | 79439.8406 | 18.4632 | 18.0079 | 134109.6045 | [10 empty] | Commercial/Industrial | Textiles and Leather | Any | Pump Improved Controls | 7.8043 | 1.443 | 2278.8284 | 0.18722 | 0.18228 | 1390.3055
Commercial/Industrial | Restaurants | Existing | Air Curtains | 0.0054313 | 1.3278 | -10249.0559 | 0.010513 | 0.0088056 | 81.081 | Commercial/Industrial | Miscellaneous Manufacturing | Any | Process Refrig Equipment Upgrade | 1.3592 | 1.2844 | 107.6678 | 0.025633 | 0.025001 | 186.1908 | [10 empty] | Commercial/Industrial | Textiles and Leather | Any | Motor Improved Controls | 7.8039 | 1.4429 | 2264.9447 | 0.18608 | 0.18116 | 1381.8351
Commercial/Industrial | Schools K-12 | Existing | Air Curtains | 0.0054313 | 1.3278 | -10249.0559 | 0.010513 | 0.0088056 | 81.081 | Commercial/Industrial | Lumber/Furniture/Pulp/Paper | Any | Process Refrig Equipment Upgrade | 1.346 | 1.2851 | 236.8465 | 0.057085 | 0.055677 | 414.644 | [10 empty] | Commercial/Industrial | Construction | Any | Pump Improved Controls | 7.8046 | 1.443 | 2245.4575 | 0.18448 | 0.17961 | 1369.946
Commercial/Industrial | College and University | New | Air Curtains | 0.0054313 | 1.3278 | -10249.0559 | 0.010513 | 0.0088056 | 81.081 | Commercial/Industrial | Lumber/Furniture/Pulp/Paper | Any | Lighting Controls - Exterior | 1.3304 | 1.9249 | 196.159 | 0 | 0 | 510.7132 | [10 empty] | Commercial/Industrial | Metal Products and Machinery | Any | Motor Improved Controls | 10.9823 | 1.4428 | 2240.7158 | 0.17833 | 0.17362 | 1324.2604
Commercial/Industrial | Healthcare | New | Air Curtains | 0.0054313 | 1.3278 | -10249.0559 | 0.010513 | 0.0088056 | 81.081 | Commercial/Industrial | Miscellaneous Manufacturing | Any | Efficient Lighting - Other Interior Lighting | 1.2699 | 1.4222 | 4778.4804 | 0.96067 | 0.9338 | 6730.3381 | [10 empty] | Commercial/Industrial | Stone/Clay/Glass/Concrete | Any | Process Other Systems Optimization | 7.4219 | 1.1584 | 2188.6766 | 0.46019 | 0.44884 | 3342.6367
Commercial/Industrial | Hospitals | New | Air Curtains | 0.0054313 | 1.3278 | -10249.0559 | 0.010513 | 0.0088056 | 81.081 | Commercial/Industrial | Stone/Clay/Glass/Concrete | Any | Efficient Lighting - Other Interior Lighting | 1.2699 | 1.4222 | 13047.0137 | 2.623 | 2.5496 | 18376.3053 | [10 empty] | Commercial/Industrial | Water and Wastewater | Any | Plant Energy Management | 15.5024 | 1.3238 | 2156.3889 | 0.22414 | 0.21915 | 1643.2936
Commercial/Industrial | Lodging/Hospitality | New | Air Curtains | 0.0054313 | 1.3278 | -10249.0559 | 0.010513 | 0.0088056 | 81.081 | Commercial/Industrial | Construction | Any | Efficient Lighting - Other Interior Lighting | 1.2699 | 1.4222 | 13887.4686 | 2.7919 | 2.7138 | 19560.0594 | [10 empty] | Commercial/Industrial | Textiles and Leather | Any | Motor Equipment Upgrades | 2.2768 | 1.2922 | 2148.9855 | 0.34202 | 0.33299 | 2539.8748
Commercial/Industrial | Restaurants | New | Air Curtains | 0.0054313 | 1.3278 | -10249.0559 | 0.010513 | 0.0088056 | 81.081 | Commercial/Industrial | Electrical and Electronic Equip. | Any | Efficient Lighting - Other Interior Lighting | 1.2699 | 1.4222 | 59305.0179 | 11.9227 | 11.5892 | 83529.2383 | [10 empty] | Commercial/Industrial | Construction | Any | Efficient Lighting - Exterior | 2.9673 | 2.1278 | 1923.3193 | 0 | 0 | 2124.4551
Commercial/Industrial | Schools K-12 | New | Air Curtains | 0.0054313 | 1.3278 | -10249.0559 | 0.010513 | 0.0088056 | 81.081 | Commercial/Industrial | Transportation Equipment | Any | Efficient Lighting - Other Interior Lighting | 1.2699 | 1.4222 | 136849.5993 | 27.5124 | 26.7428 | 192748.3236 | [10 empty] | Commercial/Industrial | Metal Products and Machinery | Any | Process Refrig Equipment Upgrade | 1.648 | 1.2855 | 1910.1449 | 0.37737 | 0.36807 | 2741.0997
Commercial/Industrial | Assembly | Turnover | ENERGY STAR Water Cooler | 2.2235 | 1.3261 | 459.8984 | 0.095219 | 0.095219 | 547.5 | Commercial/Industrial | Lumber/Furniture/Pulp/Paper | Any | Efficient Lighting - Other Interior Lighting | 1.2699 | 1.4222 | 13014.3972 | 2.6164 | 2.5432 | 18330.3659 | [10 empty] | Commercial/Industrial | Transportation Equipment | Any | Process Refrig Equipment Upgrade | 2.6341 | 1.2856 | 1816.4906 | 0.27579 | 0.26899 | 2003.2006
Commercial/Industrial | College and University | Turnover | ENERGY STAR Water Cooler | 2.2235 | 1.3261 | 459.8984 | 0.095219 | 0.095219 | 547.5 | Commercial/Industrial | Primary Resources Industries | Any | Efficient Lighting - Other Interior Lighting | 1.2699 | 1.4222 | 114375.9658 | 22.9942 | 22.351 | 161094.923 | [10 empty] | Commercial/Industrial | Textiles and Leather | Any | Process Refrig Equipment Upgrade | 1.9578 | 1.2856 | 1769.0753 | 0.31003 | 0.30238 | 2251.9345
Commercial/Industrial | Grocery | Turnover | ENERGY STAR Water Cooler | 2.2235 | 1.3261 | 459.8984 | 0.095219 | 0.095219 | 547.5 | Commercial/Industrial | Chemicals and Plastics | Any | Efficient Lighting - Other Interior Lighting | 1.2699 | 1.4222 | 101279.6184 | 20.3613 | 19.7918 | 142649.1306 | [10 empty] | Commercial/Industrial | Metal Products and Machinery | Any | Motor Equipment Upgrades | 1.7488 | 1.2923 | 1598.4844 | 0.29721 | 0.28936 | 2207.0603
Commercial/Industrial | Healthcare | Turnover | ENERGY STAR Water Cooler | 2.2235 | 1.3261 | 459.8984 | 0.095219 | 0.095219 | 547.5 | Commercial/Industrial | Agriculture and Assembly | Any | Efficient Lighting - Other Interior Lighting | 1.2699 | 1.4222 | 44440.3592 | 8.9343 | 8.6844 | 62592.8376 | [10 empty] | Commercial/Industrial | Miscellaneous Manufacturing | Any | Efficient Lighting - Exterior | 2.9673 | 2.1278 | 1550.2445 | 0 | 0 | 1712.3651
Commercial/Industrial | Hospitals | Turnover | ENERGY STAR Water Cooler | 2.2235 | 1.3261 | 459.8984 | 0.095219 | 0.095219 | 547.5 | Commercial/Industrial | Textiles and Leather | Any | Efficient Lighting - Other Interior Lighting | 1.2699 | 1.4222 | 21931.0597 | 4.409 | 4.2857 | 30889.2026 | [10 empty] | Commercial/Industrial | Water and Wastewater | Any | Motor Improved Controls | 4.8018 | 1.443 | 1395.6371 | 0.12327 | 0.12001 | 915.3872
Commercial/Industrial | Institutional | Turnover | ENERGY STAR Water Cooler | 2.2235 | 1.3261 | 459.8984 | 0.095219 | 0.095219 | 547.5 | Commercial/Industrial | Metal Products and Machinery | Any | Efficient Lighting - Other Interior Lighting | 1.2699 | 1.4222 | 21096.8305 | 4.2413 | 4.1227 | 29714.2181 | [10 empty] | Commercial/Industrial | Agriculture and Assembly | Any | Process Other Systems Optimization | 7.4217 | 1.1584 | 1390.4077 | 0.29235 | 0.28514 | 2123.4877
Commercial/Industrial | Lodging/Hospitality | Turnover | ENERGY STAR Water Cooler | 2.2235 | 1.3261 | 459.8984 | 0.095219 | 0.095219 | 547.5 | Commercial/Industrial | Water and Wastewater | Any | Efficient Lighting - Other Interior Lighting | 1.2699 | 1.4222 | 638.8163 | 0.12843 | 0.12484 | 899.7526 | [10 empty] | Commercial/Industrial | Stone/Clay/Glass/Concrete | Any | Process Refrig Equipment Upgrade | 1.2511 | 1.2855 | 1387.2579 | 0.36806 | 0.35899 | 2673.4852
Commercial/Industrial | Miscellaneous | Turnover | ENERGY STAR Water Cooler | 2.2235 | 1.3261 | 459.8984 | 0.095219 | 0.095219 | 547.5 | Commercial/Industrial | Lumber/Furniture/Pulp/Paper | Any | Pump System Optimization | 1.2658 | 1.2923 | 45876.9829 | 11.7934 | 11.4819 | 87578.2988 | [10 empty] | Commercial/Industrial | Miscellaneous Manufacturing | Any | Compressed Air System Optimization | 4.3325 | 1.2921 | 1348.2467 | 0.17498 | 0.17036 | 1299.4403
Commercial/Industrial | Offices | Turnover | ENERGY STAR Water Cooler | 2.2235 | 1.3261 | 459.8984 | 0.095219 | 0.095219 | 547.5 | Commercial/Industrial | Stone/Clay/Glass/Concrete | Any | Process Refrig Equipment Upgrade | 1.2511 | 1.2855 | 1387.2579 | 0.36806 | 0.35899 | 2673.4852 | [10 empty] | Commercial/Industrial | Stone/Clay/Glass/Concrete | Any | HVAC Improved Controls | 12.4195 | 1.4233 | 1328.0453 | 0.10906 | 0.10641 | 765.5806
Commercial/Industrial | Restaurants | Turnover | ENERGY STAR Water Cooler | 2.2235 | 1.3261 | 459.8984 | 0.095219 | 0.095219 | 547.5 | Commercial/Industrial | Construction | Any | Process Refrig System Optimization | 1.1729 | 1.1138 | 25678.4564 | 0.65021 | 0.63417 | 4722.8603 | [10 empty] | Commercial/Industrial | Textiles and Leather | Any | Process Other Systems Optimization | 3.1487 | 1.1583 | 1296.4768 | 0.31615 | 0.30835 | 2296.3945
Commercial/Industrial | Retail | Turnover | ENERGY STAR Water Cooler | 2.2235 | 1.3261 | 459.8984 | 0.095219 | 0.095219 | 547.5 | Commercial/Industrial | Water and Wastewater | Any | Process Refrig System Optimization | 1.1729 | 1.1137 | 1181.1956 | 0.65021 | 0.63417 | 4722.8603 | [10 empty] | Commercial/Industrial | Metal Products and Machinery | Any | Process Refrig System Optimization | 23.8192 | 1.1138 | 1233.7144 | 0.30428 | 0.29677 | 2210.1421
Commercial/Industrial | Schools K-12 | Turnover | ENERGY STAR Water Cooler | 2.2235 | 1.3261 | 459.8984 | 0.095219 | 0.095219 | 547.5 | Commercial/Industrial | Agriculture and Assembly | Any | Process Refrig Controls | 1.129 | 1.435 | 291.0414 | 0.071425 | 0.069664 | 518.8079 | [10 empty] | Commercial/Industrial | Water and Wastewater | Any | Process Refrig System Optimization | 1.1729 | 1.1137 | 1181.1956 | 0.65021 | 0.63417 | 4722.8603
Commercial/Industrial | Warehouse | Turnover | ENERGY STAR Water Cooler | 2.2235 | 1.3261 | 459.8984 | 0.095219 | 0.095219 | 547.5 | Commercial/Industrial | Textiles and Leather | Any | Motor Optimization | 1.0459 | 1.2923 | 315124.7391 | 114.3046 | 111.2855 | 848831.5375 | [10 empty] | Commercial/Industrial | Water and Wastewater | Any | Process Other Systems Optimization | 5.258 | 1.1584 | 1131.4143 | 0.24826 | 0.24214 | 1803.2829
Commercial/Industrial | Assembly | New | ENERGY STAR Water Cooler | 2.2235 | 1.3261 | 459.8984 | 0.095219 | 0.095219 | 547.5 | Commercial/Industrial | 501 kW + | Any | Auto DR | 1389.6124 | #DIV/0! | -2466.5437 | 925.6915 | 688.2752 | 0 | [10 empty] | Commercial/Industrial | Chemicals and Plastics | Any | Lighting Controls - Exterior | 1.6395 | 1.9249 | 1069.5411 | 0 | 0 | 2235.3813
Commercial/Industrial | College and University | New | ENERGY STAR Water Cooler | 2.2235 | 1.3261 | 459.8984 | 0.095219 | 0.095219 | 547.5 | Commercial/Industrial | 501 kW + | Any | CPP | 1389.6124 | #DIV/0! | -2466.5437 | 925.6915 | 688.2752 | 0 | [10 empty] | Commercial/Industrial | Electrical and Electronic Equip. | Any | Process Other Systems Optimization | 1.4356 | 1.1584 | 1059.1448 | 0.38619 | 0.37667 | 2805.1499
Commercial/Industrial | Grocery | New | ENERGY STAR Water Cooler | 2.2235 | 1.3261 | 459.8984 | 0.095219 | 0.095219 | 547.5 | Commercial/Industrial | 501 kW + | Any | Firm Service Level | 1389.6124 | #DIV/0! | -2466.5437 | 925.6915 | 688.2752 | 0 | [10 empty] | Commercial/Industrial | Water and Wastewater | Any | HVAC Improved Controls | 10.0182 | 1.4234 | 1000.8049 | 0.083536 | 0.081509 | 586.4048
Commercial/Industrial | Healthcare | New | ENERGY STAR Water Cooler | 2.2235 | 1.3261 | 459.8984 | 0.095219 | 0.095219 | 547.5 | Commercial/Industrial | 501 kW + | Any | Guaranteed Load Drop | 1389.6124 | #DIV/0! | -2466.5437 | 925.6915 | 688.2752 | 0 | [10 empty] | Commercial/Industrial | Miscellaneous Manufacturing | Any | Compressed Air Equipment | 34.5494 | 1.4432 | 982.8729 | 0.074326 | 0.072363 | 551.9476
Commercial/Industrial | Hospitals | New | ENERGY STAR Water Cooler | 2.2235 | 1.3261 | 459.8984 | 0.095219 | 0.095219 | 547.5 | Commercial/Industrial | 301-500 kW | Any | Auto DR | 398.1273 | #DIV/0! | -2466.5437 | 262.2964 | 213.8319 | 0 | [10 empty] | Commercial/Industrial | Water and Wastewater | Any | Pump Equipment Upgrade | 3.74 | 1.4431 | 968.3904 | 0.090547 | 0.088156 | 672.4083
Commercial/Industrial | Institutional | New | ENERGY STAR Water Cooler | 2.2235 | 1.3261 | 459.8984 | 0.095219 | 0.095219 | 547.5 | Commercial/Industrial | 301-500 kW | Any | CPP | 398.1273 | #DIV/0! | -2466.5437 | 262.2964 | 213.8319 | 0 | [10 empty] | Commercial/Industrial | Water and Wastewater | Any | Efficient Lighting - High Bay | 2.1837 | 1.3948 | 915.6448 | 0.11607 | 0.11282 | 813.1681
Commercial/Industrial | Lodging/Hospitality | New | ENERGY STAR Water Cooler | 2.2235 | 1.3261 | 459.8984 | 0.095219 | 0.095219 | 547.5 | Commercial/Industrial | 301-500 kW | Any | Firm Service Level | 398.1273 | #DIV/0! | -2466.5437 | 262.2964 | 213.8319 | 0 | [10 empty] | Commercial/Industrial | Transportation Equipment | Any | Lighting Controls - Exterior | 1.7662 | 1.9249 | 770.4663 | 0 | 0 | 1517.8276
Commercial/Industrial | Miscellaneous | New | ENERGY STAR Water Cooler | 2.2235 | 1.3261 | 459.8984 | 0.095219 | 0.095219 | 547.5 | Commercial/Industrial | 301-500 kW | Any | Guaranteed Load Drop | 398.1273 | #DIV/0! | -2466.5437 | 262.2964 | 213.8319 | 0 | [10 empty] | Commercial/Industrial | Water and Wastewater | Any | Pump System Optimization | 4.8259 | 1.292 | 739.5747 | 0.09402 | 0.091537 | 698.1985
Commercial/Industrial | Offices | New | ENERGY STAR Water Cooler | 2.2235 | 1.3261 | 459.8984 | 0.095219 | 0.095219 | 547.5 | Commercial/Industrial | 51-300 kW | Any | Auto DR | 113.3964 | #DIV/0! | -2466.5437 | 75.5927 | 55.8595 | 0 | [10 empty] | Commercial/Industrial | Water and Wastewater | Any | Compressed Air Equipment | 4.8082 | 1.4427 | 738.1975 | 0.06518 | 0.063458 | 484.0291
Commercial/Industrial | Restaurants | New | ENERGY STAR Water Cooler | 2.2235 | 1.3261 | 459.8984 | 0.095219 | 0.095219 | 547.5 | Commercial/Industrial | 51-300 kW | Any | CPP | 113.3964 | #DIV/0! | -2466.5437 | 75.5927 | 55.8595 | 0 | [10 empty] | Commercial/Industrial | Agriculture and Assembly | Any | Lighting Controls - Exterior | 1.8362 | 1.9249 | 661.9307 | 0 | 0 | 1268.1477
Commercial/Industrial | Retail | New | ENERGY STAR Water Cooler | 2.2235 | 1.3261 | 459.8984 | 0.095219 | 0.095219 | 547.5 | Commercial/Industrial | 51-300 kW | Any | Firm Service Level | 113.3964 | #DIV/0! | -2466.5437 | 75.5927 | 55.8595 | 0 | [10 empty] | Commercial/Industrial | Electrical and Electronic Equip. | Any | Lighting Controls - Exterior | 1.6069 | 1.9249 | 639.9425 | 0 | 0 | 1360.9544
Commercial/Industrial | Schools K-12 | New | ENERGY STAR Water Cooler | 2.2235 | 1.3261 | 459.8984 | 0.095219 | 0.095219 | 547.5 | Commercial/Industrial | 51-300 kW | Any | Guaranteed Load Drop | 113.3964 | #DIV/0! | -2466.5437 | 75.5927 | 55.8595 | 0 | [10 empty] | Commercial/Industrial | Water and Wastewater | Any | Efficient Lighting - Other Interior Lighting | 1.2699 | 1.4222 | 638.8163 | 0.12843 | 0.12484 | 899.7526
Commercial/Industrial | Warehouse | New | ENERGY STAR Water Cooler | 2.2235 | 1.3261 | 459.8984 | 0.095219 | 0.095219 | 547.5 | Commercial/Industrial | 50,001 kWh + | Any | Central air conditioner - Load Shed | 31.3523 | #DIV/0! | -355.8133 | 4.6198 | 0 | 0 | [10 empty] | Commercial/Industrial | Water and Wastewater | Any | HVAC Equipment Upgrades | 4.4071 | 1.5024 | 628.9603 | 0.051079 | 0.04984 | 358.5686
Commercial/Industrial | College and University | Existing | Automatic Door Closer for Walk-in Coolers and Freezers | 0.059887 | 1.3231 | -413.1324 | 0.0050673 | 0.0042445 | 39.0829 | Commercial/Industrial | 0-50 kW | Any | Auto DR | 28.348 | #DIV/0! | -2466.5437 | 19.3855 | 11.1804 | 0 | [10 empty] | Commercial/Industrial | Miscellaneous Manufacturing | Any | Pump Improved Controls | 7.8083 | 1.4437 | 531.4821 | 0.043665 | 0.042511 | 324.2554
Commercial/Industrial | Healthcare | Existing | Automatic Door Closer for Walk-in Coolers and Freezers | 0.059887 | 1.3231 | -413.1324 | 0.0050673 | 0.0042445 | 39.0829 | Commercial/Industrial | 0-50 kW | Any | CPP | 28.348 | #DIV/0! | -2466.5437 | 19.3855 | 11.1804 | 0 | [10 empty] | Commercial/Industrial | Miscellaneous Manufacturing | Any | Motor Improved Controls | 7.8073 | 1.4435 | 528.244 | 0.043399 | 0.042252 | 322.2799
Commercial/Industrial | Hospitals | Existing | Automatic Door Closer for Walk-in Coolers and Freezers | 0.059887 | 1.3231 | -413.1324 | 0.0050673 | 0.0042445 | 39.0829 | Commercial/Industrial | 0-50 kW | Any | Firm Service Level | 28.348 | #DIV/0! | -2466.5437 | 19.3855 | 11.1804 | 0 | [10 empty] | Commercial/Industrial | Miscellaneous Manufacturing | Any | Fan Equipment Upgrades | 2.7297 | 1.4428 | 512.7035 | 0.053151 | 0.051748 | 394.705
Commercial/Industrial | Lodging/Hospitality | Existing | Automatic Door Closer for Walk-in Coolers and Freezers | 0.059887 | 1.3231 | -413.1324 | 0.0050673 | 0.0042445 | 39.0829 | Commercial/Industrial | 0-50 kW | Any | Guaranteed Load Drop | 28.348 | #DIV/0! | -2466.5437 | 19.3855 | 11.1804 | 0 | [10 empty] | Commercial/Industrial | Water and Wastewater | Any | Building Envelope Improvements | 5.3848 | 1.6003 | 388.7985 | 0.024225 | 0.023637 | 170.0562
Commercial/Industrial | Restaurants | Existing | Automatic Door Closer for Walk-in Coolers and Freezers | 0.059887 | 1.3231 | -413.1324 | 0.0050673 | 0.0042445 | 39.0829 | Commercial/Industrial | 25,001-50,000 kWh | Any | Central air conditioner - Load Shed | 26.2288 | #DIV/0! | -355.8133 | 3.8648 | 0 | 0 | [10 empty] | Commercial/Industrial | Water and Wastewater | Any | Compressed Air Controls | 7.7494 | 1.3844 | 385.3997 | 0.035831 | 0.034885 | 266.0844
Commercial/Industrial | Schools K-12 | Existing | Automatic Door Closer for Walk-in Coolers and Freezers | 0.059887 | 1.3231 | -413.1324 | 0.0050673 | 0.0042445 | 39.0829 | Commercial/Industrial | 50,001 kWh + | Any | Central air conditioner - 50% cycling | 15.6761 | #DIV/0! | -355.8133 | 2.3099 | 0 | 0 | [10 empty] | Commercial/Industrial | Miscellaneous Manufacturing | Any | Motor Equipment Upgrades | 1.4721 | 1.2924 | 325.8839 | 0.070162 | 0.068309 | 521.0287
Commercial/Industrial | College and University | New | Automatic Door Closer for Walk-in Coolers and Freezers | 0.059887 | 1.3231 | -413.1324 | 0.0050673 | 0.0042445 | 39.0829 | Commercial/Industrial | 50,001 kWh + | Any | Central Heating - Load Shed | 15.0713 | #DIV/0! | -355.8133 | 0 | 5.3179 | 0 | [10 empty] | Commercial/Industrial | Water and Wastewater | Any | Compressed Air System Optimization | 5.9339 | 1.292 | 319.8484 | 0.039342 | 0.038303 | 292.1544
Commercial/Industrial | Healthcare | New | Automatic Door Closer for Walk-in Coolers and Freezers | 0.059887 | 1.3231 | -413.1324 | 0.0050673 | 0.0042445 | 39.0829 | Commercial/Industrial | 25,001-50,000 kWh | Any | Central air conditioner - 50% cycling | 13.1144 | #DIV/0! | -355.8133 | 1.9324 | 0 | 0 | [10 empty] | Commercial/Industrial | Agriculture and Assembly | Any | Process Refrig Controls | 1.129 | 1.435 | 291.0414 | 0.071425 | 0.069664 | 518.8079
Commercial/Industrial | Hospitals | New | Automatic Door Closer for Walk-in Coolers and Freezers | 0.059887 | 1.3231 | -413.1324 | 0.0050673 | 0.0042445 | 39.0829 | Commercial/Industrial | 15,001-25,000 kWh | Any | Central air conditioner - Load Shed | 12.2486 | #DIV/0! | -355.8133 | 1.8048 | 0 | 0 | [10 empty] | Commercial/Industrial | Metal Products and Machinery | Any | Lighting Controls - Exterior | 1.4586 | 1.9249 | 288.7379 | 0 | 0 | 674.4456
Commercial/Industrial | Lodging/Hospitality | New | Automatic Door Closer for Walk-in Coolers and Freezers | 0.059887 | 1.3231 | -413.1324 | 0.0050673 | 0.0042445 | 39.0829 | Commercial/Industrial | 50,001 kWh + | Any | Smart thermostats - BYOT | 8.4651 | #DIV/0! | -714.1505 | 2.3099 | 1.1301 | 0 | [10 empty] | Commercial/Industrial | Water and Wastewater | Any | Fan Equipment Upgrades | 2.7323 | 1.4442 | 282.148 | 0.02925 | 0.028477 | 217.2118
Commercial/Industrial | Restaurants | New | Automatic Door Closer for Walk-in Coolers and Freezers | 0.059887 | 1.3231 | -413.1324 | 0.0050673 | 0.0042445 | 39.0829 | Commercial/Industrial | 50,001 kWh + | Any | Central Heating - 50% cycling | 7.5349 | #DIV/0! | -355.8133 | 0 | 2.6589 | 0 | [10 empty] | Commercial/Industrial | Water and Wastewater | Any | Process Refrig Equipment Upgrade | 1.559 | 1.2854 | 278.2984 | 0.057624 | 0.056204 | 418.563
Commercial/Industrial | Schools K-12 | New | Automatic Door Closer for Walk-in Coolers and Freezers | 0.059887 | 1.3231 | -413.1324 | 0.0050673 | 0.0042445 | 39.0829 | Commercial/Industrial | 50,001 kWh + | Any | Smart thermostats - Utility Installation | 7.2934 | #DIV/0! | -828.8734 | 2.3099 | 1.1301 | 0 | [10 empty] | Commercial/Industrial | Transportation Equipment | Any | Process Other Systems Optimization | 7.4215 | 1.1583 | 270.9978 | 0.05698 | 0.055575 | 413.879
Commercial/Industrial | Assembly | Existing | Refrigerated Display Case Lighting Controls | 0.14521 | 1.319 | -240.205 | 0.0084392 | 0.0078859 | 61.4361 | Commercial/Industrial | 25,001-50,000 kWh | Any | Central Heating - Load Shed | 6.9322 | #DIV/0! | -355.8133 | 0 | 2.4459 | 0 | [10 empty] | Commercial/Industrial | Lumber/Furniture/Pulp/Paper | Any | Process Refrig Equipment Upgrade | 1.346 | 1.2851 | 236.8465 | 0.057085 | 0.055677 | 414.644
Commercial/Industrial | College and University | Existing | Refrigerated Display Case Lighting Controls | 0.14521 | 1.319 | -240.205 | 0.0084392 | 0.0078859 | 61.4361 | Commercial/Industrial | 25,001-50,000 kWh | Any | Smart thermostats - BYOT | 6.8348 | #DIV/0! | -714.1505 | 1.9324 | 0.51975 | 0 | [10 empty] | Commercial/Industrial | Textiles and Leather | Any | Lighting Controls - Exterior | 1.8082 | 1.9249 | 233.5561 | 0 | 0 | 452.3192
Commercial/Industrial | Grocery | Existing | Refrigerated Display Case Lighting Controls | 0.14521 | 1.319 | -240.205 | 0.0084392 | 0.0078859 | 61.4361 | Commercial/Industrial | 50,001 kWh + | Any | CPP + Tech | 6.1884 | #DIV/0! | -1012.4302 | 2.3099 | 1.6618 | 0 | [10 empty] | Commercial/Industrial | Stone/Clay/Glass/Concrete | Any | Lighting Controls - Exterior | 1.5489 | 1.9249 | 226.2676 | 0 | 0 | 497.5976
Commercial/Industrial | Healthcare | Existing | Refrigerated Display Case Lighting Controls | 0.14521 | 1.319 | -240.205 | 0.0084392 | 0.0078859 | 61.4361 | Commercial/Industrial | 15,001-25,000 kWh | Any | Central air conditioner - 50% cycling | 6.1236 | #DIV/0! | -355.8133 | 0.90239 | 0 | 0 | [10 empty] | Commercial/Industrial | Miscellaneous Manufacturing | Any | Process Other Systems Optimization | 7.4203 | 1.1582 | 199.9041 | 0.042032 | 0.040995 | 305.3018
Commercial/Industrial | Hospitals | Existing | Refrigerated Display Case Lighting Controls | 0.14521 | 1.319 | -240.205 | 0.0084392 | 0.0078859 | 61.4361 | Commercial/Industrial | 25,001-50,000 kWh | Any | Smart thermostats - Utility Installation | 5.8888 | #DIV/0! | -828.8734 | 1.9324 | 0.51975 | 0 | [10 empty] | Commercial/Industrial | Lumber/Furniture/Pulp/Paper | Any | Lighting Controls - Exterior | 1.3304 | 1.9249 | 196.159 | 0 | 0 | 510.7132
Commercial/Industrial | Institutional | Existing | Refrigerated Display Case Lighting Controls | 0.14521 | 1.319 | -240.205 | 0.0084392 | 0.0078859 | 61.4361 | Commercial/Industrial | 25,001-50,000 kWh | Any | CPP + Tech | 4.9214 | #DIV/0! | -1012.4302 | 1.9324 | 0.76434 | 0 | [10 empty] | Commercial/Industrial | Construction | Any | Lighting Controls - Exterior | 1.6593 | 1.9249 | 181.9938 | 0 | 0 | 376.553
Commercial/Industrial | Lodging/Hospitality | Existing | Refrigerated Display Case Lighting Controls | 0.14521 | 1.319 | -240.205 | 0.0084392 | 0.0078859 | 61.4361 | Commercial/Industrial | 0-15,000 kWh | Any | Central air conditioner - Load Shed | 4.3022 | #DIV/0! | -355.8133 | 0.63387 | 0 | 0 | [10 empty] | Commercial/Industrial | Miscellaneous Manufacturing | Any | Lighting Controls - Exterior | 2.0566 | 1.9249 | 170.2223 | 0 | 0 | 303.5114
Commercial/Industrial | Miscellaneous | Existing | Refrigerated Display Case Lighting Controls | 0.14521 | 1.319 | -240.205 | 0.0084392 | 0.0078859 | 61.4361 | Commercial/Industrial | 15,001-25,000 kWh | Any | Central Heating - Load Shed | 4.1339 | #DIV/0! | -355.8133 | 0 | 1.4588 | 0 | [10 empty] | Commercial/Industrial | Water and Wastewater | Any | Motor Equipment Upgrades | 1.9213 | 1.2922 | 153.0279 | 0.026711 | 0.026006 | 198.3595
Commercial/Industrial | Offices | Existing | Refrigerated Display Case Lighting Controls | 0.14521 | 1.319 | -240.205 | 0.0084392 | 0.0078859 | 61.4361 | Commercial/Industrial | 25,001-50,000 kWh | Any | Central Heating - 50% cycling | 3.4654 | #DIV/0! | -355.8133 | 0 | 1.2229 | 0 | [10 empty] | Commercial/Industrial | Water and Wastewater | Any | Lighting Controls | 2.329 | 1.2754 | 114.6242 | 0.018802 | 0.018276 | 131.7248
Commercial/Industrial | Restaurants | Existing | Refrigerated Display Case Lighting Controls | 0.14521 | 1.319 | -240.205 | 0.0084392 | 0.0078859 | 61.4361 | Commercial/Industrial | 15,001-25,000 kWh | Any | Smart thermostats - BYOT | 3.2308 | #DIV/0! | -714.1505 | 0.90239 | 0.30999 | 0 | [10 empty] | Commercial/Industrial | Miscellaneous Manufacturing | Any | Process Refrig Equipment Upgrade | 1.3592 | 1.2844 | 107.6678 | 0.025633 | 0.025001 | 186.1908
Commercial/Industrial | Retail | Existing | Refrigerated Display Case Lighting Controls | 0.14521 | 1.319 | -240.205 | 0.0084392 | 0.0078859 | 61.4361 | Commercial/Industrial | 15,001-25,000 kWh | Any | Smart thermostats - Utility Installation | 2.7836 | #DIV/0! | -828.8734 | 0.90239 | 0.30999 | 0 | [10 empty] | Commercial/Industrial | Water and Wastewater | Any | Pump Improved Controls | 7.792 | 1.4407 | 103.2899 | 0.0084859 | 0.0082618 | 63.0168
Commercial/Industrial | Schools K-12 | Existing | Refrigerated Display Case Lighting Controls | 0.14521 | 1.319 | -240.205 | 0.0084392 | 0.0078859 | 61.4361 | Commercial/Industrial | 15,001-25,000 kWh | Any | CPP + Tech | 2.3384 | #DIV/0! | -1012.4302 | 0.90239 | 0.45587 | 0 | [10 empty] | Commercial/Industrial | Lumber/Furniture/Pulp/Paper | Any | Process Other Systems Optimization | 1.4589 | 1.1582 | 101.9381 | 0.03663 | 0.035727 | 266.0672
Commercial/Industrial | Warehouse | Existing | Refrigerated Display Case Lighting Controls | 0.14521 | 1.319 | -240.205 | 0.0084392 | 0.0078859 | 61.4361 | Commercial/Industrial | 0-15,000 kWh | Any | Central air conditioner - 50% cycling | 2.1504 | #DIV/0! | -355.8133 | 0.31693 | 0 | 0 | [10 empty] | Commercial/Industrial | Water and Wastewater | Any | Efficient Lighting - Exterior | 2.9673 | 2.1278 | 88.4717 | 0 | 0 | 97.7238
Commercial/Industrial | Assembly | Turnover | LED - 14W | 14.0811 | 1.3187 | 90.4831 | 0.011041 | 0.0025527 | 46.016 | Commercial/Industrial | 15,001-25,000 kWh | Any | Central Heating - 50% cycling | 2.067 | #DIV/0! | -355.8133 | 0 | 0.72938 | 0 | [10 empty] | Commercial/Industrial | Water and Wastewater | Any | Lighting Controls - Exterior | 1.6593 | 1.9249 | 8.3716 | 0 | 0 | 17.3212
Commercial/Industrial | Assembly | New | LED - 14W | 14.0811 | 1.3187 | 90.4831 | 0.011041 | 0.0025527 | 46.016 | Commercial/Industrial | 0-15,000 kWh | Any | Central Heating - Load Shed | 1.2225 | #DIV/0! | -355.8133 | 0 | 0.43118 | 0
Commercial/Industrial | Schools K-12 | Turnover | LED Linear - Lamp Replacement | 4.5751 | 1.3183 | 29.4121 | 0.0041146 | 0.00094471 | 17.0336 | Commercial/Industrial | 0-15,000 kWh | Any | Smart thermostats - BYOT | 1.1247 | #DIV/0! | -714.1505 | 0.31693 | 0.091626 | 0
Commercial/Industrial | Schools K-12 | New | LED Linear - Lamp Replacement | 4.5751 | 1.3183 | 29.4121 | 0.0041146 | 0.00094471 | 17.0336
Commercial/Industrial | Offices | Turnover | LED - 14W | 15.9087 | 1.3172 | 103.0509 | 0.012488 | 0.0028874 | 52.048
Commercial/Industrial | Offices | New | LED - 14W | 15.9087 | 1.3172 | 103.0509 | 0.012488 | 0.0028874 | 52.048
Commercial/Industrial | Miscellaneous | New | Green Roof | 0.0040747 | 1.3159 | -45.7642 | 2.0542e-05 | 0 | 0.15921
Commercial/Industrial | Warehouse | New | Green Roof | 0.0040747 | 1.3159 | -45.7642 | 2.0542e-05 | 0 | 0.15921
Commercial/Industrial | Miscellaneous | Existing | Cool Roof | 0.045958 | 1.3159 | -4.2607 | 2.2991e-05 | 0 | 0.17819
Commercial/Industrial | Warehouse | Existing | Cool Roof | 0.045958 | 1.3159 | -4.2607 | 2.2991e-05 | 0 | 0.17819
Commercial/Industrial | Miscellaneous | New | Cool Roof | 0.045845 | 1.3159 | -4.2615 | 2.2935e-05 | 0 | 0.17775
Commercial/Industrial | Warehouse | New | Cool Roof | 0.045845 | 1.3159 | -4.2615 | 2.2935e-05 | 0 | 0.17775
Commercial/Industrial | Miscellaneous | Existing | Green Roof | 0.0041554 | 1.3159 | -45.7587 | 2.0949e-05 | 0 | 0.16236
Commercial/Industrial | Warehouse | Existing | Green Roof | 0.0041554 | 1.3159 | -45.7587 | 2.0949e-05 | 0 | 0.16236
Commercial/Industrial | Miscellaneous | Turnover | LED Linear - Lamp Replacement | 8.4579 | 1.3153 | 59.7563 | 0.0076239 | 0.0017504 | 31.5613
Commercial/Industrial | Miscellaneous | New | LED Linear - Lamp Replacement | 8.4579 | 1.3153 | 59.7563 | 0.0076239 | 0.0017504 | 31.5613
Commercial/Industrial | Warehouse | Turnover | LED - 14W | 18.6714 | 1.3151 | 122.0859 | 0.01468 | 0.0033942 | 61.184
Commercial/Industrial | Warehouse | New | LED - 14W | 18.6714 | 1.3151 | 122.0859 | 0.01468 | 0.0033942 | 61.184
Commercial/Industrial | Healthcare | Turnover | LED Linear - Lamp Replacement | 9.6399 | 1.3142 | 69.0285 | 0.0086962 | 0.0019966 | 36.0005
Commercial/Industrial | Healthcare | New | LED Linear - Lamp Replacement | 9.6399 | 1.3142 | 69.0285 | 0.0086962 | 0.0019966 | 36.0005
Commercial/Industrial | Warehouse | Turnover | LED Linear - Lamp Replacement | 7.3304 | 1.314 | 51.0224 | 0.0066138 | 0.0015185 | 27.3798
Commercial/Industrial | Warehouse | New | LED Linear - Lamp Replacement | 7.3304 | 1.314 | 51.0224 | 0.0066138 | 0.0015185 | 27.3798
Commercial/Industrial | Healthcare | Turnover | LED - 14W | 24.5292 | 1.314 | 162.2228 | 0.019302 | 0.0044629 | 80.448
Commercial/Industrial | Healthcare | New | LED - 14W | 24.5292 | 1.314 | 162.2228 | 0.019302 | 0.0044629 | 80.448
Commercial/Industrial | Schools K-12 | Turnover | LED - 14W | 11.6038 | 1.3138 | 73.915 | 0.0091329 | 0.0021116 | 38.064
Commercial/Industrial | Schools K-12 | New | LED - 14W | 11.6038 | 1.3138 | 73.915 | 0.0091329 | 0.0021116 | 38.064
Commercial/Industrial | Institutional | Turnover | LED - 14W | 16.0862 | 1.3133 | 104.5844 | 0.012665 | 0.0029282 | 52.784
Commercial/Industrial | Institutional | New | LED - 14W | 16.0862 | 1.3133 | 104.5844 | 0.012665 | 0.0029282 | 52.784
Commercial/Industrial | Miscellaneous | Existing | Thermostatic Shower Restriction Valve | 8.581 | 1.3132 | 15072.7348 | 2.1932 | 1.4587 | 12977.961
Commercial/Industrial | Miscellaneous | New | Thermostatic Shower Restriction Valve | 8.581 | 1.3132 | 15072.7348 | 2.1932 | 1.4587 | 12977.961
Commercial/Industrial | Healthcare | Turnover | Heat Pump Water Heater | 1.961 | 1.3132 | 4580.2237 | 0.99034 | 0.65869 | 5860.2167
Commercial/Industrial | Healthcare | New | Heat Pump Water Heater | 1.961 | 1.3132 | 4580.2237 | 0.99034 | 0.65869 | 5860.2167
Commercial/Industrial | Warehouse | Turnover | Heat Pump Water Heater | 2.9416 | 1.3132 | 8312.9768 | 1.4855 | 0.98804 | 8790.3251
Commercial/Industrial | Warehouse | New | Heat Pump Water Heater | 2.9416 | 1.3132 | 8312.9768 | 1.4855 | 0.98804 | 8790.3251
Commercial/Industrial | Institutional | Turnover | Heat Pump Water Heater | 4.7065 | 1.3132 | 375798.3114 | 59.4203 | 39.5217 | 351613.0036
Commercial/Industrial | Institutional | New | Heat Pump Water Heater | 4.7065 | 1.3132 | 375798.3114 | 59.4203 | 39.5217 | 351613.0036
Commercial/Industrial | Miscellaneous | Turnover | Heat Pump Water Heater | 4.4124 | 1.3132 | 278242.1303 | 44.5652 | 29.6412 | 263709.7527
Commercial/Industrial | Miscellaneous | New | Heat Pump Water Heater | 4.4124 | 1.3132 | 278242.1303 | 44.5652 | 29.6412 | 263709.7527
Commercial/Industrial | Institutional | Existing | Thermostatic Shower Restriction Valve | 8.5809 | 1.3132 | 19505.892 | 2.8382 | 1.8878 | 16795.0084
Commercial/Industrial | Institutional | New | Thermostatic Shower Restriction Valve | 8.5809 | 1.3132 | 19505.892 | 2.8382 | 1.8878 | 16795.0084
Commercial/Industrial | Offices | Turnover | Heat Pump Water Heater | 4.0855 | 1.3132 | 38003.5664 | 6.1896 | 4.1168 | 36626.3545
Commercial/Industrial | Offices | New | Heat Pump Water Heater | 4.0855 | 1.3132 | 38003.5664 | 6.1896 | 4.1168 | 36626.3545
Commercial/Industrial | Assembly | Turnover | Heat Pump Water Heater | 1.4707 | 1.3131 | 2713.8471 | 0.74275 | 0.49402 | 4395.1625
Commercial/Industrial | Assembly | New | Heat Pump Water Heater | 1.4707 | 1.3131 | 2713.8471 | 0.74275 | 0.49402 | 4395.1625
Commercial/Industrial | Institutional | Existing | Low Flow Shower Head | 4.3564 | 1.3131 | 3595.1369 | 0.57736 | 0.38401 | 3416.4422
Commercial/Industrial | Institutional | New | Low Flow Shower Head | 4.3564 | 1.3131 | 3595.1369 | 0.57736 | 0.38401 | 3416.4422
Commercial/Industrial | Assembly | Existing | Thermostatic Shower Restriction Valve | 8.5805 | 1.3131 | 886.6315 | 0.12901 | 0.085808 | 763.4095
Commercial/Industrial | Offices | Existing | Thermostatic Shower Restriction Valve | 8.5805 | 1.3131 | 1773.2629 | 0.25802 | 0.17162 | 1526.8189
Commercial/Industrial | Schools K-12 | Existing | Thermostatic Shower Restriction Valve | 8.5805 | 1.3131 | 886.6315 | 0.12901 | 0.085808 | 763.4095
Commercial/Industrial | Warehouse | Existing | Thermostatic Shower Restriction Valve | 8.5805 | 1.3131 | 886.6315 | 0.12901 | 0.085808 | 763.4095
Commercial/Industrial | Assembly | New | Thermostatic Shower Restriction Valve | 8.5805 | 1.3131 | 886.6315 | 0.12901 | 0.085808 | 763.4095
Commercial/Industrial | Offices | New | Thermostatic Shower Restriction Valve | 8.5805 | 1.3131 | 1773.2629 | 0.25802 | 0.17162 | 1526.8189
Commercial/Industrial | Schools K-12 | New | Thermostatic Shower Restriction Valve | 8.5805 | 1.3131 | 886.6315 | 0.12901 | 0.085808 | 763.4095
Commercial/Industrial | Warehouse | New | Thermostatic Shower Restriction Valve | 8.5805 | 1.3131 | 886.6315 | 0.12901 | 0.085808 | 763.4095
Commercial/Industrial | Miscellaneous | Existing | Low Flow Shower Head | 4.3563 | 1.3131 | 2778.0603 | 0.44614 | 0.29674 | 2639.9781
Commercial/Industrial | Miscellaneous | New | Low Flow Shower Head | 4.3563 | 1.3131 | 2778.0603 | 0.44614 | 0.29674 | 2639.9781
Commercial/Industrial | Schools K-12 | Turnover | Heat Pump Water Heater | 0.6128 | 1.3131 | -552.2607 | 0.30949 | 0.20585 | 1831.3579
Commercial/Industrial | Schools K-12 | New | Heat Pump Water Heater | 0.6128 | 1.3131 | -552.2607 | 0.30949 | 0.20585 | 1831.3579
Commercial/Industrial | Miscellaneous | Turnover | LED - 14W | 21.4842 | 1.3128 | 141.5543 | 0.016922 | 0.0039125 | 70.528
Commercial/Industrial | Miscellaneous | New | LED - 14W | 21.4842 | 1.3128 | 141.5543 | 0.016922 | 0.0039125 | 70.528
Commercial/Industrial | Assembly | Turnover | LED Linear - Fixture Replacement | 7.0401 | 1.3126 | 453.6698 | 0.05923 | 0.01355 | 244.345
Commercial/Industrial | Assembly | New | LED Linear - Fixture Replacement | 7.0401 | 1.3126 | 453.6698 | 0.05923 | 0.01355 | 244.345
Commercial/Industrial | Assembly | Existing | Low Flow Shower Head | 4.3546 | 1.3126 | 163.4153 | 0.026243 | 0.017455 | 155.2928
Commercial/Industrial | Offices | Existing | Low Flow Shower Head | 4.3546 | 1.3126 | 326.8306 | 0.052487 | 0.03491 | 310.5857
Commercial/Industrial | Schools K-12 | Existing | Low Flow Shower Head | 4.3546 | 1.3126 | 163.4153 | 0.026243 | 0.017455 | 155.2928
Commercial/Industrial | Warehouse | Existing | Low Flow Shower Head | 4.3546 | 1.3126 | 163.4153 | 0.026243 | 0.017455 | 155.2928
Commercial/Industrial | Assembly | New | Low Flow Shower Head | 4.3546 | 1.3126 | 163.4153 | 0.026243 | 0.017455 | 155.2928
Commercial/Industrial | Offices | New | Low Flow Shower Head | 4.3546 | 1.3126 | 326.8306 | 0.052487 | 0.03491 | 310.5857
Commercial/Industrial | Schools K-12 | New | Low Flow Shower Head | 4.3546 | 1.3126 | 163.4153 | 0.026243 | 0.017455 | 155.2928
Commercial/Industrial | Warehouse | New | Low Flow Shower Head | 4.3546 | 1.3126 | 163.4153 | 0.026243 | 0.017455 | 155.2928
Commercial/Industrial | Offices | Turnover | LED Linear - Fixture Replacement | 7.9605 | 1.3122 | 520.6582 | 0.066994 | 0.015326 | 276.3749
Commercial/Industrial | Offices | New | LED Linear - Fixture Replacement | 7.9605 | 1.3122 | 520.6582 | 0.066994 | 0.015326 | 276.3749
Commercial/Industrial | Miscellaneous | Turnover | LED Linear - Fixture Replacement | 10.7854 | 1.312 | 725.8881 | 0.090781 | 0.020767 | 374.5037
Commercial/Industrial | Miscellaneous | New | LED Linear - Fixture Replacement | 10.7854 | 1.312 | 725.8881 | 0.090781 | 0.020767 | 374.5037
Commercial/Industrial | Healthcare | Turnover | LED Linear - Fixture Replacement | 12.2974 | 1.3115 | 836.0548 | 0.10355 | 0.023688 | 427.1789
Commercial/Industrial | Healthcare | New | LED Linear - Fixture Replacement | 12.2974 | 1.3115 | 836.0548 | 0.10355 | 0.023688 | 427.1789
Commercial/Industrial | Schools K-12 | Turnover | LED Linear - Fixture Replacement | 5.8181 | 1.3114 | 365.3587 | 0.048995 | 0.011208 | 202.1198
Commercial/Industrial | Schools K-12 | New | LED Linear - Fixture Replacement | 5.8181 | 1.3114 | 365.3587 | 0.048995 | 0.011208 | 202.1198
Commercial/Industrial | Warehouse | Turnover | LED Linear - Fixture Replacement | 9.3516 | 1.3113 | 622.1182 | 0.078754 | 0.018016 | 324.887
Commercial/Industrial | Warehouse | New | LED Linear - Fixture Replacement | 9.3516 | 1.3113 | 622.1182 | 0.078754 | 0.018016 | 324.887
Commercial/Industrial | Offices | Turnover | LED Linear - Lamp Replacement | 6.2225 | 1.3112 | 42.483 | 0.0056262 | 0.0012918 | 23.2915
Commercial/Industrial | Offices | New | LED Linear - Lamp Replacement | 6.2225 | 1.3112 | 42.483 | 0.0056262 | 0.0012918 | 23.2915
Commercial/Industrial | Institutional | Turnover | LED Linear - Fixture Replacement | 8.0668 | 1.3112 | 528.8319 | 0.067942 | 0.015543 | 280.283
Commercial/Industrial | Institutional | New | LED Linear - Fixture Replacement | 8.0668 | 1.3112 | 528.8319 | 0.067942 | 0.015543 | 280.283
Commercial/Industrial | Assembly | New | Refrigerated Display Case Lighting Controls | 0.053565 | 1.3111 | -276.9811 | 0.0031317 | 0.0029264 | 22.7985
Commercial/Industrial | College and University | New | Refrigerated Display Case Lighting Controls | 0.053565 | 1.3111 | -276.9811 | 0.0031317 | 0.0029264 | 22.7985
Commercial/Industrial | Grocery | New | Refrigerated Display Case Lighting Controls | 0.053565 | 1.3111 | -276.9811 | 0.0031317 | 0.0029264 | 22.7985
Commercial/Industrial | Healthcare | New | Refrigerated Display Case Lighting Controls | 0.053565 | 1.3111 | -276.9811 | 0.0031317 | 0.0029264 | 22.7985
Commercial/Industrial | Hospitals | New | Refrigerated Display Case Lighting Controls | 0.053565 | 1.3111 | -276.9811 | 0.0031317 | 0.0029264 | 22.7985
Commercial/Industrial | Institutional | New | Refrigerated Display Case Lighting Controls | 0.053565 | 1.3111 | -276.9811 | 0.0031317 | 0.0029264 | 22.7985
Commercial/Industrial | Lodging/Hospitality | New | Refrigerated Display Case Lighting Controls | 0.053565 | 1.3111 | -276.9811 | 0.0031317 | 0.0029264 | 22.7985
Commercial/Industrial | Miscellaneous | New | Refrigerated Display Case Lighting Controls | 0.053565 | 1.3111 | -276.9811 | 0.0031317 | 0.0029264 | 22.7985
Commercial/Industrial | Offices | New | Refrigerated Display Case Lighting Controls | 0.053565 | 1.3111 | -276.9811 | 0.0031317 | 0.0029264 | 22.7985
Commercial/Industrial | Restaurants | New | Refrigerated Display Case Lighting Controls | 0.053565 | 1.3111 | -276.9811 | 0.0031317 | 0.0029264 | 22.7985
Commercial/Industrial | Retail | New | Refrigerated Display Case Lighting Controls | 0.053565 | 1.3111 | -276.9811 | 0.0031317 | 0.0029264 | 22.7985
Commercial/Industrial | Schools K-12 | New | Refrigerated Display Case Lighting Controls | 0.053565 | 1.3111 | -276.9811 | 0.0031317 | 0.0029264 | 22.7985
Commercial/Industrial | Warehouse | New | Refrigerated Display Case Lighting Controls | 0.053565 | 1.3111 | -276.9811 | 0.0031317 | 0.0029264 | 22.7985
Commercial/Industrial | Assembly | Turnover | LED Linear - Lamp Replacement | 5.4895 | 1.3084 | 36.8449 | 0.0049742 | 0.0011421 | 20.5922
Commercial/Industrial | Assembly | New | LED Linear - Lamp Replacement | 5.4895 | 1.3084 | 36.8449 | 0.0049742 | 0.0011421 | 20.5922
Commercial/Industrial | Warehouse | Turnover | LED Display Lighting (Interior) | 5.9446 | 1.3079 | 655.0422 | 0.08827 | 0.01994 | 359.456
Commercial/Industrial | Warehouse | New | LED Display Lighting (Interior) | 5.9446 | 1.3079 | 655.0422 | 0.08827 | 0.01994 | 359.456
Commercial/Industrial | Offices | Turnover | LED Display Lighting (Interior) | 5.0558 | 1.3077 | 542.2421 | 0.07509 | 0.016963 | 305.782
Commercial/Industrial | Offices | New | LED Display Lighting (Interior) | 5.0558 | 1.3077 | 542.2421 | 0.07509 | 0.016963 | 305.782
Commercial/Industrial | Institutional | Turnover | LED Display Lighting (Interior) | 5.1271 | 1.3076 | 551.3294 | 0.076152 | 0.017203 | 310.106
Commercial/Industrial | Institutional | New | LED Display Lighting (Interior) | 5.1271 | 1.3076 | 551.3294 | 0.076152 | 0.017203 | 310.106
Commercial/Industrial | Assembly | Turnover | LED Display Lighting (Interior) | 4.4695 | 1.3075 | 467.7664 | 0.066388 | 0.014997 | 270.344
Commercial/Industrial | Assembly | New | LED Display Lighting (Interior) | 4.4695 | 1.3075 | 467.7664 | 0.066388 | 0.014997 | 270.344
Commercial/Industrial | Healthcare | Turnover | LED Display Lighting (Interior) | 7.8129 | 1.3074 | 892.8904 | 0.11606 | 0.026219 | 472.632
Commercial/Industrial | Healthcare | New | LED Display Lighting (Interior) | 7.8129 | 1.3074 | 892.8904 | 0.11606 | 0.026219 | 472.632
Commercial/Industrial | Institutional | Turnover | LED Linear - Lamp Replacement | 6.2921 | 1.3074 | 43.1709 | 0.0057058 | 0.00131 | 23.6208
Commercial/Industrial | Institutional | New | LED Linear - Lamp Replacement | 6.2921 | 1.3074 | 43.1709 | 0.0057058 | 0.00131 | 23.6208
Commercial/Industrial | Miscellaneous | Turnover | LED Display Lighting (Interior) | 6.8492 | 1.3073 | 770.4105 | 0.10175 | 0.022986 | 414.352
Commercial/Industrial | Miscellaneous | New | LED Display Lighting (Interior) | 6.8492 | 1.3073 | 770.4105 | 0.10175 | 0.022986 | 414.352
Commercial/Industrial | Schools K-12 | Turnover | LED Display Lighting (Interior) | 3.6963 | 1.3072 | 369.5849 | 0.054915 | 0.012405 | 223.626
Commercial/Industrial | Schools K-12 | New | LED Display Lighting (Interior) | 3.6963 | 1.3072 | 369.5849 | 0.054915 | 0.012405 | 223.626
Commercial/Industrial | Retail | Existing | Facility Energy Management System | 1.4113 | 1.3069 | 18747.0641 | 5.261 | 2.419 | 20160.1173
Commercial/Industrial | Retail | New | Facility Energy Management System | 1.4113 | 1.3069 | 18747.0641 | 5.261 | 2.419 | 20160.1173
Commercial/Industrial | Lodging/Hospitality | Existing | Facility Energy Management System | 1.7376 | 1.3069 | 84994.186 | 19.134 | 8.7976 | 73321.6996
Commercial/Industrial | Lodging/Hospitality | New | Facility Energy Management System | 1.7376 | 1.3069 | 84994.186 | 19.134 | 8.7976 | 73321.6996
Commercial/Industrial | Grocery | Existing | Facility Energy Management System | 7.5316 | 1.3069 | 85143.3485 | 11.5595 | 5.3149 | 44295.9859
Commercial/Industrial | Grocery | New | Facility Energy Management System | 7.5316 | 1.3069 | 85143.3485 | 11.5595 | 5.3149 | 44295.9859
Commercial/Industrial | Restaurants | Existing | Facility Energy Management System | 7.2793 | 1.3069 | 88353.8385 | 12.0451 | 5.5382 | 46156.6879
Commercial/Industrial | Restaurants | New | Facility Energy Management System | 7.2793 | 1.3069 | 88353.8385 | 12.0451 | 5.5382 | 46156.6879
Commercial/Industrial | College and University | Turnover | ENERGY STAR Commercial Clothes Washer | 0.37954 | 1.3043 | -740.6892 | 0.10782 | 0.1241 | 1060.1591
Commercial/Industrial | Hospitals | Turnover | ENERGY STAR Commercial Clothes Washer | 0.37954 | 1.3043 | -740.6892 | 0.10782 | 0.1241 | 1060.1591
Commercial/Industrial | Lodging/Hospitality | Turnover | ENERGY STAR Commercial Clothes Washer | 0.37954 | 1.3043 | -740.6892 | 0.10782 | 0.1241 | 1060.1591
Commercial/Industrial | Schools K-12 | Turnover | ENERGY STAR Commercial Clothes Washer | 0.37954 | 1.3043 | -740.6892 | 0.10782 | 0.1241 | 1060.1591
Commercial/Industrial | College and University | New | ENERGY STAR Commercial Clothes Washer | 0.37954 | 1.3043 | -740.6892 | 0.10782 | 0.1241 | 1060.1591
Commercial/Industrial | Hospitals | New | ENERGY STAR Commercial Clothes Washer | 0.37954 | 1.3043 | -740.6892 | 0.10782 | 0.1241 | 1060.1591
Commercial/Industrial | Lodging/Hospitality | New | ENERGY STAR Commercial Clothes Washer | 0.37954 | 1.3043 | -740.6892 | 0.10782 | 0.1241 | 1060.1591
Commercial/Industrial | Schools K-12 | New | ENERGY STAR Commercial Clothes Washer | 0.37954 | 1.3043 | -740.6892 | 0.10782 | 0.1241 | 1060.1591
Commercial/Industrial | Lodging/Hospitality | Turnover | LED Linear - Lamp Replacement | 7.1167 | 1.3006 | 49.9468 | 0.0064838 | 1.086e-06 | 26.8786
Commercial/Industrial | Lodging/Hospitality | New | LED Linear - Lamp Replacement | 7.1167 | 1.3006 | 49.9468 | 0.0064838 | 1.086e-06 | 26.8786
Commercial/Industrial | Warehouse | Existing | Dedicated Outdoor Air System on VRF unit | 0.13555 | 1.3001 | -2400.8815 | 0.062019 | 0.062685 | 203.814
Commercial/Industrial | Warehouse | New | Dedicated Outdoor Air System on VRF unit | 0.13555 | 1.3001 | -2400.8815 | 0.062019 | 0.062685 | 203.814
Commercial/Industrial | Institutional | Existing | Dedicated Outdoor Air System on VRF unit | 0.29428 | 1.2995 | -1851.4366 | 0.1347 | 0.13614 | 442.6603
Commercial/Industrial | Institutional | New | Dedicated Outdoor Air System on VRF unit | 0.29428 | 1.2995 | -1851.4366 | 0.1347 | 0.13614 | 442.6603
Commercial/Industrial | Warehouse | Turnover | Variable Refrigerant Flow (VRF) HVAC Systems | 0.14545 | 1.2995 | -7792.8255 | 0.21925 | 0.2216 | 720.5138
Commercial/Industrial | Warehouse | New | Variable Refrigerant Flow (VRF) HVAC Systems | 0.14545 | 1.2995 | -7792.8255 | 0.21925 | 0.2216 | 720.5138
Commercial/Industrial | Offices | Existing | Dedicated Outdoor Air System on VRF unit | 0.5873 | 1.2995 | -837.3942 | 0.26883 | 0.27172 | 883.4693
Commercial/Industrial | Offices | New | Dedicated Outdoor Air System on VRF unit | 0.5873 | 1.2995 | -837.3942 | 0.26883 | 0.27172 | 883.4693
Commercial/Industrial | Miscellaneous | Existing | Dedicated Outdoor Air System on VRF unit | 0.29694 | 1.2994 | -1842.1619 | 0.13592 | 0.13738 | 446.692
Commercial/Industrial | Miscellaneous | New | Dedicated Outdoor Air System on VRF unit | 0.29694 | 1.2994 | -1842.1619 | 0.13592 | 0.13738 | 446.692
Commercial/Industrial | Assembly | Existing | Dedicated Outdoor Air System on VRF unit | 0.53189 | 1.2994 | -1029.1073 | 0.24347 | 0.24609 | 800.1307
Commercial/Industrial | Assembly | New | Dedicated Outdoor Air System on VRF unit | 0.53189 | 1.2994 | -1029.1073 | 0.24347 | 0.24609 | 800.1307
Commercial/Industrial | Miscellaneous | Turnover | Variable Refrigerant Flow (VRF) HVAC Systems | 0.31794 | 1.2993 | -5826.8242 | 0.4793 | 0.48445 | 1575.144
Commercial/Industrial | Miscellaneous | New | Variable Refrigerant Flow (VRF) HVAC Systems | 0.31794 | 1.2993 | -5826.8242 | 0.4793 | 0.48445 | 1575.144
Commercial/Industrial | Schools K-12 | Turnover | Variable Refrigerant Flow (VRF) HVAC Systems | 0.65294 | 1.2993 | -2008.8548 | 0.98433 | 0.9949 | 3234.8334
Commercial/Industrial | Schools K-12 | New | Variable Refrigerant Flow (VRF) HVAC Systems | 0.65294 | 1.2993 | -2008.8548 | 0.98433 | 0.9949 | 3234.8334
Commercial/Industrial | Retail | Turnover | Variable Refrigerant Flow (VRF) HVAC Systems | 0.74791 | 1.2993 | -926.3825 | 1.1275 | 1.1396 | 3705.3892
Commercial/Industrial | Retail | New | Variable Refrigerant Flow (VRF) HVAC Systems | 0.74791 | 1.2993 | -926.3825 | 1.1275 | 1.1396 | 3705.3892
Commercial/Industrial | Assembly | Turnover | Variable Refrigerant Flow (VRF) HVAC Systems | 0.56951 | 1.2993 | -2959.6408 | 0.85857 | 0.86779 | 2821.5222
Commercial/Industrial | Assembly | New | Variable Refrigerant Flow (VRF) HVAC Systems | 0.56951 | 1.2993 | -2959.6408 | 0.85857 | 0.86779 | 2821.5222
Commercial/Industrial | Offices | Turnover | Variable Refrigerant Flow (VRF) HVAC Systems | 0.62819 | 1.2993 | -2290.8397 | 0.94703 | 0.9572 | 3112.2532
Commercial/Industrial | Offices | New | Variable Refrigerant Flow (VRF) HVAC Systems | 0.62819 | 1.2993 | -2290.8397 | 0.94703 | 0.9572 | 3112.2532
Commercial/Industrial | Healthcare | Turnover | Variable Refrigerant Flow (VRF) HVAC Systems | 1.2249 | 1.2993 | 4509.6997 | 1.8466 | 1.8664 | 6068.4799
Commercial/Industrial | Healthcare | New | Variable Refrigerant Flow (VRF) HVAC Systems | 1.2249 | 1.2993 | 4509.6997 | 1.8466 | 1.8664 | 6068.4799
Commercial/Industrial | Grocery | Turnover | Variable Refrigerant Flow (VRF) HVAC Systems | 0.34215 | 1.2993 | -5550.7621 | 0.51582 | 0.52136 | 1695.1495
Commercial/Industrial | Grocery | New | Variable Refrigerant Flow (VRF) HVAC Systems | 0.34215 | 1.2993 | -5550.7621 | 0.51582 | 0.52136 | 1695.1495
Commercial/Industrial | Hospitals | Turnover | Variable Refrigerant Flow (VRF) HVAC Systems | 1.1673 | 1.2993 | 3853.7508 | 1.7598 | 1.7787 | 5783.3358
Commercial/Industrial | Hospitals | New | Variable Refrigerant Flow (VRF) HVAC Systems | 1.1673 | 1.2993 | 3853.7508 | 1.7598 | 1.7787 | 5783.3358
Commercial/Industrial | Restaurants | Turnover | Variable Refrigerant Flow (VRF) HVAC Systems | 0.97163 | 1.2993 | 1623.9201 | 1.4649 | 1.4806 | 4814.0178
Commercial/Industrial | Restaurants | New | Variable Refrigerant Flow (VRF) HVAC Systems | 0.97163 | 1.2993 | 1623.9201 | 1.4649 | 1.4806 | 4814.0178
Commercial/Industrial | Healthcare | Existing | Dedicated Outdoor Air System on VRF unit | 1.1445 | 1.2992 | 1091.3633 | 0.52396 | 0.52959 | 1721.9094
Commercial/Industrial | Healthcare | New | Dedicated Outdoor Air System on VRF unit | 1.1445 | 1.2992 | 1091.3633 | 0.52396 | 0.52959 | 1721.9094
Commercial/Industrial | Retail | Existing | Dedicated Outdoor Air System on VRF unit | 0.69726 | 1.2992 | -456.4652 | 0.31922 | 0.32265 | 1049.061
Commercial/Industrial | Retail | New | Dedicated Outdoor Air System on VRF unit | 0.69726 | 1.2992 | -456.4652 | 0.31922 | 0.32265 | 1049.061
Commercial/Industrial | Institutional | Turnover | Variable Refrigerant Flow (VRF) HVAC Systems | 0.31544 | 1.2992 | -5855.0042 | 0.47558 | 0.48068 | 1562.894
Commercial/Industrial | Institutional | New | Variable Refrigerant Flow (VRF) HVAC Systems | 0.31544 | 1.2992 | -5855.0042 | 0.47558 | 0.48068 | 1562.894
Commercial/Industrial | Hospitals | Existing | Dedicated Outdoor Air System on VRF unit | 1.0903 | 1.2992 | 904.094 | 0.49919 | 0.50455 | 1640.5025
Commercial/Industrial | Hospitals | New | Dedicated Outdoor Air System on VRF unit | 1.0903 | 1.2992 | 904.094 | 0.49919 | 0.50455 | 1640.5025
Commercial/Industrial | Schools K-12 | Existing | Dedicated Outdoor Air System on VRF unit | 0.60856 | 1.2992 | -763.3658 | 0.27862 | 0.28162 | 915.6498
Commercial/Industrial | Schools K-12 | New | Dedicated Outdoor Air System on VRF unit | 0.60856 | 1.2992 | -763.3658 | 0.27862 | 0.28162 | 915.6498
Commercial/Industrial | Restaurants | Existing | Dedicated Outdoor Air System on VRF unit | 0.90504 | 1.2992 | 262.863 | 0.41437 | 0.41882 | 1361.7563
Commercial/Industrial | Restaurants | New | Dedicated Outdoor Air System on VRF unit | 0.90504 | 1.2992 | 262.863 | 0.41437 | 0.41882 | 1361.7563
Commercial/Industrial | Restaurants | Turnover | LED Linear - Lamp Replacement | 6.3562 | 1.299 | 44.0127 | 0.0057981 | 9.7112e-07 | 24.0361
Commercial/Industrial | Restaurants | New | LED Linear - Lamp Replacement | 6.3562 | 1.299 | 44.0127 | 0.0057981 | 9.7112e-07 | 24.0361
Commercial/Industrial | Grocery | Existing | Dedicated Outdoor Air System on VRF unit | 0.31815 | 1.2989 | -1768.3291 | 0.14569 | 0.14726 | 478.7875
Commercial/Industrial | Grocery | New | Dedicated Outdoor Air System on VRF unit | 0.31815 | 1.2989 | -1768.3291 | 0.14569 | 0.14726 | 478.7875
Commercial/Industrial | College and University | New | Facility Commissioning | 0.1538 | 1.2977 | -201807.503 | 7.1769 | 5.9242 | 38758.0637
Commercial/Industrial | Hospitals | New | Facility Commissioning | 0.4084 | 1.2977 | -324923.1907 | 52.6188 | 43.4343 | 284160.7767
Commercial/Industrial | College and University | Turnover | High Speed Fans | 0.69487 | 1.2965 | -18.4359 | 0.065938 | 0.055231 | 508.5618
Commercial/Industrial | Healthcare | Turnover | High Speed Fans | 0.69487 | 1.2965 | -18.4359 | 0.065938 | 0.055231 | 508.5618
Commercial/Industrial | Hospitals | Turnover | High Speed Fans | 0.69487 | 1.2965 | -18.4359 | 0.065938 | 0.055231 | 508.5618
Commercial/Industrial | Lodging/Hospitality | Turnover | High Speed Fans | 0.69487 | 1.2965 | -18.4359 | 0.065938 | 0.055231 | 508.5618
Commercial/Industrial | Restaurants | Turnover | High Speed Fans | 0.69487 | 1.2965 | -18.4359 | 0.065938 | 0.055231 | 508.5618
Commercial/Industrial | Schools K-12 | Turnover | High Speed Fans | 0.69487 | 1.2965 | -18.4359 | 0.065938 | 0.055231 | 508.5618
Commercial/Industrial | College and University | New | High Speed Fans | 0.69487 | 1.2965 | -18.4359 | 0.065938 | 0.055231 | 508.5618
Commercial/Industrial | Healthcare | New | High Speed Fans | 0.69487 | 1.2965 | -18.4359 | 0.065938 | 0.055231 | 508.5618
Commercial/Industrial | Hospitals | New | High Speed Fans | 0.69487 | 1.2965 | -18.4359 | 0.065938 | 0.055231 | 508.5618
Commercial/Industrial | Lodging/Hospitality | New | High Speed Fans | 0.69487 | 1.2965 | -18.4359 | 0.065938 | 0.055231 | 508.5618
Commercial/Industrial | Restaurants | New | High Speed Fans | 0.69487 | 1.2965 | -18.4359 | 0.065938 | 0.055231 | 508.5618
Commercial/Industrial | Schools K-12 | New | High Speed Fans | 0.69487 | 1.2965 | -18.4359 | 0.065938 | 0.055231 | 508.5618
Commercial/Industrial | Grocery | Turnover | LED - 14W | 26.7221 | 1.2952 | 179.6843 | 0.021364 | 5.7838e-06 | 88.704
Commercial/Industrial | Grocery | New | LED - 14W | 26.7221 | 1.2952 | 179.6843 | 0.021364 | 5.7838e-06 | 88.704
Commercial/Industrial | Grocery | Turnover | LED Linear - Lamp Replacement | 10.4626 | 1.2947 | 76.703 | 0.0095754 | 1.6038e-06 | 39.695
Commercial/Industrial | Grocery | New | LED Linear - Lamp Replacement | 10.4626 | 1.2947 | 76.703 | 0.0095754 | 1.6038e-06 | 39.695
Commercial/Industrial | Retail | Turnover | LED - 14W | 24.0097 | 1.2945 | 160.9897 | 0.019206 | 5.1996e-06 | 79.744
Commercial/Industrial | Retail | New | LED - 14W | 24.0097 | 1.2945 | 160.9897 | 0.019206 | 5.1996e-06 | 79.744
Commercial/Industrial | Restaurants | Turnover | LED - 14W | 16.1695 | 1.2943 | 106.6753 | 0.012937 | 3.5022e-06 | 53.712
Commercial/Industrial | Restaurants | New | LED - 14W | 16.1695 | 1.2943 | 106.6753 | 0.012937 | 3.5022e-06 | 53.712
Commercial/Industrial | Lodging/Hospitality | Turnover | LED Display Lighting (Interior) | 5.7276 | 1.2936 | 637.7947 | 0.085589 | 6.1628e-06 | 352.876
Commercial/Industrial | Lodging/Hospitality | New | LED Display Lighting (Interior) | 5.7276 | 1.2936 | 637.7947 | 0.085589 | 6.1628e-06 | 352.876
Commercial/Industrial | Grocery | Turnover | LED Display Lighting (Interior) | 8.4582 | 1.2935 | 989.7759 | 0.1264 | 9.1014e-06 | 521.136
Commercial/Industrial | Grocery | New | LED Display Lighting (Interior) | 8.4582 | 1.2935 | 989.7759 | 0.1264 | 9.1014e-06 | 521.136
Commercial/Industrial | Lodging/Hospitality | Turnover | LED - 14W | 18.0688 | 1.2934 | 119.9284 | 0.014466 | 3.9164e-06 | 60.064
Commercial/Industrial | Lodging/Hospitality | New | LED - 14W | 18.0688 | 1.2934 | 119.9284 | 0.014466 | 3.9164e-06 | 60.064
Commercial/Industrial | Retail | Turnover | LED Display Lighting (Interior) | 7.6026 | 1.2933 | 879.6589 | 0.11363 | 8.182e-06 | 468.496
Commercial/Industrial | Retail | New | LED Display Lighting (Interior) | 7.6026 | 1.2933 | 879.6589 | 0.11363 | 8.182e-06 | 468.496
Commercial/Industrial | Restaurants | Turnover | LED Display Lighting (Interior) | 5.1201 | 1.2931 | 559.7296 | 0.076537 | 5.511e-06 | 315.558
Commercial/Industrial | Restaurants | New | LED Display Lighting (Interior) | 5.1201 | 1.2931 | 559.7296 | 0.076537 | 5.511e-06 | 315.558
Commercial/Industrial | Lodging/Hospitality | Turnover | LED Linear - Fixture Replacement | 9.0795 | 1.2921 | 611.1805 | 0.07778 | 4.2611e-06 | 318.9398
Commercial/Industrial | Lodging/Hospitality | New | LED Linear - Fixture Replacement | 9.0795 | 1.2921 | 611.1805 | 0.07778 | 4.2611e-06 | 318.9398
Commercial/Industrial | Grocery | Turnover | LED Linear - Fixture Replacement | 13.408 | 1.292 | 929.9578 | 0.11487 | 6.293e-06 | 471.0182
Commercial/Industrial | Grocery | New | LED Linear - Fixture Replacement | 13.408 | 1.292 | 929.9578 | 0.11487 | 6.293e-06 | 471.0182
Commercial/Industrial | Retail | Turnover | LED Linear - Fixture Replacement | 12.0503 | 1.2917 | 830.2286 | 0.10326 | 5.6573e-06 | 423.4406
Commercial/Industrial | Retail | New | LED Linear - Fixture Replacement | 12.0503 | 1.2917 | 830.2286 | 0.10326 | 5.6573e-06 | 423.4406
Commercial/Industrial | College and University | Turnover | Instantaneous Hot Water System | 0.18041 | 1.2916 | -64372.5178 | 0.76527 | 1.8458 | 8098.3397
Commercial/Industrial | College and University | New | Instantaneous Hot Water System | 0.18041 | 1.2916 | -64372.5178 | 0.76527 | 1.8458 | 8098.3397
Commercial/Industrial | Hospitals | Turnover | Instantaneous Hot Water System | 0.21091 | 1.2916 | -91302.8821 | 1.342 | 3.2369 | 14201.4362
Commercial/Industrial | Hospitals | New | Instantaneous Hot Water System | 0.21091 | 1.2916 | -91302.8821 | 1.342 | 3.2369 | 14201.4362
Commercial/Industrial | Restaurants | Turnover | LED Linear - Fixture Replacement | 8.1142 | 1.2913 | 540.4796 | 0.069555 | 3.8105e-06 | 285.2107
Commercial/Industrial | Restaurants | New | LED Linear - Fixture Replacement | 8.1142 | 1.2913 | 540.4796 | 0.069555 | 3.8105e-06 | 285.2107
Commercial/Industrial | Retail | Turnover | LED Linear - Lamp Replacement | 9.3753 | 1.2905 | 68.3324 | 0.0086082 | 1.4418e-06 | 35.6854
Commercial/Industrial | Retail | New | LED Linear - Lamp Replacement | 9.3753 | 1.2905 | 68.3324 | 0.0086082 | 1.4418e-06 | 35.6854
Commercial/Industrial | Assembly | Existing | Automatic Door Closer for Walk-in Coolers and Freezers | 0.060003 | 1.2831 | -412.4567 | 0.0054303 | 0.0012106 | 39.0829
Commercial/Industrial | Grocery | Existing | Automatic Door Closer for Walk-in Coolers and Freezers | 0.060003 | 1.2831 | -412.4567 | 0.0054303 | 0.0012106 | 39.0829
Commercial/Industrial | Institutional | Existing | Automatic Door Closer for Walk-in Coolers and Freezers | 0.060003 | 1.2831 | -412.4567 | 0.0054303 | 0.0012106 | 39.0829
Commercial/Industrial | Miscellaneous | Existing | Automatic Door Closer for Walk-in Coolers and Freezers | 0.060003 | 1.2831 | -412.4567 | 0.0054303 | 0.0012106 | 39.0829
Commercial/Industrial | Offices | Existing | Automatic Door Closer for Walk-in Coolers and Freezers | 0.060003 | 1.2831 | -412.4567 | 0.0054303 | 0.0012106 | 39.0829
Commercial/Industrial | Retail | Existing | Automatic Door Closer for Walk-in Coolers and Freezers | 0.060003 | 1.2831 | -412.4567 | 0.0054303 | 0.0012106 | 39.0829
Commercial/Industrial | Warehouse | Existing | Automatic Door Closer for Walk-in Coolers and Freezers | 0.060003 | 1.2831 | -412.4567 | 0.0054303 | 0.0012106 | 39.0829
Commercial/Industrial | Assembly | New | Automatic Door Closer for Walk-in Coolers and Freezers | 0.060003 | 1.2831 | -412.4567 | 0.0054303 | 0.0012106 | 39.0829
Commercial/Industrial | Grocery | New | Automatic Door Closer for Walk-in Coolers and Freezers | 0.060003 | 1.2831 | -412.4567 | 0.0054303 | 0.0012106 | 39.0829
Commercial/Industrial | Institutional | New | Automatic Door Closer for Walk-in Coolers and Freezers | 0.060003 | 1.2831 | -412.4567 | 0.0054303 | 0.0012106 | 39.0829
Commercial/Industrial | Miscellaneous | New | Automatic Door Closer for Walk-in Coolers and Freezers | 0.060003 | 1.2831 | -412.4567 | 0.0054303 | 0.0012106 | 39.0829
Commercial/Industrial | Offices | New | Automatic Door Closer for Walk-in Coolers and Freezers | 0.060003 | 1.2831 | -412.4567 | 0.0054303 | 0.0012106 | 39.0829
Commercial/Industrial | Retail | New | Automatic Door Closer for Walk-in Coolers and Freezers | 0.060003 | 1.2831 | -412.4567 | 0.0054303 | 0.0012106 | 39.0829
Commercial/Industrial | Warehouse | New | Automatic Door Closer for Walk-in Coolers and Freezers | 0.060003 | 1.2831 | -412.4567 | 0.0054303 | 0.0012106 | 39.0829
Commercial/Industrial | Miscellaneous | Existing | Low U-Value Windows | 0.93733 | 1.2771 | 182.094 | 0.12032 | -0.020318 | 349.5006
Commercial/Industrial | Warehouse | Existing | Low U-Value Windows | 0.93733 | 1.2771 | 182.094 | 0.12032 | -0.020318 | 349.5006
Commercial/Industrial | Miscellaneous | New | Low U-Value Windows | 0.1222 | 1.2765 | -874.0805 | 0.015694 | -0.0026501 | 45.587
Commercial/Industrial | Warehouse | New | Low U-Value Windows | 0.1222 | 1.2765 | -874.0805 | 0.015694 | -0.0026501 | 45.587
Commercial/Industrial | Assembly | Turnover | Refrigerated Display Case LED Lighting | 0.72425 | 1.2739 | -0.99625 | 0.024002 | 0.013074 | 160.9897
Commercial/Industrial | Grocery | Turnover | Refrigerated Display Case LED Lighting | 0.72425 | 1.2739 | -0.99625 | 0.024002 | 0.013074 | 160.9897
Commercial/Industrial | Institutional | Turnover | Refrigerated Display Case LED Lighting | 0.72425 | 1.2739 | -0.99625 | 0.024002 | 0.013074 | 160.9897
Commercial/Industrial | Miscellaneous | Turnover | Refrigerated Display Case LED Lighting | 0.72425 | 1.2739 | -0.99625 | 0.024002 | 0.013074 | 160.9897
Commercial/Industrial | Offices | Turnover | Refrigerated Display Case LED Lighting | 0.72425 | 1.2739 | -0.99625 | 0.024002 | 0.013074 | 160.9897
Commercial/Industrial | Retail | Turnover | Refrigerated Display Case LED Lighting | 0.72425 | 1.2739 | -0.99625 | 0.024002 | 0.013074 | 160.9897
Commercial/Industrial | Warehouse | Turnover | Refrigerated Display Case LED Lighting | 0.72425 | 1.2739 | -0.99625 | 0.024002 | 0.013074 | 160.9897
Commercial/Industrial | Assembly | Turnover | Energy Star Ice Maker | 0.24021 | 1.2697 | -479.9509 | 0.036863 | 0.023275 | 237.861
Commercial/Industrial | Grocery | Turnover | Energy Star Ice Maker | 0.24021 | 1.2697 | -479.9509 | 0.036863 | 0.023275 | 237.861
Commercial/Industrial | Institutional | Turnover | Energy Star Ice Maker | 0.24021 | 1.2697 | -479.9509 | 0.036863 | 0.023275 | 237.861
Commercial/Industrial | Miscellaneous | Turnover | Energy Star Ice Maker | 0.24021 | 1.2697 | -479.9509 | 0.036863 | 0.023275 | 237.861
Commercial/Industrial | Offices | Turnover | Energy Star Ice Maker | 0.24021 | 1.2697 | -479.9509 | 0.036863 | 0.023275 | 237.861
Commercial/Industrial | Retail | Turnover | Energy Star Ice Maker | 0.24021 | 1.2697 | -479.9509 | 0.036863 | 0.023275 | 237.861
Commercial/Industrial | Warehouse | Turnover | Energy Star Ice Maker | 0.24021 | 1.2697 | -479.9509 | 0.036863 | 0.023275 | 237.861
Commercial/Industrial | Assembly | New | Energy Star Ice Maker | 0.24021 | 1.2697 | -479.9509 | 0.036863 | 0.023275 | 237.861
Commercial/Industrial | Grocery | New | Energy Star Ice Maker | 0.24021 | 1.2697 | -479.9509 | 0.036863 | 0.023275 | 237.861
Commercial/Industrial | Institutional | New | Energy Star Ice Maker | 0.24021 | 1.2697 | -479.9509 | 0.036863 | 0.023275 | 237.861
Commercial/Industrial | Miscellaneous | New | Energy Star Ice Maker | 0.24021 | 1.2697 | -479.9509 | 0.036863 | 0.023275 | 237.861
Commercial/Industrial | Offices | New | Energy Star Ice Maker | 0.24021 | 1.2697 | -479.9509 | 0.036863 | 0.023275 | 237.861
Commercial/Industrial | Retail | New | Energy Star Ice Maker | 0.24021 | 1.2697 | -479.9509 | 0.036863 | 0.023275 | 237.861
Commercial/Industrial | Warehouse | New | Energy Star Ice Maker | 0.24021 | 1.2697 | -479.9509 | 0.036863 | 0.023275 | 237.861
Commercial/Industrial | Assembly | Existing | Air Curtains | 0.0054703 | 1.2696 | -10246.8034 | 0.011723 | 0.0032285 | 81.081
Commercial/Industrial | Grocery | Existing | Air Curtains | 0.0054703 | 1.2696 | -10246.8034 | 0.011723 | 0.0032285 | 81.081
Commercial/Industrial | Institutional | Existing | Air Curtains | 0.0054703 | 1.2696 | -10246.8034 | 0.011723 | 0.0032285 | 81.081
Commercial/Industrial | Miscellaneous | Existing | Air Curtains | 0.0054703 | 1.2696 | -10246.8034 | 0.011723 | 0.0032285 | 81.081
Commercial/Industrial | Offices | Existing | Air Curtains | 0.0054703 | 1.2696 | -10246.8034 | 0.011723 | 0.0032285 | 81.081
Commercial/Industrial | Retail | Existing | Air Curtains | 0.0054703 | 1.2696 | -10246.8034 | 0.011723 | 0.0032285 | 81.081
Commercial/Industrial | Warehouse | Existing | Air Curtains | 0.0054703 | 1.2696 | -10246.8034 | 0.011723 | 0.0032285 | 81.081
Commercial/Industrial | Assembly | New | Air Curtains | 0.0054703 | 1.2696 | -10246.8034 | 0.011723 | 0.0032285 | 81.081
Commercial/Industrial | Grocery | New | Air Curtains | 0.0054703 | 1.2696 | -10246.8034 | 0.011723 | 0.0032285 | 81.081
Commercial/Industrial | Institutional | New | Air Curtains | 0.0054703 | 1.2696 | -10246.8034 | 0.011723 | 0.0032285 | 81.081
Commercial/Industrial | Miscellaneous | New | Air Curtains | 0.0054703 | 1.2696 | -10246.8034 | 0.011723 | 0.0032285 | 81.081
Commercial/Industrial | Offices | New | Air Curtains | 0.0054703 | 1.2696 | -10246.8034 | 0.011723 | 0.0032285 | 81.081
Commercial/Industrial | Retail | New | Air Curtains | 0.0054703 | 1.2696 | -10246.8034 | 0.011723 | 0.0032285 | 81.081
Commercial/Industrial | Warehouse | New | Air Curtains | 0.0054703 | 1.2696 | -10246.8034 | 0.011723 | 0.0032285 | 81.081
Commercial/Industrial | College and University | Turnover | High Efficiency PTHP | 4.2813 | 1.2669 | 1588.9382 | 0.24922 | 0.075355 | 875.9712
Commercial/Industrial | College and University | New | High Efficiency PTHP | 4.2813 | 1.2669 | 1588.9382 | 0.24922 | 0.075355 | 875.9712
Commercial/Industrial | Hospitals | Turnover | High Efficiency PTHP | 7.9506 | 1.2668 | 3260.7302 | 0.46284 | 0.13995 | 1626.8454
Commercial/Industrial | Hospitals | New | High Efficiency PTHP | 7.9506 | 1.2668 | 3260.7302 | 0.46284 | 0.13995 | 1626.8454
Commercial/Industrial | Assembly | Existing | Low U-Value Windows | 0.9795 | 1.2643 | 224.1522 | 0.12991 | 0.0014526 | 349.5006
Commercial/Industrial | College and University | Existing | Low U-Value Windows | 0.9795 | 1.2643 | 224.1522 | 0.12991 | 0.0014526 | 349.5006
Commercial/Industrial | Grocery | Existing | Low U-Value Windows | 0.9795 | 1.2643 | 224.1522 | 0.12991 | 0.0014526 | 349.5006
Commercial/Industrial | Healthcare | Existing | Low U-Value Windows | 0.9795 | 1.2643 | 224.1522 | 0.12991 | 0.0014526 | 349.5006
Commercial/Industrial | Hospitals | Existing | Low U-Value Windows | 0.9795 | 1.2643 | 224.1522 | 0.12991 | 0.0014526 | 349.5006
Commercial/Industrial | Institutional | Existing | Low U-Value Windows | 0.9795 | 1.2643 | 224.1522 | 0.12991 | 0.0014526 | 349.5006
Commercial/Industrial | Offices | Existing | Low U-Value Windows | 0.9795 | 1.2643 | 224.1522 | 0.12991 | 0.0014526 | 349.5006
Commercial/Industrial | Restaurants | Existing | Low U-Value Windows | 0.9795 | 1.2643 | 224.1522 | 0.12991 | 0.0014526 | 349.5006
Commercial/Industrial | Retail | Existing | Low U-Value Windows | 0.9795 | 1.2643 | 224.1522 | 0.12991 | 0.0014526 | 349.5006
Commercial/Industrial | Schools K-12 | Existing | Low U-Value Windows | 0.9795 | 1.2643 | 224.1522 | 0.12991 | 0.0014526 | 349.5006
Commercial/Industrial | Assembly | New | Low U-Value Windows | 0.12765 | 1.2632 | -868.5947 | 0.016945 | 0.00018946 | 45.587
Commercial/Industrial | College and University | New | Low U-Value Windows | 0.12765 | 1.2632 | -868.5947 | 0.016945 | 0.00018946 | 45.587
Commercial/Industrial | Grocery | New | Low U-Value Windows | 0.12765 | 1.2632 | -868.5947 | 0.016945 | 0.00018946 | 45.587
Commercial/Industrial | Healthcare | New | Low U-Value Windows | 0.12765 | 1.2632 | -868.5947 | 0.016945 | 0.00018946 | 45.587
Commercial/Industrial | Hospitals | New | Low U-Value Windows | 0.12765 | 1.2632 | -868.5947 | 0.016945 | 0.00018946 | 45.587
Commercial/Industrial | Institutional | New | Low U-Value Windows | 0.12765 | 1.2632 | -868.5947 | 0.016945 | 0.00018946 | 45.587
Commercial/Industrial | Offices | New | Low U-Value Windows | 0.12765 | 1.2632 | -868.5947 | 0.016945 | 0.00018946 | 45.587
Commercial/Industrial | Restaurants | New | Low U-Value Windows | 0.12765 | 1.2632 | -868.5947 | 0.016945 | 0.00018946 | 45.587
Commercial/Industrial | Retail | New | Low U-Value Windows | 0.12765 | 1.2632 | -868.5947 | 0.016945 | 0.00018946 | 45.587
Commercial/Industrial | Schools K-12 | New | Low U-Value Windows | 0.12765 | 1.2632 | -868.5947 | 0.016945 | 0.00018946 | 45.587
Commercial/Industrial | Warehouse | New | Ceiling Insulation(R30 to R38) | 0.051316 | 1.2544 | -0.92381 | 2.9995e-06 | 5.3518e-06 | 0.026433
Commercial/Industrial | Warehouse | Existing | Ceiling Insulation(R12 to R38) | 0.27633 | 1.2544 | -0.90885 | 2.4751e-05 | 4.4161e-05 | 0.21811
Commercial/Industrial | Warehouse | New | Ceiling Insulation(R19 to R38) | 0.14654 | 1.2544 | -1.0293 | 1.1248e-05 | 2.0069e-05 | 0.099123
Commercial/Industrial | Warehouse | New | Roof Insulation | 0.13009 | 1.2544 | -1.5771 | 1.4841e-05 | 2.648e-05 | 0.13079
Commercial/Industrial | Warehouse | Existing | Ceiling Insulation(R19 to R38) | 0.14883 | 1.2544 | -1.0249 | 1.1424e-05 | 2.0382e-05 | 0.10067
Commercial/Industrial | Warehouse | Existing | Ceiling Insulation(R30 to R38) | 0.052116 | 1.2544 | -0.92263 | 3.0463e-06 | 5.4353e-06 | 0.026845
Commercial/Industrial | Warehouse | New | Ceiling Insulation(R12 to R38) | 0.27209 | 1.2544 | -0.9184 | 2.4371e-05 | 4.3484e-05 | 0.21477
Commercial/Industrial | Warehouse | Existing | Roof Insulation | 0.26424 | 1.2544 | -1.1923 | 3.0145e-05 | 5.3786e-05 | 0.26565
Commercial/Industrial | Miscellaneous | Existing | Faucet Aerator | 3.6233 | 1.25 | 1708.3219 | 0.32974 | 0.19858 | 1582.1061
Commercial/Industrial | Miscellaneous | New | Faucet Aerator | 3.6233 | 1.25 | 1708.3219 | 0.32974 | 0.19858 | 1582.1061
Commercial/Industrial | Institutional | Existing | Faucet Aerator | 3.6233 | 1.25 | 11531.1727 | 2.2257 | 1.3404 | 10679.2161
Commercial/Industrial | Institutional | New | Faucet Aerator | 3.6233 | 1.25 | 11531.1727 | 2.2257 | 1.3404 | 10679.2161
Commercial/Industrial | Assembly | Existing | Faucet Aerator | 3.6204 | 1.2489 | 213.5402 | 0.041217 | 0.024823 | 197.7633
Commercial/Industrial | Healthcare | Existing | Faucet Aerator | 3.6204 | 1.2489 | 213.5402 | 0.041217 | 0.024823 | 197.7633
Commercial/Industrial | Offices | Existing | Faucet Aerator | 3.6204 | 1.2489 | 213.5402 | 0.041217 | 0.024823 | 197.7633
Commercial/Industrial | Assembly | New | Faucet Aerator | 3.6204 | 1.2489 | 213.5402 | 0.041217 | 0.024823 | 197.7633
Commercial/Industrial | Healthcare | New | Faucet Aerator | 3.6204 | 1.2489 | 213.5402 | 0.041217 | 0.024823 | 197.7633
Commercial/Industrial | Offices | New | Faucet Aerator | 3.6204 | 1.2489 | 213.5402 | 0.041217 | 0.024823 | 197.7633
Commercial/Industrial | Schools K-12 | Existing | Faucet Aerator | 3.6146 | 1.2469 | 71.1801 | 0.013739 | 0.0082744 | 65.9211
Commercial/Industrial | Warehouse | Existing | Faucet Aerator | 3.6146 | 1.2469 | 71.1801 | 0.013739 | 0.0082744 | 65.9211
Commercial/Industrial | Schools K-12 | New | Faucet Aerator | 3.6146 | 1.2469 | 71.1801 | 0.013739 | 0.0082744 | 65.9211
Commercial/Industrial | Warehouse | New | Faucet Aerator | 3.6146 | 1.2469 | 71.1801 | 0.013739 | 0.0082744 | 65.9211
Commercial/Industrial | Assembly | Turnover | High Speed Fans | 0.68761 | 1.2407 | -10.5845 | 0.070783 | 0.0064843 | 508.5618
Commercial/Industrial | Grocery | Turnover | High Speed Fans | 0.68761 | 1.2407 | -10.5845 | 0.070783 | 0.0064843 | 508.5618
Commercial/Industrial | Institutional | Turnover | High Speed Fans | 0.68761 | 1.2407 | -10.5845 | 0.070783 | 0.0064843 | 508.5618
Commercial/Industrial | Miscellaneous | Turnover | High Speed Fans | 0.68761 | 1.2407 | -10.5845 | 0.070783 | 0.0064843 | 508.5618
Commercial/Industrial | Offices | Turnover | High Speed Fans | 0.68761 | 1.2407 | -10.5845 | 0.070783 | 0.0064843 | 508.5618
Commercial/Industrial | Retail | Turnover | High Speed Fans | 0.68761 | 1.2407 | -10.5845 | 0.070783 | 0.0064843 | 508.5618
Commercial/Industrial | Warehouse | Turnover | High Speed Fans | 0.68761 | 1.2407 | -10.5845 | 0.070783 | 0.0064843 | 508.5618
Commercial/Industrial | Assembly | New | High Speed Fans | 0.68761 | 1.2407 | -10.5845 | 0.070783 | 0.0064843 | 508.5618
Commercial/Industrial | Grocery | New | High Speed Fans | 0.68761 | 1.2407 | -10.5845 | 0.070783 | 0.0064843 | 508.5618
Commercial/Industrial | Institutional | New | High Speed Fans | 0.68761 | 1.2407 | -10.5845 | 0.070783 | 0.0064843 | 508.5618
Commercial/Industrial | Miscellaneous | New | High Speed Fans | 0.68761 | 1.2407 | -10.5845 | 0.070783 | 0.0064843 | 508.5618
Commercial/Industrial | Offices | New | High Speed Fans | 0.68761 | 1.2407 | -10.5845 | 0.070783 | 0.0064843 | 508.5618
Commercial/Industrial | Retail | New | High Speed Fans | 0.68761 | 1.2407 | -10.5845 | 0.070783 | 0.0064843 | 508.5618
Commercial/Industrial | Warehouse | New | High Speed Fans | 0.68761 | 1.2407 | -10.5845 | 0.070783 | 0.0064843 | 508.5618
Commercial/Industrial | College and University | Turnover | High Efficiency PTAC | 4.1592 | 1.24 | 1572.5281 | 0.24769 | 0 | 867.1977
Commercial/Industrial | College and University | New | High Efficiency PTAC | 4.1592 | 1.24 | 1572.5281 | 0.24769 | 0 | 867.1977
Commercial/Industrial | College and University | New | Ceiling Insulation(R2 to R38) | 2.9661 | 1.24 | 4.8988 | 0.00073791 | 0.00043466 | 1.7842
Commercial/Industrial | Hospitals | New | Ceiling Insulation(R2 to R38) | 2.9661 | 1.24 | 4.8988 | 0.00073791 | 0.00043466 | 1.7842
Commercial/Industrial | Lodging/Hospitality | New | Ceiling Insulation(R2 to R38) | 2.9661 | 1.24 | 4.8988 | 0.00073791 | 0.00043466 | 1.7842
Commercial/Industrial | Hospitals | Turnover | High Efficiency PTAC | 7.7272 | 1.24 | 3231.6857 | 0.4602 | 0 | 1611.1936
Commercial/Industrial | Hospitals | New | High Efficiency PTAC | 7.7272 | 1.24 | 3231.6857 | 0.4602 | 0 | 1611.1936
Commercial/Industrial | Assembly | Turnover | ENERGY STAR Imaging Equipment | 0.12094 | 1.2355 | -1390.8537 | 0.0578 | 0.038813 | 416.8
Commercial/Industrial | College and University | Turnover | ENERGY STAR Imaging Equipment | 0.12094 | 1.2355 | -1390.8537 | 0.0578 | 0.038813 | 416.8
Commercial/Industrial | Grocery | Turnover | ENERGY STAR Imaging Equipment | 0.12094 | 1.2355 | -1390.8537 | 0.0578 | 0.038813 | 416.8
Commercial/Industrial | Healthcare | Turnover | ENERGY STAR Imaging Equipment | 0.12094 | 1.2355 | -1390.8537 | 0.0578 | 0.038813 | 416.8
Commercial/Industrial | Hospitals | Turnover | ENERGY STAR Imaging Equipment | 0.12094 | 1.2355 | -1390.8537 | 0.0578 | 0.038813 | 416.8
Commercial/Industrial | Institutional | Turnover | ENERGY STAR Imaging Equipment | 0.12094 | 1.2355 | -1390.8537 | 0.0578 | 0.038813 | 416.8
Commercial/Industrial | Lodging/Hospitality | Turnover | ENERGY STAR Imaging Equipment | 0.12094 | 1.2355 | -1390.8537 | 0.0578 | 0.038813 | 416.8
Commercial/Industrial | Miscellaneous | Turnover | ENERGY STAR Imaging Equipment | 0.12094 | 1.2355 | -1390.8537 | 0.0578 | 0.038813 | 416.8
Commercial/Industrial | Offices | Turnover | ENERGY STAR Imaging Equipment | 0.12094 | 1.2355 | -1390.8537 | 0.0578 | 0.038813 | 416.8
Commercial/Industrial | Restaurants | Turnover | ENERGY STAR Imaging Equipment | 0.12094 | 1.2355 | -1390.8537 | 0.0578 | 0.038813 | 416.8
Commercial/Industrial | Retail | Turnover | ENERGY STAR Imaging Equipment | 0.12094 | 1.2355 | -1390.8537 | 0.0578 | 0.038813 | 416.8
Commercial/Industrial | Schools K-12 | Turnover | ENERGY STAR Imaging Equipment | 0.12094 | 1.2355 | -1390.8537 | 0.0578 | 0.038813 | 416.8
Commercial/Industrial | Warehouse | Turnover | ENERGY STAR Imaging Equipment | 0.12094 | 1.2355 | -1390.8537 | 0.0578 | 0.038813 | 416.8
Commercial/Industrial | Assembly | New | ENERGY STAR Imaging Equipment | 0.12094 | 1.2355 | -1390.8537 | 0.0578 | 0.038813 | 416.8
Commercial/Industrial | College and University | New | ENERGY STAR Imaging Equipment | 0.12094 | 1.2355 | -1390.8537 | 0.0578 | 0.038813 | 416.8
Commercial/Industrial | Grocery | New | ENERGY STAR Imaging Equipment | 0.12094 | 1.2355 | -1390.8537 | 0.0578 | 0.038813 | 416.8
Commercial/Industrial | Healthcare | New | ENERGY STAR Imaging Equipment | 0.12094 | 1.2355 | -1390.8537 | 0.0578 | 0.038813 | 416.8
Commercial/Industrial | Hospitals | New | ENERGY STAR Imaging Equipment | 0.12094 | 1.2355 | -1390.8537 | 0.0578 | 0.038813 | 416.8
Commercial/Industrial | Institutional | New | ENERGY STAR Imaging Equipment | 0.12094 | 1.2355 | -1390.8537 | 0.0578 | 0.038813 | 416.8
Commercial/Industrial | Lodging/Hospitality | New | ENERGY STAR Imaging Equipment | 0.12094 | 1.2355 | -1390.8537 | 0.0578 | 0.038813 | 416.8
Commercial/Industrial | Miscellaneous | New | ENERGY STAR Imaging Equipment | 0.12094 | 1.2355 | -1390.8537 | 0.0578 | 0.038813 | 416.8
Commercial/Industrial | Offices | New | ENERGY STAR Imaging Equipment | 0.12094 | 1.2355 | -1390.8537 | 0.0578 | 0.038813 | 416.8
Commercial/Industrial | Restaurants | New | ENERGY STAR Imaging Equipment | 0.12094 | 1.2355 | -1390.8537 | 0.0578 | 0.038813 | 416.8
Commercial/Industrial | Retail | New | ENERGY STAR Imaging Equipment | 0.12094 | 1.2355 | -1390.8537 | 0.0578 | 0.038813 | 416.8
Commercial/Industrial | Schools K-12 | New | ENERGY STAR Imaging Equipment | 0.12094 | 1.2355 | -1390.8537 | 0.0578 | 0.038813 | 416.8
Commercial/Industrial | Warehouse | New | ENERGY STAR Imaging Equipment | 0.12094 | 1.2355 | -1390.8537 | 0.0578 | 0.038813 | 416.8
Commercial/Industrial | College and University | Existing | Ceiling Insulation(R2 to R38) | 3.0011 | 1.2354 | 5.0039 | 0.00074942 | 0.00044143 | 1.812
Commercial/Industrial | Hospitals | Existing | Ceiling Insulation(R2 to R38) | 3.0011 | 1.2354 | 5.0039 | 0.00074942 | 0.00044143 | 1.812
Commercial/Industrial | Lodging/Hospitality | Existing | Ceiling Insulation(R2 to R38) | 3.0011 | 1.2354 | 5.0039 | 0.00074942 | 0.00044143 | 1.812
Commercial/Industrial | Grocery | Turnover | High Efficiency Chiller (Water cooled-centrifugal, 200 tons) | 0.84462 | 1.2337 | 1052.4739 | 3.4908 | 0.1512 | 8866.3891
Commercial/Industrial | Grocery | New | High Efficiency Chiller (Water cooled-centrifugal, 200 tons) | 0.84462 | 1.2337 | 1052.4739 | 3.4908 | 0.1512 | 8866.3891
Commercial/Industrial | Schools K-12 | Turnover | High Efficiency Chiller (Water cooled-positive displacement, 100 tons) | 0.982 | 1.2337 | 3093.3 | 2.2138 | 0.095887 | 5622.8503
Commercial/Industrial | Schools K-12 | New | High Efficiency Chiller (Water cooled-positive displacement, 100 tons) | 0.982 | 1.2337 | 3093.3 | 2.2138 | 0.095887 | 5622.8503
Commercial/Industrial | Offices | Turnover | High Efficiency Chiller (Water cooled-positive displacement, 100 tons) | 1.0011 | 1.2337 | 3442.7138 | 2.2567 | 0.097748 | 5731.9562
Commercial/Industrial | Offices | New | High Efficiency Chiller (Water cooled-positive displacement, 100 tons) | 1.0011 | 1.2337 | 3442.7138 | 2.2567 | 0.097748 | 5731.9562
Commercial/Industrial | Retail | Turnover | High Efficiency Chiller (Water cooled-centrifugal, 200 tons) | 1.9419 | 1.2337 | 37942.0917 | 8.0259 | 0.34763 | 20385.3267
Commercial/Industrial | Retail | New | High Efficiency Chiller (Water cooled-centrifugal, 200 tons) | 1.9419 | 1.2337 | 37942.0917 | 8.0259 | 0.34763 | 20385.3267
Commercial/Industrial | Miscellaneous | Turnover | High Efficiency Chiller (Water cooled-centrifugal, 200 tons) | 0.85397 | 1.2337 | 1367.0975 | 3.5294 | 0.15288 | 8964.6316
Commercial/Industrial | Miscellaneous | New | High Efficiency Chiller (Water cooled-centrifugal, 200 tons) | 0.85397 | 1.2337 | 1367.0975 | 3.5294 | 0.15288 | 8964.6316
Commercial/Industrial | Lodging/Hospitality | Turnover | High Efficiency Chiller (Water cooled-centrifugal, 200 tons) | 2.5257 | 1.2337 | 57566.7392 | 10.4385 | 0.45213 | 26513.205
Commercial/Industrial | Lodging/Hospitality | New | High Efficiency Chiller (Water cooled-centrifugal, 200 tons) | 2.5257 | 1.2337 | 57566.7392 | 10.4385 | 0.45213 | 26513.205
Commercial/Industrial | Offices | Turnover | High Efficiency Chiller (Water cooled-centrifugal, 200 tons) | 1.7208 | 1.2337 | 30509.109 | 7.1121 | 0.30805 | 18064.3467
Commercial/Industrial | Offices | New | High Efficiency Chiller (Water cooled-centrifugal, 200 tons) | 1.7208 | 1.2337 | 30509.109 | 7.1121 | 0.30805 | 18064.3467
Commercial/Industrial | College and University | Turnover | High Efficiency Chiller (Water cooled-centrifugal, 200 tons) | 1.6962 | 1.2337 | 29683.222 | 7.0105 | 0.30366 | 17806.4601
Commercial/Industrial | College and University | New | High Efficiency Chiller (Water cooled-centrifugal, 200 tons) | 1.6962 | 1.2337 | 29683.222 | 7.0105 | 0.30366 | 17806.4601
Commercial/Industrial | Lodging/Hospitality | Turnover | High Efficiency Chiller (Water cooled-positive displacement, 100 tons) | 1.4692 | 1.2337 | 12028.3079 | 3.3122 | 0.14347 | 8412.8439
Commercial/Industrial | Lodging/Hospitality | New | High Efficiency Chiller (Water cooled-positive displacement, 100 tons) | 1.4692 | 1.2337 | 12028.3079 | 3.3122 | 0.14347 | 8412.8439
Commercial/Industrial | Schools K-12 | Turnover | High Efficiency Chiller (Water cooled-centrifugal, 200 tons) | 1.6881 | 1.2337 | 29407.9264 | 6.9767 | 0.30219 | 17720.4978
Commercial/Industrial | Schools K-12 | New | High Efficiency Chiller (Water cooled-centrifugal, 200 tons) | 1.6881 | 1.2337 | 29407.9264 | 6.9767 | 0.30219 | 17720.4978
Commercial/Industrial | Healthcare | Turnover | High Efficiency Chiller (Water cooled-centrifugal, 200 tons) | 3.327 | 1.2337 | 84506.3855 | 13.7503 | 0.59559 | 34925.2223
Commercial/Industrial | Healthcare | New | High Efficiency Chiller (Water cooled-centrifugal, 200 tons) | 3.327 | 1.2337 | 84506.3855 | 13.7503 | 0.59559 | 34925.2223
Commercial/Industrial | Hospitals | Turnover | High Efficiency Chiller (Water cooled-centrifugal, 200 tons) | 3.1515 | 1.2337 | 78607.1928 | 13.0251 | 0.56417 | 33083.1747
Commercial/Industrial | Hospitals | New | High Efficiency Chiller (Water cooled-centrifugal, 200 tons) | 3.1515 | 1.2337 | 78607.1928 | 13.0251 | 0.56417 | 33083.1747
Commercial/Industrial | Institutional | Turnover | High Efficiency Chiller (Water cooled-centrifugal, 200 tons) | 0.82589 | 1.2337 | 423.2266 | 3.4134 | 0.14785 | 8669.904
Commercial/Industrial | Institutional | New | High Efficiency Chiller (Water cooled-centrifugal, 200 tons) | 0.82589 | 1.2337 | 423.2266 | 3.4134 | 0.14785 | 8669.904
Commercial/Industrial | Restaurants | Turnover | High Efficiency Chiller (Water cooled-centrifugal, 200 tons) | 2.4777 | 1.2337 | 55954.2932 | 10.2402 | 0.44355 | 26009.712
Commercial/Industrial | Restaurants | New | High Efficiency Chiller (Water cooled-centrifugal, 200 tons) | 2.4777 | 1.2337 | 55954.2932 | 10.2402 | 0.44355 | 26009.712
Commercial/Industrial | Assembly | Turnover | High Efficiency Chiller (Water cooled-centrifugal, 200 tons) | 1.529 | 1.2337 | 24059.3251 | 6.3192 | 0.27371 | 16050.3747
Commercial/Industrial | Assembly | New | High Efficiency Chiller (Water cooled-centrifugal, 200 tons) | 1.529 | 1.2337 | 24059.3251 | 6.3192 | 0.27371 | 16050.3747
Commercial/Industrial | Institutional | Turnover | High Efficiency Chiller (Water cooled-positive displacement, 100 tons) | 0.48045 | 1.2337 | -6103.7681 | 1.0831 | 0.046914 | 2751.0272
Commercial/Industrial | Restaurants | Turnover | High Efficiency Chiller (Water cooled-positive displacement, 100 tons) | 1.4413 | 1.2337 | 11516.6664 | 3.2493 | 0.14074 | 8253.0817
Commercial/Industrial | Institutional | New | High Efficiency Chiller (Water cooled-positive displacement, 100 tons) | 0.48045 | 1.2337 | -6103.7681 | 1.0831 | 0.046914 | 2751.0272
Commercial/Industrial | Restaurants | New | High Efficiency Chiller (Water cooled-positive displacement, 100 tons) | 1.4413 | 1.2337 | 11516.6664 | 3.2493 | 0.14074 | 8253.0817
Commercial/Industrial | Hospitals | Turnover | High Efficiency Chiller (Water cooled-positive displacement, 100 tons) | 1.8333 | 1.2337 | 18704.6057 | 4.133 | 0.17902 | 10497.5458
Commercial/Industrial | Hospitals | New | High Efficiency Chiller (Water cooled-positive displacement, 100 tons) | 1.8333 | 1.2337 | 18704.6057 | 4.133 | 0.17902 | 10497.5458
Commercial/Industrial | Healthcare | Turnover | High Efficiency Chiller (Water cooled-positive displacement, 100 tons) | 1.9354 | 1.2337 | 20576.4649 | 4.3631 | 0.18898 | 11082.0417
Commercial/Industrial | Healthcare | New | High Efficiency Chiller (Water cooled-positive displacement, 100 tons) | 1.9354 | 1.2337 | 20576.4649 | 4.3631 | 0.18898 | 11082.0417
Commercial/Industrial | College and University | Turnover | High Efficiency Chiller (Water cooled-positive displacement, 100 tons) | 0.98674 | 1.2337 | 3180.6535 | 2.2245 | 0.096353 | 5650.1267
Commercial/Industrial | College and University | New | High Efficiency Chiller (Water cooled-positive displacement, 100 tons) | 0.98674 | 1.2337 | 3180.6535 | 2.2245 | 0.096353 | 5650.1267
Commercial/Industrial | Warehouse | Turnover | High Efficiency Chiller (Water cooled-centrifugal, 200 tons) | 0.37083 | 1.2337 | -14875.3462 | 1.5327 | 0.066386 | 3892.8606
Commercial/Industrial | Warehouse | New | High Efficiency Chiller (Water cooled-centrifugal, 200 tons) | 0.37083 | 1.2337 | -14875.3462 | 1.5327 | 0.066386 | 3892.8606
Commercial/Industrial | Miscellaneous | Turnover | High Efficiency Chiller (Water cooled-positive displacement, 100 tons) | 0.49677 | 1.2337 | -5804.2707 | 1.1199 | 0.048509 | 2844.5466
Commercial/Industrial | Miscellaneous | New | High Efficiency Chiller (Water cooled-positive displacement, 100 tons) | 0.49677 | 1.2337 | -5804.2707 | 1.1199 | 0.048509 | 2844.5466
Commercial/Industrial | Retail | Turnover | High Efficiency Chiller (Water cooled-positive displacement, 100 tons) | 1.1296 | 1.2337 | 5801.2563 | 2.5467 | 0.11031 | 6468.421
Commercial/Industrial | Retail | New | High Efficiency Chiller (Water cooled-positive displacement, 100 tons) | 1.1296 | 1.2337 | 5801.2563 | 2.5467 | 0.11031 | 6468.421
Commercial/Industrial | Assembly | Turnover | High Efficiency Chiller (Water cooled-positive displacement, 100 tons) | 0.88942 | 1.2336 | 1396.1477 | 2.0051 | 0.08685 | 5092.9074
Commercial/Industrial | Assembly | New | High Efficiency Chiller (Water cooled-positive displacement, 100 tons) | 0.88942 | 1.2336 | 1396.1477 | 2.0051 | 0.08685 | 5092.9074
Commercial/Industrial | Grocery | Turnover | High Efficiency Chiller (Water cooled-positive displacement, 100 tons) | 0.49132 | 1.2336 | -5904.1032 | 1.1076 | 0.047977 | 2813.3735
Commercial/Industrial | Grocery | New | High Efficiency Chiller (Water cooled-positive displacement, 100 tons) | 0.49132 | 1.2336 | -5904.1032 | 1.1076 | 0.047977 | 2813.3735
Commercial/Industrial | Warehouse | Turnover | High Efficiency Chiller (Water cooled-positive displacement, 100 tons) | 0.21571 | 1.2336 | -10958.123 | 0.48632 | 0.021065 | 1235.2346
Commercial/Industrial | Warehouse | New | High Efficiency Chiller (Water cooled-positive displacement, 100 tons) | 0.21571 | 1.2336 | -10958.123 | 0.48632 | 0.021065 | 1235.2346
Commercial/Industrial | College and University | Existing | ECM Motors on Furnaces | 0.67367 | 1.2334 | 11.8117 | 0 | 0.070648 | 462.9948
Commercial/Industrial | College and University | New | ECM Motors on Furnaces | 0.67367 | 1.2334 | 11.8117 | 0 | 0.070648 | 462.9948
Commercial/Industrial | Hospitals | Existing | ECM Motors on Furnaces | 1.2015 | 1.2331 | 666.4117 | 0 | 0.12604 | 825.9828
Commercial/Industrial | Hospitals | New | ECM Motors on Furnaces | 1.2015 | 1.2331 | 666.4117 | 0 | 0.12604 | 825.9828
Commercial/Industrial | College and University | Existing | Engine Block Timer | 0.42596 | 1.2317 | -86.9013 | 0.032279 | 0.032279 | 259.2
Commercial/Industrial | Hospitals | Existing | Engine Block Timer | 0.42596 | 1.2317 | -86.9013 | 0.032279 | 0.032279 | 259.2
Commercial/Industrial | College and University | New | Engine Block Timer | 0.42596 | 1.2317 | -86.9013 | 0.032279 | 0.032279 | 259.2
Commercial/Industrial | Hospitals | New | Engine Block Timer | 0.42596 | 1.2317 | -86.9013 | 0.032279 | 0.032279 | 259.2
Commercial/Industrial | Assembly | Turnover | Induction Cooktops | 0.26431 | 1.2274 | -4998.4471 | 0.4257 | 0.17529 | 1974.24
Commercial/Industrial | College and University | Turnover | Induction Cooktops | 0.26431 | 1.2274 | -4998.4471 | 0.4257 | 0.17529 | 1974.24
Commercial/Industrial | Grocery | Turnover | Induction Cooktops | 0.26431 | 1.2274 | -4998.4471 | 0.4257 | 0.17529 | 1974.24
Commercial/Industrial | Healthcare | Turnover | Induction Cooktops | 0.26431 | 1.2274 | -4998.4471 | 0.4257 | 0.17529 | 1974.24
Commercial/Industrial | Hospitals | Turnover | Induction Cooktops | 0.26431 | 1.2274 | -4998.4471 | 0.4257 | 0.17529 | 1974.24
Commercial/Industrial | Institutional | Turnover | Induction Cooktops | 0.26431 | 1.2274 | -4998.4471 | 0.4257 | 0.17529 | 1974.24
Commercial/Industrial | Lodging/Hospitality | Turnover | Induction Cooktops | 0.26431 | 1.2274 | -4998.4471 | 0.4257 | 0.17529 | 1974.24
Commercial/Industrial | Miscellaneous | Turnover | Induction Cooktops | 0.26431 | 1.2274 | -4998.4471 | 0.4257 | 0.17529 | 1974.24
Commercial/Industrial | Offices | Turnover | Induction Cooktops | 0.26431 | 1.2274 | -4998.4471 | 0.4257 | 0.17529 | 1974.24
Commercial/Industrial | Restaurants | Turnover | Induction Cooktops | 0.26431 | 1.2274 | -4998.4471 | 0.4257 | 0.17529 | 1974.24
Commercial/Industrial | Retail | Turnover | Induction Cooktops | 0.26431 | 1.2274 | -4998.4471 | 0.4257 | 0.17529 | 1974.24
Commercial/Industrial | Schools K-12 | Turnover | Induction Cooktops | 0.26431 | 1.2274 | -4998.4471 | 0.4257 | 0.17529 | 1974.24
Commercial/Industrial | Warehouse | Turnover | Induction Cooktops | 0.26431 | 1.2274 | -4998.4471 | 0.4257 | 0.17529 | 1974.24
Commercial/Industrial | Assembly | New | Induction Cooktops | 0.26431 | 1.2274 | -4998.4471 | 0.4257 | 0.17529 | 1974.24
Commercial/Industrial | College and University | New | Induction Cooktops | 0.26431 | 1.2274 | -4998.4471 | 0.4257 | 0.17529 | 1974.24
Commercial/Industrial | Grocery | New | Induction Cooktops | 0.26431 | 1.2274 | -4998.4471 | 0.4257 | 0.17529 | 1974.24
Commercial/Industrial | Healthcare | New | Induction Cooktops | 0.26431 | 1.2274 | -4998.4471 | 0.4257 | 0.17529 | 1974.24
Commercial/Industrial | Hospitals | New | Induction Cooktops | 0.26431 | 1.2274 | -4998.4471 | 0.4257 | 0.17529 | 1974.24
Commercial/Industrial | Institutional | New | Induction Cooktops | 0.26431 | 1.2274 | -4998.4471 | 0.4257 | 0.17529 | 1974.24
Commercial/Industrial | Lodging/Hospitality | New | Induction Cooktops | 0.26431 | 1.2274 | -4998.4471 | 0.4257 | 0.17529 | 1974.24
Commercial/Industrial | Miscellaneous | New | Induction Cooktops | 0.26431 | 1.2274 | -4998.4471 | 0.4257 | 0.17529 | 1974.24
Commercial/Industrial | Offices | New | Induction Cooktops | 0.26431 | 1.2274 | -4998.4471 | 0.4257 | 0.17529 | 1974.24
Commercial/Industrial | Restaurants | New | Induction Cooktops | 0.26431 | 1.2274 | -4998.4471 | 0.4257 | 0.17529 | 1974.24
Commercial/Industrial | Retail | New | Induction Cooktops | 0.26431 | 1.2274 | -4998.4471 | 0.4257 | 0.17529 | 1974.24
Commercial/Industrial | Schools K-12 | New | Induction Cooktops | 0.26431 | 1.2274 | -4998.4471 | 0.4257 | 0.17529 | 1974.24
Commercial/Industrial | Warehouse | New | Induction Cooktops | 0.26431 | 1.2274 | -4998.4471 | 0.4257 | 0.17529 | 1974.24
Commercial/Industrial | College and University | Existing | Wall Insulation | 2.1267 | 1.2212 | 4.4902 | 0.00078702 | 0.00046358 | 1.9029
Commercial/Industrial | Lodging/Hospitality | Existing | Wall Insulation | 2.1267 | 1.2212 | 4.4902 | 0.00078702 | 0.00046358 | 1.9029
Commercial/Industrial | Schools K-12 | Existing | Waterside Economizer | 0.036169 | 1.2197 | -784803.5203 | 4.5807 | 0 | 11283.5649
Commercial/Industrial | Schools K-12 | New | Waterside Economizer | 0.036169 | 1.2197 | -784803.5203 | 4.5807 | 0 | 11283.5649
Commercial/Industrial | Restaurants | Existing | Waterside Economizer | 0.053088 | 1.2197 | -767648.9945 | 6.7234 | 0 | 16561.7397
Commercial/Industrial | Restaurants | New | Waterside Economizer | 0.053088 | 1.2197 | -767648.9945 | 6.7234 | 0 | 16561.7397
Commercial/Industrial | Institutional | Existing | Waterside Economizer | 0.017696 | 1.2197 | -803533.721 | 2.2411 | 0 | 5520.5799
Commercial/Industrial | Institutional | New | Waterside Economizer | 0.017696 | 1.2197 | -803533.721 | 2.2411 | 0 | 5520.5799
Commercial/Industrial | Retail | Existing | Waterside Economizer | 0.041608 | 1.2197 | -779288.6579 | 5.2695 | 0 | 12980.4003
Commercial/Industrial | Retail | New | Waterside Economizer | 0.041608 | 1.2197 | -779288.6579 | 5.2695 | 0 | 12980.4003
Commercial/Industrial | Hospitals | Existing | Waterside Economizer | 0.067525 | 1.2197 | -753010.4658 | 8.5519 | 0 | 21065.7822
Commercial/Industrial | Hospitals | New | Waterside Economizer | 0.067525 | 1.2197 | -753010.4658 | 8.5519 | 0 | 21065.7822
Commercial/Industrial | Assembly | Existing | Waterside Economizer | 0.03276 | 1.2197 | -788259.8395 | 4.149 | 0 | 10220.1104
Commercial/Industrial | Assembly | New | Waterside Economizer | 0.03276 | 1.2197 | -788259.8395 | 4.149 | 0 | 10220.1104
Commercial/Industrial | Lodging/Hospitality | Existing | Waterside Economizer | 0.054115 | 1.2197 | -766607.0159 | 6.8536 | 0 | 16882.3399
Commercial/Industrial | Lodging/Hospitality | New | Waterside Economizer | 0.054115 | 1.2197 | -766607.0159 | 6.8536 | 0 | 16882.3399
Commercial/Industrial | College and University | Existing | Waterside Economizer | 0.036344 | 1.2197 | -784625.6215 | 4.6029 | 0 | 11338.3015
Commercial/Industrial | College and University | New | Waterside Economizer | 0.036344 | 1.2197 | -784625.6215 | 4.6029 | 0 | 11338.3015
Commercial/Industrial | Warehouse | Existing | Waterside Economizer | 0.0079455 | 1.2197 | -813419.8107 | 1.0063 | 0 | 2478.7873
Commercial/Industrial | Warehouse | New | Waterside Economizer | 0.0079455 | 1.2197 | -813419.8107 | 1.0063 | 0 | 2478.7873
Commercial/Industrial | Healthcare | Existing | Waterside Economizer | 0.071284 | 1.2197 | -749198.3489 | 9.0281 | 0 | 22238.71
Commercial/Industrial | Healthcare | New | Waterside Economizer | 0.071284 | 1.2197 | -749198.3489 | 9.0281 | 0 | 22238.71
Commercial/Industrial | Grocery | Existing | Waterside Economizer | 0.018097 | 1.2197 | -803127.0952 | 2.2919 | 0 | 5645.6922
Commercial/Industrial | Grocery | New | Waterside Economizer | 0.018097 | 1.2197 | -803127.0952 | 2.2919 | 0 | 5645.6922
Commercial/Industrial | Miscellaneous | Existing | Waterside Economizer | 0.018297 | 1.2197 | -802923.7823 | 2.3173 | 0 | 5708.2483
Commercial/Industrial | Miscellaneous | New | Waterside Economizer | 0.018297 | 1.2197 | -802923.7823 | 2.3173 | 0 | 5708.2483
Commercial/Industrial | Offices | Existing | Waterside Economizer | 0.03687 | 1.2197 | -784091.9251 | 4.6696 | 0 | 11502.5114
Commercial/Industrial | Offices | New | Waterside Economizer | 0.03687 | 1.2197 | -784091.9251 | 4.6696 | 0 | 11502.5114
Commercial/Industrial | College and University | Existing | ENERGY STAR certified buildings program | 0.62807 | 1.2196 | -96715.8847 | 38.6582 | 0.44413 | 91682.9859
Commercial/Industrial | College and University | New | ENERGY STAR certified buildings program | 0.62807 | 1.2196 | -96715.8847 | 38.6582 | 0.44413 | 91682.9859
Commercial/Industrial | Hospitals | Existing | ENERGY STAR certified buildings program | 1.6678 | 1.2196 | 1331475.2245 | 283.4289 | 3.2562 | 672188.077
Commercial/Industrial | Hospitals | New | ENERGY STAR certified buildings program | 1.6678 | 1.2196 | 1331475.2245 | 283.4289 | 3.2562 | 672188.077
Commercial/Industrial | Hospitals | Existing | Wall Insulation | 2.1506 | 1.2171 | 4.5953 | 0.00079852 | 0.00047035 | 1.9307
Commercial/Industrial | Assembly | Existing | Airside Economizer | 5.9003 | 1.2115 | 1833.2223 | -0.46324 | 2.0439e-05 | 2253.2313
Commercial/Industrial | Assembly | New | Airside Economizer | 5.9003 | 1.2115 | 1833.2223 | -0.46324 | 2.0439e-05 | 2253.2313
Commercial/Industrial | Schools K-12 | Existing | Airside Economizer | 5.8996 | 1.2113 | 7506.9158 | -1.8969 | 8.3695e-05 | 9226.8228
Commercial/Industrial | Schools K-12 | New | Airside Economizer | 5.8996 | 1.2113 | 7506.9158 | -1.8969 | 8.3695e-05 | 9226.8228
Commercial/Industrial | Institutional | Existing | Airside Economizer | 5.8996 | 1.2113 | 8905.9793 | -2.2505 | 9.9293e-05 | 10946.4253
Commercial/Industrial | Institutional | New | Airside Economizer | 5.8996 | 1.2113 | 8905.9793 | -2.2505 | 9.9293e-05 | 10946.4253
Commercial/Industrial | Miscellaneous | Existing | Airside Economizer | 5.8995 | 1.2113 | 84906.7925 | -21.4554 | 0.00094663 | 104359.7599
Commercial/Industrial | Miscellaneous | New | Airside Economizer | 5.8995 | 1.2113 | 84906.7925 | -21.4554 | 0.00094663 | 104359.7599
Commercial/Industrial | Healthcare | Existing | Airside Economizer | 5.8994 | 1.2113 | 7704.0634 | -1.9468 | 8.5893e-05 | 9469.1388
Commercial/Industrial | Healthcare | New | Airside Economizer | 5.8994 | 1.2113 | 7704.0634 | -1.9468 | 8.5893e-05 | 9469.1388
Commercial/Industrial | Offices | Existing | Airside Economizer | 5.8993 | 1.2113 | 6346.8154 | -1.6038 | 7.0761e-05 | 7800.9322
Commercial/Industrial | Offices | New | Airside Economizer | 5.8993 | 1.2113 | 6346.8154 | -1.6038 | 7.0761e-05 | 7800.9322
Commercial/Industrial | Warehouse | Existing | Airside Economizer | 5.8981 | 1.211 | 745.7399 | -0.18844 | 8.3143e-06 | 916.5961
Commercial/Industrial | Warehouse | New | Airside Economizer | 5.8981 | 1.211 | 745.7399 | -0.18844 | 8.3143e-06 | 916.5961
Commercial/Industrial | College and University | Existing | Chilled Water Controls Optimization | 27.7465 | 1.2078 | 11125.6015 | 1.8849 | 0.89883 | 8018.1238
Commercial/Industrial | College and University | New | Chilled Water Controls Optimization | 27.7465 | 1.2078 | 11125.6015 | 1.8849 | 0.89883 | 8018.1238
Commercial/Industrial | Hospitals | Existing | Chilled Water Controls Optimization | 76.8465 | 1.2077 | 31362.1504 | 5.2206 | 2.4895 | 22207.3793
Commercial/Industrial | Hospitals | New | Chilled Water Controls Optimization | 76.8465 | 1.2077 | 31362.1504 | 5.2206 | 2.4895 | 22207.3793
Commercial/Industrial | Warehouse | New | Facility Commissioning | 0.050132 | 1.2069 | -49802.3964 | 0.56723 | 0.056937 | 2639.7968
Commercial/Industrial | Assembly | New | Facility Commissioning | 0.10275 | 1.2069 | -55148.6129 | 1.3944 | 0.13997 | 6489.3061
Commercial/Industrial | Schools K-12 | New | Facility Commissioning | 0.15571 | 1.2069 | -136544.4886 | 5.71 | 0.57315 | 26573.2496
Commercial/Industrial | Grocery | New | Facility Commissioning | 1.0115 | 1.2069 | 5879.2791 | 3.3572 | 0.33698 | 15623.633
Commercial/Industrial | Miscellaneous | New | Facility Commissioning | 0.31838 | 1.2069 | -543437.9229 | 64.5827 | 6.4826 | 300556.1084
Commercial/Industrial | Lodging/Hospitality | New | Facility Commissioning | 0.23337 | 1.2069 | -76790.022 | 5.557 | 0.55779 | 25861.2898
Commercial/Industrial | Offices | New | Facility Commissioning | 0.42661 | 1.2069 | -22451.9598 | 4.8276 | 0.48457 | 22466.6847
Commercial/Industrial | Healthcare | New | Facility Commissioning | 0.41346 | 1.2068 | -29316.871 | 5.8599 | 0.5882 | 27271.1197
Commercial/Industrial | Institutional | New | Facility Commissioning | 0.46616 | 1.2068 | -25142.2482 | 6.7742 | 0.67996 | 31525.7048
Commercial/Industrial | Restaurants | New | Facility Commissioning | 0.97765 | 1.2068 | 5560.0865 | 3.4982 | 0.35113 | 16279.921
Commercial/Industrial | Retail | New | Facility Commissioning | 0.18955 | 1.2068 | -28263.1423 | 1.5279 | 0.15337 | 7110.6731
Commercial/Industrial | Hospitals | New | Drain Water Heat Recovery | 0.14867 | 1.2063 | -258641.258 | 3.4011 | 7.5489 | 33306.3195
Commercial/Industrial | Hospitals | Existing | Drain Water Heat Recovery | 0.15541 | 1.2063 | -255558.32 | 3.5554 | 7.8913 | 34816.8938
Commercial/Industrial | College and University | New | Drain Water Heat Recovery | 0.12716 | 1.2063 | -178981.5709 | 1.9395 | 4.3047 | 18992.8599
Commercial/Industrial | College and University | Existing | Drain Water Heat Recovery | 0.13293 | 1.2063 | -177223.5319 | 2.0275 | 4.5 | 19854.2617
Commercial/Industrial | Hospitals | Existing | Network PC Power Management | 0.55854 | 1.2056 | -5322.167 | 5.6089 | 4.8423 | 41742.7
Commercial/Industrial | Hospitals | New | Network PC Power Management | 0.55854 | 1.2056 | -5322.167 | 5.6089 | 4.8423 | 41742.7
Commercial/Industrial | College and University | Existing | Network PC Power Management | 0.55316 | 1.2056 | -937.2042 | 0.93955 | 0.81114 | 6992.2928
Commercial/Industrial | College and University | New | Network PC Power Management | 0.55316 | 1.2056 | -937.2042 | 0.93955 | 0.81114 | 6992.2928
Commercial/Industrial | Warehouse | Turnover | Geothermal Heat Pump | 0.011394 | 1.1922 | -138021.6973 | 0.30909 | 0.23741 | 718.7496
Commercial/Industrial | Warehouse | New | Geothermal Heat Pump | 0.011394 | 1.1922 | -138021.6973 | 0.30909 | 0.23741 | 718.7496
Commercial/Industrial | Assembly | Turnover | Geothermal Heat Pump | 0.046651 | 1.1922 | -132031.5888 | 1.2656 | 0.97205 | 2942.8501
Commercial/Industrial | Assembly | New | Geothermal Heat Pump | 0.046651 | 1.1922 | -132031.5888 | 1.2656 | 0.97205 | 2942.8501
Commercial/Industrial | Healthcare | Turnover | Geothermal Heat Pump | 0.10135 | 1.1922 | -122737.3329 | 2.7496 | 2.1119 | 6393.7659
Commercial/Industrial | Healthcare | New | Geothermal Heat Pump | 0.10135 | 1.1922 | -122737.3329 | 2.7496 | 2.1119 | 6393.7659
Commercial/Industrial | Miscellaneous | Turnover | Geothermal Heat Pump | 0.026054 | 1.1922 | -135530.9103 | 0.70681 | 0.54289 | 1643.5677
Commercial/Industrial | Miscellaneous | New | Geothermal Heat Pump | 0.026054 | 1.1922 | -135530.9103 | 0.70681 | 0.54289 | 1643.5677
Commercial/Industrial | Lodging/Hospitality | Turnover | Geothermal Heat Pump | 0.076906 | 1.1922 | -126890.7777 | 2.0864 | 1.6025 | 4851.6104
Commercial/Industrial | Lodging/Hospitality | New | Geothermal Heat Pump | 0.076906 | 1.1922 | -126890.7777 | 2.0864 | 1.6025 | 4851.6104
Commercial/Industrial | Retail | Turnover | Geothermal Heat Pump | 0.059514 | 1.1922 | -129845.6789 | 1.6146 | 1.2401 | 3754.4687
Commercial/Industrial | Retail | New | Geothermal Heat Pump | 0.059514 | 1.1922 | -129845.6789 | 1.6146 | 1.2401 | 3754.4687
Commercial/Industrial | Restaurants | Turnover | Geothermal Heat Pump | 0.076123 | 1.1922 | -127023.7385 | 2.0652 | 1.5862 | 4802.2426
Commercial/Industrial | Restaurants | New | Geothermal Heat Pump | 0.076123 | 1.1922 | -127023.7385 | 2.0652 | 1.5862 | 4802.2426
Commercial/Industrial | Offices | Turnover | Geothermal Heat Pump | 0.052364 | 1.1922 | -131060.5782 | 1.4206 | 1.0911 | 3303.382
Commercial/Industrial | Offices | New | Geothermal Heat Pump | 0.052364 | 1.1922 | -131060.5782 | 1.4206 | 1.0911 | 3303.382
Commercial/Industrial | Schools K-12 | Turnover | Geothermal Heat Pump | 0.051764 | 1.1922 | -131162.3887 | 1.4043 | 1.0787 | 3265.5803
Commercial/Industrial | Schools K-12 | New | Geothermal Heat Pump | 0.051764 | 1.1922 | -131162.3887 | 1.4043 | 1.0787 | 3265.5803
Commercial/Industrial | Institutional | Turnover | Geothermal Heat Pump | 0.025283 | 1.1922 | -135661.7556 | 0.68592 | 0.52684 | 1594.9854
Commercial/Industrial | Institutional | New | Geothermal Heat Pump | 0.025283 | 1.1922 | -135661.7556 | 0.68592 | 0.52684 | 1594.9854
Commercial/Industrial | Grocery | Turnover | Geothermal Heat Pump | 0.026067 | 1.1922 | -135528.4313 | 0.7072 | 0.54319 | 1644.4881
Commercial/Industrial | Grocery | New | Geothermal Heat Pump | 0.026067 | 1.1922 | -135528.4313 | 0.7072 | 0.54319 | 1644.4881
Commercial/Industrial | Warehouse | New | Floor Insulation | 0.027917 | 1.1897 | -3.8344 | 7.7872e-06 | 1.3894e-05 | 0.068623
Commercial/Industrial | Warehouse | Existing | Floor Insulation | 0.028353 | 1.1897 | -3.8318 | 7.9086e-06 | 1.4111e-05 | 0.069693
Commercial/Industrial | Warehouse | Existing | VAV System | 5.7961 | 1.1876 | 78085.7032 | 16.5508 | 16.7963 | 58151.6527
Commercial/Industrial | Warehouse | New | VAV System | 5.7961 | 1.1876 | 78085.7032 | 16.5508 | 16.7963 | 58151.6527
Commercial/Industrial | Assembly | Existing | VAV System | 5.7961 | 1.1876 | 93656.4821 | 19.8511 | 20.1456 | 69747.4569
Commercial/Industrial | Assembly | New | VAV System | 5.7961 | 1.1876 | 93656.4821 | 19.8511 | 20.1456 | 69747.4569
Commercial/Industrial | Schools K-12 | Existing | VAV System | 5.7961 | 1.1876 | 253065.1769 | 53.6388 | 54.4345 | 188461.6219
Commercial/Industrial | Schools K-12 | New | VAV System | 5.7961 | 1.1876 | 253065.1769 | 53.6388 | 54.4345 | 188461.6219
Commercial/Industrial | College and University | Existing | VAV System | 5.7961 | 1.1876 | 369104.8852 | 78.2342 | 79.3948 | 274878.2198
Commercial/Industrial | College and University | New | VAV System | 5.7961 | 1.1876 | 369104.8852 | 78.2342 | 79.3948 | 274878.2198
Commercial/Industrial | Hospitals | Existing | VAV System | 5.7961 | 1.1876 | 1019116.1772 | 216.0084 | 219.2128 | 758951.8639
Commercial/Industrial | Hospitals | New | VAV System | 5.7961 | 1.1876 | 1019116.1772 | 216.0084 | 219.2128 | 758951.8639
Commercial/Industrial | Lodging/Hospitality | Existing | VAV System | 5.7961 | 1.1876 | 164324.8644 | 34.8297 | 35.3464 | 122375.3139
Commercial/Industrial | Lodging/Hospitality | New | VAV System | 5.7961 | 1.1876 | 164324.8644 | 34.8297 | 35.3464 | 122375.3139
Commercial/Industrial | Miscellaneous | Existing | VAV System | 5.7961 | 1.1876 | 149069.0062 | 31.5962 | 32.0649 | 111014.0362
Commercial/Industrial | Miscellaneous | New | VAV System | 5.7961 | 1.1876 | 149069.0062 | 31.5962 | 32.0649 | 111014.0362
Commercial/Industrial | Offices | Existing | VAV System | 5.7961 | 1.1876 | 78090.76 | 16.5519 | 16.7974 | 58155.4186
Commercial/Industrial | Offices | New | VAV System | 5.7961 | 1.1876 | 78090.76 | 16.5519 | 16.7974 | 58155.4186
Commercial/Industrial | Retail | Existing | VAV System | 5.7961 | 1.1876 | 55627.5634 | 11.7906 | 11.9655 | 41426.7224
Commercial/Industrial | Retail | New | VAV System | 5.7961 | 1.1876 | 55627.5634 | 11.7906 | 11.9655 | 41426.7224
Commercial/Industrial | Institutional | Existing | VAV System | 5.7961 | 1.1876 | 100282.0694 | 21.2554 | 21.5708 | 74681.6361
Commercial/Industrial | Institutional | New | VAV System | 5.7961 | 1.1876 | 100282.0694 | 21.2554 | 21.5708 | 74681.6361
Commercial/Industrial | Healthcare | Existing | VAV System | 5.7961 | 1.1876 | 97805.3326 | 20.7305 | 21.038 | 72837.1712
Commercial/Industrial | Healthcare | New | VAV System | 5.7961 | 1.1876 | 97805.3326 | 20.7305 | 21.038 | 72837.1712
Commercial/Industrial | Restaurants | Existing | VAV System | 5.7961 | 1.1876 | 24692.4246 | 5.2337 | 5.3114 | 18388.8374
Commercial/Industrial | Restaurants | New | VAV System | 5.7961 | 1.1876 | 24692.4246 | 5.2337 | 5.3114 | 18388.8374
Commercial/Industrial | Grocery | Existing | VAV System | 5.796 | 1.1876 | 22903.158 | 4.8545 | 4.9265 | 17056.3424
Commercial/Industrial | Grocery | New | VAV System | 5.796 | 1.1876 | 22903.158 | 4.8545 | 4.9265 | 17056.3424
Commercial/Industrial | Assembly | Turnover | Two Speed Pool Pump | 3.1679 | 1.1845 | 3394.5338 | 0.72975 | 0.11327 | 3100.8409
Commercial/Industrial | College and University | Turnover | Two Speed Pool Pump | 3.1679 | 1.1845 | 3394.5338 | 0.72975 | 0.11327 | 3100.8409
Commercial/Industrial | Grocery | Turnover | Two Speed Pool Pump | 3.1679 | 1.1845 | 3394.5338 | 0.72975 | 0.11327 | 3100.8409
Commercial/Industrial | Healthcare | Turnover | Two Speed Pool Pump | 3.1679 | 1.1845 | 3394.5338 | 0.72975 | 0.11327 | 3100.8409
Commercial/Industrial | Hospitals | Turnover | Two Speed Pool Pump | 3.1679 | 1.1845 | 3394.5338 | 0.72975 | 0.11327 | 3100.8409
Commercial/Industrial | Institutional | Turnover | Two Speed Pool Pump | 3.1679 | 1.1845 | 3394.5338 | 0.72975 | 0.11327 | 3100.8409
Commercial/Industrial | Lodging/Hospitality | Turnover | Two Speed Pool Pump | 3.1679 | 1.1845 | 3394.5338 | 0.72975 | 0.11327 | 3100.8409
Commercial/Industrial | Miscellaneous | Turnover | Two Speed Pool Pump | 3.1679 | 1.1845 | 3394.5338 | 0.72975 | 0.11327 | 3100.8409
Commercial/Industrial | Offices | Turnover | Two Speed Pool Pump | 3.1679 | 1.1845 | 3394.5338 | 0.72975 | 0.11327 | 3100.8409
Commercial/Industrial | Restaurants | Turnover | Two Speed Pool Pump | 3.1679 | 1.1845 | 3394.5338 | 0.72975 | 0.11327 | 3100.8409
Commercial/Industrial | Retail | Turnover | Two Speed Pool Pump | 3.1679 | 1.1845 | 3394.5338 | 0.72975 | 0.11327 | 3100.8409
Commercial/Industrial | Schools K-12 | Turnover | Two Speed Pool Pump | 3.1679 | 1.1845 | 3394.5338 | 0.72975 | 0.11327 | 3100.8409
Commercial/Industrial | Warehouse | Turnover | Two Speed Pool Pump | 3.1679 | 1.1845 | 3394.5338 | 0.72975 | 0.11327 | 3100.8409
Commercial/Industrial | Assembly | New | Two Speed Pool Pump | 3.1679 | 1.1845 | 3394.5338 | 0.72975 | 0.11327 | 3100.8409
Commercial/Industrial | College and University | New | Two Speed Pool Pump | 3.1679 | 1.1845 | 3394.5338 | 0.72975 | 0.11327 | 3100.8409
Commercial/Industrial | Grocery | New | Two Speed Pool Pump | 3.1679 | 1.1845 | 3394.5338 | 0.72975 | 0.11327 | 3100.8409
Commercial/Industrial | Healthcare | New | Two Speed Pool Pump | 3.1679 | 1.1845 | 3394.5338 | 0.72975 | 0.11327 | 3100.8409
Commercial/Industrial | Hospitals | New | Two Speed Pool Pump | 3.1679 | 1.1845 | 3394.5338 | 0.72975 | 0.11327 | 3100.8409
Commercial/Industrial | Institutional | New | Two Speed Pool Pump | 3.1679 | 1.1845 | 3394.5338 | 0.72975 | 0.11327 | 3100.8409
Commercial/Industrial | Lodging/Hospitality | New | Two Speed Pool Pump | 3.1679 | 1.1845 | 3394.5338 | 0.72975 | 0.11327 | 3100.8409
Commercial/Industrial | Miscellaneous | New | Two Speed Pool Pump | 3.1679 | 1.1845 | 3394.5338 | 0.72975 | 0.11327 | 3100.8409
Commercial/Industrial | Offices | New | Two Speed Pool Pump | 3.1679 | 1.1845 | 3394.5338 | 0.72975 | 0.11327 | 3100.8409
Commercial/Industrial | Restaurants | New | Two Speed Pool Pump | 3.1679 | 1.1845 | 3394.5338 | 0.72975 | 0.11327 | 3100.8409
Commercial/Industrial | Retail | New | Two Speed Pool Pump | 3.1679 | 1.1845 | 3394.5338 | 0.72975 | 0.11327 | 3100.8409
Commercial/Industrial | Schools K-12 | New | Two Speed Pool Pump | 3.1679 | 1.1845 | 3394.5338 | 0.72975 | 0.11327 | 3100.8409
Commercial/Industrial | Warehouse | New | Two Speed Pool Pump | 3.1679 | 1.1845 | 3394.5338 | 0.72975 | 0.11327 | 3100.8409
Commercial/Industrial | Assembly | Turnover | Solar Powered Pool Pump | 0.66001 | 1.1844 | -678.9018 | 0.9567 | 0.1485 | 4065.1875
Commercial/Industrial | College and University | Turnover | Solar Powered Pool Pump | 0.66001 | 1.1844 | -678.9018 | 0.9567 | 0.1485 | 4065.1875
Commercial/Industrial | Grocery | Turnover | Solar Powered Pool Pump | 0.66001 | 1.1844 | -678.9018 | 0.9567 | 0.1485 | 4065.1875
Commercial/Industrial | Healthcare | Turnover | Solar Powered Pool Pump | 0.66001 | 1.1844 | -678.9018 | 0.9567 | 0.1485 | 4065.1875
Commercial/Industrial | Hospitals | Turnover | Solar Powered Pool Pump | 0.66001 | 1.1844 | -678.9018 | 0.9567 | 0.1485 | 4065.1875
Commercial/Industrial | Institutional | Turnover | Solar Powered Pool Pump | 0.66001 | 1.1844 | -678.9018 | 0.9567 | 0.1485 | 4065.1875
Commercial/Industrial | Lodging/Hospitality | Turnover | Solar Powered Pool Pump | 0.66001 | 1.1844 | -678.9018 | 0.9567 | 0.1485 | 4065.1875
Commercial/Industrial | Miscellaneous | Turnover | Solar Powered Pool Pump | 0.66001 | 1.1844 | -678.9018 | 0.9567 | 0.1485 | 4065.1875
Commercial/Industrial | Offices | Turnover | Solar Powered Pool Pump | 0.66001 | 1.1844 | -678.9018 | 0.9567 | 0.1485 | 4065.1875
Commercial/Industrial | Restaurants | Turnover | Solar Powered Pool Pump | 0.66001 | 1.1844 | -678.9018 | 0.9567 | 0.1485 | 4065.1875
Commercial/Industrial | Retail | Turnover | Solar Powered Pool Pump | 0.66001 | 1.1844 | -678.9018 | 0.9567 | 0.1485 | 4065.1875
Commercial/Industrial | Schools K-12 | Turnover | Solar Powered Pool Pump | 0.66001 | 1.1844 | -678.9018 | 0.9567 | 0.1485 | 4065.1875
Commercial/Industrial | Assembly | New | Solar Powered Pool Pump | 0.66001 | 1.1844 | -678.9018 | 0.9567 | 0.1485 | 4065.1875
Commercial/Industrial | College and University | New | Solar Powered Pool Pump | 0.66001 | 1.1844 | -678.9018 | 0.9567 | 0.1485 | 4065.1875
Commercial/Industrial | Grocery | New | Solar Powered Pool Pump | 0.66001 | 1.1844 | -678.9018 | 0.9567 | 0.1485 | 4065.1875
Commercial/Industrial | Healthcare | New | Solar Powered Pool Pump | 0.66001 | 1.1844 | -678.9018 | 0.9567 | 0.1485 | 4065.1875
Commercial/Industrial | Hospitals | New | Solar Powered Pool Pump | 0.66001 | 1.1844 | -678.9018 | 0.9567 | 0.1485 | 4065.1875
Commercial/Industrial | Institutional | New | Solar Powered Pool Pump | 0.66001 | 1.1844 | -678.9018 | 0.9567 | 0.1485 | 4065.1875
Commercial/Industrial | Lodging/Hospitality | New | Solar Powered Pool Pump | 0.66001 | 1.1844 | -678.9018 | 0.9567 | 0.1485 | 4065.1875
Commercial/Industrial | Miscellaneous | New | Solar Powered Pool Pump | 0.66001 | 1.1844 | -678.9018 | 0.9567 | 0.1485 | 4065.1875
Commercial/Industrial | Offices | New | Solar Powered Pool Pump | 0.66001 | 1.1844 | -678.9018 | 0.9567 | 0.1485 | 4065.1875
Commercial/Industrial | Restaurants | New | Solar Powered Pool Pump | 0.66001 | 1.1844 | -678.9018 | 0.9567 | 0.1485 | 4065.1875
Commercial/Industrial | Retail | New | Solar Powered Pool Pump | 0.66001 | 1.1844 | -678.9018 | 0.9567 | 0.1485 | 4065.1875
Commercial/Industrial | Schools K-12 | New | Solar Powered Pool Pump | 0.66001 | 1.1844 | -678.9018 | 0.9567 | 0.1485 | 4065.1875
Commercial/Industrial | Assembly | Turnover | Variable Speed Pool Pump | 1.0919 | 1.1844 | 1496.9496 | 0.7602 | 0.118 | 3230.25
Commercial/Industrial | College and University | Turnover | Variable Speed Pool Pump | 1.0919 | 1.1844 | 1496.9496 | 0.7602 | 0.118 | 3230.25
Commercial/Industrial | Grocery | Turnover | Variable Speed Pool Pump | 1.0919 | 1.1844 | 1496.9496 | 0.7602 | 0.118 | 3230.25
Commercial/Industrial | Healthcare | Turnover | Variable Speed Pool Pump | 1.0919 | 1.1844 | 1496.9496 | 0.7602 | 0.118 | 3230.25
Commercial/Industrial | Hospitals | Turnover | Variable Speed Pool Pump | 1.0919 | 1.1844 | 1496.9496 | 0.7602 | 0.118 | 3230.25
Commercial/Industrial | Institutional | Turnover | Variable Speed Pool Pump | 1.0919 | 1.1844 | 1496.9496 | 0.7602 | 0.118 | 3230.25
Commercial/Industrial | Lodging/Hospitality | Turnover | Variable Speed Pool Pump | 1.0919 | 1.1844 | 1496.9496 | 0.7602 | 0.118 | 3230.25
Commercial/Industrial | Miscellaneous | Turnover | Variable Speed Pool Pump | 1.0919 | 1.1844 | 1496.9496 | 0.7602 | 0.118 | 3230.25
Commercial/Industrial | Offices | Turnover | Variable Speed Pool Pump | 1.0919 | 1.1844 | 1496.9496 | 0.7602 | 0.118 | 3230.25
Commercial/Industrial | Restaurants | Turnover | Variable Speed Pool Pump | 1.0919 | 1.1844 | 1496.9496 | 0.7602 | 0.118 | 3230.25
Commercial/Industrial | Retail | Turnover | Variable Speed Pool Pump | 1.0919 | 1.1844 | 1496.9496 | 0.7602 | 0.118 | 3230.25
Commercial/Industrial | Schools K-12 | Turnover | Variable Speed Pool Pump | 1.0919 | 1.1844 | 1496.9496 | 0.7602 | 0.118 | 3230.25
Commercial/Industrial | Assembly | New | Variable Speed Pool Pump | 1.0919 | 1.1844 | 1496.9496 | 0.7602 | 0.118 | 3230.25
Commercial/Industrial | College and University | New | Variable Speed Pool Pump | 1.0919 | 1.1844 | 1496.9496 | 0.7602 | 0.118 | 3230.25
Commercial/Industrial | Grocery | New | Variable Speed Pool Pump | 1.0919 | 1.1844 | 1496.9496 | 0.7602 | 0.118 | 3230.25
Commercial/Industrial | Healthcare | New | Variable Speed Pool Pump | 1.0919 | 1.1844 | 1496.9496 | 0.7602 | 0.118 | 3230.25
Commercial/Industrial | Hospitals | New | Variable Speed Pool Pump | 1.0919 | 1.1844 | 1496.9496 | 0.7602 | 0.118 | 3230.25
Commercial/Industrial | Institutional | New | Variable Speed Pool Pump | 1.0919 | 1.1844 | 1496.9496 | 0.7602 | 0.118 | 3230.25
Commercial/Industrial | Lodging/Hospitality | New | Variable Speed Pool Pump | 1.0919 | 1.1844 | 1496.9496 | 0.7602 | 0.118 | 3230.25
Commercial/Industrial | Miscellaneous | New | Variable Speed Pool Pump | 1.0919 | 1.1844 | 1496.9496 | 0.7602 | 0.118 | 3230.25
Commercial/Industrial | Offices | New | Variable Speed Pool Pump | 1.0919 | 1.1844 | 1496.9496 | 0.7602 | 0.118 | 3230.25
Commercial/Industrial | Restaurants | New | Variable Speed Pool Pump | 1.0919 | 1.1844 | 1496.9496 | 0.7602 | 0.118 | 3230.25
Commercial/Industrial | Retail | New | Variable Speed Pool Pump | 1.0919 | 1.1844 | 1496.9496 | 0.7602 | 0.118 | 3230.25
Commercial/Industrial | Schools K-12 | New | Variable Speed Pool Pump | 1.0919 | 1.1844 | 1496.9496 | 0.7602 | 0.118 | 3230.25
Commercial/Industrial | Lodging/Hospitality | New | Low U-Value Windows | 0.13527 | 1.1812 | -854.6878 | 0.020116 | -0.004527 | 45.587
Commercial/Industrial | Lodging/Hospitality | Existing | Low U-Value Windows | 1.0367 | 1.1807 | 330.7716 | 0.15422 | -0.034707 | 349.5006
Commercial/Industrial | Lodging/Hospitality | Existing | Network PC Power Management | 0.56179 | 1.1708 | -474.4778 | 0.58124 | 0.40481 | 3907.5345
Commercial/Industrial | Lodging/Hospitality | New | Network PC Power Management | 0.56179 | 1.1708 | -474.4778 | 0.58124 | 0.40481 | 3907.5345
Commercial/Industrial | Healthcare | Existing | Network PC Power Management | 0.56139 | 1.1708 | -580.1554 | 0.70789 | 0.49301 | 4758.9388
Commercial/Industrial | Healthcare | New | Network PC Power Management | 0.56139 | 1.1708 | -580.1554 | 0.70789 | 0.49301 | 4758.9388
Commercial/Industrial | Offices | Existing | Network PC Power Management | 0.56272 | 1.1708 | -397.2262 | 0.49125 | 0.34213 | 3302.5466
Commercial/Industrial | Offices | New | Network PC Power Management | 0.56272 | 1.1708 | -397.2262 | 0.49125 | 0.34213 | 3302.5466
Commercial/Industrial | Schools K-12 | Existing | Network PC Power Management | 0.56551 | 1.1708 | -560.5054 | 0.71311 | 0.49665 | 4794.046
Commercial/Industrial | Schools K-12 | New | Network PC Power Management | 0.56551 | 1.1708 | -560.5054 | 0.71311 | 0.49665 | 4794.046
Commercial/Industrial | Grocery | Existing | Network PC Power Management | 0.55636 | 1.1708 | -433.5725 | 0.5037 | 0.3508 | 3386.2106
Commercial/Industrial | Grocery | New | Network PC Power Management | 0.55636 | 1.1708 | -433.5725 | 0.5037 | 0.3508 | 3386.2106
Commercial/Industrial | Retail | Existing | Network PC Power Management | 0.55226 | 1.1707 | -191.7728 | 0.21429 | 0.14924 | 1440.5919
Commercial/Industrial | Retail | New | Network PC Power Management | 0.55226 | 1.1707 | -191.7728 | 0.21429 | 0.14924 | 1440.5919
Commercial/Industrial | Assembly | Existing | Night Covers for Display Cases | 0.019209 | 1.1594 | -1989.8155 | 0.015518 | 0.0069353 | 103.3118
Commercial/Industrial | College and University | Existing | Night Covers for Display Cases | 0.019209 | 1.1594 | -1989.8155 | 0.015518 | 0.0069353 | 103.3118
Commercial/Industrial | Grocery | Existing | Night Covers for Display Cases | 0.019209 | 1.1594 | -1989.8155 | 0.015518 | 0.0069353 | 103.3118
Commercial/Industrial | Healthcare | Existing | Night Covers for Display Cases | 0.019209 | 1.1594 | -1989.8155 | 0.015518 | 0.0069353 | 103.3118
Commercial/Industrial | Hospitals | Existing | Night Covers for Display Cases | 0.019209 | 1.1594 | -1989.8155 | 0.015518 | 0.0069353 | 103.3118
Commercial/Industrial | Institutional | Existing | Night Covers for Display Cases | 0.019209 | 1.1594 | -1989.8155 | 0.015518 | 0.0069353 | 103.3118
Commercial/Industrial | Lodging/Hospitality | Existing | Night Covers for Display Cases | 0.019209 | 1.1594 | -1989.8155 | 0.015518 | 0.0069353 | 103.3118
Commercial/Industrial | Miscellaneous | Existing | Night Covers for Display Cases | 0.019209 | 1.1594 | -1989.8155 | 0.015518 | 0.0069353 | 103.3118
Commercial/Industrial | Offices | Existing | Night Covers for Display Cases | 0.019209 | 1.1594 | -1989.8155 | 0.015518 | 0.0069353 | 103.3118
Commercial/Industrial | Restaurants | Existing | Night Covers for Display Cases | 0.019209 | 1.1594 | -1989.8155 | 0.015518 | 0.0069353 | 103.3118
Commercial/Industrial | Retail | Existing | Night Covers for Display Cases | 0.019209 | 1.1594 | -1989.8155 | 0.015518 | 0.0069353 | 103.3118
Commercial/Industrial | Schools K-12 | Existing | Night Covers for Display Cases | 0.019209 | 1.1594 | -1989.8155 | 0.015518 | 0.0069353 | 103.3118
Commercial/Industrial | Warehouse | Existing | Night Covers for Display Cases | 0.019209 | 1.1594 | -1989.8155 | 0.015518 | 0.0069353 | 103.3118
Commercial/Industrial | Assembly | New | Night Covers for Display Cases | 0.019209 | 1.1594 | -1989.8155 | 0.015518 | 0.0069353 | 103.3118
Commercial/Industrial | College and University | New | Night Covers for Display Cases | 0.019209 | 1.1594 | -1989.8155 | 0.015518 | 0.0069353 | 103.3118
Commercial/Industrial | Grocery | New | Night Covers for Display Cases | 0.019209 | 1.1594 | -1989.8155 | 0.015518 | 0.0069353 | 103.3118
Commercial/Industrial | Healthcare | New | Night Covers for Display Cases | 0.019209 | 1.1594 | -1989.8155 | 0.015518 | 0.0069353 | 103.3118
Commercial/Industrial | Hospitals | New | Night Covers for Display Cases | 0.019209 | 1.1594 | -1989.8155 | 0.015518 | 0.0069353 | 103.3118
Commercial/Industrial | Institutional | New | Night Covers for Display Cases | 0.019209 | 1.1594 | -1989.8155 | 0.015518 | 0.0069353 | 103.3118
Commercial/Industrial | Lodging/Hospitality | New | Night Covers for Display Cases | 0.019209 | 1.1594 | -1989.8155 | 0.015518 | 0.0069353 | 103.3118
Commercial/Industrial | Miscellaneous | New | Night Covers for Display Cases | 0.019209 | 1.1594 | -1989.8155 | 0.015518 | 0.0069353 | 103.3118
Commercial/Industrial | Offices | New | Night Covers for Display Cases | 0.019209 | 1.1594 | -1989.8155 | 0.015518 | 0.0069353 | 103.3118
Commercial/Industrial | Restaurants | New | Night Covers for Display Cases | 0.019209 | 1.1594 | -1989.8155 | 0.015518 | 0.0069353 | 103.3118
Commercial/Industrial | Retail | New | Night Covers for Display Cases | 0.019209 | 1.1594 | -1989.8155 | 0.015518 | 0.0069353 | 103.3118
Commercial/Industrial | Schools K-12 | New | Night Covers for Display Cases | 0.019209 | 1.1594 | -1989.8155 | 0.015518 | 0.0069353 | 103.3118
Commercial/Industrial | Warehouse | New | Night Covers for Display Cases | 0.019209 | 1.1594 | -1989.8155 | 0.015518 | 0.0069353 | 103.3118
Commercial/Industrial | Grocery | Existing | Warehouse Loading Dock Seals | 0.41726 | 1.1566 | -0.2949 | 2.6166e-05 | 4.6686e-05 | 0.23058
Commercial/Industrial | Lodging/Hospitality | Existing | Warehouse Loading Dock Seals | 0.28228 | 1.1566 | -0.46457 | 1.7702e-05 | 3.1584e-05 | 0.15599
Commercial/Industrial | Offices | Existing | Warehouse Loading Dock Seals | 0.54457 | 1.1566 | -0.13487 | 3.4149e-05 | 6.093e-05 | 0.30093
Commercial/Industrial | College and University | New | Warehouse Loading Dock Seals | 0.059019 | 1.1566 | -0.74522 | 3.701e-06 | 6.6035e-06 | 0.032615
Commercial/Industrial | Grocery | New | Warehouse Loading Dock Seals | 0.41086 | 1.1566 | -0.30295 | 2.5764e-05 | 4.597e-05 | 0.22705
Commercial/Industrial | Schools K-12 | New | Warehouse Loading Dock Seals | 0.039772 | 1.1566 | -0.76941 | 2.4941e-06 | 4.45e-06 | 0.021979
Commercial/Industrial | College and University | Existing | Warehouse Loading Dock Seals | 0.059939 | 1.1566 | -0.74406 | 3.7587e-06 | 6.7064e-06 | 0.033123
Commercial/Industrial | Institutional | Existing | Warehouse Loading Dock Seals | 0.37524 | 1.1566 | -0.34772 | 2.3531e-05 | 4.1985e-05 | 0.20736
Commercial/Industrial | Miscellaneous | Existing | Warehouse Loading Dock Seals | 0.075005 | 1.1566 | -0.72513 | 4.7035e-06 | 8.3921e-06 | 0.041449
Commercial/Industrial | Warehouse | Existing | Warehouse Loading Dock Seals | 0.11169 | 1.1566 | -0.67901 | 7.0043e-06 | 1.2497e-05 | 0.061724
Commercial/Industrial | Assembly | New | Warehouse Loading Dock Seals | 0.12082 | 1.1566 | -0.66753 | 7.5765e-06 | 1.3518e-05 | 0.066767
Commercial/Industrial | Healthcare | New | Warehouse Loading Dock Seals | 0.11448 | 1.1566 | -0.6755 | 7.1792e-06 | 1.2809e-05 | 0.063266
Commercial/Industrial | Institutional | New | Warehouse Loading Dock Seals | 0.36948 | 1.1566 | -0.35496 | 2.317e-05 | 4.134e-05 | 0.20418
Commercial/Industrial | Offices | New | Warehouse Loading Dock Seals | 0.53621 | 1.1566 | -0.14538 | 3.3625e-05 | 5.9995e-05 | 0.29632
Commercial/Industrial | Restaurants | New | Warehouse Loading Dock Seals | 0.39866 | 1.1566 | -0.31828 | 2.5e-05 | 4.4605e-05 | 0.22031
Commercial/Industrial | Retail | New | Warehouse Loading Dock Seals | 0.17415 | 1.1566 | -0.6005 | 1.0921e-05 | 1.9485e-05 | 0.096238
Commercial/Industrial | Assembly | Existing | Warehouse Loading Dock Seals | 0.1227 | 1.1566 | -0.66517 | 7.6946e-06 | 1.3729e-05 | 0.067808
Commercial/Industrial | Healthcare | Existing | Warehouse Loading Dock Seals | 0.11627 | 1.1566 | -0.67325 | 7.2912e-06 | 1.3009e-05 | 0.064252
Commercial/Industrial | Hospitals | Existing | Warehouse Loading Dock Seals | 0.060144 | 1.1566 | -0.74381 | 3.7716e-06 | 6.7294e-06 | 0.033237
Commercial/Industrial | Restaurants | Existing | Warehouse Loading Dock Seals | 0.40488 | 1.1566 | -0.31047 | 2.5389e-05 | 4.5301e-05 | 0.22374
Commercial/Industrial | Schools K-12 | Existing | Warehouse Loading Dock Seals | 0.040392 | 1.1566 | -0.76863 | 2.533e-06 | 4.5194e-06 | 0.022321
Commercial/Industrial | Lodging/Hospitality | New | Warehouse Loading Dock Seals | 0.27795 | 1.1566 | -0.47002 | 1.743e-05 | 3.1099e-05 | 0.1536
Commercial/Industrial | Warehouse | New | Warehouse Loading Dock Seals | 0.10998 | 1.1566 | -0.68116 | 6.8968e-06 | 1.2305e-05 | 0.060777
Commercial/Industrial | Retail | Existing | Warehouse Loading Dock Seals | 0.17687 | 1.1566 | -0.59708 | 1.1091e-05 | 1.9789e-05 | 0.097739
Commercial/Industrial | Hospitals | New | Warehouse Loading Dock Seals | 0.059221 | 1.1566 | -0.74497 | 3.7137e-06 | 6.6261e-06 | 0.032726
Commercial/Industrial | Miscellaneous | New | Warehouse Loading Dock Seals | 0.073854 | 1.1566 | -0.72657 | 4.6313e-06 | 8.2633e-06 | 0.040813
Commercial/Industrial | College and University | Existing | Freezer-Cooler Replacement Gaskets | 0.14663 | 1.1547 | -215.8554 | 0.020269 | 0.016978 | 156.3315
Commercial/Industrial | Healthcare | Existing | Freezer-Cooler Replacement Gaskets | 0.14663 | 1.1547 | -215.8554 | 0.020269 | 0.016978 | 156.3315
Commercial/Industrial | Hospitals | Existing | Freezer-Cooler Replacement Gaskets | 0.14663 | 1.1547 | -215.8554 | 0.020269 | 0.016978 | 156.3315
Commercial/Industrial | Lodging/Hospitality | Existing | Freezer-Cooler Replacement Gaskets | 0.14663 | 1.1547 | -215.8554 | 0.020269 | 0.016978 | 156.3315
Commercial/Industrial | Restaurants | Existing | Freezer-Cooler Replacement Gaskets | 0.14663 | 1.1547 | -215.8554 | 0.020269 | 0.016978 | 156.3315
Commercial/Industrial | Schools K-12 | Existing | Freezer-Cooler Replacement Gaskets | 0.14663 | 1.1547 | -215.8554 | 0.020269 | 0.016978 | 156.3315
Commercial/Industrial | College and University | Existing | Strip Curtains for Walk-ins | 0.17755 | 1.1539 | -449.5836 | 0.054455 | 0.045613 | 420
Commercial/Industrial | Healthcare | Existing | Strip Curtains for Walk-ins | 0.17755 | 1.1539 | -449.5836 | 0.054455 | 0.045613 | 420
Commercial/Industrial | Hospitals | Existing | Strip Curtains for Walk-ins | 0.17755 | 1.1539 | -449.5836 | 0.054455 | 0.045613 | 420
Commercial/Industrial | Lodging/Hospitality | Existing | Strip Curtains for Walk-ins | 0.17755 | 1.1539 | -449.5836 | 0.054455 | 0.045613 | 420
Commercial/Industrial | Restaurants | Existing | Strip Curtains for Walk-ins | 0.17755 | 1.1539 | -449.5836 | 0.054455 | 0.045613 | 420
Commercial/Industrial | Schools K-12 | Existing | Strip Curtains for Walk-ins | 0.17755 | 1.1539 | -449.5836 | 0.054455 | 0.045613 | 420
Commercial/Industrial | College and University | New | Strip Curtains for Walk-ins | 0.17755 | 1.1539 | -449.5836 | 0.054455 | 0.045613 | 420
Commercial/Industrial | Healthcare | New | Strip Curtains for Walk-ins | 0.17755 | 1.1539 | -449.5836 | 0.054455 | 0.045613 | 420
Commercial/Industrial | Hospitals | New | Strip Curtains for Walk-ins | 0.17755 | 1.1539 | -449.5836 | 0.054455 | 0.045613 | 420
Commercial/Industrial | Lodging/Hospitality | New | Strip Curtains for Walk-ins | 0.17755 | 1.1539 | -449.5836 | 0.054455 | 0.045613 | 420
Commercial/Industrial | Restaurants | New | Strip Curtains for Walk-ins | 0.17755 | 1.1539 | -449.5836 | 0.054455 | 0.045613 | 420
Commercial/Industrial | Schools K-12 | New | Strip Curtains for Walk-ins | 0.17755 | 1.1539 | -449.5836 | 0.054455 | 0.045613 | 420
Commercial/Industrial | Restaurants | Existing | Low-Flow Pre-Rinse Sprayers | 1.6403 | 1.1491 | 754.558 | 0.35603 | 0.19768 | 2261.9741
Commercial/Industrial | Restaurants | New | Low-Flow Pre-Rinse Sprayers | 1.6403 | 1.1491 | 754.558 | 0.35603 | 0.19768 | 2261.9741
Commercial/Industrial | Restaurants | Existing | Network PC Power Management | 0.54962 | 1.1422 | -380.5131 | 0.47359 | 0 | 3183.805
Commercial/Industrial | Restaurants | New | Network PC Power Management | 0.54962 | 1.1422 | -380.5131 | 0.47359 | 0 | 3183.805
Commercial/Industrial | Assembly | Existing | Network PC Power Management | 0.54287 | 1.1422 | -340.4349 | 0.39582 | 0 | 2661.0035
Commercial/Industrial | Assembly | New | Network PC Power Management | 0.54287 | 1.1422 | -340.4349 | 0.39582 | 0 | 2661.0035
Commercial/Industrial | Miscellaneous | Existing | Network PC Power Management | 0.55584 | 1.1422 | -6526.7128 | 8.6767 | 0 | 58330.5263
Commercial/Industrial | Miscellaneous | New | Network PC Power Management | 0.55584 | 1.1422 | -6526.7128 | 8.6767 | 0 | 58330.5263
Commercial/Industrial | Institutional | Existing | Network PC Power Management | 0.54161 | 1.1422 | -562.7009 | 0.64622 | 0 | 4344.3187
Commercial/Industrial | Institutional | New | Network PC Power Management | 0.54161 | 1.1422 | -562.7009 | 0.64622 | 0 | 4344.3187
Commercial/Industrial | Warehouse | Existing | Network PC Power Management | 0.43919 | 1.1418 | -113.5365 | 0.058244 | 0 | 391.5584
Commercial/Industrial | Warehouse | New | Network PC Power Management | 0.43919 | 1.1418 | -113.5365 | 0.058244 | 0 | 391.5584
Commercial/Industrial | Schools K-12 | Turnover | Premium T8 - Lamp Replacement | 5.4774 | 1.132 | 8.333 | 0.0020228 | 0.00046444 | 8.3741
Commercial/Industrial | Schools K-12 | New | Premium T8 - Lamp Replacement | 5.4774 | 1.132 | 8.333 | 0.0020228 | 0.00046444 | 8.3741
Commercial/Industrial | Offices | Turnover | CFL-23W | 7.6696 | 1.1307 | 23.5841 | 0.0054636 | 0.0012632 | 22.771
Commercial/Industrial | Offices | New | CFL-23W | 7.6696 | 1.1307 | 23.5841 | 0.0054636 | 0.0012632 | 22.771
Commercial/Industrial | Miscellaneous | Turnover | High Efficiency DX 135k- less than 240k BTU | 0.22324 | 1.1296 | -6793.4288 | 0.43166 | 0 | 1043.8936
Commercial/Industrial | Miscellaneous | New | High Efficiency DX 135k- less than 240k BTU | 0.22324 | 1.1296 | -6793.4288 | 0.43166 | 0 | 1043.8936
Commercial/Industrial | Grocery | Turnover | High Efficiency DX 135k- less than 240k BTU | 0.22079 | 1.1296 | -6823.633 | 0.42693 | 0 | 1032.4536
Commercial/Industrial | Grocery | New | High Efficiency DX 135k- less than 240k BTU | 0.22079 | 1.1296 | -6823.633 | 0.42693 | 0 | 1032.4536
Commercial/Industrial | Schools K-12 | Turnover | High Efficiency DX 135k- less than 240k BTU | 0.44125 | 1.1295 | -4101.4734 | 0.85328 | 0 | 2063.4773
Commercial/Industrial | Schools K-12 | New | High Efficiency DX 135k- less than 240k BTU | 0.44125 | 1.1295 | -4101.4734 | 0.85328 | 0 | 2063.4773
Commercial/Industrial | Offices | Turnover | High Efficiency DX 135k- less than 240k BTU | 0.44981 | 1.1295 | -3995.7584 | 0.86983 | 0 | 2103.517
Commercial/Industrial | Offices | New | High Efficiency DX 135k- less than 240k BTU | 0.44981 | 1.1295 | -3995.7584 | 0.86983 | 0 | 2103.517
Commercial/Industrial | Lodging/Hospitality | Turnover | High Efficiency DX 135k- less than 240k BTU | 0.66019 | 1.1295 | -1398.1913 | 1.2767 | 0 | 3087.3509
Commercial/Industrial | Lodging/Hospitality | New | High Efficiency DX 135k- less than 240k BTU | 0.66019 | 1.1295 | -1398.1913 | 1.2767 | 0 | 3087.3509
Commercial/Industrial | Institutional | Turnover | High Efficiency DX 135k- less than 240k BTU | 0.21588 | 1.1295 | -6884.0416 | 0.41747 | 0 | 1009.5738
Commercial/Industrial | Institutional | New | High Efficiency DX 135k- less than 240k BTU | 0.21588 | 1.1295 | -6884.0416 | 0.41747 | 0 | 1009.5738
Commercial/Industrial | Restaurants | Turnover | High Efficiency DX 135k- less than 240k BTU | 0.64765 | 1.1295 | -1552.9882 | 1.2524 | 0 | 3028.7213
Commercial/Industrial | Restaurants | New | High Efficiency DX 135k- less than 240k BTU | 0.64765 | 1.1295 | -1552.9882 | 1.2524 | 0 | 3028.7213
Commercial/Industrial | Retail | Turnover | High Efficiency DX 135k- less than 240k BTU | 0.5076 | 1.1295 | -3282.1826 | 0.98159 | 0 | 2373.7853
Commercial/Industrial | Retail | New | High Efficiency DX 135k- less than 240k BTU | 0.5076 | 1.1295 | -3282.1826 | 0.98159 | 0 | 2373.7853
Commercial/Industrial | Assembly | Turnover | High Efficiency DX 135k- less than 240k BTU | 0.39966 | 1.1295 | -4614.9459 | 0.77286 | 0 | 1868.9985
Commercial/Industrial | Assembly | New | High Efficiency DX 135k- less than 240k BTU | 0.39966 | 1.1295 | -4614.9459 | 0.77286 | 0 | 1868.9985
Commercial/Industrial | Healthcare | Turnover | High Efficiency DX 135k- less than 240k BTU | 0.86964 | 1.1295 | 1188.0492 | 1.6817 | 0 | 4066.8949
Commercial/Industrial | Healthcare | New | High Efficiency DX 135k- less than 240k BTU | 0.86964 | 1.1295 | 1188.0492 | 1.6817 | 0 | 4066.8949
Commercial/Industrial | College and University | Turnover | High Efficiency DX 135k- less than 240k BTU | 0.44338 | 1.1295 | -4075.0446 | 0.85742 | 0 | 2073.4872
Commercial/Industrial | College and University | New | High Efficiency DX 135k- less than 240k BTU | 0.44338 | 1.1295 | -4075.0446 | 0.85742 | 0 | 2073.4872
Commercial/Industrial | Warehouse | Turnover | High Efficiency DX 135k- less than 240k BTU | 0.09693 | 1.1295 | -8352.7241 | 0.18745 | 0 | 453.3072
Commercial/Industrial | Warehouse | New | High Efficiency DX 135k- less than 240k BTU | 0.09693 | 1.1295 | -8352.7241 | 0.18745 | 0 | 453.3072
Commercial/Industrial | Hospitals | Turnover | High Efficiency DX 135k- less than 240k BTU | 0.82374 | 1.1295 | 621.7191 | 1.593 | 0 | 3852.3962
Commercial/Industrial | Hospitals | New | High Efficiency DX 135k- less than 240k BTU | 0.82374 | 1.1295 | 621.7191 | 1.593 | 0 | 3852.3962
Commercial/Industrial | Miscellaneous | Turnover | Premium T8 - Lamp Replacement | 10.1262 | 1.1294 | 16.5163 | 0.003748 | 0.00086055 | 15.5162
Commercial/Industrial | Miscellaneous | New | Premium T8 - Lamp Replacement | 10.1262 | 1.1294 | 16.5163 | 0.003748 | 0.00086055 | 15.5162
Commercial/Industrial | Miscellaneous | Turnover | High Efficiency PTAC | 2.4687 | 1.1293 | 791.9916 | 0.18074 | 0 | 436.5892
Commercial/Industrial | Miscellaneous | New | High Efficiency PTAC | 2.4687 | 1.1293 | 791.9916 | 0.18074 | 0 | 436.5892
Commercial/Industrial | Offices | Turnover | High Efficiency PTAC | 4.974 | 1.1292 | 1962.74 | 0.36421 | 0 | 879.7571
Commercial/Industrial | Offices | New | High Efficiency PTAC | 4.974 | 1.1292 | 1962.74 | 0.36421 | 0 | 879.7571
Commercial/Industrial | Assembly | Turnover | CFL-23W | 6.7661 | 1.1283 | 20.5683 | 0.0048304 | 0.0011168 | 20.132
Commercial/Industrial | Assembly | New | CFL-23W | 6.7661 | 1.1283 | 20.5683 | 0.0048304 | 0.0011168 | 20.132
Commercial/Industrial | Institutional | Turnover | CFL-23W | 7.7552 | 1.1274 | 23.9521 | 0.0055408 | 0.0012811 | 23.093
Commercial/Industrial | Institutional | New | CFL-23W | 7.7552 | 1.1274 | 23.9521 | 0.0055408 | 0.0012811 | 23.093
Commercial/Industrial | Offices | Turnover | Premium T8 - Lamp Replacement | 7.4499 | 1.1259 | 11.8579 | 0.002766 | 0.00063506 | 11.4506
Commercial/Industrial | Offices | New | Premium T8 - Lamp Replacement | 7.4499 | 1.1259 | 11.8579 | 0.002766 | 0.00063506 | 11.4506
Commercial/Industrial | Offices | Turnover | Premium T8 - Fixture Replacement | 0.49198 | 1.1242 | -17.9477 | 0.008327 | 0.0019049 | 34.3517
Commercial/Industrial | Offices | New | Premium T8 - Fixture Replacement | 0.49198 | 1.1242 | -17.9477 | 0.008327 | 0.0019049 | 34.3517
Commercial/Industrial | Healthcare | Turnover | CFL-23W | 11.7808 | 1.1237 | 37.783 | 0.0084448 | 0.0019525 | 35.196
Commercial/Industrial | Healthcare | New | CFL-23W | 11.7808 | 1.1237 | 37.783 | 0.0084448 | 0.0019525 | 35.196
Commercial/Industrial | Healthcare | Turnover | Premium T8 - Fixture Replacement | 0.76002 | 1.1236 | 3.5585 | 0.012871 | 0.0029443 | 53.0957
Commercial/Industrial | Healthcare | New | Premium T8 - Fixture Replacement | 0.76002 | 1.1236 | 3.5585 | 0.012871 | 0.0029443 | 53.0957
Commercial/Industrial | Assembly | Turnover | Premium T8 - Lamp Replacement | 6.5723 | 1.1235 | 10.3374 | 0.0024454 | 0.00056146 | 10.1235
Commercial/Industrial | Assembly | New | Premium T8 - Lamp Replacement | 6.5723 | 1.1235 | 10.3374 | 0.0024454 | 0.00056146 | 10.1235
Commercial/Industrial | Miscellaneous | Turnover | CFL-23W | 10.324 | 1.1232 | 32.8234 | 0.0074035 | 0.0017117 | 30.856
Commercial/Industrial | Miscellaneous | New | CFL-23W | 10.324 | 1.1232 | 32.8234 | 0.0074035 | 0.0017117 | 30.856
Commercial/Industrial | Institutional | Turnover | Premium T8 - Lamp Replacement | 7.5332 | 1.1226 | 12.0435 | 0.0028051 | 0.00064404 | 11.6125
Commercial/Industrial | Institutional | New | Premium T8 - Lamp Replacement | 7.5332 | 1.1226 | 12.0435 | 0.0028051 | 0.00064404 | 11.6125
Commercial/Industrial | Warehouse | Turnover | Premium T8 - Fixture Replacement | 0.57742 | 1.1224 | -11.0293 | 0.0097886 | 0.0022393 | 40.3814
Commercial/Industrial | Warehouse | New | Premium T8 - Fixture Replacement | 0.57742 | 1.1224 | -11.0293 | 0.0097886 | 0.0022393 | 40.3814
Commercial/Industrial | Assembly | Turnover | Premium T8 - Fixture Replacement | 0.43403 | 1.1217 | -22.5154 | 0.0073619 | 0.0016841 | 30.3706
Commercial/Industrial | Assembly | New | Premium T8 - Fixture Replacement | 0.43403 | 1.1217 | -22.5154 | 0.0073619 | 0.0016841 | 30.3706
Commercial/Industrial | Institutional | Turnover | Premium T8 - Fixture Replacement | 0.49748 | 1.1209 | -17.3903 | 0.0084447 | 0.0019318 | 34.8374
Commercial/Industrial | Institutional | New | Premium T8 - Fixture Replacement | 0.49748 | 1.1209 | -17.3903 | 0.0084447 | 0.0019318 | 34.8374
Commercial/Industrial | Warehouse | Turnover | CFL-23W | 8.9342 | 1.1205 | 28.1517 | 0.0064226 | 0.001485 | 26.768
Commercial/Industrial | Warehouse | New | CFL-23W | 8.9342 | 1.1205 | 28.1517 | 0.0064226 | 0.001485 | 26.768
Commercial/Industrial | Miscellaneous | Turnover | Premium T8 - Fixture Replacement | 0.66442 | 1.1204 | -3.9535 | 0.011284 | 0.0025813 | 46.5485
Commercial/Industrial | Miscellaneous | New | Premium T8 - Fixture Replacement | 0.66442 | 1.1204 | -3.9535 | 0.011284 | 0.0025813 | 46.5485
Commercial/Industrial | Healthcare | Turnover | Premium T8 - Lamp Replacement | 11.4437 | 1.119 | 19.0168 | 0.0042752 | 0.00098159 | 17.6986
Commercial/Industrial | Healthcare | New | Premium T8 - Lamp Replacement | 11.4437 | 1.119 | 19.0168 | 0.0042752 | 0.00098159 | 17.6986
Commercial/Industrial | Retail | Turnover | Premium T8 - Lamp Replacement | 11.3225 | 1.1178 | 18.8285 | 0.004232 | 7.0881e-07 | 17.5437
Commercial/Industrial | Retail | New | Premium T8 - Lamp Replacement | 11.3225 | 1.1178 | 18.8285 | 0.004232 | 7.0881e-07 | 17.5437
Commercial/Industrial | Lodging/Hospitality | Turnover | Premium T8 - Lamp Replacement | 8.5207 | 1.1169 | 13.8704 | 0.0031876 | 5.3388e-07 | 13.2141
Commercial/Industrial | Lodging/Hospitality | New | Premium T8 - Lamp Replacement | 8.5207 | 1.1169 | 13.8704 | 0.0031876 | 5.3388e-07 | 13.2141
Commercial/Industrial | Schools K-12 | Turnover | Premium T8 - Fixture Replacement | 0.35743 | 1.1168 | -28.5372 | 0.0060897 | 0.0013931 | 25.1222
Commercial/Industrial | Schools K-12 | New | Premium T8 - Fixture Replacement | 0.35743 | 1.1168 | -28.5372 | 0.0060897 | 0.0013931 | 25.1222
Commercial/Industrial | Schools K-12 | Turnover | CFL-23W | 5.5382 | 1.1164 | 16.5926 | 0.0039956 | 0.00092383 | 16.653
Commercial/Industrial | Schools K-12 | New | CFL-23W | 5.5382 | 1.1164 | 16.5926 | 0.0039956 | 0.00092383 | 16.653
Commercial/Industrial | Warehouse | Turnover | Premium T8 - Lamp Replacement | 8.6787 | 1.1158 | 14.1609 | 0.0032515 | 0.00074654 | 13.4605
Commercial/Industrial | Warehouse | New | Premium T8 - Lamp Replacement | 8.6787 | 1.1158 | 14.1609 | 0.0032515 | 0.00074654 | 13.4605
Commercial/Industrial | Restaurants | Turnover | Premium T8 - Lamp Replacement | 7.6102 | 1.1155 | 12.2701 | 0.0028505 | 4.7742e-07 | 11.8166
Commercial/Industrial | Restaurants | New | Premium T8 - Lamp Replacement | 7.6102 | 1.1155 | 12.2701 | 0.0028505 | 4.7742e-07 | 11.8166
Commercial/Industrial | Lodging/Hospitality | Existing | Airside Economizer | 5.6687 | 1.114 | 7444.8229 | -2.0055 | 0.060432 | 8979.6145
Commercial/Industrial | Lodging/Hospitality | New | Airside Economizer | 5.6687 | 1.114 | 7444.8229 | -2.0055 | 0.060432 | 8979.6145
Commercial/Industrial | Retail | Existing | Airside Economizer | 5.6686 | 1.114 | 2046.9861 | -0.55142 | 0.016616 | 2468.9837
Commercial/Industrial | Retail | New | Airside Economizer | 5.6686 | 1.114 | 2046.9861 | -0.55142 | 0.016616 | 2468.9837
Commercial/Industrial | Grocery | Existing | Airside Economizer | 5.6685 | 1.114 | 4497.6558 | -1.2116 | 0.036509 | 5424.8726
Commercial/Industrial | Grocery | New | Airside Economizer | 5.6685 | 1.114 | 4497.6558 | -1.2116 | 0.036509 | 5424.8726
Commercial/Industrial | Restaurants | Existing | Airside Economizer | 5.6681 | 1.1139 | 4686.5849 | -1.2625 | 0.038043 | 5652.7504
Commercial/Industrial | Restaurants | New | Airside Economizer | 5.6681 | 1.1139 | 4686.5849 | -1.2625 | 0.038043 | 5652.7504
Commercial/Industrial | Grocery | Turnover | Energy Star PCs | 0.56504 | 1.1129 | -7.284 | 0.017591 | 0.0068231 | 123.5154
Commercial/Industrial | Healthcare | Turnover | Energy Star PCs | 0.56504 | 1.1129 | -7.284 | 0.017591 | 0.0068231 | 123.5154
Commercial/Industrial | Lodging/Hospitality | Turnover | Energy Star PCs | 0.56504 | 1.1129 | -7.284 | 0.017591 | 0.0068231 | 123.5154
Commercial/Industrial | Offices | Turnover | Energy Star PCs | 0.56504 | 1.1129 | -7.284 | 0.017591 | 0.0068231 | 123.5154
Commercial/Industrial | Retail | Turnover | Energy Star PCs | 0.56504 | 1.1129 | -7.284 | 0.017591 | 0.0068231 | 123.5154
Commercial/Industrial | Schools K-12 | Turnover | Energy Star PCs | 0.56504 | 1.1129 | -7.284 | 0.017591 | 0.0068231 | 123.5154
Commercial/Industrial | Grocery | New | Energy Star PCs | 0.56504 | 1.1129 | -7.284 | 0.017591 | 0.0068231 | 123.5154
Commercial/Industrial | Healthcare | New | Energy Star PCs | 0.56504 | 1.1129 | -7.284 | 0.017591 | 0.0068231 | 123.5154
Commercial/Industrial | Lodging/Hospitality | New | Energy Star PCs | 0.56504 | 1.1129 | -7.284 | 0.017591 | 0.0068231 | 123.5154
Commercial/Industrial | Offices | New | Energy Star PCs | 0.56504 | 1.1129 | -7.284 | 0.017591 | 0.0068231 | 123.5154
Commercial/Industrial | Retail | New | Energy Star PCs | 0.56504 | 1.1129 | -7.284 | 0.017591 | 0.0068231 | 123.5154
Commercial/Industrial | Schools K-12 | New | Energy Star PCs | 0.56504 | 1.1129 | -7.284 | 0.017591 | 0.0068231 | 123.5154
Commercial/Industrial | Grocery | Turnover | Premium T8 - Lamp Replacement | 12.5267 | 1.1118 | 21.0858 | 0.0047075 | 7.8845e-07 | 19.5149
Commercial/Industrial | Grocery | New | Premium T8 - Lamp Replacement | 12.5267 | 1.1118 | 21.0858 | 0.0047075 | 7.8845e-07 | 19.5149
Commercial/Industrial | Offices | Existing | Smart Strip Plug Outlet | 0.64744 | 1.1112 | -0.19977 | 0.010317 | 0.00717 | 69.3824
Commercial/Industrial | Offices | New | Smart Strip Plug Outlet | 0.64744 | 1.1112 | -0.19977 | 0.010317 | 0.00717 | 69.3824
Commercial/Industrial | Retail | Turnover | CFL-23W | 11.5653 | 1.1102 | 37.4904 | 0.0084028 | 2.2748e-06 | 34.888
Commercial/Industrial | Retail | New | CFL-23W | 11.5653 | 1.1102 | 37.4904 | 0.0084028 | 2.2748e-06 | 34.888
Commercial/Industrial | Restaurants | Turnover | Premium T8 - Fixture Replacement | 0.5032 | 1.11 | -16.5908 | 0.0086452 | 4.7362e-07 | 35.4499
Commercial/Industrial | Restaurants | New | Premium T8 - Fixture Replacement | 0.5032 | 1.11 | -16.5908 | 0.0086452 | 4.7362e-07 | 35.4499
Commercial/Industrial | Healthcare | Existing | Smart Strip Plug Outlet | 0.93182 | 1.1099 | 12.3601 | 0.014866 | 0.010332 | 99.9794
Commercial/Industrial | Healthcare | New | Smart Strip Plug Outlet | 0.93182 | 1.1099 | 12.3601 | 0.014866 | 0.010332 | 99.9794
Commercial/Industrial | College and University | Existing | Smart Strip Plug Outlet | 0.6845 | 1.1098 | 2.9396 | 0.021843 | 0.015181 | 146.8994
Commercial/Industrial | College and University | New | Smart Strip Plug Outlet | 0.6845 | 1.1098 | 2.9396 | 0.021843 | 0.015181 | 146.8994
Commercial/Industrial | Hospitals | Existing | Smart Strip Plug Outlet | 1.0213 | 1.1095 | 130.5407 | 0.1304 | 0.090625 | 876.9623
Commercial/Industrial | Hospitals | New | Smart Strip Plug Outlet | 1.0213 | 1.1095 | 130.5407 | 0.1304 | 0.090625 | 876.9623
Commercial/Industrial | Assembly | Turnover | Energy Star Servers | 1.5132 | 1.1092 | 265.9748 | 0.16919 | 0.11767 | 1136.6997
Commercial/Industrial | College and University | Turnover | Energy Star Servers | 1.5132 | 1.1092 | 265.9748 | 0.16919 | 0.11767 | 1136.6997
Commercial/Industrial | Grocery | Turnover | Energy Star Servers | 1.5132 | 1.1092 | 265.9748 | 0.16919 | 0.11767 | 1136.6997
Commercial/Industrial | Healthcare | Turnover | Energy Star Servers | 1.5132 | 1.1092 | 265.9748 | 0.16919 | 0.11767 | 1136.6997
Commercial/Industrial | Hospitals | Turnover | Energy Star Servers | 1.5132 | 1.1092 | 265.9748 | 0.16919 | 0.11767 | 1136.6997
Commercial/Industrial | Institutional | Turnover | Energy Star Servers | 1.5132 | 1.1092 | 265.9748 | 0.16919 | 0.11767 | 1136.6997
Commercial/Industrial | Lodging/Hospitality | Turnover | Energy Star Servers | 1.5132 | 1.1092 | 265.9748 | 0.16919 | 0.11767 | 1136.6997
Commercial/Industrial | Miscellaneous | Turnover | Energy Star Servers | 1.5132 | 1.1092 | 265.9748 | 0.16919 | 0.11767 | 1136.6997
Commercial/Industrial | Offices | Turnover | Energy Star Servers | 1.5132 | 1.1092 | 265.9748 | 0.16919 | 0.11767 | 1136.6997
Commercial/Industrial | Restaurants | Turnover | Energy Star Servers | 1.5132 | 1.1092 | 265.9748 | 0.16919 | 0.11767 | 1136.6997
Commercial/Industrial | Retail | Turnover | Energy Star Servers | 1.5132 | 1.1092 | 265.9748 | 0.16919 | 0.11767 | 1136.6997
Commercial/Industrial | Schools K-12 | Turnover | Energy Star Servers | 1.5132 | 1.1092 | 265.9748 | 0.16919 | 0.11767 | 1136.6997
Commercial/Industrial | Warehouse | Turnover | Energy Star Servers | 1.5132 | 1.1092 | 265.9748 | 0.16919 | 0.11767 | 1136.6997
Commercial/Industrial | Assembly | New | Energy Star Servers | 1.5132 | 1.1092 | 265.9748 | 0.16919 | 0.11767 | 1136.6997
Commercial/Industrial | College and University | New | Energy Star Servers | 1.5132 | 1.1092 | 265.9748 | 0.16919 | 0.11767 | 1136.6997
Commercial/Industrial | Grocery | New | Energy Star Servers | 1.5132 | 1.1092 | 265.9748 | 0.16919 | 0.11767 | 1136.6997
Commercial/Industrial | Healthcare | New | Energy Star Servers | 1.5132 | 1.1092 | 265.9748 | 0.16919 | 0.11767 | 1136.6997
Commercial/Industrial | Hospitals | New | Energy Star Servers | 1.5132 | 1.1092 | 265.9748 | 0.16919 | 0.11767 | 1136.6997
Commercial/Industrial | Institutional | New | Energy Star Servers | 1.5132 | 1.1092 | 265.9748 | 0.16919 | 0.11767 | 1136.6997
Commercial/Industrial | Lodging/Hospitality | New | Energy Star Servers | 1.5132 | 1.1092 | 265.9748 | 0.16919 | 0.11767 | 1136.6997
Commercial/Industrial | Miscellaneous | New | Energy Star Servers | 1.5132 | 1.1092 | 265.9748 | 0.16919 | 0.11767 | 1136.6997
Commercial/Industrial | Offices | New | Energy Star Servers | 1.5132 | 1.1092 | 265.9748 | 0.16919 | 0.11767 | 1136.6997
Commercial/Industrial | Restaurants | New | Energy Star Servers | 1.5132 | 1.1092 | 265.9748 | 0.16919 | 0.11767 | 1136.6997
Commercial/Industrial | Retail | New | Energy Star Servers | 1.5132 | 1.1092 | 265.9748 | 0.16919 | 0.11767 | 1136.6997
Commercial/Industrial | Schools K-12 | New | Energy Star Servers | 1.5132 | 1.1092 | 265.9748 | 0.16919 | 0.11767 | 1136.6997
Commercial/Industrial | Warehouse | New | Energy Star Servers | 1.5132 | 1.1092 | 265.9748 | 0.16919 | 0.11767 | 1136.6997
Commercial/Industrial | Schools K-12 | Existing | Smart Strip Plug Outlet | 0.93798 | 1.109 | 12.6628 | 0.014976 | 0.010408 | 100.717
Commercial/Industrial | Schools K-12 | New | Smart Strip Plug Outlet | 0.93798 | 1.109 | 12.6628 | 0.014976 | 0.010408 | 100.717
Commercial/Industrial | Grocery | Existing | Smart Strip Plug Outlet | 0.66212 | 1.1083 | 0.52174 | 0.010578 | 0.0073516 | 71.1401
Commercial/Industrial | Grocery | New | Smart Strip Plug Outlet | 0.66212 | 1.1083 | 0.52174 | 0.010578 | 0.0073516 | 71.1401
Commercial/Industrial | Lodging/Hospitality | Existing | Smart Strip Plug Outlet | 0.7639 | 1.1081 | 5.0176 | 0.012207 | 0.0084835 | 82.0924
Commercial/Industrial | Lodging/Hospitality | New | Smart Strip Plug Outlet | 0.7639 | 1.1081 | 5.0176 | 0.012207 | 0.0084835 | 82.0924
Commercial/Industrial | Retail | Existing | Smart Strip Plug Outlet | 0.28161 | 1.108 | -16.2572 | 0.0045002 | 0.0031276 | 30.265
Commercial/Industrial | Retail | New | Smart Strip Plug Outlet | 0.28161 | 1.108 | -16.2572 | 0.0045002 | 0.0031276 | 30.265
Commercial/Industrial | Grocery | Turnover | Premium T8 - Fixture Replacement | 0.82829 | 1.1064 | 9.9703 | 0.014277 | 7.8218e-07 | 58.5446
Commercial/Industrial | Grocery | New | Premium T8 - Fixture Replacement | 0.82829 | 1.1064 | 9.9703 | 0.014277 | 7.8218e-07 | 58.5446
Commercial/Industrial | Grocery | New | Ceiling Insulation(R2 to R38) | 2.8951 | 1.1061 | 5.3145 | 0.0003641 | 0.00083269 | 1.7842
Commercial/Industrial | Restaurants | New | Ceiling Insulation(R2 to R38) | 2.8951 | 1.1061 | 5.3145 | 0.0003641 | 0.00083269 | 1.7842
Commercial/Industrial | Retail | New | Ceiling Insulation(R2 to R38) | 2.8951 | 1.1061 | 5.3145 | 0.0003641 | 0.00083269 | 1.7842
Commercial/Industrial | Lodging/Hospitality | Turnover | CFL-23W | 8.6784 | 1.1061 | 27.6365 | 0.006329 | 1.7134e-06 | 26.278
Commercial/Industrial | Lodging/Hospitality | New | CFL-23W | 8.6784 | 1.1061 | 27.6365 | 0.006329 | 1.7134e-06 | 26.278
Commercial/Industrial | Retail | Turnover | Premium T8 - Fixture Replacement | 0.74436 | 1.106 | 3.1691 | 0.012835 | 7.0317e-07 | 52.631
Commercial/Industrial | Retail | New | Premium T8 - Fixture Replacement | 0.74436 | 1.106 | 3.1691 | 0.012835 | 7.0317e-07 | 52.631
Commercial/Industrial | Assembly | Existing | Strip Curtains for Walk-ins | 0.17915 | 1.1054 | -444.5323 | 0.060723 | 0.016724 | 420
Commercial/Industrial | Grocery | Existing | Strip Curtains for Walk-ins | 0.17915 | 1.1054 | -444.5323 | 0.060723 | 0.016724 | 420
Commercial/Industrial | Institutional | Existing | Strip Curtains for Walk-ins | 0.17915 | 1.1054 | -444.5323 | 0.060723 | 0.016724 | 420
Commercial/Industrial | Miscellaneous | Existing | Strip Curtains for Walk-ins | 0.17915 | 1.1054 | -444.5323 | 0.060723 | 0.016724 | 420
Commercial/Industrial | Offices | Existing | Strip Curtains for Walk-ins | 0.17915 | 1.1054 | -444.5323 | 0.060723 | 0.016724 | 420
Commercial/Industrial | Retail | Existing | Strip Curtains for Walk-ins | 0.17915 | 1.1054 | -444.5323 | 0.060723 | 0.016724 | 420
Commercial/Industrial | Warehouse | Existing | Strip Curtains for Walk-ins | 0.17915 | 1.1054 | -444.5323 | 0.060723 | 0.016724 | 420
Commercial/Industrial | Assembly | New | Strip Curtains for Walk-ins | 0.17915 | 1.1054 | -444.5323 | 0.060723 | 0.016724 | 420
Commercial/Industrial | Grocery | New | Strip Curtains for Walk-ins | 0.17915 | 1.1054 | -444.5323 | 0.060723 | 0.016724 | 420
Commercial/Industrial | Institutional | New | Strip Curtains for Walk-ins | 0.17915 | 1.1054 | -444.5323 | 0.060723 | 0.016724 | 420
Commercial/Industrial | Miscellaneous | New | Strip Curtains for Walk-ins | 0.17915 | 1.1054 | -444.5323 | 0.060723 | 0.016724 | 420
Commercial/Industrial | Offices | New | Strip Curtains for Walk-ins | 0.17915 | 1.1054 | -444.5323 | 0.060723 | 0.016724 | 420
Commercial/Industrial | Retail | New | Strip Curtains for Walk-ins | 0.17915 | 1.1054 | -444.5323 | 0.060723 | 0.016724 | 420
Commercial/Industrial | Warehouse | New | Strip Curtains for Walk-ins | 0.17915 | 1.1054 | -444.5323 | 0.060723 | 0.016724 | 420
Commercial/Industrial | Assembly | Existing | Freezer-Cooler Replacement Gaskets | 0.14835 | 1.1052 | -213.8426 | 0.022767 | 0.0074125 | 156.3315
Commercial/Industrial | Grocery | Existing | Freezer-Cooler Replacement Gaskets | 0.14835 | 1.1052 | -213.8426 | 0.022767 | 0.0074125 | 156.3315
Commercial/Industrial | Institutional | Existing | Freezer-Cooler Replacement Gaskets | 0.14835 | 1.1052 | -213.8426 | 0.022767 | 0.0074125 | 156.3315
Commercial/Industrial | Miscellaneous | Existing | Freezer-Cooler Replacement Gaskets | 0.14835 | 1.1052 | -213.8426 | 0.022767 | 0.0074125 | 156.3315
Commercial/Industrial | Offices | Existing | Freezer-Cooler Replacement Gaskets | 0.14835 | 1.1052 | -213.8426 | 0.022767 | 0.0074125 | 156.3315
Commercial/Industrial | Retail | Existing | Freezer-Cooler Replacement Gaskets | 0.14835 | 1.1052 | -213.8426 | 0.022767 | 0.0074125 | 156.3315
Commercial/Industrial | Warehouse | Existing | Freezer-Cooler Replacement Gaskets | 0.14835 | 1.1052 | -213.8426 | 0.022767 | 0.0074125 | 156.3315
Commercial/Industrial | Grocery | Turnover | CFL-23W | 12.8057 | 1.1052 | 41.9767 | 0.0093469 | 2.5304e-06 | 38.808
Commercial/Industrial | Grocery | New | CFL-23W | 12.8057 | 1.1052 | 41.9767 | 0.0093469 | 2.5304e-06 | 38.808
Commercial/Industrial | Restaurants | Turnover | CFL-23W | 7.7402 | 1.1032 | 24.456 | 0.0056597 | 1.5322e-06 | 23.499
Commercial/Industrial | Restaurants | New | CFL-23W | 7.7402 | 1.1032 | 24.456 | 0.0056597 | 1.5322e-06 | 23.499
Commercial/Industrial | Lodging/Hospitality | Turnover | Premium T8 - Fixture Replacement | 0.55911 | 1.1029 | -11.7692 | 0.0096676 | 5.2963e-07 | 39.6422
Commercial/Industrial | Lodging/Hospitality | New | Premium T8 - Fixture Replacement | 0.55911 | 1.1029 | -11.7692 | 0.0096676 | 5.2963e-07 | 39.6422
Commercial/Industrial | Grocery | Existing | Ceiling Insulation(R2 to R38) | 2.929 | 1.1019 | 5.4261 | 0.00036978 | 0.00084567 | 1.812
Commercial/Industrial | Restaurants | Existing | Ceiling Insulation(R2 to R38) | 2.929 | 1.1019 | 5.4261 | 0.00036978 | 0.00084567 | 1.812
Commercial/Industrial | Retail | Existing | Ceiling Insulation(R2 to R38) | 2.929 | 1.1019 | 5.4261 | 0.00036978 | 0.00084567 | 1.812
Commercial/Industrial | Assembly | Turnover | Energy Star PCs | 0.55937 | 1.1017 | -7.284 | 0.017591 | 0 | 123.5154
Commercial/Industrial | Institutional | Turnover | Energy Star PCs | 0.55937 | 1.1017 | -7.284 | 0.017591 | 0 | 123.5154
Commercial/Industrial | Miscellaneous | Turnover | Energy Star PCs | 0.55937 | 1.1017 | -7.284 | 0.017591 | 0 | 123.5154
Commercial/Industrial | Restaurants | Turnover | Energy Star PCs | 0.55937 | 1.1017 | -7.284 | 0.017591 | 0 | 123.5154
Commercial/Industrial | Warehouse | Turnover | Energy Star PCs | 0.55937 | 1.1017 | -7.284 | 0.017591 | 0 | 123.5154
Commercial/Industrial | Assembly | New | Energy Star PCs | 0.55937 | 1.1017 | -7.284 | 0.017591 | 0 | 123.5154
Commercial/Industrial | Institutional | New | Energy Star PCs | 0.55937 | 1.1017 | -7.284 | 0.017591 | 0 | 123.5154
Commercial/Industrial | Miscellaneous | New | Energy Star PCs | 0.55937 | 1.1017 | -7.284 | 0.017591 | 0 | 123.5154
Commercial/Industrial | Restaurants | New | Energy Star PCs | 0.55937 | 1.1017 | -7.284 | 0.017591 | 0 | 123.5154
Commercial/Industrial | Warehouse | New | Energy Star PCs | 0.55937 | 1.1017 | -7.284 | 0.017591 | 0 | 123.5154
Commercial/Industrial | Assembly | Existing | Smart Strip Plug Outlet | 0.51164 | 1.0898 | -5.7324 | 0.0083127 | 0 | 55.9044
Commercial/Industrial | Assembly | New | Smart Strip Plug Outlet | 0.51164 | 1.0898 | -5.7324 | 0.0083127 | 0 | 55.9044
Commercial/Industrial | Institutional | Existing | Smart Strip Plug Outlet | 0.83417 | 1.0884 | 8.7844 | 0.013571 | 0 | 91.2687
Commercial/Industrial | Institutional | New | Smart Strip Plug Outlet | 0.83417 | 1.0884 | 8.7844 | 0.013571 | 0 | 91.2687
Commercial/Industrial | Miscellaneous | Existing | Smart Strip Plug Outlet | 1.0181 | 1.0882 | 187.5509 | 0.18222 | 0 | 1225.4519
Commercial/Industrial | Miscellaneous | New | Smart Strip Plug Outlet | 1.0181 | 1.0882 | 187.5509 | 0.18222 | 0 | 1225.4519
Commercial/Industrial | Restaurants | Existing | Smart Strip Plug Outlet | 0.6111 | 1.088 | -1.2238 | 0.0099458 | 0 | 66.8878
Commercial/Industrial | Restaurants | New | Smart Strip Plug Outlet | 0.6111 | 1.088 | -1.2238 | 0.0099458 | 0 | 66.8878
Commercial/Industrial | Grocery | Existing | Wall Insulation | 2.0981 | 1.0851 | 5.0451 | 0.00039401 | 0.00090108 | 1.9307
Commercial/Industrial | Retail | Existing | Wall Insulation | 2.0981 | 1.0851 | 5.0451 | 0.00039401 | 0.00090108 | 1.9307
Commercial/Industrial | Restaurants | Existing | Wall Insulation | 2.1219 | 1.0814 | 5.1596 | 0.00039983 | 0.0009144 | 1.9593
Commercial/Industrial | Warehouse | Turnover | High Efficiency PTAC | 1.1782 | 1.0811 | 190.2593 | 0.094322 | 0 | 189.5874
Commercial/Industrial | Warehouse | New | High Efficiency PTAC | 1.1782 | 1.0811 | 190.2593 | 0.094322 | 0 | 189.5874
Commercial/Industrial | Grocery | Turnover | High Efficiency PTAC | 2.683 | 1.0809 | 895.0317 | 0.21483 | 0 | 431.8047
Commercial/Industrial | Grocery | New | High Efficiency PTAC | 2.683 | 1.0809 | 895.0317 | 0.21483 | 0 | 431.8047
Commercial/Industrial | Institutional | Turnover | High Efficiency PTAC | 2.6235 | 1.0809 | 867.1888 | 0.21007 | 0 | 422.2356
Commercial/Industrial | Institutional | New | High Efficiency PTAC | 2.6235 | 1.0809 | 867.1888 | 0.21007 | 0 | 422.2356
Commercial/Industrial | Offices | Turnover | High Efficiency PTHP | 5.4967 | 1.0809 | 2212.9215 | 0.44011 | 0.00016114 | 884.8808
Commercial/Industrial | Offices | New | High Efficiency PTHP | 5.4967 | 1.0809 | 2212.9215 | 0.44011 | 0.00016114 | 884.8808
Commercial/Industrial | Institutional | Turnover | High Efficiency PTHP | 2.6703 | 1.0809 | 889.2488 | 0.21381 | 7.8285e-05 | 429.886
Commercial/Industrial | Institutional | New | High Efficiency PTHP | 2.6703 | 1.0809 | 889.2488 | 0.21381 | 7.8285e-05 | 429.886
Commercial/Industrial | Grocery | Turnover | High Efficiency PTHP | 2.776 | 1.0808 | 938.7313 | 0.22227 | 8.1383e-05 | 446.895
Commercial/Industrial | Grocery | New | High Efficiency PTHP | 2.776 | 1.0808 | 938.7313 | 0.22227 | 8.1383e-05 | 446.895
Commercial/Industrial | Assembly | Turnover | High Efficiency PTHP | 4.9099 | 1.0808 | 1938.1957 | 0.39314 | 0.00014395 | 790.4475
Commercial/Industrial | Assembly | New | High Efficiency PTHP | 4.9099 | 1.0808 | 1938.1957 | 0.39314 | 0.00014395 | 790.4475
Commercial/Industrial | Healthcare | Turnover | High Efficiency PTHP | 10.6505 | 1.0808 | 4626.9196 | 0.85282 | 0.00031225 | 1714.6605
Commercial/Industrial | Healthcare | New | High Efficiency PTHP | 10.6505 | 1.0808 | 4626.9196 | 0.85282 | 0.00031225 | 1714.6605
Commercial/Industrial | Lodging/Hospitality | Turnover | High Efficiency PTHP | 8.0774 | 1.0807 | 3422.0199 | 0.64682 | 0.00023683 | 1300.4923
Commercial/Industrial | Lodging/Hospitality | New | High Efficiency PTHP | 8.0774 | 1.0807 | 3422.0199 | 0.64682 | 0.00023683 | 1300.4923
Commercial/Industrial | Retail | Turnover | High Efficiency PTHP | 6.2922 | 1.0807 | 2585.8676 | 0.50387 | 0.00018449 | 1013.0761
Commercial/Industrial | Retail | New | High Efficiency PTHP | 6.2922 | 1.0807 | 2585.8676 | 0.50387 | 0.00018449 | 1013.0761
Commercial/Industrial | Restaurants | Turnover | High Efficiency PTHP | 8.0684 | 1.0807 | 3417.8625 | 0.64611 | 0.00023657 | 1299.0632
Commercial/Industrial | Restaurants | New | High Efficiency PTHP | 8.0684 | 1.0807 | 3417.8625 | 0.64611 | 0.00023657 | 1299.0632
Commercial/Industrial | Restaurants | Turnover | High Efficiency PTAC | 7.869 | 1.0807 | 3324.3212 | 0.6302 | 0 | 1266.7068
Commercial/Industrial | Restaurants | New | High Efficiency PTAC | 7.869 | 1.0807 | 3324.3212 | 0.6302 | 0 | 1266.7068
Commercial/Industrial | Schools K-12 | Turnover | High Efficiency PTHP | 5.4759 | 1.0807 | 2203.6129 | 0.43852 | 0.00016056 | 881.6812
Commercial/Industrial | Schools K-12 | New | High Efficiency PTHP | 5.4759 | 1.0807 | 2203.6129 | 0.43852 | 0.00016056 | 881.6812
Commercial/Industrial | Retail | Turnover | High Efficiency PTAC | 6.1672 | 1.0807 | 2527.3193 | 0.49393 | 0 | 992.7919
Commercial/Industrial | Retail | New | High Efficiency PTAC | 6.1672 | 1.0807 | 2527.3193 | 0.49393 | 0 | 992.7919
Commercial/Industrial | Lodging/Hospitality | Turnover | High Efficiency PTAC | 8.0211 | 1.0807 | 3395.6685 | 0.6424 | 0 | 1291.2275
Commercial/Industrial | Lodging/Hospitality | New | High Efficiency PTAC | 8.0211 | 1.0807 | 3395.6685 | 0.6424 | 0 | 1291.2275
Commercial/Industrial | Assembly | Turnover | High Efficiency PTAC | 4.8555 | 1.0806 | 1913.0362 | 0.38889 | 0 | 781.6741
Commercial/Industrial | Assembly | New | High Efficiency PTAC | 4.8555 | 1.0806 | 1913.0362 | 0.38889 | 0 | 781.6741
Commercial/Industrial | Warehouse | Turnover | High Efficiency PTHP | 1.2074 | 1.0806 | 204.2601 | 0.096704 | 3.5407e-05 | 194.4303
Commercial/Industrial | Warehouse | New | High Efficiency PTHP | 1.2074 | 1.0806 | 204.2601 | 0.096704 | 3.5407e-05 | 194.4303
Commercial/Industrial | Schools K-12 | Turnover | High Efficiency PTAC | 5.3606 | 1.0806 | 2149.7005 | 0.42936 | 0 | 863.0113
Commercial/Industrial | Schools K-12 | New | High Efficiency PTAC | 5.3606 | 1.0806 | 2149.7005 | 0.42936 | 0 | 863.0113
Commercial/Industrial | Healthcare | Turnover | High Efficiency PTAC | 10.5652 | 1.0806 | 4587.6909 | 0.84622 | 0 | 1700.9037
Commercial/Industrial | Healthcare | New | High Efficiency PTAC | 10.5652 | 1.0806 | 4587.6909 | 0.84622 | 0 | 1700.9037
Commercial/Industrial | Miscellaneous | Turnover | High Efficiency PTHP | 2.7412 | 1.0805 | 922.8388 | 0.21955 | 8.0388e-05 | 441.4321
Commercial/Industrial | Miscellaneous | New | High Efficiency PTHP | 2.7412 | 1.0805 | 922.8388 | 0.21955 | 8.0388e-05 | 441.4321
Commercial/Industrial | Warehouse | Existing | Smart Strip Plug Outlet | 0.074499 | 1.0784 | -25.304 | 0.0012232 | 0 | 8.2262
Commercial/Industrial | Warehouse | New | Smart Strip Plug Outlet | 0.074499 | 1.0784 | -25.304 | 0.0012232 | 0 | 8.2262
Commercial/Industrial | Retail | Existing | Smart Thermostat | 0.94143 | 1.076 | 2178.9507 | 1.9523 | -0.0037047 | 5268.1844
Commercial/Industrial | Retail | New | Smart Thermostat | 0.94143 | 1.076 | 2178.9507 | 1.9523 | -0.0037047 | 5268.1844
Commercial/Industrial | Restaurants | Existing | Smart Thermostat | 4.3108 | 1.076 | 19051.5842 | 4.4698 | -0.0084818 | 12061.5342
Commercial/Industrial | Restaurants | New | Smart Thermostat | 4.3108 | 1.076 | 19051.5842 | 4.4698 | -0.0084818 | 12061.5342
Commercial/Industrial | Grocery | Existing | Programmable Thermostat | 2.915 | 1.076 | 5932.0559 | 1.5442 | -0.0029304 | 4167.1083
Commercial/Industrial | Grocery | New | Programmable Thermostat | 2.915 | 1.076 | 5932.0559 | 1.5442 | -0.0029304 | 4167.1083
Commercial/Industrial | Grocery | Existing | Smart Thermostat | 5.1712 | 1.076 | 18911.016 | 4.2896 | -0.0081399 | 11575.3008
Commercial/Industrial | Grocery | New | Smart Thermostat | 5.1712 | 1.076 | 18911.016 | 4.2896 | -0.0081399 | 11575.3008
Commercial/Industrial | Restaurants | Existing | Programmable Thermostat | 2.4299 | 1.076 | 5763.683 | 1.6091 | -0.0030535 | 4342.1523
Commercial/Industrial | Restaurants | New | Programmable Thermostat | 2.4299 | 1.076 | 5763.683 | 1.6091 | -0.0030535 | 4342.1523
Commercial/Industrial | Retail | Existing | Programmable Thermostat | 0.53063 | 1.076 | -1405.3523 | 0.70282 | -0.0013337 | 1896.5464
Commercial/Industrial | Retail | New | Programmable Thermostat | 0.53063 | 1.076 | -1405.3523 | 0.70282 | -0.0013337 | 1896.5464
Commercial/Industrial | Warehouse | Existing | HVAC tune-up | 0.10866 | 1.07 | -125.9435 | 0.0079622 | 0.0014494 | 40.105
Commercial/Industrial | Warehouse | New | HVAC tune-up | 0.10866 | 1.07 | -125.9435 | 0.0079622 | 0.0014494 | 40.105
Commercial/Industrial | Offices | Existing | HVAC tune-up | 0.50295 | 1.0673 | -36.2797 | 0.036948 | 0.006726 | 186.1025
Commercial/Industrial | Offices | New | HVAC tune-up | 0.50295 | 1.0673 | -36.2797 | 0.036948 | 0.006726 | 186.1025
Commercial/Industrial | Schools K-12 | Existing | HVAC tune-up | 0.49338 | 1.0673 | -38.4553 | 0.036244 | 0.006598 | 182.5601
Commercial/Industrial | Schools K-12 | New | HVAC tune-up | 0.49338 | 1.0673 | -38.4553 | 0.036244 | 0.006598 | 182.5601
Commercial/Industrial | Restaurants | Existing | HVAC tune-up | 0.72404 | 1.0671 | 13.9911 | 0.053199 | 0.0096843 | 267.9572
Commercial/Industrial | Restaurants | New | HVAC tune-up | 0.72404 | 1.0671 | 13.9911 | 0.053199 | 0.0096843 | 267.9572
Commercial/Industrial | Grocery | Existing | HVAC tune-up_RTU | 0.17559 | 1.067 | -737.7404 | 0.086017 | 0.015659 | 433.2607
Commercial/Industrial | Grocery | New | HVAC tune-up_RTU | 0.17559 | 1.067 | -737.7404 | 0.086017 | 0.015659 | 433.2607
Commercial/Industrial | Miscellaneous | Existing | HVAC tune-up | 0.24952 | 1.067 | -93.8541 | 0.018336 | 0.0033378 | 92.3554
Commercial/Industrial | Miscellaneous | New | HVAC tune-up | 0.24952 | 1.067 | -93.8541 | 0.018336 | 0.0033378 | 92.3554
Commercial/Industrial | Offices | Existing | HVAC tune-up_RTU | 0.35773 | 1.067 | -461.7042 | 0.17525 | 0.031903 | 882.7237
Commercial/Industrial | Offices | New | HVAC tune-up_RTU | 0.35773 | 1.067 | -461.7042 | 0.17525 | 0.031903 | 882.7237
Commercial/Industrial | Restaurants | Existing | HVAC tune-up_RTU | 0.51501 | 1.0669 | -223.2591 | 0.25233 | 0.045935 | 1270.9781
Commercial/Industrial | Restaurants | New | HVAC tune-up_RTU | 0.51501 | 1.0669 | -223.2591 | 0.25233 | 0.045935 | 1270.9781
Commercial/Industrial | Warehouse | Existing | HVAC tune-up_RTU | 0.077079 | 1.0668 | -886.9989 | 0.037766 | 0.006875 | 190.2267
Commercial/Industrial | Warehouse | New | HVAC tune-up_RTU | 0.077079 | 1.0668 | -886.9989 | 0.037766 | 0.006875 | 190.2267
Commercial/Industrial | Assembly | Existing | HVAC tune-up | 0.44667 | 1.0668 | -49.0222 | 0.032828 | 0.0059761 | 165.3541
Commercial/Industrial | Assembly | New | HVAC tune-up | 0.44667 | 1.0668 | -49.0222 | 0.032828 | 0.0059761 | 165.3541
Commercial/Industrial | Schools K-12 | Existing | HVAC tune-up_RTU | 0.35086 | 1.0668 | -472.0233 | 0.17191 | 0.031296 | 865.9214
Commercial/Industrial | Schools K-12 | New | HVAC tune-up_RTU | 0.35086 | 1.0668 | -472.0233 | 0.17191 | 0.031296 | 865.9214
Commercial/Industrial | Assembly | Existing | HVAC tune-up_RTU | 0.31778 | 1.0668 | -522.1447 | 0.15571 | 0.028346 | 784.3099
Commercial/Industrial | Assembly | New | HVAC tune-up_RTU | 0.31778 | 1.0668 | -522.1447 | 0.15571 | 0.028346 | 784.3099
Commercial/Industrial | Retail | Existing | HVAC tune-up_RTU | 0.4036 | 1.0668 | -392.0502 | 0.19777 | 0.036002 | 996.1396
Commercial/Industrial | Retail | New | HVAC tune-up_RTU | 0.4036 | 1.0668 | -392.0502 | 0.19777 | 0.036002 | 996.1396
Commercial/Industrial | Retail | Existing | HVAC tune-up | 0.56722 | 1.0667 | -21.5947 | 0.041695 | 0.0075902 | 210.0137
Commercial/Industrial | Retail | New | HVAC tune-up | 0.56722 | 1.0667 | -21.5947 | 0.041695 | 0.0075902 | 210.0137
Commercial/Industrial | Institutional | Existing | HVAC tune-up_RTU | 0.17163 | 1.0666 | -743.637 | 0.084111 | 0.015312 | 423.6594
Commercial/Industrial | Institutional | New | HVAC tune-up_RTU | 0.17163 | 1.0666 | -743.637 | 0.084111 | 0.015312 | 423.6594
Commercial/Industrial | Miscellaneous | Existing | HVAC tune-up_RTU | 0.17746 | 1.0666 | -734.792 | 0.08697 | 0.015832 | 438.0614
Commercial/Industrial | Miscellaneous | New | HVAC tune-up_RTU | 0.17746 | 1.0666 | -734.792 | 0.08697 | 0.015832 | 438.0614
Commercial/Industrial | Institutional | Existing | HVAC tune-up | 0.2411 | 1.0661 | -95.7189 | 0.017733 | 0.0032281 | 89.3191
Commercial/Industrial | Institutional | New | HVAC tune-up | 0.2411 | 1.0661 | -95.7189 | 0.017733 | 0.0032281 | 89.3191
Commercial/Industrial | Grocery | Existing | HVAC tune-up | 0.24647 | 1.0657 | -94.4757 | 0.018135 | 0.0033013 | 91.3433
Commercial/Industrial | Grocery | New | HVAC tune-up | 0.24647 | 1.0657 | -94.4757 | 0.018135 | 0.0033013 | 91.3433
Commercial/Industrial | College and University | Turnover | Energy Star PCs | 0.61992 | 1.0443 | -2.3579 | 0.023703 | 0.023703 | 123.5154
Commercial/Industrial | Hospitals | Turnover | Energy Star PCs | 0.61992 | 1.0443 | -2.3579 | 0.023703 | 0.023703 | 123.5154
Commercial/Industrial | College and University | New | Energy Star PCs | 0.61992 | 1.0443 | -2.3579 | 0.023703 | 0.023703 | 123.5154
Commercial/Industrial | Hospitals | New | Energy Star PCs | 0.61992 | 1.0443 | -2.3579 | 0.023703 | 0.023703 | 123.5154
Commercial/Industrial | Hospitals | Existing | Low Flow Shower Head | 4.2395 | 1.0427 | 4918.5405 | 0.37223 | 0.97305 | 4037.6135
Commercial/Industrial | Hospitals | New | Low Flow Shower Head | 4.2395 | 1.0427 | 4918.5405 | 0.37223 | 0.97305 | 4037.6135
Commercial/Industrial | Hospitals | Existing | Thermostatic Shower Restriction Valve | 8.35 | 1.0426 | 26344.8281 | 1.8299 | 4.7834 | 19848.6463
Commercial/Industrial | Hospitals | New | Thermostatic Shower Restriction Valve | 8.35 | 1.0426 | 26344.8281 | 1.8299 | 4.7834 | 19848.6463
Commercial/Industrial | Hospitals | Existing | Faucet Aerator | 3.2969 | 1.0426 | 2968.9797 | 0.23702 | 0.61958 | 2570.9224
Commercial/Industrial | Hospitals | New | Faucet Aerator | 3.2969 | 1.0426 | 2968.9797 | 0.23702 | 0.61958 | 2570.9224
Commercial/Industrial | College and University | Existing | Faucet Aerator | 3.2968 | 1.0426 | 2588.3413 | 0.20663 | 0.54015 | 2241.317
Commercial/Industrial | College and University | New | Faucet Aerator | 3.2968 | 1.0426 | 2588.3413 | 0.20663 | 0.54015 | 2241.317
Commercial/Industrial | Healthcare | Existing | Thermostatic Shower Restriction Valve | 8.349 | 1.0425 | 1013.2626 | 0.070379 | 0.18398 | 763.4095
Commercial/Industrial | Healthcare | New | Thermostatic Shower Restriction Valve | 8.349 | 1.0425 | 1013.2626 | 0.070379 | 0.18398 | 763.4095
Commercial/Industrial | Healthcare | Existing | Low Flow Shower Head | 4.2384 | 1.0424 | 189.1746 | 0.014317 | 0.037425 | 155.2928
Commercial/Industrial | Healthcare | New | Low Flow Shower Head | 4.2384 | 1.0424 | 189.1746 | 0.014317 | 0.037425 | 155.2928
Commercial/Industrial | Assembly | Existing | Chilled Water Controls Optimization | 10.6467 | 1.0281 | 4247.3807 | 1.0162 | 0.0010128 | 2504.9773
Commercial/Industrial | Assembly | New | Chilled Water Controls Optimization | 10.6467 | 1.0281 | 4247.3807 | 1.0162 | 0.0010128 | 2504.9773
Commercial/Industrial | Retail | Existing | Chilled Water Controls Optimization | 12.6253 | 1.0281 | 5094.296 | 1.2051 | 0.0012011 | 2970.5121
Commercial/Industrial | Retail | New | Chilled Water Controls Optimization | 12.6253 | 1.0281 | 5094.296 | 1.2051 | 0.0012011 | 2970.5121
Commercial/Industrial | Offices | Existing | Chilled Water Controls Optimization | 14.0305 | 1.0281 | 5695.8339 | 1.3393 | 0.0013348 | 3301.1671
Commercial/Industrial | Offices | New | Chilled Water Controls Optimization | 14.0305 | 1.0281 | 5695.8339 | 1.3393 | 0.0013348 | 3301.1671
Commercial/Industrial | Lodging/Hospitality | Existing | Chilled Water Controls Optimization | 44.2361 | 1.0281 | 18624.9982 | 4.2225 | 0.0042083 | 10408.106
Commercial/Industrial | Lodging/Hospitality | New | Chilled Water Controls Optimization | 44.2361 | 1.0281 | 18624.9982 | 4.2225 | 0.0042083 | 10408.106
Commercial/Industrial | Institutional | Existing | Chilled Water Controls Optimization | 5.7509 | 1.0281 | 2151.8667 | 0.54895 | 0.0005471 | 1353.1094
Commercial/Industrial | Restaurants | Existing | Chilled Water Controls Optimization | 17.2527 | 1.0281 | 7075.1042 | 1.6468 | 0.0016413 | 4059.3282
Commercial/Industrial | Institutional | New | Chilled Water Controls Optimization | 5.7509 | 1.0281 | 2151.8667 | 0.54895 | 0.0005471 | 1353.1094
Commercial/Industrial | Restaurants | New | Chilled Water Controls Optimization | 17.2527 | 1.0281 | 7075.1042 | 1.6468 | 0.0016413 | 4059.3282
Commercial/Industrial | Warehouse | Existing | Chilled Water Controls Optimization | 3.7416 | 1.0281 | 1291.7874 | 0.35715 | 0.00035595 | 880.3386
Commercial/Industrial | Warehouse | New | Chilled Water Controls Optimization | 3.7416 | 1.0281 | 1291.7874 | 0.35715 | 0.00035595 | 880.3386
Commercial/Industrial | Healthcare | Existing | Chilled Water Controls Optimization | 16.252 | 1.0281 | 6646.7723 | 1.5513 | 0.0015461 | 3823.8816
Commercial/Industrial | Healthcare | New | Chilled Water Controls Optimization | 16.252 | 1.0281 | 6646.7723 | 1.5513 | 0.0015461 | 3823.8816
Commercial/Industrial | Schools K-12 | Existing | Chilled Water Controls Optimization | 9.6852 | 1.0281 | 3835.9576 | 0.9245 | 0.00092139 | 2278.8251
Commercial/Industrial | Schools K-12 | New | Chilled Water Controls Optimization | 9.6852 | 1.0281 | 3835.9576 | 0.9245 | 0.00092139 | 2278.8251
Commercial/Industrial | Miscellaneous | Existing | Chilled Water Controls Optimization | 13.6974 | 1.028 | 5553.528 | 1.3075 | 0.0013031 | 3222.944
Commercial/Industrial | Miscellaneous | New | Chilled Water Controls Optimization | 13.6974 | 1.028 | 5553.528 | 1.3075 | 0.0013031 | 3222.944
Commercial/Industrial | Assembly | Existing | Window Sun Protection | 0.13211 | 1.0222 | -817.0947 | 0.04043 | -0.010022 | 105.7983
Commercial/Industrial | College and University | Existing | Window Sun Protection | 0.13211 | 1.0222 | -817.0947 | 0.04043 | -0.010022 | 105.7983
Commercial/Industrial | Grocery | Existing | Window Sun Protection | 0.13211 | 1.0222 | -817.0947 | 0.04043 | -0.010022 | 105.7983
Commercial/Industrial | Healthcare | Existing | Window Sun Protection | 0.13211 | 1.0222 | -817.0947 | 0.04043 | -0.010022 | 105.7983
Commercial/Industrial | Hospitals | Existing | Window Sun Protection | 0.13211 | 1.0222 | -817.0947 | 0.04043 | -0.010022 | 105.7983
Commercial/Industrial | Institutional | Existing | Window Sun Protection | 0.13211 | 1.0222 | -817.0947 | 0.04043 | -0.010022 | 105.7983
Commercial/Industrial | Offices | Existing | Window Sun Protection | 0.13211 | 1.0222 | -817.0947 | 0.04043 | -0.010022 | 105.7983
Commercial/Industrial | Restaurants | Existing | Window Sun Protection | 0.13211 | 1.0222 | -817.0947 | 0.04043 | -0.010022 | 105.7983
Commercial/Industrial | Retail | Existing | Window Sun Protection | 0.13211 | 1.0222 | -817.0947 | 0.04043 | -0.010022 | 105.7983
Commercial/Industrial | Schools K-12 | Existing | Window Sun Protection | 0.13211 | 1.0222 | -817.0947 | 0.04043 | -0.010022 | 105.7983
Commercial/Industrial | Assembly | New | Window Sun Protection | 0.079136 | 1.0205 | -891.7872 | 0.024258 | -0.0060129 | 63.479
Commercial/Industrial | College and University | New | Window Sun Protection | 0.079136 | 1.0205 | -891.7872 | 0.024258 | -0.0060129 | 63.479
Commercial/Industrial | Grocery | New | Window Sun Protection | 0.079136 | 1.0205 | -891.7872 | 0.024258 | -0.0060129 | 63.479
Commercial/Industrial | Healthcare | New | Window Sun Protection | 0.079136 | 1.0205 | -891.7872 | 0.024258 | -0.0060129 | 63.479
Commercial/Industrial | Hospitals | New | Window Sun Protection | 0.079136 | 1.0205 | -891.7872 | 0.024258 | -0.0060129 | 63.479
Commercial/Industrial | Institutional | New | Window Sun Protection | 0.079136 | 1.0205 | -891.7872 | 0.024258 | -0.0060129 | 63.479
Commercial/Industrial | Offices | New | Window Sun Protection | 0.079136 | 1.0205 | -891.7872 | 0.024258 | -0.0060129 | 63.479
Commercial/Industrial | Restaurants | New | Window Sun Protection | 0.079136 | 1.0205 | -891.7872 | 0.024258 | -0.0060129 | 63.479
Commercial/Industrial | Retail | New | Window Sun Protection | 0.079136 | 1.0205 | -891.7872 | 0.024258 | -0.0060129 | 63.479
Commercial/Industrial | Schools K-12 | New | Window Sun Protection | 0.079136 | 1.0205 | -891.7872 | 0.024258 | -0.0060129 | 63.479
Commercial/Industrial | Stone/Clay/Glass/Concrete | Any | Pump System Optimization | #DIV/0! | #DIV/0! | 0 | 0 | 0 | 0
Commercial/Industrial | Textiles and Leather | Any | Efficient Lighting - Exterior | 2.9673 | 2.1278 | 2310.3101 | 0 | 0 | 2551.9164
Commercial/Industrial | Agriculture and Assembly | Any | Efficient Lighting - Exterior | 2.9673 | 2.1278 | 6477.3158 | 0 | 0 | 7154.6968
Commercial/Industrial | Chemicals and Plastics | Any | Efficient Lighting - Exterior | 2.9673 | 2.1278 | 11417.6529 | 0 | 0 | 12611.6817
Commercial/Industrial | Lumber/Furniture/Pulp/Paper | Any | Efficient Lighting - Exterior | 2.9673 | 2.1278 | 2608.5686 | 0 | 0 | 2881.366
Commercial/Industrial | Primary Resources Industries | Any | Efficient Lighting - Exterior | 2.9673 | 2.1278 | 25437.6142 | 0 | 0 | 28097.8143
Commercial/Industrial | Transportation Equipment | Any | Efficient Lighting - Exterior | 2.9673 | 2.1278 | 14231.8355 | 0 | 0 | 15720.1642
Commercial/Industrial | Water and Wastewater | Any | Efficient Lighting - Exterior | 2.9673 | 2.1278 | 88.4717 | 0 | 0 | 97.7238
Commercial/Industrial | Construction | Any | Efficient Lighting - Exterior | 2.9673 | 2.1278 | 1923.3193 | 0 | 0 | 2124.4551
Commercial/Industrial | Electrical and Electronic Equip. | Any | Efficient Lighting - Exterior | 2.9673 | 2.1278 | 6951.3444 | 0 | 0 | 7678.298
Commercial/Industrial | Metal Products and Machinery | Any | Efficient Lighting - Exterior | 2.9673 | 2.1278 | 3444.8645 | 0 | 0 | 3805.1195
Commercial/Industrial | Miscellaneous Manufacturing | Any | Efficient Lighting - Exterior | 2.9673 | 2.1278 | 1550.2445 | 0 | 0 | 1712.3651
Commercial/Industrial | Stone/Clay/Glass/Concrete | Any | Efficient Lighting - Exterior | 2.9673 | 2.1278 | 2541.5782 | 0 | 0 | 2807.3699
Commercial/Industrial | Transportation Equipment | Any | Lighting Controls - Exterior | 1.7662 | 1.9249 | 770.4663 | 0 | 0 | 1517.8276
Commercial/Industrial | Electrical and Electronic Equip. | Any | Lighting Controls - Exterior | 1.6069 | 1.9249 | 639.9425 | 0 | 0 | 1360.9544
Commercial/Industrial | Miscellaneous Manufacturing | Any | Lighting Controls - Exterior | 2.0566 | 1.9249 | 170.2223 | 0 | 0 | 303.5114
Commercial/Industrial | Chemicals and Plastics | Any | Lighting Controls - Exterior | 1.6395 | 1.9249 | 1069.5411 | 0 | 0 | 2235.3813
Commercial/Industrial | Lumber/Furniture/Pulp/Paper | Any | Lighting Controls - Exterior | 1.3304 | 1.9249 | 196.159 | 0 | 0 | 510.7132
Commercial/Industrial | Metal Products and Machinery | Any | Lighting Controls - Exterior | 1.4586 | 1.9249 | 288.7379 | 0 | 0 | 674.4456
Commercial/Industrial | Primary Resources Industries | Any | Lighting Controls - Exterior | 1.5795 | 1.9249 | 2306.014 | 0 | 0 | 4980.25
Commercial/Industrial | Textiles and Leather | Any | Lighting Controls - Exterior | 1.8082 | 1.9249 | 233.5561 | 0 | 0 | 452.3192
Commercial/Industrial | Water and Wastewater | Any | Lighting Controls - Exterior | 1.6593 | 1.9249 | 8.3716 | 0 | 0 | 17.3212
Commercial/Industrial | Agriculture and Assembly | Any | Lighting Controls - Exterior | 1.8362 | 1.9249 | 661.9307 | 0 | 0 | 1268.1477
Commercial/Industrial | Stone/Clay/Glass/Concrete | Any | Lighting Controls - Exterior | 1.5489 | 1.9249 | 226.2676 | 0 | 0 | 497.5976
Commercial/Industrial | Construction | Any | Lighting Controls - Exterior | 1.6593 | 1.9249 | 181.9938 | 0 | 0 | 376.553
Commercial/Industrial | Water and Wastewater | Any | Building Envelope Improvements | 5.3848 | 1.6003 | 388.7985 | 0.024225 | 0.023637 | 170.0562
Commercial/Industrial | Textiles and Leather | Any | Building Envelope Improvements | 2.7597 | 1.5997 | 7325.1276 | 0.55134 | 0.53796 | 3870.3101
Commercial/Industrial | Electrical and Electronic Equip. | Any | Building Envelope Improvements | 4.4693 | 1.5997 | 22028.2815 | 1.4253 | 1.3907 | 10005.4113
Commercial/Industrial | Metal Products and Machinery | Any | Building Envelope Improvements | 6.0284 | 1.5997 | 26694.621 | 1.6316 | 1.592 | 11453.7503
Commercial/Industrial | Transportation Equipment | Any | Building Envelope Improvements | 5.7369 | 1.5997 | 113131.2878 | 6.971 | 6.8019 | 48935.2678
Commercial/Industrial | Chemicals and Plastics | Any | Building Envelope Improvements | 6.9533 | 1.5997 | 29033.4574 | 1.7379 | 1.6957 | 12199.7754
Commercial/Industrial | Primary Resources Industries | Any | Building Envelope Improvements | 5.9816 | 1.5997 | 28056.2649 | 1.717 | 1.6753 | 12052.9238
Commercial/Industrial | Agriculture and Assembly | Any | Building Envelope Improvements | 4.8186 | 1.5997 | 27910.0134 | 1.7767 | 1.7336 | 12472.0277
Commercial/Industrial | Miscellaneous Manufacturing | Any | Building Envelope Improvements | 7.7856 | 1.5997 | 15580.7697 | 0.9194 | 0.8971 | 6454.0455
Commercial/Industrial | Construction | Any | Building Envelope Improvements | 5.3826 | 1.5997 | 8452.2365 | 0.52664 | 0.51386 | 3696.916
Commercial/Industrial | Stone/Clay/Glass/Concrete | Any | Building Envelope Improvements | 5.0193 | 1.5996 | 3701.1917 | 0.23368 | 0.22801 | 1640.3616
Commercial/Industrial | Lumber/Furniture/Pulp/Paper | Any | HVAC Equipment Upgrades | 4.8625 | 1.503 | 4185.9755 | 0.33298 | 0.3249 | 2337.459
Commercial/Industrial | Miscellaneous Manufacturing | Any | HVAC Equipment Upgrades | 1.863 | 1.5029 | 26847.0169 | 3.1452 | 3.0689 | 22079.0115
Commercial/Industrial | Chemicals and Plastics | Any | HVAC Equipment Upgrades | 6.3626 | 1.5029 | 138924.4003 | 10.5546 | 10.2986 | 74091.795
Commercial/Industrial | Electrical and Electronic Equip. | Any | HVAC Equipment Upgrades | 4.8622 | 1.5029 | 89258.7772 | 7.1002 | 6.928 | 49842.3193
Commercial/Industrial | Primary Resources Industries | Any | HVAC Equipment Upgrades | 2.5268 | 1.5029 | 132733.8553 | 12.9438 | 12.6298 | 90863.5695
Commercial/Industrial | Transportation Equipment | Any | HVAC Equipment Upgrades | 4.8622 | 1.5029 | 262571.7481 | 20.8867 | 20.3799 | 146620.7056
Commercial/Industrial | Agriculture and Assembly | Any | HVAC Equipment Upgrades | 4.8622 | 1.5029 | 64407.5379 | 5.1234 | 4.9991 | 35965.3265
Commercial/Industrial | Metal Products and Machinery | Any | HVAC Equipment Upgrades | 4.0734 | 1.5029 | 35746.0853 | 2.9577 | 2.8859 | 20762.3532
Commercial/Industrial | Textiles and Leather | Any | HVAC Equipment Upgrades | 4.7423 | 1.5029 | 25428.454 | 2.033 | 1.9837 | 14271.206
Commercial/Industrial | Construction | Any | HVAC Equipment Upgrades | 4.4085 | 1.5029 | 13673.2053 | 1.1104 | 1.0835 | 7795.0583
Commercial/Industrial | Stone/Clay/Glass/Concrete | Any | HVAC Equipment Upgrades | 4.8619 | 1.5029 | 3336.9631 | 0.26544 | 0.259 | 1863.3683
Commercial/Industrial | Water and Wastewater | Any | HVAC Equipment Upgrades | 4.4071 | 1.5024 | 628.9603 | 0.051079 | 0.04984 | 358.5686
Commercial/Industrial | Water and Wastewater | Any | Fan Equipment Upgrades | 2.7323 | 1.4442 | 282.148 | 0.02925 | 0.028477 | 217.2118
Commercial/Industrial | Miscellaneous Manufacturing | Any | Pump Improved Controls | 7.8083 | 1.4437 | 531.4821 | 0.043665 | 0.042511 | 324.2554
Commercial/Industrial | Miscellaneous Manufacturing | Any | Motor Improved Controls | 7.8073 | 1.4435 | 528.244 | 0.043399 | 0.042252 | 322.2799
Commercial/Industrial | Miscellaneous Manufacturing | Any | Compressed Air Equipment | 34.5494 | 1.4432 | 982.8729 | 0.074326 | 0.072363 | 551.9476
Commercial/Industrial | Water and Wastewater | Any | Pump Equipment Upgrade | 3.74 | 1.4431 | 968.3904 | 0.090547 | 0.088156 | 672.4083
Commercial/Industrial | Metal Products and Machinery | Any | Fan Equipment Upgrades | 3.3897 | 1.4431 | 3081.56 | 0.29625 | 0.28843 | 2199.9879
Commercial/Industrial | Transportation Equipment | Any | Pump Improved Controls | 7.8049 | 1.4431 | 7355.2641 | 0.60428 | 0.58832 | 4487.4217
Commercial/Industrial | Miscellaneous Manufacturing | Any | Fan Improved Controls | 20.2411 | 1.4431 | 3518.5121 | 0.27051 | 0.26337 | 2008.8358
Commercial/Industrial | Water and Wastewater | Any | Motor Improved Controls | 4.8018 | 1.443 | 1395.6371 | 0.12327 | 0.12001 | 915.3872
Commercial/Industrial | Electrical and Electronic Equip. | Any | Motor Improved Controls | 7.8048 | 1.443 | 2927.7925 | 0.24054 | 0.23418 | 1786.2363
Commercial/Industrial | Lumber/Furniture/Pulp/Paper | Any | Motor Improved Controls | 10.1182 | 1.443 | 12702.7387 | 1.0176 | 0.99076 | 7556.9964
Commercial/Industrial | Stone/Clay/Glass/Concrete | Any | Motor Improved Controls | 7.8047 | 1.443 | 4534.2733 | 0.37252 | 0.36268 | 2766.3448
Commercial/Industrial | Agriculture and Assembly | Any | Pump Improved Controls | 7.8047 | 1.443 | 5983.6508 | 0.49159 | 0.47861 | 3650.6051
Commercial/Industrial | Transportation Equipment | Any | Pump Equipment Upgrade | 1.9622 | 1.443 | 7699.1654 | 0.9475 | 0.92248 | 7036.2138
Commercial/Industrial | Construction | Any | Fan Equipment Upgrades | 2.7302 | 1.443 | 6133.7225 | 0.63588 | 0.61908 | 4722.0488
Commercial/Industrial | Metal Products and Machinery | Any | Fan Improved Controls | 20.2407 | 1.443 | 21504.2665 | 1.6533 | 1.6096 | 12277.5021
Commercial/Industrial | Agriculture and Assembly | Any | Fan Improved Controls | 20.2407 | 1.443 | 35752.1464 | 2.7487 | 2.6761 | 20412.0914
Commercial/Industrial | Metal Products and Machinery | Any | Pump Equipment Upgrade | 3.3895 | 1.443 | 6034.0599 | 0.5801 | 0.56478 | 4307.8371
Commercial/Industrial | Textiles and Leather | Any | Compressed Air Equipment | 3.9551 | 1.443 | 11399.5078 | 1.0507 | 1.023 | 7802.6892
Commercial/Industrial | Lumber/Furniture/Pulp/Paper | Any | Pump Improved Controls | 7.8047 | 1.443 | 4549.0856 | 0.37374 | 0.36386 | 2775.3817
Commercial/Industrial | Electrical and Electronic Equip. | Any | Fan Improved Controls | 20.2406 | 1.443 | 47983.3058 | 3.6891 | 3.5916 | 27395.2678
Commercial/Industrial | Construction | Any | Motor Improved Controls | 4.8017 | 1.443 | 30340.2821 | 2.6797 | 2.609 | 19899.9473
Commercial/Industrial | Agriculture and Assembly | Any | Fan Equipment Upgrades | 2.3039 | 1.443 | 6504.2302 | 0.72858 | 0.70934 | 5410.4698
Commercial/Industrial | Chemicals and Plastics | Any | Motor Improved Controls | 4.6985 | 1.443 | 31184.2919 | 2.7661 | 2.6931 | 20541.5213
Commercial/Industrial | Construction | Any | Compressed Air Equipment | 4.8093 | 1.443 | 16047.9533 | 1.417 | 1.3795 | 10522.4913
Commercial/Industrial | Metal Products and Machinery | Any | Compressed Air Equipment | 5.0463 | 1.443 | 18395.6385 | 1.6095 | 1.567 | 11952.5439
Commercial/Industrial | Primary Resources Industries | Any | Fan Equipment Upgrades | 4.4765 | 1.443 | 65580.5221 | 5.8756 | 5.7204 | 43632.1434
Commercial/Industrial | Chemicals and Plastics | Any | Pump Improved Controls | 7.8046 | 1.443 | 20172.0666 | 1.6573 | 1.6135 | 12306.9095
Commercial/Industrial | Lumber/Furniture/Pulp/Paper | Any | Fan Improved Controls | 20.2405 | 1.443 | 53809.6127 | 4.137 | 4.0277 | 30721.7004
Commercial/Industrial | Transportation Equipment | Any | Compressed Air Equipment | 5.746 | 1.443 | 72610.2833 | 6.2139 | 6.0498 | 46145.0098
Commercial/Industrial | Primary Resources Industries | Any | Pump Improved Controls | 7.8046 | 1.443 | 33513.1785 | 2.7533 | 2.6806 | 20446.2767
Commercial/Industrial | Primary Resources Industries | Any | Pump Equipment Upgrade | 4.4765 | 1.443 | 130321.4242 | 11.6759 | 11.3675 | 86705.6693
Commercial/Industrial | Chemicals and Plastics | Any | Pump Equipment Upgrade | 2.1958 | 1.443 | 36303.1443 | 4.1724 | 4.0622 | 30984.6514
Commercial/Industrial | Construction | Any | Fan Improved Controls | 14.9408 | 1.443 | 222000.9427 | 17.3154 | 16.8581 | 128585.2378
Commercial/Industrial | Lumber/Furniture/Pulp/Paper | Any | Compressed Air Equipment | 3.4212 | 1.443 | 189114.7226 | 18.1305 | 17.6516 | 134637.6612
Commercial/Industrial | Primary Resources Industries | Any | Compressed Air Equipment | 4.1199 | 1.443 | 352419.6444 | 32.1653 | 31.3158 | 238861.3339
Commercial/Industrial | Chemicals and Plastics | Any | Fan Improved Controls | 20.2405 | 1.443 | 386355.0533 | 29.7039 | 28.9194 | 220582.9709
Commercial/Industrial | Chemicals and Plastics | Any | Compressed Air Equipment | 3.6904 | 1.443 | 658447.4261 | 61.7858 | 60.1539 | 458824.6722
Commercial/Industrial | Transportation Equipment | Any | Fan Improved Controls | 50.5122 | 1.443 | 1100267.8323 | 82.5972 | 80.4156 | 613370.8042
Commercial/Industrial | Primary Resources Industries | Any | Fan Improved Controls | 20.2405 | 1.443 | 210025.5592 | 16.1473 | 15.7208 | 119910.5885
Commercial/Industrial | Chemicals and Plastics | Any | Fan Equipment Upgrades | 2.1928 | 1.443 | 10671.56 | 1.2274 | 1.195 | 9115.0869
Commercial/Industrial | Agriculture and Assembly | Any | Compressed Air Equipment | 2.161 | 1.443 | 149880.392 | 17.3816 | 16.9226 | 129077.005
Commercial/Industrial | Construction | Any | Pump Improved Controls | 7.8046 | 1.443 | 2245.4575 | 0.18448 | 0.17961 | 1369.946
Commercial/Industrial | Primary Resources Industries | Any | Motor Improved Controls | 7.8046 | 1.443 | 33714.7394 | 2.7699 | 2.6967 | 20569.2483
Commercial/Industrial | Stone/Clay/Glass/Concrete | Any | Compressed Air Equipment | 2.2494 | 1.443 | 14023.6374 | 1.5907 | 1.5487 | 11812.8005
Commercial/Industrial | Electrical and Electronic Equip. | Any | Compressed Air Equipment | 13.024 | 1.443 | 58267.2307 | 4.582 | 4.461 | 34026.2379
Commercial/Industrial | Textiles and Leather | Any | Fan Improved Controls | 20.2404 | 1.443 | 16121.614 | 1.2395 | 1.2067 | 9204.3665
Commercial/Industrial | Lumber/Furniture/Pulp/Paper | Any | Fan Equipment Upgrades | 2.1509 | 1.443 | 29976.4598 | 3.4857 | 3.3936 | 25884.7363
Commercial/Industrial | Textiles and Leather | Any | Fan Equipment Upgrades | 3.8939 | 1.443 | 3864.3146 | 0.35757 | 0.34813 | 2655.33
Commercial/Industrial | Construction | Any | Pump Equipment Upgrade | 3.7397 | 1.443 | 21052.2033 | 1.9684 | 1.9164 | 14617.7361
Commercial/Industrial | Lumber/Furniture/Pulp/Paper | Any | Pump Equipment Upgrade | 1.5755 | 1.443 | 15588.2758 | 2.2927 | 2.2322 | 17025.9946
Commercial/Industrial | Electrical and Electronic Equip. | Any | Pump Improved Controls | 7.8045 | 1.443 | 2910.1236 | 0.23908 | 0.23277 | 1775.4565
Commercial/Industrial | Stone/Clay/Glass/Concrete | Any | Fan Improved Controls | 20.2403 | 1.443 | 27523.4925 | 2.1161 | 2.0602 | 15714.0788
Commercial/Industrial | Agriculture and Assembly | Any | Motor Improved Controls | 7.8045 | 1.443 | 5948.0694 | 0.48867 | 0.47576 | 3628.897
Commercial/Industrial | Stone/Clay/Glass/Concrete | Any | Fan Equipment Upgrades | 2.7301 | 1.443 | 4010.6128 | 0.41578 | 0.40479 | 3087.572
Commercial/Industrial | Stone/Clay/Glass/Concrete | Any | Pump Equipment Upgrade | 2.7301 | 1.443 | 7182.271 | 0.74458 | 0.72491 | 5529.2743
Commercial/Industrial | Agriculture and Assembly | Any | Pump Equipment Upgrade | 1.6765 | 1.443 | 8154.7615 | 1.1319 | 1.102 | 8405.3604
Commercial/Industrial | Transportation Equipment | Any | Fan Equipment Upgrades | 1.9622 | 1.443 | 3264.0674 | 0.4017 | 0.39109 | 2983.0086
Commercial/Industrial | Transportation Equipment | Any | Motor Improved Controls | 7.8045 | 1.443 | 7310.4524 | 0.6006 | 0.58474 | 4460.0822
Commercial/Industrial | Water and Wastewater | Any | Fan Improved Controls | 14.9405 | 1.443 | 10211.928 | 0.7965 | 0.77546 | 5914.8541
Commercial/Industrial | Textiles and Leather | Any | Pump Improved Controls | 7.8043 | 1.443 | 2278.8284 | 0.18722 | 0.18228 | 1390.3055
Commercial/Industrial | Textiles and Leather | Any | Pump Equipment Upgrade | 3.8938 | 1.443 | 5739.2563 | 0.53106 | 0.51703 | 3943.6799
Commercial/Industrial | Stone/Clay/Glass/Concrete | Any | Pump Improved Controls | 7.8042 | 1.4429 | 4506.8748 | 0.37027 | 0.36049 | 2749.629
Commercial/Industrial | Metal Products and Machinery | Any | Pump Improved Controls | 7.8042 | 1.4429 | 3086.32 | 0.25356 | 0.24686 | 1882.9534
Commercial/Industrial | Miscellaneous Manufacturing | Any | Pump Equipment Upgrade | 3.7395 | 1.4429 | 3697.0443 | 0.34568 | 0.33655 | 2567.0671
Commercial/Industrial | Textiles and Leather | Any | Motor Improved Controls | 7.8039 | 1.4429 | 2264.9447 | 0.18608 | 0.18116 | 1381.8351
Commercial/Industrial | Metal Products and Machinery | Any | Motor Improved Controls | 10.9823 | 1.4428 | 2240.7158 | 0.17833 | 0.17362 | 1324.2604
Commercial/Industrial | Miscellaneous Manufacturing | Any | Fan Equipment Upgrades | 2.7297 | 1.4428 | 512.7035 | 0.053151 | 0.051748 | 394.705
Commercial/Industrial | Water and Wastewater | Any | Compressed Air Equipment | 4.8082 | 1.4427 | 738.1975 | 0.06518 | 0.063458 | 484.0291
Commercial/Industrial | Water and Wastewater | Any | Pump Improved Controls | 7.792 | 1.4407 | 103.2899 | 0.0084859 | 0.0082618 | 63.0168
Commercial/Industrial | Water and Wastewater | Any | Process Heat Improved Controls | 0.52038 | 1.4358 | -129.1552 | 0.019148 | 0.018676 | 139.0834
Commercial/Industrial | Agriculture and Assembly | Any | Process Heat Improved Controls | 0.55834 | 1.4355 | -144.9585 | 0.026952 | 0.026287 | 195.7692
Commercial/Industrial | Miscellaneous Manufacturing | Any | Process Refrig Controls | 0.56936 | 1.4354 | -396.6715 | 0.079093 | 0.077143 | 574.5005
Commercial/Industrial | Water and Wastewater | Any | Process Refrig Controls | 7.5535 | 1.4354 | 2525.1472 | 0.21156 | 0.20635 | 1536.722
Commercial/Industrial | Metal Products and Machinery | Any | Process Heat Improved Controls | 0.55691 | 1.4354 | -903.8179 | 0.16663 | 0.16252 | 1210.3165
Commercial/Industrial | Metal Products and Machinery | Any | Process Refrig Controls | 0.84195 | 1.4353 | 54.4243 | 0.059063 | 0.057607 | 429.013
Commercial/Industrial | Chemicals and Plastics | Any | Process Heat Improved Controls | 0.81729 | 1.4352 | 255.5473 | 0.46655 | 0.45505 | 3388.8584
Commercial/Industrial | Miscellaneous Manufacturing | Any | Process Heat Improved Controls | 0.55823 | 1.4352 | -290.2794 | 0.053971 | 0.052641 | 392.0278
Commercial/Industrial | Chemicals and Plastics | Any | Process Refrig Controls | 1.5743 | 1.4352 | 5821.7827 | 0.87044 | 0.84898 | 6322.5701
Commercial/Industrial | Textiles and Leather | Any | Process Refrig Controls | 0.56929 | 1.4352 | -624.0774 | 0.12444 | 0.12137 | 903.8532
Commercial/Industrial | Electrical and Electronic Equip. | Any | Process Heat Improved Controls | 0.55823 | 1.4352 | -2430.3341 | 0.45187 | 0.44073 | 3282.2126
Commercial/Industrial | Primary Resources Industries | Any | Process Refrig Controls | 0.56929 | 1.4352 | -5956.6253 | 1.1877 | 1.1584 | 8626.9982
Commercial/Industrial | Transportation Equipment | Any | Process Refrig Controls | 0.56929 | 1.4352 | -3150.5014 | 0.62818 | 0.61269 | 4562.8806
Commercial/Industrial | Stone/Clay/Glass/Concrete | Any | Process Heat Improved Controls | 0.55823 | 1.4352 | -2364.2694 | 0.43959 | 0.42875 | 3192.9909
Commercial/Industrial | Construction | Any | Process Refrig Controls | 7.5527 | 1.4352 | 54895.1238 | 4.5993 | 4.4859 | 33407.3773
Commercial/Industrial | Primary Resources Industries | Any | Process Heat Improved Controls | 0.55822 | 1.4352 | -20875.0566 | 3.8813 | 3.7856 | 28192.1619
Commercial/Industrial | Electrical and Electronic Equip. | Any | Process Refrig Controls | 0.56927 | 1.4352 | -3839.8853 | 0.76564 | 0.74676 | 5561.3173
Commercial/Industrial | Construction | Any | Process Heat Improved Controls | 0.52018 | 1.4352 | -2807.7544 | 0.41626 | 0.406 | 3023.5854
Commercial/Industrial | Stone/Clay/Glass/Concrete | Any | Process Refrig Controls | 0.56923 | 1.4351 | -1080.4455 | 0.21543 | 0.21012 | 1564.8125
Commercial/Industrial | Lumber/Furniture/Pulp/Paper | Any | Process Refrig Controls | 0.56922 | 1.4351 | -592.9417 | 0.11823 | 0.11531 | 858.759
Commercial/Industrial | Agriculture and Assembly | Any | Process Refrig Controls | 1.129 | 1.435 | 291.0414 | 0.071425 | 0.069664 | 518.8079
Commercial/Industrial | Transportation Equipment | Any | Process Heat Improved Controls | 0.55813 | 1.435 | -645.7709 | 0.12007 | 0.11711 | 872.126
Commercial/Industrial | Lumber/Furniture/Pulp/Paper | Any | Process Heat Improved Controls | 0.55802 | 1.4347 | -224.6969 | 0.041778 | 0.040748 | 303.4574
Commercial/Industrial | Water and Wastewater | Any | HVAC Improved Controls | 10.0182 | 1.4234 | 1000.8049 | 0.083536 | 0.081509 | 586.4048
Commercial/Industrial | Stone/Clay/Glass/Concrete | Any | HVAC Improved Controls | 12.4195 | 1.4233 | 1328.0453 | 0.10906 | 0.10641 | 765.5806
Commercial/Industrial | Construction | Any | HVAC Improved Controls | 10.0159 | 1.4231 | 21756.875 | 1.816 | 1.772 | 12748.0748
Commercial/Industrial | Electrical and Electronic Equip. | Any | HVAC Improved Controls | 3.7184 | 1.4231 | 37739.447 | 3.6787 | 3.5894 | 25823.5234
Commercial/Industrial | Textiles and Leather | Any | HVAC Improved Controls | 154.4281 | 1.4231 | 37217.4008 | 2.8781 | 2.8083 | 20203.8701
Commercial/Industrial | Chemicals and Plastics | Any | HVAC Improved Controls | 29.2081 | 1.4231 | 40363.8871 | 3.1912 | 3.1138 | 22401.6205
Commercial/Industrial | Agriculture and Assembly | Any | HVAC Improved Controls | 57.226 | 1.4231 | 104838.5344 | 8.1783 | 7.9798 | 57409.9009
Commercial/Industrial | Transportation Equipment | Any | HVAC Improved Controls | 33.5873 | 1.4231 | 62083.9687 | 4.8908 | 4.7722 | 34332.7173
Commercial/Industrial | Metal Products and Machinery | Any | HVAC Improved Controls | 8.6292 | 1.4231 | 21788.8918 | 1.8438 | 1.7991 | 12943.2916
Commercial/Industrial | Lumber/Furniture/Pulp/Paper | Any | HVAC Improved Controls | 29.4187 | 1.4231 | 31008.215 | 2.451 | 2.3916 | 17205.9015
Commercial/Industrial | Primary Resources Industries | Any | HVAC Improved Controls | 16.2289 | 1.4231 | 8501.7332 | 0.6873 | 0.67062 | 4824.724
Commercial/Industrial | Miscellaneous Manufacturing | Any | HVAC Improved Controls | 81.0532 | 1.4231 | 10753.5406 | 0.83545 | 0.81518 | 5864.7433
Commercial/Industrial | Miscellaneous Manufacturing | Any | Efficient Lighting - Other Interior Lighting | 1.2699 | 1.4222 | 4778.4804 | 0.96067 | 0.9338 | 6730.3381
Commercial/Industrial | Stone/Clay/Glass/Concrete | Any | Efficient Lighting - Other Interior Lighting | 1.2699 | 1.4222 | 13047.0137 | 2.623 | 2.5496 | 18376.3053
Commercial/Industrial | Construction | Any | Efficient Lighting - Other Interior Lighting | 1.2699 | 1.4222 | 13887.4686 | 2.7919 | 2.7138 | 19560.0594
Commercial/Industrial | Electrical and Electronic Equip. | Any | Efficient Lighting - Other Interior Lighting | 1.2699 | 1.4222 | 59305.0179 | 11.9227 | 11.5892 | 83529.2383
Commercial/Industrial | Transportation Equipment | Any | Efficient Lighting - Other Interior Lighting | 1.2699 | 1.4222 | 136849.5993 | 27.5124 | 26.7428 | 192748.3236
Commercial/Industrial | Lumber/Furniture/Pulp/Paper | Any | Efficient Lighting - Other Interior Lighting | 1.2699 | 1.4222 | 13014.3972 | 2.6164 | 2.5432 | 18330.3659
Commercial/Industrial | Primary Resources Industries | Any | Efficient Lighting - Other Interior Lighting | 1.2699 | 1.4222 | 114375.9658 | 22.9942 | 22.351 | 161094.923
Commercial/Industrial | Chemicals and Plastics | Any | Efficient Lighting - Other Interior Lighting | 1.2699 | 1.4222 | 101279.6184 | 20.3613 | 19.7918 | 142649.1306
Commercial/Industrial | Agriculture and Assembly | Any | Efficient Lighting - Other Interior Lighting | 1.2699 | 1.4222 | 44440.3592 | 8.9343 | 8.6844 | 62592.8376
Commercial/Industrial | Textiles and Leather | Any | Efficient Lighting - Other Interior Lighting | 1.2699 | 1.4222 | 21931.0597 | 4.409 | 4.2857 | 30889.2026
Commercial/Industrial | Metal Products and Machinery | Any | Efficient Lighting - Other Interior Lighting | 1.2699 | 1.4222 | 21096.8305 | 4.2413 | 4.1227 | 29714.2181
Commercial/Industrial | Water and Wastewater | Any | Efficient Lighting - Other Interior Lighting | 1.2699 | 1.4222 | 638.8163 | 0.12843 | 0.12484 | 899.7526
Commercial/Industrial | Water and Wastewater | Any | Efficient Lighting - High Bay | 2.1837 | 1.3948 | 915.6448 | 0.11607 | 0.11282 | 813.1681
Commercial/Industrial | Textiles and Leather | Any | Efficient Lighting - High Bay | 2.1836 | 1.3947 | 15524.3261 | 1.9679 | 1.9129 | 13786.8808
Commercial/Industrial | Construction | Any | Efficient Lighting - High Bay | 2.1836 | 1.3947 | 19905.5473 | 2.5233 | 2.4527 | 17677.7662
Commercial/Industrial | Miscellaneous Manufacturing | Any | Efficient Lighting - High Bay | 2.1836 | 1.3947 | 10417.0005 | 1.3205 | 1.2835 | 9251.1548
Commercial/Industrial | Metal Products and Machinery | Any | Efficient Lighting - High Bay | 2.1836 | 1.3947 | 49578.6417 | 6.2847 | 6.1089 | 44029.9188
Commercial/Industrial | Electrical and Electronic Equip. | Any | Efficient Lighting - High Bay | 2.1836 | 1.3947 | 46710.1524 | 5.9211 | 5.7555 | 41482.4643
Commercial/Industrial | Primary Resources Industries | Any | Efficient Lighting - High Bay | 2.1836 | 1.3947 | 351462.9322 | 44.5523 | 43.306 | 312128.045
Commercial/Industrial | Chemicals and Plastics | Any | Efficient Lighting - High Bay | 2.1836 | 1.3947 | 76721.8919 | 9.7255 | 9.4534 | 68135.3634
Commercial/Industrial | Transportation Equipment | Any | Efficient Lighting - High Bay | 2.1836 | 1.3947 | 95632.0347 | 12.1226 | 11.7834 | 84929.127
Commercial/Industrial | Agriculture and Assembly | Any | Efficient Lighting - High Bay | 2.1836 | 1.3947 | 192750.9885 | 24.4336 | 23.7501 | 171178.7609
Commercial/Industrial | Stone/Clay/Glass/Concrete | Any | Efficient Lighting - High Bay | 2.1835 | 1.3947 | 17078.3518 | 2.1649 | 2.1043 | 15166.9837
Commercial/Industrial | Lumber/Furniture/Pulp/Paper | Any | Efficient Lighting - High Bay | 2.1835 | 1.3947 | 17528.5002 | 2.222 | 2.1598 | 15566.7526
Commercial/Industrial | Lumber/Furniture/Pulp/Paper | Any | Compressed Air Controls | 12.5799 | 1.3853 | 6770.0098 | 0.60404 | 0.58809 | 4485.6518
Commercial/Industrial | Electrical and Electronic Equip. | Any | Compressed Air Controls | 13.9808 | 1.3853 | 8532.8479 | 0.75642 | 0.73644 | 5617.205
Commercial/Industrial | Construction | Any | Compressed Air Controls | 7.7542 | 1.3853 | 8378.3501 | 0.77895 | 0.75837 | 5784.509
Commercial/Industrial | Stone/Clay/Glass/Concrete | Any | Compressed Air Controls | 8.0279 | 1.3853 | 5255.6485 | 0.48681 | 0.47395 | 3615.0596
Commercial/Industrial | Metal Products and Machinery | Any | Compressed Air Controls | 8.52 | 1.3853 | 21030.0455 | 1.9361 | 1.885 | 14377.8557
Commercial/Industrial | Transportation Equipment | Any | Compressed Air Controls | 6.299 | 1.3853 | 21178.8469 | 2.0201 | 1.9668 | 15001.6536
Commercial/Industrial | Primary Resources Industries | Any | Compressed Air Controls | 9.4175 | 1.3853 | 139690.248 | 12.7408 | 12.4043 | 94613.6033
Commercial/Industrial | Chemicals and Plastics | Any | Compressed Air Controls | 2.3552 | 1.3853 | 190686.8787 | 23.6707 | 23.0455 | 175779.7881
Commercial/Industrial | Agriculture and Assembly | Any | Compressed Air Controls | 1.7488 | 1.3853 | 88332.34 | 13.1623 | 12.8147 | 97743.9554
Commercial/Industrial | Textiles and Leather | Any | Compressed Air Controls | 7.8124 | 1.3853 | 11689.4363 | 1.0859 | 1.0572 | 8063.9272
Commercial/Industrial | Miscellaneous Manufacturing | Any | Compressed Air Controls | 65.9873 | 1.3853 | 4161.0998 | 0.35277 | 0.34345 | 2619.6918
Commercial/Industrial | Water and Wastewater | Any | Compressed Air Controls | 7.7494 | 1.3844 | 385.3997 | 0.035831 | 0.034885 | 266.0844
Commercial/Industrial | Lumber/Furniture/Pulp/Paper | Any | Plant Energy Management | 2.9704 | 1.3257 | 179952.8256 | 23.6829 | 23.12 | 174731.5051
Commercial/Industrial | Chemicals and Plastics | Any | Plant Energy Management | 15.4857 | 1.3248 | 390195.622 | 40.4573 | 39.5035 | 297677.8775
Commercial/Industrial | Stone/Clay/Glass/Concrete | Any | Plant Energy Management | 15.489 | 1.3245 | 92135.0764 | 9.5587 | 9.3277 | 70270.864
Commercial/Industrial | Water and Wastewater | Any | Plant Energy Management | 15.5024 | 1.3238 | 2156.3889 | 0.22414 | 0.21915 | 1643.2936
Commercial/Industrial | Construction | Any | Plant Energy Management | 15.5028 | 1.3236 | 48184.1977 | 5.0093 | 4.8973 | 36716.3143
Commercial/Industrial | Metal Products and Machinery | Any | Plant Energy Management | 3.8035 | 1.3232 | 171944.1028 | 21.1926 | 20.7069 | 155147.9329
Commercial/Industrial | Agriculture and Assembly | Any | Plant Energy Management | 2.9781 | 1.3229 | 328040.9609 | 43.4096 | 42.4818 | 317412.4363
Commercial/Industrial | Transportation Equipment | Any | Plant Energy Management | 15.522 | 1.3225 | 159840.7479 | 16.6642 | 16.3394 | 121646.283
Commercial/Industrial | Miscellaneous Manufacturing | Any | Plant Energy Management | 15.521 | 1.3225 | 13595.0855 | 1.4172 | 1.3889 | 10346.9062
Commercial/Industrial | Primary Resources Industries | Any | Plant Energy Management | 15.5228 | 1.3221 | 1558928.0737 | 162.6094 | 158.812 | 1186146.2059
Commercial/Industrial | Electrical and Electronic Equip. | Any | Plant Energy Management | 15.5365 | 1.3214 | 105578.2503 | 11.0329 | 10.816 | 80266.2836
Commercial/Industrial | Miscellaneous Manufacturing | Any | Motor Equipment Upgrades | 1.4721 | 1.2924 | 325.8839 | 0.070162 | 0.068309 | 521.0287
Commercial/Industrial | Metal Products and Machinery | Any | Motor Equipment Upgrades | 1.7488 | 1.2923 | 1598.4844 | 0.29721 | 0.28936 | 2207.0603
Commercial/Industrial | Electrical and Electronic Equip. | Any | Motor Equipment Upgrades | 1.9483 | 1.2923 | 6302.5585 | 1.0908 | 1.062 | 8100.4152
Commercial/Industrial | Water and Wastewater | Any | Fan System Optimization | 9.0698 | 1.2923 | 6634.3733 | 0.77802 | 0.75747 | 5777.606
Commercial/Industrial | Electrical and Electronic Equip. | Any | Compressed Air System Optimization | 6.6409 | 1.2923 | 7541.6741 | 0.9139 | 0.88977 | 6786.6994
Commercial/Industrial | Construction | Any | Motor Equipment Upgrades | 1.9215 | 1.2923 | 3326.7321 | 0.58069 | 0.56535 | 4312.2117
Commercial/Industrial | Lumber/Furniture/Pulp/Paper | Any | Motor Equipment Upgrades | 4.8814 | 1.2923 | 7179.9011 | 0.91094 | 0.88688 | 6764.6869
Commercial/Industrial | Stone/Clay/Glass/Concrete | Any | Compressed Air System Optimization | 5.202 | 1.2923 | 11096.7841 | 1.3927 | 1.3559 | 10342.0206
Commercial/Industrial | Transportation Equipment | Any | Compressed Air System Optimization | 5.2449 | 1.2923 | 25612.3382 | 3.2101 | 3.1253 | 23838.1872
Commercial/Industrial | Metal Products and Machinery | Any | Motor Optimization | 3.9506 | 1.2923 | 22944.2218 | 3.0379 | 2.9577 | 22559.7811
Commercial/Industrial | Metal Products and Machinery | Any | Compressed Air System Optimization | 6.7257 | 1.2923 | 7987.8083 | 0.96645 | 0.94092 | 7176.8987
Commercial/Industrial | Agriculture and Assembly | Any | Motor Optimization | 2.4923 | 1.2923 | 31258.158 | 4.778 | 4.6518 | 35481.3792
Commercial/Industrial | Chemicals and Plastics | Any | Compressed Air System Optimization | 6.0422 | 1.2923 | 48611.1301 | 5.9643 | 5.8068 | 44291.0646
Commercial/Industrial | Chemicals and Plastics | Any | Motor Equipment Upgrades | 1.4938 | 1.2923 | 19859.6181 | 4.2144 | 4.1031 | 31296.1261
Commercial/Industrial | Transportation Equipment | Any | Motor Optimization | 3.8237 | 1.2923 | 28202.0929 | 3.7626 | 3.6633 | 27941.626
Commercial/Industrial | Metal Products and Machinery | Any | Pump System Optimization | 10.9677 | 1.2923 | 8465.8108 | 0.97787 | 0.95204 | 7261.6779
Commercial/Industrial | Transportation Equipment | Any | Fan System Optimization | 9.1362 | 1.2923 | 117531.0131 | 13.7741 | 13.4103 | 102287.2733
Commercial/Industrial | Metal Products and Machinery | Any | Fan System Optimization | 15.5396 | 1.2923 | 170357.6722 | 19.2703 | 18.7613 | 143101.9569
Commercial/Industrial | Primary Resources Industries | Any | Pump System Optimization | 38.2375 | 1.2923 | 223298.5877 | 24.5355 | 23.8875 | 182201.7698
Commercial/Industrial | Electrical and Electronic Equip. | Any | Motor Optimization | 4.5144 | 1.2923 | 64895.4471 | 8.3539 | 8.1333 | 62036.5996
Commercial/Industrial | Chemicals and Plastics | Any | Motor Optimization | 3.4335 | 1.2923 | 148444.2028 | 20.3557 | 19.818 | 151162.2172
Commercial/Industrial | Transportation Equipment | Any | Pump System Optimization | 4.0894 | 1.2923 | 629901.4364 | 82.7596 | 80.5738 | 614577.2082
Commercial/Industrial | Primary Resources Industries | Any | Fan System Optimization | 98.4003 | 1.2923 | 2220846.3591 | 241.1308 | 234.762 | 1790649.789
Commercial/Industrial | Lumber/Furniture/Pulp/Paper | Any | Fan System Optimization | 9.1362 | 1.2923 | 101340.6099 | 11.8767 | 11.563 | 88196.7609
Commercial/Industrial | Primary Resources Industries | Any | Motor Optimization | 5.2078 | 1.2923 | 322306.4731 | 40.4426 | 39.3744 | 300328.901
Commercial/Industrial | Chemicals and Plastics | Any | Fan System Optimization | 3.9041 | 1.2923 | 693966.4662 | 92.1356 | 89.7021 | 684203.5418
Commercial/Industrial | Chemicals and Plastics | Any | Pump System Optimization | 3.3134 | 1.2923 | 421221.8829 | 58.3371 | 56.7963 | 433214.4934
Commercial/Industrial | Textiles and Leather | Any | Motor Optimization | 1.0459 | 1.2923 | 315124.7391 | 114.3046 | 111.2855 | 848831.5375
Commercial/Industrial | Construction | Any | Fan System Optimization | 9.0697 | 1.2923 | 144227.1357 | 16.9136 | 16.4669 | 125601.5509
Commercial/Industrial | Construction | Any | Pump System Optimization | 4.827 | 1.2923 | 16077.892 | 2.0439 | 1.99 | 15178.4005
Commercial/Industrial | Primary Resources Industries | Any | Compressed Air System Optimization | 7.002 | 1.2923 | 86998.9024 | 10.4753 | 10.1986 | 77790.0701
Commercial/Industrial | Lumber/Furniture/Pulp/Paper | Any | Pump System Optimization | 1.2658 | 1.2923 | 45876.9829 | 11.7934 | 11.4819 | 87578.2988
Commercial/Industrial | Transportation Equipment | Any | Motor Equipment Upgrades | 10.1833 | 1.2923 | 24407.8597 | 2.835 | 2.7601 | 21052.7219
Commercial/Industrial | Stone/Clay/Glass/Concrete | Any | Motor Optimization | 4.9042 | 1.2923 | 31987.2604 | 4.055 | 3.9479 | 30112.5486
Commercial/Industrial | Lumber/Furniture/Pulp/Paper | Any | Motor Optimization | 4.0678 | 1.2923 | 26734.0375 | 3.5165 | 3.4237 | 26114.0667
Commercial/Industrial | Primary Resources Industries | Any | Motor Equipment Upgrades | 1.8541 | 1.2923 | 10804.5796 | 1.9294 | 1.8784 | 14327.8776
Commercial/Industrial | Agriculture and Assembly | Any | Pump System Optimization | 5.7805 | 1.2923 | 24217.8127 | 2.9901 | 2.9111 | 22204.8243
Commercial/Industrial | Agriculture and Assembly | Any | Compressed Air System Optimization | 6.4553 | 1.2923 | 15490.2222 | 1.8839 | 1.8341 | 13989.5773
Commercial/Industrial | Lumber/Furniture/Pulp/Paper | Any | Compressed Air System Optimization | 6.5265 | 1.2923 | 10564.5135 | 1.283 | 1.2491 | 9527.6887
Commercial/Industrial | Agriculture and Assembly | Any | Motor Equipment Upgrades | 2.0228 | 1.2923 | 7250.9035 | 1.2275 | 1.1951 | 9115.6447
Commercial/Industrial | Miscellaneous Manufacturing | Any | Pump System Optimization | 2.2775 | 1.2923 | 5385.7798 | 0.85706 | 0.83443 | 6364.5928
Commercial/Industrial | Construction | Any | Compressed Air System Optimization | 5.9349 | 1.2923 | 6953.3046 | 0.85527 | 0.83268 | 6351.2539
Commercial/Industrial | Construction | Any | Motor Optimization | 0.70232 | 1.2922 | -201.8785 | 0.46499 | 0.45271 | 3453.0256
Commercial/Industrial | Textiles and Leather | Any | Compressed Air System Optimization | 6.4091 | 1.2922 | 6912.8417 | 0.84149 | 0.81926 | 6248.9255
Commercial/Industrial | Textiles and Leather | Any | Motor Equipment Upgrades | 2.2768 | 1.2922 | 2148.9855 | 0.34202 | 0.33299 | 2539.8748
Commercial/Industrial | Stone/Clay/Glass/Concrete | Any | Motor Equipment Upgrades | 5.2323 | 1.2922 | 2440.7692 | 0.30603 | 0.29794 | 2272.5757
Commercial/Industrial | Water and Wastewater | Any | Motor Equipment Upgrades | 1.9213 | 1.2922 | 153.0279 | 0.026711 | 0.026006 | 198.3595
Commercial/Industrial | Miscellaneous Manufacturing | Any | Compressed Air System Optimization | 4.3325 | 1.2921 | 1348.2467 | 0.17498 | 0.17036 | 1299.4403
Commercial/Industrial | Water and Wastewater | Any | Compressed Air System Optimization | 5.9339 | 1.292 | 319.8484 | 0.039342 | 0.038303 | 292.1544
Commercial/Industrial | Water and Wastewater | Any | Pump System Optimization | 4.8259 | 1.292 | 739.5747 | 0.09402 | 0.091537 | 698.1985
Commercial/Industrial | Miscellaneous Manufacturing | Any | Motor Optimization | 0.51693 | 1.2919 | -281.0939 | 0.071811 | 0.069914 | 533.2714
Commercial/Industrial | Water and Wastewater | Any | Motor Optimization | 0.70184 | 1.2914 | -9.2863 | 0.021389 | 0.020824 | 158.8374
Commercial/Industrial | Transportation Equipment | Any | Process Refrig Equipment Upgrade | 2.6341 | 1.2856 | 1816.4906 | 0.27579 | 0.26899 | 2003.2006
Commercial/Industrial | Textiles and Leather | Any | Process Refrig Equipment Upgrade | 1.9578 | 1.2856 | 1769.0753 | 0.31003 | 0.30238 | 2251.9345
Commercial/Industrial | Construction | Any | Process Refrig Equipment Upgrade | 1.5593 | 1.2856 | 6050.0327 | 1.2527 | 1.2218 | 9099.2988
Commercial/Industrial | Chemicals and Plastics | Any | Process Refrig Equipment Upgrade | 1.9344 | 1.2856 | 31508.9606 | 5.5624 | 5.4252 | 40403.141
Commercial/Industrial | Primary Resources Industries | Any | Process Refrig Equipment Upgrade | 2.1923 | 1.2856 | 39102.0435 | 6.4386 | 6.2798 | 46767.5107
Commercial/Industrial | Chemicals and Plastics | Any | Process Heat Equipment Upgrade | 1.3892 | 1.2856 | 59438.9118 | 13.8146 | 13.474 | 100344.2214
Commercial/Industrial | Stone/Clay/Glass/Concrete | Any | Process Heat Equipment Upgrade | 1.3892 | 1.2856 | 79439.8406 | 18.4632 | 18.0079 | 134109.6045
Commercial/Industrial | Electrical and Electronic Equip. | Any | Process Refrig Equipment Upgrade | 3.574 | 1.2856 | 14815.1112 | 2.0415 | 1.9911 | 14828.5214
Commercial/Industrial | Metal Products and Machinery | Any | Process Heat Equipment Upgrade | 3.1523 | 1.2856 | 64262.8112 | 9.1729 | 8.9467 | 66628.3832
Commercial/Industrial | Textiles and Leather | Any | Process Heat Equipment Upgrade | 8.6278 | 1.2856 | 100095.557 | 11.9767 | 11.6814 | 86994.1033
Commercial/Industrial | Lumber/Furniture/Pulp/Paper | Any | Process Other Equipment Upgrades | 3.6844 | 1.2855 | 9119.0136 | 1.2469 | 1.2161 | 9056.9681
Commercial/Industrial | Agriculture and Assembly | Any | Process Refrig Equipment Upgrade | 1.7533 | 1.2855 | 5157.4613 | 0.97196 | 0.948 | 7059.9939
Commercial/Industrial | Stone/Clay/Glass/Concrete | Any | Process Refrig Equipment Upgrade | 1.2511 | 1.2855 | 1387.2579 | 0.36806 | 0.35899 | 2673.4852
Commercial/Industrial | Metal Products and Machinery | Any | Process Refrig Equipment Upgrade | 1.648 | 1.2855 | 1910.1449 | 0.37737 | 0.36807 | 2741.0997
Commercial/Industrial | Water and Wastewater | Any | Process Refrig Equipment Upgrade | 1.559 | 1.2854 | 278.2984 | 0.057624 | 0.056204 | 418.563
Commercial/Industrial | Lumber/Furniture/Pulp/Paper | Any | Process Refrig Equipment Upgrade | 1.346 | 1.2851 | 236.8465 | 0.057085 | 0.055677 | 414.644
Commercial/Industrial | Miscellaneous Manufacturing | Any | Process Refrig Equipment Upgrade | 1.3592 | 1.2844 | 107.6678 | 0.025633 | 0.025001 | 186.1908
Commercial/Industrial | Water and Wastewater | Any | Lighting Controls | 2.329 | 1.2754 | 114.6242 | 0.018802 | 0.018276 | 131.7248
Commercial/Industrial | Electrical and Electronic Equip. | Any | HVAC Recommissioning | 9.0603 | 1.2751 | 55480.9697 | 6.7685 | 6.6043 | 47513.7294
Commercial/Industrial | Metal Products and Machinery | Any | HVAC Recommissioning | 0.27943 | 1.2751 | -210534.947 | 14.4913 | 14.1397 | 101726.2981
Commercial/Industrial | Agriculture and Assembly | Any | HVAC Recommissioning | 4.0338 | 1.2751 | 484703.3101 | 66.4363 | 64.8244 | 466371.1843
Commercial/Industrial | Construction | Any | HVAC Recommissioning | 1.4087 | 1.2751 | 87995.6071 | 20.6141 | 20.114 | 144707.3819
Commercial/Industrial | Transportation Equipment | Any | HVAC Recommissioning | 1.3977 | 1.2751 | 232431.7853 | 54.9173 | 53.5849 | 385509.7021
Commercial/Industrial | Textiles and Leather | Any | HVAC Recommissioning | 5.4828 | 1.2751 | 45290.6423 | 5.8628 | 5.7206 | 41155.9701
Commercial/Industrial | Water and Wastewater | Any | HVAC Recommissioning | 1.4086 | 1.2751 | 4047.7522 | 0.94824 | 0.92523 | 6656.4643
Commercial/Industrial | Miscellaneous Manufacturing | Any | Lighting Controls | 2.8842 | 1.2743 | 3400.505 | 0.51216 | 0.49783 | 3588.1374
Commercial/Industrial | Primary Resources Industries | Any | Lighting Controls | 2.215 | 1.2743 | 45583.446 | 7.6556 | 7.4414 | 53634.1324
Commercial/Industrial | Transportation Equipment | Any | Lighting Controls | 2.4769 | 1.2743 | 22100.6221 | 3.5267 | 3.4281 | 24707.9086
Commercial/Industrial | Stone/Clay/Glass/Concrete | Any | Lighting Controls | 2.1721 | 1.2743 | 3476.3482 | 0.58961 | 0.57311 | 4130.7181
Commercial/Industrial | Electrical and Electronic Equip. | Any | Lighting Controls | 2.2534 | 1.2743 | 7311.4013 | 1.2176 | 1.1836 | 8530.5893
Commercial/Industrial | Agriculture and Assembly | Any | Lighting Controls | 2.5749 | 1.2743 | 4732.3709 | 0.74325 | 0.72246 | 5207.0968
Commercial/Industrial | Chemicals and Plastics | Any | Lighting Controls | 2.2991 | 1.2743 | 14830.9103 | 2.4464 | 2.378 | 17139.1276
Commercial/Industrial | Textiles and Leather | Any | Lighting Controls | 2.5357 | 1.2743 | 2658.2432 | 0.42009 | 0.40834 | 2943.0846
Commercial/Industrial | Metal Products and Machinery | Any | Lighting Controls | 2.0455 | 1.2743 | 4135.8993 | 0.72437 | 0.70411 | 5074.8733
Commercial/Industrial | Lumber/Furniture/Pulp/Paper | Any | Lighting Controls | 1.8656 | 1.2742 | 3757.3199 | 0.69565 | 0.67619 | 4873.6057
Commercial/Industrial | Construction | Any | Lighting Controls | 2.3269 | 1.2742 | 2491.8584 | 0.40874 | 0.39731 | 2863.6139
Commercial/Industrial | Stone/Clay/Glass/Concrete | Any | Process Other Systems Optimization | 7.4219 | 1.1584 | 2188.6766 | 0.46019 | 0.44884 | 3342.6367
Commercial/Industrial | Water and Wastewater | Any | Process Other Systems Optimization | 5.258 | 1.1584 | 1131.4143 | 0.24826 | 0.24214 | 1803.2829
Commercial/Industrial | Electrical and Electronic Equip. | Any | Process Other Systems Optimization | 1.4356 | 1.1584 | 1059.1448 | 0.38619 | 0.37667 | 2805.1499
Commercial/Industrial | Agriculture and Assembly | Any | Process Other Systems Optimization | 7.4217 | 1.1584 | 1390.4077 | 0.29235 | 0.28514 | 2123.4877
Commercial/Industrial | Primary Resources Industries | Any | Process Other Systems Optimization | 0.89231 | 1.1584 | 2636.5695 | 2.1563 | 2.1031 | 15662.4021
Commercial/Industrial | Chemicals and Plastics | Any | Process Other Systems Optimization | 7.4216 | 1.1584 | 25482.3379 | 5.3579 | 5.2258 | 38917.6715
Commercial/Industrial | Metal Products and Machinery | Any | Process Other Systems Optimization | 0.96975 | 1.1584 | 23626.0673 | 15.3071 | 14.9297 | 111185.4178
Commercial/Industrial | Construction | Any | Process Other Systems Optimization | 5.2579 | 1.1584 | 32982.6077 | 7.2372 | 7.0588 | 52568.6948
Commercial/Industrial | Transportation Equipment | Any | Process Other Systems Optimization | 7.4215 | 1.1583 | 270.9978 | 0.05698 | 0.055575 | 413.879
Commercial/Industrial | Textiles and Leather | Any | Process Other Systems Optimization | 3.1487 | 1.1583 | 1296.4768 | 0.31615 | 0.30835 | 2296.3945
Commercial/Industrial | Miscellaneous Manufacturing | Any | Process Other Systems Optimization | 7.4203 | 1.1582 | 199.9041 | 0.042032 | 0.040995 | 305.3018
Commercial/Industrial | Lumber/Furniture/Pulp/Paper | Any | Process Other Systems Optimization | 1.4589 | 1.1582 | 101.9381 | 0.03663 | 0.035727 | 266.0672
Commercial/Industrial | Metal Products and Machinery | Any | Process Refrig System Optimization | 23.8192 | 1.1138 | 1233.7144 | 0.30428 | 0.29677 | 2210.1421
Commercial/Industrial | Chemicals and Plastics | Any | Process Refrig System Optimization | 6.347 | 1.1138 | 58907.9317 | 15.7697 | 15.3808 | 114545.0826
Commercial/Industrial | Primary Resources Industries | Any | Process Refrig System Optimization | 23.8183 | 1.1138 | 11660.948 | 2.876 | 2.8051 | 20890.0483
Commercial/Industrial | Construction | Any | Process Refrig System Optimization | 1.1729 | 1.1138 | 25678.4564 | 14.1351 | 13.7866 | 102672.0373
Commercial/Industrial | Electrical and Electronic Equip. | Any | Process Refrig System Optimization | 18.4485 | 1.1138 | 23073.8846 | 5.7385 | 5.597 | 41682.6524
Commercial/Industrial | Agriculture and Assembly | Any | Process Refrig System Optimization | 0.63202 | 1.1138 | -470.1881 | 2.3753 | 2.3167 | 17253.3325
Commercial/Industrial | Water and Wastewater | Any | Process Refrig System Optimization | 1.1729 | 1.1137 | 1181.1956 | 0.65021 | 0.63417 | 4722.8603
Commercial/Industrial | Miscellaneous Manufacturing | Any | Process Refrig System Optimization | 0.41612 | 1.1137 | -955.7269 | 0.38785 | 0.37829 | 2817.2169
Commercial/Industrial | 0-15,000 kWh | Any | Central air conditioner - Load Shed | 4.3022 | #DIV/0! | -355.8133 | 0.63387 | 0 | 0
Commercial/Industrial | 15,001-25,000 kWh | Any | Central air conditioner - Load Shed | 12.2486 | #DIV/0! | -355.8133 | 1.8048 | 0 | 0
Commercial/Industrial | 25,001-50,000 kWh | Any | Central air conditioner - Load Shed | 26.2288 | #DIV/0! | -355.8133 | 3.8648 | 0 | 0
Commercial/Industrial | 50,001 kWh + | Any | Central air conditioner - Load Shed | 31.3523 | #DIV/0! | -355.8133 | 4.6198 | 0 | 0
Commercial/Industrial | 0-15,000 kWh | Any | Central air conditioner - 50% cycling | 2.1504 | #DIV/0! | -355.8133 | 0.31693 | 0 | 0
Commercial/Industrial | 15,001-25,000 kWh | Any | Central air conditioner - 50% cycling | 6.1236 | #DIV/0! | -355.8133 | 0.90239 | 0 | 0
Commercial/Industrial | 25,001-50,000 kWh | Any | Central air conditioner - 50% cycling | 13.1144 | #DIV/0! | -355.8133 | 1.9324 | 0 | 0
Commercial/Industrial | 50,001 kWh + | Any | Central air conditioner - 50% cycling | 15.6761 | #DIV/0! | -355.8133 | 2.3099 | 0 | 0
Commercial/Industrial | 0-15,000 kWh | Any | Smart thermostats - Utility Installation | 0.96904 | #DIV/0! | -828.8734 | 0.31693 | 0.091626 | 0
Commercial/Industrial | 15,001-25,000 kWh | Any | Smart thermostats - Utility Installation | 2.7836 | #DIV/0! | -828.8734 | 0.90239 | 0.30999 | 0
Commercial/Industrial | 25,001-50,000 kWh | Any | Smart thermostats - Utility Installation | 5.8888 | #DIV/0! | -828.8734 | 1.9324 | 0.51975 | 0
Commercial/Industrial | 50,001 kWh + | Any | Smart thermostats - Utility Installation | 7.2934 | #DIV/0! | -828.8734 | 2.3099 | 1.1301 | 0
Commercial/Industrial | 0-15,000 kWh | Any | Smart thermostats - BYOT | 1.1247 | #DIV/0! | -714.1505 | 0.31693 | 0.091626 | 0
Commercial/Industrial | 15,001-25,000 kWh | Any | Smart thermostats - BYOT | 3.2308 | #DIV/0! | -714.1505 | 0.90239 | 0.30999 | 0
Commercial/Industrial | 25,001-50,000 kWh | Any | Smart thermostats - BYOT | 6.8348 | #DIV/0! | -714.1505 | 1.9324 | 0.51975 | 0
Commercial/Industrial | 50,001 kWh + | Any | Smart thermostats - BYOT | 8.4651 | #DIV/0! | -714.1505 | 2.3099 | 1.1301 | 0
Commercial/Industrial | 0-15,000 kWh | Any | CPP + Tech | 0.81113 | #DIV/0! | -1012.4302 | 0.31693 | 0.13474 | 0
Commercial/Industrial | 15,001-25,000 kWh | Any | CPP + Tech | 2.3384 | #DIV/0! | -1012.4302 | 0.90239 | 0.45587 | 0
Commercial/Industrial | 25,001-50,000 kWh | Any | CPP + Tech | 4.9214 | #DIV/0! | -1012.4302 | 1.9324 | 0.76434 | 0
Commercial/Industrial | 50,001 kWh + | Any | CPP + Tech | 6.1884 | #DIV/0! | -1012.4302 | 2.3099 | 1.6618 | 0
Commercial/Industrial | 0-15,000 kWh | Any | Central Heating - Load Shed | 1.2225 | #DIV/0! | -355.8133 | 0 | 0.43118 | 0
Commercial/Industrial | 15,001-25,000 kWh | Any | Central Heating - Load Shed | 4.1339 | #DIV/0! | -355.8133 | 0 | 1.4588 | 0
Commercial/Industrial | 25,001-50,000 kWh | Any | Central Heating - Load Shed | 6.9322 | #DIV/0! | -355.8133 | 0 | 2.4459 | 0
Commercial/Industrial | 50,001 kWh + | Any | Central Heating - Load Shed | 15.0713 | #DIV/0! | -355.8133 | 0 | 5.3179 | 0
Commercial/Industrial | 0-15,000 kWh | Any | Central Heating - 50% cycling | 0.61052 | #DIV/0! | -355.8133 | 0 | 0.21559 | 0
Commercial/Industrial | 15,001-25,000 kWh | Any | Central Heating - 50% cycling | 2.067 | #DIV/0! | -355.8133 | 0 | 0.72938 | 0
Commercial/Industrial | 25,001-50,000 kWh | Any | Central Heating - 50% cycling | 3.4654 | #DIV/0! | -355.8133 | 0 | 1.2229 | 0
Commercial/Industrial | 50,001 kWh + | Any | Central Heating - 50% cycling | 7.5349 | #DIV/0! | -355.8133 | 0 | 2.6589 | 0
Commercial/Industrial | 0-50 kW | Any | Auto DR | 28.348 | #DIV/0! | -2466.5437 | 19.3855 | 11.1804 | 0
Commercial/Industrial | 51-300 kW | Any | Auto DR | 113.3964 | #DIV/0! | -2466.5437 | 75.5927 | 55.8595 | 0
Commercial/Industrial | 301-500 kW | Any | Auto DR | 398.1273 | #DIV/0! | -2466.5437 | 262.2964 | 213.8319 | 0
Commercial/Industrial | 501 kW + | Any | Auto DR | 1389.6124 | #DIV/0! | -2466.5437 | 925.6915 | 688.2752 | 0
Commercial/Industrial | 0-50 kW | Any | CPP | 28.348 | #DIV/0! | -2466.5437 | 19.3855 | 11.1804 | 0
Commercial/Industrial | 51-300 kW | Any | CPP | 113.3964 | #DIV/0! | -2466.5437 | 75.5927 | 55.8595 | 0
Commercial/Industrial | 301-500 kW | Any | CPP | 398.1273 | #DIV/0! | -2466.5437 | 262.2964 | 213.8319 | 0
Commercial/Industrial | 501 kW + | Any | CPP | 1389.6124 | #DIV/0! | -2466.5437 | 925.6915 | 688.2752 | 0
Commercial/Industrial | 0-50 kW | Any | Firm Service Level | 28.348 | #DIV/0! | -2466.5437 | 19.3855 | 11.1804 | 0
Commercial/Industrial | 51-300 kW | Any | Firm Service Level | 113.3964 | #DIV/0! | -2466.5437 | 75.5927 | 55.8595 | 0
Commercial/Industrial | 301-500 kW | Any | Firm Service Level | 398.1273 | #DIV/0! | -2466.5437 | 262.2964 | 213.8319 | 0
Commercial/Industrial | 501 kW + | Any | Firm Service Level | 1389.6124 | #DIV/0! | -2466.5437 | 925.6915 | 688.2752 | 0
Commercial/Industrial | 0-50 kW | Any | Guaranteed Load Drop | 28.348 | #DIV/0! | -2466.5437 | 19.3855 | 11.1804 | 0
Commercial/Industrial | 51-300 kW | Any | Guaranteed Load Drop | 113.3964 | #DIV/0! | -2466.5437 | 75.5927 | 55.8595 | 0
Commercial/Industrial | 301-500 kW | Any | Guaranteed Load Drop | 398.1273 | #DIV/0! | -2466.5437 | 262.2964 | 213.8319 | 0
Commercial/Industrial | 501 kW + | Any | Guaranteed Load Drop | 1389.6124 | #DIV/0! | -2466.5437 | 925.6915 | 688.2752 | 0
Commercial/Industrial | Any | Any | 5500 kW Steam Turbine-Biomass | 0.35393 | 1.622 | -147300738.2273 | 5500 | 2997.9931 | 43362000
Commercial/Industrial | Any | Any | 3500 kW Steam Turbine-Biomass | 0.33225 | 1.622 | -104570473.0974 | 3500 | 1907.8138 | 27594000
Commercial/Industrial | Any | Any | 3500 kW Gas Turbine | 0.25813 | 1.5167 | -121417362.1364 | 3500 | 1907.8138 | 24834600
Commercial/Industrial | Any | Any | 3000 kW Gas Turbine | 0.25345 | 1.5167 | -106909476.1774 | 3000 | 1635.269 | 21286800
Commercial/Industrial | Any | Any | 2500 kW Gas Turbine | 0.24868 | 1.5167 | -91588676.8715 | 2500 | 1362.7241 | 17739000
Commercial/Industrial | Any | Any | 4500 kW Reciprocating Engine | 0.39377 | 1.2435 | -46979148.3331 | 4500 | 2452.9035 | 15768000
Commercial/Industrial | Any | Any | 1500 kW Steam Turbine-Biomass | 0.35911 | 1.622 | -39147933.2439 | 1500 | 817.6345 | 11826000
Commercial/Industrial | Any | Any | 3000 kW Reciprocating Engine | 0.39061 | 1.2435 | -31826866.079 | 3000 | 1635.269 | 10512000
Commercial/Industrial | Any | Any | 1125 kW Fuel Cell | 0.2589 | 1.2097 | -16317458.4737 | 1125 | 613.2259 | 6997050
Commercial/Industrial | Any | Any | 800 kW Fuel Cell-Biogas | 0.23062 | 1.2097 | -13832256.9954 | 800 | 436.0717 | 4975680
Commercial/Industrial | Any | Any | 1250 kW Reciprocating Engine | 0.34604 | 1.2435 | -16649246.7988 | 1250 | 681.3621 | 4380000
Commercial/Industrial | Any | Any | 1250 kW Reciprocating Engine-Biogas | 0.33571 | 1.2435 | -17562488.5111 | 1250 | 681.3621 | 4380000
Commercial/Industrial | Any | Any | 500 kW Fuel Cell | 0.20035 | 1.2097 | -10571285.4705 | 500 | 272.5448 | 3109800
Commercial/Industrial | Any | Any | 350 kW Reciprocating Engine | 0.30066 | 1.2435 | -5916619.7548 | 350 | 190.7814 | 1226400
Commercial/Industrial | Any | Any | 175 kW Fuel Cell | 0.1141 | 1.2097 | -7583275.5089 | 175 | 95.3907 | 1088430
Commercial/Industrial | Any | Any | 200 kW Micro Turbine | 0.14478 | 1.0973 | -5057702.0682 | 200 | 109.0179 | 858480
Commercial/Industrial | Any | Any | 150 kW Reciprocating Engine | 0.28677 | 1.2435 | -2734196.5799 | 150 | 81.7634 | 525600
Commercial/Industrial | Any | Any | 100 kW Micro Turbine | 0.14134 | 1.0973 | -2606277.7375 | 100 | 54.509 | 429240
Commercial/Industrial | Any | Any | 100 kW Micro Turbine- Biogas | 0.13694 | 1.0973 | -2711042.4551 | 100 | 54.509 | 429240
Commercial/Industrial | Any | Any | 50 kW Micro Turbine | 0.13678 | 1.0973 | -1357462.2713 | 50 | 27.2545 | 214620
Commercial/Industrial | Assembly | Any | Solar Voltaic (17.1w/sf2) | 0.54047 | 1.4726 | -28.486 | 0.0039055 | 0.00014557 | 26.5262
Commercial/Industrial | College and University | Any | Solar Voltaic (17.1w/sf2) | 0.54047 | 1.4726 | -28.486 | 0.0039055 | 0.00014557 | 26.5262
Commercial/Industrial | Grocery | Any | Solar Voltaic (17.1w/sf2) | 0.54047 | 1.4726 | -28.486 | 0.0039055 | 0.00014557 | 26.5262
Commercial/Industrial | Healthcare | Any | Solar Voltaic (17.1w/sf2) | 0.54047 | 1.4726 | -28.486 | 0.0039055 | 0.00014557 | 26.5262
Commercial/Industrial | Hospitals | Any | Solar Voltaic (17.1w/sf2) | 0.54047 | 1.4726 | -28.486 | 0.0039055 | 0.00014557 | 26.5262
Commercial/Industrial | Institutional | Any | Solar Voltaic (17.1w/sf2) | 0.54047 | 1.4726 | -28.486 | 0.0039055 | 0.00014557 | 26.5262
Commercial/Industrial | Lodging/Hospitality | Any | Solar Voltaic (17.1w/sf2) | 0.54047 | 1.4726 | -28.486 | 0.0039055 | 0.00014557 | 26.5262
Commercial/Industrial | Miscellaneous | Any | Solar Voltaic (17.1w/sf2) | 0.54047 | 1.4726 | -28.486 | 0.0039055 | 0.00014557 | 26.5262
Commercial/Industrial | Offices | Any | Solar Voltaic (17.1w/sf2) | 0.54047 | 1.4726 | -28.486 | 0.0039055 | 0.00014557 | 26.5262
Commercial/Industrial | Restaurants | Any | Solar Voltaic (17.1w/sf2) | 0.54047 | 1.4726 | -28.486 | 0.0039055 | 0.00014557 | 26.5262
Commercial/Industrial | Retail | Any | Solar Voltaic (17.1w/sf2) | 0.54047 | 1.4726 | -28.486 | 0.0039055 | 0.00014557 | 26.5262
Commercial/Industrial | Schools K-12 | Any | Solar Voltaic (17.1w/sf2) | 0.54047 | 1.4726 | -28.486 | 0.0039055 | 0.00014557 | 26.5262
Commercial/Industrial | Warehouse | Any | Solar Voltaic (17.1w/sf2) | 0.54047 | 1.4726 | -28.486 | 0.0039055 | 0.00014557 | 26.5262
Commercial/Industrial | Seg 1 - 15 MWh | Any | Storage | 0 | #DIV/0! | #DIV/0! | 0 | 0 | 0
Commercial/Industrial | Seg 2 - 25 MWh | Any | Storage | 0 | #DIV/0! | #DIV/0! | 0 | 0 | 0
Commercial/Industrial | Seg 3 - 50 MWh) | Any | Storage | 0 | #DIV/0! | #DIV/0! | 0 | 0 | 0
Commercial/Industrial | Seg 4 51+ MWh | Any | Storage | 0 | #DIV/0! | #DIV/0! | 0 | 0 | 0

## EP Failing
Measures Results | [10 empty] | Measures Results | [10 empty] | Failing Measures Results | [10 empty] | Failing Measures Results
Economic Potential Permutations – RIM | [10 empty] | Economic Potential Permutations – TRC | [10 empty] | Economic Potential Permutations – RIM PCT | [10 empty] | Economic Potential Permutations – TRC PCT
Customer Class | Segment | Vintage | Measure | TRC | RIM | PCT | Summer | Winter | Energy | Reason for Failure | Customer Class | Segment | Vintage | Measure | TRC | RIM | PCT | Summer | Winter | Energy | Reason for Failure | Customer Class | Segment | Vintage | Measure Name | TRC | RIM | PCT | Summer | Winter | Energy | Reason for Failure | Customer Class | Segment | Vintage | Measure Name | TRC | RIM | PCT | Summer | Winter | Energy | Reason for Failure
|  |  | Name |  |  |  | (MW) | (MW) | (GWh) |  |  |  |  | Name |  |  |  | (MW) | (MW) | (GWh) | [8 empty] | (MW) | (MW) | (GWh) | [8 empty] | (MW) | (MW) | (GWh)
Residential | Single Family | Turnover | Energy Star Audio-Video Equipment | 0.051512 | 0.53212 | -434.2383 | 0 | 0 | 80.2955 | RIM score less than one | Residential | Single Family | Turnover | Energy Star Clothes Dryer | 0.21195 | 0.883 | -597.6198 | 0.022953 | 0.013331 | 145.9522 | TRC score less than one | Residential | Single Family | Turnover | High Efficiency Induction Cooktop | 0.85919 | 0.97417 | 259.032 | 0.12662 | 0.03038 | 533.952 | RIM/PCT less than one | Residential | Single Family | Turnover | LED - 9W Flood | 0.98882 | 0.74711 | 11.2682 | 0.00097708 | 0.0010259 | 11.1081 | TRC/PCT less than one
Residential | Multi-Family | Turnover | Energy Star Audio-Video Equipment | 0.051512 | 0.53212 | -434.2383 | 0 | 0 | 80.2955 | RIM score less than one | Residential | Multi-Family | Turnover | Energy Star Clothes Dryer | 0.21195 | 0.883 | -597.6198 | 0.022953 | 0.013331 | 145.9522 | TRC score less than one | Residential | Multi-Family | Turnover | High Efficiency Induction Cooktop | 0.85919 | 0.97417 | 259.032 | 0.12662 | 0.03038 | 533.952 | RIM/PCT less than one | Residential | Multi-Family | Turnover | LED - 9W Flood | 0.98882 | 0.74711 | 11.2682 | 0.00097708 | 0.0010259 | 11.1081 | TRC/PCT less than one
Residential | Manufactured Home | Turnover | Energy Star Audio-Video Equipment | 0.051512 | 0.53212 | -434.2383 | 0 | 0 | 80.2955 | RIM score less than one | Residential | Manufactured Home | Turnover | Energy Star Clothes Dryer | 0.21195 | 0.883 | -597.6198 | 0.022953 | 0.013331 | 145.9522 | TRC score less than one | Residential | Manufactured Home | Turnover | High Efficiency Induction Cooktop | 0.85919 | 0.97417 | 259.032 | 0.12662 | 0.03038 | 533.952 | RIM/PCT less than one | Residential | Manufactured Home | Turnover | LED - 9W Flood | 0.98882 | 0.74711 | 11.2682 | 0.00097708 | 0.0010259 | 11.1081 | TRC/PCT less than one
Residential | Single Family | New | Energy Star Audio-Video Equipment | 0.051512 | 0.53212 | -434.2383 | 0 | 0 | 80.2955 | RIM score less than one | Residential | Single Family | New | Energy Star Clothes Dryer | 0.21195 | 0.883 | -597.6198 | 0.022953 | 0.013331 | 145.9522 | TRC score less than one | Residential | Single Family | New | High Efficiency Induction Cooktop | 0.85919 | 0.97417 | 259.032 | 0.12662 | 0.03038 | 533.952 | RIM/PCT less than one | Residential | Single Family | New | LED - 9W Flood | 0.98882 | 0.74711 | 11.2682 | 0.00097708 | 0.0010259 | 11.1081 | TRC/PCT less than one
Residential | Multi-Family | New | Energy Star Audio-Video Equipment | 0.051512 | 0.53212 | -434.2383 | 0 | 0 | 80.2955 | RIM score less than one | Residential | Multi-Family | New | Energy Star Clothes Dryer | 0.21195 | 0.883 | -597.6198 | 0.022953 | 0.013331 | 145.9522 | TRC score less than one | Residential | Multi-Family | New | High Efficiency Induction Cooktop | 0.85919 | 0.97417 | 259.032 | 0.12662 | 0.03038 | 533.952 | RIM/PCT less than one | Residential | Multi-Family | New | LED - 9W Flood | 0.98882 | 0.74711 | 11.2682 | 0.00097708 | 0.0010259 | 11.1081 | TRC/PCT less than one
Residential | Manufactured Home | New | Energy Star Audio-Video Equipment | 0.051512 | 0.53212 | -434.2383 | 0 | 0 | 80.2955 | RIM score less than one | Residential | Manufactured Home | New | Energy Star Clothes Dryer | 0.21195 | 0.883 | -597.6198 | 0.022953 | 0.013331 | 145.9522 | TRC score less than one | Residential | Manufactured Home | New | High Efficiency Induction Cooktop | 0.85919 | 0.97417 | 259.032 | 0.12662 | 0.03038 | 533.952 | RIM/PCT less than one | Residential | Manufactured Home | New | LED - 9W Flood | 0.98882 | 0.74711 | 11.2682 | 0.00097708 | 0.0010259 | 11.1081 | TRC/PCT less than one
Residential | Multi-Family | Existing | Water Heater Timeclock | 0.081367 | 0.55374 | -421.7967 | 0 | 0 | 82.7 | RIM score less than one | Residential | Single Family | Turnover | Energy Star Freezer | 0.25065 | 0.83974 | -186.6403 | 0.0085251 | 0.0058997 | 65.6 | TRC score less than one | Residential | Multi-Family | Turnover | 21 SEER ASHP from base electric resistance heating | 0.51815 | 0.94948 | -2949.0384 | 0.36362 | 1.3674 | 4976.2972 | RIM/PCT less than one | Residential | Single Family | Turnover | High Efficiency Induction Cooktop | 0.85919 | 0.97417 | 259.032 | 0.12662 | 0.03038 | 533.952 | TRC/PCT less than one
Residential | Multi-Family | New | Water Heater Timeclock | 0.081367 | 0.55374 | -421.7967 | 0 | 0 | 82.7 | RIM score less than one | Residential | Multi-Family | Turnover | Energy Star Freezer | 0.25065 | 0.83974 | -186.6403 | 0.0085251 | 0.0058997 | 65.6 | TRC score less than one | Residential | Multi-Family | New | 21 SEER ASHP from base electric resistance heating | 0.51815 | 0.94948 | -2949.0384 | 0.36362 | 1.3674 | 4976.2972 | RIM/PCT less than one | Residential | Multi-Family | Turnover | High Efficiency Induction Cooktop | 0.85919 | 0.97417 | 259.032 | 0.12662 | 0.03038 | 533.952 | TRC/PCT less than one
Residential | Single Family | Existing | Water Heater Timeclock | 0.094994 | 0.55374 | -402.6606 | 0 | 0 | 96.55 | RIM score less than one | Residential | Manufactured Home | Turnover | Energy Star Freezer | 0.25065 | 0.83974 | -186.6403 | 0.0085251 | 0.0058997 | 65.6 | TRC score less than one | Residential | Single Family | Turnover | 21 SEER ASHP from base electric resistance heating | 0.72389 | 0.94947 | 3312.7249 | 0.54544 | 2.0512 | 7464.4458 | RIM/PCT less than one | Residential | Manufactured Home | Turnover | High Efficiency Induction Cooktop | 0.85919 | 0.97417 | 259.032 | 0.12662 | 0.03038 | 533.952 | TRC/PCT less than one
Residential | Single Family | New | Water Heater Timeclock | 0.094994 | 0.55374 | -402.6606 | 0 | 0 | 96.55 | RIM score less than one | Residential | Single Family | New | Energy Star Freezer | 0.25065 | 0.83974 | -186.6403 | 0.0085251 | 0.0058997 | 65.6 | TRC score less than one | Residential | Manufactured Home | Turnover | 21 SEER ASHP from base electric resistance heating | 0.72389 | 0.94947 | 3312.7249 | 0.54544 | 2.0512 | 7464.4458 | RIM/PCT less than one | Residential | Single Family | New | High Efficiency Induction Cooktop | 0.85919 | 0.97417 | 259.032 | 0.12662 | 0.03038 | 533.952 | TRC/PCT less than one
Residential | Manufactured Home | Existing | Water Heater Timeclock | 0.12048 | 0.55374 | -366.8754 | 0 | 0 | 122.45 | RIM score less than one | Residential | Multi-Family | New | Energy Star Freezer | 0.25065 | 0.83974 | -186.6403 | 0.0085251 | 0.0058997 | 65.6 | TRC score less than one | Residential | Single Family | New | 21 SEER ASHP from base electric resistance heating | 0.72389 | 0.94947 | 3312.7249 | 0.54544 | 2.0512 | 7464.4458 | RIM/PCT less than one | Residential | Multi-Family | New | High Efficiency Induction Cooktop | 0.85919 | 0.97417 | 259.032 | 0.12662 | 0.03038 | 533.952 | TRC/PCT less than one
Residential | Manufactured Home | New | Water Heater Timeclock | 0.12048 | 0.55374 | -366.8754 | 0 | 0 | 122.45 | RIM score less than one | Residential | Manufactured Home | New | Energy Star Freezer | 0.25065 | 0.83974 | -186.6403 | 0.0085251 | 0.0058997 | 65.6 | TRC score less than one | Residential | Manufactured Home | New | 21 SEER ASHP from base electric resistance heating | 0.72389 | 0.94947 | 3312.7249 | 0.54544 | 2.0512 | 7464.4458 | RIM/PCT less than one | Residential | Manufactured Home | New | High Efficiency Induction Cooktop | 0.85919 | 0.97417 | 259.032 | 0.12662 | 0.03038 | 533.952 | TRC/PCT less than one
Residential | Single Family | Turnover | CFL - 15W Flood (Exterior) | 2.0283 | 0.56451 | 62.1963 | 0 | 0 | 47.45 | RIM score less than one | Residential | Single Family | Turnover | Energy Star Refrigerator | 0.46181 | 0.83724 | -72.6242 | 0.013935 | 0.0046429 | 133.5 | TRC score less than one | Residential | Manufactured Home | Existing | Heat Pump Tune Up | 0.10093 | 0.93879 | -289.8957 | 0.076952 | 0.17721 | 323.65 | RIM/PCT less than one | Residential | Single Family | Turnover | CFL-13W | 0.85125 | 0.71563 | 3.631 | 0.00046528 | 0.00048851 | 5.2896 | TRC/PCT less than one
Residential | Multi-Family | Turnover | CFL - 15W Flood (Exterior) | 2.0283 | 0.56451 | 62.1963 | 0 | 0 | 47.45 | RIM score less than one | Residential | Multi-Family | Turnover | Energy Star Refrigerator | 0.46181 | 0.83724 | -72.6242 | 0.013935 | 0.0046429 | 133.5 | TRC score less than one | Residential | Single Family | New | Energy Star Windows | 0.37325 | 0.92165 | -465.9798 | 0 | 0.039997 | 197.5438 | RIM/PCT less than one | Residential | Multi-Family | Turnover | CFL-13W | 0.85125 | 0.71563 | 3.631 | 0.00046528 | 0.00048851 | 5.2896 | TRC/PCT less than one
Residential | Manufactured Home | Turnover | CFL - 15W Flood (Exterior) | 2.0283 | 0.56451 | 62.1963 | 0 | 0 | 47.45 | RIM score less than one | Residential | Manufactured Home | Turnover | Energy Star Refrigerator | 0.46181 | 0.83724 | -72.6242 | 0.013935 | 0.0046429 | 133.5 | TRC score less than one | Residential | Multi-Family | New | Energy Star Windows | 0.37325 | 0.92165 | -465.9798 | 0 | 0.039997 | 197.5438 | RIM/PCT less than one | Residential | Manufactured Home | Turnover | CFL-13W | 0.85125 | 0.71563 | 3.631 | 0.00046528 | 0.00048851 | 5.2896 | TRC/PCT less than one
Residential | Single Family | New | CFL - 15W Flood (Exterior) | 2.0283 | 0.56451 | 62.1963 | 0 | 0 | 47.45 | RIM score less than one | Residential | Single Family | New | Energy Star Refrigerator | 0.46181 | 0.83724 | -72.6242 | 0.013935 | 0.0046429 | 133.5 | TRC score less than one | Residential | Manufactured Home | New | Energy Star Windows | 0.37325 | 0.92165 | -465.9798 | 0 | 0.039997 | 197.5438 | RIM/PCT less than one | Residential | Single Family | New | CFL-13W | 0.85125 | 0.71563 | 3.631 | 0.00046528 | 0.00048851 | 5.2896 | TRC/PCT less than one
Residential | Multi-Family | New | CFL - 15W Flood (Exterior) | 2.0283 | 0.56451 | 62.1963 | 0 | 0 | 47.45 | RIM score less than one | Residential | Multi-Family | New | Energy Star Refrigerator | 0.46181 | 0.83724 | -72.6242 | 0.013935 | 0.0046429 | 133.5 | TRC score less than one | Residential | Multi-Family | Existing | Heat Pump Tune Up | 0.065776 | 0.92033 | -307.4261 | 0.056024 | 0.11078 | 215.15 | RIM/PCT less than one | Residential | Multi-Family | New | CFL-13W | 0.85125 | 0.71563 | 3.631 | 0.00046528 | 0.00048851 | 5.2896 | TRC/PCT less than one
Residential | Manufactured Home | New | CFL - 15W Flood (Exterior) | 2.0283 | 0.56451 | 62.1963 | 0 | 0 | 47.45 | RIM score less than one | Residential | Manufactured Home | New | Energy Star Refrigerator | 0.46181 | 0.83724 | -72.6242 | 0.013935 | 0.0046429 | 133.5 | TRC score less than one | Residential | Single Family | Existing | Drain Water Heat Recovery | 0.11288 | 0.91557 | -3108.2038 | 0.021393 | 0.046051 | 237.513 | RIM/PCT less than one | Residential | Manufactured Home | New | CFL-13W | 0.85125 | 0.71563 | 3.631 | 0.00046528 | 0.00048851 | 5.2896 | TRC/PCT less than one
Residential | Single Family | Existing | Exterior Lighting Controls | 0.24204 | 0.5948 | -77.8311 | 0 | 0 | 56.94 | RIM score less than one | Residential | Single Family | Turnover | Heat Pump Clothes Dryer | 0.10127 | 0.89956 | -2640.9984 | 0.033979 | 0.019735 | 216.0685 | TRC score less than one | Residential | Single Family | New | Drain Water Heat Recovery | 0.14197 | 0.91557 | -2322.7945 | 0.021393 | 0.046051 | 237.513 | RIM/PCT less than one | Residential | Single Family | Existing | Thermostatic Shower Restriction Valve | 0.84927 | 0.82446 | 58.8158 | 0.0074274 | 0.015988 | 82.4616 | TRC/PCT less than one
Residential | Multi-Family | Existing | Exterior Lighting Controls | 0.24204 | 0.5948 | -77.8311 | 0 | 0 | 56.94 | RIM score less than one | Residential | Multi-Family | Turnover | Heat Pump Clothes Dryer | 0.10127 | 0.89956 | -2640.9984 | 0.033979 | 0.019735 | 216.0685 | TRC score less than one | Residential | Manufactured Home | Existing | Drain Water Heat Recovery | 0.14315 | 0.91548 | -2913.6274 | 0.027132 | 0.058404 | 301.227 | RIM/PCT less than one | Residential | Single Family | New | Thermostatic Shower Restriction Valve | 0.84927 | 0.82446 | 58.8158 | 0.0074274 | 0.015988 | 82.4616 | TRC/PCT less than one
Residential | Manufactured Home | Existing | Exterior Lighting Controls | 0.24204 | 0.5948 | -77.8311 | 0 | 0 | 56.94 | RIM score less than one | Residential | Manufactured Home | Turnover | Heat Pump Clothes Dryer | 0.10127 | 0.89956 | -2640.9984 | 0.033979 | 0.019735 | 216.0685 | TRC score less than one | Residential | Manufactured Home | New | Drain Water Heat Recovery | 0.18003 | 0.91548 | -2128.218 | 0.027132 | 0.058404 | 301.227 | RIM/PCT less than one | Residential | Multi-Family | Existing | Ceiling Insulation(R12 to R38) | 0.83073 | 1.5081 | -289.2191 | 0.17642 | 0.24653 | 522 | TRC/PCT less than one
Residential | Single Family | New | Exterior Lighting Controls | 0.24204 | 0.5948 | -77.8311 | 0 | 0 | 56.94 | RIM score less than one | Residential | Single Family | New | Heat Pump Clothes Dryer | 0.10127 | 0.89956 | -2640.9984 | 0.033979 | 0.019735 | 216.0685 | TRC score less than one | Residential | Multi-Family | Existing | Drain Water Heat Recovery | 0.096643 | 0.91513 | -3212.2534 | 0.018324 | 0.039445 | 203.442 | RIM/PCT less than one | Residential | Multi-Family | New | Ceiling Insulation(R12 to R38) | 0.83073 | 1.5081 | -289.2191 | 0.17642 | 0.24653 | 522 | TRC/PCT less than one
Residential | Multi-Family | New | Exterior Lighting Controls | 0.24204 | 0.5948 | -77.8311 | 0 | 0 | 56.94 | RIM score less than one | Residential | Multi-Family | New | Heat Pump Clothes Dryer | 0.10127 | 0.89956 | -2640.9984 | 0.033979 | 0.019735 | 216.0685 | TRC score less than one | Residential | Multi-Family | New | Drain Water Heat Recovery | 0.12154 | 0.91513 | -2426.844 | 0.018324 | 0.039445 | 203.442 | RIM/PCT less than one | Residential | Manufactured Home | Existing | Air Sealing-Infiltration Control | 0.82477 | 1.2518 | -22.4366 | 0.13851 | 0.31897 | 582.57 | TRC/PCT less than one
Residential | Manufactured Home | New | Exterior Lighting Controls | 0.24204 | 0.5948 | -77.8311 | 0 | 0 | 56.94 | RIM score less than one | Residential | Manufactured Home | New | Heat Pump Clothes Dryer | 0.10127 | 0.89956 | -2640.9984 | 0.033979 | 0.019735 | 216.0685 | TRC score less than one | Residential | Manufactured Home | Turnover | Instantaneous Hot Water System | 0.02697 | 0.90298 | -8484.5833 | -0.0025345 | 0.030131 | 109.4045 | RIM/PCT less than one | Residential | Single Family | Existing | ENERGY STAR Certified Home | 0.81008 | 1.4071 | -2097.6369 | 2.2884 | 0.69402 | 6215.787 | TRC/PCT less than one
Residential | Single Family | Turnover | LED - 9W Flood (Exterior) | 3.7663 | 0.5948 | 98.3511 | 0 | 0 | 53.144 | RIM score less than one | Residential | Single Family | Turnover | High Efficiency Convection Oven | 0.059544 | 1.0406 | -2230.4609 | 0.020919 | 0.0068781 | 84.3 | TRC score less than one | Residential | Manufactured Home | New | Instantaneous Hot Water System | 0.02697 | 0.90298 | -8484.5833 | -0.0025345 | 0.030131 | 109.4045 | RIM/PCT less than one | Residential | Single Family | New | ENERGY STAR Certified Home | 0.81008 | 1.4071 | -2097.6369 | 2.2884 | 0.69402 | 6215.787 | TRC/PCT less than one
Residential | Multi-Family | Turnover | LED - 9W Flood (Exterior) | 3.7663 | 0.5948 | 98.3511 | 0 | 0 | 53.144 | RIM score less than one | Residential | Multi-Family | Turnover | High Efficiency Convection Oven | 0.059544 | 1.0406 | -2230.4609 | 0.020919 | 0.0068781 | 84.3 | TRC score less than one | Residential | Multi-Family | Turnover | Instantaneous Hot Water System | 0.027177 | 0.90267 | -8481.2072 | -0.0025549 | 0.030373 | 110.2837 | RIM/PCT less than one | Residential | Multi-Family | Existing | ENERGY STAR Certified Home | 0.79613 | 1.4071 | -1527.5735 | 1.3343 | 0.40467 | 3624.3 | TRC/PCT less than one
Residential | Manufactured Home | Turnover | LED - 9W Flood (Exterior) | 3.7663 | 0.5948 | 98.3511 | 0 | 0 | 53.144 | RIM score less than one | Residential | Manufactured Home | Turnover | High Efficiency Convection Oven | 0.059544 | 1.0406 | -2230.4609 | 0.020919 | 0.0068781 | 84.3 | TRC score less than one | Residential | Multi-Family | New | Instantaneous Hot Water System | 0.027177 | 0.90267 | -8481.2072 | -0.0025549 | 0.030373 | 110.2837 | RIM/PCT less than one | Residential | Multi-Family | New | ENERGY STAR Certified Home | 0.79613 | 1.4071 | -1527.5735 | 1.3343 | 0.40467 | 3624.3 | TRC/PCT less than one
Residential | Single Family | New | LED - 9W Flood (Exterior) | 3.7663 | 0.5948 | 98.3511 | 0 | 0 | 53.144 | RIM score less than one | Residential | Single Family | New | High Efficiency Convection Oven | 0.059544 | 1.0406 | -2230.4609 | 0.020919 | 0.0068781 | 84.3 | TRC score less than one | Residential | Single Family | Turnover | Instantaneous Hot Water System | 0.034548 | 0.902 | -8365.9477 | -0.0032502 | 0.03864 | 140.2982 | RIM/PCT less than one | Residential | Manufactured Home | Existing | Ceiling Insulation(R12 to R38) | 0.78016 | 1.508 | -454.3776 | 0.1748 | 0.24426 | 517.2 | TRC/PCT less than one
Residential | Multi-Family | New | LED - 9W Flood (Exterior) | 3.7663 | 0.5948 | 98.3511 | 0 | 0 | 53.144 | RIM score less than one | Residential | Multi-Family | New | High Efficiency Convection Oven | 0.059544 | 1.0406 | -2230.4609 | 0.020919 | 0.0068781 | 84.3 | TRC score less than one | Residential | Single Family | New | Instantaneous Hot Water System | 0.034548 | 0.902 | -8365.9477 | -0.0032502 | 0.03864 | 140.2982 | RIM/PCT less than one | Residential | Manufactured Home | New | Ceiling Insulation(R12 to R38) | 0.78016 | 1.508 | -454.3776 | 0.1748 | 0.24426 | 517.2 | TRC/PCT less than one
Residential | Manufactured Home | New | LED - 9W Flood (Exterior) | 3.7663 | 0.5948 | 98.3511 | 0 | 0 | 53.144 | RIM score less than one | Residential | Manufactured Home | New | High Efficiency Convection Oven | 0.059544 | 1.0406 | -2230.4609 | 0.020919 | 0.0068781 | 84.3 | TRC score less than one | Residential | Single Family | Turnover | Heat Pump Clothes Dryer | 0.10127 | 0.89956 | -2640.9984 | 0.033979 | 0.019735 | 216.0685 | RIM/PCT less than one | Residential | Single Family | Existing | Spray Foam Insulation(Base R2) | 0.74528 | 1.5081 | -3932.9776 | 1.1778 | 1.6459 | 3485 | TRC/PCT less than one
Residential | Single Family | Turnover | Energy Star Imaging Equipment | #DIV/0! | 0.66383 | 111.3886 | 0.011573 | 0.0067571 | 127.645 | RIM score less than one | Residential | Single Family | Turnover | High Efficiency Induction Cooktop | 0.85919 | 0.97417 | 259.032 | 0.12662 | 0.03038 | 533.952 | TRC score less than one | Residential | Multi-Family | Turnover | Heat Pump Clothes Dryer | 0.10127 | 0.89956 | -2640.9984 | 0.033979 | 0.019735 | 216.0685 | RIM/PCT less than one | Residential | Single Family | New | Spray Foam Insulation(Base R2) | 0.74528 | 1.5081 | -3932.9776 | 1.1778 | 1.6459 | 3485 | TRC/PCT less than one
Residential | Multi-Family | Turnover | Energy Star Imaging Equipment | #DIV/0! | 0.66383 | 111.3886 | 0.011573 | 0.0067571 | 127.645 | RIM score less than one | Residential | Multi-Family | Turnover | High Efficiency Induction Cooktop | 0.85919 | 0.97417 | 259.032 | 0.12662 | 0.03038 | 533.952 | TRC score less than one | Residential | Manufactured Home | Turnover | Heat Pump Clothes Dryer | 0.10127 | 0.89956 | -2640.9984 | 0.033979 | 0.019735 | 216.0685 | RIM/PCT less than one | Residential | Single Family | Turnover | 21 SEER ASHP from base electric resistance heating | 0.72389 | 0.94947 | 3312.7249 | 0.54544 | 2.0512 | 7464.4458 | TRC/PCT less than one
Residential | Manufactured Home | Turnover | Energy Star Imaging Equipment | #DIV/0! | 0.66383 | 111.3886 | 0.011573 | 0.0067571 | 127.645 | RIM score less than one | Residential | Manufactured Home | Turnover | High Efficiency Induction Cooktop | 0.85919 | 0.97417 | 259.032 | 0.12662 | 0.03038 | 533.952 | TRC score less than one | Residential | Single Family | New | Heat Pump Clothes Dryer | 0.10127 | 0.89956 | -2640.9984 | 0.033979 | 0.019735 | 216.0685 | RIM/PCT less than one | Residential | Manufactured Home | Turnover | 21 SEER ASHP from base electric resistance heating | 0.72389 | 0.94947 | 3312.7249 | 0.54544 | 2.0512 | 7464.4458 | TRC/PCT less than one
Residential | Single Family | New | Energy Star Imaging Equipment | #DIV/0! | 0.66383 | 111.3886 | 0.011573 | 0.0067571 | 127.645 | RIM score less than one | Residential | Single Family | New | High Efficiency Induction Cooktop | 0.85919 | 0.97417 | 259.032 | 0.12662 | 0.03038 | 533.952 | TRC score less than one | Residential | Multi-Family | New | Heat Pump Clothes Dryer | 0.10127 | 0.89956 | -2640.9984 | 0.033979 | 0.019735 | 216.0685 | RIM/PCT less than one | Residential | Single Family | New | 21 SEER ASHP from base electric resistance heating | 0.72389 | 0.94947 | 3312.7249 | 0.54544 | 2.0512 | 7464.4458 | TRC/PCT less than one
Residential | Multi-Family | New | Energy Star Imaging Equipment | #DIV/0! | 0.66383 | 111.3886 | 0.011573 | 0.0067571 | 127.645 | RIM score less than one | Residential | Multi-Family | New | High Efficiency Induction Cooktop | 0.85919 | 0.97417 | 259.032 | 0.12662 | 0.03038 | 533.952 | TRC score less than one | Residential | Manufactured Home | New | Heat Pump Clothes Dryer | 0.10127 | 0.89956 | -2640.9984 | 0.033979 | 0.019735 | 216.0685 | RIM/PCT less than one | Residential | Manufactured Home | New | 21 SEER ASHP from base electric resistance heating | 0.72389 | 0.94947 | 3312.7249 | 0.54544 | 2.0512 | 7464.4458 | TRC/PCT less than one
Residential | Manufactured Home | New | Energy Star Imaging Equipment | #DIV/0! | 0.66383 | 111.3886 | 0.011573 | 0.0067571 | 127.645 | RIM score less than one | Residential | Manufactured Home | New | High Efficiency Induction Cooktop | 0.85919 | 0.97417 | 259.032 | 0.12662 | 0.03038 | 533.952 | TRC score less than one | Residential | Single Family | Turnover | Energy Star Dehumidifier | 4.2481 | 0.89464 | 459.1502 | 0.035168 | 0.0066615 | 214.4267 | RIM/PCT less than one | Residential | Manufactured Home | Existing | Wall Insulation | 0.70246 | 1.3975 | -888.5462 | 0.10063 | 0.61978 | 859 | TRC/PCT less than one
Residential | Single Family | Turnover | Heat Pump Pool Heater | 3.7226 | 0.6742 | 25350.5939 | 0 | 0 | 9411.7647 | RIM score less than one | Residential | Single Family | Turnover | Heat Pump Water Heater | 0.45431 | 0.83712 | -739.3553 | 0.09812 | 0.36651 | 1459.2984 | TRC score less than one | Residential | Multi-Family | Turnover | Energy Star Dehumidifier | 4.2481 | 0.89464 | 459.1502 | 0.035168 | 0.0066615 | 214.4267 | RIM/PCT less than one | Residential | Multi-Family | Existing | Thermostatic Shower Restriction Valve | 0.66921 | 0.82648 | 22.2694 | 0.0058384 | 0.012568 | 64.8203 | TRC/PCT less than one
Residential | Multi-Family | Turnover | Heat Pump Pool Heater | 3.7226 | 0.6742 | 25350.5939 | 0 | 0 | 9411.7647 | RIM score less than one | Residential | Multi-Family | Turnover | Heat Pump Water Heater | 0.35714 | 0.83716 | -1386.1053 | 0.077129 | 0.2881 | 1147.105 | TRC score less than one | Residential | Manufactured Home | Turnover | Energy Star Dehumidifier | 4.2481 | 0.89464 | 459.1502 | 0.035168 | 0.0066615 | 214.4267 | RIM/PCT less than one | Residential | Multi-Family | New | Thermostatic Shower Restriction Valve | 0.66921 | 0.82648 | 22.2694 | 0.0058384 | 0.012568 | 64.8203 | TRC/PCT less than one
Residential | Manufactured Home | Turnover | Heat Pump Pool Heater | 3.7226 | 0.6742 | 25350.5939 | 0 | 0 | 9411.7647 | RIM score less than one | Residential | Manufactured Home | Turnover | Heat Pump Water Heater | 0.3543 | 0.83719 | -1405.0497 | 0.076514 | 0.2858 | 1137.9603 | TRC score less than one | Residential | Single Family | New | Energy Star Dehumidifier | 4.2481 | 0.89464 | 459.1502 | 0.035168 | 0.0066615 | 214.4267 | RIM/PCT less than one | Residential | Single Family | Existing | Smart Thermostat | 0.66802 | 1.6886 | -419.6879 | 0.18285 | 0 | 264.6876 | TRC/PCT less than one
Residential | Single Family | New | Heat Pump Pool Heater | 3.7226 | 0.6742 | 25350.5939 | 0 | 0 | 9411.7647 | RIM score less than one | Residential | Single Family | New | Heat Pump Water Heater | 0.45431 | 0.83712 | -739.3553 | 0.09812 | 0.36651 | 1459.2984 | TRC score less than one | Residential | Multi-Family | New | Energy Star Dehumidifier | 4.2481 | 0.89464 | 459.1502 | 0.035168 | 0.0066615 | 214.4267 | RIM/PCT less than one | Residential | Single Family | Existing | Ceiling Insulation(R19 to R38) | 0.66487 | 1.5259 | -799.9891 | 0.14644 | 0.20845 | 426 | TRC/PCT less than one
Residential | Multi-Family | New | Heat Pump Pool Heater | 3.7226 | 0.6742 | 25350.5939 | 0 | 0 | 9411.7647 | RIM score less than one | Residential | Multi-Family | New | Heat Pump Water Heater | 0.35714 | 0.83716 | -1386.1053 | 0.077129 | 0.2881 | 1147.105 | TRC score less than one | Residential | Manufactured Home | New | Energy Star Dehumidifier | 4.2481 | 0.89464 | 459.1502 | 0.035168 | 0.0066615 | 214.4267 | RIM/PCT less than one | Residential | Single Family | New | Ceiling Insulation(R19 to R38) | 0.66487 | 1.5259 | -799.9891 | 0.14644 | 0.20845 | 426 | TRC/PCT less than one
Residential | Manufactured Home | New | Heat Pump Pool Heater | 3.7226 | 0.6742 | 25350.5939 | 0 | 0 | 9411.7647 | RIM score less than one | Residential | Manufactured Home | New | Heat Pump Water Heater | 0.3543 | 0.83719 | -1405.0497 | 0.076514 | 0.2858 | 1137.9603 | TRC score less than one | Residential | Single Family | Turnover | Energy Star Clothes Dryer | 0.21195 | 0.883 | -597.6198 | 0.022953 | 0.013331 | 145.9522 | RIM/PCT less than one | Residential | Manufactured Home | Existing | Thermostatic Shower Restriction Valve | 0.6617 | 0.82376 | 21.1989 | 0.0057919 | 0.012468 | 64.3035 | TRC/PCT less than one
Residential | Single Family | Turnover | Solar Pool Heater | 1.0452 | 0.6742 | 17934.1095 | 0 | 0 | 10130.719 | RIM score less than one | Residential | Single Family | Turnover | Instantaneous Hot Water System | 0.034548 | 0.902 | -8365.9477 | -0.0032502 | 0.03864 | 140.2982 | TRC score less than one | Residential | Multi-Family | Turnover | Energy Star Clothes Dryer | 0.21195 | 0.883 | -597.6198 | 0.022953 | 0.013331 | 145.9522 | RIM/PCT less than one | Residential | Manufactured Home | New | Thermostatic Shower Restriction Valve | 0.6617 | 0.82376 | 21.1989 | 0.0057919 | 0.012468 | 64.3035 | TRC/PCT less than one
Residential | Multi-Family | Turnover | Solar Pool Heater | 1.0452 | 0.6742 | 17934.1095 | 0 | 0 | 10130.719 | RIM score less than one | Residential | Multi-Family | Turnover | Instantaneous Hot Water System | 0.027177 | 0.90267 | -8481.2072 | -0.0025549 | 0.030373 | 110.2837 | TRC score less than one | Residential | Manufactured Home | Turnover | Energy Star Clothes Dryer | 0.21195 | 0.883 | -597.6198 | 0.022953 | 0.013331 | 145.9522 | RIM/PCT less than one | Residential | Manufactured Home | Existing | Smart Thermostat | 0.65364 | 1.6891 | -432.8728 | 0.17886 | 0 | 258.92 | TRC/PCT less than one
Residential | Manufactured Home | Turnover | Solar Pool Heater | 1.0452 | 0.6742 | 17934.1095 | 0 | 0 | 10130.719 | RIM score less than one | Residential | Manufactured Home | Turnover | Instantaneous Hot Water System | 0.02697 | 0.90298 | -8484.5833 | -0.0025345 | 0.030131 | 109.4045 | TRC score less than one | Residential | Single Family | New | Energy Star Clothes Dryer | 0.21195 | 0.883 | -597.6198 | 0.022953 | 0.013331 | 145.9522 | RIM/PCT less than one | Residential | Single Family | Turnover | 15 SEER Central AC | 0.61484 | 1.6753 | -606.0573 | 0.15798 | 0 | 255.9017 | TRC/PCT less than one
Residential | Single Family | New | Solar Pool Heater | 1.0452 | 0.6742 | 17934.1095 | 0 | 0 | 10130.719 | RIM score less than one | Residential | Single Family | New | Instantaneous Hot Water System | 0.034548 | 0.902 | -8365.9477 | -0.0032502 | 0.03864 | 140.2982 | TRC score less than one | Residential | Multi-Family | New | Energy Star Clothes Dryer | 0.21195 | 0.883 | -597.6198 | 0.022953 | 0.013331 | 145.9522 | RIM/PCT less than one | Residential | Manufactured Home | Turnover | 15 SEER Central AC | 0.61484 | 1.6753 | -606.0573 | 0.15798 | 0 | 255.9017 | TRC/PCT less than one
Residential | Multi-Family | New | Solar Pool Heater | 1.0452 | 0.6742 | 17934.1095 | 0 | 0 | 10130.719 | RIM score less than one | Residential | Multi-Family | New | Instantaneous Hot Water System | 0.027177 | 0.90267 | -8481.2072 | -0.0025549 | 0.030373 | 110.2837 | TRC score less than one | Residential | Manufactured Home | New | Energy Star Clothes Dryer | 0.21195 | 0.883 | -597.6198 | 0.022953 | 0.013331 | 145.9522 | RIM/PCT less than one | Residential | Single Family | New | 15 SEER Central AC | 0.61484 | 1.6753 | -606.0573 | 0.15798 | 0 | 255.9017 | TRC/PCT less than one
Residential | Manufactured Home | New | Solar Pool Heater | 1.0452 | 0.6742 | 17934.1095 | 0 | 0 | 10130.719 | RIM score less than one | Residential | Manufactured Home | New | Instantaneous Hot Water System | 0.02697 | 0.90298 | -8484.5833 | -0.0025345 | 0.030131 | 109.4045 | TRC score less than one | Residential | Single Family | Turnover | Energy Star Clothes Washer | 3.3727 | 0.88237 | 1026.6395 | 0.085635 | 0.049737 | 544.539 | RIM/PCT less than one | Residential | Manufactured Home | New | 15 SEER Central AC | 0.61484 | 1.6753 | -606.0573 | 0.15798 | 0 | 255.9017 | TRC/PCT less than one
Residential | Single Family | Turnover | Linear LED | 2.4712 | 0.6742 | 37.1898 | 0 | 8.6271e-10 | 14.8108 | RIM score less than one | Residential | Single Family | Turnover | Solar Water Heater | 0.11234 | 0.79826 | -19843.162 | 0.13377 | 0.01878 | 1789.7485 | TRC score less than one | Residential | Multi-Family | Turnover | Energy Star Clothes Washer | 3.3727 | 0.88237 | 1026.6395 | 0.085635 | 0.049737 | 544.539 | RIM/PCT less than one | Residential | Single Family | Existing | Wall Insulation | 0.61089 | 1.4028 | -2094.1568 | 0.15001 | 0.77472 | 1113 | TRC/PCT less than one
Residential | Multi-Family | Turnover | Linear LED | 2.4712 | 0.6742 | 37.1898 | 0 | 8.6271e-10 | 14.8108 | RIM score less than one | Residential | Multi-Family | Turnover | Solar Water Heater | 0.088311 | 0.79834 | -21012.4649 | 0.10515 | 0.014763 | 1406.8606 | TRC score less than one | Residential | Manufactured Home | Turnover | Energy Star Clothes Washer | 3.3727 | 0.88237 | 1026.6395 | 0.085635 | 0.049737 | 544.539 | RIM/PCT less than one | Residential | Manufactured Home | Existing | Radiant Barrier | 0.61014 | 1.5211 | -1569.4315 | 0.22259 | 0.31145 | 647.3 | TRC/PCT less than one
Residential | Manufactured Home | Turnover | Linear LED | 2.4712 | 0.6742 | 37.1898 | 0 | 8.6271e-10 | 14.8108 | RIM score less than one | Residential | Manufactured Home | Turnover | Solar Water Heater | 0.08761 | 0.79836 | -21046.7158 | 0.10431 | 0.014645 | 1395.6451 | TRC score less than one | Residential | Single Family | New | Energy Star Clothes Washer | 3.3727 | 0.88237 | 1026.6395 | 0.085635 | 0.049737 | 544.539 | RIM/PCT less than one | Residential | Manufactured Home | New | Radiant Barrier | 0.61014 | 1.5211 | -1569.4315 | 0.22259 | 0.31145 | 647.3 | TRC/PCT less than one
Residential | Single Family | New | Linear LED | 2.4712 | 0.6742 | 37.1898 | 0 | 8.6271e-10 | 14.8108 | RIM score less than one | Residential | Single Family | New | Solar Water Heater | 0.11234 | 0.79826 | -19843.162 | 0.13377 | 0.01878 | 1789.7485 | TRC score less than one | Residential | Multi-Family | New | Energy Star Clothes Washer | 3.3727 | 0.88237 | 1026.6395 | 0.085635 | 0.049737 | 544.539 | RIM/PCT less than one | Residential | Single Family | Existing | Smart Power Strip | 0.60753 | 0.69463 | 9.5486 | 0.0059262 | 0.0046242 | 53.801 | TRC/PCT less than one
Residential | Multi-Family | New | Linear LED | 2.4712 | 0.6742 | 37.1898 | 0 | 8.6271e-10 | 14.8108 | RIM score less than one | Residential | Multi-Family | New | Solar Water Heater | 0.088311 | 0.79834 | -21012.4649 | 0.10515 | 0.014763 | 1406.8606 | TRC score less than one | Residential | Manufactured Home | New | Energy Star Clothes Washer | 3.3727 | 0.88237 | 1026.6395 | 0.085635 | 0.049737 | 544.539 | RIM/PCT less than one | Residential | Multi-Family | Existing | Smart Power Strip | 0.60753 | 0.69463 | 9.5486 | 0.0059262 | 0.0046242 | 53.801 | TRC/PCT less than one
Residential | Manufactured Home | New | Linear LED | 2.4712 | 0.6742 | 37.1898 | 0 | 8.6271e-10 | 14.8108 | RIM score less than one | Residential | Manufactured Home | New | Solar Water Heater | 0.08761 | 0.79836 | -21046.7158 | 0.10431 | 0.014645 | 1395.6451 | TRC score less than one | Residential | Manufactured Home | Existing | Hot Water Pipe Insulation | 4.3538 | 0.8811 | 436.5208 | 0.016888 | 0.036353 | 187.4977 | RIM/PCT less than one | Residential | Manufactured Home | Existing | Smart Power Strip | 0.60753 | 0.69463 | 9.5486 | 0.0059262 | 0.0046242 | 53.801 | TRC/PCT less than one
Residential | Single Family | Turnover | Low Wattage T8 Fixture | 5.175 | 0.6742 | 17.739 | 0 | 1.191e-09 | 6.3475 | RIM score less than one | Residential | Single Family | Turnover | Energy Star Audio-Video Equipment | 0.051512 | 0.53212 | -434.2383 | 0 | 0 | 80.2955 | TRC score less than one | Residential | Manufactured Home | New | Hot Water Pipe Insulation | 4.3538 | 0.8811 | 436.5208 | 0.016888 | 0.036353 | 187.4977 | RIM/PCT less than one | Residential | Single Family | New | Smart Power Strip | 0.60753 | 0.69463 | 9.5486 | 0.0059262 | 0.0046242 | 53.801 | TRC/PCT less than one
Residential | Multi-Family | Turnover | Low Wattage T8 Fixture | 5.175 | 0.6742 | 17.739 | 0 | 1.191e-09 | 6.3475 | RIM score less than one | Residential | Multi-Family | Turnover | Energy Star Audio-Video Equipment | 0.051512 | 0.53212 | -434.2383 | 0 | 0 | 80.2955 | TRC score less than one | Residential | Multi-Family | Existing | Hot Water Pipe Insulation | 2.9411 | 0.88076 | 273.1683 | 0.011413 | 0.024567 | 126.7083 | RIM/PCT less than one | Residential | Multi-Family | New | Smart Power Strip | 0.60753 | 0.69463 | 9.5486 | 0.0059262 | 0.0046242 | 53.801 | TRC/PCT less than one
Residential | Manufactured Home | Turnover | Low Wattage T8 Fixture | 5.175 | 0.6742 | 17.739 | 0 | 1.191e-09 | 6.3475 | RIM score less than one | Residential | Manufactured Home | Turnover | Energy Star Audio-Video Equipment | 0.051512 | 0.53212 | -434.2383 | 0 | 0 | 80.2955 | TRC score less than one | Residential | Multi-Family | New | Hot Water Pipe Insulation | 2.9411 | 0.88076 | 273.1683 | 0.011413 | 0.024567 | 126.7083 | RIM/PCT less than one | Residential | Manufactured Home | New | Smart Power Strip | 0.60753 | 0.69463 | 9.5486 | 0.0059262 | 0.0046242 | 53.801 | TRC/PCT less than one
Residential | Single Family | New | Low Wattage T8 Fixture | 5.175 | 0.6742 | 17.739 | 0 | 1.191e-09 | 6.3475 | RIM score less than one | Residential | Single Family | New | Energy Star Audio-Video Equipment | 0.051512 | 0.53212 | -434.2383 | 0 | 0 | 80.2955 | TRC score less than one | Residential | Single Family | Existing | Hot Water Pipe Insulation | 3.4303 | 0.88016 | 330.068 | 0.01332 | 0.028672 | 147.8828 | RIM/PCT less than one | Residential | Manufactured Home | Existing | Spray Foam Insulation(Base R2) | 0.59649 | 1.5081 | -6163.6549 | 0.82602 | 1.1543 | 2444.11 | TRC/PCT less than one
Residential | Multi-Family | New | Low Wattage T8 Fixture | 5.175 | 0.6742 | 17.739 | 0 | 1.191e-09 | 6.3475 | RIM score less than one | Residential | Multi-Family | New | Energy Star Audio-Video Equipment | 0.051512 | 0.53212 | -434.2383 | 0 | 0 | 80.2955 | TRC score less than one | Residential | Single Family | New | Hot Water Pipe Insulation | 3.4303 | 0.88016 | 330.068 | 0.01332 | 0.028672 | 147.8828 | RIM/PCT less than one | Residential | Manufactured Home | New | Spray Foam Insulation(Base R2) | 0.59649 | 1.5081 | -6163.6549 | 0.82602 | 1.1543 | 2444.11 | TRC/PCT less than one
Residential | Manufactured Home | New | Low Wattage T8 Fixture | 5.175 | 0.6742 | 17.739 | 0 | 1.191e-09 | 6.3475 | RIM score less than one | Residential | Manufactured Home | New | Energy Star Audio-Video Equipment | 0.051512 | 0.53212 | -434.2383 | 0 | 0 | 80.2955 | TRC score less than one | Residential | Multi-Family | New | Home Energy Management System | 0.37458 | 0.87615 | -651.3674 | 0.076568 | 0.048338 | 502.428 | RIM/PCT less than one | Residential | Single Family | Turnover | 16 SEER Central AC | 0.58909 | 1.6752 | -1249.9612 | 0.29621 | 0 | 479.8157 | TRC/PCT less than one
Residential | Single Family | Existing | Removal of 2nd Refrigerator-Freezer | 2.3205 | 0.67807 | 731.5251 | 0.10987 | 0.036607 | 1052.5805 | RIM score less than one | Residential | Single Family | Turnover | Energy Star Personal Computer | 0.32477 | 0.71958 | -39.4905 | 0.018954 | 0.0040635 | 119.5512 | TRC score less than one | Residential | Manufactured Home | New | Home Energy Management System | 0.57727 | 0.87592 | -29.3984 | 0.11803 | 0.074515 | 774.5016 | RIM/PCT less than one | Residential | Manufactured Home | Turnover | 16 SEER Central AC | 0.58909 | 1.6752 | -1249.9612 | 0.29621 | 0 | 479.8157 | TRC/PCT less than one
Residential | Multi-Family | Existing | Removal of 2nd Refrigerator-Freezer | 2.3205 | 0.67807 | 731.5251 | 0.10987 | 0.036607 | 1052.5805 | RIM score less than one | Residential | Multi-Family | Turnover | Energy Star Personal Computer | 0.32477 | 0.71958 | -39.4905 | 0.018954 | 0.0040635 | 119.5512 | TRC score less than one | Residential | Single Family | New | Home Energy Management System | 0.51972 | 0.8759 | -205.8568 | 0.10627 | 0.067088 | 697.3117 | RIM/PCT less than one | Residential | Single Family | New | 16 SEER Central AC | 0.58909 | 1.6752 | -1249.9612 | 0.29621 | 0 | 479.8157 | TRC/PCT less than one
Residential | Manufactured Home | Existing | Removal of 2nd Refrigerator-Freezer | 2.3205 | 0.67807 | 731.5251 | 0.10987 | 0.036607 | 1052.5805 | RIM score less than one | Residential | Manufactured Home | Turnover | Energy Star Personal Computer | 0.32477 | 0.71958 | -39.4905 | 0.018954 | 0.0040635 | 119.5512 | TRC score less than one | Residential | Manufactured Home | Existing | Home Energy Management System | 0.57578 | 0.87367 | -29.3984 | 0.11854 | 0.064389 | 774.5016 | RIM/PCT less than one | Residential | Manufactured Home | New | 16 SEER Central AC | 0.58909 | 1.6752 | -1249.9612 | 0.29621 | 0 | 479.8157 | TRC/PCT less than one
Residential | Single Family | New | Removal of 2nd Refrigerator-Freezer | 2.3205 | 0.67807 | 731.5251 | 0.10987 | 0.036607 | 1052.5805 | RIM score less than one | Residential | Single Family | New | Energy Star Personal Computer | 0.32477 | 0.71958 | -39.4905 | 0.018954 | 0.0040635 | 119.5512 | TRC score less than one | Residential | Single Family | Existing | Home Energy Management System | 0.51826 | 0.87344 | -205.8568 | 0.10672 | 0.057972 | 697.3117 | RIM/PCT less than one | Residential | Multi-Family | Existing | Air Sealing-Infiltration Control | 0.58049 | 1.2563 | -398.3465 | 0.10084 | 0.1994 | 387.27 | TRC/PCT less than one
Residential | Multi-Family | New | Removal of 2nd Refrigerator-Freezer | 2.3205 | 0.67807 | 731.5251 | 0.10987 | 0.036607 | 1052.5805 | RIM score less than one | Residential | Multi-Family | New | Energy Star Personal Computer | 0.32477 | 0.71958 | -39.4905 | 0.018954 | 0.0040635 | 119.5512 | TRC score less than one | Residential | Multi-Family | Existing | Home Energy Management System | 0.37339 | 0.87337 | -651.3674 | 0.076897 | 0.04177 | 502.428 | RIM/PCT less than one | Residential | Manufactured Home | New | Home Energy Management System | 0.57727 | 0.87592 | -29.3984 | 0.11803 | 0.074515 | 774.5016 | TRC/PCT less than one
Residential | Manufactured Home | New | Removal of 2nd Refrigerator-Freezer | 2.3205 | 0.67807 | 731.5251 | 0.10987 | 0.036607 | 1052.5805 | RIM score less than one | Residential | Manufactured Home | New | Energy Star Personal Computer | 0.32477 | 0.71958 | -39.4905 | 0.018954 | 0.0040635 | 119.5512 | TRC score less than one | Residential | Multi-Family | Turnover | 14 SEER ASHP from base electric resistance heating | 5.3768 | 0.86501 | 9991.7269 | 0 | 1.0309 | 3654.9403 | RIM/PCT less than one | Residential | Manufactured Home | Existing | Home Energy Management System | 0.57578 | 0.87367 | -29.3984 | 0.11854 | 0.064389 | 774.5016 | TRC/PCT less than one
Residential | Single Family | Existing | Smart Power Strip | 0.60753 | 0.69463 | 9.5486 | 0.0059262 | 0.0046242 | 53.801 | RIM score less than one | Residential | Single Family | Turnover | Energy Star TV | 0.073525 | 0.8528 | -305.6416 | 0.0076643 | 0.0045849 | 38.325 | TRC score less than one | Residential | Multi-Family | New | 14 SEER ASHP from base electric resistance heating | 5.3768 | 0.86501 | 9991.7269 | 0 | 1.0309 | 3654.9403 | RIM/PCT less than one | Residential | Multi-Family | Existing | Spray Foam Insulation(Base R2) | 0.55509 | 1.5081 | -6559.1023 | 0.72865 | 1.0182 | 2156 | TRC/PCT less than one
Residential | Multi-Family | Existing | Smart Power Strip | 0.60753 | 0.69463 | 9.5486 | 0.0059262 | 0.0046242 | 53.801 | RIM score less than one | Residential | Multi-Family | Turnover | Energy Star TV | 0.073525 | 0.8528 | -305.6416 | 0.0076643 | 0.0045849 | 38.325 | TRC score less than one | Residential | Single Family | Turnover | 14 SEER ASHP from base electric resistance heating | 5.3767 | 0.86499 | 14987.5904 | 0 | 1.5463 | 5482.4104 | RIM/PCT less than one | Residential | Multi-Family | New | Spray Foam Insulation(Base R2) | 0.55509 | 1.5081 | -6559.1023 | 0.72865 | 1.0182 | 2156 | TRC/PCT less than one
Residential | Manufactured Home | Existing | Smart Power Strip | 0.60753 | 0.69463 | 9.5486 | 0.0059262 | 0.0046242 | 53.801 | RIM score less than one | Residential | Manufactured Home | Turnover | Energy Star TV | 0.073525 | 0.8528 | -305.6416 | 0.0076643 | 0.0045849 | 38.325 | TRC score less than one | Residential | Manufactured Home | Turnover | 14 SEER ASHP from base electric resistance heating | 5.3767 | 0.86499 | 14987.5904 | 0 | 1.5463 | 5482.4104 | RIM/PCT less than one | Residential | Single Family | Existing | Air Sealing-Infiltration Control | 0.53707 | 1.2739 | -802.1611 | 0.20819 | 0.23002 | 595.5471 | TRC/PCT less than one
Residential | Single Family | New | Smart Power Strip | 0.60753 | 0.69463 | 9.5486 | 0.0059262 | 0.0046242 | 53.801 | RIM score less than one | Residential | Single Family | New | Energy Star TV | 0.073525 | 0.8528 | -305.6416 | 0.0076643 | 0.0045849 | 38.325 | TRC score less than one | Residential | Single Family | New | 14 SEER ASHP from base electric resistance heating | 5.3767 | 0.86499 | 14987.5904 | 0 | 1.5463 | 5482.4104 | RIM/PCT less than one | Residential | Single Family | Turnover | 15 SEER Air Source Heat Pump | 0.52565 | 1.1896 | -570.6055 | 0.1045 | 0.11103 | 393.6521 | TRC/PCT less than one
Residential | Multi-Family | New | Smart Power Strip | 0.60753 | 0.69463 | 9.5486 | 0.0059262 | 0.0046242 | 53.801 | RIM score less than one | Residential | Multi-Family | New | Energy Star TV | 0.073525 | 0.8528 | -305.6416 | 0.0076643 | 0.0045849 | 38.325 | TRC score less than one | Residential | Manufactured Home | New | 14 SEER ASHP from base electric resistance heating | 5.3767 | 0.86499 | 14987.5904 | 0 | 1.5463 | 5482.4104 | RIM/PCT less than one | Residential | Manufactured Home | Turnover | 15 SEER Air Source Heat Pump | 0.52565 | 1.1896 | -570.6055 | 0.1045 | 0.11103 | 393.6521 | TRC/PCT less than one
Residential | Manufactured Home | New | Smart Power Strip | 0.60753 | 0.69463 | 9.5486 | 0.0059262 | 0.0046242 | 53.801 | RIM score less than one | Residential | Manufactured Home | New | Energy Star TV | 0.073525 | 0.8528 | -305.6416 | 0.0076643 | 0.0045849 | 38.325 | TRC score less than one | Residential | Single Family | Turnover | Energy Star TV | 0.073525 | 0.8528 | -305.6416 | 0.0076643 | 0.0045849 | 38.325 | RIM/PCT less than one | Residential | Single Family | New | 15 SEER Air Source Heat Pump | 0.52565 | 1.1896 | -570.6055 | 0.1045 | 0.11103 | 393.6521 | TRC/PCT less than one
Residential | Single Family | Turnover | Energy Star Bathroom Ventilating Fan | 0.12962 | 0.70977 | -33.0188 | 0.00020675 | 0.00082699 | 5.9063 | RIM score less than one | Residential | Single Family | Turnover | 15 SEER Air Source Heat Pump | 0.52565 | 1.1896 | -570.6055 | 0.1045 | 0.11103 | 393.6521 | TRC score less than one | Residential | Multi-Family | Turnover | Energy Star TV | 0.073525 | 0.8528 | -305.6416 | 0.0076643 | 0.0045849 | 38.325 | RIM/PCT less than one | Residential | Manufactured Home | New | 15 SEER Air Source Heat Pump | 0.52565 | 1.1896 | -570.6055 | 0.1045 | 0.11103 | 393.6521 | TRC/PCT less than one
Residential | Multi-Family | Turnover | Energy Star Bathroom Ventilating Fan | 0.12962 | 0.70977 | -33.0188 | 0.00020675 | 0.00082699 | 5.9063 | RIM score less than one | Residential | Multi-Family | Turnover | 15 SEER Air Source Heat Pump | 0.3717 | 1.1899 | -870.3495 | 0.069666 | 0.074019 | 262.4347 | TRC score less than one | Residential | Manufactured Home | Turnover | Energy Star TV | 0.073525 | 0.8528 | -305.6416 | 0.0076643 | 0.0045849 | 38.325 | RIM/PCT less than one | Residential | Single Family | Existing | Radiant Barrier | 0.52555 | 1.5212 | -2337.5943 | 0.22755 | 0.31839 | 661.719 | TRC/PCT less than one
Residential | Manufactured Home | Turnover | Energy Star Bathroom Ventilating Fan | 0.12962 | 0.70977 | -33.0188 | 0.00020675 | 0.00082699 | 5.9063 | RIM score less than one | Residential | Manufactured Home | Turnover | 15 SEER Air Source Heat Pump | 0.52565 | 1.1896 | -570.6055 | 0.1045 | 0.11103 | 393.6521 | TRC score less than one | Residential | Single Family | New | Energy Star TV | 0.073525 | 0.8528 | -305.6416 | 0.0076643 | 0.0045849 | 38.325 | RIM/PCT less than one | Residential | Single Family | New | Radiant Barrier | 0.52555 | 1.5212 | -2337.5943 | 0.22755 | 0.31839 | 661.719 | TRC/PCT less than one
Residential | Single Family | New | Energy Star Bathroom Ventilating Fan | 0.12962 | 0.70977 | -33.0188 | 0.00020675 | 0.00082699 | 5.9063 | RIM score less than one | Residential | Single Family | New | 15 SEER Air Source Heat Pump | 0.52565 | 1.1896 | -570.6055 | 0.1045 | 0.11103 | 393.6521 | TRC score less than one | Residential | Multi-Family | New | Energy Star TV | 0.073525 | 0.8528 | -305.6416 | 0.0076643 | 0.0045849 | 38.325 | RIM/PCT less than one | Residential | Single Family | New | Home Energy Management System | 0.51972 | 0.8759 | -205.8568 | 0.10627 | 0.067088 | 697.3117 | TRC/PCT less than one
Residential | Multi-Family | New | Energy Star Bathroom Ventilating Fan | 0.12962 | 0.70977 | -33.0188 | 0.00020675 | 0.00082699 | 5.9063 | RIM score less than one | Residential | Multi-Family | New | 15 SEER Air Source Heat Pump | 0.3717 | 1.1899 | -870.3495 | 0.069666 | 0.074019 | 262.4347 | TRC score less than one | Residential | Manufactured Home | New | Energy Star TV | 0.073525 | 0.8528 | -305.6416 | 0.0076643 | 0.0045849 | 38.325 | RIM/PCT less than one | Residential | Single Family | Existing | Home Energy Management System | 0.51826 | 0.87344 | -205.8568 | 0.10672 | 0.057972 | 697.3117 | TRC/PCT less than one
Residential | Manufactured Home | New | Energy Star Bathroom Ventilating Fan | 0.12962 | 0.70977 | -33.0188 | 0.00020675 | 0.00082699 | 5.9063 | RIM score less than one | Residential | Manufactured Home | New | 15 SEER Air Source Heat Pump | 0.52565 | 1.1896 | -570.6055 | 0.1045 | 0.11103 | 393.6521 | TRC score less than one | Residential | Single Family | Existing | Heat Pump Tune Up | 0.093135 | 0.8474 | -288.7308 | 0.11566 | 0.12779 | 330.8595 | RIM/PCT less than one | Residential | Multi-Family | Turnover | 21 SEER ASHP from base electric resistance heating | 0.51815 | 0.94948 | -2949.0384 | 0.36362 | 1.3674 | 4976.2972 | TRC/PCT less than one
Residential | Single Family | Turnover | CFL-13W | 0.85125 | 0.71563 | 3.631 | 0.00046528 | 0.00048851 | 5.2896 | RIM score less than one | Residential | Single Family | Turnover | 15 SEER Central AC | 0.61484 | 1.6753 | -606.0573 | 0.15798 | 0 | 255.9017 | TRC score less than one | Residential | Single Family | Turnover | Energy Star Freezer | 0.25065 | 0.83974 | -186.6403 | 0.0085251 | 0.0058997 | 65.6 | RIM/PCT less than one | Residential | Multi-Family | New | 21 SEER ASHP from base electric resistance heating | 0.51815 | 0.94948 | -2949.0384 | 0.36362 | 1.3674 | 4976.2972 | TRC/PCT less than one
Residential | Multi-Family | Turnover | CFL-13W | 0.85125 | 0.71563 | 3.631 | 0.00046528 | 0.00048851 | 5.2896 | RIM score less than one | Residential | Multi-Family | Turnover | 15 SEER Central AC | 0.45791 | 1.6748 | -720.6953 | 0.10532 | 0 | 170.6011 | TRC score less than one | Residential | Multi-Family | Turnover | Energy Star Freezer | 0.25065 | 0.83974 | -186.6403 | 0.0085251 | 0.0058997 | 65.6 | RIM/PCT less than one | Residential | Single Family | Turnover | Solar Powered Pool Pumps | 0.51731 | 1.4306 | -3925.7416 | 1.1866 | 0 | 2183.33 | TRC/PCT less than one
Residential | Manufactured Home | Turnover | CFL-13W | 0.85125 | 0.71563 | 3.631 | 0.00046528 | 0.00048851 | 5.2896 | RIM score less than one | Residential | Manufactured Home | Turnover | 15 SEER Central AC | 0.61484 | 1.6753 | -606.0573 | 0.15798 | 0 | 255.9017 | TRC score less than one | Residential | Manufactured Home | Turnover | Energy Star Freezer | 0.25065 | 0.83974 | -186.6403 | 0.0085251 | 0.0058997 | 65.6 | RIM/PCT less than one | Residential | Multi-Family | Turnover | Solar Powered Pool Pumps | 0.51731 | 1.4306 | -3925.7416 | 1.1866 | 0 | 2183.33 | TRC/PCT less than one
Residential | Single Family | New | CFL-13W | 0.85125 | 0.71563 | 3.631 | 0.00046528 | 0.00048851 | 5.2896 | RIM score less than one | Residential | Single Family | New | 15 SEER Central AC | 0.61484 | 1.6753 | -606.0573 | 0.15798 | 0 | 255.9017 | TRC score less than one | Residential | Single Family | New | Energy Star Freezer | 0.25065 | 0.83974 | -186.6403 | 0.0085251 | 0.0058997 | 65.6 | RIM/PCT less than one | Residential | Manufactured Home | Turnover | Solar Powered Pool Pumps | 0.51731 | 1.4306 | -3925.7416 | 1.1866 | 0 | 2183.33 | TRC/PCT less than one
Residential | Multi-Family | New | CFL-13W | 0.85125 | 0.71563 | 3.631 | 0.00046528 | 0.00048851 | 5.2896 | RIM score less than one | Residential | Multi-Family | New | 15 SEER Central AC | 0.45791 | 1.6748 | -720.6953 | 0.10532 | 0 | 170.6011 | TRC score less than one | Residential | Multi-Family | New | Energy Star Freezer | 0.25065 | 0.83974 | -186.6403 | 0.0085251 | 0.0058997 | 65.6 | RIM/PCT less than one | Residential | Single Family | New | Solar Powered Pool Pumps | 0.51731 | 1.4306 | -3925.7416 | 1.1866 | 0 | 2183.33 | TRC/PCT less than one
Residential | Manufactured Home | New | CFL-13W | 0.85125 | 0.71563 | 3.631 | 0.00046528 | 0.00048851 | 5.2896 | RIM score less than one | Residential | Manufactured Home | New | 15 SEER Central AC | 0.61484 | 1.6753 | -606.0573 | 0.15798 | 0 | 255.9017 | TRC score less than one | Residential | Manufactured Home | New | Energy Star Freezer | 0.25065 | 0.83974 | -186.6403 | 0.0085251 | 0.0058997 | 65.6 | RIM/PCT less than one | Residential | Multi-Family | New | Solar Powered Pool Pumps | 0.51731 | 1.4306 | -3925.7416 | 1.1866 | 0 | 2183.33 | TRC/PCT less than one
Residential | Single Family | Existing | Water Heater Thermostat Setback | 1.7834 | 0.71619 | 15.7923 | 0.003295 | 0.0070929 | 36.5826 | RIM score less than one | Residential | Single Family | Turnover | 16 SEER Air Source Heat Pump | 0.37789 | 1.1898 | -2655.1694 | 0.21947 | 0.23318 | 826.7425 | TRC score less than one | Residential | Single Family | Turnover | Energy Star Refrigerator | 0.46181 | 0.83724 | -72.6242 | 0.013935 | 0.0046429 | 133.5 | RIM/PCT less than one | Residential | Manufactured Home | New | Solar Powered Pool Pumps | 0.51731 | 1.4306 | -3925.7416 | 1.1866 | 0 | 2183.33 | TRC/PCT less than one
Residential | Multi-Family | Existing | Water Heater Thermostat Setback | 1.7834 | 0.71619 | 15.7923 | 0.003295 | 0.0070929 | 36.5826 | RIM score less than one | Residential | Multi-Family | Turnover | 16 SEER Air Source Heat Pump | 0.3039 | 1.1896 | -2610.3763 | 0.14631 | 0.15545 | 551.1617 | TRC score less than one | Residential | Multi-Family | Turnover | Energy Star Refrigerator | 0.46181 | 0.83724 | -72.6242 | 0.013935 | 0.0046429 | 133.5 | RIM/PCT less than one | Residential | Multi-Family | Existing | Ceiling Insulation(R19 to R38) | 0.49807 | 1.5263 | -1060.4468 | 0.091093 | 0.12967 | 265 | TRC/PCT less than one
Residential | Manufactured Home | Existing | Water Heater Thermostat Setback | 1.7834 | 0.71619 | 15.7923 | 0.003295 | 0.0070929 | 36.5826 | RIM score less than one | Residential | Manufactured Home | Turnover | 16 SEER Air Source Heat Pump | 0.37789 | 1.1898 | -2655.1694 | 0.21947 | 0.23318 | 826.7425 | TRC score less than one | Residential | Manufactured Home | Turnover | Energy Star Refrigerator | 0.46181 | 0.83724 | -72.6242 | 0.013935 | 0.0046429 | 133.5 | RIM/PCT less than one | Residential | Multi-Family | New | Ceiling Insulation(R19 to R38) | 0.49807 | 1.5263 | -1060.4468 | 0.091093 | 0.12967 | 265 | TRC/PCT less than one
Residential | Single Family | New | Water Heater Thermostat Setback | 1.7834 | 0.71619 | 15.7923 | 0.003295 | 0.0070929 | 36.5826 | RIM score less than one | Residential | Single Family | New | 16 SEER Air Source Heat Pump | 0.37789 | 1.1898 | -2655.1694 | 0.21947 | 0.23318 | 826.7425 | TRC score less than one | Residential | Single Family | New | Energy Star Refrigerator | 0.46181 | 0.83724 | -72.6242 | 0.013935 | 0.0046429 | 133.5 | RIM/PCT less than one | Residential | Single Family | Existing | Energy Star Door | 0.48375 | 1.3389 | -433.1695 | 0.019521 | 0.079089 | 136.1115 | TRC/PCT less than one
Residential | Multi-Family | New | Water Heater Thermostat Setback | 1.7834 | 0.71619 | 15.7923 | 0.003295 | 0.0070929 | 36.5826 | RIM score less than one | Residential | Multi-Family | New | 16 SEER Air Source Heat Pump | 0.3039 | 1.1896 | -2610.3763 | 0.14631 | 0.15545 | 551.1617 | TRC score less than one | Residential | Multi-Family | New | Energy Star Refrigerator | 0.46181 | 0.83724 | -72.6242 | 0.013935 | 0.0046429 | 133.5 | RIM/PCT less than one | Residential | Multi-Family | Existing | Energy Star Door | 0.48375 | 1.3389 | -433.1695 | 0.019521 | 0.079089 | 136.1115 | TRC/PCT less than one
Residential | Manufactured Home | New | Water Heater Thermostat Setback | 1.7834 | 0.71619 | 15.7923 | 0.003295 | 0.0070929 | 36.5826 | RIM score less than one | Residential | Manufactured Home | New | 16 SEER Air Source Heat Pump | 0.37789 | 1.1898 | -2655.1694 | 0.21947 | 0.23318 | 826.7425 | TRC score less than one | Residential | Manufactured Home | New | Energy Star Refrigerator | 0.46181 | 0.83724 | -72.6242 | 0.013935 | 0.0046429 | 133.5 | RIM/PCT less than one | Residential | Manufactured Home | Existing | Energy Star Door | 0.48375 | 1.3389 | -433.1695 | 0.019521 | 0.079089 | 136.1115 | TRC/PCT less than one
Residential | Single Family | Turnover | Energy Star Personal Computer | 0.32477 | 0.71958 | -39.4905 | 0.018954 | 0.0040635 | 119.5512 | RIM score less than one | Residential | Single Family | Turnover | 16 SEER Central AC | 0.58909 | 1.6752 | -1249.9612 | 0.29621 | 0 | 479.8157 | TRC score less than one | Residential | Manufactured Home | Turnover | Heat Pump Water Heater | 0.3543 | 0.83719 | -1405.0497 | 0.076514 | 0.2858 | 1137.9603 | RIM/PCT less than one | Residential | Single Family | Turnover | Energy Star Refrigerator | 0.46181 | 0.83724 | -72.6242 | 0.013935 | 0.0046429 | 133.5 | TRC/PCT less than one
Residential | Multi-Family | Turnover | Energy Star Personal Computer | 0.32477 | 0.71958 | -39.4905 | 0.018954 | 0.0040635 | 119.5512 | RIM score less than one | Residential | Multi-Family | Turnover | 16 SEER Central AC | 0.43939 | 1.6755 | -1450.4148 | 0.19747 | 0 | 319.8771 | TRC score less than one | Residential | Manufactured Home | New | Heat Pump Water Heater | 0.3543 | 0.83719 | -1405.0497 | 0.076514 | 0.2858 | 1137.9603 | RIM/PCT less than one | Residential | Multi-Family | Turnover | Energy Star Refrigerator | 0.46181 | 0.83724 | -72.6242 | 0.013935 | 0.0046429 | 133.5 | TRC/PCT less than one
Residential | Manufactured Home | Turnover | Energy Star Personal Computer | 0.32477 | 0.71958 | -39.4905 | 0.018954 | 0.0040635 | 119.5512 | RIM score less than one | Residential | Manufactured Home | Turnover | 16 SEER Central AC | 0.58909 | 1.6752 | -1249.9612 | 0.29621 | 0 | 479.8157 | TRC score less than one | Residential | Multi-Family | Turnover | Heat Pump Water Heater | 0.35714 | 0.83716 | -1386.1053 | 0.077129 | 0.2881 | 1147.105 | RIM/PCT less than one | Residential | Manufactured Home | Turnover | Energy Star Refrigerator | 0.46181 | 0.83724 | -72.6242 | 0.013935 | 0.0046429 | 133.5 | TRC/PCT less than one
Residential | Single Family | New | Energy Star Personal Computer | 0.32477 | 0.71958 | -39.4905 | 0.018954 | 0.0040635 | 119.5512 | RIM score less than one | Residential | Single Family | New | 16 SEER Central AC | 0.58909 | 1.6752 | -1249.9612 | 0.29621 | 0 | 479.8157 | TRC score less than one | Residential | Multi-Family | New | Heat Pump Water Heater | 0.35714 | 0.83716 | -1386.1053 | 0.077129 | 0.2881 | 1147.105 | RIM/PCT less than one | Residential | Single Family | New | Energy Star Refrigerator | 0.46181 | 0.83724 | -72.6242 | 0.013935 | 0.0046429 | 133.5 | TRC/PCT less than one
Residential | Multi-Family | New | Energy Star Personal Computer | 0.32477 | 0.71958 | -39.4905 | 0.018954 | 0.0040635 | 119.5512 | RIM score less than one | Residential | Multi-Family | New | 16 SEER Central AC | 0.43939 | 1.6755 | -1450.4148 | 0.19747 | 0 | 319.8771 | TRC score less than one | Residential | Single Family | Turnover | Heat Pump Water Heater | 0.45431 | 0.83712 | -739.3553 | 0.09812 | 0.36651 | 1459.2984 | RIM/PCT less than one | Residential | Multi-Family | New | Energy Star Refrigerator | 0.46181 | 0.83724 | -72.6242 | 0.013935 | 0.0046429 | 133.5 | TRC/PCT less than one
Residential | Manufactured Home | New | Energy Star Personal Computer | 0.32477 | 0.71958 | -39.4905 | 0.018954 | 0.0040635 | 119.5512 | RIM score less than one | Residential | Manufactured Home | New | 16 SEER Central AC | 0.58909 | 1.6752 | -1249.9612 | 0.29621 | 0 | 479.8157 | TRC score less than one | Residential | Single Family | New | Heat Pump Water Heater | 0.45431 | 0.83712 | -739.3553 | 0.09812 | 0.36651 | 1459.2984 | RIM/PCT less than one | Residential | Manufactured Home | New | Energy Star Refrigerator | 0.46181 | 0.83724 | -72.6242 | 0.013935 | 0.0046429 | 133.5 | TRC/PCT less than one
Residential | Single Family | Turnover | CFL-23W | 1.8662 | 0.72162 | 8.8159 | 0.00065139 | 0.00068392 | 7.4054 | RIM score less than one | Residential | Single Family | Turnover | 17 SEER Air Source Heat Pump | 0.34082 | 1.1897 | -4715.3823 | 0.3216 | 0.34169 | 1211.4716 | TRC score less than one | Residential | Single Family | New | Faucet Aerator | 2.4743 | 0.82817 | 38.4089 | 0.0021578 | 0.0046448 | 23.9565 | RIM/PCT less than one | Residential | Multi-Family | Turnover | 15 SEER Central AC | 0.45791 | 1.6748 | -720.6953 | 0.10532 | 0 | 170.6011 | TRC/PCT less than one
Residential | Multi-Family | Turnover | CFL-23W | 1.8662 | 0.72162 | 8.8159 | 0.00065139 | 0.00068392 | 7.4054 | RIM score less than one | Residential | Multi-Family | Turnover | 17 SEER Air Source Heat Pump | 0.27832 | 1.1898 | -4403.9832 | 0.2144 | 0.22779 | 807.6477 | TRC score less than one | Residential | Multi-Family | Existing | Thermostatic Shower Restriction Valve | 0.66921 | 0.82648 | 22.2694 | 0.0058384 | 0.012568 | 64.8203 | RIM/PCT less than one | Residential | Multi-Family | New | 15 SEER Central AC | 0.45791 | 1.6748 | -720.6953 | 0.10532 | 0 | 170.6011 | TRC/PCT less than one
Residential | Manufactured Home | Turnover | CFL-23W | 1.8662 | 0.72162 | 8.8159 | 0.00065139 | 0.00068392 | 7.4054 | RIM score less than one | Residential | Manufactured Home | Turnover | 17 SEER Air Source Heat Pump | 0.34082 | 1.1897 | -4715.3823 | 0.3216 | 0.34169 | 1211.4716 | TRC score less than one | Residential | Multi-Family | New | Thermostatic Shower Restriction Valve | 0.66921 | 0.82648 | 22.2694 | 0.0058384 | 0.012568 | 64.8203 | RIM/PCT less than one | Residential | Single Family | Turnover | Heat Pump Water Heater | 0.45431 | 0.83712 | -739.3553 | 0.09812 | 0.36651 | 1459.2984 | TRC/PCT less than one
Residential | Single Family | New | CFL-23W | 1.8662 | 0.72162 | 8.8159 | 0.00065139 | 0.00068392 | 7.4054 | RIM score less than one | Residential | Single Family | New | 17 SEER Air Source Heat Pump | 0.34082 | 1.1897 | -4715.3823 | 0.3216 | 0.34169 | 1211.4716 | TRC score less than one | Residential | Single Family | Existing | Heat Trap | 0.33895 | 0.82607 | -171.4224 | 0.011535 | 0.02483 | 128.0645 | RIM/PCT less than one | Residential | Single Family | New | Heat Pump Water Heater | 0.45431 | 0.83712 | -739.3553 | 0.09812 | 0.36651 | 1459.2984 | TRC/PCT less than one
Residential | Multi-Family | New | CFL-23W | 1.8662 | 0.72162 | 8.8159 | 0.00065139 | 0.00068392 | 7.4054 | RIM score less than one | Residential | Multi-Family | New | 17 SEER Air Source Heat Pump | 0.27832 | 1.1898 | -4403.9832 | 0.2144 | 0.22779 | 807.6477 | TRC score less than one | Residential | Single Family | New | Heat Trap | 0.33895 | 0.82607 | -171.4224 | 0.011535 | 0.02483 | 128.0645 | RIM/PCT less than one | Residential | Manufactured Home | Existing | Ceiling Insulation(R19 to R38) | 0.45312 | 1.5259 | -1230.8441 | 0.087453 | 0.12449 | 254.41 | TRC/PCT less than one
Residential | Manufactured Home | New | CFL-23W | 1.8662 | 0.72162 | 8.8159 | 0.00065139 | 0.00068392 | 7.4054 | RIM score less than one | Residential | Manufactured Home | New | 17 SEER Air Source Heat Pump | 0.34082 | 1.1897 | -4715.3823 | 0.3216 | 0.34169 | 1211.4716 | TRC score less than one | Residential | Manufactured Home | Existing | Faucet Aerator | 4.6172 | 0.82578 | 81.6615 | 0.0040383 | 0.0086929 | 44.835 | RIM/PCT less than one | Residential | Manufactured Home | New | Ceiling Insulation(R19 to R38) | 0.45312 | 1.5259 | -1230.8441 | 0.087453 | 0.12449 | 254.41 | TRC/PCT less than one
Residential | Single Family | Turnover | CFL - 15W Flood | 0.26134 | 0.72494 | -6.9499 | 0.00041875 | 0.00043966 | 4.7606 | RIM score less than one | Residential | Single Family | Turnover | 17 SEER Central AC | 0.25694 | 1.6753 | -6720.4303 | 0.41818 | 0 | 677.3869 | TRC score less than one | Residential | Manufactured Home | Existing | Heat Trap | 0.26422 | 0.82577 | -229.8422 | 0.0089949 | 0.019362 | 99.8647 | RIM/PCT less than one | Residential | Single Family | Existing | Programmable Thermostat | 0.4498 | 1.6887 | -394.2841 | 0.078623 | 0 | 113.8157 | TRC/PCT less than one
Residential | Multi-Family | Turnover | CFL - 15W Flood | 0.26134 | 0.72494 | -6.9499 | 0.00041875 | 0.00043966 | 4.7606 | RIM score less than one | Residential | Multi-Family | Turnover | 17 SEER Central AC | 0.25724 | 1.6755 | -4474.0535 | 0.27879 | 0 | 451.5913 | TRC score less than one | Residential | Manufactured Home | New | Heat Trap | 0.26422 | 0.82577 | -229.8422 | 0.0089949 | 0.019362 | 99.8647 | RIM/PCT less than one | Residential | Manufactured Home | Existing | Programmable Thermostat | 0.44013 | 1.6892 | -399.9537 | 0.07691 | 0 | 111.3356 | TRC/PCT less than one
Residential | Manufactured Home | Turnover | CFL - 15W Flood | 0.26134 | 0.72494 | -6.9499 | 0.00041875 | 0.00043966 | 4.7606 | RIM score less than one | Residential | Manufactured Home | Turnover | 17 SEER Central AC | 0.25694 | 1.6753 | -6720.4303 | 0.41818 | 0 | 677.3869 | TRC score less than one | Residential | Single Family | Existing | Faucet Aerator | 5.9148 | 0.82491 | 107.8895 | 0.0051787 | 0.011148 | 57.4956 | RIM/PCT less than one | Residential | Multi-Family | Turnover | 16 SEER Central AC | 0.43939 | 1.6755 | -1450.4148 | 0.19747 | 0 | 319.8771 | TRC/PCT less than one
Residential | Single Family | New | CFL - 15W Flood | 0.26134 | 0.72494 | -6.9499 | 0.00041875 | 0.00043966 | 4.7606 | RIM score less than one | Residential | Single Family | New | 17 SEER Central AC | 0.25694 | 1.6753 | -6720.4303 | 0.41818 | 0 | 677.3869 | TRC score less than one | Residential | Multi-Family | Existing | Faucet Aerator | 4.6491 | 0.82486 | 82.4079 | 0.0040708 | 0.0087628 | 45.1953 | RIM/PCT less than one | Residential | Multi-Family | New | 16 SEER Central AC | 0.43939 | 1.6755 | -1450.4148 | 0.19747 | 0 | 319.8771 | TRC/PCT less than one
Residential | Multi-Family | New | CFL - 15W Flood | 0.26134 | 0.72494 | -6.9499 | 0.00041875 | 0.00043966 | 4.7606 | RIM score less than one | Residential | Multi-Family | New | 17 SEER Central AC | 0.25724 | 1.6755 | -4474.0535 | 0.27879 | 0 | 451.5913 | TRC score less than one | Residential | Multi-Family | Existing | Heat Trap | 0.26604 | 0.82485 | -228.1797 | 0.0090672 | 0.019518 | 100.6672 | RIM/PCT less than one | Residential | Multi-Family | Existing | Smart Thermostat | 0.4346 | 1.6894 | -631.3004 | 0.1189 | 0 | 172.12 | TRC/PCT less than one
Residential | Manufactured Home | New | CFL - 15W Flood | 0.26134 | 0.72494 | -6.9499 | 0.00041875 | 0.00043966 | 4.7606 | RIM score less than one | Residential | Manufactured Home | New | 17 SEER Central AC | 0.25694 | 1.6753 | -6720.4303 | 0.41818 | 0 | 677.3869 | TRC score less than one | Residential | Multi-Family | New | Heat Trap | 0.26604 | 0.82485 | -228.1797 | 0.0090672 | 0.019518 | 100.6672 | RIM/PCT less than one | Residential | Multi-Family | Existing | Radiant Barrier | 0.41825 | 1.5212 | -2401.9407 | 0.14797 | 0.20704 | 430.3 | TRC/PCT less than one
Residential | Single Family | Turnover | Energy Star Ceiling Fan | 0.22994 | 0.74106 | -85.8093 | 0 | 2.4186e-06 | 21.4818 | RIM score less than one | Residential | Single Family | Turnover | 18 SEER Air Source Heat Pump | 0.29142 | 1.1897 | -7032.7133 | 0.36822 | 0.39122 | 1387.0904 | TRC score less than one | Residential | Single Family | Existing | Thermostatic Shower Restriction Valve | 0.84927 | 0.82446 | 58.8158 | 0.0074274 | 0.015988 | 82.4616 | RIM/PCT less than one | Residential | Multi-Family | New | Radiant Barrier | 0.41825 | 1.5212 | -2401.9407 | 0.14797 | 0.20704 | 430.3 | TRC/PCT less than one
Residential | Multi-Family | Turnover | Energy Star Ceiling Fan | 0.22994 | 0.74106 | -85.8093 | 0 | 2.4186e-06 | 21.4818 | RIM score less than one | Residential | Multi-Family | Turnover | 18 SEER Air Source Heat Pump | 0.21417 | 1.1896 | -7397.5146 | 0.24548 | 0.26082 | 924.727 | TRC score less than one | Residential | Single Family | New | Thermostatic Shower Restriction Valve | 0.84927 | 0.82446 | 58.8158 | 0.0074274 | 0.015988 | 82.4616 | RIM/PCT less than one | Residential | Single Family | Turnover | 16 SEER Air Source Heat Pump | 0.37789 | 1.1898 | -2655.1694 | 0.21947 | 0.23318 | 826.7425 | TRC/PCT less than one
Residential | Manufactured Home | Turnover | Energy Star Ceiling Fan | 0.22994 | 0.74106 | -85.8093 | 0 | 2.4186e-06 | 21.4818 | RIM score less than one | Residential | Manufactured Home | Turnover | 18 SEER Air Source Heat Pump | 0.29142 | 1.1897 | -7032.7133 | 0.36822 | 0.39122 | 1387.0904 | TRC score less than one | Residential | Manufactured Home | Existing | Thermostatic Shower Restriction Valve | 0.6617 | 0.82376 | 21.1989 | 0.0057919 | 0.012468 | 64.3035 | RIM/PCT less than one | Residential | Manufactured Home | Turnover | 16 SEER Air Source Heat Pump | 0.37789 | 1.1898 | -2655.1694 | 0.21947 | 0.23318 | 826.7425 | TRC/PCT less than one
Residential | Single Family | New | Energy Star Ceiling Fan | 0.22996 | 0.7411 | -85.8093 | 0 | 4.4863e-06 | 21.4818 | RIM score less than one | Residential | Single Family | New | 18 SEER Air Source Heat Pump | 0.29142 | 1.1897 | -7032.7133 | 0.36822 | 0.39122 | 1387.0904 | TRC score less than one | Residential | Manufactured Home | New | Thermostatic Shower Restriction Valve | 0.6617 | 0.82376 | 21.1989 | 0.0057919 | 0.012468 | 64.3035 | RIM/PCT less than one | Residential | Single Family | New | 16 SEER Air Source Heat Pump | 0.37789 | 1.1898 | -2655.1694 | 0.21947 | 0.23318 | 826.7425 | TRC/PCT less than one
Residential | Multi-Family | New | Energy Star Ceiling Fan | 0.22996 | 0.7411 | -85.8093 | 0 | 4.4863e-06 | 21.4818 | RIM score less than one | Residential | Multi-Family | New | 18 SEER Air Source Heat Pump | 0.21417 | 1.1896 | -7397.5146 | 0.24548 | 0.26082 | 924.727 | TRC score less than one | Residential | Manufactured Home | New | Faucet Aerator | 1.919 | 0.82368 | 27.4806 | 0.0016826 | 0.003622 | 18.6813 | RIM/PCT less than one | Residential | Manufactured Home | New | 16 SEER Air Source Heat Pump | 0.37789 | 1.1898 | -2655.1694 | 0.21947 | 0.23318 | 826.7425 | TRC/PCT less than one
Residential | Manufactured Home | New | Energy Star Ceiling Fan | 0.22996 | 0.7411 | -85.8093 | 0 | 4.4863e-06 | 21.4818 | RIM score less than one | Residential | Manufactured Home | New | 18 SEER Air Source Heat Pump | 0.29142 | 1.1897 | -7032.7133 | 0.36822 | 0.39122 | 1387.0904 | TRC score less than one | Residential | Multi-Family | New | Faucet Aerator | 1.9323 | 0.82278 | 27.7916 | 0.0016962 | 0.0036512 | 18.8314 | RIM/PCT less than one | Residential | Multi-Family | New | Home Energy Management System | 0.37458 | 0.87615 | -651.3674 | 0.076568 | 0.048338 | 502.428 | TRC/PCT less than one
Residential | Single Family | Turnover | LED - 9W Flood | 0.98882 | 0.74711 | 11.2682 | 0.00097708 | 0.0010259 | 11.1081 | RIM score less than one | Residential | Single Family | Turnover | 18 SEER Central AC | 0.22814 | 1.6754 | -9860.5712 | 0.5266 | 0 | 853.0057 | TRC score less than one | Residential | Multi-Family | Existing | Low Flow Showerhead | 8.0119 | 0.80718 | 355.8191 | 0.018592 | 0.04002 | 206.4106 | RIM/PCT less than one | Residential | Multi-Family | Existing | Home Energy Management System | 0.37339 | 0.87337 | -651.3674 | 0.076897 | 0.04177 | 502.428 | TRC/PCT less than one
Residential | Multi-Family | Turnover | LED - 9W Flood | 0.98882 | 0.74711 | 11.2682 | 0.00097708 | 0.0010259 | 11.1081 | RIM score less than one | Residential | Multi-Family | Turnover | 18 SEER Central AC | 0.20896 | 1.6754 | -7336.6832 | 0.35106 | 0 | 568.6705 | TRC score less than one | Residential | Multi-Family | New | Low Flow Showerhead | 8.0119 | 0.80718 | 355.8191 | 0.018592 | 0.04002 | 206.4106 | RIM/PCT less than one | Residential | Single Family | New | Energy Star Windows | 0.37325 | 0.92165 | -465.9798 | 0 | 0.039997 | 197.5438 | TRC/PCT less than one
Residential | Manufactured Home | Turnover | LED - 9W Flood | 0.98882 | 0.74711 | 11.2682 | 0.00097708 | 0.0010259 | 11.1081 | RIM score less than one | Residential | Manufactured Home | Turnover | 18 SEER Central AC | 0.22814 | 1.6754 | -9860.5712 | 0.5266 | 0 | 853.0057 | TRC score less than one | Residential | Manufactured Home | Existing | Low Flow Showerhead | 7.9459 | 0.80696 | 352.7738 | 0.018443 | 0.039701 | 204.7651 | RIM/PCT less than one | Residential | Multi-Family | New | Energy Star Windows | 0.37325 | 0.92165 | -465.9798 | 0 | 0.039997 | 197.5438 | TRC/PCT less than one
Residential | Single Family | New | LED - 9W Flood | 0.98882 | 0.74711 | 11.2682 | 0.00097708 | 0.0010259 | 11.1081 | RIM score less than one | Residential | Single Family | New | 18 SEER Central AC | 0.22814 | 1.6754 | -9860.5712 | 0.5266 | 0 | 853.0057 | TRC score less than one | Residential | Manufactured Home | New | Low Flow Showerhead | 7.9459 | 0.80696 | 352.7738 | 0.018443 | 0.039701 | 204.7651 | RIM/PCT less than one | Residential | Manufactured Home | New | Energy Star Windows | 0.37325 | 0.92165 | -465.9798 | 0 | 0.039997 | 197.5438 | TRC/PCT less than one
Residential | Multi-Family | New | LED - 9W Flood | 0.98882 | 0.74711 | 11.2682 | 0.00097708 | 0.0010259 | 11.1081 | RIM score less than one | Residential | Multi-Family | New | 18 SEER Central AC | 0.20896 | 1.6754 | -7336.6832 | 0.35106 | 0 | 568.6705 | TRC score less than one | Residential | Single Family | Existing | Low Flow Showerhead | 10.187 | 0.80675 | 459.7832 | 0.023651 | 0.050912 | 262.5868 | RIM/PCT less than one | Residential | Multi-Family | Turnover | 15 SEER Air Source Heat Pump | 0.3717 | 1.1899 | -870.3495 | 0.069666 | 0.074019 | 262.4347 | TRC/PCT less than one
Residential | Manufactured Home | New | LED - 9W Flood | 0.98882 | 0.74711 | 11.2682 | 0.00097708 | 0.0010259 | 11.1081 | RIM score less than one | Residential | Manufactured Home | New | 18 SEER Central AC | 0.22814 | 1.6754 | -9860.5712 | 0.5266 | 0 | 853.0057 | TRC score less than one | Residential | Single Family | New | Low Flow Showerhead | 10.187 | 0.80675 | 459.7832 | 0.023651 | 0.050912 | 262.5868 | RIM/PCT less than one | Residential | Multi-Family | New | 15 SEER Air Source Heat Pump | 0.3717 | 1.1899 | -870.3495 | 0.069666 | 0.074019 | 262.4347 | TRC/PCT less than one
Residential | Single Family | Turnover | LED Specialty Lamps-5W Chandelier | 1.0656 | 0.75766 | 7.9734 | 0.00065139 | 0.00068392 | 7.4054 | RIM score less than one | Residential | Single Family | Turnover | 21 SEER Air Source Heat Pump | 0.26629 | 1.1969 | -11674.8656 | 0.54544 | 0.54465 | 1982.0354 | TRC score less than one | Residential | Single Family | Turnover | Energy Star Air Purifier | #DIV/0! | 0.80407 | 1188.0677 | 0.085069 | 0.061385 | 641.9636 | RIM/PCT less than one | Residential | Single Family | Existing | Storm Door | 0.35976 | 1.3699 | -708.792 | 0.019659 | 0.068006 | 117.0852 | TRC/PCT less than one
Residential | Multi-Family | Turnover | LED Specialty Lamps-5W Chandelier | 1.0656 | 0.75766 | 7.9734 | 0.00065139 | 0.00068392 | 7.4054 | RIM score less than one | Residential | Multi-Family | Turnover | 21 SEER Air Source Heat Pump | 0.18539 | 1.1969 | -12940.7653 | 0.36362 | 0.3631 | 1321.3569 | TRC score less than one | Residential | Multi-Family | Turnover | Energy Star Air Purifier | #DIV/0! | 0.80407 | 1188.0677 | 0.085069 | 0.061385 | 641.9636 | RIM/PCT less than one | Residential | Multi-Family | Existing | Storm Door | 0.35976 | 1.3699 | -708.792 | 0.019659 | 0.068006 | 117.0852 | TRC/PCT less than one
Residential | Manufactured Home | Turnover | LED Specialty Lamps-5W Chandelier | 1.0656 | 0.75766 | 7.9734 | 0.00065139 | 0.00068392 | 7.4054 | RIM score less than one | Residential | Manufactured Home | Turnover | 21 SEER Air Source Heat Pump | 0.26629 | 1.1969 | -11674.8656 | 0.54544 | 0.54465 | 1982.0354 | TRC score less than one | Residential | Manufactured Home | Turnover | Energy Star Air Purifier | #DIV/0! | 0.80407 | 1188.0677 | 0.085069 | 0.061385 | 641.9636 | RIM/PCT less than one | Residential | Manufactured Home | Existing | Storm Door | 0.35976 | 1.3699 | -708.792 | 0.019659 | 0.068006 | 117.0852 | TRC/PCT less than one
Residential | Single Family | New | LED Specialty Lamps-5W Chandelier | 1.0656 | 0.75766 | 7.9734 | 0.00065139 | 0.00068392 | 7.4054 | RIM score less than one | Residential | Single Family | New | 21 SEER Air Source Heat Pump | 0.26629 | 1.1969 | -11674.8656 | 0.54544 | 0.54465 | 1982.0354 | TRC score less than one | Residential | Single Family | New | Energy Star Air Purifier | #DIV/0! | 0.80407 | 1188.0677 | 0.085069 | 0.061385 | 641.9636 | RIM/PCT less than one | Residential | Multi-Family | Turnover | Heat Pump Water Heater | 0.35714 | 0.83716 | -1386.1053 | 0.077129 | 0.2881 | 1147.105 | TRC/PCT less than one
Residential | Multi-Family | New | LED Specialty Lamps-5W Chandelier | 1.0656 | 0.75766 | 7.9734 | 0.00065139 | 0.00068392 | 7.4054 | RIM score less than one | Residential | Multi-Family | New | 21 SEER Air Source Heat Pump | 0.18539 | 1.1969 | -12940.7653 | 0.36362 | 0.3631 | 1321.3569 | TRC score less than one | Residential | Multi-Family | New | Energy Star Air Purifier | #DIV/0! | 0.80407 | 1188.0677 | 0.085069 | 0.061385 | 641.9636 | RIM/PCT less than one | Residential | Multi-Family | New | Heat Pump Water Heater | 0.35714 | 0.83716 | -1386.1053 | 0.077129 | 0.2881 | 1147.105 | TRC/PCT less than one
Residential | Manufactured Home | New | LED Specialty Lamps-5W Chandelier | 1.0656 | 0.75766 | 7.9734 | 0.00065139 | 0.00068392 | 7.4054 | RIM score less than one | Residential | Manufactured Home | New | 21 SEER Air Source Heat Pump | 0.26629 | 1.1969 | -11674.8656 | 0.54544 | 0.54465 | 1982.0354 | TRC score less than one | Residential | Manufactured Home | New | Energy Star Air Purifier | #DIV/0! | 0.80407 | 1188.0677 | 0.085069 | 0.061385 | 641.9636 | RIM/PCT less than one | Residential | Manufactured Home | Turnover | Heat Pump Water Heater | 0.3543 | 0.83719 | -1405.0497 | 0.076514 | 0.2858 | 1137.9603 | TRC/PCT less than one
Residential | Single Family | Turnover | LED - 14W | 2.5588 | 0.75964 | 28.0346 | 0.0014889 | 0.0015632 | 16.9267 | RIM score less than one | Residential | Single Family | Turnover | 21 SEER ASHP from base electric resistance heating | 0.72389 | 0.94947 | 3312.7249 | 0.54544 | 2.0512 | 7464.4458 | TRC score less than one | Residential | Manufactured Home | Turnover | Solar Water Heater | 0.08761 | 0.79836 | -21046.7158 | 0.10431 | 0.014645 | 1395.6451 | RIM/PCT less than one | Residential | Manufactured Home | New | Heat Pump Water Heater | 0.3543 | 0.83719 | -1405.0497 | 0.076514 | 0.2858 | 1137.9603 | TRC/PCT less than one
Residential | Multi-Family | Turnover | LED - 14W | 2.5588 | 0.75964 | 28.0346 | 0.0014889 | 0.0015632 | 16.9267 | RIM score less than one | Residential | Multi-Family | Turnover | 21 SEER ASHP from base electric resistance heating | 0.51815 | 0.94948 | -2949.0384 | 0.36362 | 1.3674 | 4976.2972 | TRC score less than one | Residential | Manufactured Home | New | Solar Water Heater | 0.08761 | 0.79836 | -21046.7158 | 0.10431 | 0.014645 | 1395.6451 | RIM/PCT less than one | Residential | Single Family | New | Energy Star Door | 0.34362 | 1.3401 | -609.2901 | 0.013854 | 0.056128 | 96.5953 | TRC/PCT less than one
Residential | Manufactured Home | Turnover | LED - 14W | 2.5588 | 0.75964 | 28.0346 | 0.0014889 | 0.0015632 | 16.9267 | RIM score less than one | Residential | Manufactured Home | Turnover | 21 SEER ASHP from base electric resistance heating | 0.72389 | 0.94947 | 3312.7249 | 0.54544 | 2.0512 | 7464.4458 | TRC score less than one | Residential | Multi-Family | Turnover | Solar Water Heater | 0.088311 | 0.79834 | -21012.4649 | 0.10515 | 0.014763 | 1406.8606 | RIM/PCT less than one | Residential | Multi-Family | New | Energy Star Door | 0.34362 | 1.3401 | -609.2901 | 0.013854 | 0.056128 | 96.5953 | TRC/PCT less than one
Residential | Single Family | New | LED - 14W | 2.5588 | 0.75964 | 28.0346 | 0.0014889 | 0.0015632 | 16.9267 | RIM score less than one | Residential | Single Family | New | 21 SEER ASHP from base electric resistance heating | 0.72389 | 0.94947 | 3312.7249 | 0.54544 | 2.0512 | 7464.4458 | TRC score less than one | Residential | Multi-Family | New | Solar Water Heater | 0.088311 | 0.79834 | -21012.4649 | 0.10515 | 0.014763 | 1406.8606 | RIM/PCT less than one | Residential | Manufactured Home | New | Energy Star Door | 0.34362 | 1.3401 | -609.2901 | 0.013854 | 0.056128 | 96.5953 | TRC/PCT less than one
Residential | Multi-Family | New | LED - 14W | 2.5588 | 0.75964 | 28.0346 | 0.0014889 | 0.0015632 | 16.9267 | RIM score less than one | Residential | Multi-Family | New | 21 SEER ASHP from base electric resistance heating | 0.51815 | 0.94948 | -2949.0384 | 0.36362 | 1.3674 | 4976.2972 | TRC score less than one | Residential | Single Family | Turnover | Solar Water Heater | 0.11234 | 0.79826 | -19843.162 | 0.13377 | 0.01878 | 1789.7485 | RIM/PCT less than one | Residential | Single Family | Turnover | 17 SEER Air Source Heat Pump | 0.34082 | 1.1897 | -4715.3823 | 0.3216 | 0.34169 | 1211.4716 | TRC/PCT less than one
Residential | Manufactured Home | New | LED - 14W | 2.5588 | 0.75964 | 28.0346 | 0.0014889 | 0.0015632 | 16.9267 | RIM score less than one | Residential | Manufactured Home | New | 21 SEER ASHP from base electric resistance heating | 0.72389 | 0.94947 | 3312.7249 | 0.54544 | 2.0512 | 7464.4458 | TRC score less than one | Residential | Single Family | New | Solar Water Heater | 0.11234 | 0.79826 | -19843.162 | 0.13377 | 0.01878 | 1789.7485 | RIM/PCT less than one | Residential | Manufactured Home | Turnover | 17 SEER Air Source Heat Pump | 0.34082 | 1.1897 | -4715.3823 | 0.3216 | 0.34169 | 1211.4716 | TRC/PCT less than one
Residential | Single Family | Turnover | LED - 9W | 2.2596 | 0.76118 | 15.2365 | 0.0008375 | 0.00087932 | 9.5213 | RIM score less than one | Residential | Single Family | Turnover | 21 SEER Central AC | 0.21959 | 1.6753 | -15518.2954 | 0.78989 | 0 | 1279.5086 | TRC score less than one | Residential | Single Family | Turnover | Energy Star Dishwasher | #DIV/0! | 0.79754 | 83.4931 | 0.0044126 | 0.0047969 | 40.303 | RIM/PCT less than one | Residential | Single Family | New | 17 SEER Air Source Heat Pump | 0.34082 | 1.1897 | -4715.3823 | 0.3216 | 0.34169 | 1211.4716 | TRC/PCT less than one
Residential | Multi-Family | Turnover | LED - 9W | 2.2596 | 0.76118 | 15.2365 | 0.0008375 | 0.00087932 | 9.5213 | RIM score less than one | Residential | Multi-Family | Turnover | 21 SEER Central AC | 0.18032 | 1.6754 | -13166.7706 | 0.5266 | 0 | 853.0057 | TRC score less than one | Residential | Multi-Family | Turnover | Energy Star Dishwasher | #DIV/0! | 0.79754 | 83.4931 | 0.0044126 | 0.0047969 | 40.303 | RIM/PCT less than one | Residential | Manufactured Home | New | 17 SEER Air Source Heat Pump | 0.34082 | 1.1897 | -4715.3823 | 0.3216 | 0.34169 | 1211.4716 | TRC/PCT less than one
Residential | Manufactured Home | Turnover | LED - 9W | 2.2596 | 0.76118 | 15.2365 | 0.0008375 | 0.00087932 | 9.5213 | RIM score less than one | Residential | Manufactured Home | Turnover | 21 SEER Central AC | 0.21959 | 1.6753 | -15518.2954 | 0.78989 | 0 | 1279.5086 | TRC score less than one | Residential | Manufactured Home | Turnover | Energy Star Dishwasher | #DIV/0! | 0.79754 | 83.4931 | 0.0044126 | 0.0047969 | 40.303 | RIM/PCT less than one | Residential | Single Family | Existing | Heat Trap | 0.33895 | 0.82607 | -171.4224 | 0.011535 | 0.02483 | 128.0645 | TRC/PCT less than one
Residential | Single Family | New | LED - 9W | 2.2596 | 0.76118 | 15.2365 | 0.0008375 | 0.00087932 | 9.5213 | RIM score less than one | Residential | Single Family | New | 21 SEER Central AC | 0.21959 | 1.6753 | -15518.2954 | 0.78989 | 0 | 1279.5086 | TRC score less than one | Residential | Single Family | New | Energy Star Dishwasher | #DIV/0! | 0.79754 | 83.4931 | 0.0044126 | 0.0047969 | 40.303 | RIM/PCT less than one | Residential | Single Family | New | Heat Trap | 0.33895 | 0.82607 | -171.4224 | 0.011535 | 0.02483 | 128.0645 | TRC/PCT less than one
Residential | Multi-Family | New | LED - 9W | 2.2596 | 0.76118 | 15.2365 | 0.0008375 | 0.00087932 | 9.5213 | RIM score less than one | Residential | Multi-Family | New | 21 SEER Central AC | 0.18032 | 1.6754 | -13166.7706 | 0.5266 | 0 | 853.0057 | TRC score less than one | Residential | Multi-Family | New | Energy Star Dishwasher | #DIV/0! | 0.79754 | 83.4931 | 0.0044126 | 0.0047969 | 40.303 | RIM/PCT less than one | Residential | Multi-Family | Existing | Wall Insulation | 0.32644 | 1.3891 | -2849.8643 | 0.034571 | 0.29831 | 391 | TRC/PCT less than one
Residential | Manufactured Home | New | LED - 9W | 2.2596 | 0.76118 | 15.2365 | 0.0008375 | 0.00087932 | 9.5213 | RIM score less than one | Residential | Manufactured Home | New | 21 SEER Central AC | 0.21959 | 1.6753 | -15518.2954 | 0.78989 | 0 | 1279.5086 | TRC score less than one | Residential | Manufactured Home | New | Energy Star Dishwasher | #DIV/0! | 0.79754 | 83.4931 | 0.0044126 | 0.0047969 | 40.303 | RIM/PCT less than one | Residential | Single Family | Turnover | Energy Star Personal Computer | 0.32477 | 0.71958 | -39.4905 | 0.018954 | 0.0040635 | 119.5512 | TRC/PCT less than one
Residential | Single Family | New | Water Heater Blanket | 0.29615 | 0.77336 | -279.1651 | 0.022742 | 0.048955 | 252.4943 | RIM score less than one | Residential | Single Family | Turnover | Ground Source Heat Pump | 0.13844 | 1.4237 | -46263.9809 | 0.39241 | 1.2172 | 2068.1269 | TRC score less than one | Residential | Single Family | Existing | Interior Lighting Controls | 0.1341 | 0.79139 | -178.8901 | 0.0049193 | 0.0037144 | 36.2714 | RIM/PCT less than one | Residential | Multi-Family | Turnover | Energy Star Personal Computer | 0.32477 | 0.71958 | -39.4905 | 0.018954 | 0.0040635 | 119.5512 | TRC/PCT less than one
Residential | Multi-Family | New | Water Heater Blanket | 0.29615 | 0.77336 | -279.1651 | 0.022742 | 0.048955 | 252.4943 | RIM score less than one | Residential | Multi-Family | Turnover | Ground Source Heat Pump | 0.14643 | 1.4237 | -43273.5534 | 0.39241 | 1.2172 | 2068.1269 | TRC score less than one | Residential | Multi-Family | Existing | Interior Lighting Controls | 0.1341 | 0.79139 | -178.8901 | 0.0049193 | 0.0037144 | 36.2714 | RIM/PCT less than one | Residential | Manufactured Home | Turnover | Energy Star Personal Computer | 0.32477 | 0.71958 | -39.4905 | 0.018954 | 0.0040635 | 119.5512 | TRC/PCT less than one
Residential | Manufactured Home | New | Water Heater Blanket | 0.29615 | 0.77336 | -279.1651 | 0.022742 | 0.048955 | 252.4943 | RIM score less than one | Residential | Manufactured Home | Turnover | Ground Source Heat Pump | 0.13844 | 1.4237 | -46263.9809 | 0.39241 | 1.2172 | 2068.1269 | TRC score less than one | Residential | Manufactured Home | Existing | Interior Lighting Controls | 0.1341 | 0.79139 | -178.8901 | 0.0049193 | 0.0037144 | 36.2714 | RIM/PCT less than one | Residential | Single Family | New | Energy Star Personal Computer | 0.32477 | 0.71958 | -39.4905 | 0.018954 | 0.0040635 | 119.5512 | TRC/PCT less than one
Residential | Single Family | Existing | Water Heater Blanket | 0.30971 | 0.7737 | -263.3428 | 0.023774 | 0.051176 | 263.9459 | RIM score less than one | Residential | Single Family | New | Ground Source Heat Pump | 0.13844 | 1.4237 | -46263.9809 | 0.39241 | 1.2172 | 2068.1269 | TRC score less than one | Residential | Single Family | New | Interior Lighting Controls | 0.1341 | 0.79139 | -178.8901 | 0.0049193 | 0.0037144 | 36.2714 | RIM/PCT less than one | Residential | Multi-Family | New | Energy Star Personal Computer | 0.32477 | 0.71958 | -39.4905 | 0.018954 | 0.0040635 | 119.5512 | TRC/PCT less than one
Residential | Multi-Family | Existing | Water Heater Blanket | 0.30971 | 0.7737 | -263.3428 | 0.023774 | 0.051176 | 263.9459 | RIM score less than one | Residential | Multi-Family | New | Ground Source Heat Pump | 0.14643 | 1.4237 | -43273.5534 | 0.39241 | 1.2172 | 2068.1269 | TRC score less than one | Residential | Multi-Family | New | Interior Lighting Controls | 0.1341 | 0.79139 | -178.8901 | 0.0049193 | 0.0037144 | 36.2714 | RIM/PCT less than one | Residential | Manufactured Home | New | Energy Star Personal Computer | 0.32477 | 0.71958 | -39.4905 | 0.018954 | 0.0040635 | 119.5512 | TRC/PCT less than one
Residential | Manufactured Home | Existing | Water Heater Blanket | 0.30971 | 0.7737 | -263.3428 | 0.023774 | 0.051176 | 263.9459 | RIM score less than one | Residential | Manufactured Home | New | Ground Source Heat Pump | 0.13844 | 1.4237 | -46263.9809 | 0.39241 | 1.2172 | 2068.1269 | TRC score less than one | Residential | Manufactured Home | New | Interior Lighting Controls | 0.1341 | 0.79139 | -178.8901 | 0.0049193 | 0.0037144 | 36.2714 | RIM/PCT less than one | Residential | Single Family | Existing | Water Heater Blanket | 0.30971 | 0.7737 | -263.3428 | 0.023774 | 0.051176 | 263.9459 | TRC/PCT less than one
Residential | Single Family | Turnover | Variable Refrigerant Flow (VRF) HVAC Systems | 0.19794 | 0.78328 | -7404.4108 | 0.093523 | 0.19093 | 1708.5902 | RIM score less than one | Residential | Single Family | Turnover | Variable Refrigerant Flow (VRF) HVAC Systems | 0.19794 | 0.78328 | -7404.4108 | 0.093523 | 0.19093 | 1708.5902 | TRC score less than one | Residential | Multi-Family | Turnover | Variable Refrigerant Flow (VRF) HVAC Systems | 0.15996 | 0.78328 | -6834.8851 | 0.062348 | 0.12728 | 1139.0602 | RIM/PCT less than one | Residential | Multi-Family | Existing | Water Heater Blanket | 0.30971 | 0.7737 | -263.3428 | 0.023774 | 0.051176 | 263.9459 | TRC/PCT less than one
Residential | Manufactured Home | Turnover | Variable Refrigerant Flow (VRF) HVAC Systems | 0.19794 | 0.78328 | -7404.4108 | 0.093523 | 0.19093 | 1708.5902 | RIM score less than one | Residential | Multi-Family | Turnover | Variable Refrigerant Flow (VRF) HVAC Systems | 0.15996 | 0.78328 | -6834.8851 | 0.062348 | 0.12728 | 1139.0602 | TRC score less than one | Residential | Multi-Family | New | Variable Refrigerant Flow (VRF) HVAC Systems | 0.21536 | 0.78328 | -4289.2611 | 0.062348 | 0.12728 | 1139.0602 | RIM/PCT less than one | Residential | Manufactured Home | Existing | Water Heater Blanket | 0.30971 | 0.7737 | -263.3428 | 0.023774 | 0.051176 | 263.9459 | TRC/PCT less than one
Residential | Single Family | New | Variable Refrigerant Flow (VRF) HVAC Systems | 0.25125 | 0.78328 | -4858.7868 | 0.093523 | 0.19093 | 1708.5902 | RIM score less than one | Residential | Manufactured Home | Turnover | Variable Refrigerant Flow (VRF) HVAC Systems | 0.19794 | 0.78328 | -7404.4108 | 0.093523 | 0.19093 | 1708.5902 | TRC score less than one | Residential | Single Family | Turnover | Variable Refrigerant Flow (VRF) HVAC Systems | 0.19794 | 0.78328 | -7404.4108 | 0.093523 | 0.19093 | 1708.5902 | RIM/PCT less than one | Residential | Multi-Family | Turnover | 16 SEER Air Source Heat Pump | 0.3039 | 1.1896 | -2610.3763 | 0.14631 | 0.15545 | 551.1617 | TRC/PCT less than one
Residential | Manufactured Home | New | Variable Refrigerant Flow (VRF) HVAC Systems | 0.25125 | 0.78328 | -4858.7868 | 0.093523 | 0.19093 | 1708.5902 | RIM score less than one | Residential | Single Family | New | Variable Refrigerant Flow (VRF) HVAC Systems | 0.25125 | 0.78328 | -4858.7868 | 0.093523 | 0.19093 | 1708.5902 | TRC score less than one | Residential | Manufactured Home | Turnover | Variable Refrigerant Flow (VRF) HVAC Systems | 0.19794 | 0.78328 | -7404.4108 | 0.093523 | 0.19093 | 1708.5902 | RIM/PCT less than one | Residential | Multi-Family | New | 16 SEER Air Source Heat Pump | 0.3039 | 1.1896 | -2610.3763 | 0.14631 | 0.15545 | 551.1617 | TRC/PCT less than one
Residential | Multi-Family | Turnover | Variable Refrigerant Flow (VRF) HVAC Systems | 0.15996 | 0.78328 | -6834.8851 | 0.062348 | 0.12728 | 1139.0602 | RIM score less than one | Residential | Multi-Family | New | Variable Refrigerant Flow (VRF) HVAC Systems | 0.21536 | 0.78328 | -4289.2611 | 0.062348 | 0.12728 | 1139.0602 | TRC score less than one | Residential | Single Family | New | Variable Refrigerant Flow (VRF) HVAC Systems | 0.25125 | 0.78328 | -4858.7868 | 0.093523 | 0.19093 | 1708.5902 | RIM/PCT less than one | Residential | Single Family | New | Water Heater Blanket | 0.29615 | 0.77336 | -279.1651 | 0.022742 | 0.048955 | 252.4943 | TRC/PCT less than one
Residential | Multi-Family | New | Variable Refrigerant Flow (VRF) HVAC Systems | 0.21536 | 0.78328 | -4289.2611 | 0.062348 | 0.12728 | 1139.0602 | RIM score less than one | Residential | Manufactured Home | New | Variable Refrigerant Flow (VRF) HVAC Systems | 0.25125 | 0.78328 | -4858.7868 | 0.093523 | 0.19093 | 1708.5902 | TRC score less than one | Residential | Manufactured Home | New | Variable Refrigerant Flow (VRF) HVAC Systems | 0.25125 | 0.78328 | -4858.7868 | 0.093523 | 0.19093 | 1708.5902 | RIM/PCT less than one | Residential | Multi-Family | New | Water Heater Blanket | 0.29615 | 0.77336 | -279.1651 | 0.022742 | 0.048955 | 252.4943 | TRC/PCT less than one
Residential | Single Family | Existing | Interior Lighting Controls | 0.1341 | 0.79139 | -178.8901 | 0.0049193 | 0.0037144 | 36.2714 | RIM score less than one | Residential | Single Family | Turnover | CFL - 15W Flood | 0.26134 | 0.72494 | -6.9499 | 0.00041875 | 0.00043966 | 4.7606 | TRC score less than one | Residential | Single Family | Existing | Water Heater Blanket | 0.30971 | 0.7737 | -263.3428 | 0.023774 | 0.051176 | 263.9459 | RIM/PCT less than one | Residential | Manufactured Home | New | Water Heater Blanket | 0.29615 | 0.77336 | -279.1651 | 0.022742 | 0.048955 | 252.4943 | TRC/PCT less than one
Residential | Multi-Family | Existing | Interior Lighting Controls | 0.1341 | 0.79139 | -178.8901 | 0.0049193 | 0.0037144 | 36.2714 | RIM score less than one | Residential | Multi-Family | Turnover | CFL - 15W Flood | 0.26134 | 0.72494 | -6.9499 | 0.00041875 | 0.00043966 | 4.7606 | TRC score less than one | Residential | Multi-Family | Existing | Water Heater Blanket | 0.30971 | 0.7737 | -263.3428 | 0.023774 | 0.051176 | 263.9459 | RIM/PCT less than one | Residential | Multi-Family | Existing | Programmable Thermostat | 0.29251 | 1.6888 | -485.2775 | 0.051127 | 0 | 74.0116 | TRC/PCT less than one
Residential | Manufactured Home | Existing | Interior Lighting Controls | 0.1341 | 0.79139 | -178.8901 | 0.0049193 | 0.0037144 | 36.2714 | RIM score less than one | Residential | Manufactured Home | Turnover | CFL - 15W Flood | 0.26134 | 0.72494 | -6.9499 | 0.00041875 | 0.00043966 | 4.7606 | TRC score less than one | Residential | Manufactured Home | Existing | Water Heater Blanket | 0.30971 | 0.7737 | -263.3428 | 0.023774 | 0.051176 | 263.9459 | RIM/PCT less than one | Residential | Single Family | Turnover | 18 SEER Air Source Heat Pump | 0.29142 | 1.1897 | -7032.7133 | 0.36822 | 0.39122 | 1387.0904 | TRC/PCT less than one
Residential | Single Family | New | Interior Lighting Controls | 0.1341 | 0.79139 | -178.8901 | 0.0049193 | 0.0037144 | 36.2714 | RIM score less than one | Residential | Single Family | New | CFL - 15W Flood | 0.26134 | 0.72494 | -6.9499 | 0.00041875 | 0.00043966 | 4.7606 | TRC score less than one | Residential | Single Family | New | Water Heater Blanket | 0.29615 | 0.77336 | -279.1651 | 0.022742 | 0.048955 | 252.4943 | RIM/PCT less than one | Residential | Manufactured Home | Turnover | 18 SEER Air Source Heat Pump | 0.29142 | 1.1897 | -7032.7133 | 0.36822 | 0.39122 | 1387.0904 | TRC/PCT less than one
Residential | Multi-Family | New | Interior Lighting Controls | 0.1341 | 0.79139 | -178.8901 | 0.0049193 | 0.0037144 | 36.2714 | RIM score less than one | Residential | Multi-Family | New | CFL - 15W Flood | 0.26134 | 0.72494 | -6.9499 | 0.00041875 | 0.00043966 | 4.7606 | TRC score less than one | Residential | Multi-Family | New | Water Heater Blanket | 0.29615 | 0.77336 | -279.1651 | 0.022742 | 0.048955 | 252.4943 | RIM/PCT less than one | Residential | Single Family | New | 18 SEER Air Source Heat Pump | 0.29142 | 1.1897 | -7032.7133 | 0.36822 | 0.39122 | 1387.0904 | TRC/PCT less than one
Residential | Manufactured Home | New | Interior Lighting Controls | 0.1341 | 0.79139 | -178.8901 | 0.0049193 | 0.0037144 | 36.2714 | RIM score less than one | Residential | Manufactured Home | New | CFL - 15W Flood | 0.26134 | 0.72494 | -6.9499 | 0.00041875 | 0.00043966 | 4.7606 | TRC score less than one | Residential | Manufactured Home | New | Water Heater Blanket | 0.29615 | 0.77336 | -279.1651 | 0.022742 | 0.048955 | 252.4943 | RIM/PCT less than one | Residential | Manufactured Home | New | 18 SEER Air Source Heat Pump | 0.29142 | 1.1897 | -7032.7133 | 0.36822 | 0.39122 | 1387.0904 | TRC/PCT less than one
Residential | Single Family | Turnover | Energy Star Dishwasher | #DIV/0! | 0.79754 | 83.4931 | 0.0044126 | 0.0047969 | 40.303 | RIM score less than one | Residential | Single Family | Turnover | CFL-13W | 0.85125 | 0.71563 | 3.631 | 0.00046528 | 0.00048851 | 5.2896 | TRC score less than one | Residential | Single Family | Turnover | LED - 9W | 2.2596 | 0.76118 | 15.2365 | 0.0008375 | 0.00087932 | 9.5213 | RIM/PCT less than one | Residential | Multi-Family | Turnover | 17 SEER Air Source Heat Pump | 0.27832 | 1.1898 | -4403.9832 | 0.2144 | 0.22779 | 807.6477 | TRC/PCT less than one
Residential | Multi-Family | Turnover | Energy Star Dishwasher | #DIV/0! | 0.79754 | 83.4931 | 0.0044126 | 0.0047969 | 40.303 | RIM score less than one | Residential | Multi-Family | Turnover | CFL-13W | 0.85125 | 0.71563 | 3.631 | 0.00046528 | 0.00048851 | 5.2896 | TRC score less than one | Residential | Multi-Family | Turnover | LED - 9W | 2.2596 | 0.76118 | 15.2365 | 0.0008375 | 0.00087932 | 9.5213 | RIM/PCT less than one | Residential | Multi-Family | New | 17 SEER Air Source Heat Pump | 0.27832 | 1.1898 | -4403.9832 | 0.2144 | 0.22779 | 807.6477 | TRC/PCT less than one
Residential | Manufactured Home | Turnover | Energy Star Dishwasher | #DIV/0! | 0.79754 | 83.4931 | 0.0044126 | 0.0047969 | 40.303 | RIM score less than one | Residential | Manufactured Home | Turnover | CFL-13W | 0.85125 | 0.71563 | 3.631 | 0.00046528 | 0.00048851 | 5.2896 | TRC score less than one | Residential | Manufactured Home | Turnover | LED - 9W | 2.2596 | 0.76118 | 15.2365 | 0.0008375 | 0.00087932 | 9.5213 | RIM/PCT less than one | Residential | Single Family | Turnover | 21 SEER Air Source Heat Pump | 0.26629 | 1.1969 | -11674.8656 | 0.54544 | 0.54465 | 1982.0354 | TRC/PCT less than one
Residential | Single Family | New | Energy Star Dishwasher | #DIV/0! | 0.79754 | 83.4931 | 0.0044126 | 0.0047969 | 40.303 | RIM score less than one | Residential | Single Family | New | CFL-13W | 0.85125 | 0.71563 | 3.631 | 0.00046528 | 0.00048851 | 5.2896 | TRC score less than one | Residential | Single Family | New | LED - 9W | 2.2596 | 0.76118 | 15.2365 | 0.0008375 | 0.00087932 | 9.5213 | RIM/PCT less than one | Residential | Manufactured Home | Turnover | 21 SEER Air Source Heat Pump | 0.26629 | 1.1969 | -11674.8656 | 0.54544 | 0.54465 | 1982.0354 | TRC/PCT less than one
Residential | Multi-Family | New | Energy Star Dishwasher | #DIV/0! | 0.79754 | 83.4931 | 0.0044126 | 0.0047969 | 40.303 | RIM score less than one | Residential | Multi-Family | New | CFL-13W | 0.85125 | 0.71563 | 3.631 | 0.00046528 | 0.00048851 | 5.2896 | TRC score less than one | Residential | Multi-Family | New | LED - 9W | 2.2596 | 0.76118 | 15.2365 | 0.0008375 | 0.00087932 | 9.5213 | RIM/PCT less than one | Residential | Single Family | New | 21 SEER Air Source Heat Pump | 0.26629 | 1.1969 | -11674.8656 | 0.54544 | 0.54465 | 1982.0354 | TRC/PCT less than one
Residential | Manufactured Home | New | Energy Star Dishwasher | #DIV/0! | 0.79754 | 83.4931 | 0.0044126 | 0.0047969 | 40.303 | RIM score less than one | Residential | Manufactured Home | New | CFL-13W | 0.85125 | 0.71563 | 3.631 | 0.00046528 | 0.00048851 | 5.2896 | TRC score less than one | Residential | Manufactured Home | New | LED - 9W | 2.2596 | 0.76118 | 15.2365 | 0.0008375 | 0.00087932 | 9.5213 | RIM/PCT less than one | Residential | Manufactured Home | New | 21 SEER Air Source Heat Pump | 0.26629 | 1.1969 | -11674.8656 | 0.54544 | 0.54465 | 1982.0354 | TRC/PCT less than one
Residential | Single Family | Turnover | Solar Water Heater | 0.11234 | 0.79826 | -19843.162 | 0.13377 | 0.01878 | 1789.7485 | RIM score less than one | Residential | Single Family | Turnover | LED - 9W Flood | 0.98882 | 0.74711 | 11.2682 | 0.00097708 | 0.0010259 | 11.1081 | TRC score less than one | Residential | Single Family | Turnover | LED - 14W | 2.5588 | 0.75964 | 28.0346 | 0.0014889 | 0.0015632 | 16.9267 | RIM/PCT less than one | Residential | Multi-Family | Existing | Heat Trap | 0.26604 | 0.82485 | -228.1797 | 0.0090672 | 0.019518 | 100.6672 | TRC/PCT less than one
Residential | Single Family | New | Solar Water Heater | 0.11234 | 0.79826 | -19843.162 | 0.13377 | 0.01878 | 1789.7485 | RIM score less than one | Residential | Multi-Family | Turnover | LED - 9W Flood | 0.98882 | 0.74711 | 11.2682 | 0.00097708 | 0.0010259 | 11.1081 | TRC score less than one | Residential | Multi-Family | Turnover | LED - 14W | 2.5588 | 0.75964 | 28.0346 | 0.0014889 | 0.0015632 | 16.9267 | RIM/PCT less than one | Residential | Multi-Family | New | Heat Trap | 0.26604 | 0.82485 | -228.1797 | 0.0090672 | 0.019518 | 100.6672 | TRC/PCT less than one
Residential | Multi-Family | Turnover | Solar Water Heater | 0.088311 | 0.79834 | -21012.4649 | 0.10515 | 0.014763 | 1406.8606 | RIM score less than one | Residential | Manufactured Home | Turnover | LED - 9W Flood | 0.98882 | 0.74711 | 11.2682 | 0.00097708 | 0.0010259 | 11.1081 | TRC score less than one | Residential | Manufactured Home | Turnover | LED - 14W | 2.5588 | 0.75964 | 28.0346 | 0.0014889 | 0.0015632 | 16.9267 | RIM/PCT less than one | Residential | Manufactured Home | Existing | Heat Trap | 0.26422 | 0.82577 | -229.8422 | 0.0089949 | 0.019362 | 99.8647 | TRC/PCT less than one
Residential | Multi-Family | New | Solar Water Heater | 0.088311 | 0.79834 | -21012.4649 | 0.10515 | 0.014763 | 1406.8606 | RIM score less than one | Residential | Single Family | New | LED - 9W Flood | 0.98882 | 0.74711 | 11.2682 | 0.00097708 | 0.0010259 | 11.1081 | TRC score less than one | Residential | Single Family | New | LED - 14W | 2.5588 | 0.75964 | 28.0346 | 0.0014889 | 0.0015632 | 16.9267 | RIM/PCT less than one | Residential | Manufactured Home | New | Heat Trap | 0.26422 | 0.82577 | -229.8422 | 0.0089949 | 0.019362 | 99.8647 | TRC/PCT less than one
Residential | Manufactured Home | Turnover | Solar Water Heater | 0.08761 | 0.79836 | -21046.7158 | 0.10431 | 0.014645 | 1395.6451 | RIM score less than one | Residential | Multi-Family | New | LED - 9W Flood | 0.98882 | 0.74711 | 11.2682 | 0.00097708 | 0.0010259 | 11.1081 | TRC score less than one | Residential | Multi-Family | New | LED - 14W | 2.5588 | 0.75964 | 28.0346 | 0.0014889 | 0.0015632 | 16.9267 | RIM/PCT less than one | Residential | Single Family | Turnover | CFL - 15W Flood | 0.26134 | 0.72494 | -6.9499 | 0.00041875 | 0.00043966 | 4.7606 | TRC/PCT less than one
Residential | Manufactured Home | New | Solar Water Heater | 0.08761 | 0.79836 | -21046.7158 | 0.10431 | 0.014645 | 1395.6451 | RIM score less than one | Residential | Manufactured Home | New | LED - 9W Flood | 0.98882 | 0.74711 | 11.2682 | 0.00097708 | 0.0010259 | 11.1081 | TRC score less than one | Residential | Manufactured Home | New | LED - 14W | 2.5588 | 0.75964 | 28.0346 | 0.0014889 | 0.0015632 | 16.9267 | RIM/PCT less than one | Residential | Multi-Family | Turnover | CFL - 15W Flood | 0.26134 | 0.72494 | -6.9499 | 0.00041875 | 0.00043966 | 4.7606 | TRC/PCT less than one
Residential | Single Family | Turnover | Energy Star Air Purifier | #DIV/0! | 0.80407 | 1188.0677 | 0.085069 | 0.061385 | 641.9636 | RIM score less than one | Residential | Single Family | Turnover | Energy Star Bathroom Ventilating Fan | 0.12962 | 0.70977 | -33.0188 | 0.00020675 | 0.00082699 | 5.9063 | TRC score less than one | Residential | Single Family | Turnover | LED Specialty Lamps-5W Chandelier | 1.0656 | 0.75766 | 7.9734 | 0.00065139 | 0.00068392 | 7.4054 | RIM/PCT less than one | Residential | Manufactured Home | Turnover | CFL - 15W Flood | 0.26134 | 0.72494 | -6.9499 | 0.00041875 | 0.00043966 | 4.7606 | TRC/PCT less than one
Residential | Multi-Family | Turnover | Energy Star Air Purifier | #DIV/0! | 0.80407 | 1188.0677 | 0.085069 | 0.061385 | 641.9636 | RIM score less than one | Residential | Multi-Family | Turnover | Energy Star Bathroom Ventilating Fan | 0.12962 | 0.70977 | -33.0188 | 0.00020675 | 0.00082699 | 5.9063 | TRC score less than one | Residential | Multi-Family | Turnover | LED Specialty Lamps-5W Chandelier | 1.0656 | 0.75766 | 7.9734 | 0.00065139 | 0.00068392 | 7.4054 | RIM/PCT less than one | Residential | Single Family | New | CFL - 15W Flood | 0.26134 | 0.72494 | -6.9499 | 0.00041875 | 0.00043966 | 4.7606 | TRC/PCT less than one
Residential | Manufactured Home | Turnover | Energy Star Air Purifier | #DIV/0! | 0.80407 | 1188.0677 | 0.085069 | 0.061385 | 641.9636 | RIM score less than one | Residential | Manufactured Home | Turnover | Energy Star Bathroom Ventilating Fan | 0.12962 | 0.70977 | -33.0188 | 0.00020675 | 0.00082699 | 5.9063 | TRC score less than one | Residential | Manufactured Home | Turnover | LED Specialty Lamps-5W Chandelier | 1.0656 | 0.75766 | 7.9734 | 0.00065139 | 0.00068392 | 7.4054 | RIM/PCT less than one | Residential | Multi-Family | New | CFL - 15W Flood | 0.26134 | 0.72494 | -6.9499 | 0.00041875 | 0.00043966 | 4.7606 | TRC/PCT less than one
Residential | Single Family | New | Energy Star Air Purifier | #DIV/0! | 0.80407 | 1188.0677 | 0.085069 | 0.061385 | 641.9636 | RIM score less than one | Residential | Single Family | New | Energy Star Bathroom Ventilating Fan | 0.12962 | 0.70977 | -33.0188 | 0.00020675 | 0.00082699 | 5.9063 | TRC score less than one | Residential | Single Family | New | LED Specialty Lamps-5W Chandelier | 1.0656 | 0.75766 | 7.9734 | 0.00065139 | 0.00068392 | 7.4054 | RIM/PCT less than one | Residential | Manufactured Home | New | CFL - 15W Flood | 0.26134 | 0.72494 | -6.9499 | 0.00041875 | 0.00043966 | 4.7606 | TRC/PCT less than one
Residential | Multi-Family | New | Energy Star Air Purifier | #DIV/0! | 0.80407 | 1188.0677 | 0.085069 | 0.061385 | 641.9636 | RIM score less than one | Residential | Multi-Family | New | Energy Star Bathroom Ventilating Fan | 0.12962 | 0.70977 | -33.0188 | 0.00020675 | 0.00082699 | 5.9063 | TRC score less than one | Residential | Multi-Family | New | LED Specialty Lamps-5W Chandelier | 1.0656 | 0.75766 | 7.9734 | 0.00065139 | 0.00068392 | 7.4054 | RIM/PCT less than one | Residential | Single Family | Existing | Ceiling Insulation(R30 to R38) | 0.26117 | 1.5313 | -1442.4923 | 0.042129 | 0.061582 | 123 | TRC/PCT less than one
Residential | Manufactured Home | New | Energy Star Air Purifier | #DIV/0! | 0.80407 | 1188.0677 | 0.085069 | 0.061385 | 641.9636 | RIM score less than one | Residential | Manufactured Home | New | Energy Star Bathroom Ventilating Fan | 0.12962 | 0.70977 | -33.0188 | 0.00020675 | 0.00082699 | 5.9063 | TRC score less than one | Residential | Manufactured Home | New | LED Specialty Lamps-5W Chandelier | 1.0656 | 0.75766 | 7.9734 | 0.00065139 | 0.00068392 | 7.4054 | RIM/PCT less than one | Residential | Single Family | New | Ceiling Insulation(R30 to R38) | 0.26117 | 1.5313 | -1442.4923 | 0.042129 | 0.061582 | 123 | TRC/PCT less than one
Residential | Single Family | Existing | Low Flow Showerhead | 10.187 | 0.80675 | 459.7832 | 0.023651 | 0.050912 | 262.5868 | RIM score less than one | Residential | Single Family | Turnover | Energy Star Ceiling Fan | 0.22994 | 0.74106 | -85.8093 | 0 | 2.4186e-06 | 21.4818 | TRC score less than one | Residential | Single Family | Turnover | LED - 9W Flood | 0.98882 | 0.74711 | 11.2682 | 0.00097708 | 0.0010259 | 11.1081 | RIM/PCT less than one | Residential | Multi-Family | Turnover | 17 SEER Central AC | 0.25724 | 1.6755 | -4474.0535 | 0.27879 | 0 | 451.5913 | TRC/PCT less than one
Residential | Single Family | New | Low Flow Showerhead | 10.187 | 0.80675 | 459.7832 | 0.023651 | 0.050912 | 262.5868 | RIM score less than one | Residential | Multi-Family | Turnover | Energy Star Ceiling Fan | 0.22994 | 0.74106 | -85.8093 | 0 | 2.4186e-06 | 21.4818 | TRC score less than one | Residential | Multi-Family | Turnover | LED - 9W Flood | 0.98882 | 0.74711 | 11.2682 | 0.00097708 | 0.0010259 | 11.1081 | RIM/PCT less than one | Residential | Multi-Family | New | 17 SEER Central AC | 0.25724 | 1.6755 | -4474.0535 | 0.27879 | 0 | 451.5913 | TRC/PCT less than one
Residential | Manufactured Home | Existing | Low Flow Showerhead | 7.9459 | 0.80696 | 352.7738 | 0.018443 | 0.039701 | 204.7651 | RIM score less than one | Residential | Manufactured Home | Turnover | Energy Star Ceiling Fan | 0.22994 | 0.74106 | -85.8093 | 0 | 2.4186e-06 | 21.4818 | TRC score less than one | Residential | Manufactured Home | Turnover | LED - 9W Flood | 0.98882 | 0.74711 | 11.2682 | 0.00097708 | 0.0010259 | 11.1081 | RIM/PCT less than one | Residential | Single Family | Turnover | 17 SEER Central AC | 0.25694 | 1.6753 | -6720.4303 | 0.41818 | 0 | 677.3869 | TRC/PCT less than one
Residential | Manufactured Home | New | Low Flow Showerhead | 7.9459 | 0.80696 | 352.7738 | 0.018443 | 0.039701 | 204.7651 | RIM score less than one | Residential | Single Family | New | Energy Star Ceiling Fan | 0.22996 | 0.7411 | -85.8093 | 0 | 4.4863e-06 | 21.4818 | TRC score less than one | Residential | Single Family | New | LED - 9W Flood | 0.98882 | 0.74711 | 11.2682 | 0.00097708 | 0.0010259 | 11.1081 | RIM/PCT less than one | Residential | Manufactured Home | Turnover | 17 SEER Central AC | 0.25694 | 1.6753 | -6720.4303 | 0.41818 | 0 | 677.3869 | TRC/PCT less than one
Residential | Multi-Family | Existing | Low Flow Showerhead | 8.0119 | 0.80718 | 355.8191 | 0.018592 | 0.04002 | 206.4106 | RIM score less than one | Residential | Multi-Family | New | Energy Star Ceiling Fan | 0.22996 | 0.7411 | -85.8093 | 0 | 4.4863e-06 | 21.4818 | TRC score less than one | Residential | Multi-Family | New | LED - 9W Flood | 0.98882 | 0.74711 | 11.2682 | 0.00097708 | 0.0010259 | 11.1081 | RIM/PCT less than one | Residential | Single Family | New | 17 SEER Central AC | 0.25694 | 1.6753 | -6720.4303 | 0.41818 | 0 | 677.3869 | TRC/PCT less than one
Residential | Multi-Family | New | Low Flow Showerhead | 8.0119 | 0.80718 | 355.8191 | 0.018592 | 0.04002 | 206.4106 | RIM score less than one | Residential | Manufactured Home | New | Energy Star Ceiling Fan | 0.22996 | 0.7411 | -85.8093 | 0 | 4.4863e-06 | 21.4818 | TRC score less than one | Residential | Manufactured Home | New | LED - 9W Flood | 0.98882 | 0.74711 | 11.2682 | 0.00097708 | 0.0010259 | 11.1081 | RIM/PCT less than one | Residential | Manufactured Home | New | 17 SEER Central AC | 0.25694 | 1.6753 | -6720.4303 | 0.41818 | 0 | 677.3869 | TRC/PCT less than one
Residential | Multi-Family | New | Faucet Aerator | 1.9323 | 0.82278 | 27.7916 | 0.0016962 | 0.0036512 | 18.8314 | RIM score less than one | Residential | Single Family | Turnover | Solar Powered Pool Pumps | 0.51731 | 1.4306 | -3925.7416 | 1.1866 | 0 | 2183.33 | TRC score less than one | Residential | Single Family | New | Energy Star Ceiling Fan | 0.22996 | 0.7411 | -85.8093 | 0 | 4.4863e-06 | 21.4818 | RIM/PCT less than one | Residential | Single Family | Existing | Solar Attic Fan | 0.25618 | 1.2314 | -1463.9396 | 0.077312 | 0 | 224.8224 | TRC/PCT less than one
Residential | Manufactured Home | New | Faucet Aerator | 1.919 | 0.82368 | 27.4806 | 0.0016826 | 0.003622 | 18.6813 | RIM score less than one | Residential | Multi-Family | Turnover | Solar Powered Pool Pumps | 0.51731 | 1.4306 | -3925.7416 | 1.1866 | 0 | 2183.33 | TRC score less than one | Residential | Multi-Family | New | Energy Star Ceiling Fan | 0.22996 | 0.7411 | -85.8093 | 0 | 4.4863e-06 | 21.4818 | RIM/PCT less than one | Residential | Single Family | New | Solar Attic Fan | 0.25618 | 1.2314 | -1463.9396 | 0.077312 | 0 | 224.8224 | TRC/PCT less than one
Residential | Manufactured Home | Existing | Thermostatic Shower Restriction Valve | 0.6617 | 0.82376 | 21.1989 | 0.0057919 | 0.012468 | 64.3035 | RIM score less than one | Residential | Manufactured Home | Turnover | Solar Powered Pool Pumps | 0.51731 | 1.4306 | -3925.7416 | 1.1866 | 0 | 2183.33 | TRC score less than one | Residential | Manufactured Home | New | Energy Star Ceiling Fan | 0.22996 | 0.7411 | -85.8093 | 0 | 4.4863e-06 | 21.4818 | RIM/PCT less than one | Residential | Single Family | New | Variable Refrigerant Flow (VRF) HVAC Systems | 0.25125 | 0.78328 | -4858.7868 | 0.093523 | 0.19093 | 1708.5902 | TRC/PCT less than one
Residential | Manufactured Home | New | Thermostatic Shower Restriction Valve | 0.6617 | 0.82376 | 21.1989 | 0.0057919 | 0.012468 | 64.3035 | RIM score less than one | Residential | Single Family | New | Solar Powered Pool Pumps | 0.51731 | 1.4306 | -3925.7416 | 1.1866 | 0 | 2183.33 | TRC score less than one | Residential | Single Family | Turnover | Energy Star Ceiling Fan | 0.22994 | 0.74106 | -85.8093 | 0 | 2.4186e-06 | 21.4818 | RIM/PCT less than one | Residential | Manufactured Home | New | Variable Refrigerant Flow (VRF) HVAC Systems | 0.25125 | 0.78328 | -4858.7868 | 0.093523 | 0.19093 | 1708.5902 | TRC/PCT less than one
Residential | Single Family | Existing | Thermostatic Shower Restriction Valve | 0.84927 | 0.82446 | 58.8158 | 0.0074274 | 0.015988 | 82.4616 | RIM score less than one | Residential | Multi-Family | New | Solar Powered Pool Pumps | 0.51731 | 1.4306 | -3925.7416 | 1.1866 | 0 | 2183.33 | TRC score less than one | Residential | Multi-Family | Turnover | Energy Star Ceiling Fan | 0.22994 | 0.74106 | -85.8093 | 0 | 2.4186e-06 | 21.4818 | RIM/PCT less than one | Residential | Single Family | Turnover | Energy Star Freezer | 0.25065 | 0.83974 | -186.6403 | 0.0085251 | 0.0058997 | 65.6 | TRC/PCT less than one
Residential | Single Family | New | Thermostatic Shower Restriction Valve | 0.84927 | 0.82446 | 58.8158 | 0.0074274 | 0.015988 | 82.4616 | RIM score less than one | Residential | Manufactured Home | New | Solar Powered Pool Pumps | 0.51731 | 1.4306 | -3925.7416 | 1.1866 | 0 | 2183.33 | TRC score less than one | Residential | Manufactured Home | Turnover | Energy Star Ceiling Fan | 0.22994 | 0.74106 | -85.8093 | 0 | 2.4186e-06 | 21.4818 | RIM/PCT less than one | Residential | Multi-Family | Turnover | Energy Star Freezer | 0.25065 | 0.83974 | -186.6403 | 0.0085251 | 0.0058997 | 65.6 | TRC/PCT less than one
Residential | Multi-Family | Existing | Heat Trap | 0.26604 | 0.82485 | -228.1797 | 0.0090672 | 0.019518 | 100.6672 | RIM score less than one | Residential | Single Family | Existing | Drain Water Heat Recovery | 0.11288 | 0.91557 | -3108.2038 | 0.021393 | 0.046051 | 237.513 | TRC score less than one | Residential | Single Family | Turnover | CFL - 15W Flood | 0.26134 | 0.72494 | -6.9499 | 0.00041875 | 0.00043966 | 4.7606 | RIM/PCT less than one | Residential | Manufactured Home | Turnover | Energy Star Freezer | 0.25065 | 0.83974 | -186.6403 | 0.0085251 | 0.0058997 | 65.6 | TRC/PCT less than one
Residential | Multi-Family | New | Heat Trap | 0.26604 | 0.82485 | -228.1797 | 0.0090672 | 0.019518 | 100.6672 | RIM score less than one | Residential | Multi-Family | Existing | Drain Water Heat Recovery | 0.096643 | 0.91513 | -3212.2534 | 0.018324 | 0.039445 | 203.442 | TRC score less than one | Residential | Multi-Family | Turnover | CFL - 15W Flood | 0.26134 | 0.72494 | -6.9499 | 0.00041875 | 0.00043966 | 4.7606 | RIM/PCT less than one | Residential | Single Family | New | Energy Star Freezer | 0.25065 | 0.83974 | -186.6403 | 0.0085251 | 0.0058997 | 65.6 | TRC/PCT less than one
Residential | Multi-Family | Existing | Faucet Aerator | 4.6491 | 0.82486 | 82.4079 | 0.0040708 | 0.0087628 | 45.1953 | RIM score less than one | Residential | Manufactured Home | Existing | Drain Water Heat Recovery | 0.14315 | 0.91548 | -2913.6274 | 0.027132 | 0.058404 | 301.227 | TRC score less than one | Residential | Manufactured Home | Turnover | CFL - 15W Flood | 0.26134 | 0.72494 | -6.9499 | 0.00041875 | 0.00043966 | 4.7606 | RIM/PCT less than one | Residential | Multi-Family | New | Energy Star Freezer | 0.25065 | 0.83974 | -186.6403 | 0.0085251 | 0.0058997 | 65.6 | TRC/PCT less than one
Residential | Single Family | Existing | Faucet Aerator | 5.9148 | 0.82491 | 107.8895 | 0.0051787 | 0.011148 | 57.4956 | RIM score less than one | Residential | Single Family | New | Drain Water Heat Recovery | 0.14197 | 0.91557 | -2322.7945 | 0.021393 | 0.046051 | 237.513 | TRC score less than one | Residential | Single Family | New | CFL - 15W Flood | 0.26134 | 0.72494 | -6.9499 | 0.00041875 | 0.00043966 | 4.7606 | RIM/PCT less than one | Residential | Manufactured Home | New | Energy Star Freezer | 0.25065 | 0.83974 | -186.6403 | 0.0085251 | 0.0058997 | 65.6 | TRC/PCT less than one
Residential | Manufactured Home | Existing | Heat Trap | 0.26422 | 0.82577 | -229.8422 | 0.0089949 | 0.019362 | 99.8647 | RIM score less than one | Residential | Multi-Family | New | Drain Water Heat Recovery | 0.12154 | 0.91513 | -2426.844 | 0.018324 | 0.039445 | 203.442 | TRC score less than one | Residential | Multi-Family | New | CFL - 15W Flood | 0.26134 | 0.72494 | -6.9499 | 0.00041875 | 0.00043966 | 4.7606 | RIM/PCT less than one | Residential | Single Family | Existing | Spray Foam Insulation(Base R12) | 0.24708 | 1.394 | -13894.1847 | 0.31324 | 0.57605 | 1250 | TRC/PCT less than one
Residential | Manufactured Home | New | Heat Trap | 0.26422 | 0.82577 | -229.8422 | 0.0089949 | 0.019362 | 99.8647 | RIM score less than one | Residential | Manufactured Home | New | Drain Water Heat Recovery | 0.18003 | 0.91548 | -2128.218 | 0.027132 | 0.058404 | 301.227 | TRC score less than one | Residential | Manufactured Home | New | CFL - 15W Flood | 0.26134 | 0.72494 | -6.9499 | 0.00041875 | 0.00043966 | 4.7606 | RIM/PCT less than one | Residential | Single Family | New | Spray Foam Insulation(Base R12) | 0.24708 | 1.394 | -13894.1847 | 0.31324 | 0.57605 | 1250 | TRC/PCT less than one
Residential | Manufactured Home | Existing | Faucet Aerator | 4.6172 | 0.82578 | 81.6615 | 0.0040383 | 0.0086929 | 44.835 | RIM score less than one | Residential | Single Family | Existing | Heat Trap | 0.33895 | 0.82607 | -171.4224 | 0.011535 | 0.02483 | 128.0645 | TRC score less than one | Residential | Single Family | Turnover | CFL-23W | 1.8662 | 0.72162 | 8.8159 | 0.00065139 | 0.00068392 | 7.4054 | RIM/PCT less than one | Residential | Single Family | Existing | Exterior Lighting Controls | 0.24204 | 0.5948 | -77.8311 | 0 | 0 | 56.94 | TRC/PCT less than one
Residential | Single Family | Existing | Heat Trap | 0.33895 | 0.82607 | -171.4224 | 0.011535 | 0.02483 | 128.0645 | RIM score less than one | Residential | Multi-Family | Existing | Heat Trap | 0.26604 | 0.82485 | -228.1797 | 0.0090672 | 0.019518 | 100.6672 | TRC score less than one | Residential | Multi-Family | Turnover | CFL-23W | 1.8662 | 0.72162 | 8.8159 | 0.00065139 | 0.00068392 | 7.4054 | RIM/PCT less than one | Residential | Multi-Family | Existing | Exterior Lighting Controls | 0.24204 | 0.5948 | -77.8311 | 0 | 0 | 56.94 | TRC/PCT less than one
Residential | Single Family | New | Heat Trap | 0.33895 | 0.82607 | -171.4224 | 0.011535 | 0.02483 | 128.0645 | RIM score less than one | Residential | Manufactured Home | Existing | Heat Trap | 0.26422 | 0.82577 | -229.8422 | 0.0089949 | 0.019362 | 99.8647 | TRC score less than one | Residential | Manufactured Home | Turnover | CFL-23W | 1.8662 | 0.72162 | 8.8159 | 0.00065139 | 0.00068392 | 7.4054 | RIM/PCT less than one | Residential | Manufactured Home | Existing | Exterior Lighting Controls | 0.24204 | 0.5948 | -77.8311 | 0 | 0 | 56.94 | TRC/PCT less than one
Residential | Multi-Family | Existing | Thermostatic Shower Restriction Valve | 0.66921 | 0.82648 | 22.2694 | 0.0058384 | 0.012568 | 64.8203 | RIM score less than one | Residential | Single Family | New | Heat Trap | 0.33895 | 0.82607 | -171.4224 | 0.011535 | 0.02483 | 128.0645 | TRC score less than one | Residential | Single Family | New | CFL-23W | 1.8662 | 0.72162 | 8.8159 | 0.00065139 | 0.00068392 | 7.4054 | RIM/PCT less than one | Residential | Single Family | New | Exterior Lighting Controls | 0.24204 | 0.5948 | -77.8311 | 0 | 0 | 56.94 | TRC/PCT less than one
Residential | Multi-Family | New | Thermostatic Shower Restriction Valve | 0.66921 | 0.82648 | 22.2694 | 0.0058384 | 0.012568 | 64.8203 | RIM score less than one | Residential | Multi-Family | New | Heat Trap | 0.26604 | 0.82485 | -228.1797 | 0.0090672 | 0.019518 | 100.6672 | TRC score less than one | Residential | Multi-Family | New | CFL-23W | 1.8662 | 0.72162 | 8.8159 | 0.00065139 | 0.00068392 | 7.4054 | RIM/PCT less than one | Residential | Multi-Family | New | Exterior Lighting Controls | 0.24204 | 0.5948 | -77.8311 | 0 | 0 | 56.94 | TRC/PCT less than one
Residential | Single Family | New | Faucet Aerator | 2.4743 | 0.82817 | 38.4089 | 0.0021578 | 0.0046448 | 23.9565 | RIM score less than one | Residential | Manufactured Home | New | Heat Trap | 0.26422 | 0.82577 | -229.8422 | 0.0089949 | 0.019362 | 99.8647 | TRC score less than one | Residential | Manufactured Home | New | CFL-23W | 1.8662 | 0.72162 | 8.8159 | 0.00065139 | 0.00068392 | 7.4054 | RIM/PCT less than one | Residential | Manufactured Home | New | Exterior Lighting Controls | 0.24204 | 0.5948 | -77.8311 | 0 | 0 | 56.94 | TRC/PCT less than one
Residential | Single Family | Turnover | Heat Pump Water Heater | 0.45431 | 0.83712 | -739.3553 | 0.09812 | 0.36651 | 1459.2984 | RIM score less than one | Residential | Single Family | Existing | Thermostatic Shower Restriction Valve | 0.84927 | 0.82446 | 58.8158 | 0.0074274 | 0.015988 | 82.4616 | TRC score less than one | Residential | Single Family | Turnover | Energy Star Personal Computer | 0.32477 | 0.71958 | -39.4905 | 0.018954 | 0.0040635 | 119.5512 | RIM/PCT less than one | Residential | Single Family | New | Storm Door | 0.23845 | 1.3705 | -884.9127 | 0.013024 | 0.045054 | 77.5689 | TRC/PCT less than one
Residential | Single Family | New | Heat Pump Water Heater | 0.45431 | 0.83712 | -739.3553 | 0.09812 | 0.36651 | 1459.2984 | RIM score less than one | Residential | Multi-Family | Existing | Thermostatic Shower Restriction Valve | 0.66921 | 0.82648 | 22.2694 | 0.0058384 | 0.012568 | 64.8203 | TRC score less than one | Residential | Multi-Family | Turnover | Energy Star Personal Computer | 0.32477 | 0.71958 | -39.4905 | 0.018954 | 0.0040635 | 119.5512 | RIM/PCT less than one | Residential | Multi-Family | New | Storm Door | 0.23845 | 1.3705 | -884.9127 | 0.013024 | 0.045054 | 77.5689 | TRC/PCT less than one
Residential | Multi-Family | Turnover | Heat Pump Water Heater | 0.35714 | 0.83716 | -1386.1053 | 0.077129 | 0.2881 | 1147.105 | RIM score less than one | Residential | Manufactured Home | Existing | Thermostatic Shower Restriction Valve | 0.6617 | 0.82376 | 21.1989 | 0.0057919 | 0.012468 | 64.3035 | TRC score less than one | Residential | Manufactured Home | Turnover | Energy Star Personal Computer | 0.32477 | 0.71958 | -39.4905 | 0.018954 | 0.0040635 | 119.5512 | RIM/PCT less than one | Residential | Manufactured Home | New | Storm Door | 0.23845 | 1.3705 | -884.9127 | 0.013024 | 0.045054 | 77.5689 | TRC/PCT less than one
Residential | Multi-Family | New | Heat Pump Water Heater | 0.35714 | 0.83716 | -1386.1053 | 0.077129 | 0.2881 | 1147.105 | RIM score less than one | Residential | Single Family | New | Thermostatic Shower Restriction Valve | 0.84927 | 0.82446 | 58.8158 | 0.0074274 | 0.015988 | 82.4616 | TRC score less than one | Residential | Single Family | New | Energy Star Personal Computer | 0.32477 | 0.71958 | -39.4905 | 0.018954 | 0.0040635 | 119.5512 | RIM/PCT less than one | Residential | Manufactured Home | Existing | Spray Foam Insulation(Base R12) | 0.23358 | 1.3938 | -12441.4884 | 0.2595 | 0.47723 | 1035.55 | TRC/PCT less than one
Residential | Manufactured Home | Turnover | Heat Pump Water Heater | 0.3543 | 0.83719 | -1405.0497 | 0.076514 | 0.2858 | 1137.9603 | RIM score less than one | Residential | Multi-Family | New | Thermostatic Shower Restriction Valve | 0.66921 | 0.82648 | 22.2694 | 0.0058384 | 0.012568 | 64.8203 | TRC score less than one | Residential | Multi-Family | New | Energy Star Personal Computer | 0.32477 | 0.71958 | -39.4905 | 0.018954 | 0.0040635 | 119.5512 | RIM/PCT less than one | Residential | Manufactured Home | New | Spray Foam Insulation(Base R12) | 0.23358 | 1.3938 | -12441.4884 | 0.2595 | 0.47723 | 1035.55 | TRC/PCT less than one
Residential | Manufactured Home | New | Heat Pump Water Heater | 0.3543 | 0.83719 | -1405.0497 | 0.076514 | 0.2858 | 1137.9603 | RIM score less than one | Residential | Manufactured Home | New | Thermostatic Shower Restriction Valve | 0.6617 | 0.82376 | 21.1989 | 0.0057919 | 0.012468 | 64.3035 | TRC score less than one | Residential | Manufactured Home | New | Energy Star Personal Computer | 0.32477 | 0.71958 | -39.4905 | 0.018954 | 0.0040635 | 119.5512 | RIM/PCT less than one | Residential | Single Family | New | Energy Star Ceiling Fan | 0.22996 | 0.7411 | -85.8093 | 0 | 4.4863e-06 | 21.4818 | TRC/PCT less than one
Residential | Single Family | Turnover | Energy Star Refrigerator | 0.46181 | 0.83724 | -72.6242 | 0.013935 | 0.0046429 | 133.5 | RIM score less than one | Residential | Single Family | Existing | Water Heater Blanket | 0.30971 | 0.7737 | -263.3428 | 0.023774 | 0.051176 | 263.9459 | TRC score less than one | Residential | Single Family | Existing | Water Heater Thermostat Setback | 1.7834 | 0.71619 | 15.7923 | 0.003295 | 0.0070929 | 36.5826 | RIM/PCT less than one | Residential | Multi-Family | New | Energy Star Ceiling Fan | 0.22996 | 0.7411 | -85.8093 | 0 | 4.4863e-06 | 21.4818 | TRC/PCT less than one
Residential | Multi-Family | Turnover | Energy Star Refrigerator | 0.46181 | 0.83724 | -72.6242 | 0.013935 | 0.0046429 | 133.5 | RIM score less than one | Residential | Multi-Family | Existing | Water Heater Blanket | 0.30971 | 0.7737 | -263.3428 | 0.023774 | 0.051176 | 263.9459 | TRC score less than one | Residential | Multi-Family | Existing | Water Heater Thermostat Setback | 1.7834 | 0.71619 | 15.7923 | 0.003295 | 0.0070929 | 36.5826 | RIM/PCT less than one | Residential | Manufactured Home | New | Energy Star Ceiling Fan | 0.22996 | 0.7411 | -85.8093 | 0 | 4.4863e-06 | 21.4818 | TRC/PCT less than one
Residential | Manufactured Home | Turnover | Energy Star Refrigerator | 0.46181 | 0.83724 | -72.6242 | 0.013935 | 0.0046429 | 133.5 | RIM score less than one | Residential | Manufactured Home | Existing | Water Heater Blanket | 0.30971 | 0.7737 | -263.3428 | 0.023774 | 0.051176 | 263.9459 | TRC score less than one | Residential | Manufactured Home | Existing | Water Heater Thermostat Setback | 1.7834 | 0.71619 | 15.7923 | 0.003295 | 0.0070929 | 36.5826 | RIM/PCT less than one | Residential | Single Family | Turnover | Energy Star Ceiling Fan | 0.22994 | 0.74106 | -85.8093 | 0 | 2.4186e-06 | 21.4818 | TRC/PCT less than one
Residential | Single Family | New | Energy Star Refrigerator | 0.46181 | 0.83724 | -72.6242 | 0.013935 | 0.0046429 | 133.5 | RIM score less than one | Residential | Single Family | New | Water Heater Blanket | 0.29615 | 0.77336 | -279.1651 | 0.022742 | 0.048955 | 252.4943 | TRC score less than one | Residential | Single Family | New | Water Heater Thermostat Setback | 1.7834 | 0.71619 | 15.7923 | 0.003295 | 0.0070929 | 36.5826 | RIM/PCT less than one | Residential | Multi-Family | Turnover | Energy Star Ceiling Fan | 0.22994 | 0.74106 | -85.8093 | 0 | 2.4186e-06 | 21.4818 | TRC/PCT less than one
Residential | Multi-Family | New | Energy Star Refrigerator | 0.46181 | 0.83724 | -72.6242 | 0.013935 | 0.0046429 | 133.5 | RIM score less than one | Residential | Multi-Family | New | Water Heater Blanket | 0.29615 | 0.77336 | -279.1651 | 0.022742 | 0.048955 | 252.4943 | TRC score less than one | Residential | Multi-Family | New | Water Heater Thermostat Setback | 1.7834 | 0.71619 | 15.7923 | 0.003295 | 0.0070929 | 36.5826 | RIM/PCT less than one | Residential | Manufactured Home | Turnover | Energy Star Ceiling Fan | 0.22994 | 0.74106 | -85.8093 | 0 | 2.4186e-06 | 21.4818 | TRC/PCT less than one
Residential | Manufactured Home | New | Energy Star Refrigerator | 0.46181 | 0.83724 | -72.6242 | 0.013935 | 0.0046429 | 133.5 | RIM score less than one | Residential | Manufactured Home | New | Water Heater Blanket | 0.29615 | 0.77336 | -279.1651 | 0.022742 | 0.048955 | 252.4943 | TRC score less than one | Residential | Manufactured Home | New | Water Heater Thermostat Setback | 1.7834 | 0.71619 | 15.7923 | 0.003295 | 0.0070929 | 36.5826 | RIM/PCT less than one | Residential | Single Family | Turnover | 18 SEER Central AC | 0.22814 | 1.6754 | -9860.5712 | 0.5266 | 0 | 853.0057 | TRC/PCT less than one
Residential | Single Family | Turnover | Energy Star Freezer | 0.25065 | 0.83974 | -186.6403 | 0.0085251 | 0.0058997 | 65.6 | RIM score less than one | Residential | Single Family | Existing | Water Heater Timeclock | 0.094994 | 0.55374 | -402.6606 | 0 | 0 | 96.55 | TRC score less than one | Residential | Single Family | Turnover | CFL-13W | 0.85125 | 0.71563 | 3.631 | 0.00046528 | 0.00048851 | 5.2896 | RIM/PCT less than one | Residential | Manufactured Home | Turnover | 18 SEER Central AC | 0.22814 | 1.6754 | -9860.5712 | 0.5266 | 0 | 853.0057 | TRC/PCT less than one
Residential | Multi-Family | Turnover | Energy Star Freezer | 0.25065 | 0.83974 | -186.6403 | 0.0085251 | 0.0058997 | 65.6 | RIM score less than one | Residential | Multi-Family | Existing | Water Heater Timeclock | 0.081367 | 0.55374 | -421.7967 | 0 | 0 | 82.7 | TRC score less than one | Residential | Multi-Family | Turnover | CFL-13W | 0.85125 | 0.71563 | 3.631 | 0.00046528 | 0.00048851 | 5.2896 | RIM/PCT less than one | Residential | Single Family | New | 18 SEER Central AC | 0.22814 | 1.6754 | -9860.5712 | 0.5266 | 0 | 853.0057 | TRC/PCT less than one
Residential | Manufactured Home | Turnover | Energy Star Freezer | 0.25065 | 0.83974 | -186.6403 | 0.0085251 | 0.0058997 | 65.6 | RIM score less than one | Residential | Manufactured Home | Existing | Water Heater Timeclock | 0.12048 | 0.55374 | -366.8754 | 0 | 0 | 122.45 | TRC score less than one | Residential | Manufactured Home | Turnover | CFL-13W | 0.85125 | 0.71563 | 3.631 | 0.00046528 | 0.00048851 | 5.2896 | RIM/PCT less than one | Residential | Manufactured Home | New | 18 SEER Central AC | 0.22814 | 1.6754 | -9860.5712 | 0.5266 | 0 | 853.0057 | TRC/PCT less than one
Residential | Single Family | New | Energy Star Freezer | 0.25065 | 0.83974 | -186.6403 | 0.0085251 | 0.0058997 | 65.6 | RIM score less than one | Residential | Single Family | New | Water Heater Timeclock | 0.094994 | 0.55374 | -402.6606 | 0 | 0 | 96.55 | TRC score less than one | Residential | Single Family | New | CFL-13W | 0.85125 | 0.71563 | 3.631 | 0.00046528 | 0.00048851 | 5.2896 | RIM/PCT less than one | Residential | Single Family | Turnover | 21 SEER Central AC | 0.21959 | 1.6753 | -15518.2954 | 0.78989 | 0 | 1279.5086 | TRC/PCT less than one
Residential | Multi-Family | New | Energy Star Freezer | 0.25065 | 0.83974 | -186.6403 | 0.0085251 | 0.0058997 | 65.6 | RIM score less than one | Residential | Multi-Family | New | Water Heater Timeclock | 0.081367 | 0.55374 | -421.7967 | 0 | 0 | 82.7 | TRC score less than one | Residential | Multi-Family | New | CFL-13W | 0.85125 | 0.71563 | 3.631 | 0.00046528 | 0.00048851 | 5.2896 | RIM/PCT less than one | Residential | Manufactured Home | Turnover | 21 SEER Central AC | 0.21959 | 1.6753 | -15518.2954 | 0.78989 | 0 | 1279.5086 | TRC/PCT less than one
Residential | Manufactured Home | New | Energy Star Freezer | 0.25065 | 0.83974 | -186.6403 | 0.0085251 | 0.0058997 | 65.6 | RIM score less than one | Residential | Manufactured Home | New | Water Heater Timeclock | 0.12048 | 0.55374 | -366.8754 | 0 | 0 | 122.45 | TRC score less than one | Residential | Manufactured Home | New | CFL-13W | 0.85125 | 0.71563 | 3.631 | 0.00046528 | 0.00048851 | 5.2896 | RIM/PCT less than one | Residential | Single Family | New | 21 SEER Central AC | 0.21959 | 1.6753 | -15518.2954 | 0.78989 | 0 | 1279.5086 | TRC/PCT less than one
Residential | Single Family | Existing | Heat Pump Tune Up | 0.093135 | 0.8474 | -288.7308 | 0.11566 | 0.12779 | 330.8595 | RIM score less than one | Residential | Single Family | Existing | Smart Power Strip | 0.60753 | 0.69463 | 9.5486 | 0.0059262 | 0.0046242 | 53.801 | TRC score less than one | Residential | Single Family | Turnover | Energy Star Bathroom Ventilating Fan | 0.12962 | 0.70977 | -33.0188 | 0.00020675 | 0.00082699 | 5.9063 | RIM/PCT less than one | Residential | Manufactured Home | New | 21 SEER Central AC | 0.21959 | 1.6753 | -15518.2954 | 0.78989 | 0 | 1279.5086 | TRC/PCT less than one
Residential | Single Family | Turnover | Energy Star TV | 0.073525 | 0.8528 | -305.6416 | 0.0076643 | 0.0045849 | 38.325 | RIM score less than one | Residential | Multi-Family | Existing | Smart Power Strip | 0.60753 | 0.69463 | 9.5486 | 0.0059262 | 0.0046242 | 53.801 | TRC score less than one | Residential | Multi-Family | Turnover | Energy Star Bathroom Ventilating Fan | 0.12962 | 0.70977 | -33.0188 | 0.00020675 | 0.00082699 | 5.9063 | RIM/PCT less than one | Residential | Multi-Family | New | Variable Refrigerant Flow (VRF) HVAC Systems | 0.21536 | 0.78328 | -4289.2611 | 0.062348 | 0.12728 | 1139.0602 | TRC/PCT less than one
Residential | Multi-Family | Turnover | Energy Star TV | 0.073525 | 0.8528 | -305.6416 | 0.0076643 | 0.0045849 | 38.325 | RIM score less than one | Residential | Manufactured Home | Existing | Smart Power Strip | 0.60753 | 0.69463 | 9.5486 | 0.0059262 | 0.0046242 | 53.801 | TRC score less than one | Residential | Manufactured Home | Turnover | Energy Star Bathroom Ventilating Fan | 0.12962 | 0.70977 | -33.0188 | 0.00020675 | 0.00082699 | 5.9063 | RIM/PCT less than one | Residential | Multi-Family | Turnover | 18 SEER Air Source Heat Pump | 0.21417 | 1.1896 | -7397.5146 | 0.24548 | 0.26082 | 924.727 | TRC/PCT less than one
Residential | Manufactured Home | Turnover | Energy Star TV | 0.073525 | 0.8528 | -305.6416 | 0.0076643 | 0.0045849 | 38.325 | RIM score less than one | Residential | Single Family | New | Smart Power Strip | 0.60753 | 0.69463 | 9.5486 | 0.0059262 | 0.0046242 | 53.801 | TRC score less than one | Residential | Single Family | New | Energy Star Bathroom Ventilating Fan | 0.12962 | 0.70977 | -33.0188 | 0.00020675 | 0.00082699 | 5.9063 | RIM/PCT less than one | Residential | Multi-Family | New | 18 SEER Air Source Heat Pump | 0.21417 | 1.1896 | -7397.5146 | 0.24548 | 0.26082 | 924.727 | TRC/PCT less than one
Residential | Single Family | New | Energy Star TV | 0.073525 | 0.8528 | -305.6416 | 0.0076643 | 0.0045849 | 38.325 | RIM score less than one | Residential | Multi-Family | New | Smart Power Strip | 0.60753 | 0.69463 | 9.5486 | 0.0059262 | 0.0046242 | 53.801 | TRC score less than one | Residential | Multi-Family | New | Energy Star Bathroom Ventilating Fan | 0.12962 | 0.70977 | -33.0188 | 0.00020675 | 0.00082699 | 5.9063 | RIM/PCT less than one | Residential | Single Family | Turnover | Energy Star Clothes Dryer | 0.21195 | 0.883 | -597.6198 | 0.022953 | 0.013331 | 145.9522 | TRC/PCT less than one
Residential | Multi-Family | New | Energy Star TV | 0.073525 | 0.8528 | -305.6416 | 0.0076643 | 0.0045849 | 38.325 | RIM score less than one | Residential | Manufactured Home | New | Smart Power Strip | 0.60753 | 0.69463 | 9.5486 | 0.0059262 | 0.0046242 | 53.801 | TRC score less than one | Residential | Manufactured Home | New | Energy Star Bathroom Ventilating Fan | 0.12962 | 0.70977 | -33.0188 | 0.00020675 | 0.00082699 | 5.9063 | RIM/PCT less than one | Residential | Multi-Family | Turnover | Energy Star Clothes Dryer | 0.21195 | 0.883 | -597.6198 | 0.022953 | 0.013331 | 145.9522 | TRC/PCT less than one
Residential | Manufactured Home | New | Energy Star TV | 0.073525 | 0.8528 | -305.6416 | 0.0076643 | 0.0045849 | 38.325 | RIM score less than one | Residential | Single Family | Existing | Air Sealing-Infiltration Control | 0.53707 | 1.2739 | -802.1611 | 0.20819 | 0.23002 | 595.5471 | TRC score less than one | Residential | Single Family | Existing | Smart Power Strip | 0.60753 | 0.69463 | 9.5486 | 0.0059262 | 0.0046242 | 53.801 | RIM/PCT less than one | Residential | Manufactured Home | Turnover | Energy Star Clothes Dryer | 0.21195 | 0.883 | -597.6198 | 0.022953 | 0.013331 | 145.9522 | TRC/PCT less than one
Residential | Single Family | Turnover | 14 SEER ASHP from base electric resistance heating | 5.3767 | 0.86499 | 14987.5904 | 0 | 1.5463 | 5482.4104 | RIM score less than one | Residential | Multi-Family | Existing | Air Sealing-Infiltration Control | 0.58049 | 1.2563 | -398.3465 | 0.10084 | 0.1994 | 387.27 | TRC score less than one | Residential | Multi-Family | Existing | Smart Power Strip | 0.60753 | 0.69463 | 9.5486 | 0.0059262 | 0.0046242 | 53.801 | RIM/PCT less than one | Residential | Single Family | New | Energy Star Clothes Dryer | 0.21195 | 0.883 | -597.6198 | 0.022953 | 0.013331 | 145.9522 | TRC/PCT less than one
Residential | Manufactured Home | Turnover | 14 SEER ASHP from base electric resistance heating | 5.3767 | 0.86499 | 14987.5904 | 0 | 1.5463 | 5482.4104 | RIM score less than one | Residential | Manufactured Home | Existing | Air Sealing-Infiltration Control | 0.82477 | 1.2518 | -22.4366 | 0.13851 | 0.31897 | 582.57 | TRC score less than one | Residential | Manufactured Home | Existing | Smart Power Strip | 0.60753 | 0.69463 | 9.5486 | 0.0059262 | 0.0046242 | 53.801 | RIM/PCT less than one | Residential | Multi-Family | New | Energy Star Clothes Dryer | 0.21195 | 0.883 | -597.6198 | 0.022953 | 0.013331 | 145.9522 | TRC/PCT less than one
Residential | Single Family | New | 14 SEER ASHP from base electric resistance heating | 5.3767 | 0.86499 | 14987.5904 | 0 | 1.5463 | 5482.4104 | RIM score less than one | Residential | Single Family | New | Air Sealing-Infiltration Control | 0 | #DIV/0! | -2163.6009 | 0 | 0 | 0 | TRC score less than one | Residential | Single Family | New | Smart Power Strip | 0.60753 | 0.69463 | 9.5486 | 0.0059262 | 0.0046242 | 53.801 | RIM/PCT less than one | Residential | Manufactured Home | New | Energy Star Clothes Dryer | 0.21195 | 0.883 | -597.6198 | 0.022953 | 0.013331 | 145.9522 | TRC/PCT less than one
Residential | Manufactured Home | New | 14 SEER ASHP from base electric resistance heating | 5.3767 | 0.86499 | 14987.5904 | 0 | 1.5463 | 5482.4104 | RIM score less than one | Residential | Multi-Family | New | Air Sealing-Infiltration Control | 0 | #DIV/0! | -1283.6581 | 0 | 0 | 0 | TRC score less than one | Residential | Multi-Family | New | Smart Power Strip | 0.60753 | 0.69463 | 9.5486 | 0.0059262 | 0.0046242 | 53.801 | RIM/PCT less than one | Residential | Multi-Family | Turnover | 18 SEER Central AC | 0.20896 | 1.6754 | -7336.6832 | 0.35106 | 0 | 568.6705 | TRC/PCT less than one
Residential | Multi-Family | Turnover | 14 SEER ASHP from base electric resistance heating | 5.3768 | 0.86501 | 9991.7269 | 0 | 1.0309 | 3654.9403 | RIM score less than one | Residential | Manufactured Home | New | Air Sealing-Infiltration Control | 0 | #DIV/0! | -1354.2103 | 0 | 0 | 0 | TRC score less than one | Residential | Manufactured Home | New | Smart Power Strip | 0.60753 | 0.69463 | 9.5486 | 0.0059262 | 0.0046242 | 53.801 | RIM/PCT less than one | Residential | Multi-Family | New | 18 SEER Central AC | 0.20896 | 1.6754 | -7336.6832 | 0.35106 | 0 | 568.6705 | TRC/PCT less than one
Residential | Multi-Family | New | 14 SEER ASHP from base electric resistance heating | 5.3768 | 0.86501 | 9991.7269 | 0 | 1.0309 | 3654.9403 | RIM score less than one | Residential | Multi-Family | Existing | Ceiling Insulation(R12 to R38) | 0.83073 | 1.5081 | -289.2191 | 0.17642 | 0.24653 | 522 | TRC score less than one | Residential | Single Family | Existing | Removal of 2nd Refrigerator-Freezer | 2.3205 | 0.67807 | 731.5251 | 0.10987 | 0.036607 | 1052.5805 | RIM/PCT less than one | Residential | Multi-Family | Existing | Spray Foam Insulation(Base R12) | 0.19848 | 1.394 | -12451.1452 | 0.209 | 0.38434 | 834 | TRC/PCT less than one
Residential | Multi-Family | Existing | Home Energy Management System | 0.37339 | 0.87337 | -651.3674 | 0.076897 | 0.04177 | 502.428 | RIM score less than one | Residential | Manufactured Home | Existing | Ceiling Insulation(R12 to R38) | 0.78016 | 1.508 | -454.3776 | 0.1748 | 0.24426 | 517.2 | TRC score less than one | Residential | Multi-Family | Existing | Removal of 2nd Refrigerator-Freezer | 2.3205 | 0.67807 | 731.5251 | 0.10987 | 0.036607 | 1052.5805 | RIM/PCT less than one | Residential | Multi-Family | New | Spray Foam Insulation(Base R12) | 0.19848 | 1.394 | -12451.1452 | 0.209 | 0.38434 | 834 | TRC/PCT less than one
Residential | Single Family | Existing | Home Energy Management System | 0.51826 | 0.87344 | -205.8568 | 0.10672 | 0.057972 | 697.3117 | RIM score less than one | Residential | Multi-Family | New | Ceiling Insulation(R12 to R38) | 0.83073 | 1.5081 | -289.2191 | 0.17642 | 0.24653 | 522 | TRC score less than one | Residential | Manufactured Home | Existing | Removal of 2nd Refrigerator-Freezer | 2.3205 | 0.67807 | 731.5251 | 0.10987 | 0.036607 | 1052.5805 | RIM/PCT less than one | Residential | Single Family | Turnover | Variable Refrigerant Flow (VRF) HVAC Systems | 0.19794 | 0.78328 | -7404.4108 | 0.093523 | 0.19093 | 1708.5902 | TRC/PCT less than one
Residential | Manufactured Home | Existing | Home Energy Management System | 0.57578 | 0.87367 | -29.3984 | 0.11854 | 0.064389 | 774.5016 | RIM score less than one | Residential | Manufactured Home | New | Ceiling Insulation(R12 to R38) | 0.78016 | 1.508 | -454.3776 | 0.1748 | 0.24426 | 517.2 | TRC score less than one | Residential | Single Family | New | Removal of 2nd Refrigerator-Freezer | 2.3205 | 0.67807 | 731.5251 | 0.10987 | 0.036607 | 1052.5805 | RIM/PCT less than one | Residential | Manufactured Home | Turnover | Variable Refrigerant Flow (VRF) HVAC Systems | 0.19794 | 0.78328 | -7404.4108 | 0.093523 | 0.19093 | 1708.5902 | TRC/PCT less than one
Residential | Single Family | New | Home Energy Management System | 0.51972 | 0.8759 | -205.8568 | 0.10627 | 0.067088 | 697.3117 | RIM score less than one | Residential | Single Family | Existing | Ceiling Insulation(R19 to R38) | 0.66487 | 1.5259 | -799.9891 | 0.14644 | 0.20845 | 426 | TRC score less than one | Residential | Multi-Family | New | Removal of 2nd Refrigerator-Freezer | 2.3205 | 0.67807 | 731.5251 | 0.10987 | 0.036607 | 1052.5805 | RIM/PCT less than one | Residential | Manufactured Home | Existing | Spray Foam Insulation(Base R19) | 0.1967 | 1.5262 | -13507.3153 | 0.27376 | 0.3897 | 796.41 | TRC/PCT less than one
Residential | Manufactured Home | New | Home Energy Management System | 0.57727 | 0.87592 | -29.3984 | 0.11803 | 0.074515 | 774.5016 | RIM score less than one | Residential | Multi-Family | Existing | Ceiling Insulation(R19 to R38) | 0.49807 | 1.5263 | -1060.4468 | 0.091093 | 0.12967 | 265 | TRC score less than one | Residential | Manufactured Home | New | Removal of 2nd Refrigerator-Freezer | 2.3205 | 0.67807 | 731.5251 | 0.10987 | 0.036607 | 1052.5805 | RIM/PCT less than one | Residential | Manufactured Home | New | Spray Foam Insulation(Base R19) | 0.1967 | 1.5262 | -13507.3153 | 0.27376 | 0.3897 | 796.41 | TRC/PCT less than one
Residential | Multi-Family | New | Home Energy Management System | 0.37458 | 0.87615 | -651.3674 | 0.076568 | 0.048338 | 502.428 | RIM score less than one | Residential | Manufactured Home | Existing | Ceiling Insulation(R19 to R38) | 0.45312 | 1.5259 | -1230.8441 | 0.087453 | 0.12449 | 254.41 | TRC score less than one | Residential | Single Family | Turnover | Low Wattage T8 Fixture | 5.175 | 0.6742 | 17.739 | 0 | 1.191e-09 | 6.3475 | RIM/PCT less than one | Residential | Multi-Family | Existing | Ceiling Insulation(R30 to R38) | 0.19197 | 1.5333 | -1319.2327 | 0.025689 | 0.03755 | 75 | TRC/PCT less than one
Residential | Single Family | Existing | Hot Water Pipe Insulation | 3.4303 | 0.88016 | 330.068 | 0.01332 | 0.028672 | 147.8828 | RIM score less than one | Residential | Single Family | New | Ceiling Insulation(R19 to R38) | 0.66487 | 1.5259 | -799.9891 | 0.14644 | 0.20845 | 426 | TRC score less than one | Residential | Multi-Family | Turnover | Low Wattage T8 Fixture | 5.175 | 0.6742 | 17.739 | 0 | 1.191e-09 | 6.3475 | RIM/PCT less than one | Residential | Multi-Family | New | Ceiling Insulation(R30 to R38) | 0.19197 | 1.5333 | -1319.2327 | 0.025689 | 0.03755 | 75 | TRC/PCT less than one
Residential | Single Family | New | Hot Water Pipe Insulation | 3.4303 | 0.88016 | 330.068 | 0.01332 | 0.028672 | 147.8828 | RIM score less than one | Residential | Multi-Family | New | Ceiling Insulation(R19 to R38) | 0.49807 | 1.5263 | -1060.4468 | 0.091093 | 0.12967 | 265 | TRC score less than one | Residential | Manufactured Home | Turnover | Low Wattage T8 Fixture | 5.175 | 0.6742 | 17.739 | 0 | 1.191e-09 | 6.3475 | RIM/PCT less than one | Residential | Single Family | Existing | Spray Foam Insulation(Base R19) | 0.19043 | 1.5261 | -15543.2436 | 0.3025 | 0.4306 | 880 | TRC/PCT less than one
Residential | Multi-Family | Existing | Hot Water Pipe Insulation | 2.9411 | 0.88076 | 273.1683 | 0.011413 | 0.024567 | 126.7083 | RIM score less than one | Residential | Manufactured Home | New | Ceiling Insulation(R19 to R38) | 0.45312 | 1.5259 | -1230.8441 | 0.087453 | 0.12449 | 254.41 | TRC score less than one | Residential | Single Family | New | Low Wattage T8 Fixture | 5.175 | 0.6742 | 17.739 | 0 | 1.191e-09 | 6.3475 | RIM/PCT less than one | Residential | Single Family | New | Spray Foam Insulation(Base R19) | 0.19043 | 1.5261 | -15543.2436 | 0.3025 | 0.4306 | 880 | TRC/PCT less than one
Residential | Multi-Family | New | Hot Water Pipe Insulation | 2.9411 | 0.88076 | 273.1683 | 0.011413 | 0.024567 | 126.7083 | RIM score less than one | Residential | Single Family | Existing | Ceiling Insulation(R30 to R38) | 0.26117 | 1.5313 | -1442.4923 | 0.042129 | 0.061582 | 123 | TRC score less than one | Residential | Multi-Family | New | Low Wattage T8 Fixture | 5.175 | 0.6742 | 17.739 | 0 | 1.191e-09 | 6.3475 | RIM/PCT less than one | Residential | Multi-Family | Turnover | 21 SEER Air Source Heat Pump | 0.18539 | 1.1969 | -12940.7653 | 0.36362 | 0.3631 | 1321.3569 | TRC/PCT less than one
Residential | Manufactured Home | Existing | Hot Water Pipe Insulation | 4.3538 | 0.8811 | 436.5208 | 0.016888 | 0.036353 | 187.4977 | RIM score less than one | Residential | Multi-Family | Existing | Ceiling Insulation(R30 to R38) | 0.19197 | 1.5333 | -1319.2327 | 0.025689 | 0.03755 | 75 | TRC score less than one | Residential | Manufactured Home | New | Low Wattage T8 Fixture | 5.175 | 0.6742 | 17.739 | 0 | 1.191e-09 | 6.3475 | RIM/PCT less than one | Residential | Multi-Family | New | 21 SEER Air Source Heat Pump | 0.18539 | 1.1969 | -12940.7653 | 0.36362 | 0.3631 | 1321.3569 | TRC/PCT less than one
Residential | Manufactured Home | New | Hot Water Pipe Insulation | 4.3538 | 0.8811 | 436.5208 | 0.016888 | 0.036353 | 187.4977 | RIM score less than one | Residential | Manufactured Home | Existing | Ceiling Insulation(R30 to R38) | 0.17377 | 1.5316 | -1424.8199 | 0.024558 | 0.035898 | 71.7 | TRC score less than one | Residential | Single Family | Turnover | Linear LED | 2.4712 | 0.6742 | 37.1898 | 0 | 8.6271e-10 | 14.8108 | RIM/PCT less than one | Residential | Multi-Family | Turnover | 21 SEER Central AC | 0.18032 | 1.6754 | -13166.7706 | 0.5266 | 0 | 853.0057 | TRC/PCT less than one
Residential | Single Family | Turnover | Energy Star Clothes Washer | 3.3727 | 0.88237 | 1026.6395 | 0.085635 | 0.049737 | 544.539 | RIM score less than one | Residential | Single Family | New | Ceiling Insulation(R30 to R38) | 0.26117 | 1.5313 | -1442.4923 | 0.042129 | 0.061582 | 123 | TRC score less than one | Residential | Multi-Family | Turnover | Linear LED | 2.4712 | 0.6742 | 37.1898 | 0 | 8.6271e-10 | 14.8108 | RIM/PCT less than one | Residential | Multi-Family | New | 21 SEER Central AC | 0.18032 | 1.6754 | -13166.7706 | 0.5266 | 0 | 853.0057 | TRC/PCT less than one
Residential | Multi-Family | Turnover | Energy Star Clothes Washer | 3.3727 | 0.88237 | 1026.6395 | 0.085635 | 0.049737 | 544.539 | RIM score less than one | Residential | Multi-Family | New | Ceiling Insulation(R30 to R38) | 0.19197 | 1.5333 | -1319.2327 | 0.025689 | 0.03755 | 75 | TRC score less than one | Residential | Manufactured Home | Turnover | Linear LED | 2.4712 | 0.6742 | 37.1898 | 0 | 8.6271e-10 | 14.8108 | RIM/PCT less than one | Residential | Manufactured Home | New | Drain Water Heat Recovery | 0.18003 | 0.91548 | -2128.218 | 0.027132 | 0.058404 | 301.227 | TRC/PCT less than one
Residential | Manufactured Home | Turnover | Energy Star Clothes Washer | 3.3727 | 0.88237 | 1026.6395 | 0.085635 | 0.049737 | 544.539 | RIM score less than one | Residential | Manufactured Home | New | Ceiling Insulation(R30 to R38) | 0.17377 | 1.5316 | -1424.8199 | 0.024558 | 0.035898 | 71.7 | TRC score less than one | Residential | Single Family | New | Linear LED | 2.4712 | 0.6742 | 37.1898 | 0 | 8.6271e-10 | 14.8108 | RIM/PCT less than one | Residential | Manufactured Home | Existing | Ceiling Insulation(R30 to R38) | 0.17377 | 1.5316 | -1424.8199 | 0.024558 | 0.035898 | 71.7 | TRC/PCT less than one
Residential | Single Family | New | Energy Star Clothes Washer | 3.3727 | 0.88237 | 1026.6395 | 0.085635 | 0.049737 | 544.539 | RIM score less than one | Residential | Single Family | Existing | Central AC Tune Up | 0.064302 | 1.0332 | -311.9175 | 0.11566 | 0 | 187.352 | TRC score less than one | Residential | Multi-Family | New | Linear LED | 2.4712 | 0.6742 | 37.1898 | 0 | 8.6271e-10 | 14.8108 | RIM/PCT less than one | Residential | Manufactured Home | New | Ceiling Insulation(R30 to R38) | 0.17377 | 1.5316 | -1424.8199 | 0.024558 | 0.035898 | 71.7 | TRC/PCT less than one
Residential | Multi-Family | New | Energy Star Clothes Washer | 3.3727 | 0.88237 | 1026.6395 | 0.085635 | 0.049737 | 544.539 | RIM score less than one | Residential | Multi-Family | Existing | Central AC Tune Up | 0.031147 | 1.0332 | -327.5255 | 0.056024 | 0 | 90.75 | TRC score less than one | Residential | Manufactured Home | New | Linear LED | 2.4712 | 0.6742 | 37.1898 | 0 | 8.6271e-10 | 14.8108 | RIM/PCT less than one | Residential | Manufactured Home | Existing | Solar Attic Fan | 0.17045 | 1.2315 | -1693.7227 | 0.051438 | 0 | 149.58 | TRC/PCT less than one
Residential | Manufactured Home | New | Energy Star Clothes Washer | 3.3727 | 0.88237 | 1026.6395 | 0.085635 | 0.049737 | 544.539 | RIM score less than one | Residential | Manufactured Home | Existing | Central AC Tune Up | 0.042781 | 1.0332 | -322.0483 | 0.076952 | 0 | 124.65 | TRC score less than one | Residential | Single Family | Turnover | Solar Pool Heater | 1.0452 | 0.6742 | 17934.1095 | 0 | 0 | 10130.719 | RIM/PCT less than one | Residential | Manufactured Home | New | Solar Attic Fan | 0.17045 | 1.2315 | -1693.7227 | 0.051438 | 0 | 149.58 | TRC/PCT less than one
Residential | Single Family | Turnover | Energy Star Clothes Dryer | 0.21195 | 0.883 | -597.6198 | 0.022953 | 0.013331 | 145.9522 | RIM score less than one | Residential | Single Family | New | Central AC Tune Up | 0 | #DIV/0! | -342.1881 | 0 | 0 | 0 | TRC score less than one | Residential | Multi-Family | Turnover | Solar Pool Heater | 1.0452 | 0.6742 | 17934.1095 | 0 | 0 | 10130.719 | RIM/PCT less than one | Residential | Manufactured Home | New | Spray Foam Insulation(Base R30) | 0.1673 | 1.5318 | -13226.7385 | 0.21764 | 0.31813 | 635.42 | TRC/PCT less than one
Residential | Multi-Family | Turnover | Energy Star Clothes Dryer | 0.21195 | 0.883 | -597.6198 | 0.022953 | 0.013331 | 145.9522 | RIM score less than one | Residential | Multi-Family | New | Central AC Tune Up | 0 | #DIV/0! | -342.1881 | 0 | 0 | 0 | TRC score less than one | Residential | Manufactured Home | Turnover | Solar Pool Heater | 1.0452 | 0.6742 | 17934.1095 | 0 | 0 | 10130.719 | RIM/PCT less than one | Residential | Single Family | New | Spray Foam Insulation(Base R30) | 0.16271 | 1.5317 | -13304.378 | 0.21168 | 0.30941 | 618 | TRC/PCT less than one
Residential | Manufactured Home | Turnover | Energy Star Clothes Dryer | 0.21195 | 0.883 | -597.6198 | 0.022953 | 0.013331 | 145.9522 | RIM score less than one | Residential | Manufactured Home | New | Central AC Tune Up | 0 | #DIV/0! | -342.1881 | 0 | 0 | 0 | TRC score less than one | Residential | Single Family | New | Solar Pool Heater | 1.0452 | 0.6742 | 17934.1095 | 0 | 0 | 10130.719 | RIM/PCT less than one | Residential | Multi-Family | Turnover | Variable Refrigerant Flow (VRF) HVAC Systems | 0.15996 | 0.78328 | -6834.8851 | 0.062348 | 0.12728 | 1139.0602 | TRC/PCT less than one
Residential | Single Family | New | Energy Star Clothes Dryer | 0.21195 | 0.883 | -597.6198 | 0.022953 | 0.013331 | 145.9522 | RIM score less than one | Residential | Single Family | Existing | Duct Insulation | 0.064707 | 1.3622 | -5256.5074 | 0.047311 | 0.052273 | 135.3381 | TRC score less than one | Residential | Multi-Family | New | Solar Pool Heater | 1.0452 | 0.6742 | 17934.1095 | 0 | 0 | 10130.719 | RIM/PCT less than one | Residential | Manufactured Home | Existing | Spray Foam Insulation(Base R30) | 0.15751 | 1.5318 | -14224.8342 | 0.21764 | 0.31813 | 635.42 | TRC/PCT less than one
Residential | Multi-Family | New | Energy Star Clothes Dryer | 0.21195 | 0.883 | -597.6198 | 0.022953 | 0.013331 | 145.9522 | RIM score less than one | Residential | Multi-Family | Existing | Duct Insulation | 0.049878 | 1.3413 | -4440.8392 | 0.022916 | 0.045313 | 88.0071 | TRC score less than one | Residential | Manufactured Home | New | Solar Pool Heater | 1.0452 | 0.6742 | 17934.1095 | 0 | 0 | 10130.719 | RIM/PCT less than one | Residential | Multi-Family | Existing | Spray Foam Insulation(Base R19) | 0.15713 | 1.5263 | -13480.6928 | 0.20728 | 0.29506 | 603 | TRC/PCT less than one
Residential | Manufactured Home | New | Energy Star Clothes Dryer | 0.21195 | 0.883 | -597.6198 | 0.022953 | 0.013331 | 145.9522 | RIM score less than one | Residential | Manufactured Home | Existing | Duct Insulation | 0.070857 | 1.3363 | -4564.1496 | 0.031477 | 0.072486 | 132.389 | TRC score less than one | Residential | Single Family | Turnover | Heat Pump Pool Heater | 3.7226 | 0.6742 | 25350.5939 | 0 | 0 | 9411.7647 | RIM/PCT less than one | Residential | Multi-Family | New | Spray Foam Insulation(Base R19) | 0.15713 | 1.5263 | -13480.6928 | 0.20728 | 0.29506 | 603 | TRC/PCT less than one
Residential | Single Family | Turnover | Energy Star Dehumidifier | 4.2481 | 0.89464 | 459.1502 | 0.035168 | 0.0066615 | 214.4267 | RIM score less than one | Residential | Single Family | New | Duct Insulation | 0 | #DIV/0! | -5669.8169 | 0 | 0 | 0 | TRC score less than one | Residential | Multi-Family | Turnover | Heat Pump Pool Heater | 3.7226 | 0.6742 | 25350.5939 | 0 | 0 | 9411.7647 | RIM/PCT less than one | Residential | Multi-Family | Turnover | Ground Source Heat Pump | 0.14643 | 1.4237 | -43273.5534 | 0.39241 | 1.2172 | 2068.1269 | TRC/PCT less than one
Residential | Multi-Family | Turnover | Energy Star Dehumidifier | 4.2481 | 0.89464 | 459.1502 | 0.035168 | 0.0066615 | 214.4267 | RIM score less than one | Residential | Multi-Family | New | Duct Insulation | 0 | #DIV/0! | -4709.6045 | 0 | 0 | 0 | TRC score less than one | Residential | Manufactured Home | Turnover | Heat Pump Pool Heater | 3.7226 | 0.6742 | 25350.5939 | 0 | 0 | 9411.7647 | RIM/PCT less than one | Residential | Multi-Family | New | Ground Source Heat Pump | 0.14643 | 1.4237 | -43273.5534 | 0.39241 | 1.2172 | 2068.1269 | TRC/PCT less than one
Residential | Manufactured Home | Turnover | Energy Star Dehumidifier | 4.2481 | 0.89464 | 459.1502 | 0.035168 | 0.0066615 | 214.4267 | RIM score less than one | Residential | Manufactured Home | New | Duct Insulation | 0 | #DIV/0! | -4968.453 | 0 | 0 | 0 | TRC score less than one | Residential | Single Family | New | Heat Pump Pool Heater | 3.7226 | 0.6742 | 25350.5939 | 0 | 0 | 9411.7647 | RIM/PCT less than one | Residential | Manufactured Home | Existing | Drain Water Heat Recovery | 0.14315 | 0.91548 | -2913.6274 | 0.027132 | 0.058404 | 301.227 | TRC/PCT less than one
Residential | Single Family | New | Energy Star Dehumidifier | 4.2481 | 0.89464 | 459.1502 | 0.035168 | 0.0066615 | 214.4267 | RIM score less than one | Residential | Single Family | New | Duct Repair | 0 | #DIV/0! | -1028.5123 | 0 | 0 | 0 | TRC score less than one | Residential | Multi-Family | New | Heat Pump Pool Heater | 3.7226 | 0.6742 | 25350.5939 | 0 | 0 | 9411.7647 | RIM/PCT less than one | Residential | Single Family | New | Drain Water Heat Recovery | 0.14197 | 0.91557 | -2322.7945 | 0.021393 | 0.046051 | 237.513 | TRC/PCT less than one
Residential | Multi-Family | New | Energy Star Dehumidifier | 4.2481 | 0.89464 | 459.1502 | 0.035168 | 0.0066615 | 214.4267 | RIM score less than one | Residential | Multi-Family | New | Duct Repair | 0 | #DIV/0! | -1028.5123 | 0 | 0 | 0 | TRC score less than one | Residential | Manufactured Home | New | Heat Pump Pool Heater | 3.7226 | 0.6742 | 25350.5939 | 0 | 0 | 9411.7647 | RIM/PCT less than one | Residential | Single Family | Turnover | Ground Source Heat Pump | 0.13844 | 1.4237 | -46263.9809 | 0.39241 | 1.2172 | 2068.1269 | TRC/PCT less than one
Residential | Manufactured Home | New | Energy Star Dehumidifier | 4.2481 | 0.89464 | 459.1502 | 0.035168 | 0.0066615 | 214.4267 | RIM score less than one | Residential | Manufactured Home | New | Duct Repair | 0 | #DIV/0! | -1028.5123 | 0 | 0 | 0 | TRC score less than one | Residential | Single Family | Turnover | Energy Star Imaging Equipment | #DIV/0! | 0.66383 | 111.3886 | 0.011573 | 0.0067571 | 127.645 | RIM/PCT less than one | Residential | Manufactured Home | Turnover | Ground Source Heat Pump | 0.13844 | 1.4237 | -46263.9809 | 0.39241 | 1.2172 | 2068.1269 | TRC/PCT less than one
Residential | Single Family | Turnover | Heat Pump Clothes Dryer | 0.10127 | 0.89956 | -2640.9984 | 0.033979 | 0.019735 | 216.0685 | RIM score less than one | Residential | Single Family | Existing | Energy Star Door | 0.48375 | 1.3389 | -433.1695 | 0.019521 | 0.079089 | 136.1115 | TRC score less than one | Residential | Multi-Family | Turnover | Energy Star Imaging Equipment | #DIV/0! | 0.66383 | 111.3886 | 0.011573 | 0.0067571 | 127.645 | RIM/PCT less than one | Residential | Single Family | New | Ground Source Heat Pump | 0.13844 | 1.4237 | -46263.9809 | 0.39241 | 1.2172 | 2068.1269 | TRC/PCT less than one
Residential | Multi-Family | Turnover | Heat Pump Clothes Dryer | 0.10127 | 0.89956 | -2640.9984 | 0.033979 | 0.019735 | 216.0685 | RIM score less than one | Residential | Multi-Family | Existing | Energy Star Door | 0.48375 | 1.3389 | -433.1695 | 0.019521 | 0.079089 | 136.1115 | TRC score less than one | Residential | Manufactured Home | Turnover | Energy Star Imaging Equipment | #DIV/0! | 0.66383 | 111.3886 | 0.011573 | 0.0067571 | 127.645 | RIM/PCT less than one | Residential | Manufactured Home | New | Ground Source Heat Pump | 0.13844 | 1.4237 | -46263.9809 | 0.39241 | 1.2172 | 2068.1269 | TRC/PCT less than one
Residential | Manufactured Home | Turnover | Heat Pump Clothes Dryer | 0.10127 | 0.89956 | -2640.9984 | 0.033979 | 0.019735 | 216.0685 | RIM score less than one | Residential | Manufactured Home | Existing | Energy Star Door | 0.48375 | 1.3389 | -433.1695 | 0.019521 | 0.079089 | 136.1115 | TRC score less than one | Residential | Single Family | New | Energy Star Imaging Equipment | #DIV/0! | 0.66383 | 111.3886 | 0.011573 | 0.0067571 | 127.645 | RIM/PCT less than one | Residential | Single Family | Existing | Spray Foam Insulation(Base R30) | 0.13423 | 1.5317 | -16710.9556 | 0.21168 | 0.30941 | 618 | TRC/PCT less than one
Residential | Single Family | New | Heat Pump Clothes Dryer | 0.10127 | 0.89956 | -2640.9984 | 0.033979 | 0.019735 | 216.0685 | RIM score less than one | Residential | Single Family | New | Energy Star Door | 0.34362 | 1.3401 | -609.2901 | 0.013854 | 0.056128 | 96.5953 | TRC score less than one | Residential | Multi-Family | New | Energy Star Imaging Equipment | #DIV/0! | 0.66383 | 111.3886 | 0.011573 | 0.0067571 | 127.645 | RIM/PCT less than one | Residential | Single Family | Existing | Interior Lighting Controls | 0.1341 | 0.79139 | -178.8901 | 0.0049193 | 0.0037144 | 36.2714 | TRC/PCT less than one
Residential | Multi-Family | New | Heat Pump Clothes Dryer | 0.10127 | 0.89956 | -2640.9984 | 0.033979 | 0.019735 | 216.0685 | RIM score less than one | Residential | Multi-Family | New | Energy Star Door | 0.34362 | 1.3401 | -609.2901 | 0.013854 | 0.056128 | 96.5953 | TRC score less than one | Residential | Manufactured Home | New | Energy Star Imaging Equipment | #DIV/0! | 0.66383 | 111.3886 | 0.011573 | 0.0067571 | 127.645 | RIM/PCT less than one | Residential | Multi-Family | Existing | Interior Lighting Controls | 0.1341 | 0.79139 | -178.8901 | 0.0049193 | 0.0037144 | 36.2714 | TRC/PCT less than one
Residential | Manufactured Home | New | Heat Pump Clothes Dryer | 0.10127 | 0.89956 | -2640.9984 | 0.033979 | 0.019735 | 216.0685 | RIM score less than one | Residential | Manufactured Home | New | Energy Star Door | 0.34362 | 1.3401 | -609.2901 | 0.013854 | 0.056128 | 96.5953 | TRC score less than one | Residential | Single Family | Turnover | LED - 9W Flood (Exterior) | 3.7663 | 0.5948 | 98.3511 | 0 | 0 | 53.144 | RIM/PCT less than one | Residential | Manufactured Home | Existing | Interior Lighting Controls | 0.1341 | 0.79139 | -178.8901 | 0.0049193 | 0.0037144 | 36.2714 | TRC/PCT less than one
Residential | Single Family | Turnover | Instantaneous Hot Water System | 0.034548 | 0.902 | -8365.9477 | -0.0032502 | 0.03864 | 140.2982 | RIM score less than one | Residential | Single Family | New | Energy Star Windows | 0.37325 | 0.92165 | -465.9798 | 0 | 0.039997 | 197.5438 | TRC score less than one | Residential | Multi-Family | Turnover | LED - 9W Flood (Exterior) | 3.7663 | 0.5948 | 98.3511 | 0 | 0 | 53.144 | RIM/PCT less than one | Residential | Single Family | New | Interior Lighting Controls | 0.1341 | 0.79139 | -178.8901 | 0.0049193 | 0.0037144 | 36.2714 | TRC/PCT less than one
Residential | Single Family | New | Instantaneous Hot Water System | 0.034548 | 0.902 | -8365.9477 | -0.0032502 | 0.03864 | 140.2982 | RIM score less than one | Residential | Multi-Family | New | Energy Star Windows | 0.37325 | 0.92165 | -465.9798 | 0 | 0.039997 | 197.5438 | TRC score less than one | Residential | Manufactured Home | Turnover | LED - 9W Flood (Exterior) | 3.7663 | 0.5948 | 98.3511 | 0 | 0 | 53.144 | RIM/PCT less than one | Residential | Multi-Family | New | Interior Lighting Controls | 0.1341 | 0.79139 | -178.8901 | 0.0049193 | 0.0037144 | 36.2714 | TRC/PCT less than one
Residential | Multi-Family | Turnover | Instantaneous Hot Water System | 0.027177 | 0.90267 | -8481.2072 | -0.0025549 | 0.030373 | 110.2837 | RIM score less than one | Residential | Manufactured Home | New | Energy Star Windows | 0.37325 | 0.92165 | -465.9798 | 0 | 0.039997 | 197.5438 | TRC score less than one | Residential | Single Family | New | LED - 9W Flood (Exterior) | 3.7663 | 0.5948 | 98.3511 | 0 | 0 | 53.144 | RIM/PCT less than one | Residential | Manufactured Home | New | Interior Lighting Controls | 0.1341 | 0.79139 | -178.8901 | 0.0049193 | 0.0037144 | 36.2714 | TRC/PCT less than one
Residential | Multi-Family | New | Instantaneous Hot Water System | 0.027177 | 0.90267 | -8481.2072 | -0.0025549 | 0.030373 | 110.2837 | RIM score less than one | Residential | Single Family | Existing | Floor Insulation | 0.025159 | 1.1672 | -7952.9368 | 0 | 0.04491 | 73 | TRC score less than one | Residential | Multi-Family | New | LED - 9W Flood (Exterior) | 3.7663 | 0.5948 | 98.3511 | 0 | 0 | 53.144 | RIM/PCT less than one | Residential | Single Family | Turnover | Energy Star Bathroom Ventilating Fan | 0.12962 | 0.70977 | -33.0188 | 0.00020675 | 0.00082699 | 5.9063 | TRC/PCT less than one
Residential | Manufactured Home | Turnover | Instantaneous Hot Water System | 0.02697 | 0.90298 | -8484.5833 | -0.0025345 | 0.030131 | 109.4045 | RIM score less than one | Residential | Multi-Family | Existing | Floor Insulation | 0.012428 | 1.1654 | -6723.478 | 0 | 0.018456 | 30 | TRC score less than one | Residential | Manufactured Home | New | LED - 9W Flood (Exterior) | 3.7663 | 0.5948 | 98.3511 | 0 | 0 | 53.144 | RIM/PCT less than one | Residential | Multi-Family | Turnover | Energy Star Bathroom Ventilating Fan | 0.12962 | 0.70977 | -33.0188 | 0.00020675 | 0.00082699 | 5.9063 | TRC/PCT less than one
Residential | Manufactured Home | New | Instantaneous Hot Water System | 0.02697 | 0.90298 | -8484.5833 | -0.0025345 | 0.030131 | 109.4045 | RIM score less than one | Residential | Manufactured Home | Existing | Floor Insulation | 0.023213 | 1.1676 | -6987.981 | 0 | 0.036297 | 59 | TRC score less than one | Residential | Single Family | Existing | Exterior Lighting Controls | 0.24204 | 0.5948 | -77.8311 | 0 | 0 | 56.94 | RIM/PCT less than one | Residential | Manufactured Home | Turnover | Energy Star Bathroom Ventilating Fan | 0.12962 | 0.70977 | -33.0188 | 0.00020675 | 0.00082699 | 5.9063 | TRC/PCT less than one
Residential | Multi-Family | Existing | Drain Water Heat Recovery | 0.096643 | 0.91513 | -3212.2534 | 0.018324 | 0.039445 | 203.442 | RIM score less than one | Residential | Single Family | New | Floor Insulation | 0 | #DIV/0! | -8233.2655 | 0 | 0 | 0 | TRC score less than one | Residential | Multi-Family | Existing | Exterior Lighting Controls | 0.24204 | 0.5948 | -77.8311 | 0 | 0 | 56.94 | RIM/PCT less than one | Residential | Single Family | New | Energy Star Bathroom Ventilating Fan | 0.12962 | 0.70977 | -33.0188 | 0.00020675 | 0.00082699 | 5.9063 | TRC/PCT less than one
Residential | Multi-Family | New | Drain Water Heat Recovery | 0.12154 | 0.91513 | -2426.844 | 0.018324 | 0.039445 | 203.442 | RIM score less than one | Residential | Multi-Family | New | Floor Insulation | 0 | #DIV/0! | -6838.6816 | 0 | 0 | 0 | TRC score less than one | Residential | Manufactured Home | Existing | Exterior Lighting Controls | 0.24204 | 0.5948 | -77.8311 | 0 | 0 | 56.94 | RIM/PCT less than one | Residential | Multi-Family | New | Energy Star Bathroom Ventilating Fan | 0.12962 | 0.70977 | -33.0188 | 0.00020675 | 0.00082699 | 5.9063 | TRC/PCT less than one
Residential | Manufactured Home | Existing | Drain Water Heat Recovery | 0.14315 | 0.91548 | -2913.6274 | 0.027132 | 0.058404 | 301.227 | RIM score less than one | Residential | Manufactured Home | New | Floor Insulation | 0 | #DIV/0! | -7214.5481 | 0 | 0 | 0 | TRC score less than one | Residential | Single Family | New | Exterior Lighting Controls | 0.24204 | 0.5948 | -77.8311 | 0 | 0 | 56.94 | RIM/PCT less than one | Residential | Manufactured Home | New | Energy Star Bathroom Ventilating Fan | 0.12962 | 0.70977 | -33.0188 | 0.00020675 | 0.00082699 | 5.9063 | TRC/PCT less than one
Residential | Manufactured Home | New | Drain Water Heat Recovery | 0.18003 | 0.91548 | -2128.218 | 0.027132 | 0.058404 | 301.227 | RIM score less than one | Residential | Single Family | Existing | Green Roof | 0.035264 | 1.4588 | -93789.2326 | 0.33897 | 0.37453 | 969.6678 | TRC score less than one | Residential | Multi-Family | New | Exterior Lighting Controls | 0.24204 | 0.5948 | -77.8311 | 0 | 0 | 56.94 | RIM/PCT less than one | Residential | Multi-Family | Existing | Solar Attic Fan | 0.12406 | 1.2311 | -1817.9555 | 0.037449 | 0 | 108.9 | TRC/PCT less than one
Residential | Single Family | Existing | Drain Water Heat Recovery | 0.11288 | 0.91557 | -3108.2038 | 0.021393 | 0.046051 | 237.513 | RIM score less than one | Residential | Multi-Family | Existing | Green Roof | 0.027122 | 1.4331 | -78574.3529 | 0.16419 | 0.32466 | 630.5517 | TRC score less than one | Residential | Manufactured Home | New | Exterior Lighting Controls | 0.24204 | 0.5948 | -77.8311 | 0 | 0 | 56.94 | RIM/PCT less than one | Residential | Multi-Family | New | Solar Attic Fan | 0.12406 | 1.2311 | -1817.9555 | 0.037449 | 0 | 108.9 | TRC/PCT less than one
Residential | Single Family | New | Drain Water Heat Recovery | 0.14197 | 0.91557 | -2322.7945 | 0.021393 | 0.046051 | 237.513 | RIM score less than one | Residential | Manufactured Home | Existing | Green Roof | 0.038497 | 1.4266 | -81804.92 | 0.22553 | 0.51935 | 948.5385 | TRC score less than one | Residential | Single Family | Turnover | CFL - 15W Flood (Exterior) | 2.0283 | 0.56451 | 62.1963 | 0 | 0 | 47.45 | RIM/PCT less than one | Residential | Multi-Family | New | Drain Water Heat Recovery | 0.12154 | 0.91513 | -2426.844 | 0.018324 | 0.039445 | 203.442 | TRC/PCT less than one
Residential | Multi-Family | Existing | Heat Pump Tune Up | 0.065776 | 0.92033 | -307.4261 | 0.056024 | 0.11078 | 215.15 | RIM score less than one | Residential | Single Family | New | Green Roof | 0.035264 | 1.4588 | -93789.2326 | 0.33897 | 0.37453 | 969.6678 | TRC score less than one | Residential | Multi-Family | Turnover | CFL - 15W Flood (Exterior) | 2.0283 | 0.56451 | 62.1963 | 0 | 0 | 47.45 | RIM/PCT less than one | Residential | Manufactured Home | Existing | Water Heater Timeclock | 0.12048 | 0.55374 | -366.8754 | 0 | 0 | 122.45 | TRC/PCT less than one
Residential | Single Family | New | Energy Star Windows | 0.37325 | 0.92165 | -465.9798 | 0 | 0.039997 | 197.5438 | RIM score less than one | Residential | Multi-Family | New | Green Roof | 0.027122 | 1.4331 | -78574.3529 | 0.16419 | 0.32466 | 630.5517 | TRC score less than one | Residential | Manufactured Home | Turnover | CFL - 15W Flood (Exterior) | 2.0283 | 0.56451 | 62.1963 | 0 | 0 | 47.45 | RIM/PCT less than one | Residential | Manufactured Home | New | Water Heater Timeclock | 0.12048 | 0.55374 | -366.8754 | 0 | 0 | 122.45 | TRC/PCT less than one
Residential | Multi-Family | New | Energy Star Windows | 0.37325 | 0.92165 | -465.9798 | 0 | 0.039997 | 197.5438 | RIM score less than one | Residential | Manufactured Home | New | Green Roof | 0.038497 | 1.4266 | -81804.92 | 0.22553 | 0.51935 | 948.5385 | TRC score less than one | Residential | Single Family | New | CFL - 15W Flood (Exterior) | 2.0283 | 0.56451 | 62.1963 | 0 | 0 | 47.45 | RIM/PCT less than one | Residential | Multi-Family | Existing | Window Sun Protection | 0.11981 | 2.729 | -2281.3432 | 0.11514 | -0.052699 | 76.5518 | TRC/PCT less than one
Residential | Manufactured Home | New | Energy Star Windows | 0.37325 | 0.92165 | -465.9798 | 0 | 0.039997 | 197.5438 | RIM score less than one | Residential | Single Family | Existing | Heat Pump Tune Up | 0.093135 | 0.8474 | -288.7308 | 0.11566 | 0.12779 | 330.8595 | TRC score less than one | Residential | Multi-Family | New | CFL - 15W Flood (Exterior) | 2.0283 | 0.56451 | 62.1963 | 0 | 0 | 47.45 | RIM/PCT less than one | Residential | Multi-Family | New | Window Sun Protection | 0.11981 | 2.729 | -2281.3432 | 0.11514 | -0.052699 | 76.5518 | TRC/PCT less than one
Residential | Manufactured Home | Existing | Heat Pump Tune Up | 0.10093 | 0.93879 | -289.8957 | 0.076952 | 0.17721 | 323.65 | RIM score less than one | Residential | Multi-Family | Existing | Heat Pump Tune Up | 0.065776 | 0.92033 | -307.4261 | 0.056024 | 0.11078 | 215.15 | TRC score less than one | Residential | Manufactured Home | New | CFL - 15W Flood (Exterior) | 2.0283 | 0.56451 | 62.1963 | 0 | 0 | 47.45 | RIM/PCT less than one | Residential | Multi-Family | New | Spray Foam Insulation(Base R30) | 0.11294 | 1.5316 | -14146.7351 | 0.14694 | 0.21479 | 429 | TRC/PCT less than one
Residential | Single Family | Turnover | 21 SEER ASHP from base electric resistance heating | 0.72389 | 0.94947 | 3312.7249 | 0.54544 | 2.0512 | 7464.4458 | RIM score less than one | Residential | Manufactured Home | Existing | Heat Pump Tune Up | 0.10093 | 0.93879 | -289.8957 | 0.076952 | 0.17721 | 323.65 | TRC score less than one | Residential | Manufactured Home | Existing | Water Heater Timeclock | 0.12048 | 0.55374 | -366.8754 | 0 | 0 | 122.45 | RIM/PCT less than one | Residential | Single Family | Existing | Drain Water Heat Recovery | 0.11288 | 0.91557 | -3108.2038 | 0.021393 | 0.046051 | 237.513 | TRC/PCT less than one
Residential | Manufactured Home | Turnover | 21 SEER ASHP from base electric resistance heating | 0.72389 | 0.94947 | 3312.7249 | 0.54544 | 2.0512 | 7464.4458 | RIM score less than one | Residential | Single Family | New | Heat Pump Tune Up | 0 | #DIV/0! | -342.1881 | 0 | 0 | 0 | TRC score less than one | Residential | Manufactured Home | New | Water Heater Timeclock | 0.12048 | 0.55374 | -366.8754 | 0 | 0 | 122.45 | RIM/PCT less than one | Residential | Single Family | Turnover | Solar Water Heater | 0.11234 | 0.79826 | -19843.162 | 0.13377 | 0.01878 | 1789.7485 | TRC/PCT less than one
Residential | Single Family | New | 21 SEER ASHP from base electric resistance heating | 0.72389 | 0.94947 | 3312.7249 | 0.54544 | 2.0512 | 7464.4458 | RIM score less than one | Residential | Multi-Family | New | Heat Pump Tune Up | 0 | #DIV/0! | -342.1881 | 0 | 0 | 0 | TRC score less than one | Residential | Single Family | Existing | Water Heater Timeclock | 0.094994 | 0.55374 | -402.6606 | 0 | 0 | 96.55 | RIM/PCT less than one | Residential | Single Family | New | Solar Water Heater | 0.11234 | 0.79826 | -19843.162 | 0.13377 | 0.01878 | 1789.7485 | TRC/PCT less than one
Residential | Manufactured Home | New | 21 SEER ASHP from base electric resistance heating | 0.72389 | 0.94947 | 3312.7249 | 0.54544 | 2.0512 | 7464.4458 | RIM score less than one | Residential | Manufactured Home | New | Heat Pump Tune Up | 0 | #DIV/0! | -342.1881 | 0 | 0 | 0 | TRC score less than one | Residential | Single Family | New | Water Heater Timeclock | 0.094994 | 0.55374 | -402.6606 | 0 | 0 | 96.55 | RIM/PCT less than one | Residential | Multi-Family | Existing | Spray Foam Insulation(Base R30) | 0.11217 | 1.5316 | -14256.1961 | 0.14694 | 0.21479 | 429 | TRC/PCT less than one
Residential | Multi-Family | Turnover | 21 SEER ASHP from base electric resistance heating | 0.51815 | 0.94948 | -2949.0384 | 0.36362 | 1.3674 | 4976.2972 | RIM score less than one | Residential | Single Family | Existing | Home Energy Management System | 0.51826 | 0.87344 | -205.8568 | 0.10672 | 0.057972 | 697.3117 | TRC score less than one | Residential | Multi-Family | Existing | Water Heater Timeclock | 0.081367 | 0.55374 | -421.7967 | 0 | 0 | 82.7 | RIM/PCT less than one | Residential | Single Family | Turnover | Heat Pump Clothes Dryer | 0.10127 | 0.89956 | -2640.9984 | 0.033979 | 0.019735 | 216.0685 | TRC/PCT less than one
Residential | Multi-Family | New | 21 SEER ASHP from base electric resistance heating | 0.51815 | 0.94948 | -2949.0384 | 0.36362 | 1.3674 | 4976.2972 | RIM score less than one | Residential | Multi-Family | Existing | Home Energy Management System | 0.37339 | 0.87337 | -651.3674 | 0.076897 | 0.04177 | 502.428 | TRC score less than one | Residential | Multi-Family | New | Water Heater Timeclock | 0.081367 | 0.55374 | -421.7967 | 0 | 0 | 82.7 | RIM/PCT less than one | Residential | Multi-Family | Turnover | Heat Pump Clothes Dryer | 0.10127 | 0.89956 | -2640.9984 | 0.033979 | 0.019735 | 216.0685 | TRC/PCT less than one
Residential | Single Family | Turnover | High Efficiency Induction Cooktop | 0.85919 | 0.97417 | 259.032 | 0.12662 | 0.03038 | 533.952 | RIM score less than one | Residential | Manufactured Home | Existing | Home Energy Management System | 0.57578 | 0.87367 | -29.3984 | 0.11854 | 0.064389 | 774.5016 | TRC score less than one | Residential | Single Family | Turnover | Energy Star Audio-Video Equipment | 0.051512 | 0.53212 | -434.2383 | 0 | 0 | 80.2955 | RIM/PCT less than one | Residential | Manufactured Home | Turnover | Heat Pump Clothes Dryer | 0.10127 | 0.89956 | -2640.9984 | 0.033979 | 0.019735 | 216.0685 | TRC/PCT less than one
Residential | Multi-Family | Turnover | High Efficiency Induction Cooktop | 0.85919 | 0.97417 | 259.032 | 0.12662 | 0.03038 | 533.952 | RIM score less than one | Residential | Single Family | New | Home Energy Management System | 0.51972 | 0.8759 | -205.8568 | 0.10627 | 0.067088 | 697.3117 | TRC score less than one | Residential | Multi-Family | Turnover | Energy Star Audio-Video Equipment | 0.051512 | 0.53212 | -434.2383 | 0 | 0 | 80.2955 | RIM/PCT less than one | Residential | Single Family | New | Heat Pump Clothes Dryer | 0.10127 | 0.89956 | -2640.9984 | 0.033979 | 0.019735 | 216.0685 | TRC/PCT less than one
Residential | Manufactured Home | Turnover | High Efficiency Induction Cooktop | 0.85919 | 0.97417 | 259.032 | 0.12662 | 0.03038 | 533.952 | RIM score less than one | Residential | Multi-Family | New | Home Energy Management System | 0.37458 | 0.87615 | -651.3674 | 0.076568 | 0.048338 | 502.428 | TRC score less than one | Residential | Manufactured Home | Turnover | Energy Star Audio-Video Equipment | 0.051512 | 0.53212 | -434.2383 | 0 | 0 | 80.2955 | RIM/PCT less than one | Residential | Multi-Family | New | Heat Pump Clothes Dryer | 0.10127 | 0.89956 | -2640.9984 | 0.033979 | 0.019735 | 216.0685 | TRC/PCT less than one
Residential | Single Family | New | High Efficiency Induction Cooktop | 0.85919 | 0.97417 | 259.032 | 0.12662 | 0.03038 | 533.952 | RIM score less than one | Residential | Manufactured Home | New | Home Energy Management System | 0.57727 | 0.87592 | -29.3984 | 0.11803 | 0.074515 | 774.5016 | TRC score less than one | Residential | Single Family | New | Energy Star Audio-Video Equipment | 0.051512 | 0.53212 | -434.2383 | 0 | 0 | 80.2955 | RIM/PCT less than one | Residential | Manufactured Home | New | Heat Pump Clothes Dryer | 0.10127 | 0.89956 | -2640.9984 | 0.033979 | 0.019735 | 216.0685 | TRC/PCT less than one
Residential | Multi-Family | New | High Efficiency Induction Cooktop | 0.85919 | 0.97417 | 259.032 | 0.12662 | 0.03038 | 533.952 | RIM score less than one | Residential | Single Family | Existing | HVAC ECM Motor | 0.099642 | 1.1193 | -926.7509 | 0.0082352 | 0.016593 | 48.0178 | TRC score less than one | Residential | Multi-Family | New | Energy Star Audio-Video Equipment | 0.051512 | 0.53212 | -434.2383 | 0 | 0 | 80.2955 | RIM/PCT less than one | Residential | Manufactured Home | Existing | Heat Pump Tune Up | 0.10093 | 0.93879 | -289.8957 | 0.076952 | 0.17721 | 323.65 | TRC/PCT less than one
Residential | Manufactured Home | New | High Efficiency Induction Cooktop | 0.85919 | 0.97417 | 259.032 | 0.12662 | 0.03038 | 533.952 | RIM score less than one | Residential | Multi-Family | Existing | HVAC ECM Motor | 0.099642 | 1.1193 | -926.7509 | 0.0082352 | 0.016593 | 48.0178 | TRC score less than one | Residential | Manufactured Home | New | Energy Star Audio-Video Equipment | 0.051512 | 0.53212 | -434.2383 | 0 | 0 | 80.2955 | RIM/PCT less than one | Residential | Single Family | Existing | HVAC ECM Motor | 0.099642 | 1.1193 | -926.7509 | 0.0082352 | 0.016593 | 48.0178 | TRC/PCT less than one
Residential | Single Family | Any | Solar Voltaic (17.1w/sf2) | 0.35598 | 0.97653 | -58.5628 | 0.0039055 | 0.00014557 | 26.3009 | RIM score less than one | Residential | Manufactured Home | Existing | HVAC ECM Motor | 0.099642 | 1.1193 | -926.7509 | 0.0082352 | 0.016593 | 48.0178 | TRC score less than one | Residential | Manufactured Home | Existing | Air Sealing-Infiltration Control | 0.82477 | 1.2518 | -22.4366 | 0.13851 | 0.31897 | 582.57 | RIM/PCT less than one | Residential | Multi-Family | Existing | HVAC ECM Motor | 0.099642 | 1.1193 | -926.7509 | 0.0082352 | 0.016593 | 48.0178 | TRC/PCT less than one
Residential | Multi-Family | Any | Solar Voltaic (17.1w/sf2) | 0.35598 | 0.97653 | -58.5628 | 0.0039055 | 0.00014557 | 26.3009 | RIM score less than one | Residential | Single Family | New | HVAC ECM Motor | 0.099642 | 1.1193 | -926.7509 | 0.0082352 | 0.016593 | 48.0178 | TRC score less than one | Residential | Multi-Family | New | Smart Thermostat | 1.0772 | 2.0175 | -100.2514 | 0.15516 | 0 | 172.12 | RIM/PCT less than one | Residential | Manufactured Home | Existing | HVAC ECM Motor | 0.099642 | 1.1193 | -926.7509 | 0.0082352 | 0.016593 | 48.0178 | TRC/PCT less than one
Commercial/Industrial | College and University | Turnover | Heat Pump Water Heater | 3.2431 | 0.91758 | 127579.419 | 5.3769 | 29.0863 | 101088.7385 | RIM score less than one | Residential | Multi-Family | New | HVAC ECM Motor | 0.099642 | 1.1193 | -926.7509 | 0.0082352 | 0.016593 | 48.0178 | TRC score less than one | Residential | Multi-Family | Existing | Ceiling Insulation(R12 to R38) | 0.83073 | 1.5081 | -289.2191 | 0.17642 | 0.24653 | 522 | RIM/PCT less than one | Residential | Single Family | New | HVAC ECM Motor | 0.099642 | 1.1193 | -926.7509 | 0.0082352 | 0.016593 | 48.0178 | TRC/PCT less than one
Commercial/Industrial | Grocery | Turnover | Heat Pump Water Heater | 3.0511 | 0.83885 | 12344.5063 | 0.61672 | 3.2355 | 8790.3251 | RIM score less than one | Residential | Manufactured Home | New | HVAC ECM Motor | 0.099642 | 1.1193 | -926.7509 | 0.0082352 | 0.016593 | 48.0178 | TRC score less than one | Residential | Multi-Family | New | Ceiling Insulation(R12 to R38) | 0.83073 | 1.5081 | -289.2191 | 0.17642 | 0.24653 | 522 | RIM/PCT less than one | Residential | Multi-Family | New | HVAC ECM Motor | 0.099642 | 1.1193 | -926.7509 | 0.0082352 | 0.016593 | 48.0178 | TRC/PCT less than one
Commercial/Industrial | Hospitals | Turnover | Heat Pump Water Heater | 3.7915 | 0.91758 | 231043.9732 | 9.4291 | 51.0065 | 177271.556 | RIM score less than one | Residential | Single Family | Existing | Programmable Thermostat | 0.4498 | 1.6887 | -394.2841 | 0.078623 | 0 | 113.8157 | TRC score less than one | Residential | Single Family | Existing | Central AC Tune Up | 0.064302 | 1.0332 | -311.9175 | 0.11566 | 0 | 187.352 | RIM/PCT less than one | Residential | Manufactured Home | New | HVAC ECM Motor | 0.099642 | 1.1193 | -926.7509 | 0.0082352 | 0.016593 | 48.0178 | TRC/PCT less than one
Commercial/Industrial | Lodging/Hospitality | Turnover | Heat Pump Water Heater | 4.8818 | 0.83885 | 64447.1391 | 2.9603 | 15.5303 | 42193.5604 | RIM score less than one | Residential | Multi-Family | Existing | Programmable Thermostat | 0.29251 | 1.6888 | -485.2775 | 0.051127 | 0 | 74.0116 | TRC score less than one | Residential | Manufactured Home | Existing | Central AC Tune Up | 0.042781 | 1.0332 | -322.0483 | 0.076952 | 0 | 124.65 | RIM/PCT less than one | Residential | Multi-Family | Existing | Drain Water Heat Recovery | 0.096643 | 0.91513 | -3212.2534 | 0.018324 | 0.039445 | 203.442 | TRC/PCT less than one
Commercial/Industrial | Restaurants | Turnover | Heat Pump Water Heater | 2.5426 | 0.83886 | 19612.4164 | 1.0279 | 5.3925 | 14650.5418 | RIM score less than one | Residential | Manufactured Home | Existing | Programmable Thermostat | 0.44013 | 1.6892 | -399.9537 | 0.07691 | 0 | 111.3356 | TRC score less than one | Residential | Multi-Family | Existing | Central AC Tune Up | 0.031147 | 1.0332 | -327.5255 | 0.056024 | 0 | 90.75 | RIM/PCT less than one | Residential | Single Family | Existing | Water Heater Timeclock | 0.094994 | 0.55374 | -402.6606 | 0 | 0 | 96.55 | TRC/PCT less than one
Commercial/Industrial | Retail | Turnover | Heat Pump Water Heater | 3.0206 | 0.83885 | 36576.6254 | 1.8317 | 9.6094 | 26107.2655 | RIM score less than one | Residential | Single Family | Existing | Radiant Barrier | 0.52555 | 1.5212 | -2337.5943 | 0.22755 | 0.31839 | 661.719 | TRC score less than one | Residential | Single Family | New | Central AC Tune Up | 0 | #DIV/0! | -342.1881 | 0 | 0 | 0 | RIM/PCT less than one | Residential | Single Family | New | Water Heater Timeclock | 0.094994 | 0.55374 | -402.6606 | 0 | 0 | 96.55 | TRC/PCT less than one
Commercial/Industrial | College and University | New | Heat Pump Water Heater | 3.2431 | 0.91758 | 127579.419 | 5.3769 | 29.0863 | 101088.7385 | RIM score less than one | Residential | Multi-Family | Existing | Radiant Barrier | 0.41825 | 1.5212 | -2401.9407 | 0.14797 | 0.20704 | 430.3 | TRC score less than one | Residential | Multi-Family | New | Central AC Tune Up | 0 | #DIV/0! | -342.1881 | 0 | 0 | 0 | RIM/PCT less than one | Residential | Single Family | Existing | Heat Pump Tune Up | 0.093135 | 0.8474 | -288.7308 | 0.11566 | 0.12779 | 330.8595 | TRC/PCT less than one
Commercial/Industrial | Grocery | New | Heat Pump Water Heater | 3.0511 | 0.83885 | 12344.5063 | 0.61672 | 3.2355 | 8790.3251 | RIM score less than one | Residential | Manufactured Home | Existing | Radiant Barrier | 0.61014 | 1.5211 | -1569.4315 | 0.22259 | 0.31145 | 647.3 | TRC score less than one | Residential | Manufactured Home | New | Central AC Tune Up | 0 | #DIV/0! | -342.1881 | 0 | 0 | 0 | RIM/PCT less than one | Residential | Manufactured Home | Existing | Window Sun Protection | 0.090852 | 2.729 | -2447.1637 | 0.092115 | -0.042159 | 61.2414 | TRC/PCT less than one
Commercial/Industrial | Hospitals | New | Heat Pump Water Heater | 3.7915 | 0.91758 | 231043.9732 | 9.4291 | 51.0065 | 177271.556 | RIM score less than one | Residential | Single Family | New | Radiant Barrier | 0.52555 | 1.5212 | -2337.5943 | 0.22755 | 0.31839 | 661.719 | TRC score less than one | Residential | Single Family | New | Heat Pump Tune Up | 0 | #DIV/0! | -342.1881 | 0 | 0 | 0 | RIM/PCT less than one | Residential | Manufactured Home | New | Window Sun Protection | 0.090852 | 2.729 | -2447.1637 | 0.092115 | -0.042159 | 61.2414 | TRC/PCT less than one
Commercial/Industrial | Lodging/Hospitality | New | Heat Pump Water Heater | 4.8818 | 0.83885 | 64447.1391 | 2.9603 | 15.5303 | 42193.5604 | RIM score less than one | Residential | Multi-Family | New | Radiant Barrier | 0.41825 | 1.5212 | -2401.9407 | 0.14797 | 0.20704 | 430.3 | TRC score less than one | Residential | Multi-Family | New | Heat Pump Tune Up | 0 | #DIV/0! | -342.1881 | 0 | 0 | 0 | RIM/PCT less than one | Residential | Multi-Family | Turnover | Solar Water Heater | 0.088311 | 0.79834 | -21012.4649 | 0.10515 | 0.014763 | 1406.8606 | TRC/PCT less than one
Commercial/Industrial | Restaurants | New | Heat Pump Water Heater | 2.5426 | 0.83886 | 19612.4164 | 1.0279 | 5.3925 | 14650.5418 | RIM score less than one | Residential | Manufactured Home | New | Radiant Barrier | 0.61014 | 1.5211 | -1569.4315 | 0.22259 | 0.31145 | 647.3 | TRC score less than one | Residential | Manufactured Home | New | Heat Pump Tune Up | 0 | #DIV/0! | -342.1881 | 0 | 0 | 0 | RIM/PCT less than one | Residential | Multi-Family | New | Solar Water Heater | 0.088311 | 0.79834 | -21012.4649 | 0.10515 | 0.014763 | 1406.8606 | TRC/PCT less than one
Commercial/Industrial | Retail | New | Heat Pump Water Heater | 3.0206 | 0.83885 | 36576.6254 | 1.8317 | 9.6094 | 26107.2655 | RIM score less than one | Residential | Single Family | Existing | Sealed crawlspace | 0.013827 | 1.1459 | -20199.7713 | 0.016469 | 0.10118 | 162.06 | TRC score less than one | Residential | Single Family | Existing | Programmable Thermostat | 0.4498 | 1.6887 | -394.2841 | 0.078623 | 0 | 113.8157 | RIM/PCT less than one | Residential | Manufactured Home | Turnover | Solar Water Heater | 0.08761 | 0.79836 | -21046.7158 | 0.10431 | 0.014645 | 1395.6451 | TRC/PCT less than one
Commercial/Industrial | Assembly | Turnover | Efficient Battery Charger | 0.97089 | 0.88613 | 505.6471 | 0.60888 | 0 | 1111.206 | RIM score less than one | Residential | Multi-Family | Existing | Sealed crawlspace | 0.0068375 | 1.1453 | -16933.7242 | 0.0067683 | 0.041583 | 66.6 | TRC score less than one | Residential | Multi-Family | Existing | Air Sealing-Infiltration Control | 0.58049 | 1.2563 | -398.3465 | 0.10084 | 0.1994 | 387.27 | RIM/PCT less than one | Residential | Manufactured Home | New | Solar Water Heater | 0.08761 | 0.79836 | -21046.7158 | 0.10431 | 0.014645 | 1395.6451 | TRC/PCT less than one
Commercial/Industrial | College and University | Turnover | Efficient Battery Charger | 0.97089 | 0.88613 | 505.6471 | 0.60888 | 0 | 1111.206 | RIM score less than one | Residential | Manufactured Home | Existing | Sealed crawlspace | 0.012746 | 1.1452 | -17725.6259 | 0.013311 | 0.081779 | 130.98 | TRC score less than one | Residential | Manufactured Home | Existing | Programmable Thermostat | 0.44013 | 1.6892 | -399.9537 | 0.07691 | 0 | 111.3356 | RIM/PCT less than one | Residential | Single Family | Existing | Window Sun Protection | 0.085377 | 2.7316 | -3922.1887 | 0.13817 | -0.063238 | 91.8622 | TRC/PCT less than one
Commercial/Industrial | Grocery | Turnover | Efficient Battery Charger | 0.97089 | 0.88613 | 505.6471 | 0.60888 | 0 | 1111.206 | RIM score less than one | Residential | Single Family | New | Sealed crawlspace | 0 | #DIV/0! | -20570.2457 | 0 | 0 | 0 | TRC score less than one | Residential | Single Family | Existing | Smart Thermostat | 0.66802 | 1.6886 | -419.6879 | 0.18285 | 0 | 264.6876 | RIM/PCT less than one | Residential | Single Family | New | Window Sun Protection | 0.085377 | 2.7316 | -3922.1887 | 0.13817 | -0.063238 | 91.8622 | TRC/PCT less than one
Commercial/Industrial | Healthcare | Turnover | Efficient Battery Charger | 0.97089 | 0.88613 | 505.6471 | 0.60888 | 0 | 1111.206 | RIM score less than one | Residential | Multi-Family | New | Sealed crawlspace | 0 | #DIV/0! | -17085.974 | 0 | 0 | 0 | TRC score less than one | Residential | Manufactured Home | Existing | Smart Thermostat | 0.65364 | 1.6891 | -432.8728 | 0.17886 | 0 | 258.92 | RIM/PCT less than one | Residential | Multi-Family | Existing | Water Heater Timeclock | 0.081367 | 0.55374 | -421.7967 | 0 | 0 | 82.7 | TRC/PCT less than one
Commercial/Industrial | Hospitals | Turnover | Efficient Battery Charger | 0.97089 | 0.88613 | 505.6471 | 0.60888 | 0 | 1111.206 | RIM score less than one | Residential | Manufactured Home | New | Sealed crawlspace | 0 | #DIV/0! | -18025.0504 | 0 | 0 | 0 | TRC score less than one | Residential | Single Family | Existing | Energy Star Door | 0.48375 | 1.3389 | -433.1695 | 0.019521 | 0.079089 | 136.1115 | RIM/PCT less than one | Residential | Multi-Family | New | Water Heater Timeclock | 0.081367 | 0.55374 | -421.7967 | 0 | 0 | 82.7 | TRC/PCT less than one
Commercial/Industrial | Institutional | Turnover | Efficient Battery Charger | 0.97089 | 0.88613 | 505.6471 | 0.60888 | 0 | 1111.206 | RIM score less than one | Residential | Single Family | Existing | Smart Thermostat | 0.66802 | 1.6886 | -419.6879 | 0.18285 | 0 | 264.6876 | TRC score less than one | Residential | Multi-Family | Existing | Energy Star Door | 0.48375 | 1.3389 | -433.1695 | 0.019521 | 0.079089 | 136.1115 | RIM/PCT less than one | Residential | Single Family | Turnover | Energy Star TV | 0.073525 | 0.8528 | -305.6416 | 0.0076643 | 0.0045849 | 38.325 | TRC/PCT less than one
Commercial/Industrial | Lodging/Hospitality | Turnover | Efficient Battery Charger | 0.97089 | 0.88613 | 505.6471 | 0.60888 | 0 | 1111.206 | RIM score less than one | Residential | Multi-Family | Existing | Smart Thermostat | 0.4346 | 1.6894 | -631.3004 | 0.1189 | 0 | 172.12 | TRC score less than one | Residential | Manufactured Home | Existing | Energy Star Door | 0.48375 | 1.3389 | -433.1695 | 0.019521 | 0.079089 | 136.1115 | RIM/PCT less than one | Residential | Multi-Family | Turnover | Energy Star TV | 0.073525 | 0.8528 | -305.6416 | 0.0076643 | 0.0045849 | 38.325 | TRC/PCT less than one
Commercial/Industrial | Miscellaneous | Turnover | Efficient Battery Charger | 0.97089 | 0.88613 | 505.6471 | 0.60888 | 0 | 1111.206 | RIM score less than one | Residential | Manufactured Home | Existing | Smart Thermostat | 0.65364 | 1.6891 | -432.8728 | 0.17886 | 0 | 258.92 | TRC score less than one | Residential | Manufactured Home | Existing | Ceiling Insulation(R12 to R38) | 0.78016 | 1.508 | -454.3776 | 0.1748 | 0.24426 | 517.2 | RIM/PCT less than one | Residential | Manufactured Home | Turnover | Energy Star TV | 0.073525 | 0.8528 | -305.6416 | 0.0076643 | 0.0045849 | 38.325 | TRC/PCT less than one
Commercial/Industrial | Offices | Turnover | Efficient Battery Charger | 0.97089 | 0.88613 | 505.6471 | 0.60888 | 0 | 1111.206 | RIM score less than one | Residential | Single Family | Existing | Spray Foam Insulation(Base R12) | 0.24708 | 1.394 | -13894.1847 | 0.31324 | 0.57605 | 1250 | TRC score less than one | Residential | Manufactured Home | New | Ceiling Insulation(R12 to R38) | 0.78016 | 1.508 | -454.3776 | 0.1748 | 0.24426 | 517.2 | RIM/PCT less than one | Residential | Single Family | New | Energy Star TV | 0.073525 | 0.8528 | -305.6416 | 0.0076643 | 0.0045849 | 38.325 | TRC/PCT less than one
Commercial/Industrial | Restaurants | Turnover | Efficient Battery Charger | 0.97089 | 0.88613 | 505.6471 | 0.60888 | 0 | 1111.206 | RIM score less than one | Residential | Multi-Family | Existing | Spray Foam Insulation(Base R12) | 0.19848 | 1.394 | -12451.1452 | 0.209 | 0.38434 | 834 | TRC score less than one | Residential | Multi-Family | Existing | Programmable Thermostat | 0.29251 | 1.6888 | -485.2775 | 0.051127 | 0 | 74.0116 | RIM/PCT less than one | Residential | Multi-Family | New | Energy Star TV | 0.073525 | 0.8528 | -305.6416 | 0.0076643 | 0.0045849 | 38.325 | TRC/PCT less than one
Commercial/Industrial | Retail | Turnover | Efficient Battery Charger | 0.97089 | 0.88613 | 505.6471 | 0.60888 | 0 | 1111.206 | RIM score less than one | Residential | Manufactured Home | Existing | Spray Foam Insulation(Base R12) | 0.23358 | 1.3938 | -12441.4884 | 0.2595 | 0.47723 | 1035.55 | TRC score less than one | Residential | Single Family | Turnover | 15 SEER Air Source Heat Pump | 0.52565 | 1.1896 | -570.6055 | 0.1045 | 0.11103 | 393.6521 | RIM/PCT less than one | Residential | Manufactured Home | New | Energy Star TV | 0.073525 | 0.8528 | -305.6416 | 0.0076643 | 0.0045849 | 38.325 | TRC/PCT less than one
Commercial/Industrial | Schools K-12 | Turnover | Efficient Battery Charger | 0.97089 | 0.88613 | 505.6471 | 0.60888 | 0 | 1111.206 | RIM score less than one | Residential | Single Family | New | Spray Foam Insulation(Base R12) | 0.24708 | 1.394 | -13894.1847 | 0.31324 | 0.57605 | 1250 | TRC score less than one | Residential | Manufactured Home | Turnover | 15 SEER Air Source Heat Pump | 0.52565 | 1.1896 | -570.6055 | 0.1045 | 0.11103 | 393.6521 | RIM/PCT less than one | Residential | Manufactured Home | Existing | Duct Insulation | 0.070857 | 1.3363 | -4564.1496 | 0.031477 | 0.072486 | 132.389 | TRC/PCT less than one
Commercial/Industrial | Warehouse | Turnover | Efficient Battery Charger | 0.97089 | 0.88613 | 505.6471 | 0.60888 | 0 | 1111.206 | RIM score less than one | Residential | Multi-Family | New | Spray Foam Insulation(Base R12) | 0.19848 | 1.394 | -12451.1452 | 0.209 | 0.38434 | 834 | TRC score less than one | Residential | Single Family | New | 15 SEER Air Source Heat Pump | 0.52565 | 1.1896 | -570.6055 | 0.1045 | 0.11103 | 393.6521 | RIM/PCT less than one | Residential | Multi-Family | Existing | Heat Pump Tune Up | 0.065776 | 0.92033 | -307.4261 | 0.056024 | 0.11078 | 215.15 | TRC/PCT less than one
Commercial/Industrial | Assembly | New | Efficient Battery Charger | 0.97089 | 0.88613 | 505.6471 | 0.60888 | 0 | 1111.206 | RIM score less than one | Residential | Manufactured Home | New | Spray Foam Insulation(Base R12) | 0.23358 | 1.3938 | -12441.4884 | 0.2595 | 0.47723 | 1035.55 | TRC score less than one | Residential | Manufactured Home | New | 15 SEER Air Source Heat Pump | 0.52565 | 1.1896 | -570.6055 | 0.1045 | 0.11103 | 393.6521 | RIM/PCT less than one | Residential | Single Family | Existing | Duct Insulation | 0.064707 | 1.3622 | -5256.5074 | 0.047311 | 0.052273 | 135.3381 | TRC/PCT less than one
Commercial/Industrial | College and University | New | Efficient Battery Charger | 0.97089 | 0.88613 | 505.6471 | 0.60888 | 0 | 1111.206 | RIM score less than one | Residential | Single Family | Existing | Spray Foam Insulation(Base R19) | 0.19043 | 1.5261 | -15543.2436 | 0.3025 | 0.4306 | 880 | TRC score less than one | Residential | Single Family | Turnover | 15 SEER Central AC | 0.61484 | 1.6753 | -606.0573 | 0.15798 | 0 | 255.9017 | RIM/PCT less than one | Residential | Single Family | Existing | Central AC Tune Up | 0.064302 | 1.0332 | -311.9175 | 0.11566 | 0 | 187.352 | TRC/PCT less than one
Commercial/Industrial | Grocery | New | Efficient Battery Charger | 0.97089 | 0.88613 | 505.6471 | 0.60888 | 0 | 1111.206 | RIM score less than one | Residential | Multi-Family | Existing | Spray Foam Insulation(Base R19) | 0.15713 | 1.5263 | -13480.6928 | 0.20728 | 0.29506 | 603 | TRC score less than one | Residential | Manufactured Home | Turnover | 15 SEER Central AC | 0.61484 | 1.6753 | -606.0573 | 0.15798 | 0 | 255.9017 | RIM/PCT less than one | Residential | Single Family | Turnover | High Efficiency Convection Oven | 0.059544 | 1.0406 | -2230.4609 | 0.020919 | 0.0068781 | 84.3 | TRC/PCT less than one
Commercial/Industrial | Healthcare | New | Efficient Battery Charger | 0.97089 | 0.88613 | 505.6471 | 0.60888 | 0 | 1111.206 | RIM score less than one | Residential | Manufactured Home | Existing | Spray Foam Insulation(Base R19) | 0.1967 | 1.5262 | -13507.3153 | 0.27376 | 0.3897 | 796.41 | TRC score less than one | Residential | Single Family | New | 15 SEER Central AC | 0.61484 | 1.6753 | -606.0573 | 0.15798 | 0 | 255.9017 | RIM/PCT less than one | Residential | Multi-Family | Turnover | High Efficiency Convection Oven | 0.059544 | 1.0406 | -2230.4609 | 0.020919 | 0.0068781 | 84.3 | TRC/PCT less than one
Commercial/Industrial | Hospitals | New | Efficient Battery Charger | 0.97089 | 0.88613 | 505.6471 | 0.60888 | 0 | 1111.206 | RIM score less than one | Residential | Single Family | New | Spray Foam Insulation(Base R19) | 0.19043 | 1.5261 | -15543.2436 | 0.3025 | 0.4306 | 880 | TRC score less than one | Residential | Manufactured Home | New | 15 SEER Central AC | 0.61484 | 1.6753 | -606.0573 | 0.15798 | 0 | 255.9017 | RIM/PCT less than one | Residential | Manufactured Home | Turnover | High Efficiency Convection Oven | 0.059544 | 1.0406 | -2230.4609 | 0.020919 | 0.0068781 | 84.3 | TRC/PCT less than one
Commercial/Industrial | Institutional | New | Efficient Battery Charger | 0.97089 | 0.88613 | 505.6471 | 0.60888 | 0 | 1111.206 | RIM score less than one | Residential | Multi-Family | New | Spray Foam Insulation(Base R19) | 0.15713 | 1.5263 | -13480.6928 | 0.20728 | 0.29506 | 603 | TRC score less than one | Residential | Single Family | New | Energy Star Door | 0.34362 | 1.3401 | -609.2901 | 0.013854 | 0.056128 | 96.5953 | RIM/PCT less than one | Residential | Single Family | New | High Efficiency Convection Oven | 0.059544 | 1.0406 | -2230.4609 | 0.020919 | 0.0068781 | 84.3 | TRC/PCT less than one
Commercial/Industrial | Lodging/Hospitality | New | Efficient Battery Charger | 0.97089 | 0.88613 | 505.6471 | 0.60888 | 0 | 1111.206 | RIM score less than one | Residential | Manufactured Home | New | Spray Foam Insulation(Base R19) | 0.1967 | 1.5262 | -13507.3153 | 0.27376 | 0.3897 | 796.41 | TRC score less than one | Residential | Multi-Family | New | Energy Star Door | 0.34362 | 1.3401 | -609.2901 | 0.013854 | 0.056128 | 96.5953 | RIM/PCT less than one | Residential | Multi-Family | New | High Efficiency Convection Oven | 0.059544 | 1.0406 | -2230.4609 | 0.020919 | 0.0068781 | 84.3 | TRC/PCT less than one
Commercial/Industrial | Miscellaneous | New | Efficient Battery Charger | 0.97089 | 0.88613 | 505.6471 | 0.60888 | 0 | 1111.206 | RIM score less than one | Residential | Single Family | Existing | Spray Foam Insulation(Base R2) | 0.74528 | 1.5081 | -3932.9776 | 1.1778 | 1.6459 | 3485 | TRC score less than one | Residential | Manufactured Home | New | Energy Star Door | 0.34362 | 1.3401 | -609.2901 | 0.013854 | 0.056128 | 96.5953 | RIM/PCT less than one | Residential | Manufactured Home | New | High Efficiency Convection Oven | 0.059544 | 1.0406 | -2230.4609 | 0.020919 | 0.0068781 | 84.3 | TRC/PCT less than one
Commercial/Industrial | Offices | New | Efficient Battery Charger | 0.97089 | 0.88613 | 505.6471 | 0.60888 | 0 | 1111.206 | RIM score less than one | Residential | Multi-Family | Existing | Spray Foam Insulation(Base R2) | 0.55509 | 1.5081 | -6559.1023 | 0.72865 | 1.0182 | 2156 | TRC score less than one | Residential | Multi-Family | Existing | Smart Thermostat | 0.4346 | 1.6894 | -631.3004 | 0.1189 | 0 | 172.12 | RIM/PCT less than one | Residential | Single Family | Turnover | Energy Star Audio-Video Equipment | 0.051512 | 0.53212 | -434.2383 | 0 | 0 | 80.2955 | TRC/PCT less than one
Commercial/Industrial | Restaurants | New | Efficient Battery Charger | 0.97089 | 0.88613 | 505.6471 | 0.60888 | 0 | 1111.206 | RIM score less than one | Residential | Manufactured Home | Existing | Spray Foam Insulation(Base R2) | 0.59649 | 1.5081 | -6163.6549 | 0.82602 | 1.1543 | 2444.11 | TRC score less than one | Residential | Single Family | Existing | Storm Door | 0.35976 | 1.3699 | -708.792 | 0.019659 | 0.068006 | 117.0852 | RIM/PCT less than one | Residential | Multi-Family | Turnover | Energy Star Audio-Video Equipment | 0.051512 | 0.53212 | -434.2383 | 0 | 0 | 80.2955 | TRC/PCT less than one
Commercial/Industrial | Retail | New | Efficient Battery Charger | 0.97089 | 0.88613 | 505.6471 | 0.60888 | 0 | 1111.206 | RIM score less than one | Residential | Single Family | New | Spray Foam Insulation(Base R2) | 0.74528 | 1.5081 | -3932.9776 | 1.1778 | 1.6459 | 3485 | TRC score less than one | Residential | Multi-Family | Existing | Storm Door | 0.35976 | 1.3699 | -708.792 | 0.019659 | 0.068006 | 117.0852 | RIM/PCT less than one | Residential | Manufactured Home | Turnover | Energy Star Audio-Video Equipment | 0.051512 | 0.53212 | -434.2383 | 0 | 0 | 80.2955 | TRC/PCT less than one
Commercial/Industrial | Schools K-12 | New | Efficient Battery Charger | 0.97089 | 0.88613 | 505.6471 | 0.60888 | 0 | 1111.206 | RIM score less than one | Residential | Multi-Family | New | Spray Foam Insulation(Base R2) | 0.55509 | 1.5081 | -6559.1023 | 0.72865 | 1.0182 | 2156 | TRC score less than one | Residential | Manufactured Home | Existing | Storm Door | 0.35976 | 1.3699 | -708.792 | 0.019659 | 0.068006 | 117.0852 | RIM/PCT less than one | Residential | Single Family | New | Energy Star Audio-Video Equipment | 0.051512 | 0.53212 | -434.2383 | 0 | 0 | 80.2955 | TRC/PCT less than one
Commercial/Industrial | Warehouse | New | Efficient Battery Charger | 0.97089 | 0.88613 | 505.6471 | 0.60888 | 0 | 1111.206 | RIM score less than one | Residential | Manufactured Home | New | Spray Foam Insulation(Base R2) | 0.59649 | 1.5081 | -6163.6549 | 0.82602 | 1.1543 | 2444.11 | TRC score less than one | Residential | Multi-Family | Turnover | 15 SEER Central AC | 0.45791 | 1.6748 | -720.6953 | 0.10532 | 0 | 170.6011 | RIM/PCT less than one | Residential | Multi-Family | New | Energy Star Audio-Video Equipment | 0.051512 | 0.53212 | -434.2383 | 0 | 0 | 80.2955 | TRC/PCT less than one
Commercial/Industrial | Assembly | Turnover | Server Virtualization | 0.061229 | 0.98672 | -45395.5479 | 3.1292 | 2.1764 | 21024 | RIM score less than one | Residential | Single Family | Existing | Spray Foam Insulation(Base R30) | 0.13423 | 1.5317 | -16710.9556 | 0.21168 | 0.30941 | 618 | TRC score less than one | Residential | Multi-Family | New | 15 SEER Central AC | 0.45791 | 1.6748 | -720.6953 | 0.10532 | 0 | 170.6011 | RIM/PCT less than one | Residential | Manufactured Home | New | Energy Star Audio-Video Equipment | 0.051512 | 0.53212 | -434.2383 | 0 | 0 | 80.2955 | TRC/PCT less than one
Commercial/Industrial | College and University | Turnover | Server Virtualization | 0.061229 | 0.98672 | -45395.5479 | 3.1292 | 2.1764 | 21024 | RIM score less than one | Residential | Multi-Family | Existing | Spray Foam Insulation(Base R30) | 0.11217 | 1.5316 | -14256.1961 | 0.14694 | 0.21479 | 429 | TRC score less than one | Residential | Single Family | Existing | Ceiling Insulation(R19 to R38) | 0.66487 | 1.5259 | -799.9891 | 0.14644 | 0.20845 | 426 | RIM/PCT less than one | Residential | Multi-Family | Existing | Duct Insulation | 0.049878 | 1.3413 | -4440.8392 | 0.022916 | 0.045313 | 88.0071 | TRC/PCT less than one
Commercial/Industrial | Grocery | Turnover | Server Virtualization | 0.061229 | 0.98672 | -45395.5479 | 3.1292 | 2.1764 | 21024 | RIM score less than one | Residential | Manufactured Home | Existing | Spray Foam Insulation(Base R30) | 0.15751 | 1.5318 | -14224.8342 | 0.21764 | 0.31813 | 635.42 | TRC score less than one | Residential | Single Family | New | Ceiling Insulation(R19 to R38) | 0.66487 | 1.5259 | -799.9891 | 0.14644 | 0.20845 | 426 | RIM/PCT less than one | Residential | Manufactured Home | Existing | Central AC Tune Up | 0.042781 | 1.0332 | -322.0483 | 0.076952 | 0 | 124.65 | TRC/PCT less than one
Commercial/Industrial | Healthcare | Turnover | Server Virtualization | 0.061229 | 0.98672 | -45395.5479 | 3.1292 | 2.1764 | 21024 | RIM score less than one | Residential | Single Family | New | Spray Foam Insulation(Base R30) | 0.16271 | 1.5317 | -13304.378 | 0.21168 | 0.30941 | 618 | TRC score less than one | Residential | Single Family | Existing | Air Sealing-Infiltration Control | 0.53707 | 1.2739 | -802.1611 | 0.20819 | 0.23002 | 595.5471 | RIM/PCT less than one | Residential | Manufactured Home | Existing | Green Roof | 0.038497 | 1.4266 | -81804.92 | 0.22553 | 0.51935 | 948.5385 | TRC/PCT less than one
Commercial/Industrial | Hospitals | Turnover | Server Virtualization | 0.061229 | 0.98672 | -45395.5479 | 3.1292 | 2.1764 | 21024 | RIM score less than one | Residential | Multi-Family | New | Spray Foam Insulation(Base R30) | 0.11294 | 1.5316 | -14146.7351 | 0.14694 | 0.21479 | 429 | TRC score less than one | Residential | Multi-Family | Turnover | 15 SEER Air Source Heat Pump | 0.3717 | 1.1899 | -870.3495 | 0.069666 | 0.074019 | 262.4347 | RIM/PCT less than one | Residential | Manufactured Home | New | Green Roof | 0.038497 | 1.4266 | -81804.92 | 0.22553 | 0.51935 | 948.5385 | TRC/PCT less than one
Commercial/Industrial | Institutional | Turnover | Server Virtualization | 0.061229 | 0.98672 | -45395.5479 | 3.1292 | 2.1764 | 21024 | RIM score less than one | Residential | Manufactured Home | New | Spray Foam Insulation(Base R30) | 0.1673 | 1.5318 | -13226.7385 | 0.21764 | 0.31813 | 635.42 | TRC score less than one | Residential | Multi-Family | New | 15 SEER Air Source Heat Pump | 0.3717 | 1.1899 | -870.3495 | 0.069666 | 0.074019 | 262.4347 | RIM/PCT less than one | Residential | Single Family | Existing | Green Roof | 0.035264 | 1.4588 | -93789.2326 | 0.33897 | 0.37453 | 969.6678 | TRC/PCT less than one
Commercial/Industrial | Lodging/Hospitality | Turnover | Server Virtualization | 0.061229 | 0.98672 | -45395.5479 | 3.1292 | 2.1764 | 21024 | RIM score less than one | Residential | Single Family | Existing | Storm Door | 0.35976 | 1.3699 | -708.792 | 0.019659 | 0.068006 | 117.0852 | TRC score less than one | Residential | Single Family | New | Storm Door | 0.23845 | 1.3705 | -884.9127 | 0.013024 | 0.045054 | 77.5689 | RIM/PCT less than one | Residential | Single Family | New | Green Roof | 0.035264 | 1.4588 | -93789.2326 | 0.33897 | 0.37453 | 969.6678 | TRC/PCT less than one
Commercial/Industrial | Miscellaneous | Turnover | Server Virtualization | 0.061229 | 0.98672 | -45395.5479 | 3.1292 | 2.1764 | 21024 | RIM score less than one | Residential | Multi-Family | Existing | Storm Door | 0.35976 | 1.3699 | -708.792 | 0.019659 | 0.068006 | 117.0852 | TRC score less than one | Residential | Multi-Family | New | Storm Door | 0.23845 | 1.3705 | -884.9127 | 0.013024 | 0.045054 | 77.5689 | RIM/PCT less than one | Residential | Single Family | Turnover | Instantaneous Hot Water System | 0.034548 | 0.902 | -8365.9477 | -0.0032502 | 0.03864 | 140.2982 | TRC/PCT less than one
Commercial/Industrial | Offices | Turnover | Server Virtualization | 0.061229 | 0.98672 | -45395.5479 | 3.1292 | 2.1764 | 21024 | RIM score less than one | Residential | Manufactured Home | Existing | Storm Door | 0.35976 | 1.3699 | -708.792 | 0.019659 | 0.068006 | 117.0852 | TRC score less than one | Residential | Manufactured Home | New | Storm Door | 0.23845 | 1.3705 | -884.9127 | 0.013024 | 0.045054 | 77.5689 | RIM/PCT less than one | Residential | Single Family | New | Instantaneous Hot Water System | 0.034548 | 0.902 | -8365.9477 | -0.0032502 | 0.03864 | 140.2982 | TRC/PCT less than one
Commercial/Industrial | Restaurants | Turnover | Server Virtualization | 0.061229 | 0.98672 | -45395.5479 | 3.1292 | 2.1764 | 21024 | RIM score less than one | Residential | Single Family | New | Storm Door | 0.23845 | 1.3705 | -884.9127 | 0.013024 | 0.045054 | 77.5689 | TRC score less than one | Residential | Manufactured Home | Existing | Wall Insulation | 0.70246 | 1.3975 | -888.5462 | 0.10063 | 0.61978 | 859 | RIM/PCT less than one | Residential | Multi-Family | Existing | Central AC Tune Up | 0.031147 | 1.0332 | -327.5255 | 0.056024 | 0 | 90.75 | TRC/PCT less than one
Commercial/Industrial | Retail | Turnover | Server Virtualization | 0.061229 | 0.98672 | -45395.5479 | 3.1292 | 2.1764 | 21024 | RIM score less than one | Residential | Multi-Family | New | Storm Door | 0.23845 | 1.3705 | -884.9127 | 0.013024 | 0.045054 | 77.5689 | TRC score less than one | Residential | Single Family | Existing | HVAC ECM Motor | 0.099642 | 1.1193 | -926.7509 | 0.0082352 | 0.016593 | 48.0178 | RIM/PCT less than one | Residential | Multi-Family | Turnover | Instantaneous Hot Water System | 0.027177 | 0.90267 | -8481.2072 | -0.0025549 | 0.030373 | 110.2837 | TRC/PCT less than one
Commercial/Industrial | Schools K-12 | Turnover | Server Virtualization | 0.061229 | 0.98672 | -45395.5479 | 3.1292 | 2.1764 | 21024 | RIM score less than one | Residential | Manufactured Home | New | Storm Door | 0.23845 | 1.3705 | -884.9127 | 0.013024 | 0.045054 | 77.5689 | TRC score less than one | Residential | Multi-Family | Existing | HVAC ECM Motor | 0.099642 | 1.1193 | -926.7509 | 0.0082352 | 0.016593 | 48.0178 | RIM/PCT less than one | Residential | Multi-Family | New | Instantaneous Hot Water System | 0.027177 | 0.90267 | -8481.2072 | -0.0025549 | 0.030373 | 110.2837 | TRC/PCT less than one
Commercial/Industrial | Warehouse | Turnover | Server Virtualization | 0.061229 | 0.98672 | -45395.5479 | 3.1292 | 2.1764 | 21024 | RIM score less than one | Residential | Single Family | Existing | Wall Insulation | 0.61089 | 1.4028 | -2094.1568 | 0.15001 | 0.77472 | 1113 | TRC score less than one | Residential | Manufactured Home | Existing | HVAC ECM Motor | 0.099642 | 1.1193 | -926.7509 | 0.0082352 | 0.016593 | 48.0178 | RIM/PCT less than one | Residential | Multi-Family | Existing | Green Roof | 0.027122 | 1.4331 | -78574.3529 | 0.16419 | 0.32466 | 630.5517 | TRC/PCT less than one
Commercial/Industrial | Assembly | New | Server Virtualization | 0.061229 | 0.98672 | -45395.5479 | 3.1292 | 2.1764 | 21024 | RIM score less than one | Residential | Multi-Family | Existing | Wall Insulation | 0.32644 | 1.3891 | -2849.8643 | 0.034571 | 0.29831 | 391 | TRC score less than one | Residential | Single Family | New | HVAC ECM Motor | 0.099642 | 1.1193 | -926.7509 | 0.0082352 | 0.016593 | 48.0178 | RIM/PCT less than one | Residential | Multi-Family | New | Green Roof | 0.027122 | 1.4331 | -78574.3529 | 0.16419 | 0.32466 | 630.5517 | TRC/PCT less than one
Commercial/Industrial | College and University | New | Server Virtualization | 0.061229 | 0.98672 | -45395.5479 | 3.1292 | 2.1764 | 21024 | RIM score less than one | Residential | Manufactured Home | Existing | Wall Insulation | 0.70246 | 1.3975 | -888.5462 | 0.10063 | 0.61978 | 859 | TRC score less than one | Residential | Multi-Family | New | HVAC ECM Motor | 0.099642 | 1.1193 | -926.7509 | 0.0082352 | 0.016593 | 48.0178 | RIM/PCT less than one | Residential | Manufactured Home | Turnover | Instantaneous Hot Water System | 0.02697 | 0.90298 | -8484.5833 | -0.0025345 | 0.030131 | 109.4045 | TRC/PCT less than one
Commercial/Industrial | Grocery | New | Server Virtualization | 0.061229 | 0.98672 | -45395.5479 | 3.1292 | 2.1764 | 21024 | RIM score less than one | Residential | Single Family | New | Wall Insulation | 0 | #DIV/0! | -7054.7042 | 0 | 0 | 0 | TRC score less than one | Residential | Manufactured Home | New | HVAC ECM Motor | 0.099642 | 1.1193 | -926.7509 | 0.0082352 | 0.016593 | 48.0178 | RIM/PCT less than one | Residential | Manufactured Home | New | Instantaneous Hot Water System | 0.02697 | 0.90298 | -8484.5833 | -0.0025345 | 0.030131 | 109.4045 | TRC/PCT less than one
Commercial/Industrial | Healthcare | New | Server Virtualization | 0.061229 | 0.98672 | -45395.5479 | 3.1292 | 2.1764 | 21024 | RIM score less than one | Residential | Multi-Family | New | Wall Insulation | 0 | #DIV/0! | -4592.5184 | 0 | 0 | 0 | TRC score less than one | Residential | Single Family | New | Duct Repair | 0 | #DIV/0! | -1028.5123 | 0 | 0 | 0 | RIM/PCT less than one | Residential | Single Family | Existing | Floor Insulation | 0.025159 | 1.1672 | -7952.9368 | 0 | 0.04491 | 73 | TRC/PCT less than one
Commercial/Industrial | Hospitals | New | Server Virtualization | 0.061229 | 0.98672 | -45395.5479 | 3.1292 | 2.1764 | 21024 | RIM score less than one | Residential | Manufactured Home | New | Wall Insulation | 0 | #DIV/0! | -4717.0369 | 0 | 0 | 0 | TRC score less than one | Residential | Multi-Family | New | Duct Repair | 0 | #DIV/0! | -1028.5123 | 0 | 0 | 0 | RIM/PCT less than one | Residential | Manufactured Home | Existing | Floor Insulation | 0.023213 | 1.1676 | -6987.981 | 0 | 0.036297 | 59 | TRC/PCT less than one
Commercial/Industrial | Institutional | New | Server Virtualization | 0.061229 | 0.98672 | -45395.5479 | 3.1292 | 2.1764 | 21024 | RIM score less than one | Residential | Single Family | Existing | Window Sun Protection | 0.085377 | 2.7316 | -3922.1887 | 0.13817 | -0.063238 | 91.8622 | TRC score less than one | Residential | Manufactured Home | New | Duct Repair | 0 | #DIV/0! | -1028.5123 | 0 | 0 | 0 | RIM/PCT less than one | Residential | Single Family | Existing | Sealed crawlspace | 0.013827 | 1.1459 | -20199.7713 | 0.016469 | 0.10118 | 162.06 | TRC/PCT less than one
Commercial/Industrial | Lodging/Hospitality | New | Server Virtualization | 0.061229 | 0.98672 | -45395.5479 | 3.1292 | 2.1764 | 21024 | RIM score less than one | Residential | Multi-Family | Existing | Window Sun Protection | 0.11981 | 2.729 | -2281.3432 | 0.11514 | -0.052699 | 76.5518 | TRC score less than one | Residential | Multi-Family | Existing | Ceiling Insulation(R19 to R38) | 0.49807 | 1.5263 | -1060.4468 | 0.091093 | 0.12967 | 265 | RIM/PCT less than one | Residential | Manufactured Home | Existing | Sealed crawlspace | 0.012746 | 1.1452 | -17725.6259 | 0.013311 | 0.081779 | 130.98 | TRC/PCT less than one
Commercial/Industrial | Miscellaneous | New | Server Virtualization | 0.061229 | 0.98672 | -45395.5479 | 3.1292 | 2.1764 | 21024 | RIM score less than one | Residential | Manufactured Home | Existing | Window Sun Protection | 0.090852 | 2.729 | -2447.1637 | 0.092115 | -0.042159 | 61.2414 | TRC score less than one | Residential | Multi-Family | New | Ceiling Insulation(R19 to R38) | 0.49807 | 1.5263 | -1060.4468 | 0.091093 | 0.12967 | 265 | RIM/PCT less than one | Residential | Multi-Family | Existing | Floor Insulation | 0.012428 | 1.1654 | -6723.478 | 0 | 0.018456 | 30 | TRC/PCT less than one
Commercial/Industrial | Offices | New | Server Virtualization | 0.061229 | 0.98672 | -45395.5479 | 3.1292 | 2.1764 | 21024 | RIM score less than one | Residential | Single Family | New | Window Sun Protection | 0.085377 | 2.7316 | -3922.1887 | 0.13817 | -0.063238 | 91.8622 | TRC score less than one | Residential | Manufactured Home | Existing | Ceiling Insulation(R19 to R38) | 0.45312 | 1.5259 | -1230.8441 | 0.087453 | 0.12449 | 254.41 | RIM/PCT less than one | Residential | Multi-Family | Existing | Sealed crawlspace | 0.0068375 | 1.1453 | -16933.7242 | 0.0067683 | 0.041583 | 66.6 | TRC/PCT less than one
Commercial/Industrial | Restaurants | New | Server Virtualization | 0.061229 | 0.98672 | -45395.5479 | 3.1292 | 2.1764 | 21024 | RIM score less than one | Residential | Multi-Family | New | Window Sun Protection | 0.11981 | 2.729 | -2281.3432 | 0.11514 | -0.052699 | 76.5518 | TRC score less than one | Residential | Manufactured Home | New | Ceiling Insulation(R19 to R38) | 0.45312 | 1.5259 | -1230.8441 | 0.087453 | 0.12449 | 254.41 | RIM/PCT less than one | Residential | Single Family | New | Air Sealing-Infiltration Control | 0 | #DIV/0! | -2163.6009 | 0 | 0 | 0 | TRC/PCT less than one
Commercial/Industrial | Retail | New | Server Virtualization | 0.061229 | 0.98672 | -45395.5479 | 3.1292 | 2.1764 | 21024 | RIM score less than one | Residential | Manufactured Home | New | Window Sun Protection | 0.090852 | 2.729 | -2447.1637 | 0.092115 | -0.042159 | 61.2414 | TRC score less than one | Residential | Single Family | Turnover | 16 SEER Central AC | 0.58909 | 1.6752 | -1249.9612 | 0.29621 | 0 | 479.8157 | RIM/PCT less than one | Residential | Multi-Family | New | Air Sealing-Infiltration Control | 0 | #DIV/0! | -1283.6581 | 0 | 0 | 0 | TRC/PCT less than one
Commercial/Industrial | Schools K-12 | New | Server Virtualization | 0.061229 | 0.98672 | -45395.5479 | 3.1292 | 2.1764 | 21024 | RIM score less than one | Residential | Single Family | Existing | Exterior Lighting Controls | 0.24204 | 0.5948 | -77.8311 | 0 | 0 | 56.94 | TRC score less than one | Residential | Manufactured Home | Turnover | 16 SEER Central AC | 0.58909 | 1.6752 | -1249.9612 | 0.29621 | 0 | 479.8157 | RIM/PCT less than one | Residential | Manufactured Home | New | Air Sealing-Infiltration Control | 0 | #DIV/0! | -1354.2103 | 0 | 0 | 0 | TRC/PCT less than one
Commercial/Industrial | Warehouse | New | Server Virtualization | 0.061229 | 0.98672 | -45395.5479 | 3.1292 | 2.1764 | 21024 | RIM score less than one | Residential | Multi-Family | Existing | Exterior Lighting Controls | 0.24204 | 0.5948 | -77.8311 | 0 | 0 | 56.94 | TRC score less than one | Residential | Single Family | New | 16 SEER Central AC | 0.58909 | 1.6752 | -1249.9612 | 0.29621 | 0 | 479.8157 | RIM/PCT less than one | Residential | Single Family | New | Central AC Tune Up | 0 | #DIV/0! | -342.1881 | 0 | 0 | 0 | TRC/PCT less than one
Commercial/Industrial | Grocery | Existing | Drain Water Heat Recovery | 0.12502 | 0.86257 | -17181.5402 | 0.10435 | 0.7247 | 1726.4575 | RIM score less than one | Residential | Manufactured Home | Existing | Exterior Lighting Controls | 0.24204 | 0.5948 | -77.8311 | 0 | 0 | 56.94 | TRC score less than one | Residential | Manufactured Home | New | 16 SEER Central AC | 0.58909 | 1.6752 | -1249.9612 | 0.29621 | 0 | 479.8157 | RIM/PCT less than one | Residential | Multi-Family | New | Central AC Tune Up | 0 | #DIV/0! | -342.1881 | 0 | 0 | 0 | TRC/PCT less than one
Commercial/Industrial | Lodging/Hospitality | Existing | Drain Water Heat Recovery | 0.20003 | 0.86258 | -43277.4391 | 0.50086 | 3.4786 | 8286.9962 | RIM score less than one | Residential | Single Family | New | Exterior Lighting Controls | 0.24204 | 0.5948 | -77.8311 | 0 | 0 | 56.94 | TRC score less than one | Residential | Multi-Family | New | Air Sealing-Infiltration Control | 0 | #DIV/0! | -1283.6581 | 0 | 0 | 0 | RIM/PCT less than one | Residential | Manufactured Home | New | Central AC Tune Up | 0 | #DIV/0! | -342.1881 | 0 | 0 | 0 | TRC/PCT less than one
Commercial/Industrial | Restaurants | Existing | Drain Water Heat Recovery | 0.10418 | 0.86257 | -35894.0399 | 0.17391 | 1.2078 | 2877.4292 | RIM score less than one | Residential | Multi-Family | New | Exterior Lighting Controls | 0.24204 | 0.5948 | -77.8311 | 0 | 0 | 56.94 | TRC score less than one | Residential | Multi-Family | Existing | Ceiling Insulation(R30 to R38) | 0.19197 | 1.5333 | -1319.2327 | 0.025689 | 0.03755 | 75 | RIM/PCT less than one | Residential | Single Family | New | Duct Insulation | 0 | #DIV/0! | -5669.8169 | 0 | 0 | 0 | TRC/PCT less than one
Commercial/Industrial | Retail | Existing | Drain Water Heat Recovery | 0.12377 | 0.86257 | -51682.4069 | 0.30991 | 2.1524 | 5127.5789 | RIM score less than one | Residential | Manufactured Home | New | Exterior Lighting Controls | 0.24204 | 0.5948 | -77.8311 | 0 | 0 | 56.94 | TRC score less than one | Residential | Multi-Family | New | Ceiling Insulation(R30 to R38) | 0.19197 | 1.5333 | -1319.2327 | 0.025689 | 0.03755 | 75 | RIM/PCT less than one | Residential | Multi-Family | New | Duct Insulation | 0 | #DIV/0! | -4709.6045 | 0 | 0 | 0 | TRC/PCT less than one
Commercial/Industrial | Grocery | New | Drain Water Heat Recovery | 0.11959 | 0.86253 | -17380.8079 | 0.099818 | 0.69326 | 1651.553 | RIM score less than one | Residential | Single Family | Existing | Interior Lighting Controls | 0.1341 | 0.79139 | -178.8901 | 0.0049193 | 0.0037144 | 36.2714 | TRC score less than one | Residential | Manufactured Home | New | Air Sealing-Infiltration Control | 0 | #DIV/0! | -1354.2103 | 0 | 0 | 0 | RIM/PCT less than one | Residential | Manufactured Home | New | Duct Insulation | 0 | #DIV/0! | -4968.453 | 0 | 0 | 0 | TRC/PCT less than one
Commercial/Industrial | Lodging/Hospitality | New | Drain Water Heat Recovery | 0.19135 | 0.8626 | -44233.9243 | 0.47913 | 3.3276 | 7927.4546 | RIM score less than one | Residential | Multi-Family | Existing | Interior Lighting Controls | 0.1341 | 0.79139 | -178.8901 | 0.0049193 | 0.0037144 | 36.2714 | TRC score less than one | Residential | Manufactured Home | Existing | Ceiling Insulation(R30 to R38) | 0.17377 | 1.5316 | -1424.8199 | 0.024558 | 0.035898 | 71.7 | RIM/PCT less than one | Residential | Single Family | New | Duct Repair | 0 | #DIV/0! | -1028.5123 | 0 | 0 | 0 | TRC/PCT less than one
Commercial/Industrial | Restaurants | New | Drain Water Heat Recovery | 0.09966 | 0.86256 | -36226.1528 | 0.16636 | 1.1554 | 2752.5884 | RIM score less than one | Residential | Manufactured Home | Existing | Interior Lighting Controls | 0.1341 | 0.79139 | -178.8901 | 0.0049193 | 0.0037144 | 36.2714 | TRC score less than one | Residential | Manufactured Home | New | Ceiling Insulation(R30 to R38) | 0.17377 | 1.5316 | -1424.8199 | 0.024558 | 0.035898 | 71.7 | RIM/PCT less than one | Residential | Multi-Family | New | Duct Repair | 0 | #DIV/0! | -1028.5123 | 0 | 0 | 0 | TRC/PCT less than one
Commercial/Industrial | Retail | New | Drain Water Heat Recovery | 0.1184 | 0.86259 | -52274.2321 | 0.29646 | 2.059 | 4905.1125 | RIM score less than one | Residential | Single Family | New | Interior Lighting Controls | 0.1341 | 0.79139 | -178.8901 | 0.0049193 | 0.0037144 | 36.2714 | TRC score less than one | Residential | Single Family | Existing | Ceiling Insulation(R30 to R38) | 0.26117 | 1.5313 | -1442.4923 | 0.042129 | 0.061582 | 123 | RIM/PCT less than one | Residential | Manufactured Home | New | Duct Repair | 0 | #DIV/0! | -1028.5123 | 0 | 0 | 0 | TRC/PCT less than one
Commercial/Industrial | Grocery | Existing | Faucet Aerator | 3.6497 | 0.74867 | 324.9117 | 0.010496 | 0.08956 | 197.7633 | RIM score less than one | Residential | Multi-Family | New | Interior Lighting Controls | 0.1341 | 0.79139 | -178.8901 | 0.0049193 | 0.0037144 | 36.2714 | TRC score less than one | Residential | Single Family | New | Ceiling Insulation(R30 to R38) | 0.26117 | 1.5313 | -1442.4923 | 0.042129 | 0.061582 | 123 | RIM/PCT less than one | Residential | Single Family | New | Floor Insulation | 0 | #DIV/0! | -8233.2655 | 0 | 0 | 0 | TRC/PCT less than one
Commercial/Industrial | Lodging/Hospitality | Existing | Faucet Aerator | 3.6497 | 0.74867 | 866.4312 | 0.027988 | 0.23883 | 527.3687 | RIM score less than one | Residential | Manufactured Home | New | Interior Lighting Controls | 0.1341 | 0.79139 | -178.8901 | 0.0049193 | 0.0037144 | 36.2714 | TRC score less than one | Residential | Multi-Family | Turnover | 16 SEER Central AC | 0.43939 | 1.6755 | -1450.4148 | 0.19747 | 0 | 319.8771 | RIM/PCT less than one | Residential | Multi-Family | New | Floor Insulation | 0 | #DIV/0! | -6838.6816 | 0 | 0 | 0 | TRC/PCT less than one
Commercial/Industrial | Restaurants | Existing | Faucet Aerator | 3.6497 | 0.74867 | 108.3039 | 0.0034985 | 0.029853 | 65.9211 | RIM score less than one | Residential | Single Family | Existing | Solar Attic Fan | 0.25618 | 1.2314 | -1463.9396 | 0.077312 | 0 | 224.8224 | TRC score less than one | Residential | Multi-Family | New | 16 SEER Central AC | 0.43939 | 1.6755 | -1450.4148 | 0.19747 | 0 | 319.8771 | RIM/PCT less than one | Residential | Manufactured Home | New | Floor Insulation | 0 | #DIV/0! | -7214.5481 | 0 | 0 | 0 | TRC/PCT less than one
Commercial/Industrial | Retail | Existing | Faucet Aerator | 3.6497 | 0.74867 | 216.6078 | 0.0069971 | 0.059707 | 131.8422 | RIM score less than one | Residential | Multi-Family | Existing | Solar Attic Fan | 0.12406 | 1.2311 | -1817.9555 | 0.037449 | 0 | 108.9 | TRC score less than one | Residential | Single Family | Existing | Solar Attic Fan | 0.25618 | 1.2314 | -1463.9396 | 0.077312 | 0 | 224.8224 | RIM/PCT less than one | Residential | Single Family | New | Heat Pump Tune Up | 0 | #DIV/0! | -342.1881 | 0 | 0 | 0 | TRC/PCT less than one
Commercial/Industrial | Grocery | New | Faucet Aerator | 3.6497 | 0.74867 | 324.9117 | 0.010496 | 0.08956 | 197.7633 | RIM score less than one | Residential | Manufactured Home | Existing | Solar Attic Fan | 0.17045 | 1.2315 | -1693.7227 | 0.051438 | 0 | 149.58 | TRC score less than one | Residential | Single Family | New | Solar Attic Fan | 0.25618 | 1.2314 | -1463.9396 | 0.077312 | 0 | 224.8224 | RIM/PCT less than one | Residential | Multi-Family | New | Heat Pump Tune Up | 0 | #DIV/0! | -342.1881 | 0 | 0 | 0 | TRC/PCT less than one
Commercial/Industrial | Lodging/Hospitality | New | Faucet Aerator | 3.6497 | 0.74867 | 866.4312 | 0.027988 | 0.23883 | 527.3687 | RIM score less than one | Residential | Single Family | New | Solar Attic Fan | 0.25618 | 1.2314 | -1463.9396 | 0.077312 | 0 | 224.8224 | TRC score less than one | Residential | Multi-Family | Existing | ENERGY STAR Certified Home | 0.79613 | 1.4071 | -1527.5735 | 1.3343 | 0.40467 | 3624.3 | RIM/PCT less than one | Residential | Manufactured Home | New | Heat Pump Tune Up | 0 | #DIV/0! | -342.1881 | 0 | 0 | 0 | TRC/PCT less than one
Commercial/Industrial | Restaurants | New | Faucet Aerator | 3.6497 | 0.74867 | 108.3039 | 0.0034985 | 0.029853 | 65.9211 | RIM score less than one | Residential | Multi-Family | New | Solar Attic Fan | 0.12406 | 1.2311 | -1817.9555 | 0.037449 | 0 | 108.9 | TRC score less than one | Residential | Multi-Family | New | ENERGY STAR Certified Home | 0.79613 | 1.4071 | -1527.5735 | 1.3343 | 0.40467 | 3624.3 | RIM/PCT less than one | Residential | Single Family | New | Sealed crawlspace | 0 | #DIV/0! | -20570.2457 | 0 | 0 | 0 | TRC/PCT less than one
Commercial/Industrial | Retail | New | Faucet Aerator | 3.6497 | 0.74867 | 216.6078 | 0.0069971 | 0.059707 | 131.8422 | RIM score less than one | Residential | Manufactured Home | New | Solar Attic Fan | 0.17045 | 1.2315 | -1693.7227 | 0.051438 | 0 | 149.58 | TRC score less than one | Residential | Manufactured Home | Existing | Radiant Barrier | 0.61014 | 1.5211 | -1569.4315 | 0.22259 | 0.31145 | 647.3 | RIM/PCT less than one | Residential | Multi-Family | New | Sealed crawlspace | 0 | #DIV/0! | -17085.974 | 0 | 0 | 0 | TRC/PCT less than one
Commercial/Industrial | College and University | Existing | Low Flow Shower Head | 4.5189 | 0.83886 | 9150.8689 | 0.42491 | 2.2292 | 6056.4203 | RIM score less than one | Residential | Single Family | Existing | ENERGY STAR Certified Home | 0.81008 | 1.4071 | -2097.6369 | 2.2884 | 0.69402 | 6215.787 | TRC score less than one | Residential | Manufactured Home | New | Radiant Barrier | 0.61014 | 1.5211 | -1569.4315 | 0.22259 | 0.31145 | 647.3 | RIM/PCT less than one | Residential | Manufactured Home | New | Sealed crawlspace | 0 | #DIV/0! | -18025.0504 | 0 | 0 | 0 | TRC/PCT less than one
Commercial/Industrial | Grocery | Existing | Low Flow Shower Head | 4.5189 | 0.83886 | 234.6377 | 0.010895 | 0.057159 | 155.2928 | RIM score less than one | Residential | Multi-Family | Existing | ENERGY STAR Certified Home | 0.79613 | 1.4071 | -1527.5735 | 1.3343 | 0.40467 | 3624.3 | TRC score less than one | Residential | Manufactured Home | Existing | Solar Attic Fan | 0.17045 | 1.2315 | -1693.7227 | 0.051438 | 0 | 149.58 | RIM/PCT less than one | Residential | Single Family | New | Wall Insulation | 0 | #DIV/0! | -7054.7042 | 0 | 0 | 0 | TRC/PCT less than one
Commercial/Industrial | Lodging/Hospitality | Existing | Low Flow Shower Head | 4.6876 | 0.74945 | 2909.5551 | 0.090394 | 0.77136 | 1708.2211 | RIM score less than one | Residential | Single Family | New | ENERGY STAR Certified Home | 0.81008 | 1.4071 | -2097.6369 | 2.2884 | 0.69402 | 6215.787 | TRC score less than one | Residential | Manufactured Home | New | Solar Attic Fan | 0.17045 | 1.2315 | -1693.7227 | 0.051438 | 0 | 149.58 | RIM/PCT less than one | Residential | Multi-Family | New | Wall Insulation | 0 | #DIV/0! | -4592.5184 | 0 | 0 | 0 | TRC/PCT less than one
Commercial/Industrial | Restaurants | Existing | Low Flow Shower Head | 4.5189 | 0.83886 | 234.6377 | 0.010895 | 0.057159 | 155.2928 | RIM score less than one | Residential | Multi-Family | New | ENERGY STAR Certified Home | 0.79613 | 1.4071 | -1527.5735 | 1.3343 | 0.40467 | 3624.3 | TRC score less than one | Residential | Multi-Family | Existing | Solar Attic Fan | 0.12406 | 1.2311 | -1817.9555 | 0.037449 | 0 | 108.9 | RIM/PCT less than one | Residential | Manufactured Home | New | Wall Insulation | 0 | #DIV/0! | -4717.0369 | 0 | 0 | 0 | TRC/PCT less than one
Commercial/Industrial | Retail | Existing | Low Flow Shower Head | 4.5189 | 0.83886 | 469.2753 | 0.021791 | 0.11432 | 310.5857 | RIM score less than one | Residential | Multi-Family | Any | Room AC control | 0.59309 | #DIV/0! | -553.5383 | 0.10969 | 0.12692 | 0.0037144 | TRC score less than one | Residential | Multi-Family | New | Solar Attic Fan | 0.12406 | 1.2311 | -1817.9555 | 0.037449 | 0 | 108.9 | RIM/PCT less than one | Residential | Multi-Family | New | Smart Thermostat | 1.0772 | 2.0175 | -100.2514 | 0.15516 | 0 | 172.12 | TRC/PCT less than one
Commercial/Industrial | College and University | New | Low Flow Shower Head | 4.5189 | 0.83886 | 9150.8689 | 0.42491 | 2.2292 | 6056.4203 | RIM score less than one | Residential | Multi-Family | Any | Central Heating - 50% cycling | 0.86757 | #DIV/0! | -590.8233 | 0 | 0.50769 | 0.0037144 | TRC score less than one | Residential | Single Family | Existing | Wall Insulation | 0.61089 | 1.4028 | -2094.1568 | 0.15001 | 0.77472 | 1113 | RIM/PCT less than one | Residential | Multi Family | Any | Central Heating - 50% cycling | 0.86757 | #DIV/0! | -590.8233 | 0 | 0.50769 | 0 | TRC/PCT less than one
Commercial/Industrial | Grocery | New | Low Flow Shower Head | 4.5189 | 0.83886 | 234.6377 | 0.010895 | 0.057159 | 155.2928 | RIM score less than one | Residential | Single Family | Any | Solar Voltaic (17.1w/sf2) | 0.35598 | 0.97653 | -58.5628 | 0.0039055 | 0.00014557 | 26.3009 | TRC score less than one | Residential | Single Family | Existing | ENERGY STAR Certified Home | 0.81008 | 1.4071 | -2097.6369 | 2.2884 | 0.69402 | 6215.787 | RIM/PCT less than one | Residential | Multi Family | Any | Room AC control | 0.59309 | #DIV/0! | -553.5383 | 0.10969 | 0.12692 | 0 | TRC/PCT less than one
Commercial/Industrial | Lodging/Hospitality | New | Low Flow Shower Head | 4.6876 | 0.74945 | 2909.5551 | 0.090394 | 0.77136 | 1708.2211 | RIM score less than one | Residential | Multi-Family | Any | Solar Voltaic (17.1w/sf2) | 0.35598 | 0.97653 | -58.5628 | 0.0039055 | 0.00014557 | 26.3009 | TRC score less than one | Residential | Single Family | New | ENERGY STAR Certified Home | 0.81008 | 1.4071 | -2097.6369 | 2.2884 | 0.69402 | 6215.787 | RIM/PCT less than one | Residential | Single Family | Any | Solar Voltaic (17.1w/sf2) | 0.0015218 | 0.97653 | -32043.6695 | 0.0039055 | 0.00014557 | 26.3009 | TRC/PCT less than one
Commercial/Industrial | Restaurants | New | Low Flow Shower Head | 4.5189 | 0.83886 | 234.6377 | 0.010895 | 0.057159 | 155.2928 | RIM score less than one | Residential | Single Family | Any | Storage | 4.6376e-06 | #DIV/0! | -73135.8901 | 0 | 0.00069149 | 0 | TRC score less than one | Residential | Single Family | New | Air Sealing-Infiltration Control | 0 | #DIV/0! | -2163.6009 | 0 | 0 | 0 | RIM/PCT less than one | Residential | Multi-Family | Any | Solar Voltaic (17.1w/sf2) | 0.0015218 | 0.97653 | -32043.6695 | 0.0039055 | 0.00014557 | 26.3009 | TRC/PCT less than one
Commercial/Industrial | Retail | New | Low Flow Shower Head | 4.5189 | 0.83886 | 469.2753 | 0.021791 | 0.11432 | 310.5857 | RIM score less than one | Residential | Multi-Family | Any | Storage | 0.0011471 | #DIV/0! | -73135.8901 | 0 | 0.12087 | 0 | TRC score less than one | Residential | Single Family | Turnover | High Efficiency Convection Oven | 0.059544 | 1.0406 | -2230.4609 | 0.020919 | 0.0068781 | 84.3 | RIM/PCT less than one | Residential | Single Family | Any | Storage | 4.6376e-06 | #DIV/0! | -73135.8901 | 0 | 0.00069149 | 0 | TRC/PCT less than one
Commercial/Industrial | Assembly | Existing | Low-Flow Pre-Rinse Sprayers | 1.6636 | 0.91638 | 961.3143 | 0.20853 | 0.54512 | 2261.9741 | RIM score less than one | Residential | Single Family | Any | Storage with other DSM (EE and DR) | 0.0071994 | #DIV/0! | -73135.8901 | 0.26991 | 0.29583 | 0 | TRC score less than one | Residential | Multi-Family | Turnover | High Efficiency Convection Oven | 0.059544 | 1.0406 | -2230.4609 | 0.020919 | 0.0068781 | 84.3 | RIM/PCT less than one | Residential | Multi-Family | Any | Storage | 0.0011471 | #DIV/0! | -73135.8901 | 0 | 0.12087 | 0 | TRC/PCT less than one
Commercial/Industrial | College and University | Existing | Low-Flow Pre-Rinse Sprayers | 1.6636 | 0.91638 | 961.3143 | 0.20853 | 0.54512 | 2261.9741 | RIM score less than one | Residential | Multi-Family | Any | Storage with other DSM (EE and DR) | 0.013376 | #DIV/0! | -73135.8901 | 0.5276 | 0.46801 | 0 | TRC score less than one | Residential | Manufactured Home | Turnover | High Efficiency Convection Oven | 0.059544 | 1.0406 | -2230.4609 | 0.020919 | 0.0068781 | 84.3 | RIM/PCT less than one | Residential | Single Family | Any | Storage with other DSM (EE and DR) | 0.0071994 | #DIV/0! | -73135.8901 | 0.26991 | 0.29583 | 0 | TRC/PCT less than one
Commercial/Industrial | Grocery | Existing | Low-Flow Pre-Rinse Sprayers | 1.6636 | 0.91638 | 961.3143 | 0.20853 | 0.54512 | 2261.9741 | RIM score less than one | Commercial/Industrial | Lodging/Hospitality | Existing | ENERGY STAR certified buildings program | 0.99915 | 0.98908 | 81975.9027 | 18.8877 | 36.5968 | 61175.4055 | TRC score less than one | Residential | Single Family | New | High Efficiency Convection Oven | 0.059544 | 1.0406 | -2230.4609 | 0.020919 | 0.0068781 | 84.3 | RIM/PCT less than one | Residential | Multi-Family | Any | Storage with other DSM (EE and DR) | 0.013376 | #DIV/0! | -73135.8901 | 0.5276 | 0.46801 | 0 | TRC/PCT less than one
Commercial/Industrial | Healthcare | Existing | Low-Flow Pre-Rinse Sprayers | 1.6636 | 0.91638 | 961.3143 | 0.20853 | 0.54512 | 2261.9741 | RIM score less than one | Commercial/Industrial | Lodging/Hospitality | New | ENERGY STAR certified buildings program | 0.99915 | 0.98908 | 81975.9027 | 18.8877 | 36.5968 | 61175.4055 | TRC score less than one | Residential | Multi-Family | New | High Efficiency Convection Oven | 0.059544 | 1.0406 | -2230.4609 | 0.020919 | 0.0068781 | 84.3 | RIM/PCT less than one | Commercial/Industrial | Lodging/Hospitality | Existing | ENERGY STAR certified buildings program | 0.99915 | 0.98908 | 81975.9027 | 18.8877 | 36.5968 | 61175.4055 | TRC/PCT less than one
Commercial/Industrial | Hospitals | Existing | Low-Flow Pre-Rinse Sprayers | 1.6636 | 0.91638 | 961.3143 | 0.20853 | 0.54512 | 2261.9741 | RIM score less than one | Commercial/Industrial | College and University | New | High Efficiency Chiller (Water cooled-positive displacement, 100 tons) | 0.98674 | 1.2337 | 3180.6535 | 2.2245 | 0.096353 | 5650.1267 | TRC score less than one | Residential | Manufactured Home | New | High Efficiency Convection Oven | 0.059544 | 1.0406 | -2230.4609 | 0.020919 | 0.0068781 | 84.3 | RIM/PCT less than one | Commercial/Industrial | Lodging/Hospitality | New | ENERGY STAR certified buildings program | 0.99915 | 0.98908 | 81975.9027 | 18.8877 | 36.5968 | 61175.4055 | TRC/PCT less than one
Commercial/Industrial | Institutional | Existing | Low-Flow Pre-Rinse Sprayers | 1.6636 | 0.91638 | 961.3143 | 0.20853 | 0.54512 | 2261.9741 | RIM score less than one | Commercial/Industrial | College and University | Turnover | High Efficiency Chiller (Water cooled-positive displacement, 100 tons) | 0.98674 | 1.2337 | 3180.6535 | 2.2245 | 0.096353 | 5650.1267 | TRC score less than one | Residential | Multi-Family | Existing | Window Sun Protection | 0.11981 | 2.729 | -2281.3432 | 0.11514 | -0.052699 | 76.5518 | RIM/PCT less than one | Commercial/Industrial | College and University | Turnover | High Efficiency Chiller (Water cooled-positive displacement, 100 tons) | 0.98674 | 1.2337 | 3180.6535 | 2.2245 | 0.096353 | 5650.1267 | TRC/PCT less than one
Commercial/Industrial | Lodging/Hospitality | Existing | Low-Flow Pre-Rinse Sprayers | 1.867 | 0.66707 | 1485.327 | 0.12005 | 1.0244 | 2261.9741 | RIM score less than one | Commercial/Industrial | Schools K-12 | New | High Efficiency Chiller (Water cooled-positive displacement, 100 tons) | 0.982 | 1.2337 | 3093.3 | 2.2138 | 0.095887 | 5622.8503 | TRC score less than one | Residential | Multi-Family | New | Window Sun Protection | 0.11981 | 2.729 | -2281.3432 | 0.11514 | -0.052699 | 76.5518 | RIM/PCT less than one | Commercial/Industrial | College and University | New | High Efficiency Chiller (Water cooled-positive displacement, 100 tons) | 0.98674 | 1.2337 | 3180.6535 | 2.2245 | 0.096353 | 5650.1267 | TRC/PCT less than one
Commercial/Industrial | Miscellaneous | Existing | Low-Flow Pre-Rinse Sprayers | 1.6636 | 0.91638 | 961.3143 | 0.20853 | 0.54512 | 2261.9741 | RIM score less than one | Commercial/Industrial | Schools K-12 | Turnover | High Efficiency Chiller (Water cooled-positive displacement, 100 tons) | 0.982 | 1.2337 | 3093.3 | 2.2138 | 0.095887 | 5622.8503 | TRC score less than one | Residential | Single Family | Existing | Radiant Barrier | 0.52555 | 1.5212 | -2337.5943 | 0.22755 | 0.31839 | 661.719 | RIM/PCT less than one | Commercial/Industrial | Schools K-12 | Turnover | High Efficiency Chiller (Water cooled-positive displacement, 100 tons) | 0.982 | 1.2337 | 3093.3 | 2.2138 | 0.095887 | 5622.8503 | TRC/PCT less than one
Commercial/Industrial | Offices | Existing | Low-Flow Pre-Rinse Sprayers | 1.6636 | 0.91638 | 961.3143 | 0.20853 | 0.54512 | 2261.9741 | RIM score less than one | Commercial/Industrial | Assembly | Existing | Low U-Value Windows | 0.9795 | 1.2643 | 224.1522 | 0.12991 | 0.0014526 | 349.5006 | TRC score less than one | Residential | Single Family | New | Radiant Barrier | 0.52555 | 1.5212 | -2337.5943 | 0.22755 | 0.31839 | 661.719 | RIM/PCT less than one | Commercial/Industrial | Schools K-12 | New | High Efficiency Chiller (Water cooled-positive displacement, 100 tons) | 0.982 | 1.2337 | 3093.3 | 2.2138 | 0.095887 | 5622.8503 | TRC/PCT less than one
Commercial/Industrial | Retail | Existing | Low-Flow Pre-Rinse Sprayers | 1.6636 | 0.91638 | 961.3143 | 0.20853 | 0.54512 | 2261.9741 | RIM score less than one | Commercial/Industrial | College and University | Existing | Low U-Value Windows | 0.9795 | 1.2643 | 224.1522 | 0.12991 | 0.0014526 | 349.5006 | TRC score less than one | Residential | Multi-Family | Existing | Radiant Barrier | 0.41825 | 1.5212 | -2401.9407 | 0.14797 | 0.20704 | 430.3 | RIM/PCT less than one | Commercial/Industrial | Assembly | Existing | Low U-Value Windows | 0.9795 | 1.2643 | 224.1522 | 0.12991 | 0.0014526 | 349.5006 | TRC/PCT less than one
Commercial/Industrial | Schools K-12 | Existing | Low-Flow Pre-Rinse Sprayers | 1.6634 | 0.91627 | 480.6571 | 0.10427 | 0.27256 | 1130.987 | RIM score less than one | Commercial/Industrial | Grocery | Existing | Low U-Value Windows | 0.9795 | 1.2643 | 224.1522 | 0.12991 | 0.0014526 | 349.5006 | TRC score less than one | Residential | Multi-Family | New | Radiant Barrier | 0.41825 | 1.5212 | -2401.9407 | 0.14797 | 0.20704 | 430.3 | RIM/PCT less than one | Commercial/Industrial | College and University | Existing | Low U-Value Windows | 0.9795 | 1.2643 | 224.1522 | 0.12991 | 0.0014526 | 349.5006 | TRC/PCT less than one
Commercial/Industrial | Warehouse | Existing | Low-Flow Pre-Rinse Sprayers | 1.6636 | 0.91638 | 961.3143 | 0.20853 | 0.54512 | 2261.9741 | RIM score less than one | Commercial/Industrial | Healthcare | Existing | Low U-Value Windows | 0.9795 | 1.2643 | 224.1522 | 0.12991 | 0.0014526 | 349.5006 | TRC score less than one | Residential | Manufactured Home | Existing | Window Sun Protection | 0.090852 | 2.729 | -2447.1637 | 0.092115 | -0.042159 | 61.2414 | RIM/PCT less than one | Commercial/Industrial | Grocery | Existing | Low U-Value Windows | 0.9795 | 1.2643 | 224.1522 | 0.12991 | 0.0014526 | 349.5006 | TRC/PCT less than one
Commercial/Industrial | Assembly | New | Low-Flow Pre-Rinse Sprayers | 1.6636 | 0.91638 | 961.3143 | 0.20853 | 0.54512 | 2261.9741 | RIM score less than one | Commercial/Industrial | Hospitals | Existing | Low U-Value Windows | 0.9795 | 1.2643 | 224.1522 | 0.12991 | 0.0014526 | 349.5006 | TRC score less than one | Residential | Manufactured Home | New | Window Sun Protection | 0.090852 | 2.729 | -2447.1637 | 0.092115 | -0.042159 | 61.2414 | RIM/PCT less than one | Commercial/Industrial | Healthcare | Existing | Low U-Value Windows | 0.9795 | 1.2643 | 224.1522 | 0.12991 | 0.0014526 | 349.5006 | TRC/PCT less than one
Commercial/Industrial | College and University | New | Low-Flow Pre-Rinse Sprayers | 1.6636 | 0.91638 | 961.3143 | 0.20853 | 0.54512 | 2261.9741 | RIM score less than one | Commercial/Industrial | Institutional | Existing | Low U-Value Windows | 0.9795 | 1.2643 | 224.1522 | 0.12991 | 0.0014526 | 349.5006 | TRC score less than one | Residential | Multi-Family | Turnover | 16 SEER Air Source Heat Pump | 0.3039 | 1.1896 | -2610.3763 | 0.14631 | 0.15545 | 551.1617 | RIM/PCT less than one | Commercial/Industrial | Hospitals | Existing | Low U-Value Windows | 0.9795 | 1.2643 | 224.1522 | 0.12991 | 0.0014526 | 349.5006 | TRC/PCT less than one
Commercial/Industrial | Grocery | New | Low-Flow Pre-Rinse Sprayers | 1.6636 | 0.91638 | 961.3143 | 0.20853 | 0.54512 | 2261.9741 | RIM score less than one | Commercial/Industrial | Offices | Existing | Low U-Value Windows | 0.9795 | 1.2643 | 224.1522 | 0.12991 | 0.0014526 | 349.5006 | TRC score less than one | Residential | Multi-Family | New | 16 SEER Air Source Heat Pump | 0.3039 | 1.1896 | -2610.3763 | 0.14631 | 0.15545 | 551.1617 | RIM/PCT less than one | Commercial/Industrial | Institutional | Existing | Low U-Value Windows | 0.9795 | 1.2643 | 224.1522 | 0.12991 | 0.0014526 | 349.5006 | TRC/PCT less than one
Commercial/Industrial | Healthcare | New | Low-Flow Pre-Rinse Sprayers | 1.6636 | 0.91638 | 961.3143 | 0.20853 | 0.54512 | 2261.9741 | RIM score less than one | Commercial/Industrial | Restaurants | Existing | Low U-Value Windows | 0.9795 | 1.2643 | 224.1522 | 0.12991 | 0.0014526 | 349.5006 | TRC score less than one | Residential | Single Family | Turnover | 16 SEER Air Source Heat Pump | 0.37789 | 1.1898 | -2655.1694 | 0.21947 | 0.23318 | 826.7425 | RIM/PCT less than one | Commercial/Industrial | Offices | Existing | Low U-Value Windows | 0.9795 | 1.2643 | 224.1522 | 0.12991 | 0.0014526 | 349.5006 | TRC/PCT less than one
Commercial/Industrial | Hospitals | New | Low-Flow Pre-Rinse Sprayers | 1.6636 | 0.91638 | 961.3143 | 0.20853 | 0.54512 | 2261.9741 | RIM score less than one | Commercial/Industrial | Retail | Existing | Low U-Value Windows | 0.9795 | 1.2643 | 224.1522 | 0.12991 | 0.0014526 | 349.5006 | TRC score less than one | Residential | Manufactured Home | Turnover | 16 SEER Air Source Heat Pump | 0.37789 | 1.1898 | -2655.1694 | 0.21947 | 0.23318 | 826.7425 | RIM/PCT less than one | Commercial/Industrial | Restaurants | Existing | Low U-Value Windows | 0.9795 | 1.2643 | 224.1522 | 0.12991 | 0.0014526 | 349.5006 | TRC/PCT less than one
Commercial/Industrial | Institutional | New | Low-Flow Pre-Rinse Sprayers | 1.6636 | 0.91638 | 961.3143 | 0.20853 | 0.54512 | 2261.9741 | RIM score less than one | Commercial/Industrial | Schools K-12 | Existing | Low U-Value Windows | 0.9795 | 1.2643 | 224.1522 | 0.12991 | 0.0014526 | 349.5006 | TRC score less than one | Residential | Single Family | New | 16 SEER Air Source Heat Pump | 0.37789 | 1.1898 | -2655.1694 | 0.21947 | 0.23318 | 826.7425 | RIM/PCT less than one | Commercial/Industrial | Retail | Existing | Low U-Value Windows | 0.9795 | 1.2643 | 224.1522 | 0.12991 | 0.0014526 | 349.5006 | TRC/PCT less than one
Commercial/Industrial | Lodging/Hospitality | New | Low-Flow Pre-Rinse Sprayers | 1.867 | 0.66707 | 1485.327 | 0.12005 | 1.0244 | 2261.9741 | RIM score less than one | Commercial/Industrial | Miscellaneous | New | Solar Water Heater | 0.97942 | 1.7028 | 92718.3246 | 23.1336 | 3.2478 | 309513.2724 | TRC score less than one | Residential | Manufactured Home | New | 16 SEER Air Source Heat Pump | 0.37789 | 1.1898 | -2655.1694 | 0.21947 | 0.23318 | 826.7425 | RIM/PCT less than one | Commercial/Industrial | Schools K-12 | Existing | Low U-Value Windows | 0.9795 | 1.2643 | 224.1522 | 0.12991 | 0.0014526 | 349.5006 | TRC/PCT less than one
Commercial/Industrial | Miscellaneous | New | Low-Flow Pre-Rinse Sprayers | 1.6636 | 0.91638 | 961.3143 | 0.20853 | 0.54512 | 2261.9741 | RIM score less than one | Commercial/Industrial | Miscellaneous | Turnover | Solar Water Heater | 0.97942 | 1.7028 | 92718.3246 | 23.1336 | 3.2478 | 309513.2724 | TRC score less than one | Residential | Multi-Family | Existing | Wall Insulation | 0.32644 | 1.3891 | -2849.8643 | 0.034571 | 0.29831 | 391 | RIM/PCT less than one | Commercial/Industrial | Miscellaneous | Turnover | Solar Water Heater | 0.97942 | 1.7028 | 92718.3246 | 23.1336 | 3.2478 | 309513.2724 | TRC/PCT less than one
Commercial/Industrial | Offices | New | Low-Flow Pre-Rinse Sprayers | 1.6636 | 0.91638 | 961.3143 | 0.20853 | 0.54512 | 2261.9741 | RIM score less than one | Commercial/Industrial | College and University | Existing | Facility Energy Management System | 0.9781 | 1.5201 | 33226.2196 | 16.2679 | 14.0526 | 109886.5187 | TRC score less than one | Residential | Single Family | Existing | Window Sun Protection | 0.085377 | 2.7316 | -3922.1887 | 0.13817 | -0.063238 | 91.8622 | RIM/PCT less than one | Commercial/Industrial | Miscellaneous | New | Solar Water Heater | 0.97942 | 1.7028 | 92718.3246 | 23.1336 | 3.2478 | 309513.2724 | TRC/PCT less than one
Commercial/Industrial | Retail | New | Low-Flow Pre-Rinse Sprayers | 1.6636 | 0.91638 | 961.3143 | 0.20853 | 0.54512 | 2261.9741 | RIM score less than one | Commercial/Industrial | College and University | New | Facility Energy Management System | 0.9781 | 1.5201 | 33226.2196 | 16.2679 | 14.0526 | 109886.5187 | TRC score less than one | Residential | Single Family | New | Window Sun Protection | 0.085377 | 2.7316 | -3922.1887 | 0.13817 | -0.063238 | 91.8622 | RIM/PCT less than one | Commercial/Industrial | College and University | Existing | Facility Energy Management System | 0.9781 | 1.5201 | 33226.2196 | 16.2679 | 14.0526 | 109886.5187 | TRC/PCT less than one
Commercial/Industrial | Schools K-12 | New | Low-Flow Pre-Rinse Sprayers | 1.6634 | 0.91627 | 480.6571 | 0.10427 | 0.27256 | 1130.987 | RIM score less than one | Commercial/Industrial | Restaurants | New | Facility Commissioning | 0.97765 | 1.2068 | 5560.0865 | 3.4982 | 0.35113 | 16279.921 | TRC score less than one | Residential | Single Family | Turnover | Solar Powered Pool Pumps | 0.51731 | 1.4306 | -3925.7416 | 1.1866 | 0 | 2183.33 | RIM/PCT less than one | Commercial/Industrial | College and University | New | Facility Energy Management System | 0.9781 | 1.5201 | 33226.2196 | 16.2679 | 14.0526 | 109886.5187 | TRC/PCT less than one
Commercial/Industrial | Warehouse | New | Low-Flow Pre-Rinse Sprayers | 1.6636 | 0.91638 | 961.3143 | 0.20853 | 0.54512 | 2261.9741 | RIM score less than one | Commercial/Industrial | Restaurants | New | Variable Refrigerant Flow (VRF) HVAC Systems | 0.97163 | 1.2993 | 1623.9201 | 1.4649 | 1.4806 | 4814.0178 | TRC score less than one | Residential | Multi-Family | Turnover | Solar Powered Pool Pumps | 0.51731 | 1.4306 | -3925.7416 | 1.1866 | 0 | 2183.33 | RIM/PCT less than one | Commercial/Industrial | Restaurants | New | Facility Commissioning | 0.97765 | 1.2068 | 5560.0865 | 3.4982 | 0.35113 | 16279.921 | TRC/PCT less than one
Commercial/Industrial | College and University | Existing | Thermostatic Shower Restriction Valve | 8.9006 | 0.83885 | 48233.4807 | 2.0889 | 10.9586 | 29772.9694 | RIM score less than one | Commercial/Industrial | Restaurants | Turnover | Variable Refrigerant Flow (VRF) HVAC Systems | 0.97163 | 1.2993 | 1623.9201 | 1.4649 | 1.4806 | 4814.0178 | TRC score less than one | Residential | Manufactured Home | Turnover | Solar Powered Pool Pumps | 0.51731 | 1.4306 | -3925.7416 | 1.1866 | 0 | 2183.33 | RIM/PCT less than one | Commercial/Industrial | Restaurants | Turnover | Variable Refrigerant Flow (VRF) HVAC Systems | 0.97163 | 1.2993 | 1623.9201 | 1.4649 | 1.4806 | 4814.0178 | TRC/PCT less than one
Commercial/Industrial | Grocery | Existing | Thermostatic Shower Restriction Valve | 8.9024 | 0.83903 | 1236.7559 | 0.05356 | 0.28099 | 763.4095 | RIM score less than one | Commercial/Industrial | Assembly | New | Efficient Battery Charger | 0.97089 | 0.88613 | 505.6471 | 0.60888 | 0 | 1111.206 | TRC score less than one | Residential | Single Family | New | Solar Powered Pool Pumps | 0.51731 | 1.4306 | -3925.7416 | 1.1866 | 0 | 2183.33 | RIM/PCT less than one | Commercial/Industrial | Restaurants | New | Variable Refrigerant Flow (VRF) HVAC Systems | 0.97163 | 1.2993 | 1623.9201 | 1.4649 | 1.4806 | 4814.0178 | TRC/PCT less than one
Commercial/Industrial | Lodging/Hospitality | Existing | Thermostatic Shower Restriction Valve | 9.2329 | 0.74944 | 15219.4004 | 0.44437 | 3.7919 | 8397.5042 | RIM score less than one | Commercial/Industrial | College and University | New | Efficient Battery Charger | 0.97089 | 0.88613 | 505.6471 | 0.60888 | 0 | 1111.206 | TRC score less than one | Residential | Multi-Family | New | Solar Powered Pool Pumps | 0.51731 | 1.4306 | -3925.7416 | 1.1866 | 0 | 2183.33 | RIM/PCT less than one | Commercial/Industrial | Assembly | Turnover | Efficient Battery Charger | 0.97089 | 0.88613 | 505.6471 | 0.60888 | 0 | 1111.206 | TRC/PCT less than one
Commercial/Industrial | Restaurants | Existing | Thermostatic Shower Restriction Valve | 8.9024 | 0.83903 | 1236.7559 | 0.05356 | 0.28099 | 763.4095 | RIM score less than one | Commercial/Industrial | Grocery | New | Efficient Battery Charger | 0.97089 | 0.88613 | 505.6471 | 0.60888 | 0 | 1111.206 | TRC score less than one | Residential | Manufactured Home | New | Solar Powered Pool Pumps | 0.51731 | 1.4306 | -3925.7416 | 1.1866 | 0 | 2183.33 | RIM/PCT less than one | Commercial/Industrial | College and University | Turnover | Efficient Battery Charger | 0.97089 | 0.88613 | 505.6471 | 0.60888 | 0 | 1111.206 | TRC/PCT less than one
Commercial/Industrial | Retail | Existing | Thermostatic Shower Restriction Valve | 8.9005 | 0.83885 | 2473.5118 | 0.10712 | 0.56198 | 1526.8189 | RIM score less than one | Commercial/Industrial | Healthcare | New | Efficient Battery Charger | 0.97089 | 0.88613 | 505.6471 | 0.60888 | 0 | 1111.206 | TRC score less than one | Residential | Single Family | Existing | Spray Foam Insulation(Base R2) | 0.74528 | 1.5081 | -3932.9776 | 1.1778 | 1.6459 | 3485 | RIM/PCT less than one | Commercial/Industrial | Grocery | Turnover | Efficient Battery Charger | 0.97089 | 0.88613 | 505.6471 | 0.60888 | 0 | 1111.206 | TRC/PCT less than one
Commercial/Industrial | College and University | New | Thermostatic Shower Restriction Valve | 8.9006 | 0.83885 | 48233.4807 | 2.0889 | 10.9586 | 29772.9694 | RIM score less than one | Commercial/Industrial | Hospitals | New | Efficient Battery Charger | 0.97089 | 0.88613 | 505.6471 | 0.60888 | 0 | 1111.206 | TRC score less than one | Residential | Single Family | New | Spray Foam Insulation(Base R2) | 0.74528 | 1.5081 | -3932.9776 | 1.1778 | 1.6459 | 3485 | RIM/PCT less than one | Commercial/Industrial | Healthcare | Turnover | Efficient Battery Charger | 0.97089 | 0.88613 | 505.6471 | 0.60888 | 0 | 1111.206 | TRC/PCT less than one
Commercial/Industrial | Grocery | New | Thermostatic Shower Restriction Valve | 8.9024 | 0.83903 | 1236.7559 | 0.05356 | 0.28099 | 763.4095 | RIM score less than one | Commercial/Industrial | Institutional | New | Efficient Battery Charger | 0.97089 | 0.88613 | 505.6471 | 0.60888 | 0 | 1111.206 | TRC score less than one | Residential | Multi-Family | Turnover | 17 SEER Air Source Heat Pump | 0.27832 | 1.1898 | -4403.9832 | 0.2144 | 0.22779 | 807.6477 | RIM/PCT less than one | Commercial/Industrial | Hospitals | Turnover | Efficient Battery Charger | 0.97089 | 0.88613 | 505.6471 | 0.60888 | 0 | 1111.206 | TRC/PCT less than one
Commercial/Industrial | Lodging/Hospitality | New | Thermostatic Shower Restriction Valve | 9.2329 | 0.74944 | 15219.4004 | 0.44437 | 3.7919 | 8397.5042 | RIM score less than one | Commercial/Industrial | Lodging/Hospitality | New | Efficient Battery Charger | 0.97089 | 0.88613 | 505.6471 | 0.60888 | 0 | 1111.206 | TRC score less than one | Residential | Multi-Family | New | 17 SEER Air Source Heat Pump | 0.27832 | 1.1898 | -4403.9832 | 0.2144 | 0.22779 | 807.6477 | RIM/PCT less than one | Commercial/Industrial | Institutional | Turnover | Efficient Battery Charger | 0.97089 | 0.88613 | 505.6471 | 0.60888 | 0 | 1111.206 | TRC/PCT less than one
Commercial/Industrial | Restaurants | New | Thermostatic Shower Restriction Valve | 8.9024 | 0.83903 | 1236.7559 | 0.05356 | 0.28099 | 763.4095 | RIM score less than one | Commercial/Industrial | Miscellaneous | New | Efficient Battery Charger | 0.97089 | 0.88613 | 505.6471 | 0.60888 | 0 | 1111.206 | TRC score less than one | Residential | Multi-Family | Existing | Duct Insulation | 0.049878 | 1.3413 | -4440.8392 | 0.022916 | 0.045313 | 88.0071 | RIM/PCT less than one | Commercial/Industrial | Lodging/Hospitality | Turnover | Efficient Battery Charger | 0.97089 | 0.88613 | 505.6471 | 0.60888 | 0 | 1111.206 | TRC/PCT less than one
Commercial/Industrial | Retail | New | Thermostatic Shower Restriction Valve | 8.9005 | 0.83885 | 2473.5118 | 0.10712 | 0.56198 | 1526.8189 | RIM score less than one | Commercial/Industrial | Offices | New | Efficient Battery Charger | 0.97089 | 0.88613 | 505.6471 | 0.60888 | 0 | 1111.206 | TRC score less than one | Residential | Multi-Family | Turnover | 17 SEER Central AC | 0.25724 | 1.6755 | -4474.0535 | 0.27879 | 0 | 451.5913 | RIM/PCT less than one | Commercial/Industrial | Miscellaneous | Turnover | Efficient Battery Charger | 0.97089 | 0.88613 | 505.6471 | 0.60888 | 0 | 1111.206 | TRC/PCT less than one
Commercial/Industrial | College and University | Existing | Airside Economizer | 8.6525 | 0.93949 | 15097.1957 | -1.6012 | 1.8007 | 13457.661 | RIM score less than one | Commercial/Industrial | Restaurants | New | Efficient Battery Charger | 0.97089 | 0.88613 | 505.6471 | 0.60888 | 0 | 1111.206 | TRC score less than one | Residential | Multi-Family | New | 17 SEER Central AC | 0.25724 | 1.6755 | -4474.0535 | 0.27879 | 0 | 451.5913 | RIM/PCT less than one | Commercial/Industrial | Offices | Turnover | Efficient Battery Charger | 0.97089 | 0.88613 | 505.6471 | 0.60888 | 0 | 1111.206 | TRC/PCT less than one
Commercial/Industrial | Hospitals | Existing | Airside Economizer | 8.6525 | 0.93949 | 110687.44 | -11.7391 | 13.202 | 98666.9364 | RIM score less than one | Commercial/Industrial | Retail | New | Efficient Battery Charger | 0.97089 | 0.88613 | 505.6471 | 0.60888 | 0 | 1111.206 | TRC score less than one | Residential | Manufactured Home | Existing | Duct Insulation | 0.070857 | 1.3363 | -4564.1496 | 0.031477 | 0.072486 | 132.389 | RIM/PCT less than one | Commercial/Industrial | Restaurants | Turnover | Efficient Battery Charger | 0.97089 | 0.88613 | 505.6471 | 0.60888 | 0 | 1111.206 | TRC/PCT less than one
Commercial/Industrial | College and University | New | Airside Economizer | 8.6525 | 0.93949 | 15097.1957 | -1.6012 | 1.8007 | 13457.661 | RIM score less than one | Commercial/Industrial | Schools K-12 | New | Efficient Battery Charger | 0.97089 | 0.88613 | 505.6471 | 0.60888 | 0 | 1111.206 | TRC score less than one | Residential | Multi-Family | New | Wall Insulation | 0 | #DIV/0! | -4592.5184 | 0 | 0 | 0 | RIM/PCT less than one | Commercial/Industrial | Retail | Turnover | Efficient Battery Charger | 0.97089 | 0.88613 | 505.6471 | 0.60888 | 0 | 1111.206 | TRC/PCT less than one
Commercial/Industrial | Hospitals | New | Airside Economizer | 8.6525 | 0.93949 | 110687.44 | -11.7391 | 13.202 | 98666.9364 | RIM score less than one | Commercial/Industrial | Warehouse | New | Efficient Battery Charger | 0.97089 | 0.88613 | 505.6471 | 0.60888 | 0 | 1111.206 | TRC score less than one | Residential | Multi-Family | New | Duct Insulation | 0 | #DIV/0! | -4709.6045 | 0 | 0 | 0 | RIM/PCT less than one | Commercial/Industrial | Schools K-12 | Turnover | Efficient Battery Charger | 0.97089 | 0.88613 | 505.6471 | 0.60888 | 0 | 1111.206 | TRC/PCT less than one
Commercial/Industrial | Assembly | Existing | Ceiling Insulation(R12 to R38) | 0.29913 | 0.7964 | -0.67104 | 4.3645e-06 | 9.8386e-05 | 0.21811 | RIM score less than one | Commercial/Industrial | Assembly | Turnover | Efficient Battery Charger | 0.97089 | 0.88613 | 505.6471 | 0.60888 | 0 | 1111.206 | TRC score less than one | Residential | Single Family | Turnover | 17 SEER Air Source Heat Pump | 0.34082 | 1.1897 | -4715.3823 | 0.3216 | 0.34169 | 1211.4716 | RIM/PCT less than one | Commercial/Industrial | Warehouse | Turnover | Efficient Battery Charger | 0.97089 | 0.88613 | 505.6471 | 0.60888 | 0 | 1111.206 | TRC/PCT less than one
Commercial/Industrial | College and University | Existing | Ceiling Insulation(R12 to R38) | 0.3303 | 0.9379 | -0.70691 | 9.0208e-05 | 5.3135e-05 | 0.21811 | RIM score less than one | Commercial/Industrial | College and University | Turnover | Efficient Battery Charger | 0.97089 | 0.88613 | 505.6471 | 0.60888 | 0 | 1111.206 | TRC score less than one | Residential | Manufactured Home | Turnover | 17 SEER Air Source Heat Pump | 0.34082 | 1.1897 | -4715.3823 | 0.3216 | 0.34169 | 1211.4716 | RIM/PCT less than one | Commercial/Industrial | Assembly | New | Efficient Battery Charger | 0.97089 | 0.88613 | 505.6471 | 0.60888 | 0 | 1111.206 | TRC/PCT less than one
Commercial/Industrial | Grocery | Existing | Ceiling Insulation(R12 to R38) | 0.31985 | 0.83 | -0.65609 | 4.4511e-05 | 0.00010179 | 0.21811 | RIM score less than one | Commercial/Industrial | Grocery | Turnover | Efficient Battery Charger | 0.97089 | 0.88613 | 505.6471 | 0.60888 | 0 | 1111.206 | TRC score less than one | Residential | Single Family | New | 17 SEER Air Source Heat Pump | 0.34082 | 1.1897 | -4715.3823 | 0.3216 | 0.34169 | 1211.4716 | RIM/PCT less than one | Commercial/Industrial | College and University | New | Efficient Battery Charger | 0.97089 | 0.88613 | 505.6471 | 0.60888 | 0 | 1111.206 | TRC/PCT less than one
Commercial/Industrial | Healthcare | Existing | Ceiling Insulation(R12 to R38) | 0.29913 | 0.7964 | -0.67104 | 4.3645e-06 | 9.8386e-05 | 0.21811 | RIM score less than one | Commercial/Industrial | Healthcare | Turnover | Efficient Battery Charger | 0.97089 | 0.88613 | 505.6471 | 0.60888 | 0 | 1111.206 | TRC score less than one | Residential | Manufactured Home | New | 17 SEER Air Source Heat Pump | 0.34082 | 1.1897 | -4715.3823 | 0.3216 | 0.34169 | 1211.4716 | RIM/PCT less than one | Commercial/Industrial | Grocery | New | Efficient Battery Charger | 0.97089 | 0.88613 | 505.6471 | 0.60888 | 0 | 1111.206 | TRC/PCT less than one
Commercial/Industrial | Hospitals | Existing | Ceiling Insulation(R12 to R38) | 0.3303 | 0.9379 | -0.70691 | 9.0208e-05 | 5.3135e-05 | 0.21811 | RIM score less than one | Commercial/Industrial | Hospitals | Turnover | Efficient Battery Charger | 0.97089 | 0.88613 | 505.6471 | 0.60888 | 0 | 1111.206 | TRC score less than one | Residential | Manufactured Home | New | Wall Insulation | 0 | #DIV/0! | -4717.0369 | 0 | 0 | 0 | RIM/PCT less than one | Commercial/Industrial | Healthcare | New | Efficient Battery Charger | 0.97089 | 0.88613 | 505.6471 | 0.60888 | 0 | 1111.206 | TRC/PCT less than one
Commercial/Industrial | Institutional | Existing | Ceiling Insulation(R12 to R38) | 0.29913 | 0.7964 | -0.67104 | 4.3645e-06 | 9.8386e-05 | 0.21811 | RIM score less than one | Commercial/Industrial | Institutional | Turnover | Efficient Battery Charger | 0.97089 | 0.88613 | 505.6471 | 0.60888 | 0 | 1111.206 | TRC score less than one | Residential | Manufactured Home | New | Duct Insulation | 0 | #DIV/0! | -4968.453 | 0 | 0 | 0 | RIM/PCT less than one | Commercial/Industrial | Hospitals | New | Efficient Battery Charger | 0.97089 | 0.88613 | 505.6471 | 0.60888 | 0 | 1111.206 | TRC/PCT less than one
Commercial/Industrial | Lodging/Hospitality | Existing | Ceiling Insulation(R12 to R38) | 0.3303 | 0.9379 | -0.70691 | 9.0208e-05 | 5.3135e-05 | 0.21811 | RIM score less than one | Commercial/Industrial | Lodging/Hospitality | Turnover | Efficient Battery Charger | 0.97089 | 0.88613 | 505.6471 | 0.60888 | 0 | 1111.206 | TRC score less than one | Residential | Single Family | Existing | Duct Insulation | 0.064707 | 1.3622 | -5256.5074 | 0.047311 | 0.052273 | 135.3381 | RIM/PCT less than one | Commercial/Industrial | Institutional | New | Efficient Battery Charger | 0.97089 | 0.88613 | 505.6471 | 0.60888 | 0 | 1111.206 | TRC/PCT less than one
Commercial/Industrial | Miscellaneous | Existing | Ceiling Insulation(R12 to R38) | 0.29913 | 0.7964 | -0.67104 | 4.3645e-06 | 9.8386e-05 | 0.21811 | RIM score less than one | Commercial/Industrial | Miscellaneous | Turnover | Efficient Battery Charger | 0.97089 | 0.88613 | 505.6471 | 0.60888 | 0 | 1111.206 | TRC score less than one | Residential | Single Family | New | Duct Insulation | 0 | #DIV/0! | -5669.8169 | 0 | 0 | 0 | RIM/PCT less than one | Commercial/Industrial | Lodging/Hospitality | New | Efficient Battery Charger | 0.97089 | 0.88613 | 505.6471 | 0.60888 | 0 | 1111.206 | TRC/PCT less than one
Commercial/Industrial | Offices | Existing | Ceiling Insulation(R12 to R38) | 0.29913 | 0.7964 | -0.67104 | 4.3645e-06 | 9.8386e-05 | 0.21811 | RIM score less than one | Commercial/Industrial | Offices | Turnover | Efficient Battery Charger | 0.97089 | 0.88613 | 505.6471 | 0.60888 | 0 | 1111.206 | TRC score less than one | Residential | Manufactured Home | Existing | Spray Foam Insulation(Base R2) | 0.59649 | 1.5081 | -6163.6549 | 0.82602 | 1.1543 | 2444.11 | RIM/PCT less than one | Commercial/Industrial | Miscellaneous | New | Efficient Battery Charger | 0.97089 | 0.88613 | 505.6471 | 0.60888 | 0 | 1111.206 | TRC/PCT less than one
Commercial/Industrial | Restaurants | Existing | Ceiling Insulation(R12 to R38) | 0.31985 | 0.83 | -0.65609 | 4.4511e-05 | 0.00010179 | 0.21811 | RIM score less than one | Commercial/Industrial | Restaurants | Turnover | Efficient Battery Charger | 0.97089 | 0.88613 | 505.6471 | 0.60888 | 0 | 1111.206 | TRC score less than one | Residential | Manufactured Home | New | Spray Foam Insulation(Base R2) | 0.59649 | 1.5081 | -6163.6549 | 0.82602 | 1.1543 | 2444.11 | RIM/PCT less than one | Commercial/Industrial | Offices | New | Efficient Battery Charger | 0.97089 | 0.88613 | 505.6471 | 0.60888 | 0 | 1111.206 | TRC/PCT less than one
Commercial/Industrial | Retail | Existing | Ceiling Insulation(R12 to R38) | 0.31985 | 0.83 | -0.65609 | 4.4511e-05 | 0.00010179 | 0.21811 | RIM score less than one | Commercial/Industrial | Retail | Turnover | Efficient Battery Charger | 0.97089 | 0.88613 | 505.6471 | 0.60888 | 0 | 1111.206 | TRC score less than one | Residential | Multi-Family | Existing | Spray Foam Insulation(Base R2) | 0.55509 | 1.5081 | -6559.1023 | 0.72865 | 1.0182 | 2156 | RIM/PCT less than one | Commercial/Industrial | Restaurants | New | Efficient Battery Charger | 0.97089 | 0.88613 | 505.6471 | 0.60888 | 0 | 1111.206 | TRC/PCT less than one
Commercial/Industrial | Schools K-12 | Existing | Ceiling Insulation(R12 to R38) | 0.29913 | 0.7964 | -0.67104 | 4.3645e-06 | 9.8386e-05 | 0.21811 | RIM score less than one | Commercial/Industrial | Schools K-12 | Turnover | Efficient Battery Charger | 0.97089 | 0.88613 | 505.6471 | 0.60888 | 0 | 1111.206 | TRC score less than one | Residential | Multi-Family | New | Spray Foam Insulation(Base R2) | 0.55509 | 1.5081 | -6559.1023 | 0.72865 | 1.0182 | 2156 | RIM/PCT less than one | Commercial/Industrial | Retail | New | Efficient Battery Charger | 0.97089 | 0.88613 | 505.6471 | 0.60888 | 0 | 1111.206 | TRC/PCT less than one
Commercial/Industrial | Assembly | New | Ceiling Insulation(R12 to R38) | 0.29453 | 0.7964 | -0.68424 | 4.2975e-06 | 9.6876e-05 | 0.21477 | RIM score less than one | Commercial/Industrial | Warehouse | Turnover | Efficient Battery Charger | 0.97089 | 0.88613 | 505.6471 | 0.60888 | 0 | 1111.206 | TRC score less than one | Residential | Single Family | Turnover | 17 SEER Central AC | 0.25694 | 1.6753 | -6720.4303 | 0.41818 | 0 | 677.3869 | RIM/PCT less than one | Commercial/Industrial | Schools K-12 | New | Efficient Battery Charger | 0.97089 | 0.88613 | 505.6471 | 0.60888 | 0 | 1111.206 | TRC/PCT less than one
Commercial/Industrial | College and University | New | Ceiling Insulation(R12 to R38) | 0.32523 | 0.9379 | -0.71956 | 8.8823e-05 | 5.232e-05 | 0.21477 | RIM score less than one | Commercial/Industrial | College and University | Existing | Retro-Commissioning | 0.9566 | 0.86244 | 34125.8965 | 48.8723 | 0.56148 | 115907.03 | TRC score less than one | Residential | Manufactured Home | Turnover | 17 SEER Central AC | 0.25694 | 1.6753 | -6720.4303 | 0.41818 | 0 | 677.3869 | RIM/PCT less than one | Commercial/Industrial | Warehouse | New | Efficient Battery Charger | 0.97089 | 0.88613 | 505.6471 | 0.60888 | 0 | 1111.206 | TRC/PCT less than one
Commercial/Industrial | Grocery | New | Ceiling Insulation(R12 to R38) | 0.31494 | 0.83 | -0.66953 | 4.3827e-05 | 0.00010023 | 0.21477 | RIM score less than one | Commercial/Industrial | College and University | New | Retro-Commissioning | 0.9566 | 0.86244 | 34125.8965 | 48.8723 | 0.56148 | 115907.03 | TRC score less than one | Residential | Single Family | New | 17 SEER Central AC | 0.25694 | 1.6753 | -6720.4303 | 0.41818 | 0 | 677.3869 | RIM/PCT less than one | Commercial/Industrial | College and University | Existing | Retro-Commissioning | 0.9566 | 0.86244 | 34125.8965 | 48.8723 | 0.56148 | 115907.03 | TRC/PCT less than one
Commercial/Industrial | Healthcare | New | Ceiling Insulation(R12 to R38) | 0.29453 | 0.7964 | -0.68424 | 4.2975e-06 | 9.6876e-05 | 0.21477 | RIM score less than one | Commercial/Industrial | Retail | Existing | Smart Thermostat | 0.94143 | 1.076 | 2178.9507 | 1.9523 | -0.0037047 | 5268.1844 | TRC score less than one | Residential | Manufactured Home | New | 17 SEER Central AC | 0.25694 | 1.6753 | -6720.4303 | 0.41818 | 0 | 677.3869 | RIM/PCT less than one | Commercial/Industrial | College and University | New | Retro-Commissioning | 0.9566 | 0.86244 | 34125.8965 | 48.8723 | 0.56148 | 115907.03 | TRC/PCT less than one
Commercial/Industrial | Hospitals | New | Ceiling Insulation(R12 to R38) | 0.32523 | 0.9379 | -0.71956 | 8.8823e-05 | 5.232e-05 | 0.21477 | RIM score less than one | Commercial/Industrial | Retail | New | Smart Thermostat | 0.94143 | 1.076 | 2178.9507 | 1.9523 | -0.0037047 | 5268.1844 | TRC score less than one | Residential | Multi-Family | Existing | Floor Insulation | 0.012428 | 1.1654 | -6723.478 | 0 | 0.018456 | 30 | RIM/PCT less than one | Commercial/Industrial | Retail | Existing | Smart Thermostat | 0.94143 | 1.076 | 2178.9507 | 1.9523 | -0.0037047 | 5268.1844 | TRC/PCT less than one
Commercial/Industrial | Institutional | New | Ceiling Insulation(R12 to R38) | 0.29453 | 0.7964 | -0.68424 | 4.2975e-06 | 9.6876e-05 | 0.21477 | RIM score less than one | Commercial/Industrial | Schools K-12 | Existing | Smart Strip Plug Outlet | 0.93798 | 1.109 | 12.6628 | 0.014976 | 0.010408 | 100.717 | TRC score less than one | Residential | Multi-Family | New | Floor Insulation | 0 | #DIV/0! | -6838.6816 | 0 | 0 | 0 | RIM/PCT less than one | Commercial/Industrial | Retail | New | Smart Thermostat | 0.94143 | 1.076 | 2178.9507 | 1.9523 | -0.0037047 | 5268.1844 | TRC/PCT less than one
Commercial/Industrial | Lodging/Hospitality | New | Ceiling Insulation(R12 to R38) | 0.32523 | 0.9379 | -0.71956 | 8.8823e-05 | 5.232e-05 | 0.21477 | RIM score less than one | Commercial/Industrial | Schools K-12 | New | Smart Strip Plug Outlet | 0.93798 | 1.109 | 12.6628 | 0.014976 | 0.010408 | 100.717 | TRC score less than one | Residential | Manufactured Home | Existing | Floor Insulation | 0.023213 | 1.1676 | -6987.981 | 0 | 0.036297 | 59 | RIM/PCT less than one | Commercial/Industrial | Schools K-12 | Existing | Smart Strip Plug Outlet | 0.93798 | 1.109 | 12.6628 | 0.014976 | 0.010408 | 100.717 | TRC/PCT less than one
Commercial/Industrial | Miscellaneous | New | Ceiling Insulation(R12 to R38) | 0.29453 | 0.7964 | -0.68424 | 4.2975e-06 | 9.6876e-05 | 0.21477 | RIM score less than one | Commercial/Industrial | Miscellaneous | Existing | Low U-Value Windows | 0.93733 | 1.2771 | 182.094 | 0.12032 | -0.020318 | 349.5006 | TRC score less than one | Residential | Single Family | Turnover | 18 SEER Air Source Heat Pump | 0.29142 | 1.1897 | -7032.7133 | 0.36822 | 0.39122 | 1387.0904 | RIM/PCT less than one | Commercial/Industrial | Schools K-12 | New | Smart Strip Plug Outlet | 0.93798 | 1.109 | 12.6628 | 0.014976 | 0.010408 | 100.717 | TRC/PCT less than one
Commercial/Industrial | Offices | New | Ceiling Insulation(R12 to R38) | 0.29453 | 0.7964 | -0.68424 | 4.2975e-06 | 9.6876e-05 | 0.21477 | RIM score less than one | Commercial/Industrial | Warehouse | Existing | Low U-Value Windows | 0.93733 | 1.2771 | 182.094 | 0.12032 | -0.020318 | 349.5006 | TRC score less than one | Residential | Manufactured Home | Turnover | 18 SEER Air Source Heat Pump | 0.29142 | 1.1897 | -7032.7133 | 0.36822 | 0.39122 | 1387.0904 | RIM/PCT less than one | Commercial/Industrial | Miscellaneous | Existing | Low U-Value Windows | 0.93733 | 1.2771 | 182.094 | 0.12032 | -0.020318 | 349.5006 | TRC/PCT less than one
Commercial/Industrial | Restaurants | New | Ceiling Insulation(R12 to R38) | 0.31494 | 0.83 | -0.66953 | 4.3827e-05 | 0.00010023 | 0.21477 | RIM score less than one | Commercial/Industrial | Healthcare | Existing | Smart Strip Plug Outlet | 0.93182 | 1.1099 | 12.3601 | 0.014866 | 0.010332 | 99.9794 | TRC score less than one | Residential | Single Family | New | 18 SEER Air Source Heat Pump | 0.29142 | 1.1897 | -7032.7133 | 0.36822 | 0.39122 | 1387.0904 | RIM/PCT less than one | Commercial/Industrial | Warehouse | Existing | Low U-Value Windows | 0.93733 | 1.2771 | 182.094 | 0.12032 | -0.020318 | 349.5006 | TRC/PCT less than one
Commercial/Industrial | Retail | New | Ceiling Insulation(R12 to R38) | 0.31494 | 0.83 | -0.66953 | 4.3827e-05 | 0.00010023 | 0.21477 | RIM score less than one | Commercial/Industrial | Healthcare | New | Smart Strip Plug Outlet | 0.93182 | 1.1099 | 12.3601 | 0.014866 | 0.010332 | 99.9794 | TRC score less than one | Residential | Manufactured Home | New | 18 SEER Air Source Heat Pump | 0.29142 | 1.1897 | -7032.7133 | 0.36822 | 0.39122 | 1387.0904 | RIM/PCT less than one | Commercial/Industrial | Healthcare | Existing | Smart Strip Plug Outlet | 0.93182 | 1.1099 | 12.3601 | 0.014866 | 0.010332 | 99.9794 | TRC/PCT less than one
Commercial/Industrial | Schools K-12 | New | Ceiling Insulation(R12 to R38) | 0.29453 | 0.7964 | -0.68424 | 4.2975e-06 | 9.6876e-05 | 0.21477 | RIM score less than one | Commercial/Industrial | Healthcare | Existing | ECM Motors on Furnaces | 0.92031 | 2.1667 | 130.7589 | 0 | 0 | 725.9759 | TRC score less than one | Residential | Single Family | New | Wall Insulation | 0 | #DIV/0! | -7054.7042 | 0 | 0 | 0 | RIM/PCT less than one | Commercial/Industrial | Healthcare | New | Smart Strip Plug Outlet | 0.93182 | 1.1099 | 12.3601 | 0.014866 | 0.010332 | 99.9794 | TRC/PCT less than one
Commercial/Industrial | Assembly | Existing | Ceiling Insulation(R19 to R38) | 0.16111 | 0.7964 | -0.91516 | 2.0144e-06 | 4.5409e-05 | 0.10067 | RIM score less than one | Commercial/Industrial | Healthcare | New | ECM Motors on Furnaces | 0.92031 | 2.1667 | 130.7589 | 0 | 0 | 725.9759 | TRC score less than one | Residential | Manufactured Home | New | Floor Insulation | 0 | #DIV/0! | -7214.5481 | 0 | 0 | 0 | RIM/PCT less than one | Commercial/Industrial | Healthcare | Existing | ECM Motors on Furnaces | 0.92031 | 2.1667 | 130.7589 | 0 | 0 | 725.9759 | TRC/PCT less than one
Commercial/Industrial | College and University | Existing | Ceiling Insulation(R19 to R38) | 0.1779 | 0.9379 | -0.93171 | 4.1634e-05 | 2.4524e-05 | 0.10067 | RIM score less than one | Commercial/Industrial | Miscellaneous | Existing | Water Cooled Refrigeration Heat Recovery | 0.9175 | 1.7465 | 11497.6943 | 0 | 2.3284 | 34829.6652 | TRC score less than one | Residential | Multi-Family | Turnover | 18 SEER Central AC | 0.20896 | 1.6754 | -7336.6832 | 0.35106 | 0 | 568.6705 | RIM/PCT less than one | Commercial/Industrial | Healthcare | New | ECM Motors on Furnaces | 0.92031 | 2.1667 | 130.7589 | 0 | 0 | 725.9759 | TRC/PCT less than one
Commercial/Industrial | Grocery | Existing | Ceiling Insulation(R19 to R38) | 0.17227 | 0.83 | -0.90826 | 2.0543e-05 | 4.6982e-05 | 0.10067 | RIM score less than one | Commercial/Industrial | Miscellaneous | New | Water Cooled Refrigeration Heat Recovery | 0.9175 | 1.7465 | 11497.6943 | 0 | 2.3284 | 34829.6652 | TRC score less than one | Residential | Multi-Family | New | 18 SEER Central AC | 0.20896 | 1.6754 | -7336.6832 | 0.35106 | 0 | 568.6705 | RIM/PCT less than one | Commercial/Industrial | Miscellaneous | Existing | Water Cooled Refrigeration Heat Recovery | 0.9175 | 1.7465 | 11497.6943 | 0 | 2.3284 | 34829.6652 | TRC/PCT less than one
Commercial/Industrial | Healthcare | Existing | Ceiling Insulation(R19 to R38) | 0.16111 | 0.7964 | -0.91516 | 2.0144e-06 | 4.5409e-05 | 0.10067 | RIM score less than one | Commercial/Industrial | Offices | New | Solar Water Heater | 0.90687 | 1.7028 | 8564.599 | 3.213 | 0.45109 | 42987.9545 | TRC score less than one | Residential | Multi-Family | Turnover | 18 SEER Air Source Heat Pump | 0.21417 | 1.1896 | -7397.5146 | 0.24548 | 0.26082 | 924.727 | RIM/PCT less than one | Commercial/Industrial | Miscellaneous | New | Water Cooled Refrigeration Heat Recovery | 0.9175 | 1.7465 | 11497.6943 | 0 | 2.3284 | 34829.6652 | TRC/PCT less than one
Commercial/Industrial | Hospitals | Existing | Ceiling Insulation(R19 to R38) | 0.1779 | 0.9379 | -0.93171 | 4.1634e-05 | 2.4524e-05 | 0.10067 | RIM score less than one | Commercial/Industrial | Offices | Turnover | Solar Water Heater | 0.90687 | 1.7028 | 8564.599 | 3.213 | 0.45109 | 42987.9545 | TRC score less than one | Residential | Multi-Family | New | 18 SEER Air Source Heat Pump | 0.21417 | 1.1896 | -7397.5146 | 0.24548 | 0.26082 | 924.727 | RIM/PCT less than one | Commercial/Industrial | Offices | Turnover | Solar Water Heater | 0.90687 | 1.7028 | 8564.599 | 3.213 | 0.45109 | 42987.9545 | TRC/PCT less than one
Commercial/Industrial | Institutional | Existing | Ceiling Insulation(R19 to R38) | 0.16111 | 0.7964 | -0.91516 | 2.0144e-06 | 4.5409e-05 | 0.10067 | RIM score less than one | Commercial/Industrial | Lodging/Hospitality | Existing | HVAC tune-up | 0.90671 | 0.91174 | 62.7805 | 0.095936 | 0.011648 | 273.1443 | TRC score less than one | Residential | Single Family | Existing | Floor Insulation | 0.025159 | 1.1672 | -7952.9368 | 0 | 0.04491 | 73 | RIM/PCT less than one | Commercial/Industrial | Offices | New | Solar Water Heater | 0.90687 | 1.7028 | 8564.599 | 3.213 | 0.45109 | 42987.9545 | TRC/PCT less than one
Commercial/Industrial | Lodging/Hospitality | Existing | Ceiling Insulation(R19 to R38) | 0.1779 | 0.9379 | -0.93171 | 4.1634e-05 | 2.4524e-05 | 0.10067 | RIM score less than one | Commercial/Industrial | Lodging/Hospitality | New | HVAC tune-up | 0.90671 | 0.91174 | 62.7805 | 0.095936 | 0.011648 | 273.1443 | TRC score less than one | Residential | Single Family | New | Floor Insulation | 0 | #DIV/0! | -8233.2655 | 0 | 0 | 0 | RIM/PCT less than one | Commercial/Industrial | Lodging/Hospitality | Existing | HVAC tune-up | 0.90671 | 0.91174 | 62.7805 | 0.095936 | 0.011648 | 273.1443 | TRC/PCT less than one
Commercial/Industrial | Miscellaneous | Existing | Ceiling Insulation(R19 to R38) | 0.16111 | 0.7964 | -0.91516 | 2.0144e-06 | 4.5409e-05 | 0.10067 | RIM score less than one | Commercial/Industrial | Restaurants | Existing | Dedicated Outdoor Air System on VRF unit | 0.90504 | 1.2992 | 262.863 | 0.41437 | 0.41882 | 1361.7563 | TRC score less than one | Residential | Single Family | Turnover | 18 SEER Central AC | 0.22814 | 1.6754 | -9860.5712 | 0.5266 | 0 | 853.0057 | RIM/PCT less than one | Commercial/Industrial | Lodging/Hospitality | New | HVAC tune-up | 0.90671 | 0.91174 | 62.7805 | 0.095936 | 0.011648 | 273.1443 | TRC/PCT less than one
Commercial/Industrial | Offices | Existing | Ceiling Insulation(R19 to R38) | 0.16111 | 0.7964 | -0.91516 | 2.0144e-06 | 4.5409e-05 | 0.10067 | RIM score less than one | Commercial/Industrial | Restaurants | New | Dedicated Outdoor Air System on VRF unit | 0.90504 | 1.2992 | 262.863 | 0.41437 | 0.41882 | 1361.7563 | TRC score less than one | Residential | Manufactured Home | Turnover | 18 SEER Central AC | 0.22814 | 1.6754 | -9860.5712 | 0.5266 | 0 | 853.0057 | RIM/PCT less than one | Commercial/Industrial | Restaurants | Existing | Dedicated Outdoor Air System on VRF unit | 0.90504 | 1.2992 | 262.863 | 0.41437 | 0.41882 | 1361.7563 | TRC/PCT less than one
Commercial/Industrial | Restaurants | Existing | Ceiling Insulation(R19 to R38) | 0.17227 | 0.83 | -0.90826 | 2.0543e-05 | 4.6982e-05 | 0.10067 | RIM score less than one | Commercial/Industrial | College and University | Existing | PSC to ECM Evaporator Fan Motor (Walk-In, Refrigerator) | 0.90257 | 1.561 | 58.0862 | 0.042404 | 0.035519 | 327.0516 | TRC score less than one | Residential | Single Family | New | 18 SEER Central AC | 0.22814 | 1.6754 | -9860.5712 | 0.5266 | 0 | 853.0057 | RIM/PCT less than one | Commercial/Industrial | Restaurants | New | Dedicated Outdoor Air System on VRF unit | 0.90504 | 1.2992 | 262.863 | 0.41437 | 0.41882 | 1361.7563 | TRC/PCT less than one
Commercial/Industrial | Retail | Existing | Ceiling Insulation(R19 to R38) | 0.17227 | 0.83 | -0.90826 | 2.0543e-05 | 4.6982e-05 | 0.10067 | RIM score less than one | Commercial/Industrial | Healthcare | Existing | PSC to ECM Evaporator Fan Motor (Walk-In, Refrigerator) | 0.90257 | 1.561 | 58.0862 | 0.042404 | 0.035519 | 327.0516 | TRC score less than one | Residential | Manufactured Home | New | 18 SEER Central AC | 0.22814 | 1.6754 | -9860.5712 | 0.5266 | 0 | 853.0057 | RIM/PCT less than one | Commercial/Industrial | College and University | Existing | PSC to ECM Evaporator Fan Motor (Walk-In, Refrigerator) | 0.90257 | 1.561 | 58.0862 | 0.042404 | 0.035519 | 327.0516 | TRC/PCT less than one
Commercial/Industrial | Schools K-12 | Existing | Ceiling Insulation(R19 to R38) | 0.16111 | 0.7964 | -0.91516 | 2.0144e-06 | 4.5409e-05 | 0.10067 | RIM score less than one | Commercial/Industrial | Hospitals | Existing | PSC to ECM Evaporator Fan Motor (Walk-In, Refrigerator) | 0.90257 | 1.561 | 58.0862 | 0.042404 | 0.035519 | 327.0516 | TRC score less than one | Residential | Single Family | Turnover | 21 SEER Air Source Heat Pump | 0.26629 | 1.1969 | -11674.8656 | 0.54544 | 0.54465 | 1982.0354 | RIM/PCT less than one | Commercial/Industrial | Healthcare | Existing | PSC to ECM Evaporator Fan Motor (Walk-In, Refrigerator) | 0.90257 | 1.561 | 58.0862 | 0.042404 | 0.035519 | 327.0516 | TRC/PCT less than one
Commercial/Industrial | Assembly | New | Ceiling Insulation(R19 to R38) | 0.15863 | 0.7964 | -0.92125 | 1.9835e-06 | 4.4712e-05 | 0.099123 | RIM score less than one | Commercial/Industrial | Lodging/Hospitality | Existing | PSC to ECM Evaporator Fan Motor (Walk-In, Refrigerator) | 0.90257 | 1.561 | 58.0862 | 0.042404 | 0.035519 | 327.0516 | TRC score less than one | Residential | Manufactured Home | Turnover | 21 SEER Air Source Heat Pump | 0.26629 | 1.1969 | -11674.8656 | 0.54544 | 0.54465 | 1982.0354 | RIM/PCT less than one | Commercial/Industrial | Hospitals | Existing | PSC to ECM Evaporator Fan Motor (Walk-In, Refrigerator) | 0.90257 | 1.561 | 58.0862 | 0.042404 | 0.035519 | 327.0516 | TRC/PCT less than one
Commercial/Industrial | College and University | New | Ceiling Insulation(R19 to R38) | 0.17517 | 0.9379 | -0.93755 | 4.0995e-05 | 2.4148e-05 | 0.099123 | RIM score less than one | Commercial/Industrial | Restaurants | Existing | PSC to ECM Evaporator Fan Motor (Walk-In, Refrigerator) | 0.90257 | 1.561 | 58.0862 | 0.042404 | 0.035519 | 327.0516 | TRC score less than one | Residential | Single Family | New | 21 SEER Air Source Heat Pump | 0.26629 | 1.1969 | -11674.8656 | 0.54544 | 0.54465 | 1982.0354 | RIM/PCT less than one | Commercial/Industrial | Lodging/Hospitality | Existing | PSC to ECM Evaporator Fan Motor (Walk-In, Refrigerator) | 0.90257 | 1.561 | 58.0862 | 0.042404 | 0.035519 | 327.0516 | TRC/PCT less than one
Commercial/Industrial | Grocery | New | Ceiling Insulation(R19 to R38) | 0.16962 | 0.83 | -0.91446 | 2.0228e-05 | 4.6261e-05 | 0.099123 | RIM score less than one | Commercial/Industrial | Schools K-12 | Existing | PSC to ECM Evaporator Fan Motor (Walk-In, Refrigerator) | 0.90257 | 1.561 | 58.0862 | 0.042404 | 0.035519 | 327.0516 | TRC score less than one | Residential | Manufactured Home | New | 21 SEER Air Source Heat Pump | 0.26629 | 1.1969 | -11674.8656 | 0.54544 | 0.54465 | 1982.0354 | RIM/PCT less than one | Commercial/Industrial | Restaurants | Existing | PSC to ECM Evaporator Fan Motor (Walk-In, Refrigerator) | 0.90257 | 1.561 | 58.0862 | 0.042404 | 0.035519 | 327.0516 | TRC/PCT less than one
Commercial/Industrial | Healthcare | New | Ceiling Insulation(R19 to R38) | 0.15863 | 0.7964 | -0.92125 | 1.9835e-06 | 4.4712e-05 | 0.099123 | RIM score less than one | Commercial/Industrial | College and University | New | PSC to ECM Evaporator Fan Motor (Walk-In, Refrigerator) | 0.90257 | 1.561 | 58.0862 | 0.042404 | 0.035519 | 327.0516 | TRC score less than one | Residential | Manufactured Home | Existing | Spray Foam Insulation(Base R12) | 0.23358 | 1.3938 | -12441.4884 | 0.2595 | 0.47723 | 1035.55 | RIM/PCT less than one | Commercial/Industrial | Schools K-12 | Existing | PSC to ECM Evaporator Fan Motor (Walk-In, Refrigerator) | 0.90257 | 1.561 | 58.0862 | 0.042404 | 0.035519 | 327.0516 | TRC/PCT less than one
Commercial/Industrial | Hospitals | New | Ceiling Insulation(R19 to R38) | 0.17517 | 0.9379 | -0.93755 | 4.0995e-05 | 2.4148e-05 | 0.099123 | RIM score less than one | Commercial/Industrial | Healthcare | New | PSC to ECM Evaporator Fan Motor (Walk-In, Refrigerator) | 0.90257 | 1.561 | 58.0862 | 0.042404 | 0.035519 | 327.0516 | TRC score less than one | Residential | Manufactured Home | New | Spray Foam Insulation(Base R12) | 0.23358 | 1.3938 | -12441.4884 | 0.2595 | 0.47723 | 1035.55 | RIM/PCT less than one | Commercial/Industrial | College and University | New | PSC to ECM Evaporator Fan Motor (Walk-In, Refrigerator) | 0.90257 | 1.561 | 58.0862 | 0.042404 | 0.035519 | 327.0516 | TRC/PCT less than one
Commercial/Industrial | Institutional | New | Ceiling Insulation(R19 to R38) | 0.15863 | 0.7964 | -0.92125 | 1.9835e-06 | 4.4712e-05 | 0.099123 | RIM score less than one | Commercial/Industrial | Hospitals | New | PSC to ECM Evaporator Fan Motor (Walk-In, Refrigerator) | 0.90257 | 1.561 | 58.0862 | 0.042404 | 0.035519 | 327.0516 | TRC score less than one | Residential | Multi-Family | Existing | Spray Foam Insulation(Base R12) | 0.19848 | 1.394 | -12451.1452 | 0.209 | 0.38434 | 834 | RIM/PCT less than one | Commercial/Industrial | Healthcare | New | PSC to ECM Evaporator Fan Motor (Walk-In, Refrigerator) | 0.90257 | 1.561 | 58.0862 | 0.042404 | 0.035519 | 327.0516 | TRC/PCT less than one
Commercial/Industrial | Lodging/Hospitality | New | Ceiling Insulation(R19 to R38) | 0.17517 | 0.9379 | -0.93755 | 4.0995e-05 | 2.4148e-05 | 0.099123 | RIM score less than one | Commercial/Industrial | Lodging/Hospitality | New | PSC to ECM Evaporator Fan Motor (Walk-In, Refrigerator) | 0.90257 | 1.561 | 58.0862 | 0.042404 | 0.035519 | 327.0516 | TRC score less than one | Residential | Multi-Family | New | Spray Foam Insulation(Base R12) | 0.19848 | 1.394 | -12451.1452 | 0.209 | 0.38434 | 834 | RIM/PCT less than one | Commercial/Industrial | Hospitals | New | PSC to ECM Evaporator Fan Motor (Walk-In, Refrigerator) | 0.90257 | 1.561 | 58.0862 | 0.042404 | 0.035519 | 327.0516 | TRC/PCT less than one
Commercial/Industrial | Miscellaneous | New | Ceiling Insulation(R19 to R38) | 0.15863 | 0.7964 | -0.92125 | 1.9835e-06 | 4.4712e-05 | 0.099123 | RIM score less than one | Commercial/Industrial | Restaurants | New | PSC to ECM Evaporator Fan Motor (Walk-In, Refrigerator) | 0.90257 | 1.561 | 58.0862 | 0.042404 | 0.035519 | 327.0516 | TRC score less than one | Residential | Multi-Family | Turnover | 21 SEER Air Source Heat Pump | 0.18539 | 1.1969 | -12940.7653 | 0.36362 | 0.3631 | 1321.3569 | RIM/PCT less than one | Commercial/Industrial | Lodging/Hospitality | New | PSC to ECM Evaporator Fan Motor (Walk-In, Refrigerator) | 0.90257 | 1.561 | 58.0862 | 0.042404 | 0.035519 | 327.0516 | TRC/PCT less than one
Commercial/Industrial | Offices | New | Ceiling Insulation(R19 to R38) | 0.15863 | 0.7964 | -0.92125 | 1.9835e-06 | 4.4712e-05 | 0.099123 | RIM score less than one | Commercial/Industrial | Schools K-12 | New | PSC to ECM Evaporator Fan Motor (Walk-In, Refrigerator) | 0.90257 | 1.561 | 58.0862 | 0.042404 | 0.035519 | 327.0516 | TRC score less than one | Residential | Multi-Family | New | 21 SEER Air Source Heat Pump | 0.18539 | 1.1969 | -12940.7653 | 0.36362 | 0.3631 | 1321.3569 | RIM/PCT less than one | Commercial/Industrial | Restaurants | New | PSC to ECM Evaporator Fan Motor (Walk-In, Refrigerator) | 0.90257 | 1.561 | 58.0862 | 0.042404 | 0.035519 | 327.0516 | TRC/PCT less than one
Commercial/Industrial | Restaurants | New | Ceiling Insulation(R19 to R38) | 0.16962 | 0.83 | -0.91446 | 2.0228e-05 | 4.6261e-05 | 0.099123 | RIM score less than one | Commercial/Industrial | Miscellaneous | New | High Efficiency Chiller (Air Cooled, 50 tons) | 0.89837 | 1.4184 | 758.8062 | 2.0629 | 2.0935 | 7248.2142 | TRC score less than one | Residential | Multi-Family | Turnover | 21 SEER Central AC | 0.18032 | 1.6754 | -13166.7706 | 0.5266 | 0 | 853.0057 | RIM/PCT less than one | Commercial/Industrial | Schools K-12 | New | PSC to ECM Evaporator Fan Motor (Walk-In, Refrigerator) | 0.90257 | 1.561 | 58.0862 | 0.042404 | 0.035519 | 327.0516 | TRC/PCT less than one
Commercial/Industrial | Retail | New | Ceiling Insulation(R19 to R38) | 0.16962 | 0.83 | -0.91446 | 2.0228e-05 | 4.6261e-05 | 0.099123 | RIM score less than one | Commercial/Industrial | Miscellaneous | Turnover | High Efficiency Chiller (Air Cooled, 50 tons) | 0.89837 | 1.4184 | 758.8062 | 2.0629 | 2.0935 | 7248.2142 | TRC score less than one | Residential | Multi-Family | New | 21 SEER Central AC | 0.18032 | 1.6754 | -13166.7706 | 0.5266 | 0 | 853.0057 | RIM/PCT less than one | Commercial/Industrial | Miscellaneous | Turnover | High Efficiency Chiller (Air Cooled, 50 tons) | 0.89837 | 1.4184 | 758.8062 | 2.0629 | 2.0935 | 7248.2142 | TRC/PCT less than one
Commercial/Industrial | Schools K-12 | New | Ceiling Insulation(R19 to R38) | 0.15863 | 0.7964 | -0.92125 | 1.9835e-06 | 4.4712e-05 | 0.099123 | RIM score less than one | Commercial/Industrial | Assembly | New | Energy Star Hot Food Holding Cabinet | 0.89754 | 1.3382 | 375.3495 | 0.31862 | 0.15417 | 1730.1 | TRC score less than one | Residential | Manufactured Home | New | Spray Foam Insulation(Base R30) | 0.1673 | 1.5318 | -13226.7385 | 0.21764 | 0.31813 | 635.42 | RIM/PCT less than one | Commercial/Industrial | Miscellaneous | New | High Efficiency Chiller (Air Cooled, 50 tons) | 0.89837 | 1.4184 | 758.8062 | 2.0629 | 2.0935 | 7248.2142 | TRC/PCT less than one
Commercial/Industrial | Assembly | Existing | Ceiling Insulation(R2 to R38) | 2.4247 | 0.93586 | 5.3019 | 3.6259e-05 | 0.00081736 | 1.812 | RIM score less than one | Commercial/Industrial | College and University | New | Energy Star Hot Food Holding Cabinet | 0.89754 | 1.3382 | 375.3495 | 0.31862 | 0.15417 | 1730.1 | TRC score less than one | Residential | Single Family | New | Spray Foam Insulation(Base R30) | 0.16271 | 1.5317 | -13304.378 | 0.21168 | 0.30941 | 618 | RIM/PCT less than one | Commercial/Industrial | Assembly | Turnover | Energy Star Hot Food Holding Cabinet | 0.89754 | 1.3382 | 375.3495 | 0.31862 | 0.15417 | 1730.1 | TRC/PCT less than one
Commercial/Industrial | Healthcare | Existing | Ceiling Insulation(R2 to R38) | 2.4247 | 0.93586 | 5.3019 | 3.6259e-05 | 0.00081736 | 1.812 | RIM score less than one | Commercial/Industrial | Grocery | New | Energy Star Hot Food Holding Cabinet | 0.89754 | 1.3382 | 375.3495 | 0.31862 | 0.15417 | 1730.1 | TRC score less than one | Residential | Multi-Family | Existing | Spray Foam Insulation(Base R19) | 0.15713 | 1.5263 | -13480.6928 | 0.20728 | 0.29506 | 603 | RIM/PCT less than one | Commercial/Industrial | College and University | Turnover | Energy Star Hot Food Holding Cabinet | 0.89754 | 1.3382 | 375.3495 | 0.31862 | 0.15417 | 1730.1 | TRC/PCT less than one
Commercial/Industrial | Institutional | Existing | Ceiling Insulation(R2 to R38) | 2.4247 | 0.93586 | 5.3019 | 3.6259e-05 | 0.00081736 | 1.812 | RIM score less than one | Commercial/Industrial | Healthcare | New | Energy Star Hot Food Holding Cabinet | 0.89754 | 1.3382 | 375.3495 | 0.31862 | 0.15417 | 1730.1 | TRC score less than one | Residential | Multi-Family | New | Spray Foam Insulation(Base R19) | 0.15713 | 1.5263 | -13480.6928 | 0.20728 | 0.29506 | 603 | RIM/PCT less than one | Commercial/Industrial | Grocery | Turnover | Energy Star Hot Food Holding Cabinet | 0.89754 | 1.3382 | 375.3495 | 0.31862 | 0.15417 | 1730.1 | TRC/PCT less than one
Commercial/Industrial | Miscellaneous | Existing | Ceiling Insulation(R2 to R38) | 2.4247 | 0.93586 | 5.3019 | 3.6259e-05 | 0.00081736 | 1.812 | RIM score less than one | Commercial/Industrial | Hospitals | New | Energy Star Hot Food Holding Cabinet | 0.89754 | 1.3382 | 375.3495 | 0.31862 | 0.15417 | 1730.1 | TRC score less than one | Residential | Manufactured Home | Existing | Spray Foam Insulation(Base R19) | 0.1967 | 1.5262 | -13507.3153 | 0.27376 | 0.3897 | 796.41 | RIM/PCT less than one | Commercial/Industrial | Healthcare | Turnover | Energy Star Hot Food Holding Cabinet | 0.89754 | 1.3382 | 375.3495 | 0.31862 | 0.15417 | 1730.1 | TRC/PCT less than one
Commercial/Industrial | Offices | Existing | Ceiling Insulation(R2 to R38) | 2.4247 | 0.93586 | 5.3019 | 3.6259e-05 | 0.00081736 | 1.812 | RIM score less than one | Commercial/Industrial | Institutional | New | Energy Star Hot Food Holding Cabinet | 0.89754 | 1.3382 | 375.3495 | 0.31862 | 0.15417 | 1730.1 | TRC score less than one | Residential | Manufactured Home | New | Spray Foam Insulation(Base R19) | 0.1967 | 1.5262 | -13507.3153 | 0.27376 | 0.3897 | 796.41 | RIM/PCT less than one | Commercial/Industrial | Hospitals | Turnover | Energy Star Hot Food Holding Cabinet | 0.89754 | 1.3382 | 375.3495 | 0.31862 | 0.15417 | 1730.1 | TRC/PCT less than one
Commercial/Industrial | Schools K-12 | Existing | Ceiling Insulation(R2 to R38) | 2.4247 | 0.93586 | 5.3019 | 3.6259e-05 | 0.00081736 | 1.812 | RIM score less than one | Commercial/Industrial | Lodging/Hospitality | New | Energy Star Hot Food Holding Cabinet | 0.89754 | 1.3382 | 375.3495 | 0.31862 | 0.15417 | 1730.1 | TRC score less than one | Residential | Single Family | Existing | Spray Foam Insulation(Base R12) | 0.24708 | 1.394 | -13894.1847 | 0.31324 | 0.57605 | 1250 | RIM/PCT less than one | Commercial/Industrial | Institutional | Turnover | Energy Star Hot Food Holding Cabinet | 0.89754 | 1.3382 | 375.3495 | 0.31862 | 0.15417 | 1730.1 | TRC/PCT less than one
Commercial/Industrial | Assembly | New | Ceiling Insulation(R2 to R38) | 2.393 | 0.93804 | 5.1922 | 3.5703e-05 | 0.00080482 | 1.7842 | RIM score less than one | Commercial/Industrial | Miscellaneous | New | Energy Star Hot Food Holding Cabinet | 0.89754 | 1.3382 | 375.3495 | 0.31862 | 0.15417 | 1730.1 | TRC score less than one | Residential | Single Family | New | Spray Foam Insulation(Base R12) | 0.24708 | 1.394 | -13894.1847 | 0.31324 | 0.57605 | 1250 | RIM/PCT less than one | Commercial/Industrial | Lodging/Hospitality | Turnover | Energy Star Hot Food Holding Cabinet | 0.89754 | 1.3382 | 375.3495 | 0.31862 | 0.15417 | 1730.1 | TRC/PCT less than one
Commercial/Industrial | Healthcare | New | Ceiling Insulation(R2 to R38) | 2.393 | 0.93804 | 5.1922 | 3.5703e-05 | 0.00080482 | 1.7842 | RIM score less than one | Commercial/Industrial | Offices | New | Energy Star Hot Food Holding Cabinet | 0.89754 | 1.3382 | 375.3495 | 0.31862 | 0.15417 | 1730.1 | TRC score less than one | Residential | Multi-Family | New | Spray Foam Insulation(Base R30) | 0.11294 | 1.5316 | -14146.7351 | 0.14694 | 0.21479 | 429 | RIM/PCT less than one | Commercial/Industrial | Miscellaneous | Turnover | Energy Star Hot Food Holding Cabinet | 0.89754 | 1.3382 | 375.3495 | 0.31862 | 0.15417 | 1730.1 | TRC/PCT less than one
Commercial/Industrial | Institutional | New | Ceiling Insulation(R2 to R38) | 2.393 | 0.93804 | 5.1922 | 3.5703e-05 | 0.00080482 | 1.7842 | RIM score less than one | Commercial/Industrial | Restaurants | New | Energy Star Hot Food Holding Cabinet | 0.89754 | 1.3382 | 375.3495 | 0.31862 | 0.15417 | 1730.1 | TRC score less than one | Residential | Manufactured Home | Existing | Spray Foam Insulation(Base R30) | 0.15751 | 1.5318 | -14224.8342 | 0.21764 | 0.31813 | 635.42 | RIM/PCT less than one | Commercial/Industrial | Offices | Turnover | Energy Star Hot Food Holding Cabinet | 0.89754 | 1.3382 | 375.3495 | 0.31862 | 0.15417 | 1730.1 | TRC/PCT less than one
Commercial/Industrial | Miscellaneous | New | Ceiling Insulation(R2 to R38) | 2.393 | 0.93804 | 5.1922 | 3.5703e-05 | 0.00080482 | 1.7842 | RIM score less than one | Commercial/Industrial | Retail | New | Energy Star Hot Food Holding Cabinet | 0.89754 | 1.3382 | 375.3495 | 0.31862 | 0.15417 | 1730.1 | TRC score less than one | Residential | Multi-Family | Existing | Spray Foam Insulation(Base R30) | 0.11217 | 1.5316 | -14256.1961 | 0.14694 | 0.21479 | 429 | RIM/PCT less than one | Commercial/Industrial | Restaurants | Turnover | Energy Star Hot Food Holding Cabinet | 0.89754 | 1.3382 | 375.3495 | 0.31862 | 0.15417 | 1730.1 | TRC/PCT less than one
Commercial/Industrial | Offices | New | Ceiling Insulation(R2 to R38) | 2.393 | 0.93804 | 5.1922 | 3.5703e-05 | 0.00080482 | 1.7842 | RIM score less than one | Commercial/Industrial | Schools K-12 | New | Energy Star Hot Food Holding Cabinet | 0.89754 | 1.3382 | 375.3495 | 0.31862 | 0.15417 | 1730.1 | TRC score less than one | Residential | Single Family | Turnover | 21 SEER Central AC | 0.21959 | 1.6753 | -15518.2954 | 0.78989 | 0 | 1279.5086 | RIM/PCT less than one | Commercial/Industrial | Retail | Turnover | Energy Star Hot Food Holding Cabinet | 0.89754 | 1.3382 | 375.3495 | 0.31862 | 0.15417 | 1730.1 | TRC/PCT less than one
Commercial/Industrial | Schools K-12 | New | Ceiling Insulation(R2 to R38) | 2.393 | 0.93804 | 5.1922 | 3.5703e-05 | 0.00080482 | 1.7842 | RIM score less than one | Commercial/Industrial | Warehouse | New | Energy Star Hot Food Holding Cabinet | 0.89754 | 1.3382 | 375.3495 | 0.31862 | 0.15417 | 1730.1 | TRC score less than one | Residential | Manufactured Home | Turnover | 21 SEER Central AC | 0.21959 | 1.6753 | -15518.2954 | 0.78989 | 0 | 1279.5086 | RIM/PCT less than one | Commercial/Industrial | Schools K-12 | Turnover | Energy Star Hot Food Holding Cabinet | 0.89754 | 1.3382 | 375.3495 | 0.31862 | 0.15417 | 1730.1 | TRC/PCT less than one
Commercial/Industrial | Assembly | Existing | Ceiling Insulation(R30 to R38) | 0.056416 | 0.7964 | -0.89336 | 5.3717e-07 | 1.2109e-05 | 0.026845 | RIM score less than one | Commercial/Industrial | Assembly | Turnover | Energy Star Hot Food Holding Cabinet | 0.89754 | 1.3382 | 375.3495 | 0.31862 | 0.15417 | 1730.1 | TRC score less than one | Residential | Single Family | New | 21 SEER Central AC | 0.21959 | 1.6753 | -15518.2954 | 0.78989 | 0 | 1279.5086 | RIM/PCT less than one | Commercial/Industrial | Warehouse | Turnover | Energy Star Hot Food Holding Cabinet | 0.89754 | 1.3382 | 375.3495 | 0.31862 | 0.15417 | 1730.1 | TRC/PCT less than one
Commercial/Industrial | College and University | Existing | Ceiling Insulation(R30 to R38) | 0.062296 | 0.9379 | -0.89778 | 1.1102e-05 | 6.5397e-06 | 0.026845 | RIM score less than one | Commercial/Industrial | College and University | Turnover | Energy Star Hot Food Holding Cabinet | 0.89754 | 1.3382 | 375.3495 | 0.31862 | 0.15417 | 1730.1 | TRC score less than one | Residential | Manufactured Home | New | 21 SEER Central AC | 0.21959 | 1.6753 | -15518.2954 | 0.78989 | 0 | 1279.5086 | RIM/PCT less than one | Commercial/Industrial | Assembly | New | Energy Star Hot Food Holding Cabinet | 0.89754 | 1.3382 | 375.3495 | 0.31862 | 0.15417 | 1730.1 | TRC/PCT less than one
Commercial/Industrial | Grocery | Existing | Ceiling Insulation(R30 to R38) | 0.060324 | 0.83 | -0.89152 | 5.4782e-06 | 1.2529e-05 | 0.026845 | RIM score less than one | Commercial/Industrial | Grocery | Turnover | Energy Star Hot Food Holding Cabinet | 0.89754 | 1.3382 | 375.3495 | 0.31862 | 0.15417 | 1730.1 | TRC score less than one | Residential | Single Family | Existing | Spray Foam Insulation(Base R19) | 0.19043 | 1.5261 | -15543.2436 | 0.3025 | 0.4306 | 880 | RIM/PCT less than one | Commercial/Industrial | College and University | New | Energy Star Hot Food Holding Cabinet | 0.89754 | 1.3382 | 375.3495 | 0.31862 | 0.15417 | 1730.1 | TRC/PCT less than one
Commercial/Industrial | Healthcare | Existing | Ceiling Insulation(R30 to R38) | 0.056416 | 0.7964 | -0.89336 | 5.3717e-07 | 1.2109e-05 | 0.026845 | RIM score less than one | Commercial/Industrial | Healthcare | Turnover | Energy Star Hot Food Holding Cabinet | 0.89754 | 1.3382 | 375.3495 | 0.31862 | 0.15417 | 1730.1 | TRC score less than one | Residential | Single Family | New | Spray Foam Insulation(Base R19) | 0.19043 | 1.5261 | -15543.2436 | 0.3025 | 0.4306 | 880 | RIM/PCT less than one | Commercial/Industrial | Grocery | New | Energy Star Hot Food Holding Cabinet | 0.89754 | 1.3382 | 375.3495 | 0.31862 | 0.15417 | 1730.1 | TRC/PCT less than one
Commercial/Industrial | Hospitals | Existing | Ceiling Insulation(R30 to R38) | 0.062296 | 0.9379 | -0.89778 | 1.1102e-05 | 6.5397e-06 | 0.026845 | RIM score less than one | Commercial/Industrial | Hospitals | Turnover | Energy Star Hot Food Holding Cabinet | 0.89754 | 1.3382 | 375.3495 | 0.31862 | 0.15417 | 1730.1 | TRC score less than one | Residential | Single Family | Existing | Spray Foam Insulation(Base R30) | 0.13423 | 1.5317 | -16710.9556 | 0.21168 | 0.30941 | 618 | RIM/PCT less than one | Commercial/Industrial | Healthcare | New | Energy Star Hot Food Holding Cabinet | 0.89754 | 1.3382 | 375.3495 | 0.31862 | 0.15417 | 1730.1 | TRC/PCT less than one
Commercial/Industrial | Institutional | Existing | Ceiling Insulation(R30 to R38) | 0.056416 | 0.7964 | -0.89336 | 5.3717e-07 | 1.2109e-05 | 0.026845 | RIM score less than one | Commercial/Industrial | Institutional | Turnover | Energy Star Hot Food Holding Cabinet | 0.89754 | 1.3382 | 375.3495 | 0.31862 | 0.15417 | 1730.1 | TRC score less than one | Residential | Multi-Family | Existing | Sealed crawlspace | 0.0068375 | 1.1453 | -16933.7242 | 0.0067683 | 0.041583 | 66.6 | RIM/PCT less than one | Commercial/Industrial | Hospitals | New | Energy Star Hot Food Holding Cabinet | 0.89754 | 1.3382 | 375.3495 | 0.31862 | 0.15417 | 1730.1 | TRC/PCT less than one
Commercial/Industrial | Lodging/Hospitality | Existing | Ceiling Insulation(R30 to R38) | 0.062296 | 0.9379 | -0.89778 | 1.1102e-05 | 6.5397e-06 | 0.026845 | RIM score less than one | Commercial/Industrial | Lodging/Hospitality | Turnover | Energy Star Hot Food Holding Cabinet | 0.89754 | 1.3382 | 375.3495 | 0.31862 | 0.15417 | 1730.1 | TRC score less than one | Residential | Multi-Family | New | Sealed crawlspace | 0 | #DIV/0! | -17085.974 | 0 | 0 | 0 | RIM/PCT less than one | Commercial/Industrial | Institutional | New | Energy Star Hot Food Holding Cabinet | 0.89754 | 1.3382 | 375.3495 | 0.31862 | 0.15417 | 1730.1 | TRC/PCT less than one
Commercial/Industrial | Miscellaneous | Existing | Ceiling Insulation(R30 to R38) | 0.056416 | 0.7964 | -0.89336 | 5.3717e-07 | 1.2109e-05 | 0.026845 | RIM score less than one | Commercial/Industrial | Miscellaneous | Turnover | Energy Star Hot Food Holding Cabinet | 0.89754 | 1.3382 | 375.3495 | 0.31862 | 0.15417 | 1730.1 | TRC score less than one | Residential | Manufactured Home | Existing | Sealed crawlspace | 0.012746 | 1.1452 | -17725.6259 | 0.013311 | 0.081779 | 130.98 | RIM/PCT less than one | Commercial/Industrial | Lodging/Hospitality | New | Energy Star Hot Food Holding Cabinet | 0.89754 | 1.3382 | 375.3495 | 0.31862 | 0.15417 | 1730.1 | TRC/PCT less than one
Commercial/Industrial | Offices | Existing | Ceiling Insulation(R30 to R38) | 0.056416 | 0.7964 | -0.89336 | 5.3717e-07 | 1.2109e-05 | 0.026845 | RIM score less than one | Commercial/Industrial | Offices | Turnover | Energy Star Hot Food Holding Cabinet | 0.89754 | 1.3382 | 375.3495 | 0.31862 | 0.15417 | 1730.1 | TRC score less than one | Residential | Manufactured Home | New | Sealed crawlspace | 0 | #DIV/0! | -18025.0504 | 0 | 0 | 0 | RIM/PCT less than one | Commercial/Industrial | Miscellaneous | New | Energy Star Hot Food Holding Cabinet | 0.89754 | 1.3382 | 375.3495 | 0.31862 | 0.15417 | 1730.1 | TRC/PCT less than one
Commercial/Industrial | Restaurants | Existing | Ceiling Insulation(R30 to R38) | 0.060324 | 0.83 | -0.89152 | 5.4782e-06 | 1.2529e-05 | 0.026845 | RIM score less than one | Commercial/Industrial | Restaurants | Turnover | Energy Star Hot Food Holding Cabinet | 0.89754 | 1.3382 | 375.3495 | 0.31862 | 0.15417 | 1730.1 | TRC score less than one | Residential | Single Family | Existing | Sealed crawlspace | 0.013827 | 1.1459 | -20199.7713 | 0.016469 | 0.10118 | 162.06 | RIM/PCT less than one | Commercial/Industrial | Offices | New | Energy Star Hot Food Holding Cabinet | 0.89754 | 1.3382 | 375.3495 | 0.31862 | 0.15417 | 1730.1 | TRC/PCT less than one
Commercial/Industrial | Retail | Existing | Ceiling Insulation(R30 to R38) | 0.060324 | 0.83 | -0.89152 | 5.4782e-06 | 1.2529e-05 | 0.026845 | RIM score less than one | Commercial/Industrial | Retail | Turnover | Energy Star Hot Food Holding Cabinet | 0.89754 | 1.3382 | 375.3495 | 0.31862 | 0.15417 | 1730.1 | TRC score less than one | Residential | Single Family | New | Sealed crawlspace | 0 | #DIV/0! | -20570.2457 | 0 | 0 | 0 | RIM/PCT less than one | Commercial/Industrial | Restaurants | New | Energy Star Hot Food Holding Cabinet | 0.89754 | 1.3382 | 375.3495 | 0.31862 | 0.15417 | 1730.1 | TRC/PCT less than one
Commercial/Industrial | Schools K-12 | Existing | Ceiling Insulation(R30 to R38) | 0.056416 | 0.7964 | -0.89336 | 5.3717e-07 | 1.2109e-05 | 0.026845 | RIM score less than one | Commercial/Industrial | Schools K-12 | Turnover | Energy Star Hot Food Holding Cabinet | 0.89754 | 1.3382 | 375.3495 | 0.31862 | 0.15417 | 1730.1 | TRC score less than one | Residential | Multi-Family | Turnover | Ground Source Heat Pump | 0.14643 | 1.4237 | -43273.5534 | 0.39241 | 1.2172 | 2068.1269 | RIM/PCT less than one | Commercial/Industrial | Retail | New | Energy Star Hot Food Holding Cabinet | 0.89754 | 1.3382 | 375.3495 | 0.31862 | 0.15417 | 1730.1 | TRC/PCT less than one
Commercial/Industrial | Assembly | New | Ceiling Insulation(R30 to R38) | 0.05555 | 0.7964 | -0.89499 | 5.2893e-07 | 1.1923e-05 | 0.026433 | RIM score less than one | Commercial/Industrial | Warehouse | Turnover | Energy Star Hot Food Holding Cabinet | 0.89754 | 1.3382 | 375.3495 | 0.31862 | 0.15417 | 1730.1 | TRC score less than one | Residential | Multi-Family | New | Ground Source Heat Pump | 0.14643 | 1.4237 | -43273.5534 | 0.39241 | 1.2172 | 2068.1269 | RIM/PCT less than one | Commercial/Industrial | Schools K-12 | New | Energy Star Hot Food Holding Cabinet | 0.89754 | 1.3382 | 375.3495 | 0.31862 | 0.15417 | 1730.1 | TRC/PCT less than one
Commercial/Industrial | College and University | New | Ceiling Insulation(R30 to R38) | 0.06134 | 0.9379 | -0.89933 | 1.0932e-05 | 6.4393e-06 | 0.026433 | RIM score less than one | Commercial/Industrial | Schools K-12 | Existing | Retro-Commissioning | 0.89546 | 0.69057 | 31797.8721 | 13.2856 | 41.1906 | 79468.03 | TRC score less than one | Residential | Single Family | Turnover | Ground Source Heat Pump | 0.13844 | 1.4237 | -46263.9809 | 0.39241 | 1.2172 | 2068.1269 | RIM/PCT less than one | Commercial/Industrial | Warehouse | New | Energy Star Hot Food Holding Cabinet | 0.89754 | 1.3382 | 375.3495 | 0.31862 | 0.15417 | 1730.1 | TRC/PCT less than one
Commercial/Industrial | Grocery | New | Ceiling Insulation(R30 to R38) | 0.059398 | 0.83 | -0.89318 | 5.3941e-06 | 1.2336e-05 | 0.026433 | RIM score less than one | Commercial/Industrial | Schools K-12 | New | Retro-Commissioning | 0.89546 | 0.69057 | 31797.8721 | 13.2856 | 41.1906 | 79468.03 | TRC score less than one | Residential | Manufactured Home | Turnover | Ground Source Heat Pump | 0.13844 | 1.4237 | -46263.9809 | 0.39241 | 1.2172 | 2068.1269 | RIM/PCT less than one | Commercial/Industrial | Schools K-12 | Existing | Retro-Commissioning | 0.89546 | 0.69057 | 31797.8721 | 13.2856 | 41.1906 | 79468.03 | TRC/PCT less than one
Commercial/Industrial | Healthcare | New | Ceiling Insulation(R30 to R38) | 0.05555 | 0.7964 | -0.89499 | 5.2893e-07 | 1.1923e-05 | 0.026433 | RIM score less than one | Commercial/Industrial | Assembly | Existing | PSC to ECM Evaporator Fan Motor (Walk-In, Refrigerator) | 0.89175 | 1.4915 | 68.0807 | 0.04552 | 0.00417 | 327.0516 | TRC score less than one | Residential | Single Family | New | Ground Source Heat Pump | 0.13844 | 1.4237 | -46263.9809 | 0.39241 | 1.2172 | 2068.1269 | RIM/PCT less than one | Commercial/Industrial | Schools K-12 | New | Retro-Commissioning | 0.89546 | 0.69057 | 31797.8721 | 13.2856 | 41.1906 | 79468.03 | TRC/PCT less than one
Commercial/Industrial | Hospitals | New | Ceiling Insulation(R30 to R38) | 0.06134 | 0.9379 | -0.89933 | 1.0932e-05 | 6.4393e-06 | 0.026433 | RIM score less than one | Commercial/Industrial | Grocery | Existing | PSC to ECM Evaporator Fan Motor (Walk-In, Refrigerator) | 0.89175 | 1.4915 | 68.0807 | 0.04552 | 0.00417 | 327.0516 | TRC score less than one | Residential | Manufactured Home | New | Ground Source Heat Pump | 0.13844 | 1.4237 | -46263.9809 | 0.39241 | 1.2172 | 2068.1269 | RIM/PCT less than one | Commercial/Industrial | Assembly | Existing | PSC to ECM Evaporator Fan Motor (Walk-In, Refrigerator) | 0.89175 | 1.4915 | 68.0807 | 0.04552 | 0.00417 | 327.0516 | TRC/PCT less than one
Commercial/Industrial | Institutional | New | Ceiling Insulation(R30 to R38) | 0.05555 | 0.7964 | -0.89499 | 5.2893e-07 | 1.1923e-05 | 0.026433 | RIM score less than one | Commercial/Industrial | Institutional | Existing | PSC to ECM Evaporator Fan Motor (Walk-In, Refrigerator) | 0.89175 | 1.4915 | 68.0807 | 0.04552 | 0.00417 | 327.0516 | TRC score less than one | Residential | Multi-Family | Existing | Green Roof | 0.027122 | 1.4331 | -78574.3529 | 0.16419 | 0.32466 | 630.5517 | RIM/PCT less than one | Commercial/Industrial | Grocery | Existing | PSC to ECM Evaporator Fan Motor (Walk-In, Refrigerator) | 0.89175 | 1.4915 | 68.0807 | 0.04552 | 0.00417 | 327.0516 | TRC/PCT less than one
Commercial/Industrial | Lodging/Hospitality | New | Ceiling Insulation(R30 to R38) | 0.06134 | 0.9379 | -0.89933 | 1.0932e-05 | 6.4393e-06 | 0.026433 | RIM score less than one | Commercial/Industrial | Miscellaneous | Existing | PSC to ECM Evaporator Fan Motor (Walk-In, Refrigerator) | 0.89175 | 1.4915 | 68.0807 | 0.04552 | 0.00417 | 327.0516 | TRC score less than one | Residential | Multi-Family | New | Green Roof | 0.027122 | 1.4331 | -78574.3529 | 0.16419 | 0.32466 | 630.5517 | RIM/PCT less than one | Commercial/Industrial | Institutional | Existing | PSC to ECM Evaporator Fan Motor (Walk-In, Refrigerator) | 0.89175 | 1.4915 | 68.0807 | 0.04552 | 0.00417 | 327.0516 | TRC/PCT less than one
Commercial/Industrial | Miscellaneous | New | Ceiling Insulation(R30 to R38) | 0.05555 | 0.7964 | -0.89499 | 5.2893e-07 | 1.1923e-05 | 0.026433 | RIM score less than one | Commercial/Industrial | Offices | Existing | PSC to ECM Evaporator Fan Motor (Walk-In, Refrigerator) | 0.89175 | 1.4915 | 68.0807 | 0.04552 | 0.00417 | 327.0516 | TRC score less than one | Residential | Manufactured Home | Existing | Green Roof | 0.038497 | 1.4266 | -81804.92 | 0.22553 | 0.51935 | 948.5385 | RIM/PCT less than one | Commercial/Industrial | Miscellaneous | Existing | PSC to ECM Evaporator Fan Motor (Walk-In, Refrigerator) | 0.89175 | 1.4915 | 68.0807 | 0.04552 | 0.00417 | 327.0516 | TRC/PCT less than one
Commercial/Industrial | Offices | New | Ceiling Insulation(R30 to R38) | 0.05555 | 0.7964 | -0.89499 | 5.2893e-07 | 1.1923e-05 | 0.026433 | RIM score less than one | Commercial/Industrial | Retail | Existing | PSC to ECM Evaporator Fan Motor (Walk-In, Refrigerator) | 0.89175 | 1.4915 | 68.0807 | 0.04552 | 0.00417 | 327.0516 | TRC score less than one | Residential | Manufactured Home | New | Green Roof | 0.038497 | 1.4266 | -81804.92 | 0.22553 | 0.51935 | 948.5385 | RIM/PCT less than one | Commercial/Industrial | Offices | Existing | PSC to ECM Evaporator Fan Motor (Walk-In, Refrigerator) | 0.89175 | 1.4915 | 68.0807 | 0.04552 | 0.00417 | 327.0516 | TRC/PCT less than one
Commercial/Industrial | Restaurants | New | Ceiling Insulation(R30 to R38) | 0.059398 | 0.83 | -0.89318 | 5.3941e-06 | 1.2336e-05 | 0.026433 | RIM score less than one | Commercial/Industrial | Warehouse | Existing | PSC to ECM Evaporator Fan Motor (Walk-In, Refrigerator) | 0.89175 | 1.4915 | 68.0807 | 0.04552 | 0.00417 | 327.0516 | TRC score less than one | Residential | Single Family | Existing | Green Roof | 0.035264 | 1.4588 | -93789.2326 | 0.33897 | 0.37453 | 969.6678 | RIM/PCT less than one | Commercial/Industrial | Retail | Existing | PSC to ECM Evaporator Fan Motor (Walk-In, Refrigerator) | 0.89175 | 1.4915 | 68.0807 | 0.04552 | 0.00417 | 327.0516 | TRC/PCT less than one
Commercial/Industrial | Retail | New | Ceiling Insulation(R30 to R38) | 0.059398 | 0.83 | -0.89318 | 5.3941e-06 | 1.2336e-05 | 0.026433 | RIM score less than one | Commercial/Industrial | Assembly | New | PSC to ECM Evaporator Fan Motor (Walk-In, Refrigerator) | 0.89175 | 1.4915 | 68.0807 | 0.04552 | 0.00417 | 327.0516 | TRC score less than one | Residential | Single Family | New | Green Roof | 0.035264 | 1.4588 | -93789.2326 | 0.33897 | 0.37453 | 969.6678 | RIM/PCT less than one | Commercial/Industrial | Warehouse | Existing | PSC to ECM Evaporator Fan Motor (Walk-In, Refrigerator) | 0.89175 | 1.4915 | 68.0807 | 0.04552 | 0.00417 | 327.0516 | TRC/PCT less than one
Commercial/Industrial | Schools K-12 | New | Ceiling Insulation(R30 to R38) | 0.05555 | 0.7964 | -0.89499 | 5.2893e-07 | 1.1923e-05 | 0.026433 | RIM score less than one | Commercial/Industrial | Grocery | New | PSC to ECM Evaporator Fan Motor (Walk-In, Refrigerator) | 0.89175 | 1.4915 | 68.0807 | 0.04552 | 0.00417 | 327.0516 | TRC score less than one | Residential | Single Family | Any | Solar Voltaic (17.1w/sf2) | 0.0015218 | 0.97653 | -32043.6695 | 0.0039055 | 0.00014557 | 26.3009 | RIM/PCT less than one | Commercial/Industrial | Assembly | New | PSC to ECM Evaporator Fan Motor (Walk-In, Refrigerator) | 0.89175 | 1.4915 | 68.0807 | 0.04552 | 0.00417 | 327.0516 | TRC/PCT less than one
Commercial/Industrial | Assembly | Existing | Cool Roof | 0.058014 | 0.80655 | -4.0917 | 7.5697e-05 | 0 | 0.17819 | RIM score less than one | Commercial/Industrial | Institutional | New | PSC to ECM Evaporator Fan Motor (Walk-In, Refrigerator) | 0.89175 | 1.4915 | 68.0807 | 0.04552 | 0.00417 | 327.0516 | TRC score less than one | Residential | Multi-Family | Any | Solar Voltaic (17.1w/sf2) | 0.0015218 | 0.97653 | -32043.6695 | 0.0039055 | 0.00014557 | 26.3009 | RIM/PCT less than one | Commercial/Industrial | Grocery | New | PSC to ECM Evaporator Fan Motor (Walk-In, Refrigerator) | 0.89175 | 1.4915 | 68.0807 | 0.04552 | 0.00417 | 327.0516 | TRC/PCT less than one
Commercial/Industrial | College and University | Existing | Cool Roof | 0.058014 | 0.80655 | -4.0917 | 7.5697e-05 | 0 | 0.17819 | RIM score less than one | Commercial/Industrial | Miscellaneous | New | PSC to ECM Evaporator Fan Motor (Walk-In, Refrigerator) | 0.89175 | 1.4915 | 68.0807 | 0.04552 | 0.00417 | 327.0516 | TRC score less than one | Residential | Single Family | Any | Storage | 4.6376e-06 | #DIV/0! | -73135.8901 | 0 | 0.00069149 | 0 | RIM/PCT less than one | Commercial/Industrial | Institutional | New | PSC to ECM Evaporator Fan Motor (Walk-In, Refrigerator) | 0.89175 | 1.4915 | 68.0807 | 0.04552 | 0.00417 | 327.0516 | TRC/PCT less than one
Commercial/Industrial | Grocery | Existing | Cool Roof | 0.058014 | 0.80655 | -4.0917 | 7.5697e-05 | 0 | 0.17819 | RIM score less than one | Commercial/Industrial | Offices | New | PSC to ECM Evaporator Fan Motor (Walk-In, Refrigerator) | 0.89175 | 1.4915 | 68.0807 | 0.04552 | 0.00417 | 327.0516 | TRC score less than one | Residential | Multi-Family | Any | Storage | 0.0011471 | #DIV/0! | -73135.8901 | 0 | 0.12087 | 0 | RIM/PCT less than one | Commercial/Industrial | Miscellaneous | New | PSC to ECM Evaporator Fan Motor (Walk-In, Refrigerator) | 0.89175 | 1.4915 | 68.0807 | 0.04552 | 0.00417 | 327.0516 | TRC/PCT less than one
Commercial/Industrial | Healthcare | Existing | Cool Roof | 0.058014 | 0.80655 | -4.0917 | 7.5697e-05 | 0 | 0.17819 | RIM score less than one | Commercial/Industrial | Retail | New | PSC to ECM Evaporator Fan Motor (Walk-In, Refrigerator) | 0.89175 | 1.4915 | 68.0807 | 0.04552 | 0.00417 | 327.0516 | TRC score less than one | Residential | Single Family | Any | Storage with other DSM (EE and DR) | 0.0071994 | #DIV/0! | -73135.8901 | 0.26991 | 0.29583 | 0 | RIM/PCT less than one | Commercial/Industrial | Offices | New | PSC to ECM Evaporator Fan Motor (Walk-In, Refrigerator) | 0.89175 | 1.4915 | 68.0807 | 0.04552 | 0.00417 | 327.0516 | TRC/PCT less than one
Commercial/Industrial | Hospitals | Existing | Cool Roof | 0.058014 | 0.80655 | -4.0917 | 7.5697e-05 | 0 | 0.17819 | RIM score less than one | Commercial/Industrial | Warehouse | New | PSC to ECM Evaporator Fan Motor (Walk-In, Refrigerator) | 0.89175 | 1.4915 | 68.0807 | 0.04552 | 0.00417 | 327.0516 | TRC score less than one | Residential | Multi-Family | Any | Storage with other DSM (EE and DR) | 0.013376 | #DIV/0! | -73135.8901 | 0.5276 | 0.46801 | 0 | RIM/PCT less than one | Commercial/Industrial | Retail | New | PSC to ECM Evaporator Fan Motor (Walk-In, Refrigerator) | 0.89175 | 1.4915 | 68.0807 | 0.04552 | 0.00417 | 327.0516 | TRC/PCT less than one
Commercial/Industrial | Institutional | Existing | Cool Roof | 0.058014 | 0.80655 | -4.0917 | 7.5697e-05 | 0 | 0.17819 | RIM score less than one | Commercial/Industrial | Assembly | New | High Efficiency Chiller (Water cooled-positive displacement, 100 tons) | 0.88942 | 1.2336 | 1396.1477 | 2.0051 | 0.08685 | 5092.9074 | TRC score less than one | Commercial/Industrial | Offices | Existing | Destratification Fans | 0.0055164 | 0.98971 | -19322.1192 | 0 | 0.027093 | 133.8104 | RIM/PCT less than one | Commercial/Industrial | Warehouse | New | PSC to ECM Evaporator Fan Motor (Walk-In, Refrigerator) | 0.89175 | 1.4915 | 68.0807 | 0.04552 | 0.00417 | 327.0516 | TRC/PCT less than one
Commercial/Industrial | Lodging/Hospitality | Existing | Cool Roof | 0.063666 | 0.71313 | -4.0124 | 0.00010041 | 0 | 0.17819 | RIM score less than one | Commercial/Industrial | Assembly | Turnover | High Efficiency Chiller (Water cooled-positive displacement, 100 tons) | 0.88942 | 1.2336 | 1396.1477 | 2.0051 | 0.08685 | 5092.9074 | TRC score less than one | Commercial/Industrial | Offices | New | Destratification Fans | 0.0055164 | 0.98971 | -19322.1192 | 0 | 0.027093 | 133.8104 | RIM/PCT less than one | Commercial/Industrial | Assembly | Turnover | High Efficiency Chiller (Water cooled-positive displacement, 100 tons) | 0.88942 | 1.2336 | 1396.1477 | 2.0051 | 0.08685 | 5092.9074 | TRC/PCT less than one
Commercial/Industrial | Offices | Existing | Cool Roof | 0.058014 | 0.80655 | -4.0917 | 7.5697e-05 | 0 | 0.17819 | RIM score less than one | Commercial/Industrial | Grocery | New | High Efficiency Chiller (Air Cooled, 50 tons) | 0.88851 | 1.4184 | 536.76 | 2.0403 | 2.0706 | 7168.7817 | TRC score less than one | Commercial/Industrial | Miscellaneous | Existing | Destratification Fans | 0.025177 | 0.9893 | -18677.4537 | 0 | 0.1237 | 610.9687 | RIM/PCT less than one | Commercial/Industrial | Assembly | New | High Efficiency Chiller (Water cooled-positive displacement, 100 tons) | 0.88942 | 1.2336 | 1396.1477 | 2.0051 | 0.08685 | 5092.9074 | TRC/PCT less than one
Commercial/Industrial | Restaurants | Existing | Cool Roof | 0.058014 | 0.80655 | -4.0917 | 7.5697e-05 | 0 | 0.17819 | RIM score less than one | Commercial/Industrial | Grocery | Turnover | High Efficiency Chiller (Air Cooled, 50 tons) | 0.88851 | 1.4184 | 536.76 | 2.0403 | 2.0706 | 7168.7817 | TRC score less than one | Commercial/Industrial | Miscellaneous | New | Destratification Fans | 0.025177 | 0.9893 | -18677.4537 | 0 | 0.1237 | 610.9687 | RIM/PCT less than one | Commercial/Industrial | Grocery | Turnover | High Efficiency Chiller (Air Cooled, 50 tons) | 0.88851 | 1.4184 | 536.76 | 2.0403 | 2.0706 | 7168.7817 | TRC/PCT less than one
Commercial/Industrial | Retail | Existing | Cool Roof | 0.058014 | 0.80655 | -4.0917 | 7.5697e-05 | 0 | 0.17819 | RIM score less than one | Commercial/Industrial | Grocery | Existing | Interior Lighting Controls | 0.88177 | 1.8228 | 91.7795 | 0 | 0 | 776.16 | TRC score less than one | Commercial/Industrial | College and University | Existing | Destratification Fans | 0.05514 | 0.9891 | -17694.7066 | 0 | 0.27098 | 1338.3629 | RIM/PCT less than one | Commercial/Industrial | Grocery | New | High Efficiency Chiller (Air Cooled, 50 tons) | 0.88851 | 1.4184 | 536.76 | 2.0403 | 2.0706 | 7168.7817 | TRC/PCT less than one
Commercial/Industrial | Schools K-12 | Existing | Cool Roof | 0.058014 | 0.80655 | -4.0917 | 7.5697e-05 | 0 | 0.17819 | RIM score less than one | Commercial/Industrial | Grocery | New | Interior Lighting Controls | 0.88177 | 1.8228 | 91.7795 | 0 | 0 | 776.16 | TRC score less than one | Commercial/Industrial | College and University | New | Destratification Fans | 0.05514 | 0.9891 | -17694.7066 | 0 | 0.27098 | 1338.3629 | RIM/PCT less than one | Commercial/Industrial | Grocery | Existing | Interior Lighting Controls | 0.88177 | 1.8228 | 91.7795 | 0 | 0 | 776.16 | TRC/PCT less than one
Commercial/Industrial | Assembly | New | Cool Roof | 0.057872 | 0.80655 | -4.0928 | 7.5512e-05 | 0 | 0.17775 | RIM score less than one | Commercial/Industrial | Hospitals | New | Solar Water Heater | 0.87785 | 1.7028 | 32136.6953 | 15.5509 | 2.1833 | 208061.6998 | TRC score less than one | Commercial/Industrial | Grocery | Existing | ENERGY STAR certified buildings program | 4.3308 | 0.98908 | 141899.0172 | 11.4107 | 22.1093 | 36958.0211 | RIM/PCT less than one | Commercial/Industrial | Grocery | New | Interior Lighting Controls | 0.88177 | 1.8228 | 91.7795 | 0 | 0 | 776.16 | TRC/PCT less than one
Commercial/Industrial | College and University | New | Cool Roof | 0.057872 | 0.80655 | -4.0928 | 7.5512e-05 | 0 | 0.17775 | RIM score less than one | Commercial/Industrial | Hospitals | Turnover | Solar Water Heater | 0.87785 | 1.7028 | 32136.6953 | 15.5509 | 2.1833 | 208061.6998 | TRC score less than one | Commercial/Industrial | Grocery | New | ENERGY STAR certified buildings program | 4.3308 | 0.98908 | 141899.0172 | 11.4107 | 22.1093 | 36958.0211 | RIM/PCT less than one | Commercial/Industrial | Hospitals | Turnover | Solar Water Heater | 0.87785 | 1.7028 | 32136.6953 | 15.5509 | 2.1833 | 208061.6998 | TRC/PCT less than one
Commercial/Industrial | Grocery | New | Cool Roof | 0.057872 | 0.80655 | -4.0928 | 7.5512e-05 | 0 | 0.17775 | RIM score less than one | Commercial/Industrial | Miscellaneous | Existing | Smart Thermostat | 0.87693 | 1.7605 | 42549.2978 | 2.644 | -36.5889 | 222677.233 | TRC score less than one | Commercial/Industrial | Lodging/Hospitality | Existing | ENERGY STAR certified buildings program | 0.99915 | 0.98908 | 81975.9027 | 18.8877 | 36.5968 | 61175.4055 | RIM/PCT less than one | Commercial/Industrial | Hospitals | New | Solar Water Heater | 0.87785 | 1.7028 | 32136.6953 | 15.5509 | 2.1833 | 208061.6998 | TRC/PCT less than one
Commercial/Industrial | Healthcare | New | Cool Roof | 0.057872 | 0.80655 | -4.0928 | 7.5512e-05 | 0 | 0.17775 | RIM score less than one | Commercial/Industrial | Miscellaneous | New | Smart Thermostat | 0.87693 | 1.7605 | 42549.2978 | 2.644 | -36.5889 | 222677.233 | TRC score less than one | Commercial/Industrial | Lodging/Hospitality | New | ENERGY STAR certified buildings program | 0.99915 | 0.98908 | 81975.9027 | 18.8877 | 36.5968 | 61175.4055 | RIM/PCT less than one | Commercial/Industrial | Miscellaneous | Existing | Smart Thermostat | 0.87693 | 1.7605 | 42549.2978 | 2.644 | -36.5889 | 222677.233 | TRC/PCT less than one
Commercial/Industrial | Hospitals | New | Cool Roof | 0.057872 | 0.80655 | -4.0928 | 7.5512e-05 | 0 | 0.17775 | RIM score less than one | Commercial/Industrial | Warehouse | Existing | Thermal Energy Storage | 0.87221 | 0.79254 | 280.0802 | 1.622 | 0.46802 | -257.8161 | TRC score less than one | Commercial/Industrial | Restaurants | Existing | ENERGY STAR certified buildings program | 4.1858 | 0.98907 | 146859.1113 | 11.89 | 23.038 | 38510.4852 | RIM/PCT less than one | Commercial/Industrial | Miscellaneous | New | Smart Thermostat | 0.87693 | 1.7605 | 42549.2978 | 2.644 | -36.5889 | 222677.233 | TRC/PCT less than one
Commercial/Industrial | Institutional | New | Cool Roof | 0.057872 | 0.80655 | -4.0928 | 7.5512e-05 | 0 | 0.17775 | RIM score less than one | Commercial/Industrial | Warehouse | New | Thermal Energy Storage | 0.87221 | 0.79254 | 280.0802 | 1.622 | 0.46802 | -257.8161 | TRC score less than one | Commercial/Industrial | Restaurants | New | ENERGY STAR certified buildings program | 4.1858 | 0.98907 | 146859.1113 | 11.89 | 23.038 | 38510.4852 | RIM/PCT less than one | Commercial/Industrial | Warehouse | Existing | Thermal Energy Storage | 0.87221 | 0.79254 | 280.0802 | 1.622 | 0.46802 | -257.8161 | TRC/PCT less than one
Commercial/Industrial | Lodging/Hospitality | New | Cool Roof | 0.06351 | 0.71313 | -4.0138 | 0.00010016 | 0 | 0.17775 | RIM score less than one | Commercial/Industrial | Grocery | Existing | Thermal Energy Storage | 0.87218 | 0.79251 | 1657.654 | 9.5997 | 2.77 | -1525.8839 | TRC score less than one | Commercial/Industrial | Retail | Existing | ENERGY STAR certified buildings program | 0.81153 | 0.98907 | 9904.9197 | 5.1933 | 10.0625 | 16820.441 | RIM/PCT less than one | Commercial/Industrial | Warehouse | New | Thermal Energy Storage | 0.87221 | 0.79254 | 280.0802 | 1.622 | 0.46802 | -257.8161 | TRC/PCT less than one
Commercial/Industrial | Offices | New | Cool Roof | 0.057872 | 0.80655 | -4.0928 | 7.5512e-05 | 0 | 0.17775 | RIM score less than one | Commercial/Industrial | Grocery | New | Thermal Energy Storage | 0.87218 | 0.79251 | 1657.654 | 9.5997 | 2.77 | -1525.8839 | TRC score less than one | Commercial/Industrial | Retail | New | ENERGY STAR certified buildings program | 0.81153 | 0.98907 | 9904.9197 | 5.1933 | 10.0625 | 16820.441 | RIM/PCT less than one | Commercial/Industrial | Grocery | Existing | Thermal Energy Storage | 0.87218 | 0.79251 | 1657.654 | 9.5997 | 2.77 | -1525.8839 | TRC/PCT less than one
Commercial/Industrial | Restaurants | New | Cool Roof | 0.057872 | 0.80655 | -4.0928 | 7.5512e-05 | 0 | 0.17775 | RIM score less than one | Commercial/Industrial | Institutional | Existing | Thermal Energy Storage | 0.87218 | 0.79251 | 3344.8501 | 19.3704 | 5.5893 | -3078.9615 | TRC score less than one | Commercial/Industrial | Warehouse | Existing | Destratification Fans | 0.018071 | 0.98904 | -18910.2573 | 0 | 0.088814 | 438.6558 | RIM/PCT less than one | Commercial/Industrial | Grocery | New | Thermal Energy Storage | 0.87218 | 0.79251 | 1657.654 | 9.5997 | 2.77 | -1525.8839 | TRC/PCT less than one
Commercial/Industrial | Retail | New | Cool Roof | 0.057872 | 0.80655 | -4.0928 | 7.5512e-05 | 0 | 0.17775 | RIM score less than one | Commercial/Industrial | Institutional | New | Thermal Energy Storage | 0.87218 | 0.79251 | 3344.8501 | 19.3704 | 5.5893 | -3078.9615 | TRC score less than one | Commercial/Industrial | Warehouse | New | Destratification Fans | 0.018071 | 0.98904 | -18910.2573 | 0 | 0.088814 | 438.6558 | RIM/PCT less than one | Commercial/Industrial | Institutional | Existing | Thermal Energy Storage | 0.87218 | 0.79251 | 3344.8501 | 19.3704 | 5.5893 | -3078.9615 | TRC/PCT less than one
Commercial/Industrial | Schools K-12 | New | Cool Roof | 0.057872 | 0.80655 | -4.0928 | 7.5512e-05 | 0 | 0.17775 | RIM score less than one | Commercial/Industrial | Lodging/Hospitality | Existing | Thermal Energy Storage | 0.87218 | 0.79251 | 2743.8606 | 15.89 | 4.585 | -2525.7458 | TRC score less than one | Commercial/Industrial | Healthcare | Existing | Destratification Fans | 0.049666 | 0.98899 | -17874.0372 | 0 | 0.2441 | 1205.6288 | RIM/PCT less than one | Commercial/Industrial | Institutional | New | Thermal Energy Storage | 0.87218 | 0.79251 | 3344.8501 | 19.3704 | 5.5893 | -3078.9615 | TRC/PCT less than one
Commercial/Industrial | Assembly | Existing | Destratification Fans | 0.030305 | 0.98891 | -18508.9141 | 0 | 0.14896 | 735.7157 | RIM score less than one | Commercial/Industrial | Lodging/Hospitality | New | Thermal Energy Storage | 0.87218 | 0.79251 | 2743.8606 | 15.89 | 4.585 | -2525.7458 | TRC score less than one | Commercial/Industrial | Healthcare | New | Destratification Fans | 0.049666 | 0.98899 | -17874.0372 | 0 | 0.2441 | 1205.6288 | RIM/PCT less than one | Commercial/Industrial | Lodging/Hospitality | Existing | Thermal Energy Storage | 0.87218 | 0.79251 | 2743.8606 | 15.89 | 4.585 | -2525.7458 | TRC/PCT less than one
Commercial/Industrial | College and University | Existing | Destratification Fans | 0.05514 | 0.9891 | -17694.7066 | 0 | 0.27098 | 1338.3629 | RIM score less than one | Commercial/Industrial | College and University | Existing | Thermal Energy Storage | 0.87218 | 0.79251 | 4112.1972 | 23.8142 | 6.8715 | -3785.3107 | TRC score less than one | Commercial/Industrial | Schools K-12 | Existing | Destratification Fans | 0.16484 | 0.98897 | -14096.5454 | 0 | 0.8102 | 4001.5926 | RIM/PCT less than one | Commercial/Industrial | Lodging/Hospitality | New | Thermal Energy Storage | 0.87218 | 0.79251 | 2743.8606 | 15.89 | 4.585 | -2525.7458 | TRC/PCT less than one
Commercial/Industrial | Grocery | Existing | Destratification Fans | 0.019851 | 0.98867 | -18851.6541 | 0 | 0.097597 | 482.0318 | RIM score less than one | Commercial/Industrial | College and University | New | Thermal Energy Storage | 0.87218 | 0.79251 | 4112.1972 | 23.8142 | 6.8715 | -3785.3107 | TRC score less than one | Commercial/Industrial | Schools K-12 | New | Destratification Fans | 0.16484 | 0.98897 | -14096.5454 | 0 | 0.8102 | 4001.5926 | RIM/PCT less than one | Commercial/Industrial | College and University | Existing | Thermal Energy Storage | 0.87218 | 0.79251 | 4112.1972 | 23.8142 | 6.8715 | -3785.3107 | TRC/PCT less than one
Commercial/Industrial | Healthcare | Existing | Destratification Fans | 0.049666 | 0.98899 | -17874.0372 | 0 | 0.2441 | 1205.6288 | RIM score less than one | Commercial/Industrial | Restaurants | Existing | Thermal Energy Storage | 0.87218 | 0.79251 | 1727.2856 | 10.0029 | 2.8863 | -1589.9803 | TRC score less than one | Commercial/Industrial | Hospitals | Existing | Destratification Fans | 0.09807 | 0.98896 | -16286.4801 | 0 | 0.48202 | 2380.6816 | RIM/PCT less than one | Commercial/Industrial | College and University | New | Thermal Energy Storage | 0.87218 | 0.79251 | 4112.1972 | 23.8142 | 6.8715 | -3785.3107 | TRC/PCT less than one
Commercial/Industrial | Hospitals | Existing | Destratification Fans | 0.09807 | 0.98896 | -16286.4801 | 0 | 0.48202 | 2380.6816 | RIM score less than one | Commercial/Industrial | Restaurants | New | Thermal Energy Storage | 0.87218 | 0.79251 | 1727.2856 | 10.0029 | 2.8863 | -1589.9803 | TRC score less than one | Commercial/Industrial | Hospitals | New | Destratification Fans | 0.09807 | 0.98896 | -16286.4801 | 0 | 0.48202 | 2380.6816 | RIM/PCT less than one | Commercial/Industrial | Restaurants | Existing | Thermal Energy Storage | 0.87218 | 0.79251 | 1727.2856 | 10.0029 | 2.8863 | -1589.9803 | TRC/PCT less than one
Commercial/Industrial | Institutional | Existing | Destratification Fans | 0.010914 | 0.98869 | -19144.862 | 0 | 0.053656 | 265.0099 | RIM score less than one | Commercial/Industrial | Hospitals | Existing | Thermal Energy Storage | 0.87217 | 0.79251 | 30149.2137 | 174.5978 | 50.3796 | -27752.5944 | TRC score less than one | Commercial/Industrial | Lodging/Hospitality | Existing | Destratification Fans | 0.016468 | 0.98892 | -18962.7846 | 0 | 0.080943 | 399.777 | RIM/PCT less than one | Commercial/Industrial | Restaurants | New | Thermal Energy Storage | 0.87218 | 0.79251 | 1727.2856 | 10.0029 | 2.8863 | -1589.9803 | TRC/PCT less than one
Commercial/Industrial | Lodging/Hospitality | Existing | Destratification Fans | 0.016468 | 0.98892 | -18962.7846 | 0 | 0.080943 | 399.777 | RIM score less than one | Commercial/Industrial | Hospitals | New | Thermal Energy Storage | 0.87217 | 0.79251 | 30149.2137 | 174.5978 | 50.3796 | -27752.5944 | TRC score less than one | Commercial/Industrial | Lodging/Hospitality | New | Destratification Fans | 0.016468 | 0.98892 | -18962.7846 | 0 | 0.080943 | 399.777 | RIM/PCT less than one | Commercial/Industrial | Hospitals | Existing | Thermal Energy Storage | 0.87217 | 0.79251 | 30149.2137 | 174.5978 | 50.3796 | -27752.5944 | TRC/PCT less than one
Commercial/Industrial | Miscellaneous | Existing | Destratification Fans | 0.025177 | 0.9893 | -18677.4537 | 0 | 0.1237 | 610.9687 | RIM score less than one | Commercial/Industrial | Miscellaneous | Existing | Thermal Energy Storage | 0.87217 | 0.79251 | 31888.7443 | 184.6717 | 53.2863 | -29353.8464 | TRC score less than one | Commercial/Industrial | Assembly | Existing | Destratification Fans | 0.030305 | 0.98891 | -18508.9141 | 0 | 0.14896 | 735.7157 | RIM/PCT less than one | Commercial/Industrial | Hospitals | New | Thermal Energy Storage | 0.87217 | 0.79251 | 30149.2137 | 174.5978 | 50.3796 | -27752.5944 | TRC/PCT less than one
Commercial/Industrial | Offices | Existing | Destratification Fans | 0.0055164 | 0.98971 | -19322.1192 | 0 | 0.027093 | 133.8104 | RIM score less than one | Commercial/Industrial | Miscellaneous | New | Thermal Energy Storage | 0.87217 | 0.79251 | 31888.7443 | 184.6717 | 53.2863 | -29353.8464 | TRC score less than one | Commercial/Industrial | Assembly | New | Destratification Fans | 0.030305 | 0.98891 | -18508.9141 | 0 | 0.14896 | 735.7157 | RIM/PCT less than one | Commercial/Industrial | Miscellaneous | Existing | Thermal Energy Storage | 0.87217 | 0.79251 | 31888.7443 | 184.6717 | 53.2863 | -29353.8464 | TRC/PCT less than one
Commercial/Industrial | Restaurants | Existing | Destratification Fans | 0.043559 | 0.98881 | -18074.0684 | 0 | 0.21413 | 1057.5728 | RIM score less than one | Commercial/Industrial | Schools K-12 | Existing | Thermal Energy Storage | 0.87217 | 0.79251 | 2819.3989 | 16.3275 | 4.7112 | -2595.2794 | TRC score less than one | Commercial/Industrial | Retail | Existing | Destratification Fans | 0.052127 | 0.98882 | -17793.0538 | 0 | 0.25624 | 1265.5698 | RIM/PCT less than one | Commercial/Industrial | Miscellaneous | New | Thermal Energy Storage | 0.87217 | 0.79251 | 31888.7443 | 184.6717 | 53.2863 | -29353.8464 | TRC/PCT less than one
Commercial/Industrial | Retail | Existing | Destratification Fans | 0.052127 | 0.98882 | -17793.0538 | 0 | 0.25624 | 1265.5698 | RIM score less than one | Commercial/Industrial | Schools K-12 | New | Thermal Energy Storage | 0.87217 | 0.79251 | 2819.3989 | 16.3275 | 4.7112 | -2595.2794 | TRC score less than one | Commercial/Industrial | Retail | New | Destratification Fans | 0.052127 | 0.98882 | -17793.0538 | 0 | 0.25624 | 1265.5698 | RIM/PCT less than one | Commercial/Industrial | Schools K-12 | Existing | Thermal Energy Storage | 0.87217 | 0.79251 | 2819.3989 | 16.3275 | 4.7112 | -2595.2794 | TRC/PCT less than one
Commercial/Industrial | Schools K-12 | Existing | Destratification Fans | 0.16484 | 0.98897 | -14096.5454 | 0 | 0.8102 | 4001.5926 | RIM score less than one | Commercial/Industrial | Healthcare | Existing | Thermal Energy Storage | 0.87217 | 0.7925 | 2893.4423 | 16.7563 | 4.835 | -2663.437 | TRC score less than one | Commercial/Industrial | Restaurants | Existing | Destratification Fans | 0.043559 | 0.98881 | -18074.0684 | 0 | 0.21413 | 1057.5728 | RIM/PCT less than one | Commercial/Industrial | Schools K-12 | New | Thermal Energy Storage | 0.87217 | 0.79251 | 2819.3989 | 16.3275 | 4.7112 | -2595.2794 | TRC/PCT less than one
Commercial/Industrial | Warehouse | Existing | Destratification Fans | 0.018071 | 0.98904 | -18910.2573 | 0 | 0.088814 | 438.6558 | RIM score less than one | Commercial/Industrial | Healthcare | New | Thermal Energy Storage | 0.87217 | 0.7925 | 2893.4423 | 16.7563 | 4.835 | -2663.437 | TRC score less than one | Commercial/Industrial | Restaurants | New | Destratification Fans | 0.043559 | 0.98881 | -18074.0684 | 0 | 0.21413 | 1057.5728 | RIM/PCT less than one | Commercial/Industrial | Healthcare | Existing | Thermal Energy Storage | 0.87217 | 0.7925 | 2893.4423 | 16.7563 | 4.835 | -2663.437 | TRC/PCT less than one
Commercial/Industrial | Assembly | New | Destratification Fans | 0.030305 | 0.98891 | -18508.9141 | 0 | 0.14896 | 735.7157 | RIM score less than one | Commercial/Industrial | Offices | Existing | Thermal Energy Storage | 0.87217 | 0.7925 | 2383.6959 | 13.8043 | 3.9832 | -2194.2113 | TRC score less than one | Commercial/Industrial | Institutional | Existing | Destratification Fans | 0.010914 | 0.98869 | -19144.862 | 0 | 0.053656 | 265.0099 | RIM/PCT less than one | Commercial/Industrial | Healthcare | New | Thermal Energy Storage | 0.87217 | 0.7925 | 2893.4423 | 16.7563 | 4.835 | -2663.437 | TRC/PCT less than one
Commercial/Industrial | College and University | New | Destratification Fans | 0.05514 | 0.9891 | -17694.7066 | 0 | 0.27098 | 1338.3629 | RIM score less than one | Commercial/Industrial | Offices | New | Thermal Energy Storage | 0.87217 | 0.7925 | 2383.6959 | 13.8043 | 3.9832 | -2194.2113 | TRC score less than one | Commercial/Industrial | Institutional | New | Destratification Fans | 0.010914 | 0.98869 | -19144.862 | 0 | 0.053656 | 265.0099 | RIM/PCT less than one | Commercial/Industrial | Offices | Existing | Thermal Energy Storage | 0.87217 | 0.7925 | 2383.6959 | 13.8043 | 3.9832 | -2194.2113 | TRC/PCT less than one
Commercial/Industrial | Grocery | New | Destratification Fans | 0.019851 | 0.98867 | -18851.6541 | 0 | 0.097597 | 482.0318 | RIM score less than one | Commercial/Industrial | Retail | Existing | Thermal Energy Storage | 0.87216 | 0.79249 | 754.4363 | 4.369 | 1.2607 | -694.4647 | TRC score less than one | Commercial/Industrial | Grocery | Existing | Destratification Fans | 0.019851 | 0.98867 | -18851.6541 | 0 | 0.097597 | 482.0318 | RIM/PCT less than one | Commercial/Industrial | Offices | New | Thermal Energy Storage | 0.87217 | 0.7925 | 2383.6959 | 13.8043 | 3.9832 | -2194.2113 | TRC/PCT less than one
Commercial/Industrial | Healthcare | New | Destratification Fans | 0.049666 | 0.98899 | -17874.0372 | 0 | 0.2441 | 1205.6288 | RIM score less than one | Commercial/Industrial | Retail | New | Thermal Energy Storage | 0.87216 | 0.79249 | 754.4363 | 4.369 | 1.2607 | -694.4647 | TRC score less than one | Commercial/Industrial | Grocery | New | Destratification Fans | 0.019851 | 0.98867 | -18851.6541 | 0 | 0.097597 | 482.0318 | RIM/PCT less than one | Commercial/Industrial | Retail | Existing | Thermal Energy Storage | 0.87216 | 0.79249 | 754.4363 | 4.369 | 1.2607 | -694.4647 | TRC/PCT less than one
Commercial/Industrial | Hospitals | New | Destratification Fans | 0.09807 | 0.98896 | -16286.4801 | 0 | 0.48202 | 2380.6816 | RIM score less than one | Commercial/Industrial | Assembly | Existing | Thermal Energy Storage | 0.87216 | 0.79249 | 688.5098 | 3.9872 | 1.1505 | -633.7788 | TRC score less than one | Commercial/Industrial | Assembly | Turnover | Server Virtualization | 0.061229 | 0.98672 | -45395.5479 | 3.1292 | 2.1764 | 21024 | RIM/PCT less than one | Commercial/Industrial | Retail | New | Thermal Energy Storage | 0.87216 | 0.79249 | 754.4363 | 4.369 | 1.2607 | -694.4647 | TRC/PCT less than one
Commercial/Industrial | Institutional | New | Destratification Fans | 0.010914 | 0.98869 | -19144.862 | 0 | 0.053656 | 265.0099 | RIM score less than one | Commercial/Industrial | Assembly | New | Thermal Energy Storage | 0.87216 | 0.79249 | 688.5098 | 3.9872 | 1.1505 | -633.7788 | TRC score less than one | Commercial/Industrial | College and University | Turnover | Server Virtualization | 0.061229 | 0.98672 | -45395.5479 | 3.1292 | 2.1764 | 21024 | RIM/PCT less than one | Commercial/Industrial | Assembly | Existing | Thermal Energy Storage | 0.87216 | 0.79249 | 688.5098 | 3.9872 | 1.1505 | -633.7788 | TRC/PCT less than one
Commercial/Industrial | Lodging/Hospitality | New | Destratification Fans | 0.016468 | 0.98892 | -18962.7846 | 0 | 0.080943 | 399.777 | RIM score less than one | Commercial/Industrial | Healthcare | New | High Efficiency DX 135k- less than 240k BTU | 0.86964 | 1.1295 | 1188.0492 | 1.6817 | 0 | 4066.8949 | TRC score less than one | Commercial/Industrial | Grocery | Turnover | Server Virtualization | 0.061229 | 0.98672 | -45395.5479 | 3.1292 | 2.1764 | 21024 | RIM/PCT less than one | Commercial/Industrial | Assembly | New | Thermal Energy Storage | 0.87216 | 0.79249 | 688.5098 | 3.9872 | 1.1505 | -633.7788 | TRC/PCT less than one
Commercial/Industrial | Miscellaneous | New | Destratification Fans | 0.025177 | 0.9893 | -18677.4537 | 0 | 0.1237 | 610.9687 | RIM score less than one | Commercial/Industrial | Healthcare | Turnover | High Efficiency DX 135k- less than 240k BTU | 0.86964 | 1.1295 | 1188.0492 | 1.6817 | 0 | 4066.8949 | TRC score less than one | Commercial/Industrial | Healthcare | Turnover | Server Virtualization | 0.061229 | 0.98672 | -45395.5479 | 3.1292 | 2.1764 | 21024 | RIM/PCT less than one | Commercial/Industrial | Healthcare | Turnover | High Efficiency DX 135k- less than 240k BTU | 0.86964 | 1.1295 | 1188.0492 | 1.6817 | 0 | 4066.8949 | TRC/PCT less than one
Commercial/Industrial | Offices | New | Destratification Fans | 0.0055164 | 0.98971 | -19322.1192 | 0 | 0.027093 | 133.8104 | RIM score less than one | Commercial/Industrial | Institutional | New | High Efficiency Chiller (Air Cooled, 50 tons) | 0.86884 | 1.4184 | 92.6678 | 1.9951 | 2.0247 | 7009.9168 | TRC score less than one | Commercial/Industrial | Hospitals | Turnover | Server Virtualization | 0.061229 | 0.98672 | -45395.5479 | 3.1292 | 2.1764 | 21024 | RIM/PCT less than one | Commercial/Industrial | Healthcare | New | High Efficiency DX 135k- less than 240k BTU | 0.86964 | 1.1295 | 1188.0492 | 1.6817 | 0 | 4066.8949 | TRC/PCT less than one
Commercial/Industrial | Restaurants | New | Destratification Fans | 0.043559 | 0.98881 | -18074.0684 | 0 | 0.21413 | 1057.5728 | RIM score less than one | Commercial/Industrial | Institutional | Turnover | High Efficiency Chiller (Air Cooled, 50 tons) | 0.86884 | 1.4184 | 92.6678 | 1.9951 | 2.0247 | 7009.9168 | TRC score less than one | Commercial/Industrial | Institutional | Turnover | Server Virtualization | 0.061229 | 0.98672 | -45395.5479 | 3.1292 | 2.1764 | 21024 | RIM/PCT less than one | Commercial/Industrial | Institutional | Turnover | High Efficiency Chiller (Air Cooled, 50 tons) | 0.86884 | 1.4184 | 92.6678 | 1.9951 | 2.0247 | 7009.9168 | TRC/PCT less than one
Commercial/Industrial | Retail | New | Destratification Fans | 0.052127 | 0.98882 | -17793.0538 | 0 | 0.25624 | 1265.5698 | RIM score less than one | Commercial/Industrial | Miscellaneous | New | High Efficiency Chiller (Water cooled-centrifugal, 200 tons) | 0.85397 | 1.2337 | 1367.0975 | 3.5294 | 0.15288 | 8964.6316 | TRC score less than one | Commercial/Industrial | Lodging/Hospitality | Turnover | Server Virtualization | 0.061229 | 0.98672 | -45395.5479 | 3.1292 | 2.1764 | 21024 | RIM/PCT less than one | Commercial/Industrial | Institutional | New | High Efficiency Chiller (Air Cooled, 50 tons) | 0.86884 | 1.4184 | 92.6678 | 1.9951 | 2.0247 | 7009.9168 | TRC/PCT less than one
Commercial/Industrial | Schools K-12 | New | Destratification Fans | 0.16484 | 0.98897 | -14096.5454 | 0 | 0.8102 | 4001.5926 | RIM score less than one | Commercial/Industrial | Miscellaneous | Turnover | High Efficiency Chiller (Water cooled-centrifugal, 200 tons) | 0.85397 | 1.2337 | 1367.0975 | 3.5294 | 0.15288 | 8964.6316 | TRC score less than one | Commercial/Industrial | Miscellaneous | Turnover | Server Virtualization | 0.061229 | 0.98672 | -45395.5479 | 3.1292 | 2.1764 | 21024 | RIM/PCT less than one | Commercial/Industrial | Miscellaneous | Turnover | High Efficiency Chiller (Water cooled-centrifugal, 200 tons) | 0.85397 | 1.2337 | 1367.0975 | 3.5294 | 0.15288 | 8964.6316 | TRC/PCT less than one
Commercial/Industrial | Warehouse | New | Destratification Fans | 0.018071 | 0.98904 | -18910.2573 | 0 | 0.088814 | 438.6558 | RIM score less than one | Commercial/Industrial | Healthcare | Existing | HVAC tune-up_RTU | 0.84995 | 0.91191 | 329.2385 | 0.59942 | 0.072781 | 1706.6392 | TRC score less than one | Commercial/Industrial | Offices | Turnover | Server Virtualization | 0.061229 | 0.98672 | -45395.5479 | 3.1292 | 2.1764 | 21024 | RIM/PCT less than one | Commercial/Industrial | Miscellaneous | New | High Efficiency Chiller (Water cooled-centrifugal, 200 tons) | 0.85397 | 1.2337 | 1367.0975 | 3.5294 | 0.15288 | 8964.6316 | TRC/PCT less than one
Commercial/Industrial | Assembly | Existing | Duct Insulation | 0.046718 | 0.94572 | -49518.4292 | 0.26713 | 0.57411 | 983.3201 | RIM score less than one | Commercial/Industrial | Healthcare | New | HVAC tune-up_RTU | 0.84995 | 0.91191 | 329.2385 | 0.59942 | 0.072781 | 1706.6392 | TRC score less than one | Commercial/Industrial | Restaurants | Turnover | Server Virtualization | 0.061229 | 0.98672 | -45395.5479 | 3.1292 | 2.1764 | 21024 | RIM/PCT less than one | Commercial/Industrial | Healthcare | Existing | HVAC tune-up_RTU | 0.84995 | 0.91191 | 329.2385 | 0.59942 | 0.072781 | 1706.6392 | TRC/PCT less than one
Commercial/Industrial | College and University | Existing | Duct Insulation | 0.070799 | 0.94571 | -187840.6854 | 1.5955 | 3.429 | 5872.9828 | RIM score less than one | Commercial/Industrial | Grocery | New | High Efficiency Chiller (Water cooled-centrifugal, 200 tons) | 0.84462 | 1.2337 | 1052.4739 | 3.4908 | 0.1512 | 8866.3891 | TRC score less than one | Commercial/Industrial | Retail | Turnover | Server Virtualization | 0.061229 | 0.98672 | -45395.5479 | 3.1292 | 2.1764 | 21024 | RIM/PCT less than one | Commercial/Industrial | Healthcare | New | HVAC tune-up_RTU | 0.84995 | 0.91191 | 329.2385 | 0.59942 | 0.072781 | 1706.6392 | TRC/PCT less than one
Commercial/Industrial | Grocery | Existing | Duct Insulation | 0.45995 | 0.94572 | -4322.1141 | 0.64315 | 1.3822 | 2367.4384 | RIM score less than one | Commercial/Industrial | Grocery | Turnover | High Efficiency Chiller (Water cooled-centrifugal, 200 tons) | 0.84462 | 1.2337 | 1052.4739 | 3.4908 | 0.1512 | 8866.3891 | TRC score less than one | Commercial/Industrial | Schools K-12 | Turnover | Server Virtualization | 0.061229 | 0.98672 | -45395.5479 | 3.1292 | 2.1764 | 21024 | RIM/PCT less than one | Commercial/Industrial | Grocery | Turnover | High Efficiency Chiller (Water cooled-centrifugal, 200 tons) | 0.84462 | 1.2337 | 1052.4739 | 3.4908 | 0.1512 | 8866.3891 | TRC/PCT less than one
Commercial/Industrial | Healthcare | Existing | Duct Insulation | 0.188 | 0.94572 | -40342.1011 | 1.1226 | 2.4127 | 4132.3741 | RIM score less than one | Commercial/Industrial | Hospitals | Existing | HVAC tune-up_RTU | 0.84355 | 0.90712 | 306.1415 | 0.61098 | 0.20652 | 1616.6266 | TRC score less than one | Commercial/Industrial | Warehouse | Turnover | Server Virtualization | 0.061229 | 0.98672 | -45395.5479 | 3.1292 | 2.1764 | 21024 | RIM/PCT less than one | Commercial/Industrial | Grocery | New | High Efficiency Chiller (Water cooled-centrifugal, 200 tons) | 0.84462 | 1.2337 | 1052.4739 | 3.4908 | 0.1512 | 8866.3891 | TRC/PCT less than one
Commercial/Industrial | Hospitals | Existing | Duct Insulation | 0.188 | 0.9457 | -420358.346 | 11.6976 | 25.1399 | 43058.6877 | RIM score less than one | Commercial/Industrial | Hospitals | New | HVAC tune-up_RTU | 0.84355 | 0.90712 | 306.1415 | 0.61098 | 0.20652 | 1616.6266 | TRC score less than one | Commercial/Industrial | Assembly | New | Server Virtualization | 0.061229 | 0.98672 | -45395.5479 | 3.1292 | 2.1764 | 21024 | RIM/PCT less than one | Commercial/Industrial | Hospitals | Existing | HVAC tune-up_RTU | 0.84355 | 0.90712 | 306.1415 | 0.61098 | 0.20652 | 1616.6266 | TRC/PCT less than one
Commercial/Industrial | Institutional | Existing | Duct Insulation | 0.21196 | 0.9457 | -39386.4436 | 1.2978 | 2.7891 | 4777.0684 | RIM score less than one | Commercial/Industrial | Institutional | Existing | Smart Strip Plug Outlet | 0.83417 | 1.0884 | 8.7844 | 0.013571 | 0 | 91.2687 | TRC score less than one | Commercial/Industrial | College and University | New | Server Virtualization | 0.061229 | 0.98672 | -45395.5479 | 3.1292 | 2.1764 | 21024 | RIM/PCT less than one | Commercial/Industrial | Hospitals | New | HVAC tune-up_RTU | 0.84355 | 0.90712 | 306.1415 | 0.61098 | 0.20652 | 1616.6266 | TRC/PCT less than one
Commercial/Industrial | Lodging/Hospitality | Existing | Duct Insulation | 0.10611 | 0.94572 | -78851.738 | 1.0646 | 2.288 | 3918.7435 | RIM score less than one | Commercial/Industrial | Institutional | New | Smart Strip Plug Outlet | 0.83417 | 1.0884 | 8.7844 | 0.013571 | 0 | 91.2687 | TRC score less than one | Commercial/Industrial | Grocery | New | Server Virtualization | 0.061229 | 0.98672 | -45395.5479 | 3.1292 | 2.1764 | 21024 | RIM/PCT less than one | Commercial/Industrial | Institutional | Existing | Smart Strip Plug Outlet | 0.83417 | 1.0884 | 8.7844 | 0.013571 | 0 | 91.2687 | TRC/PCT less than one
Commercial/Industrial | Miscellaneous | Existing | Duct Insulation | 0.1444 | 0.9457 | -629165.574 | 12.3725 | 26.5904 | 45543.0611 | RIM score less than one | Commercial/Industrial | Assembly | New | LED Exterior Lighting | 0.82888 | 2.0686 | 55.7122 | 0 | 0 | 763.42 | TRC score less than one | Commercial/Industrial | Healthcare | New | Server Virtualization | 0.061229 | 0.98672 | -45395.5479 | 3.1292 | 2.1764 | 21024 | RIM/PCT less than one | Commercial/Industrial | Institutional | New | Smart Strip Plug Outlet | 0.83417 | 1.0884 | 8.7844 | 0.013571 | 0 | 91.2687 | TRC/PCT less than one
Commercial/Industrial | Offices | Existing | Duct Insulation | 0.19398 | 0.94572 | -31826.1256 | 0.92485 | 1.9876 | 3404.3613 | RIM score less than one | Commercial/Industrial | College and University | New | LED Exterior Lighting | 0.82888 | 2.0686 | 55.7122 | 0 | 0 | 763.42 | TRC score less than one | Commercial/Industrial | Hospitals | New | Server Virtualization | 0.061229 | 0.98672 | -45395.5479 | 3.1292 | 2.1764 | 21024 | RIM/PCT less than one | Commercial/Industrial | Assembly | Turnover | LED Exterior Lighting | 0.82888 | 2.0686 | 55.7122 | 0 | 0 | 763.42 | TRC/PCT less than one
Commercial/Industrial | Restaurants | Existing | Duct Insulation | 0.44452 | 0.94568 | -4972.8241 | 0.67017 | 1.4403 | 2466.8853 | RIM score less than one | Commercial/Industrial | Grocery | New | LED Exterior Lighting | 0.82888 | 2.0686 | 55.7122 | 0 | 0 | 763.42 | TRC score less than one | Commercial/Industrial | Institutional | New | Server Virtualization | 0.061229 | 0.98672 | -45395.5479 | 3.1292 | 2.1764 | 21024 | RIM/PCT less than one | Commercial/Industrial | College and University | Turnover | LED Exterior Lighting | 0.82888 | 2.0686 | 55.7122 | 0 | 0 | 763.42 | TRC/PCT less than one
Commercial/Industrial | Retail | Existing | Duct Insulation | 0.086194 | 0.9458 | -27605.0698 | 0.29271 | 0.62909 | 1077.4754 | RIM score less than one | Commercial/Industrial | Healthcare | New | LED Exterior Lighting | 0.82888 | 2.0686 | 55.7122 | 0 | 0 | 763.42 | TRC score less than one | Commercial/Industrial | Lodging/Hospitality | New | Server Virtualization | 0.061229 | 0.98672 | -45395.5479 | 3.1292 | 2.1764 | 21024 | RIM/PCT less than one | Commercial/Industrial | Grocery | Turnover | LED Exterior Lighting | 0.82888 | 2.0686 | 55.7122 | 0 | 0 | 763.42 | TRC/PCT less than one
Commercial/Industrial | Schools K-12 | Existing | Duct Insulation | 0.070797 | 0.94568 | -128787.0689 | 1.0939 | 2.351 | 4026.6263 | RIM score less than one | Commercial/Industrial | Hospitals | New | LED Exterior Lighting | 0.82888 | 2.0686 | 55.7122 | 0 | 0 | 763.42 | TRC score less than one | Commercial/Industrial | Miscellaneous | New | Server Virtualization | 0.061229 | 0.98672 | -45395.5479 | 3.1292 | 2.1764 | 21024 | RIM/PCT less than one | Commercial/Industrial | Healthcare | Turnover | LED Exterior Lighting | 0.82888 | 2.0686 | 55.7122 | 0 | 0 | 763.42 | TRC/PCT less than one
Commercial/Industrial | Warehouse | Existing | Duct Insulation | 0.022792 | 0.94564 | -42822.8874 | 0.10867 | 0.23354 | 400.0066 | RIM score less than one | Commercial/Industrial | Institutional | New | LED Exterior Lighting | 0.82888 | 2.0686 | 55.7122 | 0 | 0 | 763.42 | TRC score less than one | Commercial/Industrial | Offices | New | Server Virtualization | 0.061229 | 0.98672 | -45395.5479 | 3.1292 | 2.1764 | 21024 | RIM/PCT less than one | Commercial/Industrial | Hospitals | Turnover | LED Exterior Lighting | 0.82888 | 2.0686 | 55.7122 | 0 | 0 | 763.42 | TRC/PCT less than one
Commercial/Industrial | Assembly | New | Duct Insulation | 0.046718 | 0.94572 | -49518.4292 | 0.26713 | 0.57411 | 983.3201 | RIM score less than one | Commercial/Industrial | Lodging/Hospitality | New | LED Exterior Lighting | 0.82888 | 2.0686 | 55.7122 | 0 | 0 | 763.42 | TRC score less than one | Commercial/Industrial | Restaurants | New | Server Virtualization | 0.061229 | 0.98672 | -45395.5479 | 3.1292 | 2.1764 | 21024 | RIM/PCT less than one | Commercial/Industrial | Institutional | Turnover | LED Exterior Lighting | 0.82888 | 2.0686 | 55.7122 | 0 | 0 | 763.42 | TRC/PCT less than one
Commercial/Industrial | College and University | New | Duct Insulation | 0.070799 | 0.94571 | -187840.6854 | 1.5955 | 3.429 | 5872.9828 | RIM score less than one | Commercial/Industrial | Miscellaneous | New | LED Exterior Lighting | 0.82888 | 2.0686 | 55.7122 | 0 | 0 | 763.42 | TRC score less than one | Commercial/Industrial | Retail | New | Server Virtualization | 0.061229 | 0.98672 | -45395.5479 | 3.1292 | 2.1764 | 21024 | RIM/PCT less than one | Commercial/Industrial | Lodging/Hospitality | Turnover | LED Exterior Lighting | 0.82888 | 2.0686 | 55.7122 | 0 | 0 | 763.42 | TRC/PCT less than one
Commercial/Industrial | Grocery | New | Duct Insulation | 0.45995 | 0.94572 | -4322.1141 | 0.64315 | 1.3822 | 2367.4384 | RIM score less than one | Commercial/Industrial | Offices | New | LED Exterior Lighting | 0.82888 | 2.0686 | 55.7122 | 0 | 0 | 763.42 | TRC score less than one | Commercial/Industrial | Schools K-12 | New | Server Virtualization | 0.061229 | 0.98672 | -45395.5479 | 3.1292 | 2.1764 | 21024 | RIM/PCT less than one | Commercial/Industrial | Miscellaneous | Turnover | LED Exterior Lighting | 0.82888 | 2.0686 | 55.7122 | 0 | 0 | 763.42 | TRC/PCT less than one
Commercial/Industrial | Healthcare | New | Duct Insulation | 0.188 | 0.94572 | -40342.1011 | 1.1226 | 2.4127 | 4132.3741 | RIM score less than one | Commercial/Industrial | Restaurants | New | LED Exterior Lighting | 0.82888 | 2.0686 | 55.7122 | 0 | 0 | 763.42 | TRC score less than one | Commercial/Industrial | Warehouse | New | Server Virtualization | 0.061229 | 0.98672 | -45395.5479 | 3.1292 | 2.1764 | 21024 | RIM/PCT less than one | Commercial/Industrial | Offices | Turnover | LED Exterior Lighting | 0.82888 | 2.0686 | 55.7122 | 0 | 0 | 763.42 | TRC/PCT less than one
Commercial/Industrial | Hospitals | New | Duct Insulation | 0.188 | 0.9457 | -420358.346 | 11.6976 | 25.1399 | 43058.6877 | RIM score less than one | Commercial/Industrial | Retail | New | LED Exterior Lighting | 0.82888 | 2.0686 | 55.7122 | 0 | 0 | 763.42 | TRC score less than one | Commercial/Industrial | Offices | Existing | Energy Recovery Ventilation System (ERV) | 0.18724 | 0.96325 | -215562.4657 | 15.4644 | 13.1854 | 8593.5069 | RIM/PCT less than one | Commercial/Industrial | Restaurants | Turnover | LED Exterior Lighting | 0.82888 | 2.0686 | 55.7122 | 0 | 0 | 763.42 | TRC/PCT less than one
Commercial/Industrial | Institutional | New | Duct Insulation | 0.21196 | 0.9457 | -39386.4436 | 1.2978 | 2.7891 | 4777.0684 | RIM score less than one | Commercial/Industrial | Schools K-12 | New | LED Exterior Lighting | 0.82888 | 2.0686 | 55.7122 | 0 | 0 | 763.42 | TRC score less than one | Commercial/Industrial | Offices | New | Energy Recovery Ventilation System (ERV) | 0.18724 | 0.96325 | -215562.4657 | 15.4644 | 13.1854 | 8593.5069 | RIM/PCT less than one | Commercial/Industrial | Retail | Turnover | LED Exterior Lighting | 0.82888 | 2.0686 | 55.7122 | 0 | 0 | 763.42 | TRC/PCT less than one
Commercial/Industrial | Lodging/Hospitality | New | Duct Insulation | 0.10611 | 0.94572 | -78851.738 | 1.0646 | 2.288 | 3918.7435 | RIM score less than one | Commercial/Industrial | Warehouse | New | LED Exterior Lighting | 0.82888 | 2.0686 | 55.7122 | 0 | 0 | 763.42 | TRC score less than one | Commercial/Industrial | Retail | Existing | Energy Recovery Ventilation System (ERV) | 0.16965 | 0.96325 | -157630.7112 | 9.9809 | 8.51 | 5546.325 | RIM/PCT less than one | Commercial/Industrial | Schools K-12 | Turnover | LED Exterior Lighting | 0.82888 | 2.0686 | 55.7122 | 0 | 0 | 763.42 | TRC/PCT less than one
Commercial/Industrial | Miscellaneous | New | Duct Insulation | 0.1444 | 0.9457 | -629165.574 | 12.3725 | 26.5904 | 45543.0611 | RIM score less than one | Commercial/Industrial | Assembly | Turnover | LED Exterior Lighting | 0.82888 | 2.0686 | 55.7122 | 0 | 0 | 763.42 | TRC score less than one | Commercial/Industrial | Retail | New | Energy Recovery Ventilation System (ERV) | 0.16965 | 0.96325 | -157630.7112 | 9.9809 | 8.51 | 5546.325 | RIM/PCT less than one | Commercial/Industrial | Warehouse | Turnover | LED Exterior Lighting | 0.82888 | 2.0686 | 55.7122 | 0 | 0 | 763.42 | TRC/PCT less than one
Commercial/Industrial | Offices | New | Duct Insulation | 0.19398 | 0.94572 | -31826.1256 | 0.92485 | 1.9876 | 3404.3613 | RIM score less than one | Commercial/Industrial | College and University | Turnover | LED Exterior Lighting | 0.82888 | 2.0686 | 55.7122 | 0 | 0 | 763.42 | TRC score less than one | Commercial/Industrial | Grocery | Existing | Energy Recovery Ventilation System (ERV) | 0.72072 | 0.96325 | -12339.6274 | 17.4579 | 14.8851 | 9701.2996 | RIM/PCT less than one | Commercial/Industrial | Assembly | New | LED Exterior Lighting | 0.82888 | 2.0686 | 55.7122 | 0 | 0 | 763.42 | TRC/PCT less than one
Commercial/Industrial | Restaurants | New | Duct Insulation | 0.44452 | 0.94568 | -4972.8241 | 0.67017 | 1.4403 | 2466.8853 | RIM score less than one | Commercial/Industrial | Grocery | Turnover | LED Exterior Lighting | 0.82888 | 2.0686 | 55.7122 | 0 | 0 | 763.42 | TRC score less than one | Commercial/Industrial | Grocery | New | Energy Recovery Ventilation System (ERV) | 0.72072 | 0.96325 | -12339.6274 | 17.4579 | 14.8851 | 9701.2996 | RIM/PCT less than one | Commercial/Industrial | College and University | New | LED Exterior Lighting | 0.82888 | 2.0686 | 55.7122 | 0 | 0 | 763.42 | TRC/PCT less than one
Commercial/Industrial | Retail | New | Duct Insulation | 0.086194 | 0.9458 | -27605.0698 | 0.29271 | 0.62909 | 1077.4754 | RIM score less than one | Commercial/Industrial | Healthcare | Turnover | LED Exterior Lighting | 0.82888 | 2.0686 | 55.7122 | 0 | 0 | 763.42 | TRC score less than one | Commercial/Industrial | Miscellaneous | Existing | Energy Recovery Ventilation System (ERV) | 0.22636 | 0.96325 | -3643896.1238 | 335.8429 | 286.3496 | 186626.5586 | RIM/PCT less than one | Commercial/Industrial | Grocery | New | LED Exterior Lighting | 0.82888 | 2.0686 | 55.7122 | 0 | 0 | 763.42 | TRC/PCT less than one
Commercial/Industrial | Schools K-12 | New | Duct Insulation | 0.070797 | 0.94568 | -128787.0689 | 1.0939 | 2.351 | 4026.6263 | RIM score less than one | Commercial/Industrial | Hospitals | Turnover | LED Exterior Lighting | 0.82888 | 2.0686 | 55.7122 | 0 | 0 | 763.42 | TRC score less than one | Commercial/Industrial | Miscellaneous | New | Energy Recovery Ventilation System (ERV) | 0.22636 | 0.96325 | -3643896.1238 | 335.8429 | 286.3496 | 186626.5586 | RIM/PCT less than one | Commercial/Industrial | Healthcare | New | LED Exterior Lighting | 0.82888 | 2.0686 | 55.7122 | 0 | 0 | 763.42 | TRC/PCT less than one
Commercial/Industrial | Warehouse | New | Duct Insulation | 0.022792 | 0.94564 | -42822.8874 | 0.10867 | 0.23354 | 400.0066 | RIM score less than one | Commercial/Industrial | Institutional | Turnover | LED Exterior Lighting | 0.82888 | 2.0686 | 55.7122 | 0 | 0 | 763.42 | TRC score less than one | Commercial/Industrial | Hospitals | Existing | Energy Recovery Ventilation System (ERV) | 0.29459 | 0.96325 | -2357580.6913 | 317.5226 | 270.7292 | 176446.0823 | RIM/PCT less than one | Commercial/Industrial | Hospitals | New | LED Exterior Lighting | 0.82888 | 2.0686 | 55.7122 | 0 | 0 | 763.42 | TRC/PCT less than one
Commercial/Industrial | Assembly | Existing | Duct Sealing Repair | 2.3697 | 0.80991 | 17434.3678 | 1.1367 | 4.0258 | 5769.3882 | RIM score less than one | Commercial/Industrial | Lodging/Hospitality | Turnover | LED Exterior Lighting | 0.82888 | 2.0686 | 55.7122 | 0 | 0 | 763.42 | TRC score less than one | Commercial/Industrial | Hospitals | New | Energy Recovery Ventilation System (ERV) | 0.29459 | 0.96325 | -2357580.6913 | 317.5226 | 270.7292 | 176446.0823 | RIM/PCT less than one | Commercial/Industrial | Institutional | New | LED Exterior Lighting | 0.82888 | 2.0686 | 55.7122 | 0 | 0 | 763.42 | TRC/PCT less than one
Commercial/Industrial | College and University | Existing | Duct Sealing Repair | 3.5913 | 0.8099 | 116477.5879 | 6.789 | 24.0448 | 34458.2784 | RIM score less than one | Commercial/Industrial | Miscellaneous | Turnover | LED Exterior Lighting | 0.82888 | 2.0686 | 55.7122 | 0 | 0 | 763.42 | TRC score less than one | Commercial/Industrial | Lodging/Hospitality | Existing | Energy Recovery Ventilation System (ERV) | 0.16628 | 0.96325 | -467951.9381 | 28.8975 | 24.6389 | 16058.2446 | RIM/PCT less than one | Commercial/Industrial | Lodging/Hospitality | New | LED Exterior Lighting | 0.82888 | 2.0686 | 55.7122 | 0 | 0 | 763.42 | TRC/PCT less than one
Commercial/Industrial | Grocery | Existing | Duct Sealing Repair | 23.3304 | 0.8099 | 55123.2394 | 2.7367 | 9.6926 | 13890.361 | RIM score less than one | Commercial/Industrial | Offices | Turnover | LED Exterior Lighting | 0.82888 | 2.0686 | 55.7122 | 0 | 0 | 763.42 | TRC score less than one | Commercial/Industrial | Lodging/Hospitality | New | Energy Recovery Ventilation System (ERV) | 0.16628 | 0.96325 | -467951.9381 | 28.8975 | 24.6389 | 16058.2446 | RIM/PCT less than one | Commercial/Industrial | Miscellaneous | New | LED Exterior Lighting | 0.82888 | 2.0686 | 55.7122 | 0 | 0 | 763.42 | TRC/PCT less than one
Commercial/Industrial | Healthcare | Existing | Duct Sealing Repair | 9.5362 | 0.8099 | 92464.6573 | 4.7769 | 16.9185 | 24245.6858 | RIM score less than one | Commercial/Industrial | Restaurants | Turnover | LED Exterior Lighting | 0.82888 | 2.0686 | 55.7122 | 0 | 0 | 763.42 | TRC score less than one | Commercial/Industrial | Schools K-12 | Existing | Energy Recovery Ventilation System (ERV) | 0.11435 | 0.96325 | -775385.5196 | 30.6046 | 26.0944 | 17006.8797 | RIM/PCT less than one | Commercial/Industrial | Offices | New | LED Exterior Lighting | 0.82888 | 2.0686 | 55.7122 | 0 | 0 | 763.42 | TRC/PCT less than one
Commercial/Industrial | Hospitals | Existing | Duct Sealing Repair | 9.5362 | 0.80989 | 963467.1803 | 49.7747 | 176.288 | 252636.2315 | RIM score less than one | Commercial/Industrial | Retail | Turnover | LED Exterior Lighting | 0.82888 | 2.0686 | 55.7122 | 0 | 0 | 763.42 | TRC score less than one | Commercial/Industrial | Schools K-12 | New | Energy Recovery Ventilation System (ERV) | 0.11435 | 0.96325 | -775385.5196 | 30.6046 | 26.0944 | 17006.8797 | RIM/PCT less than one | Commercial/Industrial | Restaurants | New | LED Exterior Lighting | 0.82888 | 2.0686 | 55.7122 | 0 | 0 | 763.42 | TRC/PCT less than one
Commercial/Industrial | Institutional | Existing | Duct Sealing Repair | 10.7517 | 0.8099 | 107719.715 | 5.5222 | 19.558 | 28028.271 | RIM score less than one | Commercial/Industrial | Schools K-12 | Turnover | LED Exterior Lighting | 0.82888 | 2.0686 | 55.7122 | 0 | 0 | 763.42 | TRC score less than one | Commercial/Industrial | Healthcare | Existing | Energy Recovery Ventilation System (ERV) | 0.29459 | 0.96325 | -226258.7611 | 30.4729 | 25.9821 | 16933.6609 | RIM/PCT less than one | Commercial/Industrial | Retail | New | LED Exterior Lighting | 0.82888 | 2.0686 | 55.7122 | 0 | 0 | 763.42 | TRC/PCT less than one
Commercial/Industrial | Lodging/Hospitality | Existing | Duct Sealing Repair | 5.3825 | 0.8099 | 83039.0452 | 4.53 | 16.0439 | 22992.2611 | RIM score less than one | Commercial/Industrial | Warehouse | Turnover | LED Exterior Lighting | 0.82888 | 2.0686 | 55.7122 | 0 | 0 | 763.42 | TRC score less than one | Commercial/Industrial | Healthcare | New | Energy Recovery Ventilation System (ERV) | 0.29459 | 0.96325 | -226258.7611 | 30.4729 | 25.9821 | 16933.6609 | RIM/PCT less than one | Commercial/Industrial | Schools K-12 | New | LED Exterior Lighting | 0.82888 | 2.0686 | 55.7122 | 0 | 0 | 763.42 | TRC/PCT less than one
Commercial/Industrial | Miscellaneous | Existing | Duct Sealing Repair | 7.3249 | 0.80989 | 997937.4365 | 52.6466 | 186.4593 | 267212.6796 | RIM score less than one | Commercial/Industrial | Grocery | New | Premium T8 - Fixture Replacement | 0.82829 | 1.1064 | 9.9703 | 0.014277 | 7.8218e-07 | 58.5446 | TRC score less than one | Commercial/Industrial | College and University | Existing | Energy Recovery Ventilation System (ERV) | 0.11435 | 0.96325 | -1130928.351 | 44.638 | 38.0597 | 24805.1607 | RIM/PCT less than one | Commercial/Industrial | Warehouse | New | LED Exterior Lighting | 0.82888 | 2.0686 | 55.7122 | 0 | 0 | 763.42 | TRC/PCT less than one
Commercial/Industrial | Offices | Existing | Duct Sealing Repair | 9.8396 | 0.8099 | 76336.0946 | 3.9354 | 13.9379 | 19974.2506 | RIM score less than one | Commercial/Industrial | Grocery | Turnover | Premium T8 - Fixture Replacement | 0.82829 | 1.1064 | 9.9703 | 0.014277 | 7.8218e-07 | 58.5446 | TRC score less than one | Commercial/Industrial | College and University | New | Energy Recovery Ventilation System (ERV) | 0.11435 | 0.96325 | -1130928.351 | 44.638 | 38.0597 | 24805.1607 | RIM/PCT less than one | Commercial/Industrial | Grocery | Turnover | Premium T8 - Fixture Replacement | 0.82829 | 1.1064 | 9.9703 | 0.014277 | 7.8218e-07 | 58.5446 | TRC/PCT less than one
Commercial/Industrial | Restaurants | Existing | Duct Sealing Repair | 22.5487 | 0.80989 | 57385.0646 | 2.8517 | 10.0998 | 14473.841 | RIM score less than one | Commercial/Industrial | Institutional | New | High Efficiency Chiller (Water cooled-centrifugal, 200 tons) | 0.82589 | 1.2337 | 423.2266 | 3.4134 | 0.14785 | 8669.904 | TRC score less than one | Commercial/Industrial | Institutional | Existing | Energy Recovery Ventilation System (ERV) | 0.33214 | 0.96325 | -216307.3638 | 35.227 | 30.0356 | 19575.4923 | RIM/PCT less than one | Commercial/Industrial | Grocery | New | Premium T8 - Fixture Replacement | 0.82829 | 1.1064 | 9.9703 | 0.014277 | 7.8218e-07 | 58.5446 | TRC/PCT less than one
Commercial/Industrial | Retail | Existing | Duct Sealing Repair | 4.3717 | 0.80989 | 22153.9835 | 1.2455 | 4.4113 | 6321.8213 | RIM score less than one | Commercial/Industrial | Institutional | Turnover | High Efficiency Chiller (Water cooled-centrifugal, 200 tons) | 0.82589 | 1.2337 | 423.2266 | 3.4134 | 0.14785 | 8669.904 | TRC score less than one | Commercial/Industrial | Institutional | New | Energy Recovery Ventilation System (ERV) | 0.33214 | 0.96325 | -216307.3638 | 35.227 | 30.0356 | 19575.4923 | RIM/PCT less than one | Commercial/Industrial | Institutional | Turnover | High Efficiency Chiller (Water cooled-centrifugal, 200 tons) | 0.82589 | 1.2337 | 423.2266 | 3.4134 | 0.14785 | 8669.904 | TRC/PCT less than one
Commercial/Industrial | Schools K-12 | Existing | Duct Sealing Repair | 3.5912 | 0.80989 | 79859.2015 | 4.6547 | 16.4855 | 23625.2368 | RIM score less than one | Commercial/Industrial | Hospitals | New | Premium T8 - Fixture Replacement | 0.82576 | 1.3894 | 6.6515 | 0.0075271 | 0.0069818 | 71.8291 | TRC score less than one | Commercial/Industrial | Restaurants | Existing | Energy Recovery Ventilation System (ERV) | 0.76424 | 0.96325 | -8828.9591 | 19.9582 | 17.017 | 11090.6962 | RIM/PCT less than one | Commercial/Industrial | Institutional | New | High Efficiency Chiller (Water cooled-centrifugal, 200 tons) | 0.82589 | 1.2337 | 423.2266 | 3.4134 | 0.14785 | 8669.904 | TRC/PCT less than one
Commercial/Industrial | Warehouse | Existing | Duct Sealing Repair | 1.1562 | 0.8099 | 4496.8803 | 0.4624 | 1.6377 | 2346.9401 | RIM score less than one | Commercial/Industrial | Hospitals | Turnover | Premium T8 - Fixture Replacement | 0.82576 | 1.3894 | 6.6515 | 0.0075271 | 0.0069818 | 71.8291 | TRC score less than one | Commercial/Industrial | Restaurants | New | Energy Recovery Ventilation System (ERV) | 0.76424 | 0.96325 | -8828.9591 | 19.9582 | 17.017 | 11090.6962 | RIM/PCT less than one | Commercial/Industrial | Hospitals | Turnover | Premium T8 - Fixture Replacement | 0.82576 | 1.3894 | 6.6515 | 0.0075271 | 0.0069818 | 71.8291 | TRC/PCT less than one
Commercial/Industrial | Assembly | New | Duct Sealing Repair | 2.3697 | 0.80991 | 17434.3678 | 1.1367 | 4.0258 | 5769.3882 | RIM score less than one | Commercial/Industrial | Hospitals | New | High Efficiency DX 135k- less than 240k BTU | 0.82374 | 1.1295 | 621.7191 | 1.593 | 0 | 3852.3962 | TRC score less than one | Commercial/Industrial | Assembly | Existing | Energy Recovery Ventilation System (ERV) | 0.1344 | 0.96324 | -279140.1623 | 13.3127 | 11.3508 | 7397.8089 | RIM/PCT less than one | Commercial/Industrial | Hospitals | New | Premium T8 - Fixture Replacement | 0.82576 | 1.3894 | 6.6515 | 0.0075271 | 0.0069818 | 71.8291 | TRC/PCT less than one
Commercial/Industrial | College and University | New | Duct Sealing Repair | 3.5913 | 0.8099 | 116477.5879 | 6.789 | 24.0448 | 34458.2784 | RIM score less than one | Commercial/Industrial | Hospitals | Turnover | High Efficiency DX 135k- less than 240k BTU | 0.82374 | 1.1295 | 621.7191 | 1.593 | 0 | 3852.3962 | TRC score less than one | Commercial/Industrial | Assembly | New | Energy Recovery Ventilation System (ERV) | 0.1344 | 0.96324 | -279140.1623 | 13.3127 | 11.3508 | 7397.8089 | RIM/PCT less than one | Commercial/Industrial | Hospitals | Turnover | High Efficiency DX 135k- less than 240k BTU | 0.82374 | 1.1295 | 621.7191 | 1.593 | 0 | 3852.3962 | TRC/PCT less than one
Commercial/Industrial | Grocery | New | Duct Sealing Repair | 23.3304 | 0.8099 | 55123.2394 | 2.7367 | 9.6926 | 13890.361 | RIM score less than one | Commercial/Industrial | Retail | Existing | ENERGY STAR certified buildings program | 0.81153 | 0.98907 | 9904.9197 | 5.1933 | 10.0625 | 16820.441 | TRC score less than one | Commercial/Industrial | Warehouse | Existing | Energy Recovery Ventilation System (ERV) | 0.035717 | 0.96323 | -264821.6662 | 2.9497 | 2.515 | 1639.1488 | RIM/PCT less than one | Commercial/Industrial | Hospitals | New | High Efficiency DX 135k- less than 240k BTU | 0.82374 | 1.1295 | 621.7191 | 1.593 | 0 | 3852.3962 | TRC/PCT less than one
Commercial/Industrial | Healthcare | New | Duct Sealing Repair | 9.5362 | 0.8099 | 92464.6573 | 4.7769 | 16.9185 | 24245.6858 | RIM score less than one | Commercial/Industrial | Retail | New | ENERGY STAR certified buildings program | 0.81153 | 0.98907 | 9904.9197 | 5.1933 | 10.0625 | 16820.441 | TRC score less than one | Commercial/Industrial | Warehouse | New | Energy Recovery Ventilation System (ERV) | 0.035717 | 0.96323 | -264821.6662 | 2.9497 | 2.515 | 1639.1488 | RIM/PCT less than one | Commercial/Industrial | Retail | Existing | ENERGY STAR certified buildings program | 0.81153 | 0.98907 | 9904.9197 | 5.1933 | 10.0625 | 16820.441 | TRC/PCT less than one
Commercial/Industrial | Hospitals | New | Duct Sealing Repair | 9.5362 | 0.80989 | 963467.1803 | 49.7747 | 176.288 | 252636.2315 | RIM score less than one | Commercial/Industrial | Hospitals | Existing | Programmable Thermostat | 0.80878 | 1.5359 | 5573.9368 | 6.3351 | 1.8716 | 75790.8694 | TRC score less than one | Commercial/Industrial | Lodging/Hospitality | Existing | Window Sun Protection | 0.13935 | 0.96206 | -801.4328 | 0.047228 | -0.02335 | 105.7983 | RIM/PCT less than one | Commercial/Industrial | Retail | New | ENERGY STAR certified buildings program | 0.81153 | 0.98907 | 9904.9197 | 5.1933 | 10.0625 | 16820.441 | TRC/PCT less than one
Commercial/Industrial | Institutional | New | Duct Sealing Repair | 10.7517 | 0.8099 | 107719.715 | 5.5222 | 19.558 | 28028.271 | RIM score less than one | Commercial/Industrial | Hospitals | New | Programmable Thermostat | 0.80878 | 1.5359 | 5573.9368 | 6.3351 | 1.8716 | 75790.8694 | TRC score less than one | Commercial/Industrial | Lodging/Hospitality | New | Window Sun Protection | 0.083481 | 0.96056 | -882.39 | 0.028337 | -0.01401 | 63.479 | RIM/PCT less than one | Commercial/Industrial | Hospitals | Existing | Programmable Thermostat | 0.80878 | 1.5359 | 5573.9368 | 6.3351 | 1.8716 | 75790.8694 | TRC/PCT less than one
Commercial/Industrial | Lodging/Hospitality | New | Duct Sealing Repair | 5.3825 | 0.8099 | 83039.0452 | 4.53 | 16.0439 | 22992.2611 | RIM score less than one | Commercial/Industrial | Healthcare | Existing | Interior Lighting Controls | 0.7997 | 1.8228 | 41.493 | 0 | 0 | 703.92 | TRC score less than one | Commercial/Industrial | Miscellaneous | Existing | ENERGY STAR certified buildings program | 1.1685 | 0.94924 | 1320359.7112 | 118.8615 | 368.5175 | 710971.58 | RIM/PCT less than one | Commercial/Industrial | Hospitals | New | Programmable Thermostat | 0.80878 | 1.5359 | 5573.9368 | 6.3351 | 1.8716 | 75790.8694 | TRC/PCT less than one
Commercial/Industrial | Miscellaneous | New | Duct Sealing Repair | 7.3249 | 0.80989 | 997937.4365 | 52.6466 | 186.4593 | 267212.6796 | RIM score less than one | Commercial/Industrial | Healthcare | New | Interior Lighting Controls | 0.7997 | 1.8228 | 41.493 | 0 | 0 | 703.92 | TRC score less than one | Commercial/Industrial | Miscellaneous | New | ENERGY STAR certified buildings program | 1.1685 | 0.94924 | 1320359.7112 | 118.8615 | 368.5175 | 710971.58 | RIM/PCT less than one | Commercial/Industrial | Healthcare | Existing | Interior Lighting Controls | 0.7997 | 1.8228 | 41.493 | 0 | 0 | 703.92 | TRC/PCT less than one
Commercial/Industrial | Offices | New | Duct Sealing Repair | 9.8396 | 0.8099 | 76336.0946 | 3.9354 | 13.9379 | 19974.2506 | RIM score less than one | Commercial/Industrial | Retail | Existing | Interior Lighting Controls | 0.79271 | 1.8228 | 37.205 | 0 | 0 | 697.76 | TRC score less than one | Commercial/Industrial | Schools K-12 | Existing | ENERGY STAR certified buildings program | 0.57149 | 0.94924 | -39658.1222 | 10.509 | 32.582 | 62859.5605 | RIM/PCT less than one | Commercial/Industrial | Healthcare | New | Interior Lighting Controls | 0.7997 | 1.8228 | 41.493 | 0 | 0 | 703.92 | TRC/PCT less than one
Commercial/Industrial | Restaurants | New | Duct Sealing Repair | 22.5487 | 0.80989 | 57385.0646 | 2.8517 | 10.0998 | 14473.841 | RIM score less than one | Commercial/Industrial | Retail | New | Interior Lighting Controls | 0.79271 | 1.8228 | 37.205 | 0 | 0 | 697.76 | TRC score less than one | Commercial/Industrial | Schools K-12 | New | ENERGY STAR certified buildings program | 0.57149 | 0.94924 | -39658.1222 | 10.509 | 32.582 | 62859.5605 | RIM/PCT less than one | Commercial/Industrial | Retail | Existing | Interior Lighting Controls | 0.79271 | 1.8228 | 37.205 | 0 | 0 | 697.76 | TRC/PCT less than one
Commercial/Industrial | Retail | New | Duct Sealing Repair | 4.3717 | 0.80989 | 22153.9835 | 1.2455 | 4.4113 | 6321.8213 | RIM score less than one | Commercial/Industrial | Lodging/Hospitality | Existing | Hotel Card Energy Control Systems | 0.79093 | 2.0711 | 6.3744 | 0.0044883 | -0.016893 | 561.42 | TRC score less than one | Commercial/Industrial | Healthcare | Existing | ENERGY STAR certified buildings program | 1.5175 | 0.94924 | 155134.6922 | 10.785 | 33.4376 | 64510.3866 | RIM/PCT less than one | Commercial/Industrial | Retail | New | Interior Lighting Controls | 0.79271 | 1.8228 | 37.205 | 0 | 0 | 697.76 | TRC/PCT less than one
Commercial/Industrial | Schools K-12 | New | Duct Sealing Repair | 3.5912 | 0.80989 | 79859.2015 | 4.6547 | 16.4855 | 23625.2368 | RIM score less than one | Commercial/Industrial | Lodging/Hospitality | New | Hotel Card Energy Control Systems | 0.79093 | 2.0711 | 6.3744 | 0.0044883 | -0.016893 | 561.42 | TRC score less than one | Commercial/Industrial | Healthcare | New | ENERGY STAR certified buildings program | 1.5175 | 0.94924 | 155134.6922 | 10.785 | 33.4376 | 64510.3866 | RIM/PCT less than one | Commercial/Industrial | Lodging/Hospitality | Existing | Hotel Card Energy Control Systems | 0.79093 | 2.0711 | 6.3744 | 0.0044883 | -0.016893 | 561.42 | TRC/PCT less than one
Commercial/Industrial | Warehouse | New | Duct Sealing Repair | 1.1562 | 0.8099 | 4496.8803 | 0.4624 | 1.6377 | 2346.9401 | RIM score less than one | Commercial/Industrial | Lodging/Hospitality | New | Variable Refrigerant Flow (VRF) HVAC Systems | 0.78717 | 1.3943 | -293.5072 | 0.97409 | 0.71564 | 4591.1322 | TRC score less than one | Commercial/Industrial | Offices | Existing | ENERGY STAR certified buildings program | 1.5658 | 0.94923 | 130808.5897 | 8.8849 | 27.5468 | 53145.4 | RIM/PCT less than one | Commercial/Industrial | Lodging/Hospitality | New | Hotel Card Energy Control Systems | 0.79093 | 2.0711 | 6.3744 | 0.0044883 | -0.016893 | 561.42 | TRC/PCT less than one
Commercial/Industrial | Assembly | Existing | Energy Recovery Ventilation System (ERV) | 0.1344 | 0.96324 | -279140.1623 | 13.3127 | 11.3508 | 7397.8089 | RIM score less than one | Commercial/Industrial | Lodging/Hospitality | Turnover | Variable Refrigerant Flow (VRF) HVAC Systems | 0.78717 | 1.3943 | -293.5072 | 0.97409 | 0.71564 | 4591.1322 | TRC score less than one | Commercial/Industrial | Offices | New | ENERGY STAR certified buildings program | 1.5658 | 0.94923 | 130808.5897 | 8.8849 | 27.5468 | 53145.4 | RIM/PCT less than one | Commercial/Industrial | Lodging/Hospitality | Turnover | Variable Refrigerant Flow (VRF) HVAC Systems | 0.78717 | 1.3943 | -293.5072 | 0.97409 | 0.71564 | 4591.1322 | TRC/PCT less than one
Commercial/Industrial | College and University | Existing | Energy Recovery Ventilation System (ERV) | 0.11435 | 0.96325 | -1130928.351 | 44.638 | 38.0597 | 24805.1607 | RIM score less than one | Commercial/Industrial | Assembly | New | High Efficiency HID Lighting | 0.77993 | 2.0686 | 2.5753 | 0 | 0 | 484.169 | TRC score less than one | Commercial/Industrial | Institutional | Existing | ENERGY STAR certified buildings program | 1.711 | 0.94923 | 194797.8356 | 12.4675 | 38.6543 | 74574.6947 | RIM/PCT less than one | Commercial/Industrial | Lodging/Hospitality | New | Variable Refrigerant Flow (VRF) HVAC Systems | 0.78717 | 1.3943 | -293.5072 | 0.97409 | 0.71564 | 4591.1322 | TRC/PCT less than one
Commercial/Industrial | Grocery | Existing | Energy Recovery Ventilation System (ERV) | 0.72072 | 0.96325 | -12339.6274 | 17.4579 | 14.8851 | 9701.2996 | RIM score less than one | Commercial/Industrial | College and University | New | High Efficiency HID Lighting | 0.77993 | 2.0686 | 2.5753 | 0 | 0 | 484.169 | TRC score less than one | Commercial/Industrial | Institutional | New | ENERGY STAR certified buildings program | 1.711 | 0.94923 | 194797.8356 | 12.4675 | 38.6543 | 74574.6947 | RIM/PCT less than one | Commercial/Industrial | Assembly | Turnover | High Efficiency HID Lighting | 0.77993 | 2.0686 | 2.5753 | 0 | 0 | 484.169 | TRC/PCT less than one
Commercial/Industrial | Healthcare | Existing | Energy Recovery Ventilation System (ERV) | 0.29459 | 0.96325 | -226258.7611 | 30.4729 | 25.9821 | 16933.6609 | RIM score less than one | Commercial/Industrial | Grocery | New | High Efficiency HID Lighting | 0.77993 | 2.0686 | 2.5753 | 0 | 0 | 484.169 | TRC score less than one | Commercial/Industrial | Assembly | Existing | ENERGY STAR certified buildings program | 0.44987 | 0.94923 | -35661.9912 | 3.0616 | 9.492 | 18312.7076 | RIM/PCT less than one | Commercial/Industrial | College and University | Turnover | High Efficiency HID Lighting | 0.77993 | 2.0686 | 2.5753 | 0 | 0 | 484.169 | TRC/PCT less than one
Commercial/Industrial | Hospitals | Existing | Energy Recovery Ventilation System (ERV) | 0.29459 | 0.96325 | -2357580.6913 | 317.5226 | 270.7292 | 176446.0823 | RIM score less than one | Commercial/Industrial | Healthcare | New | High Efficiency HID Lighting | 0.77993 | 2.0686 | 2.5753 | 0 | 0 | 484.169 | TRC score less than one | Commercial/Industrial | Assembly | New | ENERGY STAR certified buildings program | 0.44987 | 0.94923 | -35661.9912 | 3.0616 | 9.492 | 18312.7076 | RIM/PCT less than one | Commercial/Industrial | Grocery | Turnover | High Efficiency HID Lighting | 0.77993 | 2.0686 | 2.5753 | 0 | 0 | 484.169 | TRC/PCT less than one
Commercial/Industrial | Institutional | Existing | Energy Recovery Ventilation System (ERV) | 0.33214 | 0.96325 | -216307.3638 | 35.227 | 30.0356 | 19575.4923 | RIM score less than one | Commercial/Industrial | Hospitals | New | High Efficiency HID Lighting | 0.77993 | 2.0686 | 2.5753 | 0 | 0 | 484.169 | TRC score less than one | Commercial/Industrial | Warehouse | Existing | ENERGY STAR certified buildings program | 0.18399 | 0.94923 | -67980.9705 | 1.044 | 3.2367 | 6244.4932 | RIM/PCT less than one | Commercial/Industrial | Healthcare | Turnover | High Efficiency HID Lighting | 0.77993 | 2.0686 | 2.5753 | 0 | 0 | 484.169 | TRC/PCT less than one
Commercial/Industrial | Lodging/Hospitality | Existing | Energy Recovery Ventilation System (ERV) | 0.16628 | 0.96325 | -467951.9381 | 28.8975 | 24.6389 | 16058.2446 | RIM score less than one | Commercial/Industrial | Institutional | New | High Efficiency HID Lighting | 0.77993 | 2.0686 | 2.5753 | 0 | 0 | 484.169 | TRC score less than one | Commercial/Industrial | Warehouse | New | ENERGY STAR certified buildings program | 0.18399 | 0.94923 | -67980.9705 | 1.044 | 3.2367 | 6244.4932 | RIM/PCT less than one | Commercial/Industrial | Hospitals | Turnover | High Efficiency HID Lighting | 0.77993 | 2.0686 | 2.5753 | 0 | 0 | 484.169 | TRC/PCT less than one
Commercial/Industrial | Miscellaneous | Existing | Energy Recovery Ventilation System (ERV) | 0.22636 | 0.96325 | -3643896.1238 | 335.8429 | 286.3496 | 186626.5586 | RIM score less than one | Commercial/Industrial | Lodging/Hospitality | New | High Efficiency HID Lighting | 0.77993 | 2.0686 | 2.5753 | 0 | 0 | 484.169 | TRC score less than one | Commercial/Industrial | Retail | Existing | Duct Insulation | 0.086194 | 0.9458 | -27605.0698 | 0.29271 | 0.62909 | 1077.4754 | RIM/PCT less than one | Commercial/Industrial | Institutional | Turnover | High Efficiency HID Lighting | 0.77993 | 2.0686 | 2.5753 | 0 | 0 | 484.169 | TRC/PCT less than one
Commercial/Industrial | Offices | Existing | Energy Recovery Ventilation System (ERV) | 0.18724 | 0.96325 | -215562.4657 | 15.4644 | 13.1854 | 8593.5069 | RIM score less than one | Commercial/Industrial | Miscellaneous | New | High Efficiency HID Lighting | 0.77993 | 2.0686 | 2.5753 | 0 | 0 | 484.169 | TRC score less than one | Commercial/Industrial | Retail | New | Duct Insulation | 0.086194 | 0.9458 | -27605.0698 | 0.29271 | 0.62909 | 1077.4754 | RIM/PCT less than one | Commercial/Industrial | Lodging/Hospitality | Turnover | High Efficiency HID Lighting | 0.77993 | 2.0686 | 2.5753 | 0 | 0 | 484.169 | TRC/PCT less than one
Commercial/Industrial | Restaurants | Existing | Energy Recovery Ventilation System (ERV) | 0.76424 | 0.96325 | -8828.9591 | 19.9582 | 17.017 | 11090.6962 | RIM score less than one | Commercial/Industrial | Offices | New | High Efficiency HID Lighting | 0.77993 | 2.0686 | 2.5753 | 0 | 0 | 484.169 | TRC score less than one | Commercial/Industrial | Assembly | Existing | Duct Insulation | 0.046718 | 0.94572 | -49518.4292 | 0.26713 | 0.57411 | 983.3201 | RIM/PCT less than one | Commercial/Industrial | Miscellaneous | Turnover | High Efficiency HID Lighting | 0.77993 | 2.0686 | 2.5753 | 0 | 0 | 484.169 | TRC/PCT less than one
Commercial/Industrial | Retail | Existing | Energy Recovery Ventilation System (ERV) | 0.16965 | 0.96325 | -157630.7112 | 9.9809 | 8.51 | 5546.325 | RIM score less than one | Commercial/Industrial | Restaurants | New | High Efficiency HID Lighting | 0.77993 | 2.0686 | 2.5753 | 0 | 0 | 484.169 | TRC score less than one | Commercial/Industrial | Assembly | New | Duct Insulation | 0.046718 | 0.94572 | -49518.4292 | 0.26713 | 0.57411 | 983.3201 | RIM/PCT less than one | Commercial/Industrial | Offices | Turnover | High Efficiency HID Lighting | 0.77993 | 2.0686 | 2.5753 | 0 | 0 | 484.169 | TRC/PCT less than one
Commercial/Industrial | Schools K-12 | Existing | Energy Recovery Ventilation System (ERV) | 0.11435 | 0.96325 | -775385.5196 | 30.6046 | 26.0944 | 17006.8797 | RIM score less than one | Commercial/Industrial | Retail | New | High Efficiency HID Lighting | 0.77993 | 2.0686 | 2.5753 | 0 | 0 | 484.169 | TRC score less than one | Commercial/Industrial | Offices | Existing | Duct Insulation | 0.19398 | 0.94572 | -31826.1256 | 0.92485 | 1.9876 | 3404.3613 | RIM/PCT less than one | Commercial/Industrial | Restaurants | Turnover | High Efficiency HID Lighting | 0.77993 | 2.0686 | 2.5753 | 0 | 0 | 484.169 | TRC/PCT less than one
Commercial/Industrial | Warehouse | Existing | Energy Recovery Ventilation System (ERV) | 0.035717 | 0.96323 | -264821.6662 | 2.9497 | 2.515 | 1639.1488 | RIM score less than one | Commercial/Industrial | Schools K-12 | New | High Efficiency HID Lighting | 0.77993 | 2.0686 | 2.5753 | 0 | 0 | 484.169 | TRC score less than one | Commercial/Industrial | Offices | New | Duct Insulation | 0.19398 | 0.94572 | -31826.1256 | 0.92485 | 1.9876 | 3404.3613 | RIM/PCT less than one | Commercial/Industrial | Retail | Turnover | High Efficiency HID Lighting | 0.77993 | 2.0686 | 2.5753 | 0 | 0 | 484.169 | TRC/PCT less than one
Commercial/Industrial | Assembly | New | Energy Recovery Ventilation System (ERV) | 0.1344 | 0.96324 | -279140.1623 | 13.3127 | 11.3508 | 7397.8089 | RIM score less than one | Commercial/Industrial | Warehouse | New | High Efficiency HID Lighting | 0.77993 | 2.0686 | 2.5753 | 0 | 0 | 484.169 | TRC score less than one | Commercial/Industrial | Lodging/Hospitality | Existing | Duct Insulation | 0.10611 | 0.94572 | -78851.738 | 1.0646 | 2.288 | 3918.7435 | RIM/PCT less than one | Commercial/Industrial | Schools K-12 | Turnover | High Efficiency HID Lighting | 0.77993 | 2.0686 | 2.5753 | 0 | 0 | 484.169 | TRC/PCT less than one
Commercial/Industrial | College and University | New | Energy Recovery Ventilation System (ERV) | 0.11435 | 0.96325 | -1130928.351 | 44.638 | 38.0597 | 24805.1607 | RIM score less than one | Commercial/Industrial | Assembly | Turnover | High Efficiency HID Lighting | 0.77993 | 2.0686 | 2.5753 | 0 | 0 | 484.169 | TRC score less than one | Commercial/Industrial | Lodging/Hospitality | New | Duct Insulation | 0.10611 | 0.94572 | -78851.738 | 1.0646 | 2.288 | 3918.7435 | RIM/PCT less than one | Commercial/Industrial | Warehouse | Turnover | High Efficiency HID Lighting | 0.77993 | 2.0686 | 2.5753 | 0 | 0 | 484.169 | TRC/PCT less than one
Commercial/Industrial | Grocery | New | Energy Recovery Ventilation System (ERV) | 0.72072 | 0.96325 | -12339.6274 | 17.4579 | 14.8851 | 9701.2996 | RIM score less than one | Commercial/Industrial | College and University | Turnover | High Efficiency HID Lighting | 0.77993 | 2.0686 | 2.5753 | 0 | 0 | 484.169 | TRC score less than one | Commercial/Industrial | Grocery | Existing | Duct Insulation | 0.45995 | 0.94572 | -4322.1141 | 0.64315 | 1.3822 | 2367.4384 | RIM/PCT less than one | Commercial/Industrial | Assembly | New | High Efficiency HID Lighting | 0.77993 | 2.0686 | 2.5753 | 0 | 0 | 484.169 | TRC/PCT less than one
Commercial/Industrial | Healthcare | New | Energy Recovery Ventilation System (ERV) | 0.29459 | 0.96325 | -226258.7611 | 30.4729 | 25.9821 | 16933.6609 | RIM score less than one | Commercial/Industrial | Grocery | Turnover | High Efficiency HID Lighting | 0.77993 | 2.0686 | 2.5753 | 0 | 0 | 484.169 | TRC score less than one | Commercial/Industrial | Grocery | New | Duct Insulation | 0.45995 | 0.94572 | -4322.1141 | 0.64315 | 1.3822 | 2367.4384 | RIM/PCT less than one | Commercial/Industrial | College and University | New | High Efficiency HID Lighting | 0.77993 | 2.0686 | 2.5753 | 0 | 0 | 484.169 | TRC/PCT less than one
Commercial/Industrial | Hospitals | New | Energy Recovery Ventilation System (ERV) | 0.29459 | 0.96325 | -2357580.6913 | 317.5226 | 270.7292 | 176446.0823 | RIM score less than one | Commercial/Industrial | Healthcare | Turnover | High Efficiency HID Lighting | 0.77993 | 2.0686 | 2.5753 | 0 | 0 | 484.169 | TRC score less than one | Commercial/Industrial | Healthcare | Existing | Duct Insulation | 0.188 | 0.94572 | -40342.1011 | 1.1226 | 2.4127 | 4132.3741 | RIM/PCT less than one | Commercial/Industrial | Grocery | New | High Efficiency HID Lighting | 0.77993 | 2.0686 | 2.5753 | 0 | 0 | 484.169 | TRC/PCT less than one
Commercial/Industrial | Institutional | New | Energy Recovery Ventilation System (ERV) | 0.33214 | 0.96325 | -216307.3638 | 35.227 | 30.0356 | 19575.4923 | RIM score less than one | Commercial/Industrial | Hospitals | Turnover | High Efficiency HID Lighting | 0.77993 | 2.0686 | 2.5753 | 0 | 0 | 484.169 | TRC score less than one | Commercial/Industrial | Healthcare | New | Duct Insulation | 0.188 | 0.94572 | -40342.1011 | 1.1226 | 2.4127 | 4132.3741 | RIM/PCT less than one | Commercial/Industrial | Healthcare | New | High Efficiency HID Lighting | 0.77993 | 2.0686 | 2.5753 | 0 | 0 | 484.169 | TRC/PCT less than one
Commercial/Industrial | Lodging/Hospitality | New | Energy Recovery Ventilation System (ERV) | 0.16628 | 0.96325 | -467951.9381 | 28.8975 | 24.6389 | 16058.2446 | RIM score less than one | Commercial/Industrial | Institutional | Turnover | High Efficiency HID Lighting | 0.77993 | 2.0686 | 2.5753 | 0 | 0 | 484.169 | TRC score less than one | Commercial/Industrial | College and University | Existing | Duct Insulation | 0.070799 | 0.94571 | -187840.6854 | 1.5955 | 3.429 | 5872.9828 | RIM/PCT less than one | Commercial/Industrial | Hospitals | New | High Efficiency HID Lighting | 0.77993 | 2.0686 | 2.5753 | 0 | 0 | 484.169 | TRC/PCT less than one
Commercial/Industrial | Miscellaneous | New | Energy Recovery Ventilation System (ERV) | 0.22636 | 0.96325 | -3643896.1238 | 335.8429 | 286.3496 | 186626.5586 | RIM score less than one | Commercial/Industrial | Lodging/Hospitality | Turnover | High Efficiency HID Lighting | 0.77993 | 2.0686 | 2.5753 | 0 | 0 | 484.169 | TRC score less than one | Commercial/Industrial | College and University | New | Duct Insulation | 0.070799 | 0.94571 | -187840.6854 | 1.5955 | 3.429 | 5872.9828 | RIM/PCT less than one | Commercial/Industrial | Institutional | New | High Efficiency HID Lighting | 0.77993 | 2.0686 | 2.5753 | 0 | 0 | 484.169 | TRC/PCT less than one
Commercial/Industrial | Offices | New | Energy Recovery Ventilation System (ERV) | 0.18724 | 0.96325 | -215562.4657 | 15.4644 | 13.1854 | 8593.5069 | RIM score less than one | Commercial/Industrial | Miscellaneous | Turnover | High Efficiency HID Lighting | 0.77993 | 2.0686 | 2.5753 | 0 | 0 | 484.169 | TRC score less than one | Commercial/Industrial | Hospitals | Existing | Duct Insulation | 0.188 | 0.9457 | -420358.346 | 11.6976 | 25.1399 | 43058.6877 | RIM/PCT less than one | Commercial/Industrial | Lodging/Hospitality | New | High Efficiency HID Lighting | 0.77993 | 2.0686 | 2.5753 | 0 | 0 | 484.169 | TRC/PCT less than one
Commercial/Industrial | Restaurants | New | Energy Recovery Ventilation System (ERV) | 0.76424 | 0.96325 | -8828.9591 | 19.9582 | 17.017 | 11090.6962 | RIM score less than one | Commercial/Industrial | Offices | Turnover | High Efficiency HID Lighting | 0.77993 | 2.0686 | 2.5753 | 0 | 0 | 484.169 | TRC score less than one | Commercial/Industrial | Hospitals | New | Duct Insulation | 0.188 | 0.9457 | -420358.346 | 11.6976 | 25.1399 | 43058.6877 | RIM/PCT less than one | Commercial/Industrial | Miscellaneous | New | High Efficiency HID Lighting | 0.77993 | 2.0686 | 2.5753 | 0 | 0 | 484.169 | TRC/PCT less than one
Commercial/Industrial | Retail | New | Energy Recovery Ventilation System (ERV) | 0.16965 | 0.96325 | -157630.7112 | 9.9809 | 8.51 | 5546.325 | RIM score less than one | Commercial/Industrial | Restaurants | Turnover | High Efficiency HID Lighting | 0.77993 | 2.0686 | 2.5753 | 0 | 0 | 484.169 | TRC score less than one | Commercial/Industrial | Institutional | Existing | Duct Insulation | 0.21196 | 0.9457 | -39386.4436 | 1.2978 | 2.7891 | 4777.0684 | RIM/PCT less than one | Commercial/Industrial | Offices | New | High Efficiency HID Lighting | 0.77993 | 2.0686 | 2.5753 | 0 | 0 | 484.169 | TRC/PCT less than one
Commercial/Industrial | Schools K-12 | New | Energy Recovery Ventilation System (ERV) | 0.11435 | 0.96325 | -775385.5196 | 30.6046 | 26.0944 | 17006.8797 | RIM score less than one | Commercial/Industrial | Retail | Turnover | High Efficiency HID Lighting | 0.77993 | 2.0686 | 2.5753 | 0 | 0 | 484.169 | TRC score less than one | Commercial/Industrial | Institutional | New | Duct Insulation | 0.21196 | 0.9457 | -39386.4436 | 1.2978 | 2.7891 | 4777.0684 | RIM/PCT less than one | Commercial/Industrial | Restaurants | New | High Efficiency HID Lighting | 0.77993 | 2.0686 | 2.5753 | 0 | 0 | 484.169 | TRC/PCT less than one
Commercial/Industrial | Warehouse | New | Energy Recovery Ventilation System (ERV) | 0.035717 | 0.96323 | -264821.6662 | 2.9497 | 2.515 | 1639.1488 | RIM score less than one | Commercial/Industrial | Schools K-12 | Turnover | High Efficiency HID Lighting | 0.77993 | 2.0686 | 2.5753 | 0 | 0 | 484.169 | TRC score less than one | Commercial/Industrial | Miscellaneous | Existing | Duct Insulation | 0.1444 | 0.9457 | -629165.574 | 12.3725 | 26.5904 | 45543.0611 | RIM/PCT less than one | Commercial/Industrial | Retail | New | High Efficiency HID Lighting | 0.77993 | 2.0686 | 2.5753 | 0 | 0 | 484.169 | TRC/PCT less than one
Commercial/Industrial | Assembly | Existing | Floor Insulation | 0.031142 | 0.76642 | -3.7646 | 1.3946e-06 | 3.1437e-05 | 0.069693 | RIM score less than one | Commercial/Industrial | Warehouse | Turnover | High Efficiency HID Lighting | 0.77993 | 2.0686 | 2.5753 | 0 | 0 | 484.169 | TRC score less than one | Commercial/Industrial | Miscellaneous | New | Duct Insulation | 0.1444 | 0.9457 | -629165.574 | 12.3725 | 26.5904 | 45543.0611 | RIM/PCT less than one | Commercial/Industrial | Schools K-12 | New | High Efficiency HID Lighting | 0.77993 | 2.0686 | 2.5753 | 0 | 0 | 484.169 | TRC/PCT less than one
Commercial/Industrial | College and University | Existing | Floor Insulation | 0.034205 | 0.89781 | -3.7747 | 2.8824e-05 | 1.6978e-05 | 0.069693 | RIM score less than one | Commercial/Industrial | Assembly | Existing | Outdoor Lighting Controls | 0.76874 | 1.8228 | 18.7226 | 0 | 0 | 562.52 | TRC score less than one | Commercial/Industrial | Schools K-12 | Existing | Duct Insulation | 0.070797 | 0.94568 | -128787.0689 | 1.0939 | 2.351 | 4026.6263 | RIM/PCT less than one | Commercial/Industrial | Warehouse | New | High Efficiency HID Lighting | 0.77993 | 2.0686 | 2.5753 | 0 | 0 | 484.169 | TRC/PCT less than one
Commercial/Industrial | Grocery | Existing | Floor Insulation | 0.033258 | 0.79779 | -3.7603 | 1.4222e-05 | 3.2526e-05 | 0.069693 | RIM score less than one | Commercial/Industrial | College and University | Existing | Outdoor Lighting Controls | 0.76874 | 1.8228 | 18.7226 | 0 | 0 | 562.52 | TRC score less than one | Commercial/Industrial | Schools K-12 | New | Duct Insulation | 0.070797 | 0.94568 | -128787.0689 | 1.0939 | 2.351 | 4026.6263 | RIM/PCT less than one | Commercial/Industrial | Assembly | Existing | Outdoor Lighting Controls | 0.76874 | 1.8228 | 18.7226 | 0 | 0 | 562.52 | TRC/PCT less than one
Commercial/Industrial | Healthcare | Existing | Floor Insulation | 0.031142 | 0.76642 | -3.7646 | 1.3946e-06 | 3.1437e-05 | 0.069693 | RIM score less than one | Commercial/Industrial | Grocery | Existing | Outdoor Lighting Controls | 0.76874 | 1.8228 | 18.7226 | 0 | 0 | 562.52 | TRC score less than one | Commercial/Industrial | Restaurants | Existing | Duct Insulation | 0.44452 | 0.94568 | -4972.8241 | 0.67017 | 1.4403 | 2466.8853 | RIM/PCT less than one | Commercial/Industrial | College and University | Existing | Outdoor Lighting Controls | 0.76874 | 1.8228 | 18.7226 | 0 | 0 | 562.52 | TRC/PCT less than one
Commercial/Industrial | Hospitals | Existing | Floor Insulation | 0.034205 | 0.89781 | -3.7747 | 2.8824e-05 | 1.6978e-05 | 0.069693 | RIM score less than one | Commercial/Industrial | Healthcare | Existing | Outdoor Lighting Controls | 0.76874 | 1.8228 | 18.7226 | 0 | 0 | 562.52 | TRC score less than one | Commercial/Industrial | Restaurants | New | Duct Insulation | 0.44452 | 0.94568 | -4972.8241 | 0.67017 | 1.4403 | 2466.8853 | RIM/PCT less than one | Commercial/Industrial | Grocery | Existing | Outdoor Lighting Controls | 0.76874 | 1.8228 | 18.7226 | 0 | 0 | 562.52 | TRC/PCT less than one
Commercial/Industrial | Institutional | Existing | Floor Insulation | 0.031142 | 0.76642 | -3.7646 | 1.3946e-06 | 3.1437e-05 | 0.069693 | RIM score less than one | Commercial/Industrial | Hospitals | Existing | Outdoor Lighting Controls | 0.76874 | 1.8228 | 18.7226 | 0 | 0 | 562.52 | TRC score less than one | Commercial/Industrial | Warehouse | Existing | Duct Insulation | 0.022792 | 0.94564 | -42822.8874 | 0.10867 | 0.23354 | 400.0066 | RIM/PCT less than one | Commercial/Industrial | Healthcare | Existing | Outdoor Lighting Controls | 0.76874 | 1.8228 | 18.7226 | 0 | 0 | 562.52 | TRC/PCT less than one
Commercial/Industrial | Lodging/Hospitality | Existing | Floor Insulation | 0.034205 | 0.89781 | -3.7747 | 2.8824e-05 | 1.6978e-05 | 0.069693 | RIM score less than one | Commercial/Industrial | Institutional | Existing | Outdoor Lighting Controls | 0.76874 | 1.8228 | 18.7226 | 0 | 0 | 562.52 | TRC score less than one | Commercial/Industrial | Warehouse | New | Duct Insulation | 0.022792 | 0.94564 | -42822.8874 | 0.10867 | 0.23354 | 400.0066 | RIM/PCT less than one | Commercial/Industrial | Hospitals | Existing | Outdoor Lighting Controls | 0.76874 | 1.8228 | 18.7226 | 0 | 0 | 562.52 | TRC/PCT less than one
Commercial/Industrial | Miscellaneous | Existing | Floor Insulation | 0.031142 | 0.76642 | -3.7646 | 1.3946e-06 | 3.1437e-05 | 0.069693 | RIM score less than one | Commercial/Industrial | Lodging/Hospitality | Existing | Outdoor Lighting Controls | 0.76874 | 1.8228 | 18.7226 | 0 | 0 | 562.52 | TRC score less than one | Commercial/Industrial | Hospitals | Existing | Airside Economizer | 8.6525 | 0.93949 | 110687.44 | -11.7391 | 13.202 | 98666.9364 | RIM/PCT less than one | Commercial/Industrial | Institutional | Existing | Outdoor Lighting Controls | 0.76874 | 1.8228 | 18.7226 | 0 | 0 | 562.52 | TRC/PCT less than one
Commercial/Industrial | Offices | Existing | Floor Insulation | 0.031142 | 0.76642 | -3.7646 | 1.3946e-06 | 3.1437e-05 | 0.069693 | RIM score less than one | Commercial/Industrial | Miscellaneous | Existing | Outdoor Lighting Controls | 0.76874 | 1.8228 | 18.7226 | 0 | 0 | 562.52 | TRC score less than one | Commercial/Industrial | Hospitals | New | Airside Economizer | 8.6525 | 0.93949 | 110687.44 | -11.7391 | 13.202 | 98666.9364 | RIM/PCT less than one | Commercial/Industrial | Lodging/Hospitality | Existing | Outdoor Lighting Controls | 0.76874 | 1.8228 | 18.7226 | 0 | 0 | 562.52 | TRC/PCT less than one
Commercial/Industrial | Restaurants | Existing | Floor Insulation | 0.033258 | 0.79779 | -3.7603 | 1.4222e-05 | 3.2526e-05 | 0.069693 | RIM score less than one | Commercial/Industrial | Offices | Existing | Outdoor Lighting Controls | 0.76874 | 1.8228 | 18.7226 | 0 | 0 | 562.52 | TRC score less than one | Commercial/Industrial | College and University | Existing | Airside Economizer | 8.6525 | 0.93949 | 15097.1957 | -1.6012 | 1.8007 | 13457.661 | RIM/PCT less than one | Commercial/Industrial | Miscellaneous | Existing | Outdoor Lighting Controls | 0.76874 | 1.8228 | 18.7226 | 0 | 0 | 562.52 | TRC/PCT less than one
Commercial/Industrial | Retail | Existing | Floor Insulation | 0.033258 | 0.79779 | -3.7603 | 1.4222e-05 | 3.2526e-05 | 0.069693 | RIM score less than one | Commercial/Industrial | Restaurants | Existing | Outdoor Lighting Controls | 0.76874 | 1.8228 | 18.7226 | 0 | 0 | 562.52 | TRC score less than one | Commercial/Industrial | College and University | New | Airside Economizer | 8.6525 | 0.93949 | 15097.1957 | -1.6012 | 1.8007 | 13457.661 | RIM/PCT less than one | Commercial/Industrial | Offices | Existing | Outdoor Lighting Controls | 0.76874 | 1.8228 | 18.7226 | 0 | 0 | 562.52 | TRC/PCT less than one
Commercial/Industrial | Schools K-12 | Existing | Floor Insulation | 0.031142 | 0.76642 | -3.7646 | 1.3946e-06 | 3.1437e-05 | 0.069693 | RIM score less than one | Commercial/Industrial | Retail | Existing | Outdoor Lighting Controls | 0.76874 | 1.8228 | 18.7226 | 0 | 0 | 562.52 | TRC score less than one | Commercial/Industrial | Assembly | New | Ceiling Insulation(R2 to R38) | 2.393 | 0.93804 | 5.1922 | 3.5703e-05 | 0.00080482 | 1.7842 | RIM/PCT less than one | Commercial/Industrial | Restaurants | Existing | Outdoor Lighting Controls | 0.76874 | 1.8228 | 18.7226 | 0 | 0 | 562.52 | TRC/PCT less than one
Commercial/Industrial | Assembly | New | Floor Insulation | 0.030664 | 0.76642 | -3.7682 | 1.3732e-06 | 3.0955e-05 | 0.068623 | RIM score less than one | Commercial/Industrial | Schools K-12 | Existing | Outdoor Lighting Controls | 0.76874 | 1.8228 | 18.7226 | 0 | 0 | 562.52 | TRC score less than one | Commercial/Industrial | Healthcare | New | Ceiling Insulation(R2 to R38) | 2.393 | 0.93804 | 5.1922 | 3.5703e-05 | 0.00080482 | 1.7842 | RIM/PCT less than one | Commercial/Industrial | Retail | Existing | Outdoor Lighting Controls | 0.76874 | 1.8228 | 18.7226 | 0 | 0 | 562.52 | TRC/PCT less than one
Commercial/Industrial | College and University | New | Floor Insulation | 0.03368 | 0.89781 | -3.7782 | 2.8381e-05 | 1.6718e-05 | 0.068623 | RIM score less than one | Commercial/Industrial | Warehouse | Existing | Outdoor Lighting Controls | 0.76874 | 1.8228 | 18.7226 | 0 | 0 | 562.52 | TRC score less than one | Commercial/Industrial | Institutional | New | Ceiling Insulation(R2 to R38) | 2.393 | 0.93804 | 5.1922 | 3.5703e-05 | 0.00080482 | 1.7842 | RIM/PCT less than one | Commercial/Industrial | Schools K-12 | Existing | Outdoor Lighting Controls | 0.76874 | 1.8228 | 18.7226 | 0 | 0 | 562.52 | TRC/PCT less than one
Commercial/Industrial | Grocery | New | Floor Insulation | 0.032748 | 0.79779 | -3.7641 | 1.4004e-05 | 3.2027e-05 | 0.068623 | RIM score less than one | Commercial/Industrial | Assembly | New | Outdoor Lighting Controls | 0.76874 | 1.8228 | 18.7226 | 0 | 0 | 562.52 | TRC score less than one | Commercial/Industrial | Miscellaneous | New | Ceiling Insulation(R2 to R38) | 2.393 | 0.93804 | 5.1922 | 3.5703e-05 | 0.00080482 | 1.7842 | RIM/PCT less than one | Commercial/Industrial | Warehouse | Existing | Outdoor Lighting Controls | 0.76874 | 1.8228 | 18.7226 | 0 | 0 | 562.52 | TRC/PCT less than one
Commercial/Industrial | Healthcare | New | Floor Insulation | 0.030664 | 0.76642 | -3.7682 | 1.3732e-06 | 3.0955e-05 | 0.068623 | RIM score less than one | Commercial/Industrial | College and University | New | Outdoor Lighting Controls | 0.76874 | 1.8228 | 18.7226 | 0 | 0 | 562.52 | TRC score less than one | Commercial/Industrial | Offices | New | Ceiling Insulation(R2 to R38) | 2.393 | 0.93804 | 5.1922 | 3.5703e-05 | 0.00080482 | 1.7842 | RIM/PCT less than one | Commercial/Industrial | Assembly | New | Outdoor Lighting Controls | 0.76874 | 1.8228 | 18.7226 | 0 | 0 | 562.52 | TRC/PCT less than one
Commercial/Industrial | Hospitals | New | Floor Insulation | 0.03368 | 0.89781 | -3.7782 | 2.8381e-05 | 1.6718e-05 | 0.068623 | RIM score less than one | Commercial/Industrial | Grocery | New | Outdoor Lighting Controls | 0.76874 | 1.8228 | 18.7226 | 0 | 0 | 562.52 | TRC score less than one | Commercial/Industrial | Schools K-12 | New | Ceiling Insulation(R2 to R38) | 2.393 | 0.93804 | 5.1922 | 3.5703e-05 | 0.00080482 | 1.7842 | RIM/PCT less than one | Commercial/Industrial | College and University | New | Outdoor Lighting Controls | 0.76874 | 1.8228 | 18.7226 | 0 | 0 | 562.52 | TRC/PCT less than one
Commercial/Industrial | Institutional | New | Floor Insulation | 0.030664 | 0.76642 | -3.7682 | 1.3732e-06 | 3.0955e-05 | 0.068623 | RIM score less than one | Commercial/Industrial | Healthcare | New | Outdoor Lighting Controls | 0.76874 | 1.8228 | 18.7226 | 0 | 0 | 562.52 | TRC score less than one | Commercial/Industrial | College and University | Existing | Ceiling Insulation(R12 to R38) | 0.3303 | 0.9379 | -0.70691 | 9.0208e-05 | 5.3135e-05 | 0.21811 | RIM/PCT less than one | Commercial/Industrial | Grocery | New | Outdoor Lighting Controls | 0.76874 | 1.8228 | 18.7226 | 0 | 0 | 562.52 | TRC/PCT less than one
Commercial/Industrial | Lodging/Hospitality | New | Floor Insulation | 0.03368 | 0.89781 | -3.7782 | 2.8381e-05 | 1.6718e-05 | 0.068623 | RIM score less than one | Commercial/Industrial | Hospitals | New | Outdoor Lighting Controls | 0.76874 | 1.8228 | 18.7226 | 0 | 0 | 562.52 | TRC score less than one | Commercial/Industrial | Hospitals | Existing | Ceiling Insulation(R12 to R38) | 0.3303 | 0.9379 | -0.70691 | 9.0208e-05 | 5.3135e-05 | 0.21811 | RIM/PCT less than one | Commercial/Industrial | Healthcare | New | Outdoor Lighting Controls | 0.76874 | 1.8228 | 18.7226 | 0 | 0 | 562.52 | TRC/PCT less than one
Commercial/Industrial | Miscellaneous | New | Floor Insulation | 0.030664 | 0.76642 | -3.7682 | 1.3732e-06 | 3.0955e-05 | 0.068623 | RIM score less than one | Commercial/Industrial | Institutional | New | Outdoor Lighting Controls | 0.76874 | 1.8228 | 18.7226 | 0 | 0 | 562.52 | TRC score less than one | Commercial/Industrial | Lodging/Hospitality | Existing | Ceiling Insulation(R12 to R38) | 0.3303 | 0.9379 | -0.70691 | 9.0208e-05 | 5.3135e-05 | 0.21811 | RIM/PCT less than one | Commercial/Industrial | Hospitals | New | Outdoor Lighting Controls | 0.76874 | 1.8228 | 18.7226 | 0 | 0 | 562.52 | TRC/PCT less than one
Commercial/Industrial | Offices | New | Floor Insulation | 0.030664 | 0.76642 | -3.7682 | 1.3732e-06 | 3.0955e-05 | 0.068623 | RIM score less than one | Commercial/Industrial | Lodging/Hospitality | New | Outdoor Lighting Controls | 0.76874 | 1.8228 | 18.7226 | 0 | 0 | 562.52 | TRC score less than one | Commercial/Industrial | College and University | New | Ceiling Insulation(R19 to R38) | 0.17517 | 0.9379 | -0.93755 | 4.0995e-05 | 2.4148e-05 | 0.099123 | RIM/PCT less than one | Commercial/Industrial | Institutional | New | Outdoor Lighting Controls | 0.76874 | 1.8228 | 18.7226 | 0 | 0 | 562.52 | TRC/PCT less than one
Commercial/Industrial | Restaurants | New | Floor Insulation | 0.032748 | 0.79779 | -3.7641 | 1.4004e-05 | 3.2027e-05 | 0.068623 | RIM score less than one | Commercial/Industrial | Miscellaneous | New | Outdoor Lighting Controls | 0.76874 | 1.8228 | 18.7226 | 0 | 0 | 562.52 | TRC score less than one | Commercial/Industrial | Hospitals | New | Ceiling Insulation(R19 to R38) | 0.17517 | 0.9379 | -0.93755 | 4.0995e-05 | 2.4148e-05 | 0.099123 | RIM/PCT less than one | Commercial/Industrial | Lodging/Hospitality | New | Outdoor Lighting Controls | 0.76874 | 1.8228 | 18.7226 | 0 | 0 | 562.52 | TRC/PCT less than one
Commercial/Industrial | Retail | New | Floor Insulation | 0.032748 | 0.79779 | -3.7641 | 1.4004e-05 | 3.2027e-05 | 0.068623 | RIM score less than one | Commercial/Industrial | Offices | New | Outdoor Lighting Controls | 0.76874 | 1.8228 | 18.7226 | 0 | 0 | 562.52 | TRC score less than one | Commercial/Industrial | Lodging/Hospitality | New | Ceiling Insulation(R19 to R38) | 0.17517 | 0.9379 | -0.93755 | 4.0995e-05 | 2.4148e-05 | 0.099123 | RIM/PCT less than one | Commercial/Industrial | Miscellaneous | New | Outdoor Lighting Controls | 0.76874 | 1.8228 | 18.7226 | 0 | 0 | 562.52 | TRC/PCT less than one
Commercial/Industrial | Schools K-12 | New | Floor Insulation | 0.030664 | 0.76642 | -3.7682 | 1.3732e-06 | 3.0955e-05 | 0.068623 | RIM score less than one | Commercial/Industrial | Restaurants | New | Outdoor Lighting Controls | 0.76874 | 1.8228 | 18.7226 | 0 | 0 | 562.52 | TRC score less than one | Commercial/Industrial | College and University | Existing | Ceiling Insulation(R30 to R38) | 0.062296 | 0.9379 | -0.89778 | 1.1102e-05 | 6.5397e-06 | 0.026845 | RIM/PCT less than one | Commercial/Industrial | Offices | New | Outdoor Lighting Controls | 0.76874 | 1.8228 | 18.7226 | 0 | 0 | 562.52 | TRC/PCT less than one
Commercial/Industrial | Assembly | Existing | Green Roof | 0.0052454 | 0.80655 | -45.6047 | 6.8973e-05 | 0 | 0.16236 | RIM score less than one | Commercial/Industrial | Retail | New | Outdoor Lighting Controls | 0.76874 | 1.8228 | 18.7226 | 0 | 0 | 562.52 | TRC score less than one | Commercial/Industrial | Hospitals | Existing | Ceiling Insulation(R30 to R38) | 0.062296 | 0.9379 | -0.89778 | 1.1102e-05 | 6.5397e-06 | 0.026845 | RIM/PCT less than one | Commercial/Industrial | Restaurants | New | Outdoor Lighting Controls | 0.76874 | 1.8228 | 18.7226 | 0 | 0 | 562.52 | TRC/PCT less than one
Commercial/Industrial | College and University | Existing | Green Roof | 0.0052454 | 0.80655 | -45.6047 | 6.8973e-05 | 0 | 0.16236 | RIM score less than one | Commercial/Industrial | Schools K-12 | New | Outdoor Lighting Controls | 0.76874 | 1.8228 | 18.7226 | 0 | 0 | 562.52 | TRC score less than one | Commercial/Industrial | Lodging/Hospitality | Existing | Ceiling Insulation(R30 to R38) | 0.062296 | 0.9379 | -0.89778 | 1.1102e-05 | 6.5397e-06 | 0.026845 | RIM/PCT less than one | Commercial/Industrial | Retail | New | Outdoor Lighting Controls | 0.76874 | 1.8228 | 18.7226 | 0 | 0 | 562.52 | TRC/PCT less than one
Commercial/Industrial | Grocery | Existing | Green Roof | 0.0052454 | 0.80655 | -45.6047 | 6.8973e-05 | 0 | 0.16236 | RIM score less than one | Commercial/Industrial | Warehouse | New | Outdoor Lighting Controls | 0.76874 | 1.8228 | 18.7226 | 0 | 0 | 562.52 | TRC score less than one | Commercial/Industrial | College and University | Existing | Roof Insulation | 0.31585 | 0.9379 | -0.94633 | 0.00010987 | 6.4716e-05 | 0.26565 | RIM/PCT less than one | Commercial/Industrial | Schools K-12 | New | Outdoor Lighting Controls | 0.76874 | 1.8228 | 18.7226 | 0 | 0 | 562.52 | TRC/PCT less than one
Commercial/Industrial | Healthcare | Existing | Green Roof | 0.0052454 | 0.80655 | -45.6047 | 6.8973e-05 | 0 | 0.16236 | RIM score less than one | Commercial/Industrial | Restaurants | Existing | Energy Recovery Ventilation System (ERV) | 0.76424 | 0.96325 | -8828.9591 | 19.9582 | 17.017 | 11090.6962 | TRC score less than one | Commercial/Industrial | Hospitals | Existing | Roof Insulation | 0.31585 | 0.9379 | -0.94633 | 0.00010987 | 6.4716e-05 | 0.26565 | RIM/PCT less than one | Commercial/Industrial | Warehouse | New | Outdoor Lighting Controls | 0.76874 | 1.8228 | 18.7226 | 0 | 0 | 562.52 | TRC/PCT less than one
Commercial/Industrial | Hospitals | Existing | Green Roof | 0.0052454 | 0.80655 | -45.6047 | 6.8973e-05 | 0 | 0.16236 | RIM score less than one | Commercial/Industrial | Restaurants | New | Energy Recovery Ventilation System (ERV) | 0.76424 | 0.96325 | -8828.9591 | 19.9582 | 17.017 | 11090.6962 | TRC score less than one | Commercial/Industrial | Lodging/Hospitality | Existing | Roof Insulation | 0.31585 | 0.9379 | -0.94633 | 0.00010987 | 6.4716e-05 | 0.26565 | RIM/PCT less than one | Commercial/Industrial | Restaurants | Existing | Energy Recovery Ventilation System (ERV) | 0.76424 | 0.96325 | -8828.9591 | 19.9582 | 17.017 | 11090.6962 | TRC/PCT less than one
Commercial/Industrial | Institutional | Existing | Green Roof | 0.0052454 | 0.80655 | -45.6047 | 6.8973e-05 | 0 | 0.16236 | RIM score less than one | Commercial/Industrial | Lodging/Hospitality | Existing | Smart Strip Plug Outlet | 0.7639 | 1.1081 | 5.0176 | 0.012207 | 0.0084835 | 82.0924 | TRC score less than one | Commercial/Industrial | College and University | New | Ceiling Insulation(R12 to R38) | 0.32523 | 0.9379 | -0.71956 | 8.8823e-05 | 5.232e-05 | 0.21477 | RIM/PCT less than one | Commercial/Industrial | Restaurants | New | Energy Recovery Ventilation System (ERV) | 0.76424 | 0.96325 | -8828.9591 | 19.9582 | 17.017 | 11090.6962 | TRC/PCT less than one
Commercial/Industrial | Lodging/Hospitality | Existing | Green Roof | 0.0057565 | 0.71313 | -45.5325 | 9.149e-05 | 0 | 0.16236 | RIM score less than one | Commercial/Industrial | Lodging/Hospitality | New | Smart Strip Plug Outlet | 0.7639 | 1.1081 | 5.0176 | 0.012207 | 0.0084835 | 82.0924 | TRC score less than one | Commercial/Industrial | Hospitals | New | Ceiling Insulation(R12 to R38) | 0.32523 | 0.9379 | -0.71956 | 8.8823e-05 | 5.232e-05 | 0.21477 | RIM/PCT less than one | Commercial/Industrial | Lodging/Hospitality | Existing | Smart Strip Plug Outlet | 0.7639 | 1.1081 | 5.0176 | 0.012207 | 0.0084835 | 82.0924 | TRC/PCT less than one
Commercial/Industrial | Offices | Existing | Green Roof | 0.0052454 | 0.80655 | -45.6047 | 6.8973e-05 | 0 | 0.16236 | RIM score less than one | Commercial/Industrial | Healthcare | New | Premium T8 - Fixture Replacement | 0.76002 | 1.1236 | 3.5585 | 0.012871 | 0.0029443 | 53.0957 | TRC score less than one | Commercial/Industrial | Lodging/Hospitality | New | Ceiling Insulation(R12 to R38) | 0.32523 | 0.9379 | -0.71956 | 8.8823e-05 | 5.232e-05 | 0.21477 | RIM/PCT less than one | Commercial/Industrial | Lodging/Hospitality | New | Smart Strip Plug Outlet | 0.7639 | 1.1081 | 5.0176 | 0.012207 | 0.0084835 | 82.0924 | TRC/PCT less than one
Commercial/Industrial | Restaurants | Existing | Green Roof | 0.0052454 | 0.80655 | -45.6047 | 6.8973e-05 | 0 | 0.16236 | RIM score less than one | Commercial/Industrial | Healthcare | Turnover | Premium T8 - Fixture Replacement | 0.76002 | 1.1236 | 3.5585 | 0.012871 | 0.0029443 | 53.0957 | TRC score less than one | Commercial/Industrial | College and University | New | Roof Insulation | 0.1555 | 0.9379 | -1.456 | 5.4091e-05 | 3.1861e-05 | 0.13079 | RIM/PCT less than one | Commercial/Industrial | Healthcare | Turnover | Premium T8 - Fixture Replacement | 0.76002 | 1.1236 | 3.5585 | 0.012871 | 0.0029443 | 53.0957 | TRC/PCT less than one
Commercial/Industrial | Retail | Existing | Green Roof | 0.0052454 | 0.80655 | -45.6047 | 6.8973e-05 | 0 | 0.16236 | RIM score less than one | Commercial/Industrial | College and University | New | Solar Water Heater | 0.75089 | 1.7028 | -9743.9099 | 8.8679 | 1.245 | 118646.7544 | TRC score less than one | Commercial/Industrial | Hospitals | New | Roof Insulation | 0.1555 | 0.9379 | -1.456 | 5.4091e-05 | 3.1861e-05 | 0.13079 | RIM/PCT less than one | Commercial/Industrial | Healthcare | New | Premium T8 - Fixture Replacement | 0.76002 | 1.1236 | 3.5585 | 0.012871 | 0.0029443 | 53.0957 | TRC/PCT less than one
Commercial/Industrial | Schools K-12 | Existing | Green Roof | 0.0052454 | 0.80655 | -45.6047 | 6.8973e-05 | 0 | 0.16236 | RIM score less than one | Commercial/Industrial | College and University | Turnover | Solar Water Heater | 0.75089 | 1.7028 | -9743.9099 | 8.8679 | 1.245 | 118646.7544 | TRC score less than one | Commercial/Industrial | Lodging/Hospitality | New | Roof Insulation | 0.1555 | 0.9379 | -1.456 | 5.4091e-05 | 3.1861e-05 | 0.13079 | RIM/PCT less than one | Commercial/Industrial | College and University | Turnover | Solar Water Heater | 0.75089 | 1.7028 | -9743.9099 | 8.8679 | 1.245 | 118646.7544 | TRC/PCT less than one
Commercial/Industrial | Assembly | New | Green Roof | 0.0051436 | 0.80655 | -45.6131 | 6.7635e-05 | 0 | 0.15921 | RIM score less than one | Commercial/Industrial | Retail | New | Variable Refrigerant Flow (VRF) HVAC Systems | 0.74791 | 1.2993 | -926.3825 | 1.1275 | 1.1396 | 3705.3892 | TRC score less than one | Commercial/Industrial | College and University | Existing | Ceiling Insulation(R19 to R38) | 0.1779 | 0.9379 | -0.93171 | 4.1634e-05 | 2.4524e-05 | 0.10067 | RIM/PCT less than one | Commercial/Industrial | College and University | New | Solar Water Heater | 0.75089 | 1.7028 | -9743.9099 | 8.8679 | 1.245 | 118646.7544 | TRC/PCT less than one
Commercial/Industrial | College and University | New | Green Roof | 0.0051436 | 0.80655 | -45.6131 | 6.7635e-05 | 0 | 0.15921 | RIM score less than one | Commercial/Industrial | Retail | Turnover | Variable Refrigerant Flow (VRF) HVAC Systems | 0.74791 | 1.2993 | -926.3825 | 1.1275 | 1.1396 | 3705.3892 | TRC score less than one | Commercial/Industrial | Hospitals | Existing | Ceiling Insulation(R19 to R38) | 0.1779 | 0.9379 | -0.93171 | 4.1634e-05 | 2.4524e-05 | 0.10067 | RIM/PCT less than one | Commercial/Industrial | Retail | Turnover | Variable Refrigerant Flow (VRF) HVAC Systems | 0.74791 | 1.2993 | -926.3825 | 1.1275 | 1.1396 | 3705.3892 | TRC/PCT less than one
Commercial/Industrial | Grocery | New | Green Roof | 0.0051436 | 0.80655 | -45.6131 | 6.7635e-05 | 0 | 0.15921 | RIM score less than one | Commercial/Industrial | Retail | New | Premium T8 - Fixture Replacement | 0.74436 | 1.106 | 3.1691 | 0.012835 | 7.0317e-07 | 52.631 | TRC score less than one | Commercial/Industrial | Lodging/Hospitality | Existing | Ceiling Insulation(R19 to R38) | 0.1779 | 0.9379 | -0.93171 | 4.1634e-05 | 2.4524e-05 | 0.10067 | RIM/PCT less than one | Commercial/Industrial | Retail | New | Variable Refrigerant Flow (VRF) HVAC Systems | 0.74791 | 1.2993 | -926.3825 | 1.1275 | 1.1396 | 3705.3892 | TRC/PCT less than one
Commercial/Industrial | Healthcare | New | Green Roof | 0.0051436 | 0.80655 | -45.6131 | 6.7635e-05 | 0 | 0.15921 | RIM score less than one | Commercial/Industrial | Retail | Turnover | Premium T8 - Fixture Replacement | 0.74436 | 1.106 | 3.1691 | 0.012835 | 7.0317e-07 | 52.631 | TRC score less than one | Commercial/Industrial | College and University | New | Ceiling Insulation(R30 to R38) | 0.06134 | 0.9379 | -0.89933 | 1.0932e-05 | 6.4393e-06 | 0.026433 | RIM/PCT less than one | Commercial/Industrial | Retail | Turnover | Premium T8 - Fixture Replacement | 0.74436 | 1.106 | 3.1691 | 0.012835 | 7.0317e-07 | 52.631 | TRC/PCT less than one
Commercial/Industrial | Hospitals | New | Green Roof | 0.0051436 | 0.80655 | -45.6131 | 6.7635e-05 | 0 | 0.15921 | RIM score less than one | Commercial/Industrial | Lodging/Hospitality | Existing | Dedicated Outdoor Air System on VRF unit | 0.7357 | 1.3943 | -271.0825 | 0.27644 | 0.2031 | 1302.9413 | TRC score less than one | Commercial/Industrial | Hospitals | New | Ceiling Insulation(R30 to R38) | 0.06134 | 0.9379 | -0.89933 | 1.0932e-05 | 6.4393e-06 | 0.026433 | RIM/PCT less than one | Commercial/Industrial | Retail | New | Premium T8 - Fixture Replacement | 0.74436 | 1.106 | 3.1691 | 0.012835 | 7.0317e-07 | 52.631 | TRC/PCT less than one
Commercial/Industrial | Institutional | New | Green Roof | 0.0051436 | 0.80655 | -45.6131 | 6.7635e-05 | 0 | 0.15921 | RIM score less than one | Commercial/Industrial | Lodging/Hospitality | New | Dedicated Outdoor Air System on VRF unit | 0.7357 | 1.3943 | -271.0825 | 0.27644 | 0.2031 | 1302.9413 | TRC score less than one | Commercial/Industrial | Lodging/Hospitality | New | Ceiling Insulation(R30 to R38) | 0.06134 | 0.9379 | -0.89933 | 1.0932e-05 | 6.4393e-06 | 0.026433 | RIM/PCT less than one | Commercial/Industrial | Lodging/Hospitality | Existing | Dedicated Outdoor Air System on VRF unit | 0.7357 | 1.3943 | -271.0825 | 0.27644 | 0.2031 | 1302.9413 | TRC/PCT less than one
Commercial/Industrial | Lodging/Hospitality | New | Green Roof | 0.0056448 | 0.71313 | -45.5423 | 8.9714e-05 | 0 | 0.15921 | RIM score less than one | Commercial/Industrial | Assembly | Turnover | Refrigerated Display Case LED Lighting | 0.72425 | 1.2739 | -0.99625 | 0.024002 | 0.013074 | 160.9897 | TRC score less than one | Commercial/Industrial | Assembly | Existing | Ceiling Insulation(R2 to R38) | 2.4247 | 0.93586 | 5.3019 | 3.6259e-05 | 0.00081736 | 1.812 | RIM/PCT less than one | Commercial/Industrial | Lodging/Hospitality | New | Dedicated Outdoor Air System on VRF unit | 0.7357 | 1.3943 | -271.0825 | 0.27644 | 0.2031 | 1302.9413 | TRC/PCT less than one
Commercial/Industrial | Offices | New | Green Roof | 0.0051436 | 0.80655 | -45.6131 | 6.7635e-05 | 0 | 0.15921 | RIM score less than one | Commercial/Industrial | Grocery | Turnover | Refrigerated Display Case LED Lighting | 0.72425 | 1.2739 | -0.99625 | 0.024002 | 0.013074 | 160.9897 | TRC score less than one | Commercial/Industrial | Healthcare | Existing | Ceiling Insulation(R2 to R38) | 2.4247 | 0.93586 | 5.3019 | 3.6259e-05 | 0.00081736 | 1.812 | RIM/PCT less than one | Commercial/Industrial | Assembly | Turnover | Refrigerated Display Case LED Lighting | 0.72425 | 1.2739 | -0.99625 | 0.024002 | 0.013074 | 160.9897 | TRC/PCT less than one
Commercial/Industrial | Restaurants | New | Green Roof | 0.0051436 | 0.80655 | -45.6131 | 6.7635e-05 | 0 | 0.15921 | RIM score less than one | Commercial/Industrial | Institutional | Turnover | Refrigerated Display Case LED Lighting | 0.72425 | 1.2739 | -0.99625 | 0.024002 | 0.013074 | 160.9897 | TRC score less than one | Commercial/Industrial | Institutional | Existing | Ceiling Insulation(R2 to R38) | 2.4247 | 0.93586 | 5.3019 | 3.6259e-05 | 0.00081736 | 1.812 | RIM/PCT less than one | Commercial/Industrial | Grocery | Turnover | Refrigerated Display Case LED Lighting | 0.72425 | 1.2739 | -0.99625 | 0.024002 | 0.013074 | 160.9897 | TRC/PCT less than one
Commercial/Industrial | Retail | New | Green Roof | 0.0051436 | 0.80655 | -45.6131 | 6.7635e-05 | 0 | 0.15921 | RIM score less than one | Commercial/Industrial | Miscellaneous | Turnover | Refrigerated Display Case LED Lighting | 0.72425 | 1.2739 | -0.99625 | 0.024002 | 0.013074 | 160.9897 | TRC score less than one | Commercial/Industrial | Miscellaneous | Existing | Ceiling Insulation(R2 to R38) | 2.4247 | 0.93586 | 5.3019 | 3.6259e-05 | 0.00081736 | 1.812 | RIM/PCT less than one | Commercial/Industrial | Institutional | Turnover | Refrigerated Display Case LED Lighting | 0.72425 | 1.2739 | -0.99625 | 0.024002 | 0.013074 | 160.9897 | TRC/PCT less than one
Commercial/Industrial | Schools K-12 | New | Green Roof | 0.0051436 | 0.80655 | -45.6131 | 6.7635e-05 | 0 | 0.15921 | RIM score less than one | Commercial/Industrial | Offices | Turnover | Refrigerated Display Case LED Lighting | 0.72425 | 1.2739 | -0.99625 | 0.024002 | 0.013074 | 160.9897 | TRC score less than one | Commercial/Industrial | Offices | Existing | Ceiling Insulation(R2 to R38) | 2.4247 | 0.93586 | 5.3019 | 3.6259e-05 | 0.00081736 | 1.812 | RIM/PCT less than one | Commercial/Industrial | Miscellaneous | Turnover | Refrigerated Display Case LED Lighting | 0.72425 | 1.2739 | -0.99625 | 0.024002 | 0.013074 | 160.9897 | TRC/PCT less than one
Commercial/Industrial | College and University | Existing | HVAC tune-up | 0.63805 | 0.907 | -1.9262 | 0.069331 | 0.023434 | 183.4457 | RIM score less than one | Commercial/Industrial | Retail | Turnover | Refrigerated Display Case LED Lighting | 0.72425 | 1.2739 | -0.99625 | 0.024002 | 0.013074 | 160.9897 | TRC score less than one | Commercial/Industrial | Schools K-12 | Existing | Ceiling Insulation(R2 to R38) | 2.4247 | 0.93586 | 5.3019 | 3.6259e-05 | 0.00081736 | 1.812 | RIM/PCT less than one | Commercial/Industrial | Offices | Turnover | Refrigerated Display Case LED Lighting | 0.72425 | 1.2739 | -0.99625 | 0.024002 | 0.013074 | 160.9897 | TRC/PCT less than one
Commercial/Industrial | Healthcare | Existing | HVAC tune-up | 1.1944 | 0.91172 | 130.4728 | 0.12637 | 0.015344 | 359.8065 | RIM score less than one | Commercial/Industrial | Warehouse | Turnover | Refrigerated Display Case LED Lighting | 0.72425 | 1.2739 | -0.99625 | 0.024002 | 0.013074 | 160.9897 | TRC score less than one | Commercial/Industrial | Healthcare | Existing | Wall Insulation | 1.7048 | 0.93112 | 4.6962 | 3.7536e-05 | 0.00084614 | 1.8758 | RIM/PCT less than one | Commercial/Industrial | Retail | Turnover | Refrigerated Display Case LED Lighting | 0.72425 | 1.2739 | -0.99625 | 0.024002 | 0.013074 | 160.9897 | TRC/PCT less than one
Commercial/Industrial | Hospitals | Existing | HVAC tune-up | 1.1853 | 0.90691 | 125.6033 | 0.12881 | 0.043539 | 340.8294 | RIM score less than one | Commercial/Industrial | Restaurants | Existing | HVAC tune-up | 0.72404 | 1.0671 | 13.9911 | 0.053199 | 0.0096843 | 267.9572 | TRC score less than one | Commercial/Industrial | Institutional | Existing | Wall Insulation | 1.7259 | 0.9292 | 4.8031 | 3.8078e-05 | 0.00085837 | 1.9029 | RIM/PCT less than one | Commercial/Industrial | Warehouse | Turnover | Refrigerated Display Case LED Lighting | 0.72425 | 1.2739 | -0.99625 | 0.024002 | 0.013074 | 160.9897 | TRC/PCT less than one
Commercial/Industrial | Lodging/Hospitality | Existing | HVAC tune-up | 0.90671 | 0.91174 | 62.7805 | 0.095936 | 0.011648 | 273.1443 | RIM score less than one | Commercial/Industrial | Restaurants | New | HVAC tune-up | 0.72404 | 1.0671 | 13.9911 | 0.053199 | 0.0096843 | 267.9572 | TRC score less than one | Commercial/Industrial | Miscellaneous | Existing | Wall Insulation | 1.7475 | 0.92729 | 4.9128 | 3.8635e-05 | 0.00087092 | 1.9307 | RIM/PCT less than one | Commercial/Industrial | Restaurants | Existing | HVAC tune-up | 0.72404 | 1.0671 | 13.9911 | 0.053199 | 0.0096843 | 267.9572 | TRC/PCT less than one
Commercial/Industrial | College and University | New | HVAC tune-up | 0.63805 | 0.907 | -1.9262 | 0.069331 | 0.023434 | 183.4457 | RIM score less than one | Commercial/Industrial | Grocery | Existing | Energy Recovery Ventilation System (ERV) | 0.72072 | 0.96325 | -12339.6274 | 17.4579 | 14.8851 | 9701.2996 | TRC score less than one | Commercial/Industrial | Offices | Existing | Wall Insulation | 1.7475 | 0.92729 | 4.9128 | 3.8635e-05 | 0.00087092 | 1.9307 | RIM/PCT less than one | Commercial/Industrial | Restaurants | New | HVAC tune-up | 0.72404 | 1.0671 | 13.9911 | 0.053199 | 0.0096843 | 267.9572 | TRC/PCT less than one
Commercial/Industrial | Healthcare | New | HVAC tune-up | 1.1944 | 0.91172 | 130.4728 | 0.12637 | 0.015344 | 359.8065 | RIM score less than one | Commercial/Industrial | Grocery | New | Energy Recovery Ventilation System (ERV) | 0.72072 | 0.96325 | -12339.6274 | 17.4579 | 14.8851 | 9701.2996 | TRC score less than one | Commercial/Industrial | Assembly | Existing | Wall Insulation | 1.7697 | 0.92538 | 5.0254 | 3.9206e-05 | 0.00088379 | 1.9593 | RIM/PCT less than one | Commercial/Industrial | Grocery | Existing | Energy Recovery Ventilation System (ERV) | 0.72072 | 0.96325 | -12339.6274 | 17.4579 | 14.8851 | 9701.2996 | TRC/PCT less than one
Commercial/Industrial | Hospitals | New | HVAC tune-up | 1.1853 | 0.90691 | 125.6033 | 0.12881 | 0.043539 | 340.8294 | RIM score less than one | Commercial/Industrial | College and University | Turnover | Refrigerated Display Case LED Lighting | 0.70664 | 1.3292 | -6.8212 | 0.020873 | 0.017484 | 160.9897 | TRC score less than one | Commercial/Industrial | Schools K-12 | Existing | Wall Insulation | 1.7925 | 0.92348 | 5.1409 | 3.9792e-05 | 0.000897 | 1.9886 | RIM/PCT less than one | Commercial/Industrial | Grocery | New | Energy Recovery Ventilation System (ERV) | 0.72072 | 0.96325 | -12339.6274 | 17.4579 | 14.8851 | 9701.2996 | TRC/PCT less than one
Commercial/Industrial | Lodging/Hospitality | New | HVAC tune-up | 0.90671 | 0.91174 | 62.7805 | 0.095936 | 0.011648 | 273.1443 | RIM score less than one | Commercial/Industrial | Healthcare | Turnover | Refrigerated Display Case LED Lighting | 0.70664 | 1.3292 | -6.8212 | 0.020873 | 0.017484 | 160.9897 | TRC score less than one | Commercial/Industrial | Hospitals | Turnover | Heat Pump Water Heater | 3.7915 | 0.91758 | 231043.9732 | 9.4291 | 51.0065 | 177271.556 | RIM/PCT less than one | Commercial/Industrial | College and University | Turnover | Refrigerated Display Case LED Lighting | 0.70664 | 1.3292 | -6.8212 | 0.020873 | 0.017484 | 160.9897 | TRC/PCT less than one
Commercial/Industrial | College and University | Existing | HVAC tune-up_RTU | 0.45409 | 0.90724 | -298.7581 | 0.32885 | 0.11115 | 870.122 | RIM score less than one | Commercial/Industrial | Hospitals | Turnover | Refrigerated Display Case LED Lighting | 0.70664 | 1.3292 | -6.8212 | 0.020873 | 0.017484 | 160.9897 | TRC score less than one | Commercial/Industrial | Hospitals | New | Heat Pump Water Heater | 3.7915 | 0.91758 | 231043.9732 | 9.4291 | 51.0065 | 177271.556 | RIM/PCT less than one | Commercial/Industrial | Healthcare | Turnover | Refrigerated Display Case LED Lighting | 0.70664 | 1.3292 | -6.8212 | 0.020873 | 0.017484 | 160.9897 | TRC/PCT less than one
Commercial/Industrial | Healthcare | Existing | HVAC tune-up_RTU | 0.84995 | 0.91191 | 329.2385 | 0.59942 | 0.072781 | 1706.6392 | RIM score less than one | Commercial/Industrial | Lodging/Hospitality | Turnover | Refrigerated Display Case LED Lighting | 0.70664 | 1.3292 | -6.8212 | 0.020873 | 0.017484 | 160.9897 | TRC score less than one | Commercial/Industrial | College and University | Turnover | Heat Pump Water Heater | 3.2431 | 0.91758 | 127579.419 | 5.3769 | 29.0863 | 101088.7385 | RIM/PCT less than one | Commercial/Industrial | Hospitals | Turnover | Refrigerated Display Case LED Lighting | 0.70664 | 1.3292 | -6.8212 | 0.020873 | 0.017484 | 160.9897 | TRC/PCT less than one
Commercial/Industrial | Hospitals | Existing | HVAC tune-up_RTU | 0.84355 | 0.90712 | 306.1415 | 0.61098 | 0.20652 | 1616.6266 | RIM score less than one | Commercial/Industrial | Restaurants | Turnover | Refrigerated Display Case LED Lighting | 0.70664 | 1.3292 | -6.8212 | 0.020873 | 0.017484 | 160.9897 | TRC score less than one | Commercial/Industrial | College and University | New | Heat Pump Water Heater | 3.2431 | 0.91758 | 127579.419 | 5.3769 | 29.0863 | 101088.7385 | RIM/PCT less than one | Commercial/Industrial | Lodging/Hospitality | Turnover | Refrigerated Display Case LED Lighting | 0.70664 | 1.3292 | -6.8212 | 0.020873 | 0.017484 | 160.9897 | TRC/PCT less than one
Commercial/Industrial | Lodging/Hospitality | Existing | HVAC tune-up_RTU | 0.64519 | 0.91186 | 8.1593 | 0.45505 | 0.055251 | 1295.5816 | RIM score less than one | Commercial/Industrial | Schools K-12 | Turnover | Refrigerated Display Case LED Lighting | 0.70664 | 1.3292 | -6.8212 | 0.020873 | 0.017484 | 160.9897 | TRC score less than one | Commercial/Industrial | Assembly | Existing | Low-Flow Pre-Rinse Sprayers | 1.6636 | 0.91638 | 961.3143 | 0.20853 | 0.54512 | 2261.9741 | RIM/PCT less than one | Commercial/Industrial | Restaurants | Turnover | Refrigerated Display Case LED Lighting | 0.70664 | 1.3292 | -6.8212 | 0.020873 | 0.017484 | 160.9897 | TRC/PCT less than one
Commercial/Industrial | College and University | New | HVAC tune-up_RTU | 0.45409 | 0.90724 | -298.7581 | 0.32885 | 0.11115 | 870.122 | RIM score less than one | Commercial/Industrial | Institutional | Existing | Programmable Thermostat | 0.70453 | 1.7604 | -70.5374 | 0.099841 | -1.3816 | 8408.4813 | TRC score less than one | Commercial/Industrial | College and University | Existing | Low-Flow Pre-Rinse Sprayers | 1.6636 | 0.91638 | 961.3143 | 0.20853 | 0.54512 | 2261.9741 | RIM/PCT less than one | Commercial/Industrial | Schools K-12 | Turnover | Refrigerated Display Case LED Lighting | 0.70664 | 1.3292 | -6.8212 | 0.020873 | 0.017484 | 160.9897 | TRC/PCT less than one
Commercial/Industrial | Healthcare | New | HVAC tune-up_RTU | 0.84995 | 0.91191 | 329.2385 | 0.59942 | 0.072781 | 1706.6392 | RIM score less than one | Commercial/Industrial | Institutional | New | Programmable Thermostat | 0.70453 | 1.7604 | -70.5374 | 0.099841 | -1.3816 | 8408.4813 | TRC score less than one | Commercial/Industrial | Grocery | Existing | Low-Flow Pre-Rinse Sprayers | 1.6636 | 0.91638 | 961.3143 | 0.20853 | 0.54512 | 2261.9741 | RIM/PCT less than one | Commercial/Industrial | Institutional | Existing | Programmable Thermostat | 0.70453 | 1.7604 | -70.5374 | 0.099841 | -1.3816 | 8408.4813 | TRC/PCT less than one
Commercial/Industrial | Hospitals | New | HVAC tune-up_RTU | 0.84355 | 0.90712 | 306.1415 | 0.61098 | 0.20652 | 1616.6266 | RIM score less than one | Commercial/Industrial | College and University | Existing | Interior Lighting Controls | 0.70109 | 1.8228 | -18.9288 | 0 | 0 | 617.12 | TRC score less than one | Commercial/Industrial | Healthcare | Existing | Low-Flow Pre-Rinse Sprayers | 1.6636 | 0.91638 | 961.3143 | 0.20853 | 0.54512 | 2261.9741 | RIM/PCT less than one | Commercial/Industrial | Institutional | New | Programmable Thermostat | 0.70453 | 1.7604 | -70.5374 | 0.099841 | -1.3816 | 8408.4813 | TRC/PCT less than one
Commercial/Industrial | Lodging/Hospitality | New | HVAC tune-up_RTU | 0.64519 | 0.91186 | 8.1593 | 0.45505 | 0.055251 | 1295.5816 | RIM score less than one | Commercial/Industrial | Miscellaneous | Existing | Interior Lighting Controls | 0.70109 | 1.8228 | -18.9288 | 0 | 0 | 617.12 | TRC score less than one | Commercial/Industrial | Hospitals | Existing | Low-Flow Pre-Rinse Sprayers | 1.6636 | 0.91638 | 961.3143 | 0.20853 | 0.54512 | 2261.9741 | RIM/PCT less than one | Commercial/Industrial | College and University | Existing | Interior Lighting Controls | 0.70109 | 1.8228 | -18.9288 | 0 | 0 | 617.12 | TRC/PCT less than one
Commercial/Industrial | Assembly | Existing | Infiltration Reduction - Air Sealing | 0.052655 | 0.57702 | -0.66252 | 7.4994e-06 | 2.2269e-05 | 0.033904 | RIM score less than one | Commercial/Industrial | College and University | New | Interior Lighting Controls | 0.70109 | 1.8228 | -18.9288 | 0 | 0 | 617.12 | TRC score less than one | Commercial/Industrial | Institutional | Existing | Low-Flow Pre-Rinse Sprayers | 1.6636 | 0.91638 | 961.3143 | 0.20853 | 0.54512 | 2261.9741 | RIM/PCT less than one | Commercial/Industrial | Miscellaneous | Existing | Interior Lighting Controls | 0.70109 | 1.8228 | -18.9288 | 0 | 0 | 617.12 | TRC/PCT less than one
Commercial/Industrial | College and University | Existing | Infiltration Reduction - Air Sealing | 0.025721 | 0.57702 | -0.708 | 3.6634e-06 | 1.0878e-05 | 0.016562 | RIM score less than one | Commercial/Industrial | Miscellaneous | New | Interior Lighting Controls | 0.70109 | 1.8228 | -18.9288 | 0 | 0 | 617.12 | TRC score less than one | Commercial/Industrial | Miscellaneous | Existing | Low-Flow Pre-Rinse Sprayers | 1.6636 | 0.91638 | 961.3143 | 0.20853 | 0.54512 | 2261.9741 | RIM/PCT less than one | Commercial/Industrial | College and University | New | Interior Lighting Controls | 0.70109 | 1.8228 | -18.9288 | 0 | 0 | 617.12 | TRC/PCT less than one
Commercial/Industrial | Grocery | Existing | Infiltration Reduction - Air Sealing | 0.17906 | 0.57702 | -0.44906 | 2.5502e-05 | 7.5728e-05 | 0.11529 | RIM score less than one | Commercial/Industrial | Retail | Existing | Dedicated Outdoor Air System on VRF unit | 0.69726 | 1.2992 | -456.4652 | 0.31922 | 0.32265 | 1049.061 | TRC score less than one | Commercial/Industrial | Offices | Existing | Low-Flow Pre-Rinse Sprayers | 1.6636 | 0.91638 | 961.3143 | 0.20853 | 0.54512 | 2261.9741 | RIM/PCT less than one | Commercial/Industrial | Miscellaneous | New | Interior Lighting Controls | 0.70109 | 1.8228 | -18.9288 | 0 | 0 | 617.12 | TRC/PCT less than one
Commercial/Industrial | Healthcare | Existing | Infiltration Reduction - Air Sealing | 0.049894 | 0.57702 | -0.66718 | 7.1062e-06 | 2.1101e-05 | 0.032126 | RIM score less than one | Commercial/Industrial | Retail | New | Dedicated Outdoor Air System on VRF unit | 0.69726 | 1.2992 | -456.4652 | 0.31922 | 0.32265 | 1049.061 | TRC score less than one | Commercial/Industrial | Retail | Existing | Low-Flow Pre-Rinse Sprayers | 1.6636 | 0.91638 | 961.3143 | 0.20853 | 0.54512 | 2261.9741 | RIM/PCT less than one | Commercial/Industrial | Retail | Existing | Dedicated Outdoor Air System on VRF unit | 0.69726 | 1.2992 | -456.4652 | 0.31922 | 0.32265 | 1049.061 | TRC/PCT less than one
Commercial/Industrial | Hospitals | Existing | Infiltration Reduction - Air Sealing | 0.025809 | 0.57702 | -0.70785 | 3.6759e-06 | 1.0915e-05 | 0.016618 | RIM score less than one | Commercial/Industrial | Assembly | Existing | Bi-Level Lighting Control (Exterior) | 0.69563 | 1.8689 | -69.1245 | 0 | 0 | 1357.8 | TRC score less than one | Commercial/Industrial | Warehouse | Existing | Low-Flow Pre-Rinse Sprayers | 1.6636 | 0.91638 | 961.3143 | 0.20853 | 0.54512 | 2261.9741 | RIM/PCT less than one | Commercial/Industrial | Retail | New | Dedicated Outdoor Air System on VRF unit | 0.69726 | 1.2992 | -456.4652 | 0.31922 | 0.32265 | 1049.061 | TRC/PCT less than one
Commercial/Industrial | Institutional | Existing | Infiltration Reduction - Air Sealing | 0.16102 | 0.57702 | -0.47951 | 2.2934e-05 | 6.8102e-05 | 0.10368 | RIM score less than one | Commercial/Industrial | College and University | Existing | Bi-Level Lighting Control (Exterior) | 0.69563 | 1.8689 | -69.1245 | 0 | 0 | 1357.8 | TRC score less than one | Commercial/Industrial | Assembly | New | Low-Flow Pre-Rinse Sprayers | 1.6636 | 0.91638 | 961.3143 | 0.20853 | 0.54512 | 2261.9741 | RIM/PCT less than one | Commercial/Industrial | Assembly | Existing | Bi-Level Lighting Control (Exterior) | 0.69563 | 1.8689 | -69.1245 | 0 | 0 | 1357.8 | TRC/PCT less than one
Commercial/Industrial | Lodging/Hospitality | Existing | Infiltration Reduction - Air Sealing | 0.12113 | 0.57702 | -0.54687 | 1.7253e-05 | 5.1231e-05 | 0.077996 | RIM score less than one | Commercial/Industrial | Grocery | Existing | Bi-Level Lighting Control (Exterior) | 0.69563 | 1.8689 | -69.1245 | 0 | 0 | 1357.8 | TRC score less than one | Commercial/Industrial | College and University | New | Low-Flow Pre-Rinse Sprayers | 1.6636 | 0.91638 | 961.3143 | 0.20853 | 0.54512 | 2261.9741 | RIM/PCT less than one | Commercial/Industrial | College and University | Existing | Bi-Level Lighting Control (Exterior) | 0.69563 | 1.8689 | -69.1245 | 0 | 0 | 1357.8 | TRC/PCT less than one
Commercial/Industrial | Miscellaneous | Existing | Infiltration Reduction - Air Sealing | 0.032186 | 0.57702 | -0.69708 | 4.5842e-06 | 1.3612e-05 | 0.020724 | RIM score less than one | Commercial/Industrial | Healthcare | Existing | Bi-Level Lighting Control (Exterior) | 0.69563 | 1.8689 | -69.1245 | 0 | 0 | 1357.8 | TRC score less than one | Commercial/Industrial | Grocery | New | Low-Flow Pre-Rinse Sprayers | 1.6636 | 0.91638 | 961.3143 | 0.20853 | 0.54512 | 2261.9741 | RIM/PCT less than one | Commercial/Industrial | Grocery | Existing | Bi-Level Lighting Control (Exterior) | 0.69563 | 1.8689 | -69.1245 | 0 | 0 | 1357.8 | TRC/PCT less than one
Commercial/Industrial | Offices | Existing | Infiltration Reduction - Air Sealing | 0.23368 | 0.57702 | -0.3568 | 3.3283e-05 | 9.8832e-05 | 0.15047 | RIM score less than one | Commercial/Industrial | Hospitals | Existing | Bi-Level Lighting Control (Exterior) | 0.69563 | 1.8689 | -69.1245 | 0 | 0 | 1357.8 | TRC score less than one | Commercial/Industrial | Healthcare | New | Low-Flow Pre-Rinse Sprayers | 1.6636 | 0.91638 | 961.3143 | 0.20853 | 0.54512 | 2261.9741 | RIM/PCT less than one | Commercial/Industrial | Healthcare | Existing | Bi-Level Lighting Control (Exterior) | 0.69563 | 1.8689 | -69.1245 | 0 | 0 | 1357.8 | TRC/PCT less than one
Commercial/Industrial | Restaurants | Existing | Infiltration Reduction - Air Sealing | 0.17374 | 0.57702 | -0.45803 | 2.4745e-05 | 7.348e-05 | 0.11187 | RIM score less than one | Commercial/Industrial | Institutional | Existing | Bi-Level Lighting Control (Exterior) | 0.69563 | 1.8689 | -69.1245 | 0 | 0 | 1357.8 | TRC score less than one | Commercial/Industrial | Hospitals | New | Low-Flow Pre-Rinse Sprayers | 1.6636 | 0.91638 | 961.3143 | 0.20853 | 0.54512 | 2261.9741 | RIM/PCT less than one | Commercial/Industrial | Hospitals | Existing | Bi-Level Lighting Control (Exterior) | 0.69563 | 1.8689 | -69.1245 | 0 | 0 | 1357.8 | TRC/PCT less than one
Commercial/Industrial | Retail | Existing | Infiltration Reduction - Air Sealing | 0.075897 | 0.57702 | -0.62327 | 1.081e-05 | 3.2099e-05 | 0.048869 | RIM score less than one | Commercial/Industrial | Lodging/Hospitality | Existing | Bi-Level Lighting Control (Exterior) | 0.69563 | 1.8689 | -69.1245 | 0 | 0 | 1357.8 | TRC score less than one | Commercial/Industrial | Institutional | New | Low-Flow Pre-Rinse Sprayers | 1.6636 | 0.91638 | 961.3143 | 0.20853 | 0.54512 | 2261.9741 | RIM/PCT less than one | Commercial/Industrial | Institutional | Existing | Bi-Level Lighting Control (Exterior) | 0.69563 | 1.8689 | -69.1245 | 0 | 0 | 1357.8 | TRC/PCT less than one
Commercial/Industrial | Schools K-12 | Existing | Infiltration Reduction - Air Sealing | 0.017333 | 0.57702 | -0.72216 | 2.4687e-06 | 7.3307e-06 | 0.011161 | RIM score less than one | Commercial/Industrial | Miscellaneous | Existing | Bi-Level Lighting Control (Exterior) | 0.69563 | 1.8689 | -69.1245 | 0 | 0 | 1357.8 | TRC score less than one | Commercial/Industrial | Miscellaneous | New | Low-Flow Pre-Rinse Sprayers | 1.6636 | 0.91638 | 961.3143 | 0.20853 | 0.54512 | 2261.9741 | RIM/PCT less than one | Commercial/Industrial | Lodging/Hospitality | Existing | Bi-Level Lighting Control (Exterior) | 0.69563 | 1.8689 | -69.1245 | 0 | 0 | 1357.8 | TRC/PCT less than one
Commercial/Industrial | Warehouse | Existing | Infiltration Reduction - Air Sealing | 0.04793 | 0.57702 | -0.67049 | 6.8266e-06 | 2.0271e-05 | 0.030862 | RIM score less than one | Commercial/Industrial | Offices | Existing | Bi-Level Lighting Control (Exterior) | 0.69563 | 1.8689 | -69.1245 | 0 | 0 | 1357.8 | TRC score less than one | Commercial/Industrial | Offices | New | Low-Flow Pre-Rinse Sprayers | 1.6636 | 0.91638 | 961.3143 | 0.20853 | 0.54512 | 2261.9741 | RIM/PCT less than one | Commercial/Industrial | Miscellaneous | Existing | Bi-Level Lighting Control (Exterior) | 0.69563 | 1.8689 | -69.1245 | 0 | 0 | 1357.8 | TRC/PCT less than one
Commercial/Industrial | Assembly | New | Infiltration Reduction - Air Sealing | 0.051846 | 0.57702 | -0.66388 | 7.3843e-06 | 2.1927e-05 | 0.033383 | RIM score less than one | Commercial/Industrial | Restaurants | Existing | Bi-Level Lighting Control (Exterior) | 0.69563 | 1.8689 | -69.1245 | 0 | 0 | 1357.8 | TRC score less than one | Commercial/Industrial | Retail | New | Low-Flow Pre-Rinse Sprayers | 1.6636 | 0.91638 | 961.3143 | 0.20853 | 0.54512 | 2261.9741 | RIM/PCT less than one | Commercial/Industrial | Offices | Existing | Bi-Level Lighting Control (Exterior) | 0.69563 | 1.8689 | -69.1245 | 0 | 0 | 1357.8 | TRC/PCT less than one
Commercial/Industrial | College and University | New | Infiltration Reduction - Air Sealing | 0.025326 | 0.57702 | -0.70867 | 3.6071e-06 | 1.0711e-05 | 0.016307 | RIM score less than one | Commercial/Industrial | Retail | Existing | Bi-Level Lighting Control (Exterior) | 0.69563 | 1.8689 | -69.1245 | 0 | 0 | 1357.8 | TRC score less than one | Commercial/Industrial | Warehouse | New | Low-Flow Pre-Rinse Sprayers | 1.6636 | 0.91638 | 961.3143 | 0.20853 | 0.54512 | 2261.9741 | RIM/PCT less than one | Commercial/Industrial | Restaurants | Existing | Bi-Level Lighting Control (Exterior) | 0.69563 | 1.8689 | -69.1245 | 0 | 0 | 1357.8 | TRC/PCT less than one
Commercial/Industrial | Grocery | New | Infiltration Reduction - Air Sealing | 0.17631 | 0.57702 | -0.4537 | 2.5111e-05 | 7.4565e-05 | 0.11352 | RIM score less than one | Commercial/Industrial | Schools K-12 | Existing | Bi-Level Lighting Control (Exterior) | 0.69563 | 1.8689 | -69.1245 | 0 | 0 | 1357.8 | TRC score less than one | Commercial/Industrial | Schools K-12 | Existing | Low-Flow Pre-Rinse Sprayers | 1.6634 | 0.91627 | 480.6571 | 0.10427 | 0.27256 | 1130.987 | RIM/PCT less than one | Commercial/Industrial | Retail | Existing | Bi-Level Lighting Control (Exterior) | 0.69563 | 1.8689 | -69.1245 | 0 | 0 | 1357.8 | TRC/PCT less than one
Commercial/Industrial | Healthcare | New | Infiltration Reduction - Air Sealing | 0.049128 | 0.57702 | -0.66847 | 6.9971e-06 | 2.0778e-05 | 0.031633 | RIM score less than one | Commercial/Industrial | Warehouse | Existing | Bi-Level Lighting Control (Exterior) | 0.69563 | 1.8689 | -69.1245 | 0 | 0 | 1357.8 | TRC score less than one | Commercial/Industrial | Schools K-12 | New | Low-Flow Pre-Rinse Sprayers | 1.6634 | 0.91627 | 480.6571 | 0.10427 | 0.27256 | 1130.987 | RIM/PCT less than one | Commercial/Industrial | Schools K-12 | Existing | Bi-Level Lighting Control (Exterior) | 0.69563 | 1.8689 | -69.1245 | 0 | 0 | 1357.8 | TRC/PCT less than one
Commercial/Industrial | Hospitals | New | Infiltration Reduction - Air Sealing | 0.025413 | 0.57702 | -0.70852 | 3.6195e-06 | 1.0748e-05 | 0.016363 | RIM score less than one | Commercial/Industrial | Assembly | New | Bi-Level Lighting Control (Exterior) | 0.69563 | 1.8689 | -69.1245 | 0 | 0 | 1357.8 | TRC score less than one | Commercial/Industrial | Healthcare | Existing | HVAC tune-up_RTU | 0.84995 | 0.91191 | 329.2385 | 0.59942 | 0.072781 | 1706.6392 | RIM/PCT less than one | Commercial/Industrial | Warehouse | Existing | Bi-Level Lighting Control (Exterior) | 0.69563 | 1.8689 | -69.1245 | 0 | 0 | 1357.8 | TRC/PCT less than one
Commercial/Industrial | Institutional | New | Infiltration Reduction - Air Sealing | 0.15855 | 0.57702 | -0.48368 | 2.2582e-05 | 6.7056e-05 | 0.10209 | RIM score less than one | Commercial/Industrial | College and University | New | Bi-Level Lighting Control (Exterior) | 0.69563 | 1.8689 | -69.1245 | 0 | 0 | 1357.8 | TRC score less than one | Commercial/Industrial | Healthcare | New | HVAC tune-up_RTU | 0.84995 | 0.91191 | 329.2385 | 0.59942 | 0.072781 | 1706.6392 | RIM/PCT less than one | Commercial/Industrial | Assembly | New | Bi-Level Lighting Control (Exterior) | 0.69563 | 1.8689 | -69.1245 | 0 | 0 | 1357.8 | TRC/PCT less than one
Commercial/Industrial | Lodging/Hospitality | New | Infiltration Reduction - Air Sealing | 0.11927 | 0.57702 | -0.55001 | 1.6988e-05 | 5.0444e-05 | 0.076799 | RIM score less than one | Commercial/Industrial | Grocery | New | Bi-Level Lighting Control (Exterior) | 0.69563 | 1.8689 | -69.1245 | 0 | 0 | 1357.8 | TRC score less than one | Commercial/Industrial | Lodging/Hospitality | Existing | HVAC tune-up_RTU | 0.64519 | 0.91186 | 8.1593 | 0.45505 | 0.055251 | 1295.5816 | RIM/PCT less than one | Commercial/Industrial | College and University | New | Bi-Level Lighting Control (Exterior) | 0.69563 | 1.8689 | -69.1245 | 0 | 0 | 1357.8 | TRC/PCT less than one
Commercial/Industrial | Miscellaneous | New | Infiltration Reduction - Air Sealing | 0.031692 | 0.57702 | -0.69792 | 4.5138e-06 | 1.3404e-05 | 0.020406 | RIM score less than one | Commercial/Industrial | Healthcare | New | Bi-Level Lighting Control (Exterior) | 0.69563 | 1.8689 | -69.1245 | 0 | 0 | 1357.8 | TRC score less than one | Commercial/Industrial | Lodging/Hospitality | New | HVAC tune-up_RTU | 0.64519 | 0.91186 | 8.1593 | 0.45505 | 0.055251 | 1295.5816 | RIM/PCT less than one | Commercial/Industrial | Grocery | New | Bi-Level Lighting Control (Exterior) | 0.69563 | 1.8689 | -69.1245 | 0 | 0 | 1357.8 | TRC/PCT less than one
Commercial/Industrial | Offices | New | Infiltration Reduction - Air Sealing | 0.2301 | 0.57702 | -0.36286 | 3.2772e-05 | 9.7315e-05 | 0.14816 | RIM score less than one | Commercial/Industrial | Hospitals | New | Bi-Level Lighting Control (Exterior) | 0.69563 | 1.8689 | -69.1245 | 0 | 0 | 1357.8 | TRC score less than one | Commercial/Industrial | Lodging/Hospitality | Existing | HVAC tune-up | 0.90671 | 0.91174 | 62.7805 | 0.095936 | 0.011648 | 273.1443 | RIM/PCT less than one | Commercial/Industrial | Healthcare | New | Bi-Level Lighting Control (Exterior) | 0.69563 | 1.8689 | -69.1245 | 0 | 0 | 1357.8 | TRC/PCT less than one
Commercial/Industrial | Restaurants | New | Infiltration Reduction - Air Sealing | 0.17107 | 0.57702 | -0.46254 | 2.4365e-05 | 7.2352e-05 | 0.11015 | RIM score less than one | Commercial/Industrial | Institutional | New | Bi-Level Lighting Control (Exterior) | 0.69563 | 1.8689 | -69.1245 | 0 | 0 | 1357.8 | TRC score less than one | Commercial/Industrial | Lodging/Hospitality | New | HVAC tune-up | 0.90671 | 0.91174 | 62.7805 | 0.095936 | 0.011648 | 273.1443 | RIM/PCT less than one | Commercial/Industrial | Hospitals | New | Bi-Level Lighting Control (Exterior) | 0.69563 | 1.8689 | -69.1245 | 0 | 0 | 1357.8 | TRC/PCT less than one
Commercial/Industrial | Retail | New | Infiltration Reduction - Air Sealing | 0.074732 | 0.57702 | -0.62523 | 1.0644e-05 | 3.1606e-05 | 0.048119 | RIM score less than one | Commercial/Industrial | Lodging/Hospitality | New | Bi-Level Lighting Control (Exterior) | 0.69563 | 1.8689 | -69.1245 | 0 | 0 | 1357.8 | TRC score less than one | Commercial/Industrial | Healthcare | Existing | HVAC tune-up | 1.1944 | 0.91172 | 130.4728 | 0.12637 | 0.015344 | 359.8065 | RIM/PCT less than one | Commercial/Industrial | Institutional | New | Bi-Level Lighting Control (Exterior) | 0.69563 | 1.8689 | -69.1245 | 0 | 0 | 1357.8 | TRC/PCT less than one
Commercial/Industrial | Schools K-12 | New | Infiltration Reduction - Air Sealing | 0.017067 | 0.57702 | -0.72261 | 2.4308e-06 | 7.2182e-06 | 0.010989 | RIM score less than one | Commercial/Industrial | Miscellaneous | New | Bi-Level Lighting Control (Exterior) | 0.69563 | 1.8689 | -69.1245 | 0 | 0 | 1357.8 | TRC score less than one | Commercial/Industrial | Healthcare | New | HVAC tune-up | 1.1944 | 0.91172 | 130.4728 | 0.12637 | 0.015344 | 359.8065 | RIM/PCT less than one | Commercial/Industrial | Lodging/Hospitality | New | Bi-Level Lighting Control (Exterior) | 0.69563 | 1.8689 | -69.1245 | 0 | 0 | 1357.8 | TRC/PCT less than one
Commercial/Industrial | Warehouse | New | Infiltration Reduction - Air Sealing | 0.047195 | 0.57702 | -0.67174 | 6.7218e-06 | 1.996e-05 | 0.030388 | RIM score less than one | Commercial/Industrial | Offices | New | Bi-Level Lighting Control (Exterior) | 0.69563 | 1.8689 | -69.1245 | 0 | 0 | 1357.8 | TRC score less than one | Commercial/Industrial | College and University | Existing | HVAC tune-up_RTU | 0.45409 | 0.90724 | -298.7581 | 0.32885 | 0.11115 | 870.122 | RIM/PCT less than one | Commercial/Industrial | Miscellaneous | New | Bi-Level Lighting Control (Exterior) | 0.69563 | 1.8689 | -69.1245 | 0 | 0 | 1357.8 | TRC/PCT less than one
Commercial/Industrial | Lodging/Hospitality | Existing | Programmable Thermostat | 1.5152 | 0.3785 | 44834.6841 | -0.22094 | 20.6086 | 6897.6783 | RIM score less than one | Commercial/Industrial | Restaurants | New | Bi-Level Lighting Control (Exterior) | 0.69563 | 1.8689 | -69.1245 | 0 | 0 | 1357.8 | TRC score less than one | Commercial/Industrial | College and University | New | HVAC tune-up_RTU | 0.45409 | 0.90724 | -298.7581 | 0.32885 | 0.11115 | 870.122 | RIM/PCT less than one | Commercial/Industrial | Offices | New | Bi-Level Lighting Control (Exterior) | 0.69563 | 1.8689 | -69.1245 | 0 | 0 | 1357.8 | TRC/PCT less than one
Commercial/Industrial | Lodging/Hospitality | New | Programmable Thermostat | 1.5152 | 0.3785 | 44834.6841 | -0.22094 | 20.6086 | 6897.6783 | RIM score less than one | Commercial/Industrial | Retail | New | Bi-Level Lighting Control (Exterior) | 0.69563 | 1.8689 | -69.1245 | 0 | 0 | 1357.8 | TRC score less than one | Commercial/Industrial | Hospitals | Existing | HVAC tune-up_RTU | 0.84355 | 0.90712 | 306.1415 | 0.61098 | 0.20652 | 1616.6266 | RIM/PCT less than one | Commercial/Industrial | Restaurants | New | Bi-Level Lighting Control (Exterior) | 0.69563 | 1.8689 | -69.1245 | 0 | 0 | 1357.8 | TRC/PCT less than one
Commercial/Industrial | Assembly | Existing | Roof Insulation | 0.28603 | 0.7964 | -0.90264 | 5.3158e-06 | 0.00011983 | 0.26565 | RIM score less than one | Commercial/Industrial | Schools K-12 | New | Bi-Level Lighting Control (Exterior) | 0.69563 | 1.8689 | -69.1245 | 0 | 0 | 1357.8 | TRC score less than one | Commercial/Industrial | Hospitals | New | HVAC tune-up_RTU | 0.84355 | 0.90712 | 306.1415 | 0.61098 | 0.20652 | 1616.6266 | RIM/PCT less than one | Commercial/Industrial | Retail | New | Bi-Level Lighting Control (Exterior) | 0.69563 | 1.8689 | -69.1245 | 0 | 0 | 1357.8 | TRC/PCT less than one
Commercial/Industrial | College and University | Existing | Roof Insulation | 0.31585 | 0.9379 | -0.94633 | 0.00010987 | 6.4716e-05 | 0.26565 | RIM score less than one | Commercial/Industrial | Warehouse | New | Bi-Level Lighting Control (Exterior) | 0.69563 | 1.8689 | -69.1245 | 0 | 0 | 1357.8 | TRC score less than one | Commercial/Industrial | College and University | Existing | HVAC tune-up | 0.63805 | 0.907 | -1.9262 | 0.069331 | 0.023434 | 183.4457 | RIM/PCT less than one | Commercial/Industrial | Schools K-12 | New | Bi-Level Lighting Control (Exterior) | 0.69563 | 1.8689 | -69.1245 | 0 | 0 | 1357.8 | TRC/PCT less than one
Commercial/Industrial | Grocery | Existing | Roof Insulation | 0.30585 | 0.83 | -0.88444 | 5.4212e-05 | 0.00012398 | 0.26565 | RIM score less than one | Commercial/Industrial | College and University | New | High Speed Fans | 0.69487 | 1.2965 | -18.4359 | 0.065938 | 0.055231 | 508.5618 | TRC score less than one | Commercial/Industrial | College and University | New | HVAC tune-up | 0.63805 | 0.907 | -1.9262 | 0.069331 | 0.023434 | 183.4457 | RIM/PCT less than one | Commercial/Industrial | Warehouse | New | Bi-Level Lighting Control (Exterior) | 0.69563 | 1.8689 | -69.1245 | 0 | 0 | 1357.8 | TRC/PCT less than one
Commercial/Industrial | Healthcare | Existing | Roof Insulation | 0.28603 | 0.7964 | -0.90264 | 5.3158e-06 | 0.00011983 | 0.26565 | RIM score less than one | Commercial/Industrial | Healthcare | New | High Speed Fans | 0.69487 | 1.2965 | -18.4359 | 0.065938 | 0.055231 | 508.5618 | TRC score less than one | Commercial/Industrial | Hospitals | Existing | HVAC tune-up | 1.1853 | 0.90691 | 125.6033 | 0.12881 | 0.043539 | 340.8294 | RIM/PCT less than one | Commercial/Industrial | College and University | Turnover | High Speed Fans | 0.69487 | 1.2965 | -18.4359 | 0.065938 | 0.055231 | 508.5618 | TRC/PCT less than one
Commercial/Industrial | Hospitals | Existing | Roof Insulation | 0.31585 | 0.9379 | -0.94633 | 0.00010987 | 6.4716e-05 | 0.26565 | RIM score less than one | Commercial/Industrial | Hospitals | New | High Speed Fans | 0.69487 | 1.2965 | -18.4359 | 0.065938 | 0.055231 | 508.5618 | TRC score less than one | Commercial/Industrial | Hospitals | New | HVAC tune-up | 1.1853 | 0.90691 | 125.6033 | 0.12881 | 0.043539 | 340.8294 | RIM/PCT less than one | Commercial/Industrial | Healthcare | Turnover | High Speed Fans | 0.69487 | 1.2965 | -18.4359 | 0.065938 | 0.055231 | 508.5618 | TRC/PCT less than one
Commercial/Industrial | Institutional | Existing | Roof Insulation | 0.28603 | 0.7964 | -0.90264 | 5.3158e-06 | 0.00011983 | 0.26565 | RIM score less than one | Commercial/Industrial | Lodging/Hospitality | New | High Speed Fans | 0.69487 | 1.2965 | -18.4359 | 0.065938 | 0.055231 | 508.5618 | TRC score less than one | Commercial/Industrial | Miscellaneous | New | Window Sun Protection | 0.088987 | 0.90411 | -870.8291 | 0.033355 | -0.024458 | 63.479 | RIM/PCT less than one | Commercial/Industrial | Hospitals | Turnover | High Speed Fans | 0.69487 | 1.2965 | -18.4359 | 0.065938 | 0.055231 | 508.5618 | TRC/PCT less than one
Commercial/Industrial | Lodging/Hospitality | Existing | Roof Insulation | 0.31585 | 0.9379 | -0.94633 | 0.00010987 | 6.4716e-05 | 0.26565 | RIM score less than one | Commercial/Industrial | Restaurants | New | High Speed Fans | 0.69487 | 1.2965 | -18.4359 | 0.065938 | 0.055231 | 508.5618 | TRC score less than one | Commercial/Industrial | Warehouse | New | Window Sun Protection | 0.088987 | 0.90411 | -870.8291 | 0.033355 | -0.024458 | 63.479 | RIM/PCT less than one | Commercial/Industrial | Lodging/Hospitality | Turnover | High Speed Fans | 0.69487 | 1.2965 | -18.4359 | 0.065938 | 0.055231 | 508.5618 | TRC/PCT less than one
Commercial/Industrial | Miscellaneous | Existing | Roof Insulation | 0.28603 | 0.7964 | -0.90264 | 5.3158e-06 | 0.00011983 | 0.26565 | RIM score less than one | Commercial/Industrial | Schools K-12 | New | High Speed Fans | 0.69487 | 1.2965 | -18.4359 | 0.065938 | 0.055231 | 508.5618 | TRC score less than one | Commercial/Industrial | Miscellaneous | Existing | Window Sun Protection | 0.14809 | 0.90278 | -782.1645 | 0.055592 | -0.040764 | 105.7983 | RIM/PCT less than one | Commercial/Industrial | Restaurants | Turnover | High Speed Fans | 0.69487 | 1.2965 | -18.4359 | 0.065938 | 0.055231 | 508.5618 | TRC/PCT less than one
Commercial/Industrial | Offices | Existing | Roof Insulation | 0.28603 | 0.7964 | -0.90264 | 5.3158e-06 | 0.00011983 | 0.26565 | RIM score less than one | Commercial/Industrial | College and University | Turnover | High Speed Fans | 0.69487 | 1.2965 | -18.4359 | 0.065938 | 0.055231 | 508.5618 | TRC score less than one | Commercial/Industrial | Warehouse | Existing | Window Sun Protection | 0.14809 | 0.90278 | -782.1645 | 0.055592 | -0.040764 | 105.7983 | RIM/PCT less than one | Commercial/Industrial | Schools K-12 | Turnover | High Speed Fans | 0.69487 | 1.2965 | -18.4359 | 0.065938 | 0.055231 | 508.5618 | TRC/PCT less than one
Commercial/Industrial | Restaurants | Existing | Roof Insulation | 0.30585 | 0.83 | -0.88444 | 5.4212e-05 | 0.00012398 | 0.26565 | RIM score less than one | Commercial/Industrial | Healthcare | Turnover | High Speed Fans | 0.69487 | 1.2965 | -18.4359 | 0.065938 | 0.055231 | 508.5618 | TRC score less than one | Commercial/Industrial | College and University | New | Floor Insulation | 0.03368 | 0.89781 | -3.7782 | 2.8381e-05 | 1.6718e-05 | 0.068623 | RIM/PCT less than one | Commercial/Industrial | College and University | New | High Speed Fans | 0.69487 | 1.2965 | -18.4359 | 0.065938 | 0.055231 | 508.5618 | TRC/PCT less than one
Commercial/Industrial | Retail | Existing | Roof Insulation | 0.30585 | 0.83 | -0.88444 | 5.4212e-05 | 0.00012398 | 0.26565 | RIM score less than one | Commercial/Industrial | Hospitals | Turnover | High Speed Fans | 0.69487 | 1.2965 | -18.4359 | 0.065938 | 0.055231 | 508.5618 | TRC score less than one | Commercial/Industrial | Hospitals | New | Floor Insulation | 0.03368 | 0.89781 | -3.7782 | 2.8381e-05 | 1.6718e-05 | 0.068623 | RIM/PCT less than one | Commercial/Industrial | Healthcare | New | High Speed Fans | 0.69487 | 1.2965 | -18.4359 | 0.065938 | 0.055231 | 508.5618 | TRC/PCT less than one
Commercial/Industrial | Schools K-12 | Existing | Roof Insulation | 0.28603 | 0.7964 | -0.90264 | 5.3158e-06 | 0.00011983 | 0.26565 | RIM score less than one | Commercial/Industrial | Lodging/Hospitality | Turnover | High Speed Fans | 0.69487 | 1.2965 | -18.4359 | 0.065938 | 0.055231 | 508.5618 | TRC score less than one | Commercial/Industrial | Lodging/Hospitality | New | Floor Insulation | 0.03368 | 0.89781 | -3.7782 | 2.8381e-05 | 1.6718e-05 | 0.068623 | RIM/PCT less than one | Commercial/Industrial | Hospitals | New | High Speed Fans | 0.69487 | 1.2965 | -18.4359 | 0.065938 | 0.055231 | 508.5618 | TRC/PCT less than one
Commercial/Industrial | Assembly | New | Roof Insulation | 0.14082 | 0.7964 | -1.4345 | 2.6171e-06 | 5.8995e-05 | 0.13079 | RIM score less than one | Commercial/Industrial | Restaurants | Turnover | High Speed Fans | 0.69487 | 1.2965 | -18.4359 | 0.065938 | 0.055231 | 508.5618 | TRC score less than one | Commercial/Industrial | College and University | Existing | Floor Insulation | 0.034205 | 0.89781 | -3.7747 | 2.8824e-05 | 1.6978e-05 | 0.069693 | RIM/PCT less than one | Commercial/Industrial | Lodging/Hospitality | New | High Speed Fans | 0.69487 | 1.2965 | -18.4359 | 0.065938 | 0.055231 | 508.5618 | TRC/PCT less than one
Commercial/Industrial | College and University | New | Roof Insulation | 0.1555 | 0.9379 | -1.456 | 5.4091e-05 | 3.1861e-05 | 0.13079 | RIM score less than one | Commercial/Industrial | Schools K-12 | Turnover | High Speed Fans | 0.69487 | 1.2965 | -18.4359 | 0.065938 | 0.055231 | 508.5618 | TRC score less than one | Commercial/Industrial | Hospitals | Existing | Floor Insulation | 0.034205 | 0.89781 | -3.7747 | 2.8824e-05 | 1.6978e-05 | 0.069693 | RIM/PCT less than one | Commercial/Industrial | Restaurants | New | High Speed Fans | 0.69487 | 1.2965 | -18.4359 | 0.065938 | 0.055231 | 508.5618 | TRC/PCT less than one
Commercial/Industrial | Grocery | New | Roof Insulation | 0.15058 | 0.83 | -1.4255 | 2.669e-05 | 6.1038e-05 | 0.13079 | RIM score less than one | Commercial/Industrial | Assembly | Existing | Facility Energy Management System | 0.69121 | 1.3494 | -4902.0166 | 3.8562 | 0.3316 | 18398.4231 | TRC score less than one | Commercial/Industrial | Lodging/Hospitality | Existing | Floor Insulation | 0.034205 | 0.89781 | -3.7747 | 2.8824e-05 | 1.6978e-05 | 0.069693 | RIM/PCT less than one | Commercial/Industrial | Schools K-12 | New | High Speed Fans | 0.69487 | 1.2965 | -18.4359 | 0.065938 | 0.055231 | 508.5618 | TRC/PCT less than one
Commercial/Industrial | Healthcare | New | Roof Insulation | 0.14082 | 0.7964 | -1.4345 | 2.6171e-06 | 5.8995e-05 | 0.13079 | RIM score less than one | Commercial/Industrial | Assembly | New | Facility Energy Management System | 0.69121 | 1.3494 | -4902.0166 | 3.8562 | 0.3316 | 18398.4231 | TRC score less than one | Commercial/Industrial | Assembly | Turnover | Efficient Battery Charger | 0.97089 | 0.88613 | 505.6471 | 0.60888 | 0 | 1111.206 | RIM/PCT less than one | Commercial/Industrial | Assembly | Existing | Facility Energy Management System | 0.69121 | 1.3494 | -4902.0166 | 3.8562 | 0.3316 | 18398.4231 | TRC/PCT less than one
Commercial/Industrial | Hospitals | New | Roof Insulation | 0.1555 | 0.9379 | -1.456 | 5.4091e-05 | 3.1861e-05 | 0.13079 | RIM score less than one | Commercial/Industrial | Hospitals | Existing | Hot Water Circulation Pump Control | 0.6902 | 1.5842 | -3015.6011 | 1.2161 | 1.2161 | 9765 | TRC score less than one | Commercial/Industrial | College and University | Turnover | Efficient Battery Charger | 0.97089 | 0.88613 | 505.6471 | 0.60888 | 0 | 1111.206 | RIM/PCT less than one | Commercial/Industrial | Assembly | New | Facility Energy Management System | 0.69121 | 1.3494 | -4902.0166 | 3.8562 | 0.3316 | 18398.4231 | TRC/PCT less than one
Commercial/Industrial | Institutional | New | Roof Insulation | 0.14082 | 0.7964 | -1.4345 | 2.6171e-06 | 5.8995e-05 | 0.13079 | RIM score less than one | Commercial/Industrial | Hospitals | New | Hot Water Circulation Pump Control | 0.6902 | 1.5842 | -3015.6011 | 1.2161 | 1.2161 | 9765 | TRC score less than one | Commercial/Industrial | Grocery | Turnover | Efficient Battery Charger | 0.97089 | 0.88613 | 505.6471 | 0.60888 | 0 | 1111.206 | RIM/PCT less than one | Commercial/Industrial | Hospitals | Existing | Hot Water Circulation Pump Control | 0.6902 | 1.5842 | -3015.6011 | 1.2161 | 1.2161 | 9765 | TRC/PCT less than one
Commercial/Industrial | Lodging/Hospitality | New | Roof Insulation | 0.1555 | 0.9379 | -1.456 | 5.4091e-05 | 3.1861e-05 | 0.13079 | RIM score less than one | Commercial/Industrial | College and University | Existing | Hot Water Circulation Pump Control | 0.69019 | 1.5842 | -2010.4007 | 0.8107 | 0.8107 | 6510 | TRC score less than one | Commercial/Industrial | Healthcare | Turnover | Efficient Battery Charger | 0.97089 | 0.88613 | 505.6471 | 0.60888 | 0 | 1111.206 | RIM/PCT less than one | Commercial/Industrial | Hospitals | New | Hot Water Circulation Pump Control | 0.6902 | 1.5842 | -3015.6011 | 1.2161 | 1.2161 | 9765 | TRC/PCT less than one
Commercial/Industrial | Miscellaneous | New | Roof Insulation | 0.14082 | 0.7964 | -1.4345 | 2.6171e-06 | 5.8995e-05 | 0.13079 | RIM score less than one | Commercial/Industrial | College and University | New | Hot Water Circulation Pump Control | 0.69019 | 1.5842 | -2010.4007 | 0.8107 | 0.8107 | 6510 | TRC score less than one | Commercial/Industrial | Hospitals | Turnover | Efficient Battery Charger | 0.97089 | 0.88613 | 505.6471 | 0.60888 | 0 | 1111.206 | RIM/PCT less than one | Commercial/Industrial | College and University | Existing | Hot Water Circulation Pump Control | 0.69019 | 1.5842 | -2010.4007 | 0.8107 | 0.8107 | 6510 | TRC/PCT less than one
Commercial/Industrial | Offices | New | Roof Insulation | 0.14082 | 0.7964 | -1.4345 | 2.6171e-06 | 5.8995e-05 | 0.13079 | RIM score less than one | Commercial/Industrial | Lodging/Hospitality | Existing | ECM Motors on Furnaces | 0.68847 | 1.3673 | -1.7033 | 0 | 0.055813 | 488.9225 | TRC score less than one | Commercial/Industrial | Institutional | Turnover | Efficient Battery Charger | 0.97089 | 0.88613 | 505.6471 | 0.60888 | 0 | 1111.206 | RIM/PCT less than one | Commercial/Industrial | College and University | New | Hot Water Circulation Pump Control | 0.69019 | 1.5842 | -2010.4007 | 0.8107 | 0.8107 | 6510 | TRC/PCT less than one
Commercial/Industrial | Restaurants | New | Roof Insulation | 0.15058 | 0.83 | -1.4255 | 2.669e-05 | 6.1038e-05 | 0.13079 | RIM score less than one | Commercial/Industrial | Lodging/Hospitality | New | ECM Motors on Furnaces | 0.68847 | 1.3673 | -1.7033 | 0 | 0.055813 | 488.9225 | TRC score less than one | Commercial/Industrial | Lodging/Hospitality | Turnover | Efficient Battery Charger | 0.97089 | 0.88613 | 505.6471 | 0.60888 | 0 | 1111.206 | RIM/PCT less than one | Commercial/Industrial | Lodging/Hospitality | Existing | ECM Motors on Furnaces | 0.68847 | 1.3673 | -1.7033 | 0 | 0.055813 | 488.9225 | TRC/PCT less than one
Commercial/Industrial | Retail | New | Roof Insulation | 0.15058 | 0.83 | -1.4255 | 2.669e-05 | 6.1038e-05 | 0.13079 | RIM score less than one | Commercial/Industrial | Assembly | New | High Speed Fans | 0.68761 | 1.2407 | -10.5845 | 0.070783 | 0.0064843 | 508.5618 | TRC score less than one | Commercial/Industrial | Miscellaneous | Turnover | Efficient Battery Charger | 0.97089 | 0.88613 | 505.6471 | 0.60888 | 0 | 1111.206 | RIM/PCT less than one | Commercial/Industrial | Lodging/Hospitality | New | ECM Motors on Furnaces | 0.68847 | 1.3673 | -1.7033 | 0 | 0.055813 | 488.9225 | TRC/PCT less than one
Commercial/Industrial | Schools K-12 | New | Roof Insulation | 0.14082 | 0.7964 | -1.4345 | 2.6171e-06 | 5.8995e-05 | 0.13079 | RIM score less than one | Commercial/Industrial | Grocery | New | High Speed Fans | 0.68761 | 1.2407 | -10.5845 | 0.070783 | 0.0064843 | 508.5618 | TRC score less than one | Commercial/Industrial | Offices | Turnover | Efficient Battery Charger | 0.97089 | 0.88613 | 505.6471 | 0.60888 | 0 | 1111.206 | RIM/PCT less than one | Commercial/Industrial | Assembly | Turnover | High Speed Fans | 0.68761 | 1.2407 | -10.5845 | 0.070783 | 0.0064843 | 508.5618 | TRC/PCT less than one
Commercial/Industrial | Lodging/Hospitality | Existing | Smart Thermostat | 2.6879 | 0.3785 | 140964.0986 | -0.61374 | 57.2461 | 19160.2176 | RIM score less than one | Commercial/Industrial | Institutional | New | High Speed Fans | 0.68761 | 1.2407 | -10.5845 | 0.070783 | 0.0064843 | 508.5618 | TRC score less than one | Commercial/Industrial | Restaurants | Turnover | Efficient Battery Charger | 0.97089 | 0.88613 | 505.6471 | 0.60888 | 0 | 1111.206 | RIM/PCT less than one | Commercial/Industrial | Grocery | Turnover | High Speed Fans | 0.68761 | 1.2407 | -10.5845 | 0.070783 | 0.0064843 | 508.5618 | TRC/PCT less than one
Commercial/Industrial | Lodging/Hospitality | New | Smart Thermostat | 2.6879 | 0.3785 | 140964.0986 | -0.61374 | 57.2461 | 19160.2176 | RIM score less than one | Commercial/Industrial | Miscellaneous | New | High Speed Fans | 0.68761 | 1.2407 | -10.5845 | 0.070783 | 0.0064843 | 508.5618 | TRC score less than one | Commercial/Industrial | Retail | Turnover | Efficient Battery Charger | 0.97089 | 0.88613 | 505.6471 | 0.60888 | 0 | 1111.206 | RIM/PCT less than one | Commercial/Industrial | Institutional | Turnover | High Speed Fans | 0.68761 | 1.2407 | -10.5845 | 0.070783 | 0.0064843 | 508.5618 | TRC/PCT less than one
Commercial/Industrial | Assembly | Existing | Thermal Energy Storage | 0.87216 | 0.79249 | 688.5098 | 3.9872 | 1.1505 | -633.7788 | RIM score less than one | Commercial/Industrial | Offices | New | High Speed Fans | 0.68761 | 1.2407 | -10.5845 | 0.070783 | 0.0064843 | 508.5618 | TRC score less than one | Commercial/Industrial | Schools K-12 | Turnover | Efficient Battery Charger | 0.97089 | 0.88613 | 505.6471 | 0.60888 | 0 | 1111.206 | RIM/PCT less than one | Commercial/Industrial | Miscellaneous | Turnover | High Speed Fans | 0.68761 | 1.2407 | -10.5845 | 0.070783 | 0.0064843 | 508.5618 | TRC/PCT less than one
Commercial/Industrial | College and University | Existing | Thermal Energy Storage | 0.87218 | 0.79251 | 4112.1972 | 23.8142 | 6.8715 | -3785.3107 | RIM score less than one | Commercial/Industrial | Retail | New | High Speed Fans | 0.68761 | 1.2407 | -10.5845 | 0.070783 | 0.0064843 | 508.5618 | TRC score less than one | Commercial/Industrial | Warehouse | Turnover | Efficient Battery Charger | 0.97089 | 0.88613 | 505.6471 | 0.60888 | 0 | 1111.206 | RIM/PCT less than one | Commercial/Industrial | Offices | Turnover | High Speed Fans | 0.68761 | 1.2407 | -10.5845 | 0.070783 | 0.0064843 | 508.5618 | TRC/PCT less than one
Commercial/Industrial | Grocery | Existing | Thermal Energy Storage | 0.87218 | 0.79251 | 1657.654 | 9.5997 | 2.77 | -1525.8839 | RIM score less than one | Commercial/Industrial | Warehouse | New | High Speed Fans | 0.68761 | 1.2407 | -10.5845 | 0.070783 | 0.0064843 | 508.5618 | TRC score less than one | Commercial/Industrial | Assembly | New | Efficient Battery Charger | 0.97089 | 0.88613 | 505.6471 | 0.60888 | 0 | 1111.206 | RIM/PCT less than one | Commercial/Industrial | Retail | Turnover | High Speed Fans | 0.68761 | 1.2407 | -10.5845 | 0.070783 | 0.0064843 | 508.5618 | TRC/PCT less than one
Commercial/Industrial | Healthcare | Existing | Thermal Energy Storage | 0.87217 | 0.7925 | 2893.4423 | 16.7563 | 4.835 | -2663.437 | RIM score less than one | Commercial/Industrial | Assembly | Turnover | High Speed Fans | 0.68761 | 1.2407 | -10.5845 | 0.070783 | 0.0064843 | 508.5618 | TRC score less than one | Commercial/Industrial | College and University | New | Efficient Battery Charger | 0.97089 | 0.88613 | 505.6471 | 0.60888 | 0 | 1111.206 | RIM/PCT less than one | Commercial/Industrial | Warehouse | Turnover | High Speed Fans | 0.68761 | 1.2407 | -10.5845 | 0.070783 | 0.0064843 | 508.5618 | TRC/PCT less than one
Commercial/Industrial | Hospitals | Existing | Thermal Energy Storage | 0.87217 | 0.79251 | 30149.2137 | 174.5978 | 50.3796 | -27752.5944 | RIM score less than one | Commercial/Industrial | Grocery | Turnover | High Speed Fans | 0.68761 | 1.2407 | -10.5845 | 0.070783 | 0.0064843 | 508.5618 | TRC score less than one | Commercial/Industrial | Grocery | New | Efficient Battery Charger | 0.97089 | 0.88613 | 505.6471 | 0.60888 | 0 | 1111.206 | RIM/PCT less than one | Commercial/Industrial | Assembly | New | High Speed Fans | 0.68761 | 1.2407 | -10.5845 | 0.070783 | 0.0064843 | 508.5618 | TRC/PCT less than one
Commercial/Industrial | Institutional | Existing | Thermal Energy Storage | 0.87218 | 0.79251 | 3344.8501 | 19.3704 | 5.5893 | -3078.9615 | RIM score less than one | Commercial/Industrial | Institutional | Turnover | High Speed Fans | 0.68761 | 1.2407 | -10.5845 | 0.070783 | 0.0064843 | 508.5618 | TRC score less than one | Commercial/Industrial | Healthcare | New | Efficient Battery Charger | 0.97089 | 0.88613 | 505.6471 | 0.60888 | 0 | 1111.206 | RIM/PCT less than one | Commercial/Industrial | Grocery | New | High Speed Fans | 0.68761 | 1.2407 | -10.5845 | 0.070783 | 0.0064843 | 508.5618 | TRC/PCT less than one
Commercial/Industrial | Lodging/Hospitality | Existing | Thermal Energy Storage | 0.87218 | 0.79251 | 2743.8606 | 15.89 | 4.585 | -2525.7458 | RIM score less than one | Commercial/Industrial | Miscellaneous | Turnover | High Speed Fans | 0.68761 | 1.2407 | -10.5845 | 0.070783 | 0.0064843 | 508.5618 | TRC score less than one | Commercial/Industrial | Hospitals | New | Efficient Battery Charger | 0.97089 | 0.88613 | 505.6471 | 0.60888 | 0 | 1111.206 | RIM/PCT less than one | Commercial/Industrial | Institutional | New | High Speed Fans | 0.68761 | 1.2407 | -10.5845 | 0.070783 | 0.0064843 | 508.5618 | TRC/PCT less than one
Commercial/Industrial | Miscellaneous | Existing | Thermal Energy Storage | 0.87217 | 0.79251 | 31888.7443 | 184.6717 | 53.2863 | -29353.8464 | RIM score less than one | Commercial/Industrial | Offices | Turnover | High Speed Fans | 0.68761 | 1.2407 | -10.5845 | 0.070783 | 0.0064843 | 508.5618 | TRC score less than one | Commercial/Industrial | Institutional | New | Efficient Battery Charger | 0.97089 | 0.88613 | 505.6471 | 0.60888 | 0 | 1111.206 | RIM/PCT less than one | Commercial/Industrial | Miscellaneous | New | High Speed Fans | 0.68761 | 1.2407 | -10.5845 | 0.070783 | 0.0064843 | 508.5618 | TRC/PCT less than one
Commercial/Industrial | Offices | Existing | Thermal Energy Storage | 0.87217 | 0.7925 | 2383.6959 | 13.8043 | 3.9832 | -2194.2113 | RIM score less than one | Commercial/Industrial | Retail | Turnover | High Speed Fans | 0.68761 | 1.2407 | -10.5845 | 0.070783 | 0.0064843 | 508.5618 | TRC score less than one | Commercial/Industrial | Lodging/Hospitality | New | Efficient Battery Charger | 0.97089 | 0.88613 | 505.6471 | 0.60888 | 0 | 1111.206 | RIM/PCT less than one | Commercial/Industrial | Offices | New | High Speed Fans | 0.68761 | 1.2407 | -10.5845 | 0.070783 | 0.0064843 | 508.5618 | TRC/PCT less than one
Commercial/Industrial | Restaurants | Existing | Thermal Energy Storage | 0.87218 | 0.79251 | 1727.2856 | 10.0029 | 2.8863 | -1589.9803 | RIM score less than one | Commercial/Industrial | Warehouse | Turnover | High Speed Fans | 0.68761 | 1.2407 | -10.5845 | 0.070783 | 0.0064843 | 508.5618 | TRC score less than one | Commercial/Industrial | Miscellaneous | New | Efficient Battery Charger | 0.97089 | 0.88613 | 505.6471 | 0.60888 | 0 | 1111.206 | RIM/PCT less than one | Commercial/Industrial | Retail | New | High Speed Fans | 0.68761 | 1.2407 | -10.5845 | 0.070783 | 0.0064843 | 508.5618 | TRC/PCT less than one
Commercial/Industrial | Retail | Existing | Thermal Energy Storage | 0.87216 | 0.79249 | 754.4363 | 4.369 | 1.2607 | -694.4647 | RIM score less than one | Commercial/Industrial | College and University | Existing | Smart Strip Plug Outlet | 0.6845 | 1.1098 | 2.9396 | 0.021843 | 0.015181 | 146.8994 | TRC score less than one | Commercial/Industrial | Offices | New | Efficient Battery Charger | 0.97089 | 0.88613 | 505.6471 | 0.60888 | 0 | 1111.206 | RIM/PCT less than one | Commercial/Industrial | Warehouse | New | High Speed Fans | 0.68761 | 1.2407 | -10.5845 | 0.070783 | 0.0064843 | 508.5618 | TRC/PCT less than one
Commercial/Industrial | Schools K-12 | Existing | Thermal Energy Storage | 0.87217 | 0.79251 | 2819.3989 | 16.3275 | 4.7112 | -2595.2794 | RIM score less than one | Commercial/Industrial | College and University | New | Smart Strip Plug Outlet | 0.6845 | 1.1098 | 2.9396 | 0.021843 | 0.015181 | 146.8994 | TRC score less than one | Commercial/Industrial | Restaurants | New | Efficient Battery Charger | 0.97089 | 0.88613 | 505.6471 | 0.60888 | 0 | 1111.206 | RIM/PCT less than one | Commercial/Industrial | College and University | Existing | Smart Strip Plug Outlet | 0.6845 | 1.1098 | 2.9396 | 0.021843 | 0.015181 | 146.8994 | TRC/PCT less than one
Commercial/Industrial | Warehouse | Existing | Thermal Energy Storage | 0.87221 | 0.79254 | 280.0802 | 1.622 | 0.46802 | -257.8161 | RIM score less than one | Commercial/Industrial | College and University | Existing | ECM Motors on Furnaces | 0.67367 | 1.2334 | 11.8117 | 0 | 0.070648 | 462.9948 | TRC score less than one | Commercial/Industrial | Retail | New | Efficient Battery Charger | 0.97089 | 0.88613 | 505.6471 | 0.60888 | 0 | 1111.206 | RIM/PCT less than one | Commercial/Industrial | College and University | New | Smart Strip Plug Outlet | 0.6845 | 1.1098 | 2.9396 | 0.021843 | 0.015181 | 146.8994 | TRC/PCT less than one
Commercial/Industrial | Assembly | New | Thermal Energy Storage | 0.87216 | 0.79249 | 688.5098 | 3.9872 | 1.1505 | -633.7788 | RIM score less than one | Commercial/Industrial | College and University | New | ECM Motors on Furnaces | 0.67367 | 1.2334 | 11.8117 | 0 | 0.070648 | 462.9948 | TRC score less than one | Commercial/Industrial | Schools K-12 | New | Efficient Battery Charger | 0.97089 | 0.88613 | 505.6471 | 0.60888 | 0 | 1111.206 | RIM/PCT less than one | Commercial/Industrial | College and University | Existing | ECM Motors on Furnaces | 0.67367 | 1.2334 | 11.8117 | 0 | 0.070648 | 462.9948 | TRC/PCT less than one
Commercial/Industrial | College and University | New | Thermal Energy Storage | 0.87218 | 0.79251 | 4112.1972 | 23.8142 | 6.8715 | -3785.3107 | RIM score less than one | Commercial/Industrial | Miscellaneous | New | Premium T8 - Fixture Replacement | 0.66442 | 1.1204 | -3.9535 | 0.011284 | 0.0025813 | 46.5485 | TRC score less than one | Commercial/Industrial | Warehouse | New | Efficient Battery Charger | 0.97089 | 0.88613 | 505.6471 | 0.60888 | 0 | 1111.206 | RIM/PCT less than one | Commercial/Industrial | College and University | New | ECM Motors on Furnaces | 0.67367 | 1.2334 | 11.8117 | 0 | 0.070648 | 462.9948 | TRC/PCT less than one
Commercial/Industrial | Grocery | New | Thermal Energy Storage | 0.87218 | 0.79251 | 1657.654 | 9.5997 | 2.77 | -1525.8839 | RIM score less than one | Commercial/Industrial | Miscellaneous | Turnover | Premium T8 - Fixture Replacement | 0.66442 | 1.1204 | -3.9535 | 0.011284 | 0.0025813 | 46.5485 | TRC score less than one | Commercial/Industrial | Lodging/Hospitality | New | Drain Water Heat Recovery | 0.19135 | 0.8626 | -44233.9243 | 0.47913 | 3.3276 | 7927.4546 | RIM/PCT less than one | Commercial/Industrial | Miscellaneous | Turnover | Premium T8 - Fixture Replacement | 0.66442 | 1.1204 | -3.9535 | 0.011284 | 0.0025813 | 46.5485 | TRC/PCT less than one
Commercial/Industrial | Healthcare | New | Thermal Energy Storage | 0.87217 | 0.7925 | 2893.4423 | 16.7563 | 4.835 | -2663.437 | RIM score less than one | Commercial/Industrial | Grocery | Existing | Smart Strip Plug Outlet | 0.66212 | 1.1083 | 0.52174 | 0.010578 | 0.0073516 | 71.1401 | TRC score less than one | Commercial/Industrial | Retail | New | Drain Water Heat Recovery | 0.1184 | 0.86259 | -52274.2321 | 0.29646 | 2.059 | 4905.1125 | RIM/PCT less than one | Commercial/Industrial | Miscellaneous | New | Premium T8 - Fixture Replacement | 0.66442 | 1.1204 | -3.9535 | 0.011284 | 0.0025813 | 46.5485 | TRC/PCT less than one
Commercial/Industrial | Hospitals | New | Thermal Energy Storage | 0.87217 | 0.79251 | 30149.2137 | 174.5978 | 50.3796 | -27752.5944 | RIM score less than one | Commercial/Industrial | Grocery | New | Smart Strip Plug Outlet | 0.66212 | 1.1083 | 0.52174 | 0.010578 | 0.0073516 | 71.1401 | TRC score less than one | Commercial/Industrial | Lodging/Hospitality | Existing | Drain Water Heat Recovery | 0.20003 | 0.86258 | -43277.4391 | 0.50086 | 3.4786 | 8286.9962 | RIM/PCT less than one | Commercial/Industrial | Grocery | Existing | Smart Strip Plug Outlet | 0.66212 | 1.1083 | 0.52174 | 0.010578 | 0.0073516 | 71.1401 | TRC/PCT less than one
Commercial/Industrial | Institutional | New | Thermal Energy Storage | 0.87218 | 0.79251 | 3344.8501 | 19.3704 | 5.5893 | -3078.9615 | RIM score less than one | Commercial/Industrial | Lodging/Hospitality | New | High Efficiency DX 135k- less than 240k BTU | 0.66019 | 1.1295 | -1398.1913 | 1.2767 | 0 | 3087.3509 | TRC score less than one | Commercial/Industrial | Restaurants | Existing | Drain Water Heat Recovery | 0.10418 | 0.86257 | -35894.0399 | 0.17391 | 1.2078 | 2877.4292 | RIM/PCT less than one | Commercial/Industrial | Grocery | New | Smart Strip Plug Outlet | 0.66212 | 1.1083 | 0.52174 | 0.010578 | 0.0073516 | 71.1401 | TRC/PCT less than one
Commercial/Industrial | Lodging/Hospitality | New | Thermal Energy Storage | 0.87218 | 0.79251 | 2743.8606 | 15.89 | 4.585 | -2525.7458 | RIM score less than one | Commercial/Industrial | Lodging/Hospitality | Turnover | High Efficiency DX 135k- less than 240k BTU | 0.66019 | 1.1295 | -1398.1913 | 1.2767 | 0 | 3087.3509 | TRC score less than one | Commercial/Industrial | Grocery | Existing | Drain Water Heat Recovery | 0.12502 | 0.86257 | -17181.5402 | 0.10435 | 0.7247 | 1726.4575 | RIM/PCT less than one | Commercial/Industrial | Lodging/Hospitality | Turnover | High Efficiency DX 135k- less than 240k BTU | 0.66019 | 1.1295 | -1398.1913 | 1.2767 | 0 | 3087.3509 | TRC/PCT less than one
Commercial/Industrial | Miscellaneous | New | Thermal Energy Storage | 0.87217 | 0.79251 | 31888.7443 | 184.6717 | 53.2863 | -29353.8464 | RIM score less than one | Commercial/Industrial | Assembly | New | Solar Powered Pool Pump | 0.66001 | 1.1844 | -678.9018 | 0.9567 | 0.1485 | 4065.1875 | TRC score less than one | Commercial/Industrial | Retail | Existing | Drain Water Heat Recovery | 0.12377 | 0.86257 | -51682.4069 | 0.30991 | 2.1524 | 5127.5789 | RIM/PCT less than one | Commercial/Industrial | Lodging/Hospitality | New | High Efficiency DX 135k- less than 240k BTU | 0.66019 | 1.1295 | -1398.1913 | 1.2767 | 0 | 3087.3509 | TRC/PCT less than one
Commercial/Industrial | Offices | New | Thermal Energy Storage | 0.87217 | 0.7925 | 2383.6959 | 13.8043 | 3.9832 | -2194.2113 | RIM score less than one | Commercial/Industrial | College and University | New | Solar Powered Pool Pump | 0.66001 | 1.1844 | -678.9018 | 0.9567 | 0.1485 | 4065.1875 | TRC score less than one | Commercial/Industrial | Restaurants | New | Drain Water Heat Recovery | 0.09966 | 0.86256 | -36226.1528 | 0.16636 | 1.1554 | 2752.5884 | RIM/PCT less than one | Commercial/Industrial | Assembly | Turnover | Solar Powered Pool Pump | 0.66001 | 1.1844 | -678.9018 | 0.9567 | 0.1485 | 4065.1875 | TRC/PCT less than one
Commercial/Industrial | Restaurants | New | Thermal Energy Storage | 0.87218 | 0.79251 | 1727.2856 | 10.0029 | 2.8863 | -1589.9803 | RIM score less than one | Commercial/Industrial | Grocery | New | Solar Powered Pool Pump | 0.66001 | 1.1844 | -678.9018 | 0.9567 | 0.1485 | 4065.1875 | TRC score less than one | Commercial/Industrial | Grocery | New | Drain Water Heat Recovery | 0.11959 | 0.86253 | -17380.8079 | 0.099818 | 0.69326 | 1651.553 | RIM/PCT less than one | Commercial/Industrial | College and University | Turnover | Solar Powered Pool Pump | 0.66001 | 1.1844 | -678.9018 | 0.9567 | 0.1485 | 4065.1875 | TRC/PCT less than one
Commercial/Industrial | Retail | New | Thermal Energy Storage | 0.87216 | 0.79249 | 754.4363 | 4.369 | 1.2607 | -694.4647 | RIM score less than one | Commercial/Industrial | Healthcare | New | Solar Powered Pool Pump | 0.66001 | 1.1844 | -678.9018 | 0.9567 | 0.1485 | 4065.1875 | TRC score less than one | Commercial/Industrial | College and University | Existing | Retro-Commissioning | 0.9566 | 0.86244 | 34125.8965 | 48.8723 | 0.56148 | 115907.03 | RIM/PCT less than one | Commercial/Industrial | Grocery | Turnover | Solar Powered Pool Pump | 0.66001 | 1.1844 | -678.9018 | 0.9567 | 0.1485 | 4065.1875 | TRC/PCT less than one
Commercial/Industrial | Schools K-12 | New | Thermal Energy Storage | 0.87217 | 0.79251 | 2819.3989 | 16.3275 | 4.7112 | -2595.2794 | RIM score less than one | Commercial/Industrial | Hospitals | New | Solar Powered Pool Pump | 0.66001 | 1.1844 | -678.9018 | 0.9567 | 0.1485 | 4065.1875 | TRC score less than one | Commercial/Industrial | College and University | New | Retro-Commissioning | 0.9566 | 0.86244 | 34125.8965 | 48.8723 | 0.56148 | 115907.03 | RIM/PCT less than one | Commercial/Industrial | Healthcare | Turnover | Solar Powered Pool Pump | 0.66001 | 1.1844 | -678.9018 | 0.9567 | 0.1485 | 4065.1875 | TRC/PCT less than one
Commercial/Industrial | Warehouse | New | Thermal Energy Storage | 0.87221 | 0.79254 | 280.0802 | 1.622 | 0.46802 | -257.8161 | RIM score less than one | Commercial/Industrial | Institutional | New | Solar Powered Pool Pump | 0.66001 | 1.1844 | -678.9018 | 0.9567 | 0.1485 | 4065.1875 | TRC score less than one | Commercial/Industrial | Hospitals | Existing | Retro-Commissioning | 2.5401 | 0.86244 | 548818.3539 | 358.3151 | 4.1166 | 849790.53 | RIM/PCT less than one | Commercial/Industrial | Hospitals | Turnover | Solar Powered Pool Pump | 0.66001 | 1.1844 | -678.9018 | 0.9567 | 0.1485 | 4065.1875 | TRC/PCT less than one
Commercial/Industrial | Assembly | Existing | Wall Insulation | 1.7697 | 0.92538 | 5.0254 | 3.9206e-05 | 0.00088379 | 1.9593 | RIM score less than one | Commercial/Industrial | Lodging/Hospitality | New | Solar Powered Pool Pump | 0.66001 | 1.1844 | -678.9018 | 0.9567 | 0.1485 | 4065.1875 | TRC score less than one | Commercial/Industrial | Hospitals | New | Retro-Commissioning | 2.5401 | 0.86244 | 548818.3539 | 358.3151 | 4.1166 | 849790.53 | RIM/PCT less than one | Commercial/Industrial | Institutional | Turnover | Solar Powered Pool Pump | 0.66001 | 1.1844 | -678.9018 | 0.9567 | 0.1485 | 4065.1875 | TRC/PCT less than one
Commercial/Industrial | Healthcare | Existing | Wall Insulation | 1.7048 | 0.93112 | 4.6962 | 3.7536e-05 | 0.00084614 | 1.8758 | RIM score less than one | Commercial/Industrial | Miscellaneous | New | Solar Powered Pool Pump | 0.66001 | 1.1844 | -678.9018 | 0.9567 | 0.1485 | 4065.1875 | TRC score less than one | Commercial/Industrial | Grocery | Existing | Thermostatic Shower Restriction Valve | 8.9024 | 0.83903 | 1236.7559 | 0.05356 | 0.28099 | 763.4095 | RIM/PCT less than one | Commercial/Industrial | Lodging/Hospitality | Turnover | Solar Powered Pool Pump | 0.66001 | 1.1844 | -678.9018 | 0.9567 | 0.1485 | 4065.1875 | TRC/PCT less than one
Commercial/Industrial | Institutional | Existing | Wall Insulation | 1.7259 | 0.9292 | 4.8031 | 3.8078e-05 | 0.00085837 | 1.9029 | RIM score less than one | Commercial/Industrial | Offices | New | Solar Powered Pool Pump | 0.66001 | 1.1844 | -678.9018 | 0.9567 | 0.1485 | 4065.1875 | TRC score less than one | Commercial/Industrial | Restaurants | Existing | Thermostatic Shower Restriction Valve | 8.9024 | 0.83903 | 1236.7559 | 0.05356 | 0.28099 | 763.4095 | RIM/PCT less than one | Commercial/Industrial | Miscellaneous | Turnover | Solar Powered Pool Pump | 0.66001 | 1.1844 | -678.9018 | 0.9567 | 0.1485 | 4065.1875 | TRC/PCT less than one
Commercial/Industrial | Miscellaneous | Existing | Wall Insulation | 1.7475 | 0.92729 | 4.9128 | 3.8635e-05 | 0.00087092 | 1.9307 | RIM score less than one | Commercial/Industrial | Restaurants | New | Solar Powered Pool Pump | 0.66001 | 1.1844 | -678.9018 | 0.9567 | 0.1485 | 4065.1875 | TRC score less than one | Commercial/Industrial | Grocery | New | Thermostatic Shower Restriction Valve | 8.9024 | 0.83903 | 1236.7559 | 0.05356 | 0.28099 | 763.4095 | RIM/PCT less than one | Commercial/Industrial | Offices | Turnover | Solar Powered Pool Pump | 0.66001 | 1.1844 | -678.9018 | 0.9567 | 0.1485 | 4065.1875 | TRC/PCT less than one
Commercial/Industrial | Offices | Existing | Wall Insulation | 1.7475 | 0.92729 | 4.9128 | 3.8635e-05 | 0.00087092 | 1.9307 | RIM score less than one | Commercial/Industrial | Retail | New | Solar Powered Pool Pump | 0.66001 | 1.1844 | -678.9018 | 0.9567 | 0.1485 | 4065.1875 | TRC score less than one | Commercial/Industrial | Restaurants | New | Thermostatic Shower Restriction Valve | 8.9024 | 0.83903 | 1236.7559 | 0.05356 | 0.28099 | 763.4095 | RIM/PCT less than one | Commercial/Industrial | Restaurants | Turnover | Solar Powered Pool Pump | 0.66001 | 1.1844 | -678.9018 | 0.9567 | 0.1485 | 4065.1875 | TRC/PCT less than one
Commercial/Industrial | Schools K-12 | Existing | Wall Insulation | 1.7925 | 0.92348 | 5.1409 | 3.9792e-05 | 0.000897 | 1.9886 | RIM score less than one | Commercial/Industrial | Schools K-12 | New | Solar Powered Pool Pump | 0.66001 | 1.1844 | -678.9018 | 0.9567 | 0.1485 | 4065.1875 | TRC score less than one | Commercial/Industrial | Grocery | Existing | Low Flow Shower Head | 4.5189 | 0.83886 | 234.6377 | 0.010895 | 0.057159 | 155.2928 | RIM/PCT less than one | Commercial/Industrial | Retail | Turnover | Solar Powered Pool Pump | 0.66001 | 1.1844 | -678.9018 | 0.9567 | 0.1485 | 4065.1875 | TRC/PCT less than one
Commercial/Industrial | Lodging/Hospitality | Existing | Window Sun Protection | 0.13935 | 0.96206 | -801.4328 | 0.047228 | -0.02335 | 105.7983 | RIM score less than one | Commercial/Industrial | Assembly | Turnover | Solar Powered Pool Pump | 0.66001 | 1.1844 | -678.9018 | 0.9567 | 0.1485 | 4065.1875 | TRC score less than one | Commercial/Industrial | Restaurants | Existing | Low Flow Shower Head | 4.5189 | 0.83886 | 234.6377 | 0.010895 | 0.057159 | 155.2928 | RIM/PCT less than one | Commercial/Industrial | Schools K-12 | Turnover | Solar Powered Pool Pump | 0.66001 | 1.1844 | -678.9018 | 0.9567 | 0.1485 | 4065.1875 | TRC/PCT less than one
Commercial/Industrial | Miscellaneous | Existing | Window Sun Protection | 0.14809 | 0.90278 | -782.1645 | 0.055592 | -0.040764 | 105.7983 | RIM score less than one | Commercial/Industrial | College and University | Turnover | Solar Powered Pool Pump | 0.66001 | 1.1844 | -678.9018 | 0.9567 | 0.1485 | 4065.1875 | TRC score less than one | Commercial/Industrial | Retail | Existing | Low Flow Shower Head | 4.5189 | 0.83886 | 469.2753 | 0.021791 | 0.11432 | 310.5857 | RIM/PCT less than one | Commercial/Industrial | Assembly | New | Solar Powered Pool Pump | 0.66001 | 1.1844 | -678.9018 | 0.9567 | 0.1485 | 4065.1875 | TRC/PCT less than one
Commercial/Industrial | Warehouse | Existing | Window Sun Protection | 0.14809 | 0.90278 | -782.1645 | 0.055592 | -0.040764 | 105.7983 | RIM score less than one | Commercial/Industrial | Grocery | Turnover | Solar Powered Pool Pump | 0.66001 | 1.1844 | -678.9018 | 0.9567 | 0.1485 | 4065.1875 | TRC score less than one | Commercial/Industrial | Grocery | New | Low Flow Shower Head | 4.5189 | 0.83886 | 234.6377 | 0.010895 | 0.057159 | 155.2928 | RIM/PCT less than one | Commercial/Industrial | College and University | New | Solar Powered Pool Pump | 0.66001 | 1.1844 | -678.9018 | 0.9567 | 0.1485 | 4065.1875 | TRC/PCT less than one
Commercial/Industrial | Lodging/Hospitality | New | Window Sun Protection | 0.083481 | 0.96056 | -882.39 | 0.028337 | -0.01401 | 63.479 | RIM score less than one | Commercial/Industrial | Healthcare | Turnover | Solar Powered Pool Pump | 0.66001 | 1.1844 | -678.9018 | 0.9567 | 0.1485 | 4065.1875 | TRC score less than one | Commercial/Industrial | Restaurants | New | Low Flow Shower Head | 4.5189 | 0.83886 | 234.6377 | 0.010895 | 0.057159 | 155.2928 | RIM/PCT less than one | Commercial/Industrial | Grocery | New | Solar Powered Pool Pump | 0.66001 | 1.1844 | -678.9018 | 0.9567 | 0.1485 | 4065.1875 | TRC/PCT less than one
Commercial/Industrial | Miscellaneous | New | Window Sun Protection | 0.088987 | 0.90411 | -870.8291 | 0.033355 | -0.024458 | 63.479 | RIM score less than one | Commercial/Industrial | Hospitals | Turnover | Solar Powered Pool Pump | 0.66001 | 1.1844 | -678.9018 | 0.9567 | 0.1485 | 4065.1875 | TRC score less than one | Commercial/Industrial | Retail | New | Low Flow Shower Head | 4.5189 | 0.83886 | 469.2753 | 0.021791 | 0.11432 | 310.5857 | RIM/PCT less than one | Commercial/Industrial | Healthcare | New | Solar Powered Pool Pump | 0.66001 | 1.1844 | -678.9018 | 0.9567 | 0.1485 | 4065.1875 | TRC/PCT less than one
Commercial/Industrial | Warehouse | New | Window Sun Protection | 0.088987 | 0.90411 | -870.8291 | 0.033355 | -0.024458 | 63.479 | RIM score less than one | Commercial/Industrial | Institutional | Turnover | Solar Powered Pool Pump | 0.66001 | 1.1844 | -678.9018 | 0.9567 | 0.1485 | 4065.1875 | TRC score less than one | Commercial/Industrial | College and University | Existing | Low Flow Shower Head | 4.5189 | 0.83886 | 9150.8689 | 0.42491 | 2.2292 | 6056.4203 | RIM/PCT less than one | Commercial/Industrial | Hospitals | New | Solar Powered Pool Pump | 0.66001 | 1.1844 | -678.9018 | 0.9567 | 0.1485 | 4065.1875 | TRC/PCT less than one
Commercial/Industrial | Assembly | Existing | Demand Controlled Ventilation | 1.2973 | 0.70326 | 6154.4215 | 0.4871 | 2.7424 | 4678.5352 | RIM score less than one | Commercial/Industrial | Lodging/Hospitality | Turnover | Solar Powered Pool Pump | 0.66001 | 1.1844 | -678.9018 | 0.9567 | 0.1485 | 4065.1875 | TRC score less than one | Commercial/Industrial | College and University | New | Low Flow Shower Head | 4.5189 | 0.83886 | 9150.8689 | 0.42491 | 2.2292 | 6056.4203 | RIM/PCT less than one | Commercial/Industrial | Institutional | New | Solar Powered Pool Pump | 0.66001 | 1.1844 | -678.9018 | 0.9567 | 0.1485 | 4065.1875 | TRC/PCT less than one
Commercial/Industrial | College and University | Existing | Demand Controlled Ventilation | 2.5829 | 0.70328 | 49546.4088 | 2.9093 | 16.3792 | 27943.0441 | RIM score less than one | Commercial/Industrial | Miscellaneous | Turnover | Solar Powered Pool Pump | 0.66001 | 1.1844 | -678.9018 | 0.9567 | 0.1485 | 4065.1875 | TRC score less than one | Commercial/Industrial | Restaurants | Turnover | Heat Pump Water Heater | 2.5426 | 0.83886 | 19612.4164 | 1.0279 | 5.3925 | 14650.5418 | RIM/PCT less than one | Commercial/Industrial | Lodging/Hospitality | New | Solar Powered Pool Pump | 0.66001 | 1.1844 | -678.9018 | 0.9567 | 0.1485 | 4065.1875 | TRC/PCT less than one
Commercial/Industrial | Grocery | Existing | Demand Controlled Ventilation | 0.5893 | 0.70323 | 447.8696 | 0.22127 | 1.2458 | 2125.2697 | RIM score less than one | Commercial/Industrial | Offices | Turnover | Solar Powered Pool Pump | 0.66001 | 1.1844 | -678.9018 | 0.9567 | 0.1485 | 4065.1875 | TRC score less than one | Commercial/Industrial | Restaurants | New | Heat Pump Water Heater | 2.5426 | 0.83886 | 19612.4164 | 1.0279 | 5.3925 | 14650.5418 | RIM/PCT less than one | Commercial/Industrial | Miscellaneous | New | Solar Powered Pool Pump | 0.66001 | 1.1844 | -678.9018 | 0.9567 | 0.1485 | 4065.1875 | TRC/PCT less than one
Commercial/Industrial | Healthcare | Existing | Demand Controlled Ventilation | 2.5167 | 0.70327 | 15982.1419 | 0.94492 | 5.3199 | 9075.7228 | RIM score less than one | Commercial/Industrial | Restaurants | Turnover | Solar Powered Pool Pump | 0.66001 | 1.1844 | -678.9018 | 0.9567 | 0.1485 | 4065.1875 | TRC score less than one | Commercial/Industrial | Retail | Turnover | Heat Pump Water Heater | 3.0206 | 0.83885 | 36576.6254 | 1.8317 | 9.6094 | 26107.2655 | RIM/PCT less than one | Commercial/Industrial | Offices | New | Solar Powered Pool Pump | 0.66001 | 1.1844 | -678.9018 | 0.9567 | 0.1485 | 4065.1875 | TRC/PCT less than one
Commercial/Industrial | Hospitals | Existing | Demand Controlled Ventilation | 3.7462 | 0.70328 | 181243.9473 | 9.8459 | 55.4323 | 94567.6036 | RIM score less than one | Commercial/Industrial | Retail | Turnover | Solar Powered Pool Pump | 0.66001 | 1.1844 | -678.9018 | 0.9567 | 0.1485 | 4065.1875 | TRC score less than one | Commercial/Industrial | Retail | New | Heat Pump Water Heater | 3.0206 | 0.83885 | 36576.6254 | 1.8317 | 9.6094 | 26107.2655 | RIM/PCT less than one | Commercial/Industrial | Restaurants | New | Solar Powered Pool Pump | 0.66001 | 1.1844 | -678.9018 | 0.9567 | 0.1485 | 4065.1875 | TRC/PCT less than one
Commercial/Industrial | Institutional | Existing | Demand Controlled Ventilation | 2.5804 | 0.70326 | 16495.8026 | 0.96884 | 5.4546 | 9305.5485 | RIM score less than one | Commercial/Industrial | Schools K-12 | Turnover | Solar Powered Pool Pump | 0.66001 | 1.1844 | -678.9018 | 0.9567 | 0.1485 | 4065.1875 | TRC score less than one | Commercial/Industrial | College and University | Existing | Thermostatic Shower Restriction Valve | 8.9006 | 0.83885 | 48233.4807 | 2.0889 | 10.9586 | 29772.9694 | RIM/PCT less than one | Commercial/Industrial | Retail | New | Solar Powered Pool Pump | 0.66001 | 1.1844 | -678.9018 | 0.9567 | 0.1485 | 4065.1875 | TRC/PCT less than one
Commercial/Industrial | Lodging/Hospitality | Existing | Demand Controlled Ventilation | 2.1142 | 0.70327 | 25475.792 | 1.5876 | 8.938 | 15248.3191 | RIM score less than one | Commercial/Industrial | Offices | Existing | Programmable Thermostat | 0.6566 | 1.7605 | -494.4402 | 0.071151 | -0.98461 | 5992.2752 | TRC score less than one | Commercial/Industrial | College and University | New | Thermostatic Shower Restriction Valve | 8.9006 | 0.83885 | 48233.4807 | 2.0889 | 10.9586 | 29772.9694 | RIM/PCT less than one | Commercial/Industrial | Schools K-12 | New | Solar Powered Pool Pump | 0.66001 | 1.1844 | -678.9018 | 0.9567 | 0.1485 | 4065.1875 | TRC/PCT less than one
Commercial/Industrial | Miscellaneous | Existing | Demand Controlled Ventilation | 1.9179 | 0.70327 | 22311.8164 | 1.4402 | 8.1082 | 13832.6709 | RIM score less than one | Commercial/Industrial | Offices | New | Programmable Thermostat | 0.6566 | 1.7605 | -494.4402 | 0.071151 | -0.98461 | 5992.2752 | TRC score less than one | Commercial/Industrial | Grocery | Turnover | Heat Pump Water Heater | 3.0511 | 0.83885 | 12344.5063 | 0.61672 | 3.2355 | 8790.3251 | RIM/PCT less than one | Commercial/Industrial | Offices | Existing | Programmable Thermostat | 0.6566 | 1.7605 | -494.4402 | 0.071151 | -0.98461 | 5992.2752 | TRC/PCT less than one
Commercial/Industrial | Offices | Existing | Demand Controlled Ventilation | 2.0094 | 0.70328 | 11893.455 | 0.75445 | 4.2476 | 7246.3338 | RIM score less than one | Commercial/Industrial | Grocery | New | Solar Water Heater | 0.65294 | 1.7028 | -3378.8084 | 0.77112 | 0.10826 | 10317.1091 | TRC score less than one | Commercial/Industrial | Grocery | New | Heat Pump Water Heater | 3.0511 | 0.83885 | 12344.5063 | 0.61672 | 3.2355 | 8790.3251 | RIM/PCT less than one | Commercial/Industrial | Offices | New | Programmable Thermostat | 0.6566 | 1.7605 | -494.4402 | 0.071151 | -0.98461 | 5992.2752 | TRC/PCT less than one
Commercial/Industrial | Restaurants | Existing | Demand Controlled Ventilation | 0.6354 | 0.7033 | 818.953 | 0.23856 | 1.3431 | 2291.3025 | RIM score less than one | Commercial/Industrial | Warehouse | New | Solar Water Heater | 0.65294 | 1.7028 | -3378.8084 | 0.77112 | 0.10826 | 10317.1091 | TRC score less than one | Commercial/Industrial | Lodging/Hospitality | Turnover | Heat Pump Water Heater | 4.8818 | 0.83885 | 64447.1391 | 2.9603 | 15.5303 | 42193.5604 | RIM/PCT less than one | Commercial/Industrial | Grocery | Turnover | Solar Water Heater | 0.65294 | 1.7028 | -3378.8084 | 0.77112 | 0.10826 | 10317.1091 | TRC/PCT less than one
Commercial/Industrial | Retail | Existing | Demand Controlled Ventilation | 1.4216 | 0.70329 | 7155.6602 | 0.53375 | 3.005 | 5126.5164 | RIM score less than one | Commercial/Industrial | Grocery | Turnover | Solar Water Heater | 0.65294 | 1.7028 | -3378.8084 | 0.77112 | 0.10826 | 10317.1091 | TRC score less than one | Commercial/Industrial | Lodging/Hospitality | New | Heat Pump Water Heater | 4.8818 | 0.83885 | 64447.1391 | 2.9603 | 15.5303 | 42193.5604 | RIM/PCT less than one | Commercial/Industrial | Warehouse | Turnover | Solar Water Heater | 0.65294 | 1.7028 | -3378.8084 | 0.77112 | 0.10826 | 10317.1091 | TRC/PCT less than one
Commercial/Industrial | Schools K-12 | Existing | Demand Controlled Ventilation | 2.6563 | 0.70327 | 34214.5398 | 1.9947 | 11.2299 | 19158.2709 | RIM score less than one | Commercial/Industrial | Warehouse | Turnover | Solar Water Heater | 0.65294 | 1.7028 | -3378.8084 | 0.77112 | 0.10826 | 10317.1091 | TRC score less than one | Commercial/Industrial | Retail | Existing | Thermostatic Shower Restriction Valve | 8.9005 | 0.83885 | 2473.5118 | 0.10712 | 0.56198 | 1526.8189 | RIM/PCT less than one | Commercial/Industrial | Grocery | New | Solar Water Heater | 0.65294 | 1.7028 | -3378.8084 | 0.77112 | 0.10826 | 10317.1091 | TRC/PCT less than one
Commercial/Industrial | Warehouse | Existing | Demand Controlled Ventilation | 0.52775 | 0.70327 | -48.4789 | 0.19815 | 1.1156 | 1903.19 | RIM score less than one | Commercial/Industrial | Schools K-12 | New | Variable Refrigerant Flow (VRF) HVAC Systems | 0.65294 | 1.2993 | -2008.8548 | 0.98433 | 0.9949 | 3234.8334 | TRC score less than one | Commercial/Industrial | Retail | New | Thermostatic Shower Restriction Valve | 8.9005 | 0.83885 | 2473.5118 | 0.10712 | 0.56198 | 1526.8189 | RIM/PCT less than one | Commercial/Industrial | Warehouse | New | Solar Water Heater | 0.65294 | 1.7028 | -3378.8084 | 0.77112 | 0.10826 | 10317.1091 | TRC/PCT less than one
Commercial/Industrial | Assembly | New | Demand Controlled Ventilation | 1.2973 | 0.70326 | 6154.4215 | 0.4871 | 2.7424 | 4678.5352 | RIM score less than one | Commercial/Industrial | Schools K-12 | Turnover | Variable Refrigerant Flow (VRF) HVAC Systems | 0.65294 | 1.2993 | -2008.8548 | 0.98433 | 0.9949 | 3234.8334 | TRC score less than one | Commercial/Industrial | Grocery | New | Ceiling Insulation(R30 to R38) | 0.059398 | 0.83 | -0.89318 | 5.3941e-06 | 1.2336e-05 | 0.026433 | RIM/PCT less than one | Commercial/Industrial | Schools K-12 | Turnover | Variable Refrigerant Flow (VRF) HVAC Systems | 0.65294 | 1.2993 | -2008.8548 | 0.98433 | 0.9949 | 3234.8334 | TRC/PCT less than one
Commercial/Industrial | College and University | New | Demand Controlled Ventilation | 2.5829 | 0.70328 | 49546.4088 | 2.9093 | 16.3792 | 27943.0441 | RIM score less than one | Commercial/Industrial | Restaurants | New | High Efficiency DX 135k- less than 240k BTU | 0.64765 | 1.1295 | -1552.9882 | 1.2524 | 0 | 3028.7213 | TRC score less than one | Commercial/Industrial | Restaurants | New | Ceiling Insulation(R30 to R38) | 0.059398 | 0.83 | -0.89318 | 5.3941e-06 | 1.2336e-05 | 0.026433 | RIM/PCT less than one | Commercial/Industrial | Schools K-12 | New | Variable Refrigerant Flow (VRF) HVAC Systems | 0.65294 | 1.2993 | -2008.8548 | 0.98433 | 0.9949 | 3234.8334 | TRC/PCT less than one
Commercial/Industrial | Grocery | New | Demand Controlled Ventilation | 0.5893 | 0.70323 | 447.8696 | 0.22127 | 1.2458 | 2125.2697 | RIM score less than one | Commercial/Industrial | Restaurants | Turnover | High Efficiency DX 135k- less than 240k BTU | 0.64765 | 1.1295 | -1552.9882 | 1.2524 | 0 | 3028.7213 | TRC score less than one | Commercial/Industrial | Retail | New | Ceiling Insulation(R30 to R38) | 0.059398 | 0.83 | -0.89318 | 5.3941e-06 | 1.2336e-05 | 0.026433 | RIM/PCT less than one | Commercial/Industrial | Restaurants | Turnover | High Efficiency DX 135k- less than 240k BTU | 0.64765 | 1.1295 | -1552.9882 | 1.2524 | 0 | 3028.7213 | TRC/PCT less than one
Commercial/Industrial | Healthcare | New | Demand Controlled Ventilation | 2.5167 | 0.70327 | 15982.1419 | 0.94492 | 5.3199 | 9075.7228 | RIM score less than one | Commercial/Industrial | Offices | Existing | Smart Strip Plug Outlet | 0.64744 | 1.1112 | -0.19977 | 0.010317 | 0.00717 | 69.3824 | TRC score less than one | Commercial/Industrial | Grocery | Existing | Ceiling Insulation(R12 to R38) | 0.31985 | 0.83 | -0.65609 | 4.4511e-05 | 0.00010179 | 0.21811 | RIM/PCT less than one | Commercial/Industrial | Restaurants | New | High Efficiency DX 135k- less than 240k BTU | 0.64765 | 1.1295 | -1552.9882 | 1.2524 | 0 | 3028.7213 | TRC/PCT less than one
Commercial/Industrial | Hospitals | New | Demand Controlled Ventilation | 3.7462 | 0.70328 | 181243.9473 | 9.8459 | 55.4323 | 94567.6036 | RIM score less than one | Commercial/Industrial | Offices | New | Smart Strip Plug Outlet | 0.64744 | 1.1112 | -0.19977 | 0.010317 | 0.00717 | 69.3824 | TRC score less than one | Commercial/Industrial | Restaurants | Existing | Ceiling Insulation(R12 to R38) | 0.31985 | 0.83 | -0.65609 | 4.4511e-05 | 0.00010179 | 0.21811 | RIM/PCT less than one | Commercial/Industrial | Offices | Existing | Smart Strip Plug Outlet | 0.64744 | 1.1112 | -0.19977 | 0.010317 | 0.00717 | 69.3824 | TRC/PCT less than one
Commercial/Industrial | Institutional | New | Demand Controlled Ventilation | 2.5804 | 0.70326 | 16495.8026 | 0.96884 | 5.4546 | 9305.5485 | RIM score less than one | Commercial/Industrial | Retail | New | Solar Water Heater | 0.64641 | 1.7028 | -10617.3086 | 2.2902 | 0.32153 | 30641.814 | TRC score less than one | Commercial/Industrial | Retail | Existing | Ceiling Insulation(R12 to R38) | 0.31985 | 0.83 | -0.65609 | 4.4511e-05 | 0.00010179 | 0.21811 | RIM/PCT less than one | Commercial/Industrial | Offices | New | Smart Strip Plug Outlet | 0.64744 | 1.1112 | -0.19977 | 0.010317 | 0.00717 | 69.3824 | TRC/PCT less than one
Commercial/Industrial | Lodging/Hospitality | New | Demand Controlled Ventilation | 2.1142 | 0.70327 | 25475.792 | 1.5876 | 8.938 | 15248.3191 | RIM score less than one | Commercial/Industrial | Retail | Turnover | Solar Water Heater | 0.64641 | 1.7028 | -10617.3086 | 2.2902 | 0.32153 | 30641.814 | TRC score less than one | Commercial/Industrial | Grocery | Existing | Roof Insulation | 0.30585 | 0.83 | -0.88444 | 5.4212e-05 | 0.00012398 | 0.26565 | RIM/PCT less than one | Commercial/Industrial | Retail | Turnover | Solar Water Heater | 0.64641 | 1.7028 | -10617.3086 | 2.2902 | 0.32153 | 30641.814 | TRC/PCT less than one
Commercial/Industrial | Miscellaneous | New | Demand Controlled Ventilation | 1.9179 | 0.70327 | 22311.8164 | 1.4402 | 8.1082 | 13832.6709 | RIM score less than one | Commercial/Industrial | Lodging/Hospitality | Existing | HVAC tune-up_RTU | 0.64519 | 0.91186 | 8.1593 | 0.45505 | 0.055251 | 1295.5816 | TRC score less than one | Commercial/Industrial | Restaurants | Existing | Roof Insulation | 0.30585 | 0.83 | -0.88444 | 5.4212e-05 | 0.00012398 | 0.26565 | RIM/PCT less than one | Commercial/Industrial | Retail | New | Solar Water Heater | 0.64641 | 1.7028 | -10617.3086 | 2.2902 | 0.32153 | 30641.814 | TRC/PCT less than one
Commercial/Industrial | Offices | New | Demand Controlled Ventilation | 2.0094 | 0.70328 | 11893.455 | 0.75445 | 4.2476 | 7246.3338 | RIM score less than one | Commercial/Industrial | Lodging/Hospitality | New | HVAC tune-up_RTU | 0.64519 | 0.91186 | 8.1593 | 0.45505 | 0.055251 | 1295.5816 | TRC score less than one | Commercial/Industrial | Retail | Existing | Roof Insulation | 0.30585 | 0.83 | -0.88444 | 5.4212e-05 | 0.00012398 | 0.26565 | RIM/PCT less than one | Commercial/Industrial | Lodging/Hospitality | Existing | HVAC tune-up_RTU | 0.64519 | 0.91186 | 8.1593 | 0.45505 | 0.055251 | 1295.5816 | TRC/PCT less than one
Commercial/Industrial | Restaurants | New | Demand Controlled Ventilation | 0.6354 | 0.7033 | 818.953 | 0.23856 | 1.3431 | 2291.3025 | RIM score less than one | Commercial/Industrial | College and University | Existing | HVAC tune-up | 0.63805 | 0.907 | -1.9262 | 0.069331 | 0.023434 | 183.4457 | TRC score less than one | Commercial/Industrial | Grocery | Existing | Ceiling Insulation(R19 to R38) | 0.17227 | 0.83 | -0.90826 | 2.0543e-05 | 4.6982e-05 | 0.10067 | RIM/PCT less than one | Commercial/Industrial | Lodging/Hospitality | New | HVAC tune-up_RTU | 0.64519 | 0.91186 | 8.1593 | 0.45505 | 0.055251 | 1295.5816 | TRC/PCT less than one
Commercial/Industrial | Retail | New | Demand Controlled Ventilation | 1.4216 | 0.70329 | 7155.6602 | 0.53375 | 3.005 | 5126.5164 | RIM score less than one | Commercial/Industrial | College and University | New | HVAC tune-up | 0.63805 | 0.907 | -1.9262 | 0.069331 | 0.023434 | 183.4457 | TRC score less than one | Commercial/Industrial | Restaurants | Existing | Ceiling Insulation(R19 to R38) | 0.17227 | 0.83 | -0.90826 | 2.0543e-05 | 4.6982e-05 | 0.10067 | RIM/PCT less than one | Commercial/Industrial | College and University | Existing | HVAC tune-up | 0.63805 | 0.907 | -1.9262 | 0.069331 | 0.023434 | 183.4457 | TRC/PCT less than one
Commercial/Industrial | Schools K-12 | New | Demand Controlled Ventilation | 2.6563 | 0.70327 | 34214.5398 | 1.9947 | 11.2299 | 19158.2709 | RIM score less than one | Commercial/Industrial | Restaurants | Existing | Demand Controlled Ventilation | 0.6354 | 0.7033 | 818.953 | 0.23856 | 1.3431 | 2291.3025 | TRC score less than one | Commercial/Industrial | Retail | Existing | Ceiling Insulation(R19 to R38) | 0.17227 | 0.83 | -0.90826 | 2.0543e-05 | 4.6982e-05 | 0.10067 | RIM/PCT less than one | Commercial/Industrial | College and University | New | HVAC tune-up | 0.63805 | 0.907 | -1.9262 | 0.069331 | 0.023434 | 183.4457 | TRC/PCT less than one
Commercial/Industrial | Warehouse | New | Demand Controlled Ventilation | 0.52775 | 0.70327 | -48.4789 | 0.19815 | 1.1156 | 1903.19 | RIM score less than one | Commercial/Industrial | Restaurants | New | Demand Controlled Ventilation | 0.6354 | 0.7033 | 818.953 | 0.23856 | 1.3431 | 2291.3025 | TRC score less than one | Commercial/Industrial | Grocery | New | Ceiling Insulation(R19 to R38) | 0.16962 | 0.83 | -0.91446 | 2.0228e-05 | 4.6261e-05 | 0.099123 | RIM/PCT less than one | Commercial/Industrial | Restaurants | Existing | Demand Controlled Ventilation | 0.6354 | 0.7033 | 818.953 | 0.23856 | 1.3431 | 2291.3025 | TRC/PCT less than one
Commercial/Industrial | Assembly | Existing | ENERGY STAR certified buildings program | 0.44987 | 0.94923 | -35661.9912 | 3.0616 | 9.492 | 18312.7076 | RIM score less than one | Commercial/Industrial | Offices | New | Variable Refrigerant Flow (VRF) HVAC Systems | 0.62819 | 1.2993 | -2290.8397 | 0.94703 | 0.9572 | 3112.2532 | TRC score less than one | Commercial/Industrial | Restaurants | New | Ceiling Insulation(R19 to R38) | 0.16962 | 0.83 | -0.91446 | 2.0228e-05 | 4.6261e-05 | 0.099123 | RIM/PCT less than one | Commercial/Industrial | Restaurants | New | Demand Controlled Ventilation | 0.6354 | 0.7033 | 818.953 | 0.23856 | 1.3431 | 2291.3025 | TRC/PCT less than one
Commercial/Industrial | Grocery | Existing | ENERGY STAR certified buildings program | 4.3308 | 0.98908 | 141899.0172 | 11.4107 | 22.1093 | 36958.0211 | RIM score less than one | Commercial/Industrial | Offices | Turnover | Variable Refrigerant Flow (VRF) HVAC Systems | 0.62819 | 1.2993 | -2290.8397 | 0.94703 | 0.9572 | 3112.2532 | TRC score less than one | Commercial/Industrial | Retail | New | Ceiling Insulation(R19 to R38) | 0.16962 | 0.83 | -0.91446 | 2.0228e-05 | 4.6261e-05 | 0.099123 | RIM/PCT less than one | Commercial/Industrial | Offices | Turnover | Variable Refrigerant Flow (VRF) HVAC Systems | 0.62819 | 1.2993 | -2290.8397 | 0.94703 | 0.9572 | 3112.2532 | TRC/PCT less than one
Commercial/Industrial | Healthcare | Existing | ENERGY STAR certified buildings program | 1.5175 | 0.94924 | 155134.6922 | 10.785 | 33.4376 | 64510.3866 | RIM score less than one | Commercial/Industrial | College and University | Existing | ENERGY STAR certified buildings program | 0.62807 | 1.2196 | -96715.8847 | 38.6582 | 0.44413 | 91682.9859 | TRC score less than one | Commercial/Industrial | Grocery | New | Ceiling Insulation(R12 to R38) | 0.31494 | 0.83 | -0.66953 | 4.3827e-05 | 0.00010023 | 0.21477 | RIM/PCT less than one | Commercial/Industrial | Offices | New | Variable Refrigerant Flow (VRF) HVAC Systems | 0.62819 | 1.2993 | -2290.8397 | 0.94703 | 0.9572 | 3112.2532 | TRC/PCT less than one
Commercial/Industrial | Institutional | Existing | ENERGY STAR certified buildings program | 1.711 | 0.94923 | 194797.8356 | 12.4675 | 38.6543 | 74574.6947 | RIM score less than one | Commercial/Industrial | College and University | New | ENERGY STAR certified buildings program | 0.62807 | 1.2196 | -96715.8847 | 38.6582 | 0.44413 | 91682.9859 | TRC score less than one | Commercial/Industrial | Restaurants | New | Ceiling Insulation(R12 to R38) | 0.31494 | 0.83 | -0.66953 | 4.3827e-05 | 0.00010023 | 0.21477 | RIM/PCT less than one | Commercial/Industrial | College and University | Existing | ENERGY STAR certified buildings program | 0.62807 | 1.2196 | -96715.8847 | 38.6582 | 0.44413 | 91682.9859 | TRC/PCT less than one
Commercial/Industrial | Lodging/Hospitality | Existing | ENERGY STAR certified buildings program | 0.99915 | 0.98908 | 81975.9027 | 18.8877 | 36.5968 | 61175.4055 | RIM score less than one | Commercial/Industrial | College and University | New | Energy Star PCs | 0.61992 | 1.0443 | -2.3579 | 0.023703 | 0.023703 | 123.5154 | TRC score less than one | Commercial/Industrial | Retail | New | Ceiling Insulation(R12 to R38) | 0.31494 | 0.83 | -0.66953 | 4.3827e-05 | 0.00010023 | 0.21477 | RIM/PCT less than one | Commercial/Industrial | College and University | New | ENERGY STAR certified buildings program | 0.62807 | 1.2196 | -96715.8847 | 38.6582 | 0.44413 | 91682.9859 | TRC/PCT less than one
Commercial/Industrial | Miscellaneous | Existing | ENERGY STAR certified buildings program | 1.1685 | 0.94924 | 1320359.7112 | 118.8615 | 368.5175 | 710971.58 | RIM score less than one | Commercial/Industrial | Hospitals | New | Energy Star PCs | 0.61992 | 1.0443 | -2.3579 | 0.023703 | 0.023703 | 123.5154 | TRC score less than one | Commercial/Industrial | Grocery | Existing | Ceiling Insulation(R30 to R38) | 0.060324 | 0.83 | -0.89152 | 5.4782e-06 | 1.2529e-05 | 0.026845 | RIM/PCT less than one | Commercial/Industrial | College and University | Turnover | Energy Star PCs | 0.61992 | 1.0443 | -2.3579 | 0.023703 | 0.023703 | 123.5154 | TRC/PCT less than one
Commercial/Industrial | Offices | Existing | ENERGY STAR certified buildings program | 1.5658 | 0.94923 | 130808.5897 | 8.8849 | 27.5468 | 53145.4 | RIM score less than one | Commercial/Industrial | College and University | Turnover | Energy Star PCs | 0.61992 | 1.0443 | -2.3579 | 0.023703 | 0.023703 | 123.5154 | TRC score less than one | Commercial/Industrial | Restaurants | Existing | Ceiling Insulation(R30 to R38) | 0.060324 | 0.83 | -0.89152 | 5.4782e-06 | 1.2529e-05 | 0.026845 | RIM/PCT less than one | Commercial/Industrial | Hospitals | Turnover | Energy Star PCs | 0.61992 | 1.0443 | -2.3579 | 0.023703 | 0.023703 | 123.5154 | TRC/PCT less than one
Commercial/Industrial | Restaurants | Existing | ENERGY STAR certified buildings program | 4.1858 | 0.98907 | 146859.1113 | 11.89 | 23.038 | 38510.4852 | RIM score less than one | Commercial/Industrial | Hospitals | Turnover | Energy Star PCs | 0.61992 | 1.0443 | -2.3579 | 0.023703 | 0.023703 | 123.5154 | TRC score less than one | Commercial/Industrial | Retail | Existing | Ceiling Insulation(R30 to R38) | 0.060324 | 0.83 | -0.89152 | 5.4782e-06 | 1.2529e-05 | 0.026845 | RIM/PCT less than one | Commercial/Industrial | College and University | New | Energy Star PCs | 0.61992 | 1.0443 | -2.3579 | 0.023703 | 0.023703 | 123.5154 | TRC/PCT less than one
Commercial/Industrial | Retail | Existing | ENERGY STAR certified buildings program | 0.81153 | 0.98907 | 9904.9197 | 5.1933 | 10.0625 | 16820.441 | RIM score less than one | Commercial/Industrial | Schools K-12 | New | Heat Pump Water Heater | 0.6128 | 1.3131 | -552.2607 | 0.30949 | 0.20585 | 1831.3579 | TRC score less than one | Commercial/Industrial | Grocery | New | Roof Insulation | 0.15058 | 0.83 | -1.4255 | 2.669e-05 | 6.1038e-05 | 0.13079 | RIM/PCT less than one | Commercial/Industrial | Hospitals | New | Energy Star PCs | 0.61992 | 1.0443 | -2.3579 | 0.023703 | 0.023703 | 123.5154 | TRC/PCT less than one
Commercial/Industrial | Schools K-12 | Existing | ENERGY STAR certified buildings program | 0.57149 | 0.94924 | -39658.1222 | 10.509 | 32.582 | 62859.5605 | RIM score less than one | Commercial/Industrial | Schools K-12 | Turnover | Heat Pump Water Heater | 0.6128 | 1.3131 | -552.2607 | 0.30949 | 0.20585 | 1831.3579 | TRC score less than one | Commercial/Industrial | Restaurants | New | Roof Insulation | 0.15058 | 0.83 | -1.4255 | 2.669e-05 | 6.1038e-05 | 0.13079 | RIM/PCT less than one | Commercial/Industrial | Schools K-12 | Turnover | Heat Pump Water Heater | 0.6128 | 1.3131 | -552.2607 | 0.30949 | 0.20585 | 1831.3579 | TRC/PCT less than one
Commercial/Industrial | Warehouse | Existing | ENERGY STAR certified buildings program | 0.18399 | 0.94923 | -67980.9705 | 1.044 | 3.2367 | 6244.4932 | RIM score less than one | Commercial/Industrial | Restaurants | Existing | Smart Strip Plug Outlet | 0.6111 | 1.088 | -1.2238 | 0.0099458 | 0 | 66.8878 | TRC score less than one | Commercial/Industrial | Retail | New | Roof Insulation | 0.15058 | 0.83 | -1.4255 | 2.669e-05 | 6.1038e-05 | 0.13079 | RIM/PCT less than one | Commercial/Industrial | Schools K-12 | New | Heat Pump Water Heater | 0.6128 | 1.3131 | -552.2607 | 0.30949 | 0.20585 | 1831.3579 | TRC/PCT less than one
Commercial/Industrial | Assembly | New | ENERGY STAR certified buildings program | 0.44987 | 0.94923 | -35661.9912 | 3.0616 | 9.492 | 18312.7076 | RIM score less than one | Commercial/Industrial | Restaurants | New | Smart Strip Plug Outlet | 0.6111 | 1.088 | -1.2238 | 0.0099458 | 0 | 66.8878 | TRC score less than one | Commercial/Industrial | Assembly | Existing | Duct Sealing Repair | 2.3697 | 0.80991 | 17434.3678 | 1.1367 | 4.0258 | 5769.3882 | RIM/PCT less than one | Commercial/Industrial | Restaurants | Existing | Smart Strip Plug Outlet | 0.6111 | 1.088 | -1.2238 | 0.0099458 | 0 | 66.8878 | TRC/PCT less than one
Commercial/Industrial | Grocery | New | ENERGY STAR certified buildings program | 4.3308 | 0.98908 | 141899.0172 | 11.4107 | 22.1093 | 36958.0211 | RIM score less than one | Commercial/Industrial | Healthcare | Existing | Programmable Thermostat | 0.60946 | 1.7605 | -1212.4675 | 0.086367 | -1.1952 | 7273.7057 | TRC score less than one | Commercial/Industrial | Assembly | New | Duct Sealing Repair | 2.3697 | 0.80991 | 17434.3678 | 1.1367 | 4.0258 | 5769.3882 | RIM/PCT less than one | Commercial/Industrial | Restaurants | New | Smart Strip Plug Outlet | 0.6111 | 1.088 | -1.2238 | 0.0099458 | 0 | 66.8878 | TRC/PCT less than one
Commercial/Industrial | Healthcare | New | ENERGY STAR certified buildings program | 1.5175 | 0.94924 | 155134.6922 | 10.785 | 33.4376 | 64510.3866 | RIM score less than one | Commercial/Industrial | Healthcare | New | Programmable Thermostat | 0.60946 | 1.7605 | -1212.4675 | 0.086367 | -1.1952 | 7273.7057 | TRC score less than one | Commercial/Industrial | Grocery | Existing | Duct Sealing Repair | 23.3304 | 0.8099 | 55123.2394 | 2.7367 | 9.6926 | 13890.361 | RIM/PCT less than one | Commercial/Industrial | Healthcare | Existing | Programmable Thermostat | 0.60946 | 1.7605 | -1212.4675 | 0.086367 | -1.1952 | 7273.7057 | TRC/PCT less than one
Commercial/Industrial | Institutional | New | ENERGY STAR certified buildings program | 1.711 | 0.94923 | 194797.8356 | 12.4675 | 38.6543 | 74574.6947 | RIM score less than one | Commercial/Industrial | Schools K-12 | Existing | Dedicated Outdoor Air System on VRF unit | 0.60856 | 1.2992 | -763.3658 | 0.27862 | 0.28162 | 915.6498 | TRC score less than one | Commercial/Industrial | Grocery | New | Duct Sealing Repair | 23.3304 | 0.8099 | 55123.2394 | 2.7367 | 9.6926 | 13890.361 | RIM/PCT less than one | Commercial/Industrial | Healthcare | New | Programmable Thermostat | 0.60946 | 1.7605 | -1212.4675 | 0.086367 | -1.1952 | 7273.7057 | TRC/PCT less than one
Commercial/Industrial | Lodging/Hospitality | New | ENERGY STAR certified buildings program | 0.99915 | 0.98908 | 81975.9027 | 18.8877 | 36.5968 | 61175.4055 | RIM score less than one | Commercial/Industrial | Schools K-12 | New | Dedicated Outdoor Air System on VRF unit | 0.60856 | 1.2992 | -763.3658 | 0.27862 | 0.28162 | 915.6498 | TRC score less than one | Commercial/Industrial | Offices | Existing | Duct Sealing Repair | 9.8396 | 0.8099 | 76336.0946 | 3.9354 | 13.9379 | 19974.2506 | RIM/PCT less than one | Commercial/Industrial | Schools K-12 | Existing | Dedicated Outdoor Air System on VRF unit | 0.60856 | 1.2992 | -763.3658 | 0.27862 | 0.28162 | 915.6498 | TRC/PCT less than one
Commercial/Industrial | Miscellaneous | New | ENERGY STAR certified buildings program | 1.1685 | 0.94924 | 1320359.7112 | 118.8615 | 368.5175 | 710971.58 | RIM score less than one | Commercial/Industrial | Warehouse | Existing | Interior Lighting Controls | 0.60821 | 1.8228 | -75.8422 | 0 | 0 | 535.36 | TRC score less than one | Commercial/Industrial | Offices | New | Duct Sealing Repair | 9.8396 | 0.8099 | 76336.0946 | 3.9354 | 13.9379 | 19974.2506 | RIM/PCT less than one | Commercial/Industrial | Schools K-12 | New | Dedicated Outdoor Air System on VRF unit | 0.60856 | 1.2992 | -763.3658 | 0.27862 | 0.28162 | 915.6498 | TRC/PCT less than one
Commercial/Industrial | Offices | New | ENERGY STAR certified buildings program | 1.5658 | 0.94923 | 130808.5897 | 8.8849 | 27.5468 | 53145.4 | RIM score less than one | Commercial/Industrial | Warehouse | New | Interior Lighting Controls | 0.60821 | 1.8228 | -75.8422 | 0 | 0 | 535.36 | TRC score less than one | Commercial/Industrial | Warehouse | Existing | Duct Sealing Repair | 1.1562 | 0.8099 | 4496.8803 | 0.4624 | 1.6377 | 2346.9401 | RIM/PCT less than one | Commercial/Industrial | Warehouse | Existing | Interior Lighting Controls | 0.60821 | 1.8228 | -75.8422 | 0 | 0 | 535.36 | TRC/PCT less than one
Commercial/Industrial | Restaurants | New | ENERGY STAR certified buildings program | 4.1858 | 0.98907 | 146859.1113 | 11.89 | 23.038 | 38510.4852 | RIM score less than one | Commercial/Industrial | Lodging/Hospitality | Existing | Interior Lighting Controls | 0.59707 | 1.8228 | -82.6641 | 0 | 0 | 525.56 | TRC score less than one | Commercial/Industrial | Warehouse | New | Duct Sealing Repair | 1.1562 | 0.8099 | 4496.8803 | 0.4624 | 1.6377 | 2346.9401 | RIM/PCT less than one | Commercial/Industrial | Warehouse | New | Interior Lighting Controls | 0.60821 | 1.8228 | -75.8422 | 0 | 0 | 535.36 | TRC/PCT less than one
Commercial/Industrial | Retail | New | ENERGY STAR certified buildings program | 0.81153 | 0.98907 | 9904.9197 | 5.1933 | 10.0625 | 16820.441 | RIM score less than one | Commercial/Industrial | Lodging/Hospitality | New | Interior Lighting Controls | 0.59707 | 1.8228 | -82.6641 | 0 | 0 | 525.56 | TRC score less than one | Commercial/Industrial | Healthcare | Existing | Duct Sealing Repair | 9.5362 | 0.8099 | 92464.6573 | 4.7769 | 16.9185 | 24245.6858 | RIM/PCT less than one | Commercial/Industrial | Lodging/Hospitality | Existing | Interior Lighting Controls | 0.59707 | 1.8228 | -82.6641 | 0 | 0 | 525.56 | TRC/PCT less than one
Commercial/Industrial | Schools K-12 | New | ENERGY STAR certified buildings program | 0.57149 | 0.94924 | -39658.1222 | 10.509 | 32.582 | 62859.5605 | RIM score less than one | Commercial/Industrial | Assembly | Existing | Retro-Commissioning | 0.59088 | 0.69057 | 2126.251 | 3.2444 | 10.0589 | 19406.44 | TRC score less than one | Commercial/Industrial | Healthcare | New | Duct Sealing Repair | 9.5362 | 0.8099 | 92464.6573 | 4.7769 | 16.9185 | 24245.6858 | RIM/PCT less than one | Commercial/Industrial | Lodging/Hospitality | New | Interior Lighting Controls | 0.59707 | 1.8228 | -82.6641 | 0 | 0 | 525.56 | TRC/PCT less than one
Commercial/Industrial | Warehouse | New | ENERGY STAR certified buildings program | 0.18399 | 0.94923 | -67980.9705 | 1.044 | 3.2367 | 6244.4932 | RIM score less than one | Commercial/Industrial | Assembly | New | Retro-Commissioning | 0.59088 | 0.69057 | 2126.251 | 3.2444 | 10.0589 | 19406.44 | TRC score less than one | Commercial/Industrial | College and University | Existing | Duct Sealing Repair | 3.5913 | 0.8099 | 116477.5879 | 6.789 | 24.0448 | 34458.2784 | RIM/PCT less than one | Commercial/Industrial | Assembly | Existing | Retro-Commissioning | 0.59088 | 0.69057 | 2126.251 | 3.2444 | 10.0589 | 19406.44 | TRC/PCT less than one
Commercial/Industrial | Assembly | Existing | Retro-Commissioning | 0.59088 | 0.69057 | 2126.251 | 3.2444 | 10.0589 | 19406.44 | RIM score less than one | Commercial/Industrial | Grocery | Existing | Demand Controlled Ventilation | 0.5893 | 0.70323 | 447.8696 | 0.22127 | 1.2458 | 2125.2697 | TRC score less than one | Commercial/Industrial | College and University | New | Duct Sealing Repair | 3.5913 | 0.8099 | 116477.5879 | 6.789 | 24.0448 | 34458.2784 | RIM/PCT less than one | Commercial/Industrial | Assembly | New | Retro-Commissioning | 0.59088 | 0.69057 | 2126.251 | 3.2444 | 10.0589 | 19406.44 | TRC/PCT less than one
Commercial/Industrial | College and University | Existing | Retro-Commissioning | 0.9566 | 0.86244 | 34125.8965 | 48.8723 | 0.56148 | 115907.03 | RIM score less than one | Commercial/Industrial | Grocery | New | Demand Controlled Ventilation | 0.5893 | 0.70323 | 447.8696 | 0.22127 | 1.2458 | 2125.2697 | TRC score less than one | Commercial/Industrial | Institutional | Existing | Duct Sealing Repair | 10.7517 | 0.8099 | 107719.715 | 5.5222 | 19.558 | 28028.271 | RIM/PCT less than one | Commercial/Industrial | Grocery | Existing | Demand Controlled Ventilation | 0.5893 | 0.70323 | 447.8696 | 0.22127 | 1.2458 | 2125.2697 | TRC/PCT less than one
Commercial/Industrial | Grocery | Existing | Retro-Commissioning | 6.741 | 0.71478 | 45060.0127 | 14.4255 | 27.951 | 46722.91 | RIM score less than one | Commercial/Industrial | Offices | Existing | Dedicated Outdoor Air System on VRF unit | 0.5873 | 1.2995 | -837.3942 | 0.26883 | 0.27172 | 883.4693 | TRC score less than one | Commercial/Industrial | Institutional | New | Duct Sealing Repair | 10.7517 | 0.8099 | 107719.715 | 5.5222 | 19.558 | 28028.271 | RIM/PCT less than one | Commercial/Industrial | Grocery | New | Demand Controlled Ventilation | 0.5893 | 0.70323 | 447.8696 | 0.22127 | 1.2458 | 2125.2697 | TRC/PCT less than one
Commercial/Industrial | Healthcare | Existing | Retro-Commissioning | 2.3778 | 0.69057 | 61291.6236 | 13.6345 | 42.2724 | 81555.02 | RIM score less than one | Commercial/Industrial | Offices | New | Dedicated Outdoor Air System on VRF unit | 0.5873 | 1.2995 | -837.3942 | 0.26883 | 0.27172 | 883.4693 | TRC score less than one | Commercial/Industrial | Lodging/Hospitality | Existing | Duct Sealing Repair | 5.3825 | 0.8099 | 83039.0452 | 4.53 | 16.0439 | 22992.2611 | RIM/PCT less than one | Commercial/Industrial | Offices | Existing | Dedicated Outdoor Air System on VRF unit | 0.5873 | 1.2995 | -837.3942 | 0.26883 | 0.27172 | 883.4693 | TRC/PCT less than one
Commercial/Industrial | Hospitals | Existing | Retro-Commissioning | 2.5401 | 0.86244 | 548818.3539 | 358.3151 | 4.1166 | 849790.53 | RIM score less than one | Commercial/Industrial | Assembly | Existing | ECM Motors on Furnaces | 0.58693 | 2.1667 | -214.7851 | 0 | 0 | 462.9948 | TRC score less than one | Commercial/Industrial | Lodging/Hospitality | New | Duct Sealing Repair | 5.3825 | 0.8099 | 83039.0452 | 4.53 | 16.0439 | 22992.2611 | RIM/PCT less than one | Commercial/Industrial | Offices | New | Dedicated Outdoor Air System on VRF unit | 0.5873 | 1.2995 | -837.3942 | 0.26883 | 0.27172 | 883.4693 | TRC/PCT less than one
Commercial/Industrial | Institutional | Existing | Retro-Commissioning | 2.6809 | 0.69057 | 73116.2863 | 15.7616 | 48.8673 | 94278.48 | RIM score less than one | Commercial/Industrial | Assembly | New | ECM Motors on Furnaces | 0.58693 | 2.1667 | -214.7851 | 0 | 0 | 462.9948 | TRC score less than one | Commercial/Industrial | Hospitals | Existing | Duct Sealing Repair | 9.5362 | 0.80989 | 963467.1803 | 49.7747 | 176.288 | 252636.2315 | RIM/PCT less than one | Commercial/Industrial | Assembly | Existing | ECM Motors on Furnaces | 0.58693 | 2.1667 | -214.7851 | 0 | 0 | 462.9948 | TRC/PCT less than one
Commercial/Industrial | Lodging/Hospitality | Existing | Retro-Commissioning | 1.5552 | 0.71478 | 52210.0217 | 23.8781 | 46.2663 | 77338.89 | RIM score less than one | Commercial/Industrial | Institutional | Existing | Hot Water Circulation Pump Control | 0.58374 | 1.8391 | -8918.4932 | 0.77405 | 0.81316 | 16275 | TRC score less than one | Commercial/Industrial | Hospitals | New | Duct Sealing Repair | 9.5362 | 0.80989 | 963467.1803 | 49.7747 | 176.288 | 252636.2315 | RIM/PCT less than one | Commercial/Industrial | Assembly | New | ECM Motors on Furnaces | 0.58693 | 2.1667 | -214.7851 | 0 | 0 | 462.9948 | TRC/PCT less than one
Commercial/Industrial | Miscellaneous | Existing | Retro-Commissioning | 1.831 | 0.69057 | 618514.1991 | 150.2665 | 465.8856 | 898821.23 | RIM score less than one | Commercial/Industrial | Institutional | New | Hot Water Circulation Pump Control | 0.58374 | 1.8391 | -8918.4932 | 0.77405 | 0.81316 | 16275 | TRC score less than one | Commercial/Industrial | Miscellaneous | Existing | Duct Sealing Repair | 7.3249 | 0.80989 | 997937.4365 | 52.6466 | 186.4593 | 267212.6796 | RIM/PCT less than one | Commercial/Industrial | Institutional | Existing | Hot Water Circulation Pump Control | 0.58374 | 1.8391 | -8918.4932 | 0.77405 | 0.81316 | 16275 | TRC/PCT less than one
Commercial/Industrial | Offices | Existing | Retro-Commissioning | 2.4534 | 0.69057 | 50933.3701 | 11.2325 | 34.8251 | 67187.23 | RIM score less than one | Commercial/Industrial | Miscellaneous | Existing | Hot Water Circulation Pump Control | 0.58373 | 1.8391 | -7134.7945 | 0.61924 | 0.65053 | 13020 | TRC score less than one | Commercial/Industrial | Miscellaneous | New | Duct Sealing Repair | 7.3249 | 0.80989 | 997937.4365 | 52.6466 | 186.4593 | 267212.6796 | RIM/PCT less than one | Commercial/Industrial | Institutional | New | Hot Water Circulation Pump Control | 0.58374 | 1.8391 | -8918.4932 | 0.77405 | 0.81316 | 16275 | TRC/PCT less than one
Commercial/Industrial | Restaurants | Existing | Retro-Commissioning | 6.5151 | 0.71478 | 46806.3698 | 15.0315 | 29.1251 | 48685.54 | RIM score less than one | Commercial/Industrial | Miscellaneous | New | Hot Water Circulation Pump Control | 0.58373 | 1.8391 | -7134.7945 | 0.61924 | 0.65053 | 13020 | TRC score less than one | Commercial/Industrial | Schools K-12 | Existing | Duct Sealing Repair | 3.5912 | 0.80989 | 79859.2015 | 4.6547 | 16.4855 | 23625.2368 | RIM/PCT less than one | Commercial/Industrial | Miscellaneous | Existing | Hot Water Circulation Pump Control | 0.58373 | 1.8391 | -7134.7945 | 0.61924 | 0.65053 | 13020 | TRC/PCT less than one
Commercial/Industrial | Retail | Existing | Retro-Commissioning | 1.2631 | 0.71478 | 12506.3879 | 6.5654 | 12.7211 | 21264.66 | RIM score less than one | Commercial/Industrial | Offices | Existing | Hot Water Circulation Pump Control | 0.58373 | 1.839 | -1070.2192 | 0.092886 | 0.097579 | 1953 | TRC score less than one | Commercial/Industrial | Schools K-12 | New | Duct Sealing Repair | 3.5912 | 0.80989 | 79859.2015 | 4.6547 | 16.4855 | 23625.2368 | RIM/PCT less than one | Commercial/Industrial | Miscellaneous | New | Hot Water Circulation Pump Control | 0.58373 | 1.8391 | -7134.7945 | 0.61924 | 0.65053 | 13020 | TRC/PCT less than one
Commercial/Industrial | Schools K-12 | Existing | Retro-Commissioning | 0.89546 | 0.69057 | 31797.8721 | 13.2856 | 41.1906 | 79468.03 | RIM score less than one | Commercial/Industrial | Offices | New | Hot Water Circulation Pump Control | 0.58373 | 1.839 | -1070.2192 | 0.092886 | 0.097579 | 1953 | TRC score less than one | Commercial/Industrial | Restaurants | Existing | Duct Sealing Repair | 22.5487 | 0.80989 | 57385.0646 | 2.8517 | 10.0998 | 14473.841 | RIM/PCT less than one | Commercial/Industrial | Offices | Existing | Hot Water Circulation Pump Control | 0.58373 | 1.839 | -1070.2192 | 0.092886 | 0.097579 | 1953 | TRC/PCT less than one
Commercial/Industrial | Warehouse | Existing | Retro-Commissioning | 0.2883 | 0.69057 | -6213.0727 | 1.3198 | 4.0919 | 7894.4 | RIM score less than one | Commercial/Industrial | Assembly | Existing | Hot Water Circulation Pump Control | 0.5836 | 1.8386 | -356.7397 | 0.030962 | 0.032526 | 651 | TRC score less than one | Commercial/Industrial | Restaurants | New | Duct Sealing Repair | 22.5487 | 0.80989 | 57385.0646 | 2.8517 | 10.0998 | 14473.841 | RIM/PCT less than one | Commercial/Industrial | Offices | New | Hot Water Circulation Pump Control | 0.58373 | 1.839 | -1070.2192 | 0.092886 | 0.097579 | 1953 | TRC/PCT less than one
Commercial/Industrial | Assembly | New | Retro-Commissioning | 0.59088 | 0.69057 | 2126.251 | 3.2444 | 10.0589 | 19406.44 | RIM score less than one | Commercial/Industrial | Healthcare | Existing | Hot Water Circulation Pump Control | 0.5836 | 1.8386 | -356.7397 | 0.030962 | 0.032526 | 651 | TRC score less than one | Commercial/Industrial | Retail | Existing | Duct Sealing Repair | 4.3717 | 0.80989 | 22153.9835 | 1.2455 | 4.4113 | 6321.8213 | RIM/PCT less than one | Commercial/Industrial | Assembly | Existing | Hot Water Circulation Pump Control | 0.5836 | 1.8386 | -356.7397 | 0.030962 | 0.032526 | 651 | TRC/PCT less than one
Commercial/Industrial | College and University | New | Retro-Commissioning | 0.9566 | 0.86244 | 34125.8965 | 48.8723 | 0.56148 | 115907.03 | RIM score less than one | Commercial/Industrial | Schools K-12 | Existing | Hot Water Circulation Pump Control | 0.5836 | 1.8386 | -356.7397 | 0.030962 | 0.032526 | 651 | TRC score less than one | Commercial/Industrial | Retail | New | Duct Sealing Repair | 4.3717 | 0.80989 | 22153.9835 | 1.2455 | 4.4113 | 6321.8213 | RIM/PCT less than one | Commercial/Industrial | Healthcare | Existing | Hot Water Circulation Pump Control | 0.5836 | 1.8386 | -356.7397 | 0.030962 | 0.032526 | 651 | TRC/PCT less than one
Commercial/Industrial | Grocery | New | Retro-Commissioning | 6.741 | 0.71478 | 45060.0127 | 14.4255 | 27.951 | 46722.91 | RIM score less than one | Commercial/Industrial | Warehouse | Existing | Hot Water Circulation Pump Control | 0.5836 | 1.8386 | -356.7397 | 0.030962 | 0.032526 | 651 | TRC score less than one | Commercial/Industrial | Assembly | Existing | Cool Roof | 0.058014 | 0.80655 | -4.0917 | 7.5697e-05 | 0 | 0.17819 | RIM/PCT less than one | Commercial/Industrial | Schools K-12 | Existing | Hot Water Circulation Pump Control | 0.5836 | 1.8386 | -356.7397 | 0.030962 | 0.032526 | 651 | TRC/PCT less than one
Commercial/Industrial | Healthcare | New | Retro-Commissioning | 2.3778 | 0.69057 | 61291.6236 | 13.6345 | 42.2724 | 81555.02 | RIM score less than one | Commercial/Industrial | Assembly | New | Hot Water Circulation Pump Control | 0.5836 | 1.8386 | -356.7397 | 0.030962 | 0.032526 | 651 | TRC score less than one | Commercial/Industrial | College and University | Existing | Cool Roof | 0.058014 | 0.80655 | -4.0917 | 7.5697e-05 | 0 | 0.17819 | RIM/PCT less than one | Commercial/Industrial | Warehouse | Existing | Hot Water Circulation Pump Control | 0.5836 | 1.8386 | -356.7397 | 0.030962 | 0.032526 | 651 | TRC/PCT less than one
Commercial/Industrial | Hospitals | New | Retro-Commissioning | 2.5401 | 0.86244 | 548818.3539 | 358.3151 | 4.1166 | 849790.53 | RIM score less than one | Commercial/Industrial | Healthcare | New | Hot Water Circulation Pump Control | 0.5836 | 1.8386 | -356.7397 | 0.030962 | 0.032526 | 651 | TRC score less than one | Commercial/Industrial | Grocery | Existing | Cool Roof | 0.058014 | 0.80655 | -4.0917 | 7.5697e-05 | 0 | 0.17819 | RIM/PCT less than one | Commercial/Industrial | Assembly | New | Hot Water Circulation Pump Control | 0.5836 | 1.8386 | -356.7397 | 0.030962 | 0.032526 | 651 | TRC/PCT less than one
Commercial/Industrial | Institutional | New | Retro-Commissioning | 2.6809 | 0.69057 | 73116.2863 | 15.7616 | 48.8673 | 94278.48 | RIM score less than one | Commercial/Industrial | Schools K-12 | New | Hot Water Circulation Pump Control | 0.5836 | 1.8386 | -356.7397 | 0.030962 | 0.032526 | 651 | TRC score less than one | Commercial/Industrial | Healthcare | Existing | Cool Roof | 0.058014 | 0.80655 | -4.0917 | 7.5697e-05 | 0 | 0.17819 | RIM/PCT less than one | Commercial/Industrial | Healthcare | New | Hot Water Circulation Pump Control | 0.5836 | 1.8386 | -356.7397 | 0.030962 | 0.032526 | 651 | TRC/PCT less than one
Commercial/Industrial | Lodging/Hospitality | New | Retro-Commissioning | 1.5552 | 0.71478 | 52210.0217 | 23.8781 | 46.2663 | 77338.89 | RIM score less than one | Commercial/Industrial | Warehouse | New | Hot Water Circulation Pump Control | 0.5836 | 1.8386 | -356.7397 | 0.030962 | 0.032526 | 651 | TRC score less than one | Commercial/Industrial | Hospitals | Existing | Cool Roof | 0.058014 | 0.80655 | -4.0917 | 7.5697e-05 | 0 | 0.17819 | RIM/PCT less than one | Commercial/Industrial | Schools K-12 | New | Hot Water Circulation Pump Control | 0.5836 | 1.8386 | -356.7397 | 0.030962 | 0.032526 | 651 | TRC/PCT less than one
Commercial/Industrial | Miscellaneous | New | Retro-Commissioning | 1.831 | 0.69057 | 618514.1991 | 150.2665 | 465.8856 | 898821.23 | RIM score less than one | Commercial/Industrial | Warehouse | New | Premium T8 - Fixture Replacement | 0.57742 | 1.1224 | -11.0293 | 0.0097886 | 0.0022393 | 40.3814 | TRC score less than one | Commercial/Industrial | Institutional | Existing | Cool Roof | 0.058014 | 0.80655 | -4.0917 | 7.5697e-05 | 0 | 0.17819 | RIM/PCT less than one | Commercial/Industrial | Warehouse | New | Hot Water Circulation Pump Control | 0.5836 | 1.8386 | -356.7397 | 0.030962 | 0.032526 | 651 | TRC/PCT less than one
Commercial/Industrial | Offices | New | Retro-Commissioning | 2.4534 | 0.69057 | 50933.3701 | 11.2325 | 34.8251 | 67187.23 | RIM score less than one | Commercial/Industrial | Warehouse | Turnover | Premium T8 - Fixture Replacement | 0.57742 | 1.1224 | -11.0293 | 0.0097886 | 0.0022393 | 40.3814 | TRC score less than one | Commercial/Industrial | Offices | Existing | Cool Roof | 0.058014 | 0.80655 | -4.0917 | 7.5697e-05 | 0 | 0.17819 | RIM/PCT less than one | Commercial/Industrial | Warehouse | Turnover | Premium T8 - Fixture Replacement | 0.57742 | 1.1224 | -11.0293 | 0.0097886 | 0.0022393 | 40.3814 | TRC/PCT less than one
Commercial/Industrial | Restaurants | New | Retro-Commissioning | 6.5151 | 0.71478 | 46806.3698 | 15.0315 | 29.1251 | 48685.54 | RIM score less than one | Commercial/Industrial | Schools K-12 | Existing | ENERGY STAR certified buildings program | 0.57149 | 0.94924 | -39658.1222 | 10.509 | 32.582 | 62859.5605 | TRC score less than one | Commercial/Industrial | Restaurants | Existing | Cool Roof | 0.058014 | 0.80655 | -4.0917 | 7.5697e-05 | 0 | 0.17819 | RIM/PCT less than one | Commercial/Industrial | Warehouse | New | Premium T8 - Fixture Replacement | 0.57742 | 1.1224 | -11.0293 | 0.0097886 | 0.0022393 | 40.3814 | TRC/PCT less than one
Commercial/Industrial | Retail | New | Retro-Commissioning | 1.2631 | 0.71478 | 12506.3879 | 6.5654 | 12.7211 | 21264.66 | RIM score less than one | Commercial/Industrial | Schools K-12 | New | ENERGY STAR certified buildings program | 0.57149 | 0.94924 | -39658.1222 | 10.509 | 32.582 | 62859.5605 | TRC score less than one | Commercial/Industrial | Retail | Existing | Cool Roof | 0.058014 | 0.80655 | -4.0917 | 7.5697e-05 | 0 | 0.17819 | RIM/PCT less than one | Commercial/Industrial | Schools K-12 | Existing | ENERGY STAR certified buildings program | 0.57149 | 0.94924 | -39658.1222 | 10.509 | 32.582 | 62859.5605 | TRC/PCT less than one
Commercial/Industrial | Schools K-12 | New | Retro-Commissioning | 0.89546 | 0.69057 | 31797.8721 | 13.2856 | 41.1906 | 79468.03 | RIM score less than one | Commercial/Industrial | Assembly | New | Variable Refrigerant Flow (VRF) HVAC Systems | 0.56951 | 1.2993 | -2959.6408 | 0.85857 | 0.86779 | 2821.5222 | TRC score less than one | Commercial/Industrial | Schools K-12 | Existing | Cool Roof | 0.058014 | 0.80655 | -4.0917 | 7.5697e-05 | 0 | 0.17819 | RIM/PCT less than one | Commercial/Industrial | Schools K-12 | New | ENERGY STAR certified buildings program | 0.57149 | 0.94924 | -39658.1222 | 10.509 | 32.582 | 62859.5605 | TRC/PCT less than one
Commercial/Industrial | Warehouse | New | Retro-Commissioning | 0.2883 | 0.69057 | -6213.0727 | 1.3198 | 4.0919 | 7894.4 | RIM score less than one | Commercial/Industrial | Assembly | Turnover | Variable Refrigerant Flow (VRF) HVAC Systems | 0.56951 | 1.2993 | -2959.6408 | 0.85857 | 0.86779 | 2821.5222 | TRC score less than one | Commercial/Industrial | Assembly | Existing | Green Roof | 0.0052454 | 0.80655 | -45.6047 | 6.8973e-05 | 0 | 0.16236 | RIM/PCT less than one | Commercial/Industrial | Assembly | Turnover | Variable Refrigerant Flow (VRF) HVAC Systems | 0.56951 | 1.2993 | -2959.6408 | 0.85857 | 0.86779 | 2821.5222 | TRC/PCT less than one
Commercial/Industrial | Agriculture and Assembly | Any | Process Heat System Optimization | 0.020238 | 0.94645 | -6633.9218 | 0.27983 | 0.27293 | 2032.5999 | RIM score less than one | Commercial/Industrial | Retail | Existing | HVAC tune-up | 0.56722 | 1.0667 | -21.5947 | 0.041695 | 0.0075902 | 210.0137 | TRC score less than one | Commercial/Industrial | College and University | Existing | Green Roof | 0.0052454 | 0.80655 | -45.6047 | 6.8973e-05 | 0 | 0.16236 | RIM/PCT less than one | Commercial/Industrial | Assembly | New | Variable Refrigerant Flow (VRF) HVAC Systems | 0.56951 | 1.2993 | -2959.6408 | 0.85857 | 0.86779 | 2821.5222 | TRC/PCT less than one
Commercial/Industrial | Chemicals and Plastics | Any | Process Heat System Optimization | 0.095347 | 0.94645 | -8379.6294 | 1.9291 | 1.8815 | 14012.1487 | RIM score less than one | Commercial/Industrial | Retail | New | HVAC tune-up | 0.56722 | 1.0667 | -21.5947 | 0.041695 | 0.0075902 | 210.0137 | TRC score less than one | Commercial/Industrial | Grocery | Existing | Green Roof | 0.0052454 | 0.80655 | -45.6047 | 6.8973e-05 | 0 | 0.16236 | RIM/PCT less than one | Commercial/Industrial | Retail | Existing | HVAC tune-up | 0.56722 | 1.0667 | -21.5947 | 0.041695 | 0.0075902 | 210.0137 | TRC/PCT less than one
Commercial/Industrial | Construction | Any | Process Heat System Optimization | 0.11307 | 0.94644 | -927.7569 | 0.26313 | 0.25664 | 1911.2621 | RIM score less than one | Commercial/Industrial | Schools K-12 | Existing | Network PC Power Management | 0.56551 | 1.1708 | -560.5054 | 0.71311 | 0.49665 | 4794.046 | TRC score less than one | Commercial/Industrial | Healthcare | Existing | Green Roof | 0.0052454 | 0.80655 | -45.6047 | 6.8973e-05 | 0 | 0.16236 | RIM/PCT less than one | Commercial/Industrial | Retail | New | HVAC tune-up | 0.56722 | 1.0667 | -21.5947 | 0.041695 | 0.0075902 | 210.0137 | TRC/PCT less than one
Commercial/Industrial | Electrical and Electronic Equip. | Any | Process Heat System Optimization | 0.82696 | 0.94646 | 190.7411 | 0.7013 | 0.68401 | 5093.973 | RIM score less than one | Commercial/Industrial | Schools K-12 | New | Network PC Power Management | 0.56551 | 1.1708 | -560.5054 | 0.71311 | 0.49665 | 4794.046 | TRC score less than one | Commercial/Industrial | Hospitals | Existing | Green Roof | 0.0052454 | 0.80655 | -45.6047 | 6.8973e-05 | 0 | 0.16236 | RIM/PCT less than one | Commercial/Industrial | Schools K-12 | Existing | Network PC Power Management | 0.56551 | 1.1708 | -560.5054 | 0.71311 | 0.49665 | 4794.046 | TRC/PCT less than one
Commercial/Industrial | Lumber/Furniture/Pulp/Paper | Any | Process Heat System Optimization | 0.12291 | 0.94639 | -154.6128 | 0.048716 | 0.047515 | 353.8579 | RIM score less than one | Commercial/Industrial | Grocery | New | Energy Star PCs | 0.56504 | 1.1129 | -7.284 | 0.017591 | 0.0068231 | 123.5154 | TRC score less than one | Commercial/Industrial | Institutional | Existing | Green Roof | 0.0052454 | 0.80655 | -45.6047 | 6.8973e-05 | 0 | 0.16236 | RIM/PCT less than one | Commercial/Industrial | Schools K-12 | New | Network PC Power Management | 0.56551 | 1.1708 | -560.5054 | 0.71311 | 0.49665 | 4794.046 | TRC/PCT less than one
Commercial/Industrial | Metal Products and Machinery | Any | Process Heat System Optimization | 0.18176 | 0.94646 | -504.895 | 0.27096 | 0.26428 | 1968.1432 | RIM score less than one | Commercial/Industrial | Healthcare | New | Energy Star PCs | 0.56504 | 1.1129 | -7.284 | 0.017591 | 0.0068231 | 123.5154 | TRC score less than one | Commercial/Industrial | Offices | Existing | Green Roof | 0.0052454 | 0.80655 | -45.6047 | 6.8973e-05 | 0 | 0.16236 | RIM/PCT less than one | Commercial/Industrial | Grocery | Turnover | Energy Star PCs | 0.56504 | 1.1129 | -7.284 | 0.017591 | 0.0068231 | 123.5154 | TRC/PCT less than one
Commercial/Industrial | Miscellaneous Manufacturing | Any | Process Heat System Optimization | 0.22629 | 0.94648 | -19.8441 | 0.014978 | 0.014609 | 108.7936 | RIM score less than one | Commercial/Industrial | Lodging/Hospitality | New | Energy Star PCs | 0.56504 | 1.1129 | -7.284 | 0.017591 | 0.0068231 | 123.5154 | TRC score less than one | Commercial/Industrial | Restaurants | Existing | Green Roof | 0.0052454 | 0.80655 | -45.6047 | 6.8973e-05 | 0 | 0.16236 | RIM/PCT less than one | Commercial/Industrial | Healthcare | Turnover | Energy Star PCs | 0.56504 | 1.1129 | -7.284 | 0.017591 | 0.0068231 | 123.5154 | TRC/PCT less than one
Commercial/Industrial | Primary Resources Industries | Any | Process Heat System Optimization | 0.20199 | 0.94645 | -10240.9826 | 6.4436 | 6.2847 | 46803.9523 | RIM score less than one | Commercial/Industrial | Offices | New | Energy Star PCs | 0.56504 | 1.1129 | -7.284 | 0.017591 | 0.0068231 | 123.5154 | TRC score less than one | Commercial/Industrial | Retail | Existing | Green Roof | 0.0052454 | 0.80655 | -45.6047 | 6.8973e-05 | 0 | 0.16236 | RIM/PCT less than one | Commercial/Industrial | Lodging/Hospitality | Turnover | Energy Star PCs | 0.56504 | 1.1129 | -7.284 | 0.017591 | 0.0068231 | 123.5154 | TRC/PCT less than one
Commercial/Industrial | Stone/Clay/Glass/Concrete | Any | Process Heat System Optimization | 0.10754 | 0.94646 | -700.6474 | 0.18673 | 0.18213 | 1356.3401 | RIM score less than one | Commercial/Industrial | Retail | New | Energy Star PCs | 0.56504 | 1.1129 | -7.284 | 0.017591 | 0.0068231 | 123.5154 | TRC score less than one | Commercial/Industrial | Schools K-12 | Existing | Green Roof | 0.0052454 | 0.80655 | -45.6047 | 6.8973e-05 | 0 | 0.16236 | RIM/PCT less than one | Commercial/Industrial | Offices | Turnover | Energy Star PCs | 0.56504 | 1.1129 | -7.284 | 0.017591 | 0.0068231 | 123.5154 | TRC/PCT less than one
Commercial/Industrial | Textiles and Leather | Any | Process Heat System Optimization | 0.033095 | 0.94644 | -2149.9088 | 0.15186 | 0.14811 | 1103.0325 | RIM score less than one | Commercial/Industrial | Schools K-12 | New | Energy Star PCs | 0.56504 | 1.1129 | -7.284 | 0.017591 | 0.0068231 | 123.5154 | TRC score less than one | Commercial/Industrial | Assembly | New | Green Roof | 0.0051436 | 0.80655 | -45.6131 | 6.7635e-05 | 0 | 0.15921 | RIM/PCT less than one | Commercial/Industrial | Retail | Turnover | Energy Star PCs | 0.56504 | 1.1129 | -7.284 | 0.017591 | 0.0068231 | 123.5154 | TRC/PCT less than one
Commercial/Industrial | Transportation Equipment | Any | Process Heat System Optimization | 0.37778 | 0.94646 | -219.4053 | 0.49495 | 0.48275 | 3595.1331 | RIM score less than one | Commercial/Industrial | Grocery | Turnover | Energy Star PCs | 0.56504 | 1.1129 | -7.284 | 0.017591 | 0.0068231 | 123.5154 | TRC score less than one | Commercial/Industrial | College and University | New | Green Roof | 0.0051436 | 0.80655 | -45.6131 | 6.7635e-05 | 0 | 0.15921 | RIM/PCT less than one | Commercial/Industrial | Schools K-12 | Turnover | Energy Star PCs | 0.56504 | 1.1129 | -7.284 | 0.017591 | 0.0068231 | 123.5154 | TRC/PCT less than one
Commercial/Industrial | Water and Wastewater | Any | Process Heat System Optimization | 0.11305 | 0.94626 | -42.6763 | 0.012104 | 0.011805 | 87.9171 | RIM score less than one | Commercial/Industrial | Healthcare | Turnover | Energy Star PCs | 0.56504 | 1.1129 | -7.284 | 0.017591 | 0.0068231 | 123.5154 | TRC score less than one | Commercial/Industrial | Grocery | New | Green Roof | 0.0051436 | 0.80655 | -45.6131 | 6.7635e-05 | 0 | 0.15921 | RIM/PCT less than one | Commercial/Industrial | Grocery | New | Energy Star PCs | 0.56504 | 1.1129 | -7.284 | 0.017591 | 0.0068231 | 123.5154 | TRC/PCT less than one
Commercial/Industrial | Seg 1 - 15 MWh | Any | Storage with other DSM (EE and DR) | 0.0010975 | 0.59596 | -46179.1654 | 0.031435 | 0 | 0 | RIM score less than one | Commercial/Industrial | Lodging/Hospitality | Turnover | Energy Star PCs | 0.56504 | 1.1129 | -7.284 | 0.017591 | 0.0068231 | 123.5154 | TRC score less than one | Commercial/Industrial | Healthcare | New | Green Roof | 0.0051436 | 0.80655 | -45.6131 | 6.7635e-05 | 0 | 0.15921 | RIM/PCT less than one | Commercial/Industrial | Healthcare | New | Energy Star PCs | 0.56504 | 1.1129 | -7.284 | 0.017591 | 0.0068231 | 123.5154 | TRC/PCT less than one
Commercial/Industrial | Seg 2 - 25 MWh | Any | Storage with other DSM (EE and DR) | 2.0545e-05 | 0.57408 | -59280.264 | 0.00078277 | 0 | 0 | RIM score less than one | Commercial/Industrial | Offices | Turnover | Energy Star PCs | 0.56504 | 1.1129 | -7.284 | 0.017591 | 0.0068231 | 123.5154 | TRC score less than one | Commercial/Industrial | Hospitals | New | Green Roof | 0.0051436 | 0.80655 | -45.6131 | 6.7635e-05 | 0 | 0.15921 | RIM/PCT less than one | Commercial/Industrial | Lodging/Hospitality | New | Energy Star PCs | 0.56504 | 1.1129 | -7.284 | 0.017591 | 0.0068231 | 123.5154 | TRC/PCT less than one
Commercial/Industrial | Seg 3 - 50 MWh) | Any | Storage with other DSM (EE and DR) | 0.00016962 | 0.58897 | -73775.0346 | 0.0078417 | 0 | 0 | RIM score less than one | Commercial/Industrial | Retail | Turnover | Energy Star PCs | 0.56504 | 1.1129 | -7.284 | 0.017591 | 0.0068231 | 123.5154 | TRC score less than one | Commercial/Industrial | Institutional | New | Green Roof | 0.0051436 | 0.80655 | -45.6131 | 6.7635e-05 | 0 | 0.15921 | RIM/PCT less than one | Commercial/Industrial | Offices | New | Energy Star PCs | 0.56504 | 1.1129 | -7.284 | 0.017591 | 0.0068231 | 123.5154 | TRC/PCT less than one
Commercial/Industrial | Seg 4 51+ MWh | Any | Storage with other DSM (EE and DR) | 0.00027391 | 0.59765 | -96735.2315 | 0.016365 | 0 | 0 | RIM score less than one | Commercial/Industrial | Schools K-12 | Turnover | Energy Star PCs | 0.56504 | 1.1129 | -7.284 | 0.017591 | 0.0068231 | 123.5154 | TRC score less than one | Commercial/Industrial | Offices | New | Green Roof | 0.0051436 | 0.80655 | -45.6131 | 6.7635e-05 | 0 | 0.15921 | RIM/PCT less than one | Commercial/Industrial | Retail | New | Energy Star PCs | 0.56504 | 1.1129 | -7.284 | 0.017591 | 0.0068231 | 123.5154 | TRC/PCT less than one
[11 empty] | Commercial/Industrial | Offices | Existing | Network PC Power Management | 0.56272 | 1.1708 | -397.2262 | 0.49125 | 0.34213 | 3302.5466 | TRC score less than one | Commercial/Industrial | Restaurants | New | Green Roof | 0.0051436 | 0.80655 | -45.6131 | 6.7635e-05 | 0 | 0.15921 | RIM/PCT less than one | Commercial/Industrial | Schools K-12 | New | Energy Star PCs | 0.56504 | 1.1129 | -7.284 | 0.017591 | 0.0068231 | 123.5154 | TRC/PCT less than one
[11 empty] | Commercial/Industrial | Offices | New | Network PC Power Management | 0.56272 | 1.1708 | -397.2262 | 0.49125 | 0.34213 | 3302.5466 | TRC score less than one | Commercial/Industrial | Retail | New | Green Roof | 0.0051436 | 0.80655 | -45.6131 | 6.7635e-05 | 0 | 0.15921 | RIM/PCT less than one | Commercial/Industrial | Offices | Existing | Network PC Power Management | 0.56272 | 1.1708 | -397.2262 | 0.49125 | 0.34213 | 3302.5466 | TRC/PCT less than one
[11 empty] | Commercial/Industrial | Lodging/Hospitality | Existing | Network PC Power Management | 0.56179 | 1.1708 | -474.4778 | 0.58124 | 0.40481 | 3907.5345 | TRC score less than one | Commercial/Industrial | Schools K-12 | New | Green Roof | 0.0051436 | 0.80655 | -45.6131 | 6.7635e-05 | 0 | 0.15921 | RIM/PCT less than one | Commercial/Industrial | Offices | New | Network PC Power Management | 0.56272 | 1.1708 | -397.2262 | 0.49125 | 0.34213 | 3302.5466 | TRC/PCT less than one
[11 empty] | Commercial/Industrial | Lodging/Hospitality | New | Network PC Power Management | 0.56179 | 1.1708 | -474.4778 | 0.58124 | 0.40481 | 3907.5345 | TRC score less than one | Commercial/Industrial | Assembly | New | Cool Roof | 0.057872 | 0.80655 | -4.0928 | 7.5512e-05 | 0 | 0.17775 | RIM/PCT less than one | Commercial/Industrial | Lodging/Hospitality | Existing | Network PC Power Management | 0.56179 | 1.1708 | -474.4778 | 0.58124 | 0.40481 | 3907.5345 | TRC/PCT less than one
[11 empty] | Commercial/Industrial | Healthcare | Existing | Network PC Power Management | 0.56139 | 1.1708 | -580.1554 | 0.70789 | 0.49301 | 4758.9388 | TRC score less than one | Commercial/Industrial | College and University | New | Cool Roof | 0.057872 | 0.80655 | -4.0928 | 7.5512e-05 | 0 | 0.17775 | RIM/PCT less than one | Commercial/Industrial | Lodging/Hospitality | New | Network PC Power Management | 0.56179 | 1.1708 | -474.4778 | 0.58124 | 0.40481 | 3907.5345 | TRC/PCT less than one
[11 empty] | Commercial/Industrial | Healthcare | New | Network PC Power Management | 0.56139 | 1.1708 | -580.1554 | 0.70789 | 0.49301 | 4758.9388 | TRC score less than one | Commercial/Industrial | Grocery | New | Cool Roof | 0.057872 | 0.80655 | -4.0928 | 7.5512e-05 | 0 | 0.17775 | RIM/PCT less than one | Commercial/Industrial | Healthcare | Existing | Network PC Power Management | 0.56139 | 1.1708 | -580.1554 | 0.70789 | 0.49301 | 4758.9388 | TRC/PCT less than one
[11 empty] | Commercial/Industrial | Assembly | New | Energy Star PCs | 0.55937 | 1.1017 | -7.284 | 0.017591 | 0 | 123.5154 | TRC score less than one | Commercial/Industrial | Healthcare | New | Cool Roof | 0.057872 | 0.80655 | -4.0928 | 7.5512e-05 | 0 | 0.17775 | RIM/PCT less than one | Commercial/Industrial | Healthcare | New | Network PC Power Management | 0.56139 | 1.1708 | -580.1554 | 0.70789 | 0.49301 | 4758.9388 | TRC/PCT less than one
[11 empty] | Commercial/Industrial | Institutional | New | Energy Star PCs | 0.55937 | 1.1017 | -7.284 | 0.017591 | 0 | 123.5154 | TRC score less than one | Commercial/Industrial | Hospitals | New | Cool Roof | 0.057872 | 0.80655 | -4.0928 | 7.5512e-05 | 0 | 0.17775 | RIM/PCT less than one | Commercial/Industrial | Assembly | Turnover | Energy Star PCs | 0.55937 | 1.1017 | -7.284 | 0.017591 | 0 | 123.5154 | TRC/PCT less than one
[11 empty] | Commercial/Industrial | Miscellaneous | New | Energy Star PCs | 0.55937 | 1.1017 | -7.284 | 0.017591 | 0 | 123.5154 | TRC score less than one | Commercial/Industrial | Institutional | New | Cool Roof | 0.057872 | 0.80655 | -4.0928 | 7.5512e-05 | 0 | 0.17775 | RIM/PCT less than one | Commercial/Industrial | Institutional | Turnover | Energy Star PCs | 0.55937 | 1.1017 | -7.284 | 0.017591 | 0 | 123.5154 | TRC/PCT less than one
[11 empty] | Commercial/Industrial | Restaurants | New | Energy Star PCs | 0.55937 | 1.1017 | -7.284 | 0.017591 | 0 | 123.5154 | TRC score less than one | Commercial/Industrial | Offices | New | Cool Roof | 0.057872 | 0.80655 | -4.0928 | 7.5512e-05 | 0 | 0.17775 | RIM/PCT less than one | Commercial/Industrial | Miscellaneous | Turnover | Energy Star PCs | 0.55937 | 1.1017 | -7.284 | 0.017591 | 0 | 123.5154 | TRC/PCT less than one
[11 empty] | Commercial/Industrial | Warehouse | New | Energy Star PCs | 0.55937 | 1.1017 | -7.284 | 0.017591 | 0 | 123.5154 | TRC score less than one | Commercial/Industrial | Restaurants | New | Cool Roof | 0.057872 | 0.80655 | -4.0928 | 7.5512e-05 | 0 | 0.17775 | RIM/PCT less than one | Commercial/Industrial | Restaurants | Turnover | Energy Star PCs | 0.55937 | 1.1017 | -7.284 | 0.017591 | 0 | 123.5154 | TRC/PCT less than one
[11 empty] | Commercial/Industrial | Assembly | Turnover | Energy Star PCs | 0.55937 | 1.1017 | -7.284 | 0.017591 | 0 | 123.5154 | TRC score less than one | Commercial/Industrial | Retail | New | Cool Roof | 0.057872 | 0.80655 | -4.0928 | 7.5512e-05 | 0 | 0.17775 | RIM/PCT less than one | Commercial/Industrial | Warehouse | Turnover | Energy Star PCs | 0.55937 | 1.1017 | -7.284 | 0.017591 | 0 | 123.5154 | TRC/PCT less than one
[11 empty] | Commercial/Industrial | Institutional | Turnover | Energy Star PCs | 0.55937 | 1.1017 | -7.284 | 0.017591 | 0 | 123.5154 | TRC score less than one | Commercial/Industrial | Schools K-12 | New | Cool Roof | 0.057872 | 0.80655 | -4.0928 | 7.5512e-05 | 0 | 0.17775 | RIM/PCT less than one | Commercial/Industrial | Assembly | New | Energy Star PCs | 0.55937 | 1.1017 | -7.284 | 0.017591 | 0 | 123.5154 | TRC/PCT less than one
[11 empty] | Commercial/Industrial | Miscellaneous | Turnover | Energy Star PCs | 0.55937 | 1.1017 | -7.284 | 0.017591 | 0 | 123.5154 | TRC score less than one | Commercial/Industrial | Grocery | Existing | Floor Insulation | 0.033258 | 0.79779 | -3.7603 | 1.4222e-05 | 3.2526e-05 | 0.069693 | RIM/PCT less than one | Commercial/Industrial | Institutional | New | Energy Star PCs | 0.55937 | 1.1017 | -7.284 | 0.017591 | 0 | 123.5154 | TRC/PCT less than one
[11 empty] | Commercial/Industrial | Restaurants | Turnover | Energy Star PCs | 0.55937 | 1.1017 | -7.284 | 0.017591 | 0 | 123.5154 | TRC score less than one | Commercial/Industrial | Restaurants | Existing | Floor Insulation | 0.033258 | 0.79779 | -3.7603 | 1.4222e-05 | 3.2526e-05 | 0.069693 | RIM/PCT less than one | Commercial/Industrial | Miscellaneous | New | Energy Star PCs | 0.55937 | 1.1017 | -7.284 | 0.017591 | 0 | 123.5154 | TRC/PCT less than one
[11 empty] | Commercial/Industrial | Warehouse | Turnover | Energy Star PCs | 0.55937 | 1.1017 | -7.284 | 0.017591 | 0 | 123.5154 | TRC score less than one | Commercial/Industrial | Retail | Existing | Floor Insulation | 0.033258 | 0.79779 | -3.7603 | 1.4222e-05 | 3.2526e-05 | 0.069693 | RIM/PCT less than one | Commercial/Industrial | Restaurants | New | Energy Star PCs | 0.55937 | 1.1017 | -7.284 | 0.017591 | 0 | 123.5154 | TRC/PCT less than one
[11 empty] | Commercial/Industrial | Lodging/Hospitality | New | Premium T8 - Fixture Replacement | 0.55911 | 1.1029 | -11.7692 | 0.0096676 | 5.2963e-07 | 39.6422 | TRC score less than one | Commercial/Industrial | Grocery | New | Floor Insulation | 0.032748 | 0.79779 | -3.7641 | 1.4004e-05 | 3.2027e-05 | 0.068623 | RIM/PCT less than one | Commercial/Industrial | Warehouse | New | Energy Star PCs | 0.55937 | 1.1017 | -7.284 | 0.017591 | 0 | 123.5154 | TRC/PCT less than one
[11 empty] | Commercial/Industrial | Lodging/Hospitality | Turnover | Premium T8 - Fixture Replacement | 0.55911 | 1.1029 | -11.7692 | 0.0096676 | 5.2963e-07 | 39.6422 | TRC score less than one | Commercial/Industrial | Restaurants | New | Floor Insulation | 0.032748 | 0.79779 | -3.7641 | 1.4004e-05 | 3.2027e-05 | 0.068623 | RIM/PCT less than one | Commercial/Industrial | Lodging/Hospitality | Turnover | Premium T8 - Fixture Replacement | 0.55911 | 1.1029 | -11.7692 | 0.0096676 | 5.2963e-07 | 39.6422 | TRC/PCT less than one
[11 empty] | Commercial/Industrial | Hospitals | Existing | Network PC Power Management | 0.55854 | 1.2056 | -5322.167 | 5.6089 | 4.8423 | 41742.7 | TRC score less than one | Commercial/Industrial | Retail | New | Floor Insulation | 0.032748 | 0.79779 | -3.7641 | 1.4004e-05 | 3.2027e-05 | 0.068623 | RIM/PCT less than one | Commercial/Industrial | Lodging/Hospitality | New | Premium T8 - Fixture Replacement | 0.55911 | 1.1029 | -11.7692 | 0.0096676 | 5.2963e-07 | 39.6422 | TRC/PCT less than one
[11 empty] | Commercial/Industrial | Hospitals | New | Network PC Power Management | 0.55854 | 1.2056 | -5322.167 | 5.6089 | 4.8423 | 41742.7 | TRC score less than one | Commercial/Industrial | Assembly | New | Ceiling Insulation(R19 to R38) | 0.15863 | 0.7964 | -0.92125 | 1.9835e-06 | 4.4712e-05 | 0.099123 | RIM/PCT less than one | Commercial/Industrial | Hospitals | Existing | Network PC Power Management | 0.55854 | 1.2056 | -5322.167 | 5.6089 | 4.8423 | 41742.7 | TRC/PCT less than one
[11 empty] | Commercial/Industrial | Grocery | Existing | Network PC Power Management | 0.55636 | 1.1708 | -433.5725 | 0.5037 | 0.3508 | 3386.2106 | TRC score less than one | Commercial/Industrial | Healthcare | New | Ceiling Insulation(R19 to R38) | 0.15863 | 0.7964 | -0.92125 | 1.9835e-06 | 4.4712e-05 | 0.099123 | RIM/PCT less than one | Commercial/Industrial | Hospitals | New | Network PC Power Management | 0.55854 | 1.2056 | -5322.167 | 5.6089 | 4.8423 | 41742.7 | TRC/PCT less than one
[11 empty] | Commercial/Industrial | Grocery | New | Network PC Power Management | 0.55636 | 1.1708 | -433.5725 | 0.5037 | 0.3508 | 3386.2106 | TRC score less than one | Commercial/Industrial | Institutional | New | Ceiling Insulation(R19 to R38) | 0.15863 | 0.7964 | -0.92125 | 1.9835e-06 | 4.4712e-05 | 0.099123 | RIM/PCT less than one | Commercial/Industrial | Grocery | Existing | Network PC Power Management | 0.55636 | 1.1708 | -433.5725 | 0.5037 | 0.3508 | 3386.2106 | TRC/PCT less than one
[11 empty] | Commercial/Industrial | Miscellaneous | Existing | Network PC Power Management | 0.55584 | 1.1422 | -6526.7128 | 8.6767 | 0 | 58330.5263 | TRC score less than one | Commercial/Industrial | Miscellaneous | New | Ceiling Insulation(R19 to R38) | 0.15863 | 0.7964 | -0.92125 | 1.9835e-06 | 4.4712e-05 | 0.099123 | RIM/PCT less than one | Commercial/Industrial | Grocery | New | Network PC Power Management | 0.55636 | 1.1708 | -433.5725 | 0.5037 | 0.3508 | 3386.2106 | TRC/PCT less than one
[11 empty] | Commercial/Industrial | Miscellaneous | New | Network PC Power Management | 0.55584 | 1.1422 | -6526.7128 | 8.6767 | 0 | 58330.5263 | TRC score less than one | Commercial/Industrial | Offices | New | Ceiling Insulation(R19 to R38) | 0.15863 | 0.7964 | -0.92125 | 1.9835e-06 | 4.4712e-05 | 0.099123 | RIM/PCT less than one | Commercial/Industrial | Miscellaneous | Existing | Network PC Power Management | 0.55584 | 1.1422 | -6526.7128 | 8.6767 | 0 | 58330.5263 | TRC/PCT less than one
[11 empty] | Commercial/Industrial | College and University | Existing | Network PC Power Management | 0.55316 | 1.2056 | -937.2042 | 0.93955 | 0.81114 | 6992.2928 | TRC score less than one | Commercial/Industrial | Schools K-12 | New | Ceiling Insulation(R19 to R38) | 0.15863 | 0.7964 | -0.92125 | 1.9835e-06 | 4.4712e-05 | 0.099123 | RIM/PCT less than one | Commercial/Industrial | Miscellaneous | New | Network PC Power Management | 0.55584 | 1.1422 | -6526.7128 | 8.6767 | 0 | 58330.5263 | TRC/PCT less than one
[11 empty] | Commercial/Industrial | College and University | New | Network PC Power Management | 0.55316 | 1.2056 | -937.2042 | 0.93955 | 0.81114 | 6992.2928 | TRC score less than one | Commercial/Industrial | Assembly | Existing | Ceiling Insulation(R30 to R38) | 0.056416 | 0.7964 | -0.89336 | 5.3717e-07 | 1.2109e-05 | 0.026845 | RIM/PCT less than one | Commercial/Industrial | College and University | Existing | Network PC Power Management | 0.55316 | 1.2056 | -937.2042 | 0.93955 | 0.81114 | 6992.2928 | TRC/PCT less than one
[11 empty] | Commercial/Industrial | Retail | Existing | Network PC Power Management | 0.55226 | 1.1707 | -191.7728 | 0.21429 | 0.14924 | 1440.5919 | TRC score less than one | Commercial/Industrial | Healthcare | Existing | Ceiling Insulation(R30 to R38) | 0.056416 | 0.7964 | -0.89336 | 5.3717e-07 | 1.2109e-05 | 0.026845 | RIM/PCT less than one | Commercial/Industrial | College and University | New | Network PC Power Management | 0.55316 | 1.2056 | -937.2042 | 0.93955 | 0.81114 | 6992.2928 | TRC/PCT less than one
[11 empty] | Commercial/Industrial | Retail | New | Network PC Power Management | 0.55226 | 1.1707 | -191.7728 | 0.21429 | 0.14924 | 1440.5919 | TRC score less than one | Commercial/Industrial | Institutional | Existing | Ceiling Insulation(R30 to R38) | 0.056416 | 0.7964 | -0.89336 | 5.3717e-07 | 1.2109e-05 | 0.026845 | RIM/PCT less than one | Commercial/Industrial | Retail | Existing | Network PC Power Management | 0.55226 | 1.1707 | -191.7728 | 0.21429 | 0.14924 | 1440.5919 | TRC/PCT less than one
[11 empty] | Commercial/Industrial | Restaurants | Existing | Network PC Power Management | 0.54962 | 1.1422 | -380.5131 | 0.47359 | 0 | 3183.805 | TRC score less than one | Commercial/Industrial | Miscellaneous | Existing | Ceiling Insulation(R30 to R38) | 0.056416 | 0.7964 | -0.89336 | 5.3717e-07 | 1.2109e-05 | 0.026845 | RIM/PCT less than one | Commercial/Industrial | Retail | New | Network PC Power Management | 0.55226 | 1.1707 | -191.7728 | 0.21429 | 0.14924 | 1440.5919 | TRC/PCT less than one
[11 empty] | Commercial/Industrial | Restaurants | New | Network PC Power Management | 0.54962 | 1.1422 | -380.5131 | 0.47359 | 0 | 3183.805 | TRC score less than one | Commercial/Industrial | Offices | Existing | Ceiling Insulation(R30 to R38) | 0.056416 | 0.7964 | -0.89336 | 5.3717e-07 | 1.2109e-05 | 0.026845 | RIM/PCT less than one | Commercial/Industrial | Restaurants | Existing | Network PC Power Management | 0.54962 | 1.1422 | -380.5131 | 0.47359 | 0 | 3183.805 | TRC/PCT less than one
[11 empty] | Commercial/Industrial | Offices | Existing | Warehouse Loading Dock Seals | 0.54457 | 1.1566 | -0.13487 | 3.4149e-05 | 6.093e-05 | 0.30093 | TRC score less than one | Commercial/Industrial | Schools K-12 | Existing | Ceiling Insulation(R30 to R38) | 0.056416 | 0.7964 | -0.89336 | 5.3717e-07 | 1.2109e-05 | 0.026845 | RIM/PCT less than one | Commercial/Industrial | Restaurants | New | Network PC Power Management | 0.54962 | 1.1422 | -380.5131 | 0.47359 | 0 | 3183.805 | TRC/PCT less than one
[11 empty] | Commercial/Industrial | Restaurants | New | Solar Water Heater | 0.54412 | 1.7028 | -12100.7665 | 1.2852 | 0.18043 | 17195.1818 | TRC score less than one | Commercial/Industrial | Assembly | New | Ceiling Insulation(R30 to R38) | 0.05555 | 0.7964 | -0.89499 | 5.2893e-07 | 1.1923e-05 | 0.026433 | RIM/PCT less than one | Commercial/Industrial | Offices | Existing | Warehouse Loading Dock Seals | 0.54457 | 1.1566 | -0.13487 | 3.4149e-05 | 6.093e-05 | 0.30093 | TRC/PCT less than one
[11 empty] | Commercial/Industrial | Restaurants | Turnover | Solar Water Heater | 0.54412 | 1.7028 | -12100.7665 | 1.2852 | 0.18043 | 17195.1818 | TRC score less than one | Commercial/Industrial | Healthcare | New | Ceiling Insulation(R30 to R38) | 0.05555 | 0.7964 | -0.89499 | 5.2893e-07 | 1.1923e-05 | 0.026433 | RIM/PCT less than one | Commercial/Industrial | Restaurants | Turnover | Solar Water Heater | 0.54412 | 1.7028 | -12100.7665 | 1.2852 | 0.18043 | 17195.1818 | TRC/PCT less than one
[11 empty] | Commercial/Industrial | Assembly | Existing | Network PC Power Management | 0.54287 | 1.1422 | -340.4349 | 0.39582 | 0 | 2661.0035 | TRC score less than one | Commercial/Industrial | Institutional | New | Ceiling Insulation(R30 to R38) | 0.05555 | 0.7964 | -0.89499 | 5.2893e-07 | 1.1923e-05 | 0.026433 | RIM/PCT less than one | Commercial/Industrial | Restaurants | New | Solar Water Heater | 0.54412 | 1.7028 | -12100.7665 | 1.2852 | 0.18043 | 17195.1818 | TRC/PCT less than one
[11 empty] | Commercial/Industrial | Assembly | New | Network PC Power Management | 0.54287 | 1.1422 | -340.4349 | 0.39582 | 0 | 2661.0035 | TRC score less than one | Commercial/Industrial | Miscellaneous | New | Ceiling Insulation(R30 to R38) | 0.05555 | 0.7964 | -0.89499 | 5.2893e-07 | 1.1923e-05 | 0.026433 | RIM/PCT less than one | Commercial/Industrial | Assembly | Existing | Network PC Power Management | 0.54287 | 1.1422 | -340.4349 | 0.39582 | 0 | 2661.0035 | TRC/PCT less than one
[11 empty] | Commercial/Industrial | Institutional | Existing | Network PC Power Management | 0.54161 | 1.1422 | -562.7009 | 0.64622 | 0 | 4344.3187 | TRC score less than one | Commercial/Industrial | Offices | New | Ceiling Insulation(R30 to R38) | 0.05555 | 0.7964 | -0.89499 | 5.2893e-07 | 1.1923e-05 | 0.026433 | RIM/PCT less than one | Commercial/Industrial | Assembly | New | Network PC Power Management | 0.54287 | 1.1422 | -340.4349 | 0.39582 | 0 | 2661.0035 | TRC/PCT less than one
[11 empty] | Commercial/Industrial | Institutional | New | Network PC Power Management | 0.54161 | 1.1422 | -562.7009 | 0.64622 | 0 | 4344.3187 | TRC score less than one | Commercial/Industrial | Schools K-12 | New | Ceiling Insulation(R30 to R38) | 0.05555 | 0.7964 | -0.89499 | 5.2893e-07 | 1.1923e-05 | 0.026433 | RIM/PCT less than one | Commercial/Industrial | Institutional | Existing | Network PC Power Management | 0.54161 | 1.1422 | -562.7009 | 0.64622 | 0 | 4344.3187 | TRC/PCT less than one
[11 empty] | Commercial/Industrial | College and University | Existing | Smart Thermostat | 0.53897 | 1.5359 | -13879.7685 | 2.4002 | 0.70909 | 28715.232 | TRC score less than one | Commercial/Industrial | Assembly | Existing | Ceiling Insulation(R12 to R38) | 0.29913 | 0.7964 | -0.67104 | 4.3645e-06 | 9.8386e-05 | 0.21811 | RIM/PCT less than one | Commercial/Industrial | Institutional | New | Network PC Power Management | 0.54161 | 1.1422 | -562.7009 | 0.64622 | 0 | 4344.3187 | TRC/PCT less than one
[11 empty] | Commercial/Industrial | College and University | New | Smart Thermostat | 0.53897 | 1.5359 | -13879.7685 | 2.4002 | 0.70909 | 28715.232 | TRC score less than one | Commercial/Industrial | Healthcare | Existing | Ceiling Insulation(R12 to R38) | 0.29913 | 0.7964 | -0.67104 | 4.3645e-06 | 9.8386e-05 | 0.21811 | RIM/PCT less than one | Commercial/Industrial | College and University | Existing | Smart Thermostat | 0.53897 | 1.5359 | -13879.7685 | 2.4002 | 0.70909 | 28715.232 | TRC/PCT less than one
[11 empty] | Commercial/Industrial | Offices | New | Warehouse Loading Dock Seals | 0.53621 | 1.1566 | -0.14538 | 3.3625e-05 | 5.9995e-05 | 0.29632 | TRC score less than one | Commercial/Industrial | Institutional | Existing | Ceiling Insulation(R12 to R38) | 0.29913 | 0.7964 | -0.67104 | 4.3645e-06 | 9.8386e-05 | 0.21811 | RIM/PCT less than one | Commercial/Industrial | College and University | New | Smart Thermostat | 0.53897 | 1.5359 | -13879.7685 | 2.4002 | 0.70909 | 28715.232 | TRC/PCT less than one
[11 empty] | Commercial/Industrial | College and University | New | Variable Refrigerant Flow (VRF) HVAC Systems | 0.53449 | 1.3942 | -3232.7264 | 0.66142 | 0.48593 | 3117.4352 | TRC score less than one | Commercial/Industrial | Miscellaneous | Existing | Ceiling Insulation(R12 to R38) | 0.29913 | 0.7964 | -0.67104 | 4.3645e-06 | 9.8386e-05 | 0.21811 | RIM/PCT less than one | Commercial/Industrial | Offices | New | Warehouse Loading Dock Seals | 0.53621 | 1.1566 | -0.14538 | 3.3625e-05 | 5.9995e-05 | 0.29632 | TRC/PCT less than one
[11 empty] | Commercial/Industrial | College and University | Turnover | Variable Refrigerant Flow (VRF) HVAC Systems | 0.53449 | 1.3942 | -3232.7264 | 0.66142 | 0.48593 | 3117.4352 | TRC score less than one | Commercial/Industrial | Offices | Existing | Ceiling Insulation(R12 to R38) | 0.29913 | 0.7964 | -0.67104 | 4.3645e-06 | 9.8386e-05 | 0.21811 | RIM/PCT less than one | Commercial/Industrial | College and University | Turnover | Variable Refrigerant Flow (VRF) HVAC Systems | 0.53449 | 1.3942 | -3232.7264 | 0.66142 | 0.48593 | 3117.4352 | TRC/PCT less than one
[11 empty] | Commercial/Industrial | College and University | New | Premium T8 - Fixture Replacement | 0.53427 | 1.3872 | -15.8782 | 0.0048779 | 0.0045245 | 46.5485 | TRC score less than one | Commercial/Industrial | Schools K-12 | Existing | Ceiling Insulation(R12 to R38) | 0.29913 | 0.7964 | -0.67104 | 4.3645e-06 | 9.8386e-05 | 0.21811 | RIM/PCT less than one | Commercial/Industrial | College and University | New | Variable Refrigerant Flow (VRF) HVAC Systems | 0.53449 | 1.3942 | -3232.7264 | 0.66142 | 0.48593 | 3117.4352 | TRC/PCT less than one
[11 empty] | Commercial/Industrial | College and University | Turnover | Premium T8 - Fixture Replacement | 0.53427 | 1.3872 | -15.8782 | 0.0048779 | 0.0045245 | 46.5485 | TRC score less than one | Commercial/Industrial | Assembly | Existing | Roof Insulation | 0.28603 | 0.7964 | -0.90264 | 5.3158e-06 | 0.00011983 | 0.26565 | RIM/PCT less than one | Commercial/Industrial | College and University | Turnover | Premium T8 - Fixture Replacement | 0.53427 | 1.3872 | -15.8782 | 0.0048779 | 0.0045245 | 46.5485 | TRC/PCT less than one
[11 empty] | Commercial/Industrial | Restaurants | Existing | Interior Lighting Controls | 0.53393 | 1.8228 | -121.3535 | 0 | 0 | 469.98 | TRC score less than one | Commercial/Industrial | Healthcare | Existing | Roof Insulation | 0.28603 | 0.7964 | -0.90264 | 5.3158e-06 | 0.00011983 | 0.26565 | RIM/PCT less than one | Commercial/Industrial | College and University | New | Premium T8 - Fixture Replacement | 0.53427 | 1.3872 | -15.8782 | 0.0048779 | 0.0045245 | 46.5485 | TRC/PCT less than one
[11 empty] | Commercial/Industrial | Restaurants | New | Interior Lighting Controls | 0.53393 | 1.8228 | -121.3535 | 0 | 0 | 469.98 | TRC score less than one | Commercial/Industrial | Institutional | Existing | Roof Insulation | 0.28603 | 0.7964 | -0.90264 | 5.3158e-06 | 0.00011983 | 0.26565 | RIM/PCT less than one | Commercial/Industrial | Restaurants | Existing | Interior Lighting Controls | 0.53393 | 1.8228 | -121.3535 | 0 | 0 | 469.98 | TRC/PCT less than one
[11 empty] | Commercial/Industrial | Assembly | Existing | Dedicated Outdoor Air System on VRF unit | 0.53189 | 1.2994 | -1029.1073 | 0.24347 | 0.24609 | 800.1307 | TRC score less than one | Commercial/Industrial | Miscellaneous | Existing | Roof Insulation | 0.28603 | 0.7964 | -0.90264 | 5.3158e-06 | 0.00011983 | 0.26565 | RIM/PCT less than one | Commercial/Industrial | Restaurants | New | Interior Lighting Controls | 0.53393 | 1.8228 | -121.3535 | 0 | 0 | 469.98 | TRC/PCT less than one
[11 empty] | Commercial/Industrial | Assembly | New | Dedicated Outdoor Air System on VRF unit | 0.53189 | 1.2994 | -1029.1073 | 0.24347 | 0.24609 | 800.1307 | TRC score less than one | Commercial/Industrial | Offices | Existing | Roof Insulation | 0.28603 | 0.7964 | -0.90264 | 5.3158e-06 | 0.00011983 | 0.26565 | RIM/PCT less than one | Commercial/Industrial | Assembly | Existing | Dedicated Outdoor Air System on VRF unit | 0.53189 | 1.2994 | -1029.1073 | 0.24347 | 0.24609 | 800.1307 | TRC/PCT less than one
[11 empty] | Commercial/Industrial | Retail | Existing | Programmable Thermostat | 0.53063 | 1.076 | -1405.3523 | 0.70282 | -0.0013337 | 1896.5464 | TRC score less than one | Commercial/Industrial | Schools K-12 | Existing | Roof Insulation | 0.28603 | 0.7964 | -0.90264 | 5.3158e-06 | 0.00011983 | 0.26565 | RIM/PCT less than one | Commercial/Industrial | Assembly | New | Dedicated Outdoor Air System on VRF unit | 0.53189 | 1.2994 | -1029.1073 | 0.24347 | 0.24609 | 800.1307 | TRC/PCT less than one
[11 empty] | Commercial/Industrial | Retail | New | Programmable Thermostat | 0.53063 | 1.076 | -1405.3523 | 0.70282 | -0.0013337 | 1896.5464 | TRC score less than one | Commercial/Industrial | Assembly | New | Roof Insulation | 0.14082 | 0.7964 | -1.4345 | 2.6171e-06 | 5.8995e-05 | 0.13079 | RIM/PCT less than one | Commercial/Industrial | Retail | Existing | Programmable Thermostat | 0.53063 | 1.076 | -1405.3523 | 0.70282 | -0.0013337 | 1896.5464 | TRC/PCT less than one
[11 empty] | Commercial/Industrial | Warehouse | Existing | Demand Controlled Ventilation | 0.52775 | 0.70327 | -48.4789 | 0.19815 | 1.1156 | 1903.19 | TRC score less than one | Commercial/Industrial | Healthcare | New | Roof Insulation | 0.14082 | 0.7964 | -1.4345 | 2.6171e-06 | 5.8995e-05 | 0.13079 | RIM/PCT less than one | Commercial/Industrial | Retail | New | Programmable Thermostat | 0.53063 | 1.076 | -1405.3523 | 0.70282 | -0.0013337 | 1896.5464 | TRC/PCT less than one
[11 empty] | Commercial/Industrial | Warehouse | New | Demand Controlled Ventilation | 0.52775 | 0.70327 | -48.4789 | 0.19815 | 1.1156 | 1903.19 | TRC score less than one | Commercial/Industrial | Institutional | New | Roof Insulation | 0.14082 | 0.7964 | -1.4345 | 2.6171e-06 | 5.8995e-05 | 0.13079 | RIM/PCT less than one | Commercial/Industrial | Warehouse | Existing | Demand Controlled Ventilation | 0.52775 | 0.70327 | -48.4789 | 0.19815 | 1.1156 | 1903.19 | TRC/PCT less than one
[11 empty] | Commercial/Industrial | Institutional | Existing | Interior Lighting Controls | 0.52471 | 1.8228 | -127.0059 | 0 | 0 | 461.86 | TRC score less than one | Commercial/Industrial | Miscellaneous | New | Roof Insulation | 0.14082 | 0.7964 | -1.4345 | 2.6171e-06 | 5.8995e-05 | 0.13079 | RIM/PCT less than one | Commercial/Industrial | Warehouse | New | Demand Controlled Ventilation | 0.52775 | 0.70327 | -48.4789 | 0.19815 | 1.1156 | 1903.19 | TRC/PCT less than one
[11 empty] | Commercial/Industrial | Institutional | New | Interior Lighting Controls | 0.52471 | 1.8228 | -127.0059 | 0 | 0 | 461.86 | TRC score less than one | Commercial/Industrial | Offices | New | Roof Insulation | 0.14082 | 0.7964 | -1.4345 | 2.6171e-06 | 5.8995e-05 | 0.13079 | RIM/PCT less than one | Commercial/Industrial | Institutional | Existing | Interior Lighting Controls | 0.52471 | 1.8228 | -127.0059 | 0 | 0 | 461.86 | TRC/PCT less than one
[11 empty] | Commercial/Industrial | Offices | Existing | Interior Lighting Controls | 0.51739 | 1.8228 | -131.4888 | 0 | 0 | 455.42 | TRC score less than one | Commercial/Industrial | Schools K-12 | New | Roof Insulation | 0.14082 | 0.7964 | -1.4345 | 2.6171e-06 | 5.8995e-05 | 0.13079 | RIM/PCT less than one | Commercial/Industrial | Institutional | New | Interior Lighting Controls | 0.52471 | 1.8228 | -127.0059 | 0 | 0 | 461.86 | TRC/PCT less than one
[11 empty] | Commercial/Industrial | Offices | New | Interior Lighting Controls | 0.51739 | 1.8228 | -131.4888 | 0 | 0 | 455.42 | TRC score less than one | Commercial/Industrial | Assembly | New | Ceiling Insulation(R12 to R38) | 0.29453 | 0.7964 | -0.68424 | 4.2975e-06 | 9.6876e-05 | 0.21477 | RIM/PCT less than one | Commercial/Industrial | Offices | Existing | Interior Lighting Controls | 0.51739 | 1.8228 | -131.4888 | 0 | 0 | 455.42 | TRC/PCT less than one
[11 empty] | Commercial/Industrial | Grocery | Existing | Hot Water Circulation Pump Control | 0.51602 | 2.1667 | -461.0645 | 0 | 0 | 651 | TRC score less than one | Commercial/Industrial | Healthcare | New | Ceiling Insulation(R12 to R38) | 0.29453 | 0.7964 | -0.68424 | 4.2975e-06 | 9.6876e-05 | 0.21477 | RIM/PCT less than one | Commercial/Industrial | Offices | New | Interior Lighting Controls | 0.51739 | 1.8228 | -131.4888 | 0 | 0 | 455.42 | TRC/PCT less than one
[11 empty] | Commercial/Industrial | Lodging/Hospitality | Existing | Hot Water Circulation Pump Control | 0.51602 | 2.1667 | -1383.1934 | 0 | 0 | 1953 | TRC score less than one | Commercial/Industrial | Institutional | New | Ceiling Insulation(R12 to R38) | 0.29453 | 0.7964 | -0.68424 | 4.2975e-06 | 9.6876e-05 | 0.21477 | RIM/PCT less than one | Commercial/Industrial | Grocery | Existing | Hot Water Circulation Pump Control | 0.51602 | 2.1667 | -461.0645 | 0 | 0 | 651 | TRC/PCT less than one
[11 empty] | Commercial/Industrial | Restaurants | Existing | Hot Water Circulation Pump Control | 0.51602 | 2.1667 | -922.1289 | 0 | 0 | 1302 | TRC score less than one | Commercial/Industrial | Miscellaneous | New | Ceiling Insulation(R12 to R38) | 0.29453 | 0.7964 | -0.68424 | 4.2975e-06 | 9.6876e-05 | 0.21477 | RIM/PCT less than one | Commercial/Industrial | Lodging/Hospitality | Existing | Hot Water Circulation Pump Control | 0.51602 | 2.1667 | -1383.1934 | 0 | 0 | 1953 | TRC/PCT less than one
[11 empty] | Commercial/Industrial | Retail | Existing | Hot Water Circulation Pump Control | 0.51602 | 2.1667 | -1383.1934 | 0 | 0 | 1953 | TRC score less than one | Commercial/Industrial | Offices | New | Ceiling Insulation(R12 to R38) | 0.29453 | 0.7964 | -0.68424 | 4.2975e-06 | 9.6876e-05 | 0.21477 | RIM/PCT less than one | Commercial/Industrial | Restaurants | Existing | Hot Water Circulation Pump Control | 0.51602 | 2.1667 | -922.1289 | 0 | 0 | 1302 | TRC/PCT less than one
[11 empty] | Commercial/Industrial | Grocery | New | Hot Water Circulation Pump Control | 0.51602 | 2.1667 | -461.0645 | 0 | 0 | 651 | TRC score less than one | Commercial/Industrial | Schools K-12 | New | Ceiling Insulation(R12 to R38) | 0.29453 | 0.7964 | -0.68424 | 4.2975e-06 | 9.6876e-05 | 0.21477 | RIM/PCT less than one | Commercial/Industrial | Retail | Existing | Hot Water Circulation Pump Control | 0.51602 | 2.1667 | -1383.1934 | 0 | 0 | 1953 | TRC/PCT less than one
[11 empty] | Commercial/Industrial | Lodging/Hospitality | New | Hot Water Circulation Pump Control | 0.51602 | 2.1667 | -1383.1934 | 0 | 0 | 1953 | TRC score less than one | Commercial/Industrial | Assembly | Existing | Ceiling Insulation(R19 to R38) | 0.16111 | 0.7964 | -0.91516 | 2.0144e-06 | 4.5409e-05 | 0.10067 | RIM/PCT less than one | Commercial/Industrial | Grocery | New | Hot Water Circulation Pump Control | 0.51602 | 2.1667 | -461.0645 | 0 | 0 | 651 | TRC/PCT less than one
[11 empty] | Commercial/Industrial | Restaurants | New | Hot Water Circulation Pump Control | 0.51602 | 2.1667 | -922.1289 | 0 | 0 | 1302 | TRC score less than one | Commercial/Industrial | Healthcare | Existing | Ceiling Insulation(R19 to R38) | 0.16111 | 0.7964 | -0.91516 | 2.0144e-06 | 4.5409e-05 | 0.10067 | RIM/PCT less than one | Commercial/Industrial | Lodging/Hospitality | New | Hot Water Circulation Pump Control | 0.51602 | 2.1667 | -1383.1934 | 0 | 0 | 1953 | TRC/PCT less than one
[11 empty] | Commercial/Industrial | Retail | New | Hot Water Circulation Pump Control | 0.51602 | 2.1667 | -1383.1934 | 0 | 0 | 1953 | TRC score less than one | Commercial/Industrial | Institutional | Existing | Ceiling Insulation(R19 to R38) | 0.16111 | 0.7964 | -0.91516 | 2.0144e-06 | 4.5409e-05 | 0.10067 | RIM/PCT less than one | Commercial/Industrial | Restaurants | New | Hot Water Circulation Pump Control | 0.51602 | 2.1667 | -922.1289 | 0 | 0 | 1302 | TRC/PCT less than one
[11 empty] | Commercial/Industrial | Restaurants | Existing | HVAC tune-up_RTU | 0.51501 | 1.0669 | -223.2591 | 0.25233 | 0.045935 | 1270.9781 | TRC score less than one | Commercial/Industrial | Miscellaneous | Existing | Ceiling Insulation(R19 to R38) | 0.16111 | 0.7964 | -0.91516 | 2.0144e-06 | 4.5409e-05 | 0.10067 | RIM/PCT less than one | Commercial/Industrial | Retail | New | Hot Water Circulation Pump Control | 0.51602 | 2.1667 | -1383.1934 | 0 | 0 | 1953 | TRC/PCT less than one
[11 empty] | Commercial/Industrial | Restaurants | New | HVAC tune-up_RTU | 0.51501 | 1.0669 | -223.2591 | 0.25233 | 0.045935 | 1270.9781 | TRC score less than one | Commercial/Industrial | Offices | Existing | Ceiling Insulation(R19 to R38) | 0.16111 | 0.7964 | -0.91516 | 2.0144e-06 | 4.5409e-05 | 0.10067 | RIM/PCT less than one | Commercial/Industrial | Restaurants | Existing | HVAC tune-up_RTU | 0.51501 | 1.0669 | -223.2591 | 0.25233 | 0.045935 | 1270.9781 | TRC/PCT less than one
[11 empty] | Commercial/Industrial | Institutional | Existing | ECM Motors on Furnaces | 0.51181 | 2.1667 | -292.6542 | 0 | 0 | 403.7315 | TRC score less than one | Commercial/Industrial | Schools K-12 | Existing | Ceiling Insulation(R19 to R38) | 0.16111 | 0.7964 | -0.91516 | 2.0144e-06 | 4.5409e-05 | 0.10067 | RIM/PCT less than one | Commercial/Industrial | Restaurants | New | HVAC tune-up_RTU | 0.51501 | 1.0669 | -223.2591 | 0.25233 | 0.045935 | 1270.9781 | TRC/PCT less than one
[11 empty] | Commercial/Industrial | Institutional | New | ECM Motors on Furnaces | 0.51181 | 2.1667 | -292.6542 | 0 | 0 | 403.7315 | TRC score less than one | Commercial/Industrial | Warehouse | Existing | Thermal Energy Storage | 0.87221 | 0.79254 | 280.0802 | 1.622 | 0.46802 | -257.8161 | RIM/PCT less than one | Commercial/Industrial | Institutional | Existing | ECM Motors on Furnaces | 0.51181 | 2.1667 | -292.6542 | 0 | 0 | 403.7315 | TRC/PCT less than one
[11 empty] | Commercial/Industrial | Assembly | Existing | Smart Strip Plug Outlet | 0.51164 | 1.0898 | -5.7324 | 0.0083127 | 0 | 55.9044 | TRC score less than one | Commercial/Industrial | Warehouse | New | Thermal Energy Storage | 0.87221 | 0.79254 | 280.0802 | 1.622 | 0.46802 | -257.8161 | RIM/PCT less than one | Commercial/Industrial | Institutional | New | ECM Motors on Furnaces | 0.51181 | 2.1667 | -292.6542 | 0 | 0 | 403.7315 | TRC/PCT less than one
[11 empty] | Commercial/Industrial | Assembly | New | Smart Strip Plug Outlet | 0.51164 | 1.0898 | -5.7324 | 0.0083127 | 0 | 55.9044 | TRC score less than one | Commercial/Industrial | Grocery | Existing | Thermal Energy Storage | 0.87218 | 0.79251 | 1657.654 | 9.5997 | 2.77 | -1525.8839 | RIM/PCT less than one | Commercial/Industrial | Assembly | Existing | Smart Strip Plug Outlet | 0.51164 | 1.0898 | -5.7324 | 0.0083127 | 0 | 55.9044 | TRC/PCT less than one
[11 empty] | Commercial/Industrial | Retail | New | High Efficiency DX 135k- less than 240k BTU | 0.5076 | 1.1295 | -3282.1826 | 0.98159 | 0 | 2373.7853 | TRC score less than one | Commercial/Industrial | Grocery | New | Thermal Energy Storage | 0.87218 | 0.79251 | 1657.654 | 9.5997 | 2.77 | -1525.8839 | RIM/PCT less than one | Commercial/Industrial | Assembly | New | Smart Strip Plug Outlet | 0.51164 | 1.0898 | -5.7324 | 0.0083127 | 0 | 55.9044 | TRC/PCT less than one
[11 empty] | Commercial/Industrial | Retail | Turnover | High Efficiency DX 135k- less than 240k BTU | 0.5076 | 1.1295 | -3282.1826 | 0.98159 | 0 | 2373.7853 | TRC score less than one | Commercial/Industrial | Institutional | Existing | Thermal Energy Storage | 0.87218 | 0.79251 | 3344.8501 | 19.3704 | 5.5893 | -3078.9615 | RIM/PCT less than one | Commercial/Industrial | Retail | Turnover | High Efficiency DX 135k- less than 240k BTU | 0.5076 | 1.1295 | -3282.1826 | 0.98159 | 0 | 2373.7853 | TRC/PCT less than one
[11 empty] | Commercial/Industrial | Hospitals | Existing | Bi-Level Lighting Control (Interior) | 0.50554 | 1.8021 | -330.4864 | 0.0028987 | 0 | 1054.31 | TRC score less than one | Commercial/Industrial | Institutional | New | Thermal Energy Storage | 0.87218 | 0.79251 | 3344.8501 | 19.3704 | 5.5893 | -3078.9615 | RIM/PCT less than one | Commercial/Industrial | Retail | New | High Efficiency DX 135k- less than 240k BTU | 0.5076 | 1.1295 | -3282.1826 | 0.98159 | 0 | 2373.7853 | TRC/PCT less than one
[11 empty] | Commercial/Industrial | Hospitals | New | Bi-Level Lighting Control (Interior) | 0.50554 | 1.8021 | -330.4864 | 0.0028987 | 0 | 1054.31 | TRC score less than one | Commercial/Industrial | Lodging/Hospitality | Existing | Thermal Energy Storage | 0.87218 | 0.79251 | 2743.8606 | 15.89 | 4.585 | -2525.7458 | RIM/PCT less than one | Commercial/Industrial | Hospitals | Existing | Bi-Level Lighting Control (Interior) | 0.50554 | 1.8021 | -330.4864 | 0.0028987 | 0 | 1054.31 | TRC/PCT less than one
[11 empty] | Commercial/Industrial | Restaurants | New | Premium T8 - Fixture Replacement | 0.5032 | 1.11 | -16.5908 | 0.0086452 | 4.7362e-07 | 35.4499 | TRC score less than one | Commercial/Industrial | Lodging/Hospitality | New | Thermal Energy Storage | 0.87218 | 0.79251 | 2743.8606 | 15.89 | 4.585 | -2525.7458 | RIM/PCT less than one | Commercial/Industrial | Hospitals | New | Bi-Level Lighting Control (Interior) | 0.50554 | 1.8021 | -330.4864 | 0.0028987 | 0 | 1054.31 | TRC/PCT less than one
[11 empty] | Commercial/Industrial | Restaurants | Turnover | Premium T8 - Fixture Replacement | 0.5032 | 1.11 | -16.5908 | 0.0086452 | 4.7362e-07 | 35.4499 | TRC score less than one | Commercial/Industrial | College and University | Existing | Thermal Energy Storage | 0.87218 | 0.79251 | 4112.1972 | 23.8142 | 6.8715 | -3785.3107 | RIM/PCT less than one | Commercial/Industrial | Restaurants | Turnover | Premium T8 - Fixture Replacement | 0.5032 | 1.11 | -16.5908 | 0.0086452 | 4.7362e-07 | 35.4499 | TRC/PCT less than one
[11 empty] | Commercial/Industrial | Offices | Existing | HVAC tune-up | 0.50295 | 1.0673 | -36.2797 | 0.036948 | 0.006726 | 186.1025 | TRC score less than one | Commercial/Industrial | College and University | New | Thermal Energy Storage | 0.87218 | 0.79251 | 4112.1972 | 23.8142 | 6.8715 | -3785.3107 | RIM/PCT less than one | Commercial/Industrial | Restaurants | New | Premium T8 - Fixture Replacement | 0.5032 | 1.11 | -16.5908 | 0.0086452 | 4.7362e-07 | 35.4499 | TRC/PCT less than one
[11 empty] | Commercial/Industrial | Offices | New | HVAC tune-up | 0.50295 | 1.0673 | -36.2797 | 0.036948 | 0.006726 | 186.1025 | TRC score less than one | Commercial/Industrial | Restaurants | Existing | Thermal Energy Storage | 0.87218 | 0.79251 | 1727.2856 | 10.0029 | 2.8863 | -1589.9803 | RIM/PCT less than one | Commercial/Industrial | Offices | Existing | HVAC tune-up | 0.50295 | 1.0673 | -36.2797 | 0.036948 | 0.006726 | 186.1025 | TRC/PCT less than one
[11 empty] | Commercial/Industrial | College and University | New | Energy Star Vending Machine | 0.49965 | 1.4565 | -534.1854 | 0.082504 | 0.051277 | 525.7314 | TRC score less than one | Commercial/Industrial | Restaurants | New | Thermal Energy Storage | 0.87218 | 0.79251 | 1727.2856 | 10.0029 | 2.8863 | -1589.9803 | RIM/PCT less than one | Commercial/Industrial | Offices | New | HVAC tune-up | 0.50295 | 1.0673 | -36.2797 | 0.036948 | 0.006726 | 186.1025 | TRC/PCT less than one
[11 empty] | Commercial/Industrial | Healthcare | New | Energy Star Vending Machine | 0.49965 | 1.4565 | -534.1854 | 0.082504 | 0.051277 | 525.7314 | TRC score less than one | Commercial/Industrial | Hospitals | Existing | Thermal Energy Storage | 0.87217 | 0.79251 | 30149.2137 | 174.5978 | 50.3796 | -27752.5944 | RIM/PCT less than one | Commercial/Industrial | College and University | Turnover | Energy Star Vending Machine | 0.49965 | 1.4565 | -534.1854 | 0.082504 | 0.051277 | 525.7314 | TRC/PCT less than one
[11 empty] | Commercial/Industrial | Hospitals | New | Energy Star Vending Machine | 0.49965 | 1.4565 | -534.1854 | 0.082504 | 0.051277 | 525.7314 | TRC score less than one | Commercial/Industrial | Hospitals | New | Thermal Energy Storage | 0.87217 | 0.79251 | 30149.2137 | 174.5978 | 50.3796 | -27752.5944 | RIM/PCT less than one | Commercial/Industrial | Healthcare | Turnover | Energy Star Vending Machine | 0.49965 | 1.4565 | -534.1854 | 0.082504 | 0.051277 | 525.7314 | TRC/PCT less than one
[11 empty] | Commercial/Industrial | Lodging/Hospitality | New | Energy Star Vending Machine | 0.49965 | 1.4565 | -534.1854 | 0.082504 | 0.051277 | 525.7314 | TRC score less than one | Commercial/Industrial | Miscellaneous | Existing | Thermal Energy Storage | 0.87217 | 0.79251 | 31888.7443 | 184.6717 | 53.2863 | -29353.8464 | RIM/PCT less than one | Commercial/Industrial | Hospitals | Turnover | Energy Star Vending Machine | 0.49965 | 1.4565 | -534.1854 | 0.082504 | 0.051277 | 525.7314 | TRC/PCT less than one
[11 empty] | Commercial/Industrial | Restaurants | New | Energy Star Vending Machine | 0.49965 | 1.4565 | -534.1854 | 0.082504 | 0.051277 | 525.7314 | TRC score less than one | Commercial/Industrial | Miscellaneous | New | Thermal Energy Storage | 0.87217 | 0.79251 | 31888.7443 | 184.6717 | 53.2863 | -29353.8464 | RIM/PCT less than one | Commercial/Industrial | Lodging/Hospitality | Turnover | Energy Star Vending Machine | 0.49965 | 1.4565 | -534.1854 | 0.082504 | 0.051277 | 525.7314 | TRC/PCT less than one
[11 empty] | Commercial/Industrial | Schools K-12 | New | Energy Star Vending Machine | 0.49965 | 1.4565 | -534.1854 | 0.082504 | 0.051277 | 525.7314 | TRC score less than one | Commercial/Industrial | Schools K-12 | Existing | Thermal Energy Storage | 0.87217 | 0.79251 | 2819.3989 | 16.3275 | 4.7112 | -2595.2794 | RIM/PCT less than one | Commercial/Industrial | Restaurants | Turnover | Energy Star Vending Machine | 0.49965 | 1.4565 | -534.1854 | 0.082504 | 0.051277 | 525.7314 | TRC/PCT less than one
[11 empty] | Commercial/Industrial | College and University | Turnover | Energy Star Vending Machine | 0.49965 | 1.4565 | -534.1854 | 0.082504 | 0.051277 | 525.7314 | TRC score less than one | Commercial/Industrial | Schools K-12 | New | Thermal Energy Storage | 0.87217 | 0.79251 | 2819.3989 | 16.3275 | 4.7112 | -2595.2794 | RIM/PCT less than one | Commercial/Industrial | Schools K-12 | Turnover | Energy Star Vending Machine | 0.49965 | 1.4565 | -534.1854 | 0.082504 | 0.051277 | 525.7314 | TRC/PCT less than one
[11 empty] | Commercial/Industrial | Healthcare | Turnover | Energy Star Vending Machine | 0.49965 | 1.4565 | -534.1854 | 0.082504 | 0.051277 | 525.7314 | TRC score less than one | Commercial/Industrial | Healthcare | Existing | Thermal Energy Storage | 0.87217 | 0.7925 | 2893.4423 | 16.7563 | 4.835 | -2663.437 | RIM/PCT less than one | Commercial/Industrial | College and University | New | Energy Star Vending Machine | 0.49965 | 1.4565 | -534.1854 | 0.082504 | 0.051277 | 525.7314 | TRC/PCT less than one
[11 empty] | Commercial/Industrial | Hospitals | Turnover | Energy Star Vending Machine | 0.49965 | 1.4565 | -534.1854 | 0.082504 | 0.051277 | 525.7314 | TRC score less than one | Commercial/Industrial | Healthcare | New | Thermal Energy Storage | 0.87217 | 0.7925 | 2893.4423 | 16.7563 | 4.835 | -2663.437 | RIM/PCT less than one | Commercial/Industrial | Healthcare | New | Energy Star Vending Machine | 0.49965 | 1.4565 | -534.1854 | 0.082504 | 0.051277 | 525.7314 | TRC/PCT less than one
[11 empty] | Commercial/Industrial | Lodging/Hospitality | Turnover | Energy Star Vending Machine | 0.49965 | 1.4565 | -534.1854 | 0.082504 | 0.051277 | 525.7314 | TRC score less than one | Commercial/Industrial | Offices | Existing | Thermal Energy Storage | 0.87217 | 0.7925 | 2383.6959 | 13.8043 | 3.9832 | -2194.2113 | RIM/PCT less than one | Commercial/Industrial | Hospitals | New | Energy Star Vending Machine | 0.49965 | 1.4565 | -534.1854 | 0.082504 | 0.051277 | 525.7314 | TRC/PCT less than one
[11 empty] | Commercial/Industrial | Restaurants | Turnover | Energy Star Vending Machine | 0.49965 | 1.4565 | -534.1854 | 0.082504 | 0.051277 | 525.7314 | TRC score less than one | Commercial/Industrial | Offices | New | Thermal Energy Storage | 0.87217 | 0.7925 | 2383.6959 | 13.8043 | 3.9832 | -2194.2113 | RIM/PCT less than one | Commercial/Industrial | Lodging/Hospitality | New | Energy Star Vending Machine | 0.49965 | 1.4565 | -534.1854 | 0.082504 | 0.051277 | 525.7314 | TRC/PCT less than one
[11 empty] | Commercial/Industrial | Schools K-12 | Turnover | Energy Star Vending Machine | 0.49965 | 1.4565 | -534.1854 | 0.082504 | 0.051277 | 525.7314 | TRC score less than one | Commercial/Industrial | Retail | Existing | Thermal Energy Storage | 0.87216 | 0.79249 | 754.4363 | 4.369 | 1.2607 | -694.4647 | RIM/PCT less than one | Commercial/Industrial | Restaurants | New | Energy Star Vending Machine | 0.49965 | 1.4565 | -534.1854 | 0.082504 | 0.051277 | 525.7314 | TRC/PCT less than one
[11 empty] | Commercial/Industrial | College and University | Existing | Dedicated Outdoor Air System on VRF unit | 0.4993 | 1.3944 | -1106.1895 | 0.1876 | 0.13783 | 884.2265 | TRC score less than one | Commercial/Industrial | Retail | New | Thermal Energy Storage | 0.87216 | 0.79249 | 754.4363 | 4.369 | 1.2607 | -694.4647 | RIM/PCT less than one | Commercial/Industrial | Schools K-12 | New | Energy Star Vending Machine | 0.49965 | 1.4565 | -534.1854 | 0.082504 | 0.051277 | 525.7314 | TRC/PCT less than one
[11 empty] | Commercial/Industrial | College and University | New | Dedicated Outdoor Air System on VRF unit | 0.4993 | 1.3944 | -1106.1895 | 0.1876 | 0.13783 | 884.2265 | TRC score less than one | Commercial/Industrial | Assembly | Existing | Thermal Energy Storage | 0.87216 | 0.79249 | 688.5098 | 3.9872 | 1.1505 | -633.7788 | RIM/PCT less than one | Commercial/Industrial | College and University | Existing | Dedicated Outdoor Air System on VRF unit | 0.4993 | 1.3944 | -1106.1895 | 0.1876 | 0.13783 | 884.2265 | TRC/PCT less than one
[11 empty] | Commercial/Industrial | Assembly | New | Energy Star Vending Machine | 0.49913 | 1.4575 | -535.0311 | 0.082226 | 0.051367 | 525.7314 | TRC score less than one | Commercial/Industrial | Assembly | New | Thermal Energy Storage | 0.87216 | 0.79249 | 688.5098 | 3.9872 | 1.1505 | -633.7788 | RIM/PCT less than one | Commercial/Industrial | College and University | New | Dedicated Outdoor Air System on VRF unit | 0.4993 | 1.3944 | -1106.1895 | 0.1876 | 0.13783 | 884.2265 | TRC/PCT less than one
[11 empty] | Commercial/Industrial | Grocery | New | Energy Star Vending Machine | 0.49913 | 1.4575 | -535.0311 | 0.082226 | 0.051367 | 525.7314 | TRC score less than one | Commercial/Industrial | Assembly | Existing | Floor Insulation | 0.031142 | 0.76642 | -3.7646 | 1.3946e-06 | 3.1437e-05 | 0.069693 | RIM/PCT less than one | Commercial/Industrial | Assembly | Turnover | Energy Star Vending Machine | 0.49913 | 1.4575 | -535.0311 | 0.082226 | 0.051367 | 525.7314 | TRC/PCT less than one
[11 empty] | Commercial/Industrial | Institutional | New | Energy Star Vending Machine | 0.49913 | 1.4575 | -535.0311 | 0.082226 | 0.051367 | 525.7314 | TRC score less than one | Commercial/Industrial | Healthcare | Existing | Floor Insulation | 0.031142 | 0.76642 | -3.7646 | 1.3946e-06 | 3.1437e-05 | 0.069693 | RIM/PCT less than one | Commercial/Industrial | Grocery | Turnover | Energy Star Vending Machine | 0.49913 | 1.4575 | -535.0311 | 0.082226 | 0.051367 | 525.7314 | TRC/PCT less than one
[11 empty] | Commercial/Industrial | Miscellaneous | New | Energy Star Vending Machine | 0.49913 | 1.4575 | -535.0311 | 0.082226 | 0.051367 | 525.7314 | TRC score less than one | Commercial/Industrial | Institutional | Existing | Floor Insulation | 0.031142 | 0.76642 | -3.7646 | 1.3946e-06 | 3.1437e-05 | 0.069693 | RIM/PCT less than one | Commercial/Industrial | Institutional | Turnover | Energy Star Vending Machine | 0.49913 | 1.4575 | -535.0311 | 0.082226 | 0.051367 | 525.7314 | TRC/PCT less than one
[11 empty] | Commercial/Industrial | Offices | New | Energy Star Vending Machine | 0.49913 | 1.4575 | -535.0311 | 0.082226 | 0.051367 | 525.7314 | TRC score less than one | Commercial/Industrial | Miscellaneous | Existing | Floor Insulation | 0.031142 | 0.76642 | -3.7646 | 1.3946e-06 | 3.1437e-05 | 0.069693 | RIM/PCT less than one | Commercial/Industrial | Miscellaneous | Turnover | Energy Star Vending Machine | 0.49913 | 1.4575 | -535.0311 | 0.082226 | 0.051367 | 525.7314 | TRC/PCT less than one
[11 empty] | Commercial/Industrial | Retail | New | Energy Star Vending Machine | 0.49913 | 1.4575 | -535.0311 | 0.082226 | 0.051367 | 525.7314 | TRC score less than one | Commercial/Industrial | Offices | Existing | Floor Insulation | 0.031142 | 0.76642 | -3.7646 | 1.3946e-06 | 3.1437e-05 | 0.069693 | RIM/PCT less than one | Commercial/Industrial | Offices | Turnover | Energy Star Vending Machine | 0.49913 | 1.4575 | -535.0311 | 0.082226 | 0.051367 | 525.7314 | TRC/PCT less than one
[11 empty] | Commercial/Industrial | Warehouse | New | Energy Star Vending Machine | 0.49913 | 1.4575 | -535.0311 | 0.082226 | 0.051367 | 525.7314 | TRC score less than one | Commercial/Industrial | Schools K-12 | Existing | Floor Insulation | 0.031142 | 0.76642 | -3.7646 | 1.3946e-06 | 3.1437e-05 | 0.069693 | RIM/PCT less than one | Commercial/Industrial | Retail | Turnover | Energy Star Vending Machine | 0.49913 | 1.4575 | -535.0311 | 0.082226 | 0.051367 | 525.7314 | TRC/PCT less than one
[11 empty] | Commercial/Industrial | Assembly | Turnover | Energy Star Vending Machine | 0.49913 | 1.4575 | -535.0311 | 0.082226 | 0.051367 | 525.7314 | TRC score less than one | Commercial/Industrial | Assembly | New | Floor Insulation | 0.030664 | 0.76642 | -3.7682 | 1.3732e-06 | 3.0955e-05 | 0.068623 | RIM/PCT less than one | Commercial/Industrial | Warehouse | Turnover | Energy Star Vending Machine | 0.49913 | 1.4575 | -535.0311 | 0.082226 | 0.051367 | 525.7314 | TRC/PCT less than one
[11 empty] | Commercial/Industrial | Grocery | Turnover | Energy Star Vending Machine | 0.49913 | 1.4575 | -535.0311 | 0.082226 | 0.051367 | 525.7314 | TRC score less than one | Commercial/Industrial | Healthcare | New | Floor Insulation | 0.030664 | 0.76642 | -3.7682 | 1.3732e-06 | 3.0955e-05 | 0.068623 | RIM/PCT less than one | Commercial/Industrial | Assembly | New | Energy Star Vending Machine | 0.49913 | 1.4575 | -535.0311 | 0.082226 | 0.051367 | 525.7314 | TRC/PCT less than one
[11 empty] | Commercial/Industrial | Institutional | Turnover | Energy Star Vending Machine | 0.49913 | 1.4575 | -535.0311 | 0.082226 | 0.051367 | 525.7314 | TRC score less than one | Commercial/Industrial | Institutional | New | Floor Insulation | 0.030664 | 0.76642 | -3.7682 | 1.3732e-06 | 3.0955e-05 | 0.068623 | RIM/PCT less than one | Commercial/Industrial | Grocery | New | Energy Star Vending Machine | 0.49913 | 1.4575 | -535.0311 | 0.082226 | 0.051367 | 525.7314 | TRC/PCT less than one
[11 empty] | Commercial/Industrial | Miscellaneous | Turnover | Energy Star Vending Machine | 0.49913 | 1.4575 | -535.0311 | 0.082226 | 0.051367 | 525.7314 | TRC score less than one | Commercial/Industrial | Miscellaneous | New | Floor Insulation | 0.030664 | 0.76642 | -3.7682 | 1.3732e-06 | 3.0955e-05 | 0.068623 | RIM/PCT less than one | Commercial/Industrial | Institutional | New | Energy Star Vending Machine | 0.49913 | 1.4575 | -535.0311 | 0.082226 | 0.051367 | 525.7314 | TRC/PCT less than one
[11 empty] | Commercial/Industrial | Offices | Turnover | Energy Star Vending Machine | 0.49913 | 1.4575 | -535.0311 | 0.082226 | 0.051367 | 525.7314 | TRC score less than one | Commercial/Industrial | Offices | New | Floor Insulation | 0.030664 | 0.76642 | -3.7682 | 1.3732e-06 | 3.0955e-05 | 0.068623 | RIM/PCT less than one | Commercial/Industrial | Miscellaneous | New | Energy Star Vending Machine | 0.49913 | 1.4575 | -535.0311 | 0.082226 | 0.051367 | 525.7314 | TRC/PCT less than one
[11 empty] | Commercial/Industrial | Retail | Turnover | Energy Star Vending Machine | 0.49913 | 1.4575 | -535.0311 | 0.082226 | 0.051367 | 525.7314 | TRC score less than one | Commercial/Industrial | Schools K-12 | New | Floor Insulation | 0.030664 | 0.76642 | -3.7682 | 1.3732e-06 | 3.0955e-05 | 0.068623 | RIM/PCT less than one | Commercial/Industrial | Offices | New | Energy Star Vending Machine | 0.49913 | 1.4575 | -535.0311 | 0.082226 | 0.051367 | 525.7314 | TRC/PCT less than one
[11 empty] | Commercial/Industrial | Warehouse | Turnover | Energy Star Vending Machine | 0.49913 | 1.4575 | -535.0311 | 0.082226 | 0.051367 | 525.7314 | TRC score less than one | Commercial/Industrial | Lodging/Hospitality | Existing | Low Flow Shower Head | 4.6876 | 0.74945 | 2909.5551 | 0.090394 | 0.77136 | 1708.2211 | RIM/PCT less than one | Commercial/Industrial | Retail | New | Energy Star Vending Machine | 0.49913 | 1.4575 | -535.0311 | 0.082226 | 0.051367 | 525.7314 | TRC/PCT less than one
[11 empty] | Commercial/Industrial | Institutional | New | Premium T8 - Fixture Replacement | 0.49748 | 1.1209 | -17.3903 | 0.0084447 | 0.0019318 | 34.8374 | TRC score less than one | Commercial/Industrial | Lodging/Hospitality | New | Low Flow Shower Head | 4.6876 | 0.74945 | 2909.5551 | 0.090394 | 0.77136 | 1708.2211 | RIM/PCT less than one | Commercial/Industrial | Warehouse | New | Energy Star Vending Machine | 0.49913 | 1.4575 | -535.0311 | 0.082226 | 0.051367 | 525.7314 | TRC/PCT less than one
[11 empty] | Commercial/Industrial | Institutional | Turnover | Premium T8 - Fixture Replacement | 0.49748 | 1.1209 | -17.3903 | 0.0084447 | 0.0019318 | 34.8374 | TRC score less than one | Commercial/Industrial | Lodging/Hospitality | Existing | Thermostatic Shower Restriction Valve | 9.2329 | 0.74944 | 15219.4004 | 0.44437 | 3.7919 | 8397.5042 | RIM/PCT less than one | Commercial/Industrial | Institutional | Turnover | Premium T8 - Fixture Replacement | 0.49748 | 1.1209 | -17.3903 | 0.0084447 | 0.0019318 | 34.8374 | TRC/PCT less than one
[11 empty] | Commercial/Industrial | Miscellaneous | New | High Efficiency Chiller (Water cooled-positive displacement, 100 tons) | 0.49677 | 1.2337 | -5804.2707 | 1.1199 | 0.048509 | 2844.5466 | TRC score less than one | Commercial/Industrial | Lodging/Hospitality | New | Thermostatic Shower Restriction Valve | 9.2329 | 0.74944 | 15219.4004 | 0.44437 | 3.7919 | 8397.5042 | RIM/PCT less than one | Commercial/Industrial | Institutional | New | Premium T8 - Fixture Replacement | 0.49748 | 1.1209 | -17.3903 | 0.0084447 | 0.0019318 | 34.8374 | TRC/PCT less than one
[11 empty] | Commercial/Industrial | Miscellaneous | Turnover | High Efficiency Chiller (Water cooled-positive displacement, 100 tons) | 0.49677 | 1.2337 | -5804.2707 | 1.1199 | 0.048509 | 2844.5466 | TRC score less than one | Commercial/Industrial | Lodging/Hospitality | Existing | Faucet Aerator | 3.6497 | 0.74867 | 866.4312 | 0.027988 | 0.23883 | 527.3687 | RIM/PCT less than one | Commercial/Industrial | Miscellaneous | Turnover | High Efficiency Chiller (Water cooled-positive displacement, 100 tons) | 0.49677 | 1.2337 | -5804.2707 | 1.1199 | 0.048509 | 2844.5466 | TRC/PCT less than one
[11 empty] | Commercial/Industrial | Miscellaneous | Existing | Programmable Thermostat | 0.49432 | 1.7605 | -35266.0459 | 0.95185 | -13.172 | 80163.8039 | TRC score less than one | Commercial/Industrial | Restaurants | Existing | Faucet Aerator | 3.6497 | 0.74867 | 108.3039 | 0.0034985 | 0.029853 | 65.9211 | RIM/PCT less than one | Commercial/Industrial | Miscellaneous | New | High Efficiency Chiller (Water cooled-positive displacement, 100 tons) | 0.49677 | 1.2337 | -5804.2707 | 1.1199 | 0.048509 | 2844.5466 | TRC/PCT less than one
[11 empty] | Commercial/Industrial | Miscellaneous | New | Programmable Thermostat | 0.49432 | 1.7605 | -35266.0459 | 0.95185 | -13.172 | 80163.8039 | TRC score less than one | Commercial/Industrial | Retail | Existing | Faucet Aerator | 3.6497 | 0.74867 | 216.6078 | 0.0069971 | 0.059707 | 131.8422 | RIM/PCT less than one | Commercial/Industrial | Miscellaneous | Existing | Programmable Thermostat | 0.49432 | 1.7605 | -35266.0459 | 0.95185 | -13.172 | 80163.8039 | TRC/PCT less than one
[11 empty] | Commercial/Industrial | Schools K-12 | Existing | HVAC tune-up | 0.49338 | 1.0673 | -38.4553 | 0.036244 | 0.006598 | 182.5601 | TRC score less than one | Commercial/Industrial | Lodging/Hospitality | New | Faucet Aerator | 3.6497 | 0.74867 | 866.4312 | 0.027988 | 0.23883 | 527.3687 | RIM/PCT less than one | Commercial/Industrial | Miscellaneous | New | Programmable Thermostat | 0.49432 | 1.7605 | -35266.0459 | 0.95185 | -13.172 | 80163.8039 | TRC/PCT less than one
[11 empty] | Commercial/Industrial | Schools K-12 | New | HVAC tune-up | 0.49338 | 1.0673 | -38.4553 | 0.036244 | 0.006598 | 182.5601 | TRC score less than one | Commercial/Industrial | Restaurants | New | Faucet Aerator | 3.6497 | 0.74867 | 108.3039 | 0.0034985 | 0.029853 | 65.9211 | RIM/PCT less than one | Commercial/Industrial | Schools K-12 | Existing | HVAC tune-up | 0.49338 | 1.0673 | -38.4553 | 0.036244 | 0.006598 | 182.5601 | TRC/PCT less than one
[11 empty] | Commercial/Industrial | Offices | New | Premium T8 - Fixture Replacement | 0.49198 | 1.1242 | -17.9477 | 0.008327 | 0.0019049 | 34.3517 | TRC score less than one | Commercial/Industrial | Retail | New | Faucet Aerator | 3.6497 | 0.74867 | 216.6078 | 0.0069971 | 0.059707 | 131.8422 | RIM/PCT less than one | Commercial/Industrial | Schools K-12 | New | HVAC tune-up | 0.49338 | 1.0673 | -38.4553 | 0.036244 | 0.006598 | 182.5601 | TRC/PCT less than one
[11 empty] | Commercial/Industrial | Offices | Turnover | Premium T8 - Fixture Replacement | 0.49198 | 1.1242 | -17.9477 | 0.008327 | 0.0019049 | 34.3517 | TRC score less than one | Commercial/Industrial | Grocery | Existing | Faucet Aerator | 3.6497 | 0.74867 | 324.9117 | 0.010496 | 0.08956 | 197.7633 | RIM/PCT less than one | Commercial/Industrial | Offices | Turnover | Premium T8 - Fixture Replacement | 0.49198 | 1.1242 | -17.9477 | 0.008327 | 0.0019049 | 34.3517 | TRC/PCT less than one
[11 empty] | Commercial/Industrial | Grocery | New | High Efficiency Chiller (Water cooled-positive displacement, 100 tons) | 0.49132 | 1.2336 | -5904.1032 | 1.1076 | 0.047977 | 2813.3735 | TRC score less than one | Commercial/Industrial | Grocery | New | Faucet Aerator | 3.6497 | 0.74867 | 324.9117 | 0.010496 | 0.08956 | 197.7633 | RIM/PCT less than one | Commercial/Industrial | Offices | New | Premium T8 - Fixture Replacement | 0.49198 | 1.1242 | -17.9477 | 0.008327 | 0.0019049 | 34.3517 | TRC/PCT less than one
[11 empty] | Commercial/Industrial | Grocery | Turnover | High Efficiency Chiller (Water cooled-positive displacement, 100 tons) | 0.49132 | 1.2336 | -5904.1032 | 1.1076 | 0.047977 | 2813.3735 | TRC score less than one | Commercial/Industrial | Grocery | Existing | Retro-Commissioning | 6.741 | 0.71478 | 45060.0127 | 14.4255 | 27.951 | 46722.91 | RIM/PCT less than one | Commercial/Industrial | Grocery | Turnover | High Efficiency Chiller (Water cooled-positive displacement, 100 tons) | 0.49132 | 1.2336 | -5904.1032 | 1.1076 | 0.047977 | 2813.3735 | TRC/PCT less than one
[11 empty] | Commercial/Industrial | Institutional | New | High Efficiency Chiller (Water cooled-positive displacement, 100 tons) | 0.48045 | 1.2337 | -6103.7681 | 1.0831 | 0.046914 | 2751.0272 | TRC score less than one | Commercial/Industrial | Grocery | New | Retro-Commissioning | 6.741 | 0.71478 | 45060.0127 | 14.4255 | 27.951 | 46722.91 | RIM/PCT less than one | Commercial/Industrial | Grocery | New | High Efficiency Chiller (Water cooled-positive displacement, 100 tons) | 0.49132 | 1.2336 | -5904.1032 | 1.1076 | 0.047977 | 2813.3735 | TRC/PCT less than one
[11 empty] | Commercial/Industrial | Institutional | Turnover | High Efficiency Chiller (Water cooled-positive displacement, 100 tons) | 0.48045 | 1.2337 | -6103.7681 | 1.0831 | 0.046914 | 2751.0272 | TRC score less than one | Commercial/Industrial | Lodging/Hospitality | Existing | Retro-Commissioning | 1.5552 | 0.71478 | 52210.0217 | 23.8781 | 46.2663 | 77338.89 | RIM/PCT less than one | Commercial/Industrial | Institutional | Turnover | High Efficiency Chiller (Water cooled-positive displacement, 100 tons) | 0.48045 | 1.2337 | -6103.7681 | 1.0831 | 0.046914 | 2751.0272 | TRC/PCT less than one
[11 empty] | Commercial/Industrial | Institutional | New | Facility Commissioning | 0.46616 | 1.2068 | -25142.2482 | 6.7742 | 0.67996 | 31525.7048 | TRC score less than one | Commercial/Industrial | Lodging/Hospitality | New | Retro-Commissioning | 1.5552 | 0.71478 | 52210.0217 | 23.8781 | 46.2663 | 77338.89 | RIM/PCT less than one | Commercial/Industrial | Institutional | New | High Efficiency Chiller (Water cooled-positive displacement, 100 tons) | 0.48045 | 1.2337 | -6103.7681 | 1.0831 | 0.046914 | 2751.0272 | TRC/PCT less than one
[11 empty] | Commercial/Industrial | Grocery | Existing | Duct Insulation | 0.45995 | 0.94572 | -4322.1141 | 0.64315 | 1.3822 | 2367.4384 | TRC score less than one | Commercial/Industrial | Retail | Existing | Retro-Commissioning | 1.2631 | 0.71478 | 12506.3879 | 6.5654 | 12.7211 | 21264.66 | RIM/PCT less than one | Commercial/Industrial | Institutional | New | Facility Commissioning | 0.46616 | 1.2068 | -25142.2482 | 6.7742 | 0.67996 | 31525.7048 | TRC/PCT less than one
[11 empty] | Commercial/Industrial | Grocery | New | Duct Insulation | 0.45995 | 0.94572 | -4322.1141 | 0.64315 | 1.3822 | 2367.4384 | TRC score less than one | Commercial/Industrial | Retail | New | Retro-Commissioning | 1.2631 | 0.71478 | 12506.3879 | 6.5654 | 12.7211 | 21264.66 | RIM/PCT less than one | Commercial/Industrial | Grocery | Existing | Duct Insulation | 0.45995 | 0.94572 | -4322.1141 | 0.64315 | 1.3822 | 2367.4384 | TRC/PCT less than one
[11 empty] | Commercial/Industrial | Assembly | New | High Efficiency Data Center Cooling | 0.45915 | 1.4672 | -278085.4682 | 29.7567 | 17.1868 | 129796.7956 | TRC score less than one | Commercial/Industrial | Restaurants | Existing | Retro-Commissioning | 6.5151 | 0.71478 | 46806.3698 | 15.0315 | 29.1251 | 48685.54 | RIM/PCT less than one | Commercial/Industrial | Grocery | New | Duct Insulation | 0.45995 | 0.94572 | -4322.1141 | 0.64315 | 1.3822 | 2367.4384 | TRC/PCT less than one
[11 empty] | Commercial/Industrial | College and University | New | High Efficiency Data Center Cooling | 0.45915 | 1.4672 | -278085.4682 | 29.7567 | 17.1868 | 129796.7956 | TRC score less than one | Commercial/Industrial | Restaurants | New | Retro-Commissioning | 6.5151 | 0.71478 | 46806.3698 | 15.0315 | 29.1251 | 48685.54 | RIM/PCT less than one | Commercial/Industrial | Assembly | Turnover | High Efficiency Data Center Cooling | 0.45915 | 1.4672 | -278085.4682 | 29.7567 | 17.1868 | 129796.7956 | TRC/PCT less than one
[11 empty] | Commercial/Industrial | Grocery | New | High Efficiency Data Center Cooling | 0.45915 | 1.4672 | -278085.4682 | 29.7567 | 17.1868 | 129796.7956 | TRC score less than one | Commercial/Industrial | Lodging/Hospitality | New | Green Roof | 0.0056448 | 0.71313 | -45.5423 | 8.9714e-05 | 0 | 0.15921 | RIM/PCT less than one | Commercial/Industrial | College and University | Turnover | High Efficiency Data Center Cooling | 0.45915 | 1.4672 | -278085.4682 | 29.7567 | 17.1868 | 129796.7956 | TRC/PCT less than one
[11 empty] | Commercial/Industrial | Healthcare | New | High Efficiency Data Center Cooling | 0.45915 | 1.4672 | -278085.4682 | 29.7567 | 17.1868 | 129796.7956 | TRC score less than one | Commercial/Industrial | Lodging/Hospitality | Existing | Green Roof | 0.0057565 | 0.71313 | -45.5325 | 9.149e-05 | 0 | 0.16236 | RIM/PCT less than one | Commercial/Industrial | Grocery | Turnover | High Efficiency Data Center Cooling | 0.45915 | 1.4672 | -278085.4682 | 29.7567 | 17.1868 | 129796.7956 | TRC/PCT less than one
[11 empty] | Commercial/Industrial | Hospitals | New | High Efficiency Data Center Cooling | 0.45915 | 1.4672 | -278085.4682 | 29.7567 | 17.1868 | 129796.7956 | TRC score less than one | Commercial/Industrial | Lodging/Hospitality | Existing | Cool Roof | 0.063666 | 0.71313 | -4.0124 | 0.00010041 | 0 | 0.17819 | RIM/PCT less than one | Commercial/Industrial | Healthcare | Turnover | High Efficiency Data Center Cooling | 0.45915 | 1.4672 | -278085.4682 | 29.7567 | 17.1868 | 129796.7956 | TRC/PCT less than one
[11 empty] | Commercial/Industrial | Institutional | New | High Efficiency Data Center Cooling | 0.45915 | 1.4672 | -278085.4682 | 29.7567 | 17.1868 | 129796.7956 | TRC score less than one | Commercial/Industrial | Lodging/Hospitality | New | Cool Roof | 0.06351 | 0.71313 | -4.0138 | 0.00010016 | 0 | 0.17775 | RIM/PCT less than one | Commercial/Industrial | Hospitals | Turnover | High Efficiency Data Center Cooling | 0.45915 | 1.4672 | -278085.4682 | 29.7567 | 17.1868 | 129796.7956 | TRC/PCT less than one
[11 empty] | Commercial/Industrial | Lodging/Hospitality | New | High Efficiency Data Center Cooling | 0.45915 | 1.4672 | -278085.4682 | 29.7567 | 17.1868 | 129796.7956 | TRC score less than one | Commercial/Industrial | Restaurants | Existing | Demand Controlled Ventilation | 0.6354 | 0.7033 | 818.953 | 0.23856 | 1.3431 | 2291.3025 | RIM/PCT less than one | Commercial/Industrial | Institutional | Turnover | High Efficiency Data Center Cooling | 0.45915 | 1.4672 | -278085.4682 | 29.7567 | 17.1868 | 129796.7956 | TRC/PCT less than one
[11 empty] | Commercial/Industrial | Miscellaneous | New | High Efficiency Data Center Cooling | 0.45915 | 1.4672 | -278085.4682 | 29.7567 | 17.1868 | 129796.7956 | TRC score less than one | Commercial/Industrial | Restaurants | New | Demand Controlled Ventilation | 0.6354 | 0.7033 | 818.953 | 0.23856 | 1.3431 | 2291.3025 | RIM/PCT less than one | Commercial/Industrial | Lodging/Hospitality | Turnover | High Efficiency Data Center Cooling | 0.45915 | 1.4672 | -278085.4682 | 29.7567 | 17.1868 | 129796.7956 | TRC/PCT less than one
[11 empty] | Commercial/Industrial | Offices | New | High Efficiency Data Center Cooling | 0.45915 | 1.4672 | -278085.4682 | 29.7567 | 17.1868 | 129796.7956 | TRC score less than one | Commercial/Industrial | Retail | Existing | Demand Controlled Ventilation | 1.4216 | 0.70329 | 7155.6602 | 0.53375 | 3.005 | 5126.5164 | RIM/PCT less than one | Commercial/Industrial | Miscellaneous | Turnover | High Efficiency Data Center Cooling | 0.45915 | 1.4672 | -278085.4682 | 29.7567 | 17.1868 | 129796.7956 | TRC/PCT less than one
[11 empty] | Commercial/Industrial | Restaurants | New | High Efficiency Data Center Cooling | 0.45915 | 1.4672 | -278085.4682 | 29.7567 | 17.1868 | 129796.7956 | TRC score less than one | Commercial/Industrial | Retail | New | Demand Controlled Ventilation | 1.4216 | 0.70329 | 7155.6602 | 0.53375 | 3.005 | 5126.5164 | RIM/PCT less than one | Commercial/Industrial | Offices | Turnover | High Efficiency Data Center Cooling | 0.45915 | 1.4672 | -278085.4682 | 29.7567 | 17.1868 | 129796.7956 | TRC/PCT less than one
[11 empty] | Commercial/Industrial | Retail | New | High Efficiency Data Center Cooling | 0.45915 | 1.4672 | -278085.4682 | 29.7567 | 17.1868 | 129796.7956 | TRC score less than one | Commercial/Industrial | Offices | Existing | Demand Controlled Ventilation | 2.0094 | 0.70328 | 11893.455 | 0.75445 | 4.2476 | 7246.3338 | RIM/PCT less than one | Commercial/Industrial | Restaurants | Turnover | High Efficiency Data Center Cooling | 0.45915 | 1.4672 | -278085.4682 | 29.7567 | 17.1868 | 129796.7956 | TRC/PCT less than one
[11 empty] | Commercial/Industrial | Schools K-12 | New | High Efficiency Data Center Cooling | 0.45915 | 1.4672 | -278085.4682 | 29.7567 | 17.1868 | 129796.7956 | TRC score less than one | Commercial/Industrial | Offices | New | Demand Controlled Ventilation | 2.0094 | 0.70328 | 11893.455 | 0.75445 | 4.2476 | 7246.3338 | RIM/PCT less than one | Commercial/Industrial | Retail | Turnover | High Efficiency Data Center Cooling | 0.45915 | 1.4672 | -278085.4682 | 29.7567 | 17.1868 | 129796.7956 | TRC/PCT less than one
[11 empty] | Commercial/Industrial | Warehouse | New | High Efficiency Data Center Cooling | 0.45915 | 1.4672 | -278085.4682 | 29.7567 | 17.1868 | 129796.7956 | TRC score less than one | Commercial/Industrial | College and University | Existing | Demand Controlled Ventilation | 2.5829 | 0.70328 | 49546.4088 | 2.9093 | 16.3792 | 27943.0441 | RIM/PCT less than one | Commercial/Industrial | Schools K-12 | Turnover | High Efficiency Data Center Cooling | 0.45915 | 1.4672 | -278085.4682 | 29.7567 | 17.1868 | 129796.7956 | TRC/PCT less than one
[11 empty] | Commercial/Industrial | Assembly | Turnover | High Efficiency Data Center Cooling | 0.45915 | 1.4672 | -278085.4682 | 29.7567 | 17.1868 | 129796.7956 | TRC score less than one | Commercial/Industrial | College and University | New | Demand Controlled Ventilation | 2.5829 | 0.70328 | 49546.4088 | 2.9093 | 16.3792 | 27943.0441 | RIM/PCT less than one | Commercial/Industrial | Warehouse | Turnover | High Efficiency Data Center Cooling | 0.45915 | 1.4672 | -278085.4682 | 29.7567 | 17.1868 | 129796.7956 | TRC/PCT less than one
[11 empty] | Commercial/Industrial | College and University | Turnover | High Efficiency Data Center Cooling | 0.45915 | 1.4672 | -278085.4682 | 29.7567 | 17.1868 | 129796.7956 | TRC score less than one | Commercial/Industrial | Hospitals | Existing | Demand Controlled Ventilation | 3.7462 | 0.70328 | 181243.9473 | 9.8459 | 55.4323 | 94567.6036 | RIM/PCT less than one | Commercial/Industrial | Assembly | New | High Efficiency Data Center Cooling | 0.45915 | 1.4672 | -278085.4682 | 29.7567 | 17.1868 | 129796.7956 | TRC/PCT less than one
[11 empty] | Commercial/Industrial | Grocery | Turnover | High Efficiency Data Center Cooling | 0.45915 | 1.4672 | -278085.4682 | 29.7567 | 17.1868 | 129796.7956 | TRC score less than one | Commercial/Industrial | Hospitals | New | Demand Controlled Ventilation | 3.7462 | 0.70328 | 181243.9473 | 9.8459 | 55.4323 | 94567.6036 | RIM/PCT less than one | Commercial/Industrial | College and University | New | High Efficiency Data Center Cooling | 0.45915 | 1.4672 | -278085.4682 | 29.7567 | 17.1868 | 129796.7956 | TRC/PCT less than one
[11 empty] | Commercial/Industrial | Healthcare | Turnover | High Efficiency Data Center Cooling | 0.45915 | 1.4672 | -278085.4682 | 29.7567 | 17.1868 | 129796.7956 | TRC score less than one | Commercial/Industrial | Miscellaneous | Existing | Demand Controlled Ventilation | 1.9179 | 0.70327 | 22311.8164 | 1.4402 | 8.1082 | 13832.6709 | RIM/PCT less than one | Commercial/Industrial | Grocery | New | High Efficiency Data Center Cooling | 0.45915 | 1.4672 | -278085.4682 | 29.7567 | 17.1868 | 129796.7956 | TRC/PCT less than one
[11 empty] | Commercial/Industrial | Hospitals | Turnover | High Efficiency Data Center Cooling | 0.45915 | 1.4672 | -278085.4682 | 29.7567 | 17.1868 | 129796.7956 | TRC score less than one | Commercial/Industrial | Miscellaneous | New | Demand Controlled Ventilation | 1.9179 | 0.70327 | 22311.8164 | 1.4402 | 8.1082 | 13832.6709 | RIM/PCT less than one | Commercial/Industrial | Healthcare | New | High Efficiency Data Center Cooling | 0.45915 | 1.4672 | -278085.4682 | 29.7567 | 17.1868 | 129796.7956 | TRC/PCT less than one
[11 empty] | Commercial/Industrial | Institutional | Turnover | High Efficiency Data Center Cooling | 0.45915 | 1.4672 | -278085.4682 | 29.7567 | 17.1868 | 129796.7956 | TRC score less than one | Commercial/Industrial | Healthcare | Existing | Demand Controlled Ventilation | 2.5167 | 0.70327 | 15982.1419 | 0.94492 | 5.3199 | 9075.7228 | RIM/PCT less than one | Commercial/Industrial | Hospitals | New | High Efficiency Data Center Cooling | 0.45915 | 1.4672 | -278085.4682 | 29.7567 | 17.1868 | 129796.7956 | TRC/PCT less than one
[11 empty] | Commercial/Industrial | Lodging/Hospitality | Turnover | High Efficiency Data Center Cooling | 0.45915 | 1.4672 | -278085.4682 | 29.7567 | 17.1868 | 129796.7956 | TRC score less than one | Commercial/Industrial | Healthcare | New | Demand Controlled Ventilation | 2.5167 | 0.70327 | 15982.1419 | 0.94492 | 5.3199 | 9075.7228 | RIM/PCT less than one | Commercial/Industrial | Institutional | New | High Efficiency Data Center Cooling | 0.45915 | 1.4672 | -278085.4682 | 29.7567 | 17.1868 | 129796.7956 | TRC/PCT less than one
[11 empty] | Commercial/Industrial | Miscellaneous | Turnover | High Efficiency Data Center Cooling | 0.45915 | 1.4672 | -278085.4682 | 29.7567 | 17.1868 | 129796.7956 | TRC score less than one | Commercial/Industrial | Schools K-12 | Existing | Demand Controlled Ventilation | 2.6563 | 0.70327 | 34214.5398 | 1.9947 | 11.2299 | 19158.2709 | RIM/PCT less than one | Commercial/Industrial | Lodging/Hospitality | New | High Efficiency Data Center Cooling | 0.45915 | 1.4672 | -278085.4682 | 29.7567 | 17.1868 | 129796.7956 | TRC/PCT less than one
[11 empty] | Commercial/Industrial | Offices | Turnover | High Efficiency Data Center Cooling | 0.45915 | 1.4672 | -278085.4682 | 29.7567 | 17.1868 | 129796.7956 | TRC score less than one | Commercial/Industrial | Schools K-12 | New | Demand Controlled Ventilation | 2.6563 | 0.70327 | 34214.5398 | 1.9947 | 11.2299 | 19158.2709 | RIM/PCT less than one | Commercial/Industrial | Miscellaneous | New | High Efficiency Data Center Cooling | 0.45915 | 1.4672 | -278085.4682 | 29.7567 | 17.1868 | 129796.7956 | TRC/PCT less than one
[11 empty] | Commercial/Industrial | Restaurants | Turnover | High Efficiency Data Center Cooling | 0.45915 | 1.4672 | -278085.4682 | 29.7567 | 17.1868 | 129796.7956 | TRC score less than one | Commercial/Industrial | Lodging/Hospitality | Existing | Demand Controlled Ventilation | 2.1142 | 0.70327 | 25475.792 | 1.5876 | 8.938 | 15248.3191 | RIM/PCT less than one | Commercial/Industrial | Offices | New | High Efficiency Data Center Cooling | 0.45915 | 1.4672 | -278085.4682 | 29.7567 | 17.1868 | 129796.7956 | TRC/PCT less than one
[11 empty] | Commercial/Industrial | Retail | Turnover | High Efficiency Data Center Cooling | 0.45915 | 1.4672 | -278085.4682 | 29.7567 | 17.1868 | 129796.7956 | TRC score less than one | Commercial/Industrial | Lodging/Hospitality | New | Demand Controlled Ventilation | 2.1142 | 0.70327 | 25475.792 | 1.5876 | 8.938 | 15248.3191 | RIM/PCT less than one | Commercial/Industrial | Restaurants | New | High Efficiency Data Center Cooling | 0.45915 | 1.4672 | -278085.4682 | 29.7567 | 17.1868 | 129796.7956 | TRC/PCT less than one
[11 empty] | Commercial/Industrial | Schools K-12 | Turnover | High Efficiency Data Center Cooling | 0.45915 | 1.4672 | -278085.4682 | 29.7567 | 17.1868 | 129796.7956 | TRC score less than one | Commercial/Industrial | Warehouse | Existing | Demand Controlled Ventilation | 0.52775 | 0.70327 | -48.4789 | 0.19815 | 1.1156 | 1903.19 | RIM/PCT less than one | Commercial/Industrial | Retail | New | High Efficiency Data Center Cooling | 0.45915 | 1.4672 | -278085.4682 | 29.7567 | 17.1868 | 129796.7956 | TRC/PCT less than one
[11 empty] | Commercial/Industrial | Warehouse | Turnover | High Efficiency Data Center Cooling | 0.45915 | 1.4672 | -278085.4682 | 29.7567 | 17.1868 | 129796.7956 | TRC score less than one | Commercial/Industrial | Warehouse | New | Demand Controlled Ventilation | 0.52775 | 0.70327 | -48.4789 | 0.19815 | 1.1156 | 1903.19 | RIM/PCT less than one | Commercial/Industrial | Schools K-12 | New | High Efficiency Data Center Cooling | 0.45915 | 1.4672 | -278085.4682 | 29.7567 | 17.1868 | 129796.7956 | TRC/PCT less than one
[11 empty] | Commercial/Industrial | Assembly | Existing | Interior Lighting Controls | 0.45743 | 1.8228 | -168.2291 | 0 | 0 | 402.64 | TRC score less than one | Commercial/Industrial | Institutional | Existing | Demand Controlled Ventilation | 2.5804 | 0.70326 | 16495.8026 | 0.96884 | 5.4546 | 9305.5485 | RIM/PCT less than one | Commercial/Industrial | Warehouse | New | High Efficiency Data Center Cooling | 0.45915 | 1.4672 | -278085.4682 | 29.7567 | 17.1868 | 129796.7956 | TRC/PCT less than one
[11 empty] | Commercial/Industrial | Assembly | New | Interior Lighting Controls | 0.45743 | 1.8228 | -168.2291 | 0 | 0 | 402.64 | TRC score less than one | Commercial/Industrial | Institutional | New | Demand Controlled Ventilation | 2.5804 | 0.70326 | 16495.8026 | 0.96884 | 5.4546 | 9305.5485 | RIM/PCT less than one | Commercial/Industrial | Assembly | Existing | Interior Lighting Controls | 0.45743 | 1.8228 | -168.2291 | 0 | 0 | 402.64 | TRC/PCT less than one
[11 empty] | Commercial/Industrial | College and University | Existing | HVAC tune-up_RTU | 0.45409 | 0.90724 | -298.7581 | 0.32885 | 0.11115 | 870.122 | TRC score less than one | Commercial/Industrial | Assembly | Existing | Demand Controlled Ventilation | 1.2973 | 0.70326 | 6154.4215 | 0.4871 | 2.7424 | 4678.5352 | RIM/PCT less than one | Commercial/Industrial | Assembly | New | Interior Lighting Controls | 0.45743 | 1.8228 | -168.2291 | 0 | 0 | 402.64 | TRC/PCT less than one
[11 empty] | Commercial/Industrial | College and University | New | HVAC tune-up_RTU | 0.45409 | 0.90724 | -298.7581 | 0.32885 | 0.11115 | 870.122 | TRC score less than one | Commercial/Industrial | Assembly | New | Demand Controlled Ventilation | 1.2973 | 0.70326 | 6154.4215 | 0.4871 | 2.7424 | 4678.5352 | RIM/PCT less than one | Commercial/Industrial | College and University | Existing | HVAC tune-up_RTU | 0.45409 | 0.90724 | -298.7581 | 0.32885 | 0.11115 | 870.122 | TRC/PCT less than one
[11 empty] | Commercial/Industrial | Assembly | Existing | ENERGY STAR certified buildings program | 0.44987 | 0.94923 | -35661.9912 | 3.0616 | 9.492 | 18312.7076 | TRC score less than one | Commercial/Industrial | Grocery | Existing | Demand Controlled Ventilation | 0.5893 | 0.70323 | 447.8696 | 0.22127 | 1.2458 | 2125.2697 | RIM/PCT less than one | Commercial/Industrial | College and University | New | HVAC tune-up_RTU | 0.45409 | 0.90724 | -298.7581 | 0.32885 | 0.11115 | 870.122 | TRC/PCT less than one
[11 empty] | Commercial/Industrial | Assembly | New | ENERGY STAR certified buildings program | 0.44987 | 0.94923 | -35661.9912 | 3.0616 | 9.492 | 18312.7076 | TRC score less than one | Commercial/Industrial | Grocery | New | Demand Controlled Ventilation | 0.5893 | 0.70323 | 447.8696 | 0.22127 | 1.2458 | 2125.2697 | RIM/PCT less than one | Commercial/Industrial | Assembly | Existing | ENERGY STAR certified buildings program | 0.44987 | 0.94923 | -35661.9912 | 3.0616 | 9.492 | 18312.7076 | TRC/PCT less than one
[11 empty] | Commercial/Industrial | Offices | New | High Efficiency DX 135k- less than 240k BTU | 0.44981 | 1.1295 | -3995.7584 | 0.86983 | 0 | 2103.517 | TRC score less than one | Commercial/Industrial | Warehouse | Existing | Retro-Commissioning | 0.2883 | 0.69057 | -6213.0727 | 1.3198 | 4.0919 | 7894.4 | RIM/PCT less than one | Commercial/Industrial | Assembly | New | ENERGY STAR certified buildings program | 0.44987 | 0.94923 | -35661.9912 | 3.0616 | 9.492 | 18312.7076 | TRC/PCT less than one
[11 empty] | Commercial/Industrial | Offices | Turnover | High Efficiency DX 135k- less than 240k BTU | 0.44981 | 1.1295 | -3995.7584 | 0.86983 | 0 | 2103.517 | TRC score less than one | Commercial/Industrial | Warehouse | New | Retro-Commissioning | 0.2883 | 0.69057 | -6213.0727 | 1.3198 | 4.0919 | 7894.4 | RIM/PCT less than one | Commercial/Industrial | Offices | Turnover | High Efficiency DX 135k- less than 240k BTU | 0.44981 | 1.1295 | -3995.7584 | 0.86983 | 0 | 2103.517 | TRC/PCT less than one
[11 empty] | Commercial/Industrial | Assembly | Existing | HVAC tune-up | 0.44667 | 1.0668 | -49.0222 | 0.032828 | 0.0059761 | 165.3541 | TRC score less than one | Commercial/Industrial | Assembly | Existing | Retro-Commissioning | 0.59088 | 0.69057 | 2126.251 | 3.2444 | 10.0589 | 19406.44 | RIM/PCT less than one | Commercial/Industrial | Offices | New | High Efficiency DX 135k- less than 240k BTU | 0.44981 | 1.1295 | -3995.7584 | 0.86983 | 0 | 2103.517 | TRC/PCT less than one
[11 empty] | Commercial/Industrial | Assembly | New | HVAC tune-up | 0.44667 | 1.0668 | -49.0222 | 0.032828 | 0.0059761 | 165.3541 | TRC score less than one | Commercial/Industrial | Assembly | New | Retro-Commissioning | 0.59088 | 0.69057 | 2126.251 | 3.2444 | 10.0589 | 19406.44 | RIM/PCT less than one | Commercial/Industrial | Assembly | Existing | HVAC tune-up | 0.44667 | 1.0668 | -49.0222 | 0.032828 | 0.0059761 | 165.3541 | TRC/PCT less than one
[11 empty] | Commercial/Industrial | Restaurants | Existing | Duct Insulation | 0.44452 | 0.94568 | -4972.8241 | 0.67017 | 1.4403 | 2466.8853 | TRC score less than one | Commercial/Industrial | Institutional | Existing | Retro-Commissioning | 2.6809 | 0.69057 | 73116.2863 | 15.7616 | 48.8673 | 94278.48 | RIM/PCT less than one | Commercial/Industrial | Assembly | New | HVAC tune-up | 0.44667 | 1.0668 | -49.0222 | 0.032828 | 0.0059761 | 165.3541 | TRC/PCT less than one
[11 empty] | Commercial/Industrial | Restaurants | New | Duct Insulation | 0.44452 | 0.94568 | -4972.8241 | 0.67017 | 1.4403 | 2466.8853 | TRC score less than one | Commercial/Industrial | Institutional | New | Retro-Commissioning | 2.6809 | 0.69057 | 73116.2863 | 15.7616 | 48.8673 | 94278.48 | RIM/PCT less than one | Commercial/Industrial | Restaurants | Existing | Duct Insulation | 0.44452 | 0.94568 | -4972.8241 | 0.67017 | 1.4403 | 2466.8853 | TRC/PCT less than one
[11 empty] | Commercial/Industrial | College and University | New | High Efficiency DX 135k- less than 240k BTU | 0.44338 | 1.1295 | -4075.0446 | 0.85742 | 0 | 2073.4872 | TRC score less than one | Commercial/Industrial | Offices | Existing | Retro-Commissioning | 2.4534 | 0.69057 | 50933.3701 | 11.2325 | 34.8251 | 67187.23 | RIM/PCT less than one | Commercial/Industrial | Restaurants | New | Duct Insulation | 0.44452 | 0.94568 | -4972.8241 | 0.67017 | 1.4403 | 2466.8853 | TRC/PCT less than one
[11 empty] | Commercial/Industrial | College and University | Turnover | High Efficiency DX 135k- less than 240k BTU | 0.44338 | 1.1295 | -4075.0446 | 0.85742 | 0 | 2073.4872 | TRC score less than one | Commercial/Industrial | Offices | New | Retro-Commissioning | 2.4534 | 0.69057 | 50933.3701 | 11.2325 | 34.8251 | 67187.23 | RIM/PCT less than one | Commercial/Industrial | College and University | Turnover | High Efficiency DX 135k- less than 240k BTU | 0.44338 | 1.1295 | -4075.0446 | 0.85742 | 0 | 2073.4872 | TRC/PCT less than one
[11 empty] | Commercial/Industrial | Schools K-12 | New | High Efficiency DX 135k- less than 240k BTU | 0.44125 | 1.1295 | -4101.4734 | 0.85328 | 0 | 2063.4773 | TRC score less than one | Commercial/Industrial | Schools K-12 | Existing | Retro-Commissioning | 0.89546 | 0.69057 | 31797.8721 | 13.2856 | 41.1906 | 79468.03 | RIM/PCT less than one | Commercial/Industrial | College and University | New | High Efficiency DX 135k- less than 240k BTU | 0.44338 | 1.1295 | -4075.0446 | 0.85742 | 0 | 2073.4872 | TRC/PCT less than one
[11 empty] | Commercial/Industrial | Schools K-12 | Turnover | High Efficiency DX 135k- less than 240k BTU | 0.44125 | 1.1295 | -4101.4734 | 0.85328 | 0 | 2063.4773 | TRC score less than one | Commercial/Industrial | Schools K-12 | New | Retro-Commissioning | 0.89546 | 0.69057 | 31797.8721 | 13.2856 | 41.1906 | 79468.03 | RIM/PCT less than one | Commercial/Industrial | Schools K-12 | Turnover | High Efficiency DX 135k- less than 240k BTU | 0.44125 | 1.1295 | -4101.4734 | 0.85328 | 0 | 2063.4773 | TRC/PCT less than one
[11 empty] | Commercial/Industrial | Warehouse | Existing | Network PC Power Management | 0.43919 | 1.1418 | -113.5365 | 0.058244 | 0 | 391.5584 | TRC score less than one | Commercial/Industrial | Miscellaneous | Existing | Retro-Commissioning | 1.831 | 0.69057 | 618514.1991 | 150.2665 | 465.8856 | 898821.23 | RIM/PCT less than one | Commercial/Industrial | Schools K-12 | New | High Efficiency DX 135k- less than 240k BTU | 0.44125 | 1.1295 | -4101.4734 | 0.85328 | 0 | 2063.4773 | TRC/PCT less than one
[11 empty] | Commercial/Industrial | Warehouse | New | Network PC Power Management | 0.43919 | 1.1418 | -113.5365 | 0.058244 | 0 | 391.5584 | TRC score less than one | Commercial/Industrial | Miscellaneous | New | Retro-Commissioning | 1.831 | 0.69057 | 618514.1991 | 150.2665 | 465.8856 | 898821.23 | RIM/PCT less than one | Commercial/Industrial | Warehouse | Existing | Network PC Power Management | 0.43919 | 1.1418 | -113.5365 | 0.058244 | 0 | 391.5584 | TRC/PCT less than one
[11 empty] | Commercial/Industrial | Healthcare | New | Solar Water Heater | 0.43529 | 1.7028 | -8721.9581 | 0.51408 | 0.072174 | 6878.0727 | TRC score less than one | Commercial/Industrial | Healthcare | Existing | Retro-Commissioning | 2.3778 | 0.69057 | 61291.6236 | 13.6345 | 42.2724 | 81555.02 | RIM/PCT less than one | Commercial/Industrial | Warehouse | New | Network PC Power Management | 0.43919 | 1.1418 | -113.5365 | 0.058244 | 0 | 391.5584 | TRC/PCT less than one
[11 empty] | Commercial/Industrial | Healthcare | Turnover | Solar Water Heater | 0.43529 | 1.7028 | -8721.9581 | 0.51408 | 0.072174 | 6878.0727 | TRC score less than one | Commercial/Industrial | Healthcare | New | Retro-Commissioning | 2.3778 | 0.69057 | 61291.6236 | 13.6345 | 42.2724 | 81555.02 | RIM/PCT less than one | Commercial/Industrial | Healthcare | Turnover | Solar Water Heater | 0.43529 | 1.7028 | -8721.9581 | 0.51408 | 0.072174 | 6878.0727 | TRC/PCT less than one
[11 empty] | Commercial/Industrial | Assembly | New | Premium T8 - Fixture Replacement | 0.43403 | 1.1217 | -22.5154 | 0.0073619 | 0.0016841 | 30.3706 | TRC score less than one | Commercial/Industrial | Lodging/Hospitality | Existing | Low-Flow Pre-Rinse Sprayers | 1.867 | 0.66707 | 1485.327 | 0.12005 | 1.0244 | 2261.9741 | RIM/PCT less than one | Commercial/Industrial | Healthcare | New | Solar Water Heater | 0.43529 | 1.7028 | -8721.9581 | 0.51408 | 0.072174 | 6878.0727 | TRC/PCT less than one
[11 empty] | Commercial/Industrial | Assembly | Turnover | Premium T8 - Fixture Replacement | 0.43403 | 1.1217 | -22.5154 | 0.0073619 | 0.0016841 | 30.3706 | TRC score less than one | Commercial/Industrial | Lodging/Hospitality | New | Low-Flow Pre-Rinse Sprayers | 1.867 | 0.66707 | 1485.327 | 0.12005 | 1.0244 | 2261.9741 | RIM/PCT less than one | Commercial/Industrial | Assembly | Turnover | Premium T8 - Fixture Replacement | 0.43403 | 1.1217 | -22.5154 | 0.0073619 | 0.0016841 | 30.3706 | TRC/PCT less than one
[11 empty] | Commercial/Industrial | Offices | New | Facility Commissioning | 0.42661 | 1.2069 | -22451.9598 | 4.8276 | 0.48457 | 22466.6847 | TRC score less than one | Commercial/Industrial | Institutional | Existing | Infiltration Reduction - Air Sealing | 0.16102 | 0.57702 | -0.47951 | 2.2934e-05 | 6.8102e-05 | 0.10368 | RIM/PCT less than one | Commercial/Industrial | Assembly | New | Premium T8 - Fixture Replacement | 0.43403 | 1.1217 | -22.5154 | 0.0073619 | 0.0016841 | 30.3706 | TRC/PCT less than one
[11 empty] | Commercial/Industrial | Schools K-12 | Existing | Smart Thermostat | 0.42642 | 1.7604 | -13193.9715 | 0.23377 | -3.235 | 19687.6973 | TRC score less than one | Commercial/Industrial | Assembly | New | Infiltration Reduction - Air Sealing | 0.051846 | 0.57702 | -0.66388 | 7.3843e-06 | 2.1927e-05 | 0.033383 | RIM/PCT less than one | Commercial/Industrial | Offices | New | Facility Commissioning | 0.42661 | 1.2069 | -22451.9598 | 4.8276 | 0.48457 | 22466.6847 | TRC/PCT less than one
[11 empty] | Commercial/Industrial | Schools K-12 | New | Smart Thermostat | 0.42642 | 1.7604 | -13193.9715 | 0.23377 | -3.235 | 19687.6973 | TRC score less than one | Commercial/Industrial | Restaurants | New | Infiltration Reduction - Air Sealing | 0.17107 | 0.57702 | -0.46254 | 2.4365e-05 | 7.2352e-05 | 0.11015 | RIM/PCT less than one | Commercial/Industrial | Schools K-12 | Existing | Smart Thermostat | 0.42642 | 1.7604 | -13193.9715 | 0.23377 | -3.235 | 19687.6973 | TRC/PCT less than one
[11 empty] | Commercial/Industrial | College and University | Existing | Engine Block Timer | 0.42596 | 1.2317 | -86.9013 | 0.032279 | 0.032279 | 259.2 | TRC score less than one | Commercial/Industrial | Retail | New | Infiltration Reduction - Air Sealing | 0.074732 | 0.57702 | -0.62523 | 1.0644e-05 | 3.1606e-05 | 0.048119 | RIM/PCT less than one | Commercial/Industrial | Schools K-12 | New | Smart Thermostat | 0.42642 | 1.7604 | -13193.9715 | 0.23377 | -3.235 | 19687.6973 | TRC/PCT less than one
[11 empty] | Commercial/Industrial | Hospitals | Existing | Engine Block Timer | 0.42596 | 1.2317 | -86.9013 | 0.032279 | 0.032279 | 259.2 | TRC score less than one | Commercial/Industrial | Assembly | Existing | Infiltration Reduction - Air Sealing | 0.052655 | 0.57702 | -0.66252 | 7.4994e-06 | 2.2269e-05 | 0.033904 | RIM/PCT less than one | Commercial/Industrial | College and University | Existing | Engine Block Timer | 0.42596 | 1.2317 | -86.9013 | 0.032279 | 0.032279 | 259.2 | TRC/PCT less than one
[11 empty] | Commercial/Industrial | College and University | New | Engine Block Timer | 0.42596 | 1.2317 | -86.9013 | 0.032279 | 0.032279 | 259.2 | TRC score less than one | Commercial/Industrial | College and University | Existing | Infiltration Reduction - Air Sealing | 0.025721 | 0.57702 | -0.708 | 3.6634e-06 | 1.0878e-05 | 0.016562 | RIM/PCT less than one | Commercial/Industrial | Hospitals | Existing | Engine Block Timer | 0.42596 | 1.2317 | -86.9013 | 0.032279 | 0.032279 | 259.2 | TRC/PCT less than one
[11 empty] | Commercial/Industrial | Hospitals | New | Engine Block Timer | 0.42596 | 1.2317 | -86.9013 | 0.032279 | 0.032279 | 259.2 | TRC score less than one | Commercial/Industrial | Grocery | Existing | Infiltration Reduction - Air Sealing | 0.17906 | 0.57702 | -0.44906 | 2.5502e-05 | 7.5728e-05 | 0.11529 | RIM/PCT less than one | Commercial/Industrial | College and University | New | Engine Block Timer | 0.42596 | 1.2317 | -86.9013 | 0.032279 | 0.032279 | 259.2 | TRC/PCT less than one
[11 empty] | Commercial/Industrial | Assembly | New | Energy Star Refrigerator | 0.4227 | 1.4575 | -160.3643 | 0.017577 | 0.01383 | 133.5 | TRC score less than one | Commercial/Industrial | Lodging/Hospitality | Existing | Infiltration Reduction - Air Sealing | 0.12113 | 0.57702 | -0.54687 | 1.7253e-05 | 5.1231e-05 | 0.077996 | RIM/PCT less than one | Commercial/Industrial | Hospitals | New | Engine Block Timer | 0.42596 | 1.2317 | -86.9013 | 0.032279 | 0.032279 | 259.2 | TRC/PCT less than one
[11 empty] | Commercial/Industrial | College and University | New | Energy Star Refrigerator | 0.4227 | 1.4575 | -160.3643 | 0.017577 | 0.01383 | 133.5 | TRC score less than one | Commercial/Industrial | Miscellaneous | Existing | Infiltration Reduction - Air Sealing | 0.032186 | 0.57702 | -0.69708 | 4.5842e-06 | 1.3612e-05 | 0.020724 | RIM/PCT less than one | Commercial/Industrial | Assembly | Turnover | Energy Star Refrigerator | 0.4227 | 1.4575 | -160.3643 | 0.017577 | 0.01383 | 133.5 | TRC/PCT less than one
[11 empty] | Commercial/Industrial | Grocery | New | Energy Star Refrigerator | 0.4227 | 1.4575 | -160.3643 | 0.017577 | 0.01383 | 133.5 | TRC score less than one | Commercial/Industrial | Restaurants | Existing | Infiltration Reduction - Air Sealing | 0.17374 | 0.57702 | -0.45803 | 2.4745e-05 | 7.348e-05 | 0.11187 | RIM/PCT less than one | Commercial/Industrial | College and University | Turnover | Energy Star Refrigerator | 0.4227 | 1.4575 | -160.3643 | 0.017577 | 0.01383 | 133.5 | TRC/PCT less than one
[11 empty] | Commercial/Industrial | Healthcare | New | Energy Star Refrigerator | 0.4227 | 1.4575 | -160.3643 | 0.017577 | 0.01383 | 133.5 | TRC score less than one | Commercial/Industrial | Schools K-12 | Existing | Infiltration Reduction - Air Sealing | 0.017333 | 0.57702 | -0.72216 | 2.4687e-06 | 7.3307e-06 | 0.011161 | RIM/PCT less than one | Commercial/Industrial | Grocery | Turnover | Energy Star Refrigerator | 0.4227 | 1.4575 | -160.3643 | 0.017577 | 0.01383 | 133.5 | TRC/PCT less than one
[11 empty] | Commercial/Industrial | Hospitals | New | Energy Star Refrigerator | 0.4227 | 1.4575 | -160.3643 | 0.017577 | 0.01383 | 133.5 | TRC score less than one | Commercial/Industrial | Warehouse | Existing | Infiltration Reduction - Air Sealing | 0.04793 | 0.57702 | -0.67049 | 6.8266e-06 | 2.0271e-05 | 0.030862 | RIM/PCT less than one | Commercial/Industrial | Healthcare | Turnover | Energy Star Refrigerator | 0.4227 | 1.4575 | -160.3643 | 0.017577 | 0.01383 | 133.5 | TRC/PCT less than one
[11 empty] | Commercial/Industrial | Institutional | New | Energy Star Refrigerator | 0.4227 | 1.4575 | -160.3643 | 0.017577 | 0.01383 | 133.5 | TRC score less than one | Commercial/Industrial | College and University | New | Infiltration Reduction - Air Sealing | 0.025326 | 0.57702 | -0.70867 | 3.6071e-06 | 1.0711e-05 | 0.016307 | RIM/PCT less than one | Commercial/Industrial | Hospitals | Turnover | Energy Star Refrigerator | 0.4227 | 1.4575 | -160.3643 | 0.017577 | 0.01383 | 133.5 | TRC/PCT less than one
[11 empty] | Commercial/Industrial | Lodging/Hospitality | New | Energy Star Refrigerator | 0.4227 | 1.4575 | -160.3643 | 0.017577 | 0.01383 | 133.5 | TRC score less than one | Commercial/Industrial | Hospitals | New | Infiltration Reduction - Air Sealing | 0.025413 | 0.57702 | -0.70852 | 3.6195e-06 | 1.0748e-05 | 0.016363 | RIM/PCT less than one | Commercial/Industrial | Institutional | Turnover | Energy Star Refrigerator | 0.4227 | 1.4575 | -160.3643 | 0.017577 | 0.01383 | 133.5 | TRC/PCT less than one
[11 empty] | Commercial/Industrial | Miscellaneous | New | Energy Star Refrigerator | 0.4227 | 1.4575 | -160.3643 | 0.017577 | 0.01383 | 133.5 | TRC score less than one | Commercial/Industrial | Institutional | New | Infiltration Reduction - Air Sealing | 0.15855 | 0.57702 | -0.48368 | 2.2582e-05 | 6.7056e-05 | 0.10209 | RIM/PCT less than one | Commercial/Industrial | Lodging/Hospitality | Turnover | Energy Star Refrigerator | 0.4227 | 1.4575 | -160.3643 | 0.017577 | 0.01383 | 133.5 | TRC/PCT less than one
[11 empty] | Commercial/Industrial | Offices | New | Energy Star Refrigerator | 0.4227 | 1.4575 | -160.3643 | 0.017577 | 0.01383 | 133.5 | TRC score less than one | Commercial/Industrial | Miscellaneous | New | Infiltration Reduction - Air Sealing | 0.031692 | 0.57702 | -0.69792 | 4.5138e-06 | 1.3404e-05 | 0.020406 | RIM/PCT less than one | Commercial/Industrial | Miscellaneous | Turnover | Energy Star Refrigerator | 0.4227 | 1.4575 | -160.3643 | 0.017577 | 0.01383 | 133.5 | TRC/PCT less than one
[11 empty] | Commercial/Industrial | Restaurants | New | Energy Star Refrigerator | 0.4227 | 1.4575 | -160.3643 | 0.017577 | 0.01383 | 133.5 | TRC score less than one | Commercial/Industrial | Offices | New | Infiltration Reduction - Air Sealing | 0.2301 | 0.57702 | -0.36286 | 3.2772e-05 | 9.7315e-05 | 0.14816 | RIM/PCT less than one | Commercial/Industrial | Offices | Turnover | Energy Star Refrigerator | 0.4227 | 1.4575 | -160.3643 | 0.017577 | 0.01383 | 133.5 | TRC/PCT less than one
[11 empty] | Commercial/Industrial | Retail | New | Energy Star Refrigerator | 0.4227 | 1.4575 | -160.3643 | 0.017577 | 0.01383 | 133.5 | TRC score less than one | Commercial/Industrial | Schools K-12 | New | Infiltration Reduction - Air Sealing | 0.017067 | 0.57702 | -0.72261 | 2.4308e-06 | 7.2182e-06 | 0.010989 | RIM/PCT less than one | Commercial/Industrial | Restaurants | Turnover | Energy Star Refrigerator | 0.4227 | 1.4575 | -160.3643 | 0.017577 | 0.01383 | 133.5 | TRC/PCT less than one
[11 empty] | Commercial/Industrial | Schools K-12 | New | Energy Star Refrigerator | 0.4227 | 1.4575 | -160.3643 | 0.017577 | 0.01383 | 133.5 | TRC score less than one | Commercial/Industrial | Healthcare | Existing | Infiltration Reduction - Air Sealing | 0.049894 | 0.57702 | -0.66718 | 7.1062e-06 | 2.1101e-05 | 0.032126 | RIM/PCT less than one | Commercial/Industrial | Retail | Turnover | Energy Star Refrigerator | 0.4227 | 1.4575 | -160.3643 | 0.017577 | 0.01383 | 133.5 | TRC/PCT less than one
[11 empty] | Commercial/Industrial | Warehouse | New | Energy Star Refrigerator | 0.4227 | 1.4575 | -160.3643 | 0.017577 | 0.01383 | 133.5 | TRC score less than one | Commercial/Industrial | Hospitals | Existing | Infiltration Reduction - Air Sealing | 0.025809 | 0.57702 | -0.70785 | 3.6759e-06 | 1.0915e-05 | 0.016618 | RIM/PCT less than one | Commercial/Industrial | Schools K-12 | Turnover | Energy Star Refrigerator | 0.4227 | 1.4575 | -160.3643 | 0.017577 | 0.01383 | 133.5 | TRC/PCT less than one
[11 empty] | Commercial/Industrial | Assembly | Turnover | Energy Star Refrigerator | 0.4227 | 1.4575 | -160.3643 | 0.017577 | 0.01383 | 133.5 | TRC score less than one | Commercial/Industrial | Offices | Existing | Infiltration Reduction - Air Sealing | 0.23368 | 0.57702 | -0.3568 | 3.3283e-05 | 9.8832e-05 | 0.15047 | RIM/PCT less than one | Commercial/Industrial | Warehouse | Turnover | Energy Star Refrigerator | 0.4227 | 1.4575 | -160.3643 | 0.017577 | 0.01383 | 133.5 | TRC/PCT less than one
[11 empty] | Commercial/Industrial | College and University | Turnover | Energy Star Refrigerator | 0.4227 | 1.4575 | -160.3643 | 0.017577 | 0.01383 | 133.5 | TRC score less than one | Commercial/Industrial | Retail | Existing | Infiltration Reduction - Air Sealing | 0.075897 | 0.57702 | -0.62327 | 1.081e-05 | 3.2099e-05 | 0.048869 | RIM/PCT less than one | Commercial/Industrial | Assembly | New | Energy Star Refrigerator | 0.4227 | 1.4575 | -160.3643 | 0.017577 | 0.01383 | 133.5 | TRC/PCT less than one
[11 empty] | Commercial/Industrial | Grocery | Turnover | Energy Star Refrigerator | 0.4227 | 1.4575 | -160.3643 | 0.017577 | 0.01383 | 133.5 | TRC score less than one | Commercial/Industrial | Grocery | New | Infiltration Reduction - Air Sealing | 0.17631 | 0.57702 | -0.4537 | 2.5111e-05 | 7.4565e-05 | 0.11352 | RIM/PCT less than one | Commercial/Industrial | College and University | New | Energy Star Refrigerator | 0.4227 | 1.4575 | -160.3643 | 0.017577 | 0.01383 | 133.5 | TRC/PCT less than one
[11 empty] | Commercial/Industrial | Healthcare | Turnover | Energy Star Refrigerator | 0.4227 | 1.4575 | -160.3643 | 0.017577 | 0.01383 | 133.5 | TRC score less than one | Commercial/Industrial | Healthcare | New | Infiltration Reduction - Air Sealing | 0.049128 | 0.57702 | -0.66847 | 6.9971e-06 | 2.0778e-05 | 0.031633 | RIM/PCT less than one | Commercial/Industrial | Grocery | New | Energy Star Refrigerator | 0.4227 | 1.4575 | -160.3643 | 0.017577 | 0.01383 | 133.5 | TRC/PCT less than one
[11 empty] | Commercial/Industrial | Hospitals | Turnover | Energy Star Refrigerator | 0.4227 | 1.4575 | -160.3643 | 0.017577 | 0.01383 | 133.5 | TRC score less than one | Commercial/Industrial | Lodging/Hospitality | New | Infiltration Reduction - Air Sealing | 0.11927 | 0.57702 | -0.55001 | 1.6988e-05 | 5.0444e-05 | 0.076799 | RIM/PCT less than one | Commercial/Industrial | Healthcare | New | Energy Star Refrigerator | 0.4227 | 1.4575 | -160.3643 | 0.017577 | 0.01383 | 133.5 | TRC/PCT less than one
[11 empty] | Commercial/Industrial | Institutional | Turnover | Energy Star Refrigerator | 0.4227 | 1.4575 | -160.3643 | 0.017577 | 0.01383 | 133.5 | TRC score less than one | Commercial/Industrial | Warehouse | New | Infiltration Reduction - Air Sealing | 0.047195 | 0.57702 | -0.67174 | 6.7218e-06 | 1.996e-05 | 0.030388 | RIM/PCT less than one | Commercial/Industrial | Hospitals | New | Energy Star Refrigerator | 0.4227 | 1.4575 | -160.3643 | 0.017577 | 0.01383 | 133.5 | TRC/PCT less than one
[11 empty] | Commercial/Industrial | Lodging/Hospitality | Turnover | Energy Star Refrigerator | 0.4227 | 1.4575 | -160.3643 | 0.017577 | 0.01383 | 133.5 | TRC score less than one | Commercial/Industrial | Lodging/Hospitality | Existing | Smart Thermostat | 2.6879 | 0.3785 | 140964.0986 | -0.61374 | 57.2461 | 19160.2176 | RIM/PCT less than one | Commercial/Industrial | Institutional | New | Energy Star Refrigerator | 0.4227 | 1.4575 | -160.3643 | 0.017577 | 0.01383 | 133.5 | TRC/PCT less than one
[11 empty] | Commercial/Industrial | Miscellaneous | Turnover | Energy Star Refrigerator | 0.4227 | 1.4575 | -160.3643 | 0.017577 | 0.01383 | 133.5 | TRC score less than one | Commercial/Industrial | Lodging/Hospitality | New | Smart Thermostat | 2.6879 | 0.3785 | 140964.0986 | -0.61374 | 57.2461 | 19160.2176 | RIM/PCT less than one | Commercial/Industrial | Lodging/Hospitality | New | Energy Star Refrigerator | 0.4227 | 1.4575 | -160.3643 | 0.017577 | 0.01383 | 133.5 | TRC/PCT less than one
[11 empty] | Commercial/Industrial | Offices | Turnover | Energy Star Refrigerator | 0.4227 | 1.4575 | -160.3643 | 0.017577 | 0.01383 | 133.5 | TRC score less than one | Commercial/Industrial | Lodging/Hospitality | Existing | Programmable Thermostat | 1.5152 | 0.3785 | 44834.6841 | -0.22094 | 20.6086 | 6897.6783 | RIM/PCT less than one | Commercial/Industrial | Miscellaneous | New | Energy Star Refrigerator | 0.4227 | 1.4575 | -160.3643 | 0.017577 | 0.01383 | 133.5 | TRC/PCT less than one
[11 empty] | Commercial/Industrial | Restaurants | Turnover | Energy Star Refrigerator | 0.4227 | 1.4575 | -160.3643 | 0.017577 | 0.01383 | 133.5 | TRC score less than one | Commercial/Industrial | Lodging/Hospitality | New | Programmable Thermostat | 1.5152 | 0.3785 | 44834.6841 | -0.22094 | 20.6086 | 6897.6783 | RIM/PCT less than one | Commercial/Industrial | Offices | New | Energy Star Refrigerator | 0.4227 | 1.4575 | -160.3643 | 0.017577 | 0.01383 | 133.5 | TRC/PCT less than one
[11 empty] | Commercial/Industrial | Retail | Turnover | Energy Star Refrigerator | 0.4227 | 1.4575 | -160.3643 | 0.017577 | 0.01383 | 133.5 | TRC score less than one | Commercial/Industrial | Grocery | Existing | Smart Strip Plug Outlet | 0.66212 | 1.1083 | 0.52174 | 0.010578 | 0.0073516 | 71.1401 | RIM/PCT less than one | Commercial/Industrial | Restaurants | New | Energy Star Refrigerator | 0.4227 | 1.4575 | -160.3643 | 0.017577 | 0.01383 | 133.5 | TRC/PCT less than one
[11 empty] | Commercial/Industrial | Schools K-12 | Turnover | Energy Star Refrigerator | 0.4227 | 1.4575 | -160.3643 | 0.017577 | 0.01383 | 133.5 | TRC score less than one | Commercial/Industrial | Grocery | New | Smart Strip Plug Outlet | 0.66212 | 1.1083 | 0.52174 | 0.010578 | 0.0073516 | 71.1401 | RIM/PCT less than one | Commercial/Industrial | Retail | New | Energy Star Refrigerator | 0.4227 | 1.4575 | -160.3643 | 0.017577 | 0.01383 | 133.5 | TRC/PCT less than one
[11 empty] | Commercial/Industrial | Warehouse | Turnover | Energy Star Refrigerator | 0.4227 | 1.4575 | -160.3643 | 0.017577 | 0.01383 | 133.5 | TRC score less than one | Commercial/Industrial | Offices | Existing | Warehouse Loading Dock Seals | 0.54457 | 1.1566 | -0.13487 | 3.4149e-05 | 6.093e-05 | 0.30093 | RIM/PCT less than one | Commercial/Industrial | Schools K-12 | New | Energy Star Refrigerator | 0.4227 | 1.4575 | -160.3643 | 0.017577 | 0.01383 | 133.5 | TRC/PCT less than one
[11 empty] | Commercial/Industrial | Grocery | Existing | Bi-Level Lighting Control (Interior) | 0.42158 | 1.7348 | -451.8537 | 0.010616 | 0 | 859.32 | TRC score less than one | Commercial/Industrial | Offices | New | Warehouse Loading Dock Seals | 0.53621 | 1.1566 | -0.14538 | 3.3625e-05 | 5.9995e-05 | 0.29632 | RIM/PCT less than one | Commercial/Industrial | Warehouse | New | Energy Star Refrigerator | 0.4227 | 1.4575 | -160.3643 | 0.017577 | 0.01383 | 133.5 | TRC/PCT less than one
[11 empty] | Commercial/Industrial | Grocery | New | Bi-Level Lighting Control (Interior) | 0.42158 | 1.7348 | -451.8537 | 0.010616 | 0 | 859.32 | TRC score less than one | Commercial/Industrial | Offices | Existing | Smart Strip Plug Outlet | 0.64744 | 1.1112 | -0.19977 | 0.010317 | 0.00717 | 69.3824 | RIM/PCT less than one | Commercial/Industrial | Grocery | Existing | Bi-Level Lighting Control (Interior) | 0.42158 | 1.7348 | -451.8537 | 0.010616 | 0 | 859.32 | TRC/PCT less than one
[11 empty] | Commercial/Industrial | Grocery | Existing | Warehouse Loading Dock Seals | 0.41726 | 1.1566 | -0.2949 | 2.6166e-05 | 4.6686e-05 | 0.23058 | TRC score less than one | Commercial/Industrial | Offices | New | Smart Strip Plug Outlet | 0.64744 | 1.1112 | -0.19977 | 0.010317 | 0.00717 | 69.3824 | RIM/PCT less than one | Commercial/Industrial | Grocery | New | Bi-Level Lighting Control (Interior) | 0.42158 | 1.7348 | -451.8537 | 0.010616 | 0 | 859.32 | TRC/PCT less than one
[11 empty] | Commercial/Industrial | Healthcare | New | Facility Commissioning | 0.41346 | 1.2068 | -29316.871 | 5.8599 | 0.5882 | 27271.1197 | TRC score less than one | Commercial/Industrial | Grocery | Existing | Warehouse Loading Dock Seals | 0.41726 | 1.1566 | -0.2949 | 2.6166e-05 | 4.6686e-05 | 0.23058 | RIM/PCT less than one | Commercial/Industrial | Grocery | Existing | Warehouse Loading Dock Seals | 0.41726 | 1.1566 | -0.2949 | 2.6166e-05 | 4.6686e-05 | 0.23058 | TRC/PCT less than one
[11 empty] | Commercial/Industrial | Grocery | New | Warehouse Loading Dock Seals | 0.41086 | 1.1566 | -0.30295 | 2.5764e-05 | 4.597e-05 | 0.22705 | TRC score less than one | Commercial/Industrial | Grocery | New | Warehouse Loading Dock Seals | 0.41086 | 1.1566 | -0.30295 | 2.5764e-05 | 4.597e-05 | 0.22705 | RIM/PCT less than one | Commercial/Industrial | Healthcare | New | Facility Commissioning | 0.41346 | 1.2068 | -29316.871 | 5.8599 | 0.5882 | 27271.1197 | TRC/PCT less than one
[11 empty] | Commercial/Industrial | Hospitals | New | Facility Commissioning | 0.4084 | 1.2977 | -324923.1907 | 52.6188 | 43.4343 | 284160.7767 | TRC score less than one | Commercial/Industrial | Restaurants | Existing | Warehouse Loading Dock Seals | 0.40488 | 1.1566 | -0.31047 | 2.5389e-05 | 4.5301e-05 | 0.22374 | RIM/PCT less than one | Commercial/Industrial | Grocery | New | Warehouse Loading Dock Seals | 0.41086 | 1.1566 | -0.30295 | 2.5764e-05 | 4.597e-05 | 0.22705 | TRC/PCT less than one
[11 empty] | Commercial/Industrial | Restaurants | Existing | Warehouse Loading Dock Seals | 0.40488 | 1.1566 | -0.31047 | 2.5389e-05 | 4.5301e-05 | 0.22374 | TRC score less than one | Commercial/Industrial | Restaurants | New | Warehouse Loading Dock Seals | 0.39866 | 1.1566 | -0.31828 | 2.5e-05 | 4.4605e-05 | 0.22031 | RIM/PCT less than one | Commercial/Industrial | Hospitals | New | Facility Commissioning | 0.4084 | 1.2977 | -324923.1907 | 52.6188 | 43.4343 | 284160.7767 | TRC/PCT less than one
[11 empty] | Commercial/Industrial | Retail | Existing | HVAC tune-up_RTU | 0.4036 | 1.0668 | -392.0502 | 0.19777 | 0.036002 | 996.1396 | TRC score less than one | Commercial/Industrial | Institutional | Existing | Warehouse Loading Dock Seals | 0.37524 | 1.1566 | -0.34772 | 2.3531e-05 | 4.1985e-05 | 0.20736 | RIM/PCT less than one | Commercial/Industrial | Restaurants | Existing | Warehouse Loading Dock Seals | 0.40488 | 1.1566 | -0.31047 | 2.5389e-05 | 4.5301e-05 | 0.22374 | TRC/PCT less than one
[11 empty] | Commercial/Industrial | Retail | New | HVAC tune-up_RTU | 0.4036 | 1.0668 | -392.0502 | 0.19777 | 0.036002 | 996.1396 | TRC score less than one | Commercial/Industrial | Institutional | New | Warehouse Loading Dock Seals | 0.36948 | 1.1566 | -0.35496 | 2.317e-05 | 4.134e-05 | 0.20418 | RIM/PCT less than one | Commercial/Industrial | Retail | Existing | HVAC tune-up_RTU | 0.4036 | 1.0668 | -392.0502 | 0.19777 | 0.036002 | 996.1396 | TRC/PCT less than one
[11 empty] | Commercial/Industrial | Assembly | New | High Efficiency DX 135k- less than 240k BTU | 0.39966 | 1.1295 | -4614.9459 | 0.77286 | 0 | 1868.9985 | TRC score less than one | Commercial/Industrial | Lodging/Hospitality | Existing | Warehouse Loading Dock Seals | 0.28228 | 1.1566 | -0.46457 | 1.7702e-05 | 3.1584e-05 | 0.15599 | RIM/PCT less than one | Commercial/Industrial | Retail | New | HVAC tune-up_RTU | 0.4036 | 1.0668 | -392.0502 | 0.19777 | 0.036002 | 996.1396 | TRC/PCT less than one
[11 empty] | Commercial/Industrial | Assembly | Turnover | High Efficiency DX 135k- less than 240k BTU | 0.39966 | 1.1295 | -4614.9459 | 0.77286 | 0 | 1868.9985 | TRC score less than one | Commercial/Industrial | Lodging/Hospitality | New | Warehouse Loading Dock Seals | 0.27795 | 1.1566 | -0.47002 | 1.743e-05 | 3.1099e-05 | 0.1536 | RIM/PCT less than one | Commercial/Industrial | Assembly | Turnover | High Efficiency DX 135k- less than 240k BTU | 0.39966 | 1.1295 | -4614.9459 | 0.77286 | 0 | 1868.9985 | TRC/PCT less than one
[11 empty] | Commercial/Industrial | Restaurants | New | Warehouse Loading Dock Seals | 0.39866 | 1.1566 | -0.31828 | 2.5e-05 | 4.4605e-05 | 0.22031 | TRC score less than one | Commercial/Industrial | Retail | Existing | Warehouse Loading Dock Seals | 0.17687 | 1.1566 | -0.59708 | 1.1091e-05 | 1.9789e-05 | 0.097739 | RIM/PCT less than one | Commercial/Industrial | Assembly | New | High Efficiency DX 135k- less than 240k BTU | 0.39966 | 1.1295 | -4614.9459 | 0.77286 | 0 | 1868.9985 | TRC/PCT less than one
[11 empty] | Commercial/Industrial | Warehouse | New | High Efficiency Chiller (Air Cooled, 50 tons) | 0.39012 | 1.4185 | -10704.3258 | 0.89583 | 0.90912 | 3147.5122 | TRC score less than one | Commercial/Industrial | Retail | New | Warehouse Loading Dock Seals | 0.17415 | 1.1566 | -0.6005 | 1.0921e-05 | 1.9485e-05 | 0.096238 | RIM/PCT less than one | Commercial/Industrial | Restaurants | New | Warehouse Loading Dock Seals | 0.39866 | 1.1566 | -0.31828 | 2.5e-05 | 4.4605e-05 | 0.22031 | TRC/PCT less than one
[11 empty] | Commercial/Industrial | Warehouse | Turnover | High Efficiency Chiller (Air Cooled, 50 tons) | 0.39012 | 1.4185 | -10704.3258 | 0.89583 | 0.90912 | 3147.5122 | TRC score less than one | Commercial/Industrial | Assembly | Existing | Warehouse Loading Dock Seals | 0.1227 | 1.1566 | -0.66517 | 7.6946e-06 | 1.3729e-05 | 0.067808 | RIM/PCT less than one | Commercial/Industrial | Warehouse | Turnover | High Efficiency Chiller (Air Cooled, 50 tons) | 0.39012 | 1.4185 | -10704.3258 | 0.89583 | 0.90912 | 3147.5122 | TRC/PCT less than one
[11 empty] | Commercial/Industrial | College and University | New | ENERGY STAR Commercial Clothes Washer | 0.37954 | 1.3043 | -740.6892 | 0.10782 | 0.1241 | 1060.1591 | TRC score less than one | Commercial/Industrial | Assembly | New | Warehouse Loading Dock Seals | 0.12082 | 1.1566 | -0.66753 | 7.5765e-06 | 1.3518e-05 | 0.066767 | RIM/PCT less than one | Commercial/Industrial | Warehouse | New | High Efficiency Chiller (Air Cooled, 50 tons) | 0.39012 | 1.4185 | -10704.3258 | 0.89583 | 0.90912 | 3147.5122 | TRC/PCT less than one
[11 empty] | Commercial/Industrial | Hospitals | New | ENERGY STAR Commercial Clothes Washer | 0.37954 | 1.3043 | -740.6892 | 0.10782 | 0.1241 | 1060.1591 | TRC score less than one | Commercial/Industrial | Healthcare | Existing | Warehouse Loading Dock Seals | 0.11627 | 1.1566 | -0.67325 | 7.2912e-06 | 1.3009e-05 | 0.064252 | RIM/PCT less than one | Commercial/Industrial | College and University | Turnover | ENERGY STAR Commercial Clothes Washer | 0.37954 | 1.3043 | -740.6892 | 0.10782 | 0.1241 | 1060.1591 | TRC/PCT less than one
[11 empty] | Commercial/Industrial | Lodging/Hospitality | New | ENERGY STAR Commercial Clothes Washer | 0.37954 | 1.3043 | -740.6892 | 0.10782 | 0.1241 | 1060.1591 | TRC score less than one | Commercial/Industrial | Healthcare | New | Warehouse Loading Dock Seals | 0.11448 | 1.1566 | -0.6755 | 7.1792e-06 | 1.2809e-05 | 0.063266 | RIM/PCT less than one | Commercial/Industrial | Hospitals | Turnover | ENERGY STAR Commercial Clothes Washer | 0.37954 | 1.3043 | -740.6892 | 0.10782 | 0.1241 | 1060.1591 | TRC/PCT less than one
[11 empty] | Commercial/Industrial | Schools K-12 | New | ENERGY STAR Commercial Clothes Washer | 0.37954 | 1.3043 | -740.6892 | 0.10782 | 0.1241 | 1060.1591 | TRC score less than one | Commercial/Industrial | Warehouse | Existing | Warehouse Loading Dock Seals | 0.11169 | 1.1566 | -0.67901 | 7.0043e-06 | 1.2497e-05 | 0.061724 | RIM/PCT less than one | Commercial/Industrial | Lodging/Hospitality | Turnover | ENERGY STAR Commercial Clothes Washer | 0.37954 | 1.3043 | -740.6892 | 0.10782 | 0.1241 | 1060.1591 | TRC/PCT less than one
[11 empty] | Commercial/Industrial | College and University | Turnover | ENERGY STAR Commercial Clothes Washer | 0.37954 | 1.3043 | -740.6892 | 0.10782 | 0.1241 | 1060.1591 | TRC score less than one | Commercial/Industrial | Warehouse | New | Warehouse Loading Dock Seals | 0.10998 | 1.1566 | -0.68116 | 6.8968e-06 | 1.2305e-05 | 0.060777 | RIM/PCT less than one | Commercial/Industrial | Schools K-12 | Turnover | ENERGY STAR Commercial Clothes Washer | 0.37954 | 1.3043 | -740.6892 | 0.10782 | 0.1241 | 1060.1591 | TRC/PCT less than one
[11 empty] | Commercial/Industrial | Hospitals | Turnover | ENERGY STAR Commercial Clothes Washer | 0.37954 | 1.3043 | -740.6892 | 0.10782 | 0.1241 | 1060.1591 | TRC score less than one | Commercial/Industrial | Miscellaneous | Existing | Warehouse Loading Dock Seals | 0.075005 | 1.1566 | -0.72513 | 4.7035e-06 | 8.3921e-06 | 0.041449 | RIM/PCT less than one | Commercial/Industrial | College and University | New | ENERGY STAR Commercial Clothes Washer | 0.37954 | 1.3043 | -740.6892 | 0.10782 | 0.1241 | 1060.1591 | TRC/PCT less than one
[11 empty] | Commercial/Industrial | Lodging/Hospitality | Turnover | ENERGY STAR Commercial Clothes Washer | 0.37954 | 1.3043 | -740.6892 | 0.10782 | 0.1241 | 1060.1591 | TRC score less than one | Commercial/Industrial | Miscellaneous | New | Warehouse Loading Dock Seals | 0.073854 | 1.1566 | -0.72657 | 4.6313e-06 | 8.2633e-06 | 0.040813 | RIM/PCT less than one | Commercial/Industrial | Hospitals | New | ENERGY STAR Commercial Clothes Washer | 0.37954 | 1.3043 | -740.6892 | 0.10782 | 0.1241 | 1060.1591 | TRC/PCT less than one
[11 empty] | Commercial/Industrial | Schools K-12 | Turnover | ENERGY STAR Commercial Clothes Washer | 0.37954 | 1.3043 | -740.6892 | 0.10782 | 0.1241 | 1060.1591 | TRC score less than one | Commercial/Industrial | Hospitals | Existing | Warehouse Loading Dock Seals | 0.060144 | 1.1566 | -0.74381 | 3.7716e-06 | 6.7294e-06 | 0.033237 | RIM/PCT less than one | Commercial/Industrial | Lodging/Hospitality | New | ENERGY STAR Commercial Clothes Washer | 0.37954 | 1.3043 | -740.6892 | 0.10782 | 0.1241 | 1060.1591 | TRC/PCT less than one
[11 empty] | Commercial/Industrial | Retail | Existing | Bi-Level Lighting Control (Interior) | 0.37898 | 1.7348 | -514.2717 | 0.0095434 | 0 | 772.52 | TRC score less than one | Commercial/Industrial | College and University | Existing | Warehouse Loading Dock Seals | 0.059939 | 1.1566 | -0.74406 | 3.7587e-06 | 6.7064e-06 | 0.033123 | RIM/PCT less than one | Commercial/Industrial | Schools K-12 | New | ENERGY STAR Commercial Clothes Washer | 0.37954 | 1.3043 | -740.6892 | 0.10782 | 0.1241 | 1060.1591 | TRC/PCT less than one
[11 empty] | Commercial/Industrial | Retail | New | Bi-Level Lighting Control (Interior) | 0.37898 | 1.7348 | -514.2717 | 0.0095434 | 0 | 772.52 | TRC score less than one | Commercial/Industrial | Hospitals | New | Warehouse Loading Dock Seals | 0.059221 | 1.1566 | -0.74497 | 3.7137e-06 | 6.6261e-06 | 0.032726 | RIM/PCT less than one | Commercial/Industrial | Retail | Existing | Bi-Level Lighting Control (Interior) | 0.37898 | 1.7348 | -514.2717 | 0.0095434 | 0 | 772.52 | TRC/PCT less than one
[11 empty] | Commercial/Industrial | Schools K-12 | Existing | Interior Lighting Controls | 0.37838 | 1.8228 | -216.664 | 0 | 0 | 333.06 | TRC score less than one | Commercial/Industrial | College and University | New | Warehouse Loading Dock Seals | 0.059019 | 1.1566 | -0.74522 | 3.701e-06 | 6.6035e-06 | 0.032615 | RIM/PCT less than one | Commercial/Industrial | Retail | New | Bi-Level Lighting Control (Interior) | 0.37898 | 1.7348 | -514.2717 | 0.0095434 | 0 | 772.52 | TRC/PCT less than one
[11 empty] | Commercial/Industrial | Schools K-12 | New | Interior Lighting Controls | 0.37838 | 1.8228 | -216.664 | 0 | 0 | 333.06 | TRC score less than one | Commercial/Industrial | Schools K-12 | Existing | Warehouse Loading Dock Seals | 0.040392 | 1.1566 | -0.76863 | 2.533e-06 | 4.5194e-06 | 0.022321 | RIM/PCT less than one | Commercial/Industrial | Schools K-12 | Existing | Interior Lighting Controls | 0.37838 | 1.8228 | -216.664 | 0 | 0 | 333.06 | TRC/PCT less than one
[11 empty] | Commercial/Industrial | Institutional | Existing | Warehouse Loading Dock Seals | 0.37524 | 1.1566 | -0.34772 | 2.3531e-05 | 4.1985e-05 | 0.20736 | TRC score less than one | Commercial/Industrial | Schools K-12 | New | Warehouse Loading Dock Seals | 0.039772 | 1.1566 | -0.76941 | 2.4941e-06 | 4.45e-06 | 0.021979 | RIM/PCT less than one | Commercial/Industrial | Schools K-12 | New | Interior Lighting Controls | 0.37838 | 1.8228 | -216.664 | 0 | 0 | 333.06 | TRC/PCT less than one
[11 empty] | Commercial/Industrial | Healthcare | Existing | Bi-Level Lighting Control (Interior) | 0.37371 | 1.8022 | -523.3014 | 0.0021427 | 0 | 779.34 | TRC score less than one | Commercial/Industrial | Warehouse | Existing | Ceiling Insulation(R12 to R38) | 0.27633 | 1.2544 | -0.90885 | 2.4751e-05 | 4.4161e-05 | 0.21811 | RIM/PCT less than one | Commercial/Industrial | Institutional | Existing | Warehouse Loading Dock Seals | 0.37524 | 1.1566 | -0.34772 | 2.3531e-05 | 4.1985e-05 | 0.20736 | TRC/PCT less than one
[11 empty] | Commercial/Industrial | Healthcare | New | Bi-Level Lighting Control (Interior) | 0.37371 | 1.8022 | -523.3014 | 0.0021427 | 0 | 779.34 | TRC score less than one | Commercial/Industrial | Warehouse | New | Ceiling Insulation(R12 to R38) | 0.27209 | 1.2544 | -0.9184 | 2.4371e-05 | 4.3484e-05 | 0.21477 | RIM/PCT less than one | Commercial/Industrial | Healthcare | Existing | Bi-Level Lighting Control (Interior) | 0.37371 | 1.8022 | -523.3014 | 0.0021427 | 0 | 779.34 | TRC/PCT less than one
[11 empty] | Commercial/Industrial | Warehouse | New | High Efficiency Chiller (Water cooled-centrifugal, 200 tons) | 0.37083 | 1.2337 | -14875.3462 | 1.5327 | 0.066386 | 3892.8606 | TRC score less than one | Commercial/Industrial | Warehouse | Existing | Ceiling Insulation(R30 to R38) | 0.052116 | 1.2544 | -0.92263 | 3.0463e-06 | 5.4353e-06 | 0.026845 | RIM/PCT less than one | Commercial/Industrial | Healthcare | New | Bi-Level Lighting Control (Interior) | 0.37371 | 1.8022 | -523.3014 | 0.0021427 | 0 | 779.34 | TRC/PCT less than one
[11 empty] | Commercial/Industrial | Warehouse | Turnover | High Efficiency Chiller (Water cooled-centrifugal, 200 tons) | 0.37083 | 1.2337 | -14875.3462 | 1.5327 | 0.066386 | 3892.8606 | TRC score less than one | Commercial/Industrial | Warehouse | New | Ceiling Insulation(R30 to R38) | 0.051316 | 1.2544 | -0.92381 | 2.9995e-06 | 5.3518e-06 | 0.026433 | RIM/PCT less than one | Commercial/Industrial | Warehouse | Turnover | High Efficiency Chiller (Water cooled-centrifugal, 200 tons) | 0.37083 | 1.2337 | -14875.3462 | 1.5327 | 0.066386 | 3892.8606 | TRC/PCT less than one
[11 empty] | Commercial/Industrial | Institutional | New | Warehouse Loading Dock Seals | 0.36948 | 1.1566 | -0.35496 | 2.317e-05 | 4.134e-05 | 0.20418 | TRC score less than one | Commercial/Industrial | Assembly | Turnover | Refrigerated Display Case LED Lighting | 0.72425 | 1.2739 | -0.99625 | 0.024002 | 0.013074 | 160.9897 | RIM/PCT less than one | Commercial/Industrial | Warehouse | New | High Efficiency Chiller (Water cooled-centrifugal, 200 tons) | 0.37083 | 1.2337 | -14875.3462 | 1.5327 | 0.066386 | 3892.8606 | TRC/PCT less than one
[11 empty] | Commercial/Industrial | Institutional | Existing | Engine Block Timer | 0.36517 | 1.4494 | -108.0349 | 0.012328 | 0.012951 | 259.2 | TRC score less than one | Commercial/Industrial | Grocery | Turnover | Refrigerated Display Case LED Lighting | 0.72425 | 1.2739 | -0.99625 | 0.024002 | 0.013074 | 160.9897 | RIM/PCT less than one | Commercial/Industrial | Institutional | New | Warehouse Loading Dock Seals | 0.36948 | 1.1566 | -0.35496 | 2.317e-05 | 4.134e-05 | 0.20418 | TRC/PCT less than one
[11 empty] | Commercial/Industrial | Miscellaneous | Existing | Engine Block Timer | 0.36517 | 1.4494 | -108.0349 | 0.012328 | 0.012951 | 259.2 | TRC score less than one | Commercial/Industrial | Institutional | Turnover | Refrigerated Display Case LED Lighting | 0.72425 | 1.2739 | -0.99625 | 0.024002 | 0.013074 | 160.9897 | RIM/PCT less than one | Commercial/Industrial | Institutional | Existing | Engine Block Timer | 0.36517 | 1.4494 | -108.0349 | 0.012328 | 0.012951 | 259.2 | TRC/PCT less than one
[11 empty] | Commercial/Industrial | Offices | Existing | Engine Block Timer | 0.36517 | 1.4494 | -108.0349 | 0.012328 | 0.012951 | 259.2 | TRC score less than one | Commercial/Industrial | Miscellaneous | Turnover | Refrigerated Display Case LED Lighting | 0.72425 | 1.2739 | -0.99625 | 0.024002 | 0.013074 | 160.9897 | RIM/PCT less than one | Commercial/Industrial | Miscellaneous | Existing | Engine Block Timer | 0.36517 | 1.4494 | -108.0349 | 0.012328 | 0.012951 | 259.2 | TRC/PCT less than one
[11 empty] | Commercial/Industrial | Restaurants | Existing | Engine Block Timer | 0.36517 | 1.4494 | -108.0349 | 0.012328 | 0.012951 | 259.2 | TRC score less than one | Commercial/Industrial | Offices | Turnover | Refrigerated Display Case LED Lighting | 0.72425 | 1.2739 | -0.99625 | 0.024002 | 0.013074 | 160.9897 | RIM/PCT less than one | Commercial/Industrial | Offices | Existing | Engine Block Timer | 0.36517 | 1.4494 | -108.0349 | 0.012328 | 0.012951 | 259.2 | TRC/PCT less than one
[11 empty] | Commercial/Industrial | Retail | Existing | Engine Block Timer | 0.36517 | 1.4494 | -108.0349 | 0.012328 | 0.012951 | 259.2 | TRC score less than one | Commercial/Industrial | Retail | Turnover | Refrigerated Display Case LED Lighting | 0.72425 | 1.2739 | -0.99625 | 0.024002 | 0.013074 | 160.9897 | RIM/PCT less than one | Commercial/Industrial | Restaurants | Existing | Engine Block Timer | 0.36517 | 1.4494 | -108.0349 | 0.012328 | 0.012951 | 259.2 | TRC/PCT less than one
[11 empty] | Commercial/Industrial | Schools K-12 | Existing | Engine Block Timer | 0.36517 | 1.4494 | -108.0349 | 0.012328 | 0.012951 | 259.2 | TRC score less than one | Commercial/Industrial | Warehouse | Turnover | Refrigerated Display Case LED Lighting | 0.72425 | 1.2739 | -0.99625 | 0.024002 | 0.013074 | 160.9897 | RIM/PCT less than one | Commercial/Industrial | Retail | Existing | Engine Block Timer | 0.36517 | 1.4494 | -108.0349 | 0.012328 | 0.012951 | 259.2 | TRC/PCT less than one
[11 empty] | Commercial/Industrial | Warehouse | Existing | Engine Block Timer | 0.36517 | 1.4494 | -108.0349 | 0.012328 | 0.012951 | 259.2 | TRC score less than one | Commercial/Industrial | Warehouse | Existing | Ceiling Insulation(R19 to R38) | 0.14883 | 1.2544 | -1.0249 | 1.1424e-05 | 2.0382e-05 | 0.10067 | RIM/PCT less than one | Commercial/Industrial | Schools K-12 | Existing | Engine Block Timer | 0.36517 | 1.4494 | -108.0349 | 0.012328 | 0.012951 | 259.2 | TRC/PCT less than one
[11 empty] | Commercial/Industrial | Institutional | New | Engine Block Timer | 0.36517 | 1.4494 | -108.0349 | 0.012328 | 0.012951 | 259.2 | TRC score less than one | Commercial/Industrial | Warehouse | New | Ceiling Insulation(R19 to R38) | 0.14654 | 1.2544 | -1.0293 | 1.1248e-05 | 2.0069e-05 | 0.099123 | RIM/PCT less than one | Commercial/Industrial | Warehouse | Existing | Engine Block Timer | 0.36517 | 1.4494 | -108.0349 | 0.012328 | 0.012951 | 259.2 | TRC/PCT less than one
[11 empty] | Commercial/Industrial | Miscellaneous | New | Engine Block Timer | 0.36517 | 1.4494 | -108.0349 | 0.012328 | 0.012951 | 259.2 | TRC score less than one | Commercial/Industrial | Warehouse | Existing | Roof Insulation | 0.26424 | 1.2544 | -1.1923 | 3.0145e-05 | 5.3786e-05 | 0.26565 | RIM/PCT less than one | Commercial/Industrial | Institutional | New | Engine Block Timer | 0.36517 | 1.4494 | -108.0349 | 0.012328 | 0.012951 | 259.2 | TRC/PCT less than one
[11 empty] | Commercial/Industrial | Offices | New | Engine Block Timer | 0.36517 | 1.4494 | -108.0349 | 0.012328 | 0.012951 | 259.2 | TRC score less than one | Commercial/Industrial | Restaurants | Existing | Smart Strip Plug Outlet | 0.6111 | 1.088 | -1.2238 | 0.0099458 | 0 | 66.8878 | RIM/PCT less than one | Commercial/Industrial | Miscellaneous | New | Engine Block Timer | 0.36517 | 1.4494 | -108.0349 | 0.012328 | 0.012951 | 259.2 | TRC/PCT less than one
[11 empty] | Commercial/Industrial | Restaurants | New | Engine Block Timer | 0.36517 | 1.4494 | -108.0349 | 0.012328 | 0.012951 | 259.2 | TRC score less than one | Commercial/Industrial | Restaurants | New | Smart Strip Plug Outlet | 0.6111 | 1.088 | -1.2238 | 0.0099458 | 0 | 66.8878 | RIM/PCT less than one | Commercial/Industrial | Offices | New | Engine Block Timer | 0.36517 | 1.4494 | -108.0349 | 0.012328 | 0.012951 | 259.2 | TRC/PCT less than one
[11 empty] | Commercial/Industrial | Retail | New | Engine Block Timer | 0.36517 | 1.4494 | -108.0349 | 0.012328 | 0.012951 | 259.2 | TRC score less than one | Commercial/Industrial | Warehouse | New | Roof Insulation | 0.13009 | 1.2544 | -1.5771 | 1.4841e-05 | 2.648e-05 | 0.13079 | RIM/PCT less than one | Commercial/Industrial | Restaurants | New | Engine Block Timer | 0.36517 | 1.4494 | -108.0349 | 0.012328 | 0.012951 | 259.2 | TRC/PCT less than one
[11 empty] | Commercial/Industrial | Schools K-12 | New | Engine Block Timer | 0.36517 | 1.4494 | -108.0349 | 0.012328 | 0.012951 | 259.2 | TRC score less than one | Commercial/Industrial | Lodging/Hospitality | Existing | ECM Motors on Furnaces | 0.68847 | 1.3673 | -1.7033 | 0 | 0.055813 | 488.9225 | RIM/PCT less than one | Commercial/Industrial | Retail | New | Engine Block Timer | 0.36517 | 1.4494 | -108.0349 | 0.012328 | 0.012951 | 259.2 | TRC/PCT less than one
[11 empty] | Commercial/Industrial | Warehouse | New | Engine Block Timer | 0.36517 | 1.4494 | -108.0349 | 0.012328 | 0.012951 | 259.2 | TRC score less than one | Commercial/Industrial | Lodging/Hospitality | New | ECM Motors on Furnaces | 0.68847 | 1.3673 | -1.7033 | 0 | 0.055813 | 488.9225 | RIM/PCT less than one | Commercial/Industrial | Schools K-12 | New | Engine Block Timer | 0.36517 | 1.4494 | -108.0349 | 0.012328 | 0.012951 | 259.2 | TRC/PCT less than one
[11 empty] | Commercial/Industrial | Grocery | New | ENERGY STAR Commercial Clothes Washer | 0.36059 | 1.3928 | -791.328 | 0.092846 | 0.067168 | 1060.1591 | TRC score less than one | Commercial/Industrial | College and University | Turnover | Energy Star PCs | 0.61992 | 1.0443 | -2.3579 | 0.023703 | 0.023703 | 123.5154 | RIM/PCT less than one | Commercial/Industrial | Warehouse | New | Engine Block Timer | 0.36517 | 1.4494 | -108.0349 | 0.012328 | 0.012951 | 259.2 | TRC/PCT less than one
[11 empty] | Commercial/Industrial | Healthcare | New | ENERGY STAR Commercial Clothes Washer | 0.36059 | 1.3928 | -791.328 | 0.092846 | 0.067168 | 1060.1591 | TRC score less than one | Commercial/Industrial | Hospitals | Turnover | Energy Star PCs | 0.61992 | 1.0443 | -2.3579 | 0.023703 | 0.023703 | 123.5154 | RIM/PCT less than one | Commercial/Industrial | Grocery | Turnover | ENERGY STAR Commercial Clothes Washer | 0.36059 | 1.3928 | -791.328 | 0.092846 | 0.067168 | 1060.1591 | TRC/PCT less than one
[11 empty] | Commercial/Industrial | Offices | New | ENERGY STAR Commercial Clothes Washer | 0.36059 | 1.3928 | -791.328 | 0.092846 | 0.067168 | 1060.1591 | TRC score less than one | Commercial/Industrial | College and University | New | Energy Star PCs | 0.61992 | 1.0443 | -2.3579 | 0.023703 | 0.023703 | 123.5154 | RIM/PCT less than one | Commercial/Industrial | Healthcare | Turnover | ENERGY STAR Commercial Clothes Washer | 0.36059 | 1.3928 | -791.328 | 0.092846 | 0.067168 | 1060.1591 | TRC/PCT less than one
[11 empty] | Commercial/Industrial | Retail | New | ENERGY STAR Commercial Clothes Washer | 0.36059 | 1.3928 | -791.328 | 0.092846 | 0.067168 | 1060.1591 | TRC score less than one | Commercial/Industrial | Hospitals | New | Energy Star PCs | 0.61992 | 1.0443 | -2.3579 | 0.023703 | 0.023703 | 123.5154 | RIM/PCT less than one | Commercial/Industrial | Offices | Turnover | ENERGY STAR Commercial Clothes Washer | 0.36059 | 1.3928 | -791.328 | 0.092846 | 0.067168 | 1060.1591 | TRC/PCT less than one
[11 empty] | Commercial/Industrial | Grocery | Turnover | ENERGY STAR Commercial Clothes Washer | 0.36059 | 1.3928 | -791.328 | 0.092846 | 0.067168 | 1060.1591 | TRC score less than one | Commercial/Industrial | Assembly | New | Wall Insulation | 0 | #DIV/0! | -2.7014 | 0 | 0 | 0 | RIM/PCT less than one | Commercial/Industrial | Retail | Turnover | ENERGY STAR Commercial Clothes Washer | 0.36059 | 1.3928 | -791.328 | 0.092846 | 0.067168 | 1060.1591 | TRC/PCT less than one
[11 empty] | Commercial/Industrial | Healthcare | Turnover | ENERGY STAR Commercial Clothes Washer | 0.36059 | 1.3928 | -791.328 | 0.092846 | 0.067168 | 1060.1591 | TRC score less than one | Commercial/Industrial | College and University | New | Wall Insulation | 0 | #DIV/0! | -2.7014 | 0 | 0 | 0 | RIM/PCT less than one | Commercial/Industrial | Grocery | New | ENERGY STAR Commercial Clothes Washer | 0.36059 | 1.3928 | -791.328 | 0.092846 | 0.067168 | 1060.1591 | TRC/PCT less than one
[11 empty] | Commercial/Industrial | Offices | Turnover | ENERGY STAR Commercial Clothes Washer | 0.36059 | 1.3928 | -791.328 | 0.092846 | 0.067168 | 1060.1591 | TRC score less than one | Commercial/Industrial | Grocery | New | Wall Insulation | 0 | #DIV/0! | -2.7014 | 0 | 0 | 0 | RIM/PCT less than one | Commercial/Industrial | Healthcare | New | ENERGY STAR Commercial Clothes Washer | 0.36059 | 1.3928 | -791.328 | 0.092846 | 0.067168 | 1060.1591 | TRC/PCT less than one
[11 empty] | Commercial/Industrial | Retail | Turnover | ENERGY STAR Commercial Clothes Washer | 0.36059 | 1.3928 | -791.328 | 0.092846 | 0.067168 | 1060.1591 | TRC score less than one | Commercial/Industrial | Healthcare | New | Wall Insulation | 0 | #DIV/0! | -2.7014 | 0 | 0 | 0 | RIM/PCT less than one | Commercial/Industrial | Offices | New | ENERGY STAR Commercial Clothes Washer | 0.36059 | 1.3928 | -791.328 | 0.092846 | 0.067168 | 1060.1591 | TRC/PCT less than one
[11 empty] | Commercial/Industrial | Offices | Existing | HVAC tune-up_RTU | 0.35773 | 1.067 | -461.7042 | 0.17525 | 0.031903 | 882.7237 | TRC score less than one | Commercial/Industrial | Hospitals | New | Wall Insulation | 0 | #DIV/0! | -2.7014 | 0 | 0 | 0 | RIM/PCT less than one | Commercial/Industrial | Retail | New | ENERGY STAR Commercial Clothes Washer | 0.36059 | 1.3928 | -791.328 | 0.092846 | 0.067168 | 1060.1591 | TRC/PCT less than one
[11 empty] | Commercial/Industrial | Offices | New | HVAC tune-up_RTU | 0.35773 | 1.067 | -461.7042 | 0.17525 | 0.031903 | 882.7237 | TRC score less than one | Commercial/Industrial | Institutional | New | Wall Insulation | 0 | #DIV/0! | -2.7014 | 0 | 0 | 0 | RIM/PCT less than one | Commercial/Industrial | Offices | Existing | HVAC tune-up_RTU | 0.35773 | 1.067 | -461.7042 | 0.17525 | 0.031903 | 882.7237 | TRC/PCT less than one
[11 empty] | Commercial/Industrial | Schools K-12 | New | Premium T8 - Fixture Replacement | 0.35743 | 1.1168 | -28.5372 | 0.0060897 | 0.0013931 | 25.1222 | TRC score less than one | Commercial/Industrial | Lodging/Hospitality | New | Wall Insulation | 0 | #DIV/0! | -2.7014 | 0 | 0 | 0 | RIM/PCT less than one | Commercial/Industrial | Offices | New | HVAC tune-up_RTU | 0.35773 | 1.067 | -461.7042 | 0.17525 | 0.031903 | 882.7237 | TRC/PCT less than one
[11 empty] | Commercial/Industrial | Schools K-12 | Turnover | Premium T8 - Fixture Replacement | 0.35743 | 1.1168 | -28.5372 | 0.0060897 | 0.0013931 | 25.1222 | TRC score less than one | Commercial/Industrial | Miscellaneous | New | Wall Insulation | 0 | #DIV/0! | -2.7014 | 0 | 0 | 0 | RIM/PCT less than one | Commercial/Industrial | Schools K-12 | Turnover | Premium T8 - Fixture Replacement | 0.35743 | 1.1168 | -28.5372 | 0.0060897 | 0.0013931 | 25.1222 | TRC/PCT less than one
[11 empty] | Commercial/Industrial | Schools K-12 | Existing | HVAC tune-up_RTU | 0.35086 | 1.0668 | -472.0233 | 0.17191 | 0.031296 | 865.9214 | TRC score less than one | Commercial/Industrial | Offices | New | Wall Insulation | 0 | #DIV/0! | -2.7014 | 0 | 0 | 0 | RIM/PCT less than one | Commercial/Industrial | Schools K-12 | New | Premium T8 - Fixture Replacement | 0.35743 | 1.1168 | -28.5372 | 0.0060897 | 0.0013931 | 25.1222 | TRC/PCT less than one
[11 empty] | Commercial/Industrial | Schools K-12 | New | HVAC tune-up_RTU | 0.35086 | 1.0668 | -472.0233 | 0.17191 | 0.031296 | 865.9214 | TRC score less than one | Commercial/Industrial | Restaurants | New | Wall Insulation | 0 | #DIV/0! | -2.7014 | 0 | 0 | 0 | RIM/PCT less than one | Commercial/Industrial | Schools K-12 | Existing | HVAC tune-up_RTU | 0.35086 | 1.0668 | -472.0233 | 0.17191 | 0.031296 | 865.9214 | TRC/PCT less than one
[11 empty] | Commercial/Industrial | Offices | Existing | ECM Motors on Furnaces | 0.34277 | 2.1667 | -467.8596 | 0 | 0 | 270.389 | TRC score less than one | Commercial/Industrial | Retail | New | Wall Insulation | 0 | #DIV/0! | -2.7014 | 0 | 0 | 0 | RIM/PCT less than one | Commercial/Industrial | Schools K-12 | New | HVAC tune-up_RTU | 0.35086 | 1.0668 | -472.0233 | 0.17191 | 0.031296 | 865.9214 | TRC/PCT less than one
[11 empty] | Commercial/Industrial | Offices | New | ECM Motors on Furnaces | 0.34277 | 2.1667 | -467.8596 | 0 | 0 | 270.389 | TRC score less than one | Commercial/Industrial | Schools K-12 | New | Wall Insulation | 0 | #DIV/0! | -2.7014 | 0 | 0 | 0 | RIM/PCT less than one | Commercial/Industrial | Offices | Existing | ECM Motors on Furnaces | 0.34277 | 2.1667 | -467.8596 | 0 | 0 | 270.389 | TRC/PCT less than one
[11 empty] | Commercial/Industrial | Grocery | New | Variable Refrigerant Flow (VRF) HVAC Systems | 0.34215 | 1.2993 | -5550.7621 | 0.51582 | 0.52136 | 1695.1495 | TRC score less than one | Commercial/Industrial | Warehouse | New | Wall Insulation | 0 | #DIV/0! | -2.7014 | 0 | 0 | 0 | RIM/PCT less than one | Commercial/Industrial | Offices | New | ECM Motors on Furnaces | 0.34277 | 2.1667 | -467.8596 | 0 | 0 | 270.389 | TRC/PCT less than one
[11 empty] | Commercial/Industrial | Grocery | Turnover | Variable Refrigerant Flow (VRF) HVAC Systems | 0.34215 | 1.2993 | -5550.7621 | 0.51582 | 0.52136 | 1695.1495 | TRC score less than one | Commercial/Industrial | Warehouse | Existing | Floor Insulation | 0.028353 | 1.1897 | -3.8318 | 7.9086e-06 | 1.4111e-05 | 0.069693 | RIM/PCT less than one | Commercial/Industrial | Grocery | Turnover | Variable Refrigerant Flow (VRF) HVAC Systems | 0.34215 | 1.2993 | -5550.7621 | 0.51582 | 0.52136 | 1695.1495 | TRC/PCT less than one
[11 empty] | Commercial/Industrial | Warehouse | Existing | Facility Energy Management System | 0.33725 | 1.3495 | -19689.1803 | 1.5687 | 0.13489 | 7484.3286 | TRC score less than one | Commercial/Industrial | Warehouse | New | Floor Insulation | 0.027917 | 1.1897 | -3.8344 | 7.7872e-06 | 1.3894e-05 | 0.068623 | RIM/PCT less than one | Commercial/Industrial | Grocery | New | Variable Refrigerant Flow (VRF) HVAC Systems | 0.34215 | 1.2993 | -5550.7621 | 0.51582 | 0.52136 | 1695.1495 | TRC/PCT less than one
[11 empty] | Commercial/Industrial | Warehouse | New | Facility Energy Management System | 0.33725 | 1.3495 | -19689.1803 | 1.5687 | 0.13489 | 7484.3286 | TRC score less than one | Commercial/Industrial | Miscellaneous | Turnover | Premium T8 - Fixture Replacement | 0.66442 | 1.1204 | -3.9535 | 0.011284 | 0.0025813 | 46.5485 | RIM/PCT less than one | Commercial/Industrial | Warehouse | Existing | Facility Energy Management System | 0.33725 | 1.3495 | -19689.1803 | 1.5687 | 0.13489 | 7484.3286 | TRC/PCT less than one
[11 empty] | Commercial/Industrial | Institutional | Existing | Energy Recovery Ventilation System (ERV) | 0.33214 | 0.96325 | -216307.3638 | 35.227 | 30.0356 | 19575.4923 | TRC score less than one | Commercial/Industrial | Miscellaneous | New | Premium T8 - Fixture Replacement | 0.66442 | 1.1204 | -3.9535 | 0.011284 | 0.0025813 | 46.5485 | RIM/PCT less than one | Commercial/Industrial | Warehouse | New | Facility Energy Management System | 0.33725 | 1.3495 | -19689.1803 | 1.5687 | 0.13489 | 7484.3286 | TRC/PCT less than one
[11 empty] | Commercial/Industrial | Institutional | New | Energy Recovery Ventilation System (ERV) | 0.33214 | 0.96325 | -216307.3638 | 35.227 | 30.0356 | 19575.4923 | TRC score less than one | Commercial/Industrial | Miscellaneous | Existing | Cool Roof | 0.045958 | 1.3159 | -4.2607 | 2.2991e-05 | 0 | 0.17819 | RIM/PCT less than one | Commercial/Industrial | Institutional | Existing | Energy Recovery Ventilation System (ERV) | 0.33214 | 0.96325 | -216307.3638 | 35.227 | 30.0356 | 19575.4923 | TRC/PCT less than one
[11 empty] | Commercial/Industrial | College and University | Existing | Ceiling Insulation(R12 to R38) | 0.3303 | 0.9379 | -0.70691 | 9.0208e-05 | 5.3135e-05 | 0.21811 | TRC score less than one | Commercial/Industrial | Warehouse | Existing | Cool Roof | 0.045958 | 1.3159 | -4.2607 | 2.2991e-05 | 0 | 0.17819 | RIM/PCT less than one | Commercial/Industrial | Institutional | New | Energy Recovery Ventilation System (ERV) | 0.33214 | 0.96325 | -216307.3638 | 35.227 | 30.0356 | 19575.4923 | TRC/PCT less than one
[11 empty] | Commercial/Industrial | Hospitals | Existing | Ceiling Insulation(R12 to R38) | 0.3303 | 0.9379 | -0.70691 | 9.0208e-05 | 5.3135e-05 | 0.21811 | TRC score less than one | Commercial/Industrial | Miscellaneous | New | Cool Roof | 0.045845 | 1.3159 | -4.2615 | 2.2935e-05 | 0 | 0.17775 | RIM/PCT less than one | Commercial/Industrial | College and University | Existing | Ceiling Insulation(R12 to R38) | 0.3303 | 0.9379 | -0.70691 | 9.0208e-05 | 5.3135e-05 | 0.21811 | TRC/PCT less than one
[11 empty] | Commercial/Industrial | Lodging/Hospitality | Existing | Ceiling Insulation(R12 to R38) | 0.3303 | 0.9379 | -0.70691 | 9.0208e-05 | 5.3135e-05 | 0.21811 | TRC score less than one | Commercial/Industrial | Warehouse | New | Cool Roof | 0.045845 | 1.3159 | -4.2615 | 2.2935e-05 | 0 | 0.17775 | RIM/PCT less than one | Commercial/Industrial | Hospitals | Existing | Ceiling Insulation(R12 to R38) | 0.3303 | 0.9379 | -0.70691 | 9.0208e-05 | 5.3135e-05 | 0.21811 | TRC/PCT less than one
[11 empty] | Commercial/Industrial | College and University | Existing | Bi-Level Lighting Control (Interior) | 0.32757 | 1.8019 | -590.6888 | 0.0018785 | 0 | 683.24 | TRC score less than one | Commercial/Industrial | Assembly | Existing | Smart Strip Plug Outlet | 0.51164 | 1.0898 | -5.7324 | 0.0083127 | 0 | 55.9044 | RIM/PCT less than one | Commercial/Industrial | Lodging/Hospitality | Existing | Ceiling Insulation(R12 to R38) | 0.3303 | 0.9379 | -0.70691 | 9.0208e-05 | 5.3135e-05 | 0.21811 | TRC/PCT less than one
[11 empty] | Commercial/Industrial | Miscellaneous | Existing | Bi-Level Lighting Control (Interior) | 0.32757 | 1.8019 | -590.6888 | 0.0018785 | 0 | 683.24 | TRC score less than one | Commercial/Industrial | Assembly | New | Smart Strip Plug Outlet | 0.51164 | 1.0898 | -5.7324 | 0.0083127 | 0 | 55.9044 | RIM/PCT less than one | Commercial/Industrial | College and University | Existing | Bi-Level Lighting Control (Interior) | 0.32757 | 1.8019 | -590.6888 | 0.0018785 | 0 | 683.24 | TRC/PCT less than one
[11 empty] | Commercial/Industrial | College and University | New | Bi-Level Lighting Control (Interior) | 0.32757 | 1.8019 | -590.6888 | 0.0018785 | 0 | 683.24 | TRC score less than one | Commercial/Industrial | College and University | Turnover | Refrigerated Display Case LED Lighting | 0.70664 | 1.3292 | -6.8212 | 0.020873 | 0.017484 | 160.9897 | RIM/PCT less than one | Commercial/Industrial | Miscellaneous | Existing | Bi-Level Lighting Control (Interior) | 0.32757 | 1.8019 | -590.6888 | 0.0018785 | 0 | 683.24 | TRC/PCT less than one
[11 empty] | Commercial/Industrial | Miscellaneous | New | Bi-Level Lighting Control (Interior) | 0.32757 | 1.8019 | -590.6888 | 0.0018785 | 0 | 683.24 | TRC score less than one | Commercial/Industrial | Healthcare | Turnover | Refrigerated Display Case LED Lighting | 0.70664 | 1.3292 | -6.8212 | 0.020873 | 0.017484 | 160.9897 | RIM/PCT less than one | Commercial/Industrial | College and University | New | Bi-Level Lighting Control (Interior) | 0.32757 | 1.8019 | -590.6888 | 0.0018785 | 0 | 683.24 | TRC/PCT less than one
[11 empty] | Commercial/Industrial | Assembly | New | Solar Water Heater | 0.32648 | 1.7029 | -11393.533 | 0.38556 | 0.05413 | 5158.5545 | TRC score less than one | Commercial/Industrial | Hospitals | Turnover | Refrigerated Display Case LED Lighting | 0.70664 | 1.3292 | -6.8212 | 0.020873 | 0.017484 | 160.9897 | RIM/PCT less than one | Commercial/Industrial | Miscellaneous | New | Bi-Level Lighting Control (Interior) | 0.32757 | 1.8019 | -590.6888 | 0.0018785 | 0 | 683.24 | TRC/PCT less than one
[11 empty] | Commercial/Industrial | Assembly | Turnover | Solar Water Heater | 0.32648 | 1.7029 | -11393.533 | 0.38556 | 0.05413 | 5158.5545 | TRC score less than one | Commercial/Industrial | Lodging/Hospitality | Turnover | Refrigerated Display Case LED Lighting | 0.70664 | 1.3292 | -6.8212 | 0.020873 | 0.017484 | 160.9897 | RIM/PCT less than one | Commercial/Industrial | Assembly | Turnover | Solar Water Heater | 0.32648 | 1.7029 | -11393.533 | 0.38556 | 0.05413 | 5158.5545 | TRC/PCT less than one
[11 empty] | Commercial/Industrial | Assembly | Existing | Engine Block Timer | 0.32598 | 1.7244 | -122.1953 | 0 | 0 | 259.2 | TRC score less than one | Commercial/Industrial | Restaurants | Turnover | Refrigerated Display Case LED Lighting | 0.70664 | 1.3292 | -6.8212 | 0.020873 | 0.017484 | 160.9897 | RIM/PCT less than one | Commercial/Industrial | Assembly | New | Solar Water Heater | 0.32648 | 1.7029 | -11393.533 | 0.38556 | 0.05413 | 5158.5545 | TRC/PCT less than one
[11 empty] | Commercial/Industrial | Grocery | Existing | Engine Block Timer | 0.32598 | 1.7244 | -122.1953 | 0 | 0 | 259.2 | TRC score less than one | Commercial/Industrial | Schools K-12 | Turnover | Refrigerated Display Case LED Lighting | 0.70664 | 1.3292 | -6.8212 | 0.020873 | 0.017484 | 160.9897 | RIM/PCT less than one | Commercial/Industrial | Assembly | Existing | Engine Block Timer | 0.32598 | 1.7244 | -122.1953 | 0 | 0 | 259.2 | TRC/PCT less than one
[11 empty] | Commercial/Industrial | Healthcare | Existing | Engine Block Timer | 0.32598 | 1.7244 | -122.1953 | 0 | 0 | 259.2 | TRC score less than one | Commercial/Industrial | Grocery | Turnover | Energy Star PCs | 0.56504 | 1.1129 | -7.284 | 0.017591 | 0.0068231 | 123.5154 | RIM/PCT less than one | Commercial/Industrial | Grocery | Existing | Engine Block Timer | 0.32598 | 1.7244 | -122.1953 | 0 | 0 | 259.2 | TRC/PCT less than one
[11 empty] | Commercial/Industrial | Lodging/Hospitality | Existing | Engine Block Timer | 0.32598 | 1.7244 | -122.1953 | 0 | 0 | 259.2 | TRC score less than one | Commercial/Industrial | Healthcare | Turnover | Energy Star PCs | 0.56504 | 1.1129 | -7.284 | 0.017591 | 0.0068231 | 123.5154 | RIM/PCT less than one | Commercial/Industrial | Healthcare | Existing | Engine Block Timer | 0.32598 | 1.7244 | -122.1953 | 0 | 0 | 259.2 | TRC/PCT less than one
[11 empty] | Commercial/Industrial | Assembly | New | Engine Block Timer | 0.32598 | 1.7244 | -122.1953 | 0 | 0 | 259.2 | TRC score less than one | Commercial/Industrial | Lodging/Hospitality | Turnover | Energy Star PCs | 0.56504 | 1.1129 | -7.284 | 0.017591 | 0.0068231 | 123.5154 | RIM/PCT less than one | Commercial/Industrial | Lodging/Hospitality | Existing | Engine Block Timer | 0.32598 | 1.7244 | -122.1953 | 0 | 0 | 259.2 | TRC/PCT less than one
[11 empty] | Commercial/Industrial | Grocery | New | Engine Block Timer | 0.32598 | 1.7244 | -122.1953 | 0 | 0 | 259.2 | TRC score less than one | Commercial/Industrial | Offices | Turnover | Energy Star PCs | 0.56504 | 1.1129 | -7.284 | 0.017591 | 0.0068231 | 123.5154 | RIM/PCT less than one | Commercial/Industrial | Assembly | New | Engine Block Timer | 0.32598 | 1.7244 | -122.1953 | 0 | 0 | 259.2 | TRC/PCT less than one
[11 empty] | Commercial/Industrial | Healthcare | New | Engine Block Timer | 0.32598 | 1.7244 | -122.1953 | 0 | 0 | 259.2 | TRC score less than one | Commercial/Industrial | Retail | Turnover | Energy Star PCs | 0.56504 | 1.1129 | -7.284 | 0.017591 | 0.0068231 | 123.5154 | RIM/PCT less than one | Commercial/Industrial | Grocery | New | Engine Block Timer | 0.32598 | 1.7244 | -122.1953 | 0 | 0 | 259.2 | TRC/PCT less than one
[11 empty] | Commercial/Industrial | Lodging/Hospitality | New | Engine Block Timer | 0.32598 | 1.7244 | -122.1953 | 0 | 0 | 259.2 | TRC score less than one | Commercial/Industrial | Schools K-12 | Turnover | Energy Star PCs | 0.56504 | 1.1129 | -7.284 | 0.017591 | 0.0068231 | 123.5154 | RIM/PCT less than one | Commercial/Industrial | Healthcare | New | Engine Block Timer | 0.32598 | 1.7244 | -122.1953 | 0 | 0 | 259.2 | TRC/PCT less than one
[11 empty] | Commercial/Industrial | College and University | New | Ceiling Insulation(R12 to R38) | 0.32523 | 0.9379 | -0.71956 | 8.8823e-05 | 5.232e-05 | 0.21477 | TRC score less than one | Commercial/Industrial | Grocery | New | Energy Star PCs | 0.56504 | 1.1129 | -7.284 | 0.017591 | 0.0068231 | 123.5154 | RIM/PCT less than one | Commercial/Industrial | Lodging/Hospitality | New | Engine Block Timer | 0.32598 | 1.7244 | -122.1953 | 0 | 0 | 259.2 | TRC/PCT less than one
[11 empty] | Commercial/Industrial | Hospitals | New | Ceiling Insulation(R12 to R38) | 0.32523 | 0.9379 | -0.71956 | 8.8823e-05 | 5.232e-05 | 0.21477 | TRC score less than one | Commercial/Industrial | Healthcare | New | Energy Star PCs | 0.56504 | 1.1129 | -7.284 | 0.017591 | 0.0068231 | 123.5154 | RIM/PCT less than one | Commercial/Industrial | College and University | New | Ceiling Insulation(R12 to R38) | 0.32523 | 0.9379 | -0.71956 | 8.8823e-05 | 5.232e-05 | 0.21477 | TRC/PCT less than one
[11 empty] | Commercial/Industrial | Lodging/Hospitality | New | Ceiling Insulation(R12 to R38) | 0.32523 | 0.9379 | -0.71956 | 8.8823e-05 | 5.232e-05 | 0.21477 | TRC score less than one | Commercial/Industrial | Lodging/Hospitality | New | Energy Star PCs | 0.56504 | 1.1129 | -7.284 | 0.017591 | 0.0068231 | 123.5154 | RIM/PCT less than one | Commercial/Industrial | Hospitals | New | Ceiling Insulation(R12 to R38) | 0.32523 | 0.9379 | -0.71956 | 8.8823e-05 | 5.232e-05 | 0.21477 | TRC/PCT less than one
[11 empty] | Commercial/Industrial | Miscellaneous | Existing | ECM Motors on Furnaces | 0.32399 | 2.1667 | -487.3269 | 0 | 0 | 255.5731 | TRC score less than one | Commercial/Industrial | Offices | New | Energy Star PCs | 0.56504 | 1.1129 | -7.284 | 0.017591 | 0.0068231 | 123.5154 | RIM/PCT less than one | Commercial/Industrial | Lodging/Hospitality | New | Ceiling Insulation(R12 to R38) | 0.32523 | 0.9379 | -0.71956 | 8.8823e-05 | 5.232e-05 | 0.21477 | TRC/PCT less than one
[11 empty] | Commercial/Industrial | Warehouse | Existing | ECM Motors on Furnaces | 0.32399 | 2.1667 | -487.3269 | 0 | 0 | 255.5731 | TRC score less than one | Commercial/Industrial | Retail | New | Energy Star PCs | 0.56504 | 1.1129 | -7.284 | 0.017591 | 0.0068231 | 123.5154 | RIM/PCT less than one | Commercial/Industrial | Miscellaneous | Existing | ECM Motors on Furnaces | 0.32399 | 2.1667 | -487.3269 | 0 | 0 | 255.5731 | TRC/PCT less than one
[11 empty] | Commercial/Industrial | Miscellaneous | New | ECM Motors on Furnaces | 0.32399 | 2.1667 | -487.3269 | 0 | 0 | 255.5731 | TRC score less than one | Commercial/Industrial | Schools K-12 | New | Energy Star PCs | 0.56504 | 1.1129 | -7.284 | 0.017591 | 0.0068231 | 123.5154 | RIM/PCT less than one | Commercial/Industrial | Warehouse | Existing | ECM Motors on Furnaces | 0.32399 | 2.1667 | -487.3269 | 0 | 0 | 255.5731 | TRC/PCT less than one
[11 empty] | Commercial/Industrial | Warehouse | New | ECM Motors on Furnaces | 0.32399 | 2.1667 | -487.3269 | 0 | 0 | 255.5731 | TRC score less than one | Commercial/Industrial | Assembly | Turnover | Energy Star PCs | 0.55937 | 1.1017 | -7.284 | 0.017591 | 0 | 123.5154 | RIM/PCT less than one | Commercial/Industrial | Miscellaneous | New | ECM Motors on Furnaces | 0.32399 | 2.1667 | -487.3269 | 0 | 0 | 255.5731 | TRC/PCT less than one
[11 empty] | Commercial/Industrial | Grocery | Existing | Ceiling Insulation(R12 to R38) | 0.31985 | 0.83 | -0.65609 | 4.4511e-05 | 0.00010179 | 0.21811 | TRC score less than one | Commercial/Industrial | Institutional | Turnover | Energy Star PCs | 0.55937 | 1.1017 | -7.284 | 0.017591 | 0 | 123.5154 | RIM/PCT less than one | Commercial/Industrial | Warehouse | New | ECM Motors on Furnaces | 0.32399 | 2.1667 | -487.3269 | 0 | 0 | 255.5731 | TRC/PCT less than one
[11 empty] | Commercial/Industrial | Restaurants | Existing | Ceiling Insulation(R12 to R38) | 0.31985 | 0.83 | -0.65609 | 4.4511e-05 | 0.00010179 | 0.21811 | TRC score less than one | Commercial/Industrial | Miscellaneous | Turnover | Energy Star PCs | 0.55937 | 1.1017 | -7.284 | 0.017591 | 0 | 123.5154 | RIM/PCT less than one | Commercial/Industrial | Grocery | Existing | Ceiling Insulation(R12 to R38) | 0.31985 | 0.83 | -0.65609 | 4.4511e-05 | 0.00010179 | 0.21811 | TRC/PCT less than one
[11 empty] | Commercial/Industrial | Retail | Existing | Ceiling Insulation(R12 to R38) | 0.31985 | 0.83 | -0.65609 | 4.4511e-05 | 0.00010179 | 0.21811 | TRC score less than one | Commercial/Industrial | Restaurants | Turnover | Energy Star PCs | 0.55937 | 1.1017 | -7.284 | 0.017591 | 0 | 123.5154 | RIM/PCT less than one | Commercial/Industrial | Restaurants | Existing | Ceiling Insulation(R12 to R38) | 0.31985 | 0.83 | -0.65609 | 4.4511e-05 | 0.00010179 | 0.21811 | TRC/PCT less than one
[11 empty] | Commercial/Industrial | Miscellaneous | New | Facility Commissioning | 0.31838 | 1.2069 | -543437.9229 | 64.5827 | 6.4826 | 300556.1084 | TRC score less than one | Commercial/Industrial | Warehouse | Turnover | Energy Star PCs | 0.55937 | 1.1017 | -7.284 | 0.017591 | 0 | 123.5154 | RIM/PCT less than one | Commercial/Industrial | Retail | Existing | Ceiling Insulation(R12 to R38) | 0.31985 | 0.83 | -0.65609 | 4.4511e-05 | 0.00010179 | 0.21811 | TRC/PCT less than one
[11 empty] | Commercial/Industrial | Grocery | Existing | Dedicated Outdoor Air System on VRF unit | 0.31815 | 1.2989 | -1768.3291 | 0.14569 | 0.14726 | 478.7875 | TRC score less than one | Commercial/Industrial | Assembly | New | Energy Star PCs | 0.55937 | 1.1017 | -7.284 | 0.017591 | 0 | 123.5154 | RIM/PCT less than one | Commercial/Industrial | Miscellaneous | New | Facility Commissioning | 0.31838 | 1.2069 | -543437.9229 | 64.5827 | 6.4826 | 300556.1084 | TRC/PCT less than one
[11 empty] | Commercial/Industrial | Grocery | New | Dedicated Outdoor Air System on VRF unit | 0.31815 | 1.2989 | -1768.3291 | 0.14569 | 0.14726 | 478.7875 | TRC score less than one | Commercial/Industrial | Institutional | New | Energy Star PCs | 0.55937 | 1.1017 | -7.284 | 0.017591 | 0 | 123.5154 | RIM/PCT less than one | Commercial/Industrial | Grocery | Existing | Dedicated Outdoor Air System on VRF unit | 0.31815 | 1.2989 | -1768.3291 | 0.14569 | 0.14726 | 478.7875 | TRC/PCT less than one
[11 empty] | Commercial/Industrial | Miscellaneous | New | Variable Refrigerant Flow (VRF) HVAC Systems | 0.31794 | 1.2993 | -5826.8242 | 0.4793 | 0.48445 | 1575.144 | TRC score less than one | Commercial/Industrial | Miscellaneous | New | Energy Star PCs | 0.55937 | 1.1017 | -7.284 | 0.017591 | 0 | 123.5154 | RIM/PCT less than one | Commercial/Industrial | Grocery | New | Dedicated Outdoor Air System on VRF unit | 0.31815 | 1.2989 | -1768.3291 | 0.14569 | 0.14726 | 478.7875 | TRC/PCT less than one
[11 empty] | Commercial/Industrial | Miscellaneous | Turnover | Variable Refrigerant Flow (VRF) HVAC Systems | 0.31794 | 1.2993 | -5826.8242 | 0.4793 | 0.48445 | 1575.144 | TRC score less than one | Commercial/Industrial | Restaurants | New | Energy Star PCs | 0.55937 | 1.1017 | -7.284 | 0.017591 | 0 | 123.5154 | RIM/PCT less than one | Commercial/Industrial | Miscellaneous | Turnover | Variable Refrigerant Flow (VRF) HVAC Systems | 0.31794 | 1.2993 | -5826.8242 | 0.4793 | 0.48445 | 1575.144 | TRC/PCT less than one
[11 empty] | Commercial/Industrial | Assembly | Existing | HVAC tune-up_RTU | 0.31778 | 1.0668 | -522.1447 | 0.15571 | 0.028346 | 784.3099 | TRC score less than one | Commercial/Industrial | Warehouse | New | Energy Star PCs | 0.55937 | 1.1017 | -7.284 | 0.017591 | 0 | 123.5154 | RIM/PCT less than one | Commercial/Industrial | Miscellaneous | New | Variable Refrigerant Flow (VRF) HVAC Systems | 0.31794 | 1.2993 | -5826.8242 | 0.4793 | 0.48445 | 1575.144 | TRC/PCT less than one
[11 empty] | Commercial/Industrial | Assembly | New | HVAC tune-up_RTU | 0.31778 | 1.0668 | -522.1447 | 0.15571 | 0.028346 | 784.3099 | TRC score less than one | Commercial/Industrial | Assembly | Turnover | High Speed Fans | 0.68761 | 1.2407 | -10.5845 | 0.070783 | 0.0064843 | 508.5618 | RIM/PCT less than one | Commercial/Industrial | Assembly | Existing | HVAC tune-up_RTU | 0.31778 | 1.0668 | -522.1447 | 0.15571 | 0.028346 | 784.3099 | TRC/PCT less than one
[11 empty] | Commercial/Industrial | College and University | Existing | Roof Insulation | 0.31585 | 0.9379 | -0.94633 | 0.00010987 | 6.4716e-05 | 0.26565 | TRC score less than one | Commercial/Industrial | Grocery | Turnover | High Speed Fans | 0.68761 | 1.2407 | -10.5845 | 0.070783 | 0.0064843 | 508.5618 | RIM/PCT less than one | Commercial/Industrial | Assembly | New | HVAC tune-up_RTU | 0.31778 | 1.0668 | -522.1447 | 0.15571 | 0.028346 | 784.3099 | TRC/PCT less than one
[11 empty] | Commercial/Industrial | Hospitals | Existing | Roof Insulation | 0.31585 | 0.9379 | -0.94633 | 0.00010987 | 6.4716e-05 | 0.26565 | TRC score less than one | Commercial/Industrial | Institutional | Turnover | High Speed Fans | 0.68761 | 1.2407 | -10.5845 | 0.070783 | 0.0064843 | 508.5618 | RIM/PCT less than one | Commercial/Industrial | College and University | Existing | Roof Insulation | 0.31585 | 0.9379 | -0.94633 | 0.00010987 | 6.4716e-05 | 0.26565 | TRC/PCT less than one
[11 empty] | Commercial/Industrial | Lodging/Hospitality | Existing | Roof Insulation | 0.31585 | 0.9379 | -0.94633 | 0.00010987 | 6.4716e-05 | 0.26565 | TRC score less than one | Commercial/Industrial | Miscellaneous | Turnover | High Speed Fans | 0.68761 | 1.2407 | -10.5845 | 0.070783 | 0.0064843 | 508.5618 | RIM/PCT less than one | Commercial/Industrial | Hospitals | Existing | Roof Insulation | 0.31585 | 0.9379 | -0.94633 | 0.00010987 | 6.4716e-05 | 0.26565 | TRC/PCT less than one
[11 empty] | Commercial/Industrial | Institutional | New | Variable Refrigerant Flow (VRF) HVAC Systems | 0.31544 | 1.2992 | -5855.0042 | 0.47558 | 0.48068 | 1562.894 | TRC score less than one | Commercial/Industrial | Offices | Turnover | High Speed Fans | 0.68761 | 1.2407 | -10.5845 | 0.070783 | 0.0064843 | 508.5618 | RIM/PCT less than one | Commercial/Industrial | Lodging/Hospitality | Existing | Roof Insulation | 0.31585 | 0.9379 | -0.94633 | 0.00010987 | 6.4716e-05 | 0.26565 | TRC/PCT less than one
[11 empty] | Commercial/Industrial | Institutional | Turnover | Variable Refrigerant Flow (VRF) HVAC Systems | 0.31544 | 1.2992 | -5855.0042 | 0.47558 | 0.48068 | 1562.894 | TRC score less than one | Commercial/Industrial | Retail | Turnover | High Speed Fans | 0.68761 | 1.2407 | -10.5845 | 0.070783 | 0.0064843 | 508.5618 | RIM/PCT less than one | Commercial/Industrial | Institutional | Turnover | Variable Refrigerant Flow (VRF) HVAC Systems | 0.31544 | 1.2992 | -5855.0042 | 0.47558 | 0.48068 | 1562.894 | TRC/PCT less than one
[11 empty] | Commercial/Industrial | Grocery | New | Ceiling Insulation(R12 to R38) | 0.31494 | 0.83 | -0.66953 | 4.3827e-05 | 0.00010023 | 0.21477 | TRC score less than one | Commercial/Industrial | Warehouse | Turnover | High Speed Fans | 0.68761 | 1.2407 | -10.5845 | 0.070783 | 0.0064843 | 508.5618 | RIM/PCT less than one | Commercial/Industrial | Institutional | New | Variable Refrigerant Flow (VRF) HVAC Systems | 0.31544 | 1.2992 | -5855.0042 | 0.47558 | 0.48068 | 1562.894 | TRC/PCT less than one
[11 empty] | Commercial/Industrial | Restaurants | New | Ceiling Insulation(R12 to R38) | 0.31494 | 0.83 | -0.66953 | 4.3827e-05 | 0.00010023 | 0.21477 | TRC score less than one | Commercial/Industrial | Assembly | New | High Speed Fans | 0.68761 | 1.2407 | -10.5845 | 0.070783 | 0.0064843 | 508.5618 | RIM/PCT less than one | Commercial/Industrial | Grocery | New | Ceiling Insulation(R12 to R38) | 0.31494 | 0.83 | -0.66953 | 4.3827e-05 | 0.00010023 | 0.21477 | TRC/PCT less than one
[11 empty] | Commercial/Industrial | Retail | New | Ceiling Insulation(R12 to R38) | 0.31494 | 0.83 | -0.66953 | 4.3827e-05 | 0.00010023 | 0.21477 | TRC score less than one | Commercial/Industrial | Grocery | New | High Speed Fans | 0.68761 | 1.2407 | -10.5845 | 0.070783 | 0.0064843 | 508.5618 | RIM/PCT less than one | Commercial/Industrial | Restaurants | New | Ceiling Insulation(R12 to R38) | 0.31494 | 0.83 | -0.66953 | 4.3827e-05 | 0.00010023 | 0.21477 | TRC/PCT less than one
[11 empty] | Commercial/Industrial | Restaurants | Existing | Water Cooled Refrigeration Heat Recovery | 0.3108 | 1.5173 | -5297.6576 | 0 | 0.20489 | 1886.5835 | TRC score less than one | Commercial/Industrial | Institutional | New | High Speed Fans | 0.68761 | 1.2407 | -10.5845 | 0.070783 | 0.0064843 | 508.5618 | RIM/PCT less than one | Commercial/Industrial | Retail | New | Ceiling Insulation(R12 to R38) | 0.31494 | 0.83 | -0.66953 | 4.3827e-05 | 0.00010023 | 0.21477 | TRC/PCT less than one
[11 empty] | Commercial/Industrial | Restaurants | New | Water Cooled Refrigeration Heat Recovery | 0.3108 | 1.5173 | -5297.6576 | 0 | 0.20489 | 1886.5835 | TRC score less than one | Commercial/Industrial | Miscellaneous | New | High Speed Fans | 0.68761 | 1.2407 | -10.5845 | 0.070783 | 0.0064843 | 508.5618 | RIM/PCT less than one | Commercial/Industrial | Restaurants | Existing | Water Cooled Refrigeration Heat Recovery | 0.3108 | 1.5173 | -5297.6576 | 0 | 0.20489 | 1886.5835 | TRC/PCT less than one
[11 empty] | Commercial/Industrial | Grocery | Existing | Water Cooled Refrigeration Heat Recovery | 0.31043 | 1.7465 | -5080.1053 | 0 | 0.12104 | 1810.5302 | TRC score less than one | Commercial/Industrial | Offices | New | High Speed Fans | 0.68761 | 1.2407 | -10.5845 | 0.070783 | 0.0064843 | 508.5618 | RIM/PCT less than one | Commercial/Industrial | Restaurants | New | Water Cooled Refrigeration Heat Recovery | 0.3108 | 1.5173 | -5297.6576 | 0 | 0.20489 | 1886.5835 | TRC/PCT less than one
[11 empty] | Commercial/Industrial | Grocery | New | Water Cooled Refrigeration Heat Recovery | 0.31043 | 1.7465 | -5080.1053 | 0 | 0.12104 | 1810.5302 | TRC score less than one | Commercial/Industrial | Retail | New | High Speed Fans | 0.68761 | 1.2407 | -10.5845 | 0.070783 | 0.0064843 | 508.5618 | RIM/PCT less than one | Commercial/Industrial | Grocery | Existing | Water Cooled Refrigeration Heat Recovery | 0.31043 | 1.7465 | -5080.1053 | 0 | 0.12104 | 1810.5302 | TRC/PCT less than one
[11 empty] | Commercial/Industrial | Grocery | Existing | Roof Insulation | 0.30585 | 0.83 | -0.88444 | 5.4212e-05 | 0.00012398 | 0.26565 | TRC score less than one | Commercial/Industrial | Warehouse | New | High Speed Fans | 0.68761 | 1.2407 | -10.5845 | 0.070783 | 0.0064843 | 508.5618 | RIM/PCT less than one | Commercial/Industrial | Grocery | New | Water Cooled Refrigeration Heat Recovery | 0.31043 | 1.7465 | -5080.1053 | 0 | 0.12104 | 1810.5302 | TRC/PCT less than one
[11 empty] | Commercial/Industrial | Restaurants | Existing | Roof Insulation | 0.30585 | 0.83 | -0.88444 | 5.4212e-05 | 0.00012398 | 0.26565 | TRC score less than one | Commercial/Industrial | Warehouse | Turnover | Premium T8 - Fixture Replacement | 0.57742 | 1.1224 | -11.0293 | 0.0097886 | 0.0022393 | 40.3814 | RIM/PCT less than one | Commercial/Industrial | Grocery | Existing | Roof Insulation | 0.30585 | 0.83 | -0.88444 | 5.4212e-05 | 0.00012398 | 0.26565 | TRC/PCT less than one
[11 empty] | Commercial/Industrial | Retail | Existing | Roof Insulation | 0.30585 | 0.83 | -0.88444 | 5.4212e-05 | 0.00012398 | 0.26565 | TRC score less than one | Commercial/Industrial | Warehouse | New | Premium T8 - Fixture Replacement | 0.57742 | 1.1224 | -11.0293 | 0.0097886 | 0.0022393 | 40.3814 | RIM/PCT less than one | Commercial/Industrial | Restaurants | Existing | Roof Insulation | 0.30585 | 0.83 | -0.88444 | 5.4212e-05 | 0.00012398 | 0.26565 | TRC/PCT less than one
[11 empty] | Commercial/Industrial | Assembly | Existing | Tank Wrap on Water Heater | 0.30525 | 1.3621 | -279.6356 | 0.026439 | 0.026975 | 263.9459 | TRC score less than one | Commercial/Industrial | Lodging/Hospitality | Turnover | Premium T8 - Fixture Replacement | 0.55911 | 1.1029 | -11.7692 | 0.0096676 | 5.2963e-07 | 39.6422 | RIM/PCT less than one | Commercial/Industrial | Retail | Existing | Roof Insulation | 0.30585 | 0.83 | -0.88444 | 5.4212e-05 | 0.00012398 | 0.26565 | TRC/PCT less than one
[11 empty] | Commercial/Industrial | Grocery | Existing | Tank Wrap on Water Heater | 0.30525 | 1.3621 | -279.6356 | 0.026439 | 0.026975 | 263.9459 | TRC score less than one | Commercial/Industrial | Lodging/Hospitality | New | Premium T8 - Fixture Replacement | 0.55911 | 1.1029 | -11.7692 | 0.0096676 | 5.2963e-07 | 39.6422 | RIM/PCT less than one | Commercial/Industrial | Assembly | Existing | Tank Wrap on Water Heater | 0.30525 | 1.3621 | -279.6356 | 0.026439 | 0.026975 | 263.9459 | TRC/PCT less than one
[11 empty] | Commercial/Industrial | Healthcare | Existing | Tank Wrap on Water Heater | 0.30525 | 1.3621 | -279.6356 | 0.026439 | 0.026975 | 263.9459 | TRC score less than one | Commercial/Industrial | College and University | Turnover | Premium T8 - Fixture Replacement | 0.53427 | 1.3872 | -15.8782 | 0.0048779 | 0.0045245 | 46.5485 | RIM/PCT less than one | Commercial/Industrial | Grocery | Existing | Tank Wrap on Water Heater | 0.30525 | 1.3621 | -279.6356 | 0.026439 | 0.026975 | 263.9459 | TRC/PCT less than one
[11 empty] | Commercial/Industrial | Schools K-12 | Existing | Tank Wrap on Water Heater | 0.30525 | 1.3621 | -279.6356 | 0.026439 | 0.026975 | 263.9459 | TRC score less than one | Commercial/Industrial | College and University | New | Premium T8 - Fixture Replacement | 0.53427 | 1.3872 | -15.8782 | 0.0048779 | 0.0045245 | 46.5485 | RIM/PCT less than one | Commercial/Industrial | Healthcare | Existing | Tank Wrap on Water Heater | 0.30525 | 1.3621 | -279.6356 | 0.026439 | 0.026975 | 263.9459 | TRC/PCT less than one
[11 empty] | Commercial/Industrial | Warehouse | Existing | Tank Wrap on Water Heater | 0.30525 | 1.3621 | -279.6356 | 0.026439 | 0.026975 | 263.9459 | TRC score less than one | Commercial/Industrial | Retail | Existing | Smart Strip Plug Outlet | 0.28161 | 1.108 | -16.2572 | 0.0045002 | 0.0031276 | 30.265 | RIM/PCT less than one | Commercial/Industrial | Schools K-12 | Existing | Tank Wrap on Water Heater | 0.30525 | 1.3621 | -279.6356 | 0.026439 | 0.026975 | 263.9459 | TRC/PCT less than one
[11 empty] | Commercial/Industrial | Lodging/Hospitality | Existing | Tank Wrap on Water Heater | 0.30511 | 1.3615 | -838.9069 | 0.079318 | 0.080926 | 791.8378 | TRC score less than one | Commercial/Industrial | Retail | New | Smart Strip Plug Outlet | 0.28161 | 1.108 | -16.2572 | 0.0045002 | 0.0031276 | 30.265 | RIM/PCT less than one | Commercial/Industrial | Warehouse | Existing | Tank Wrap on Water Heater | 0.30525 | 1.3621 | -279.6356 | 0.026439 | 0.026975 | 263.9459 | TRC/PCT less than one
[11 empty] | Commercial/Industrial | Offices | Existing | Tank Wrap on Water Heater | 0.30511 | 1.3615 | -838.9069 | 0.079318 | 0.080926 | 791.8378 | TRC score less than one | Commercial/Industrial | Restaurants | Turnover | Premium T8 - Fixture Replacement | 0.5032 | 1.11 | -16.5908 | 0.0086452 | 4.7362e-07 | 35.4499 | RIM/PCT less than one | Commercial/Industrial | Lodging/Hospitality | Existing | Tank Wrap on Water Heater | 0.30511 | 1.3615 | -838.9069 | 0.079318 | 0.080926 | 791.8378 | TRC/PCT less than one
[11 empty] | Commercial/Industrial | Retail | Existing | Tank Wrap on Water Heater | 0.30511 | 1.3615 | -838.9069 | 0.079318 | 0.080926 | 791.8378 | TRC score less than one | Commercial/Industrial | Restaurants | New | Premium T8 - Fixture Replacement | 0.5032 | 1.11 | -16.5908 | 0.0086452 | 4.7362e-07 | 35.4499 | RIM/PCT less than one | Commercial/Industrial | Offices | Existing | Tank Wrap on Water Heater | 0.30511 | 1.3615 | -838.9069 | 0.079318 | 0.080926 | 791.8378 | TRC/PCT less than one
[11 empty] | Commercial/Industrial | Institutional | Existing | Tank Wrap on Water Heater | 0.3051 | 1.3614 | -6990.8906 | 0.66098 | 0.67439 | 6598.6483 | TRC score less than one | Commercial/Industrial | Institutional | Turnover | Premium T8 - Fixture Replacement | 0.49748 | 1.1209 | -17.3903 | 0.0084447 | 0.0019318 | 34.8374 | RIM/PCT less than one | Commercial/Industrial | Retail | Existing | Tank Wrap on Water Heater | 0.30511 | 1.3615 | -838.9069 | 0.079318 | 0.080926 | 791.8378 | TRC/PCT less than one
[11 empty] | Commercial/Industrial | College and University | Existing | Tank Wrap on Water Heater | 0.30508 | 1.3614 | -2796.3562 | 0.26439 | 0.26975 | 2639.4593 | TRC score less than one | Commercial/Industrial | Institutional | New | Premium T8 - Fixture Replacement | 0.49748 | 1.1209 | -17.3903 | 0.0084447 | 0.0019318 | 34.8374 | RIM/PCT less than one | Commercial/Industrial | Institutional | Existing | Tank Wrap on Water Heater | 0.3051 | 1.3614 | -6990.8906 | 0.66098 | 0.67439 | 6598.6483 | TRC/PCT less than one
[11 empty] | Commercial/Industrial | Miscellaneous | Existing | Tank Wrap on Water Heater | 0.30508 | 1.3614 | -5592.7124 | 0.52878 | 0.53951 | 5278.9187 | TRC score less than one | Commercial/Industrial | Offices | Turnover | Premium T8 - Fixture Replacement | 0.49198 | 1.1242 | -17.9477 | 0.008327 | 0.0019049 | 34.3517 | RIM/PCT less than one | Commercial/Industrial | College and University | Existing | Tank Wrap on Water Heater | 0.30508 | 1.3614 | -2796.3562 | 0.26439 | 0.26975 | 2639.4593 | TRC/PCT less than one
[11 empty] | Commercial/Industrial | Hospitals | Existing | Tank Wrap on Water Heater | 0.30508 | 1.3614 | -4194.5343 | 0.39659 | 0.40463 | 3959.189 | TRC score less than one | Commercial/Industrial | Offices | New | Premium T8 - Fixture Replacement | 0.49198 | 1.1242 | -17.9477 | 0.008327 | 0.0019049 | 34.3517 | RIM/PCT less than one | Commercial/Industrial | Miscellaneous | Existing | Tank Wrap on Water Heater | 0.30508 | 1.3614 | -5592.7124 | 0.52878 | 0.53951 | 5278.9187 | TRC/PCT less than one
[11 empty] | Commercial/Industrial | Restaurants | Existing | Tank Wrap on Water Heater | 0.30504 | 1.3612 | -559.2712 | 0.052878 | 0.053951 | 527.8919 | TRC score less than one | Commercial/Industrial | College and University | Turnover | High Speed Fans | 0.69487 | 1.2965 | -18.4359 | 0.065938 | 0.055231 | 508.5618 | RIM/PCT less than one | Commercial/Industrial | Hospitals | Existing | Tank Wrap on Water Heater | 0.30508 | 1.3614 | -4194.5343 | 0.39659 | 0.40463 | 3959.189 | TRC/PCT less than one
[11 empty] | Commercial/Industrial | College and University | Existing | Programmable Thermostat | 0.30381 | 1.5359 | -18354.3417 | 0.86408 | 0.25527 | 10337.4835 | TRC score less than one | Commercial/Industrial | Healthcare | Turnover | High Speed Fans | 0.69487 | 1.2965 | -18.4359 | 0.065938 | 0.055231 | 508.5618 | RIM/PCT less than one | Commercial/Industrial | Restaurants | Existing | Tank Wrap on Water Heater | 0.30504 | 1.3612 | -559.2712 | 0.052878 | 0.053951 | 527.8919 | TRC/PCT less than one
[11 empty] | Commercial/Industrial | College and University | New | Programmable Thermostat | 0.30381 | 1.5359 | -18354.3417 | 0.86408 | 0.25527 | 10337.4835 | TRC score less than one | Commercial/Industrial | Hospitals | Turnover | High Speed Fans | 0.69487 | 1.2965 | -18.4359 | 0.065938 | 0.055231 | 508.5618 | RIM/PCT less than one | Commercial/Industrial | College and University | Existing | Programmable Thermostat | 0.30381 | 1.5359 | -18354.3417 | 0.86408 | 0.25527 | 10337.4835 | TRC/PCT less than one
[11 empty] | Commercial/Industrial | Assembly | Existing | Ceiling Insulation(R12 to R38) | 0.29913 | 0.7964 | -0.67104 | 4.3645e-06 | 9.8386e-05 | 0.21811 | TRC score less than one | Commercial/Industrial | Lodging/Hospitality | Turnover | High Speed Fans | 0.69487 | 1.2965 | -18.4359 | 0.065938 | 0.055231 | 508.5618 | RIM/PCT less than one | Commercial/Industrial | College and University | New | Programmable Thermostat | 0.30381 | 1.5359 | -18354.3417 | 0.86408 | 0.25527 | 10337.4835 | TRC/PCT less than one
[11 empty] | Commercial/Industrial | Healthcare | Existing | Ceiling Insulation(R12 to R38) | 0.29913 | 0.7964 | -0.67104 | 4.3645e-06 | 9.8386e-05 | 0.21811 | TRC score less than one | Commercial/Industrial | Restaurants | Turnover | High Speed Fans | 0.69487 | 1.2965 | -18.4359 | 0.065938 | 0.055231 | 508.5618 | RIM/PCT less than one | Commercial/Industrial | Assembly | Existing | Ceiling Insulation(R12 to R38) | 0.29913 | 0.7964 | -0.67104 | 4.3645e-06 | 9.8386e-05 | 0.21811 | TRC/PCT less than one
[11 empty] | Commercial/Industrial | Institutional | Existing | Ceiling Insulation(R12 to R38) | 0.29913 | 0.7964 | -0.67104 | 4.3645e-06 | 9.8386e-05 | 0.21811 | TRC score less than one | Commercial/Industrial | Schools K-12 | Turnover | High Speed Fans | 0.69487 | 1.2965 | -18.4359 | 0.065938 | 0.055231 | 508.5618 | RIM/PCT less than one | Commercial/Industrial | Healthcare | Existing | Ceiling Insulation(R12 to R38) | 0.29913 | 0.7964 | -0.67104 | 4.3645e-06 | 9.8386e-05 | 0.21811 | TRC/PCT less than one
[11 empty] | Commercial/Industrial | Miscellaneous | Existing | Ceiling Insulation(R12 to R38) | 0.29913 | 0.7964 | -0.67104 | 4.3645e-06 | 9.8386e-05 | 0.21811 | TRC score less than one | Commercial/Industrial | College and University | New | High Speed Fans | 0.69487 | 1.2965 | -18.4359 | 0.065938 | 0.055231 | 508.5618 | RIM/PCT less than one | Commercial/Industrial | Institutional | Existing | Ceiling Insulation(R12 to R38) | 0.29913 | 0.7964 | -0.67104 | 4.3645e-06 | 9.8386e-05 | 0.21811 | TRC/PCT less than one
[11 empty] | Commercial/Industrial | Offices | Existing | Ceiling Insulation(R12 to R38) | 0.29913 | 0.7964 | -0.67104 | 4.3645e-06 | 9.8386e-05 | 0.21811 | TRC score less than one | Commercial/Industrial | Healthcare | New | High Speed Fans | 0.69487 | 1.2965 | -18.4359 | 0.065938 | 0.055231 | 508.5618 | RIM/PCT less than one | Commercial/Industrial | Miscellaneous | Existing | Ceiling Insulation(R12 to R38) | 0.29913 | 0.7964 | -0.67104 | 4.3645e-06 | 9.8386e-05 | 0.21811 | TRC/PCT less than one
[11 empty] | Commercial/Industrial | Schools K-12 | Existing | Ceiling Insulation(R12 to R38) | 0.29913 | 0.7964 | -0.67104 | 4.3645e-06 | 9.8386e-05 | 0.21811 | TRC score less than one | Commercial/Industrial | Hospitals | New | High Speed Fans | 0.69487 | 1.2965 | -18.4359 | 0.065938 | 0.055231 | 508.5618 | RIM/PCT less than one | Commercial/Industrial | Offices | Existing | Ceiling Insulation(R12 to R38) | 0.29913 | 0.7964 | -0.67104 | 4.3645e-06 | 9.8386e-05 | 0.21811 | TRC/PCT less than one
[11 empty] | Commercial/Industrial | Miscellaneous | Existing | Dedicated Outdoor Air System on VRF unit | 0.29694 | 1.2994 | -1842.1619 | 0.13592 | 0.13738 | 446.692 | TRC score less than one | Commercial/Industrial | Lodging/Hospitality | New | High Speed Fans | 0.69487 | 1.2965 | -18.4359 | 0.065938 | 0.055231 | 508.5618 | RIM/PCT less than one | Commercial/Industrial | Schools K-12 | Existing | Ceiling Insulation(R12 to R38) | 0.29913 | 0.7964 | -0.67104 | 4.3645e-06 | 9.8386e-05 | 0.21811 | TRC/PCT less than one
[11 empty] | Commercial/Industrial | Miscellaneous | New | Dedicated Outdoor Air System on VRF unit | 0.29694 | 1.2994 | -1842.1619 | 0.13592 | 0.13738 | 446.692 | TRC score less than one | Commercial/Industrial | Restaurants | New | High Speed Fans | 0.69487 | 1.2965 | -18.4359 | 0.065938 | 0.055231 | 508.5618 | RIM/PCT less than one | Commercial/Industrial | Miscellaneous | Existing | Dedicated Outdoor Air System on VRF unit | 0.29694 | 1.2994 | -1842.1619 | 0.13592 | 0.13738 | 446.692 | TRC/PCT less than one
[11 empty] | Commercial/Industrial | Hospitals | Existing | Energy Recovery Ventilation System (ERV) | 0.29459 | 0.96325 | -2357580.6913 | 317.5226 | 270.7292 | 176446.0823 | TRC score less than one | Commercial/Industrial | Schools K-12 | New | High Speed Fans | 0.69487 | 1.2965 | -18.4359 | 0.065938 | 0.055231 | 508.5618 | RIM/PCT less than one | Commercial/Industrial | Miscellaneous | New | Dedicated Outdoor Air System on VRF unit | 0.29694 | 1.2994 | -1842.1619 | 0.13592 | 0.13738 | 446.692 | TRC/PCT less than one
[11 empty] | Commercial/Industrial | Hospitals | New | Energy Recovery Ventilation System (ERV) | 0.29459 | 0.96325 | -2357580.6913 | 317.5226 | 270.7292 | 176446.0823 | TRC score less than one | Commercial/Industrial | College and University | Existing | Interior Lighting Controls | 0.70109 | 1.8228 | -18.9288 | 0 | 0 | 617.12 | RIM/PCT less than one | Commercial/Industrial | Hospitals | Existing | Energy Recovery Ventilation System (ERV) | 0.29459 | 0.96325 | -2357580.6913 | 317.5226 | 270.7292 | 176446.0823 | TRC/PCT less than one
[11 empty] | Commercial/Industrial | Healthcare | Existing | Energy Recovery Ventilation System (ERV) | 0.29459 | 0.96325 | -226258.7611 | 30.4729 | 25.9821 | 16933.6609 | TRC score less than one | Commercial/Industrial | Miscellaneous | Existing | Interior Lighting Controls | 0.70109 | 1.8228 | -18.9288 | 0 | 0 | 617.12 | RIM/PCT less than one | Commercial/Industrial | Hospitals | New | Energy Recovery Ventilation System (ERV) | 0.29459 | 0.96325 | -2357580.6913 | 317.5226 | 270.7292 | 176446.0823 | TRC/PCT less than one
[11 empty] | Commercial/Industrial | Healthcare | New | Energy Recovery Ventilation System (ERV) | 0.29459 | 0.96325 | -226258.7611 | 30.4729 | 25.9821 | 16933.6609 | TRC score less than one | Commercial/Industrial | College and University | New | Interior Lighting Controls | 0.70109 | 1.8228 | -18.9288 | 0 | 0 | 617.12 | RIM/PCT less than one | Commercial/Industrial | Healthcare | Existing | Energy Recovery Ventilation System (ERV) | 0.29459 | 0.96325 | -226258.7611 | 30.4729 | 25.9821 | 16933.6609 | TRC/PCT less than one
[11 empty] | Commercial/Industrial | Assembly | New | Ceiling Insulation(R12 to R38) | 0.29453 | 0.7964 | -0.68424 | 4.2975e-06 | 9.6876e-05 | 0.21477 | TRC score less than one | Commercial/Industrial | Miscellaneous | New | Interior Lighting Controls | 0.70109 | 1.8228 | -18.9288 | 0 | 0 | 617.12 | RIM/PCT less than one | Commercial/Industrial | Healthcare | New | Energy Recovery Ventilation System (ERV) | 0.29459 | 0.96325 | -226258.7611 | 30.4729 | 25.9821 | 16933.6609 | TRC/PCT less than one
[11 empty] | Commercial/Industrial | Healthcare | New | Ceiling Insulation(R12 to R38) | 0.29453 | 0.7964 | -0.68424 | 4.2975e-06 | 9.6876e-05 | 0.21477 | TRC score less than one | Commercial/Industrial | Retail | Existing | HVAC tune-up | 0.56722 | 1.0667 | -21.5947 | 0.041695 | 0.0075902 | 210.0137 | RIM/PCT less than one | Commercial/Industrial | Assembly | New | Ceiling Insulation(R12 to R38) | 0.29453 | 0.7964 | -0.68424 | 4.2975e-06 | 9.6876e-05 | 0.21477 | TRC/PCT less than one
[11 empty] | Commercial/Industrial | Institutional | New | Ceiling Insulation(R12 to R38) | 0.29453 | 0.7964 | -0.68424 | 4.2975e-06 | 9.6876e-05 | 0.21477 | TRC score less than one | Commercial/Industrial | Retail | New | HVAC tune-up | 0.56722 | 1.0667 | -21.5947 | 0.041695 | 0.0075902 | 210.0137 | RIM/PCT less than one | Commercial/Industrial | Healthcare | New | Ceiling Insulation(R12 to R38) | 0.29453 | 0.7964 | -0.68424 | 4.2975e-06 | 9.6876e-05 | 0.21477 | TRC/PCT less than one
[11 empty] | Commercial/Industrial | Miscellaneous | New | Ceiling Insulation(R12 to R38) | 0.29453 | 0.7964 | -0.68424 | 4.2975e-06 | 9.6876e-05 | 0.21477 | TRC score less than one | Commercial/Industrial | Assembly | Turnover | Premium T8 - Fixture Replacement | 0.43403 | 1.1217 | -22.5154 | 0.0073619 | 0.0016841 | 30.3706 | RIM/PCT less than one | Commercial/Industrial | Institutional | New | Ceiling Insulation(R12 to R38) | 0.29453 | 0.7964 | -0.68424 | 4.2975e-06 | 9.6876e-05 | 0.21477 | TRC/PCT less than one
[11 empty] | Commercial/Industrial | Offices | New | Ceiling Insulation(R12 to R38) | 0.29453 | 0.7964 | -0.68424 | 4.2975e-06 | 9.6876e-05 | 0.21477 | TRC score less than one | Commercial/Industrial | Assembly | New | Premium T8 - Fixture Replacement | 0.43403 | 1.1217 | -22.5154 | 0.0073619 | 0.0016841 | 30.3706 | RIM/PCT less than one | Commercial/Industrial | Miscellaneous | New | Ceiling Insulation(R12 to R38) | 0.29453 | 0.7964 | -0.68424 | 4.2975e-06 | 9.6876e-05 | 0.21477 | TRC/PCT less than one
[11 empty] | Commercial/Industrial | Schools K-12 | New | Ceiling Insulation(R12 to R38) | 0.29453 | 0.7964 | -0.68424 | 4.2975e-06 | 9.6876e-05 | 0.21477 | TRC score less than one | Commercial/Industrial | Warehouse | Existing | Smart Strip Plug Outlet | 0.074499 | 1.0784 | -25.304 | 0.0012232 | 0 | 8.2262 | RIM/PCT less than one | Commercial/Industrial | Offices | New | Ceiling Insulation(R12 to R38) | 0.29453 | 0.7964 | -0.68424 | 4.2975e-06 | 9.6876e-05 | 0.21477 | TRC/PCT less than one
[11 empty] | Commercial/Industrial | Institutional | Existing | Dedicated Outdoor Air System on VRF unit | 0.29428 | 1.2995 | -1851.4366 | 0.1347 | 0.13614 | 442.6603 | TRC score less than one | Commercial/Industrial | Warehouse | New | Smart Strip Plug Outlet | 0.074499 | 1.0784 | -25.304 | 0.0012232 | 0 | 8.2262 | RIM/PCT less than one | Commercial/Industrial | Schools K-12 | New | Ceiling Insulation(R12 to R38) | 0.29453 | 0.7964 | -0.68424 | 4.2975e-06 | 9.6876e-05 | 0.21477 | TRC/PCT less than one
[11 empty] | Commercial/Industrial | Institutional | New | Dedicated Outdoor Air System on VRF unit | 0.29428 | 1.2995 | -1851.4366 | 0.1347 | 0.13614 | 442.6603 | TRC score less than one | Commercial/Industrial | Schools K-12 | Turnover | Premium T8 - Fixture Replacement | 0.35743 | 1.1168 | -28.5372 | 0.0060897 | 0.0013931 | 25.1222 | RIM/PCT less than one | Commercial/Industrial | Institutional | Existing | Dedicated Outdoor Air System on VRF unit | 0.29428 | 1.2995 | -1851.4366 | 0.1347 | 0.13614 | 442.6603 | TRC/PCT less than one
[11 empty] | Commercial/Industrial | Assembly | New | ENERGY STAR Commercial Clothes Washer | 0.29261 | 1.7894 | -941.7704 | 0 | 0 | 1060.1591 | TRC score less than one | Commercial/Industrial | Schools K-12 | New | Premium T8 - Fixture Replacement | 0.35743 | 1.1168 | -28.5372 | 0.0060897 | 0.0013931 | 25.1222 | RIM/PCT less than one | Commercial/Industrial | Institutional | New | Dedicated Outdoor Air System on VRF unit | 0.29428 | 1.2995 | -1851.4366 | 0.1347 | 0.13614 | 442.6603 | TRC/PCT less than one
[11 empty] | Commercial/Industrial | Institutional | New | ENERGY STAR Commercial Clothes Washer | 0.29261 | 1.7894 | -941.7704 | 0 | 0 | 1060.1591 | TRC score less than one | Commercial/Industrial | Offices | Existing | HVAC tune-up | 0.50295 | 1.0673 | -36.2797 | 0.036948 | 0.006726 | 186.1025 | RIM/PCT less than one | Commercial/Industrial | Assembly | Turnover | ENERGY STAR Commercial Clothes Washer | 0.29261 | 1.7894 | -941.7704 | 0 | 0 | 1060.1591 | TRC/PCT less than one
[11 empty] | Commercial/Industrial | Miscellaneous | New | ENERGY STAR Commercial Clothes Washer | 0.29261 | 1.7894 | -941.7704 | 0 | 0 | 1060.1591 | TRC score less than one | Commercial/Industrial | Offices | New | HVAC tune-up | 0.50295 | 1.0673 | -36.2797 | 0.036948 | 0.006726 | 186.1025 | RIM/PCT less than one | Commercial/Industrial | Institutional | Turnover | ENERGY STAR Commercial Clothes Washer | 0.29261 | 1.7894 | -941.7704 | 0 | 0 | 1060.1591 | TRC/PCT less than one
[11 empty] | Commercial/Industrial | Restaurants | New | ENERGY STAR Commercial Clothes Washer | 0.29261 | 1.7894 | -941.7704 | 0 | 0 | 1060.1591 | TRC score less than one | Commercial/Industrial | Schools K-12 | Existing | HVAC tune-up | 0.49338 | 1.0673 | -38.4553 | 0.036244 | 0.006598 | 182.5601 | RIM/PCT less than one | Commercial/Industrial | Miscellaneous | Turnover | ENERGY STAR Commercial Clothes Washer | 0.29261 | 1.7894 | -941.7704 | 0 | 0 | 1060.1591 | TRC/PCT less than one
[11 empty] | Commercial/Industrial | Warehouse | New | ENERGY STAR Commercial Clothes Washer | 0.29261 | 1.7894 | -941.7704 | 0 | 0 | 1060.1591 | TRC score less than one | Commercial/Industrial | Schools K-12 | New | HVAC tune-up | 0.49338 | 1.0673 | -38.4553 | 0.036244 | 0.006598 | 182.5601 | RIM/PCT less than one | Commercial/Industrial | Restaurants | Turnover | ENERGY STAR Commercial Clothes Washer | 0.29261 | 1.7894 | -941.7704 | 0 | 0 | 1060.1591 | TRC/PCT less than one
[11 empty] | Commercial/Industrial | Assembly | Turnover | ENERGY STAR Commercial Clothes Washer | 0.29261 | 1.7894 | -941.7704 | 0 | 0 | 1060.1591 | TRC score less than one | Commercial/Industrial | Miscellaneous | Existing | Green Roof | 0.0041554 | 1.3159 | -45.7587 | 2.0949e-05 | 0 | 0.16236 | RIM/PCT less than one | Commercial/Industrial | Warehouse | Turnover | ENERGY STAR Commercial Clothes Washer | 0.29261 | 1.7894 | -941.7704 | 0 | 0 | 1060.1591 | TRC/PCT less than one
[11 empty] | Commercial/Industrial | Institutional | Turnover | ENERGY STAR Commercial Clothes Washer | 0.29261 | 1.7894 | -941.7704 | 0 | 0 | 1060.1591 | TRC score less than one | Commercial/Industrial | Warehouse | Existing | Green Roof | 0.0041554 | 1.3159 | -45.7587 | 2.0949e-05 | 0 | 0.16236 | RIM/PCT less than one | Commercial/Industrial | Assembly | New | ENERGY STAR Commercial Clothes Washer | 0.29261 | 1.7894 | -941.7704 | 0 | 0 | 1060.1591 | TRC/PCT less than one
[11 empty] | Commercial/Industrial | Miscellaneous | Turnover | ENERGY STAR Commercial Clothes Washer | 0.29261 | 1.7894 | -941.7704 | 0 | 0 | 1060.1591 | TRC score less than one | Commercial/Industrial | Miscellaneous | New | Green Roof | 0.0040747 | 1.3159 | -45.7642 | 2.0542e-05 | 0 | 0.15921 | RIM/PCT less than one | Commercial/Industrial | Institutional | New | ENERGY STAR Commercial Clothes Washer | 0.29261 | 1.7894 | -941.7704 | 0 | 0 | 1060.1591 | TRC/PCT less than one
[11 empty] | Commercial/Industrial | Restaurants | Turnover | ENERGY STAR Commercial Clothes Washer | 0.29261 | 1.7894 | -941.7704 | 0 | 0 | 1060.1591 | TRC score less than one | Commercial/Industrial | Warehouse | New | Green Roof | 0.0040747 | 1.3159 | -45.7642 | 2.0542e-05 | 0 | 0.15921 | RIM/PCT less than one | Commercial/Industrial | Miscellaneous | New | ENERGY STAR Commercial Clothes Washer | 0.29261 | 1.7894 | -941.7704 | 0 | 0 | 1060.1591 | TRC/PCT less than one
[11 empty] | Commercial/Industrial | Warehouse | Turnover | ENERGY STAR Commercial Clothes Washer | 0.29261 | 1.7894 | -941.7704 | 0 | 0 | 1060.1591 | TRC score less than one | Commercial/Industrial | Assembly | Existing | HVAC tune-up | 0.44667 | 1.0668 | -49.0222 | 0.032828 | 0.0059761 | 165.3541 | RIM/PCT less than one | Commercial/Industrial | Restaurants | New | ENERGY STAR Commercial Clothes Washer | 0.29261 | 1.7894 | -941.7704 | 0 | 0 | 1060.1591 | TRC/PCT less than one
[11 empty] | Commercial/Industrial | Assembly | New | Tank Wrap on Water Heater | 0.29195 | 1.3618 | -288.3984 | 0.025292 | 0.025805 | 252.4943 | TRC score less than one | Commercial/Industrial | Assembly | New | HVAC tune-up | 0.44667 | 1.0668 | -49.0222 | 0.032828 | 0.0059761 | 165.3541 | RIM/PCT less than one | Commercial/Industrial | Warehouse | New | ENERGY STAR Commercial Clothes Washer | 0.29261 | 1.7894 | -941.7704 | 0 | 0 | 1060.1591 | TRC/PCT less than one
[11 empty] | Commercial/Industrial | Grocery | New | Tank Wrap on Water Heater | 0.29195 | 1.3618 | -288.3984 | 0.025292 | 0.025805 | 252.4943 | TRC score less than one | Commercial/Industrial | Assembly | Existing | Bi-Level Lighting Control (Exterior) | 0.69563 | 1.8689 | -69.1245 | 0 | 0 | 1357.8 | RIM/PCT less than one | Commercial/Industrial | Assembly | New | Tank Wrap on Water Heater | 0.29195 | 1.3618 | -288.3984 | 0.025292 | 0.025805 | 252.4943 | TRC/PCT less than one
[11 empty] | Commercial/Industrial | Healthcare | New | Tank Wrap on Water Heater | 0.29195 | 1.3618 | -288.3984 | 0.025292 | 0.025805 | 252.4943 | TRC score less than one | Commercial/Industrial | College and University | Existing | Bi-Level Lighting Control (Exterior) | 0.69563 | 1.8689 | -69.1245 | 0 | 0 | 1357.8 | RIM/PCT less than one | Commercial/Industrial | Grocery | New | Tank Wrap on Water Heater | 0.29195 | 1.3618 | -288.3984 | 0.025292 | 0.025805 | 252.4943 | TRC/PCT less than one
[11 empty] | Commercial/Industrial | Restaurants | New | Tank Wrap on Water Heater | 0.29195 | 1.3618 | -576.7968 | 0.050584 | 0.05161 | 504.9886 | TRC score less than one | Commercial/Industrial | Grocery | Existing | Bi-Level Lighting Control (Exterior) | 0.69563 | 1.8689 | -69.1245 | 0 | 0 | 1357.8 | RIM/PCT less than one | Commercial/Industrial | Healthcare | New | Tank Wrap on Water Heater | 0.29195 | 1.3618 | -288.3984 | 0.025292 | 0.025805 | 252.4943 | TRC/PCT less than one
[11 empty] | Commercial/Industrial | Schools K-12 | New | Tank Wrap on Water Heater | 0.29195 | 1.3618 | -288.3984 | 0.025292 | 0.025805 | 252.4943 | TRC score less than one | Commercial/Industrial | Healthcare | Existing | Bi-Level Lighting Control (Exterior) | 0.69563 | 1.8689 | -69.1245 | 0 | 0 | 1357.8 | RIM/PCT less than one | Commercial/Industrial | Restaurants | New | Tank Wrap on Water Heater | 0.29195 | 1.3618 | -576.7968 | 0.050584 | 0.05161 | 504.9886 | TRC/PCT less than one
[11 empty] | Commercial/Industrial | Warehouse | New | Tank Wrap on Water Heater | 0.29195 | 1.3618 | -288.3984 | 0.025292 | 0.025805 | 252.4943 | TRC score less than one | Commercial/Industrial | Hospitals | Existing | Bi-Level Lighting Control (Exterior) | 0.69563 | 1.8689 | -69.1245 | 0 | 0 | 1357.8 | RIM/PCT less than one | Commercial/Industrial | Schools K-12 | New | Tank Wrap on Water Heater | 0.29195 | 1.3618 | -288.3984 | 0.025292 | 0.025805 | 252.4943 | TRC/PCT less than one
[11 empty] | Commercial/Industrial | Hospitals | New | Tank Wrap on Water Heater | 0.29186 | 1.3614 | -4325.976 | 0.37938 | 0.38708 | 3787.4147 | TRC score less than one | Commercial/Industrial | Institutional | Existing | Bi-Level Lighting Control (Exterior) | 0.69563 | 1.8689 | -69.1245 | 0 | 0 | 1357.8 | RIM/PCT less than one | Commercial/Industrial | Warehouse | New | Tank Wrap on Water Heater | 0.29195 | 1.3618 | -288.3984 | 0.025292 | 0.025805 | 252.4943 | TRC/PCT less than one
[11 empty] | Commercial/Industrial | College and University | New | Tank Wrap on Water Heater | 0.29186 | 1.3614 | -2883.984 | 0.25292 | 0.25805 | 2524.9431 | TRC score less than one | Commercial/Industrial | Lodging/Hospitality | Existing | Bi-Level Lighting Control (Exterior) | 0.69563 | 1.8689 | -69.1245 | 0 | 0 | 1357.8 | RIM/PCT less than one | Commercial/Industrial | Hospitals | New | Tank Wrap on Water Heater | 0.29186 | 1.3614 | -4325.976 | 0.37938 | 0.38708 | 3787.4147 | TRC/PCT less than one
[11 empty] | Commercial/Industrial | Miscellaneous | New | Tank Wrap on Water Heater | 0.29186 | 1.3614 | -5767.968 | 0.50584 | 0.5161 | 5049.8862 | TRC score less than one | Commercial/Industrial | Miscellaneous | Existing | Bi-Level Lighting Control (Exterior) | 0.69563 | 1.8689 | -69.1245 | 0 | 0 | 1357.8 | RIM/PCT less than one | Commercial/Industrial | College and University | New | Tank Wrap on Water Heater | 0.29186 | 1.3614 | -2883.984 | 0.25292 | 0.25805 | 2524.9431 | TRC/PCT less than one
[11 empty] | Commercial/Industrial | Institutional | New | Tank Wrap on Water Heater | 0.29185 | 1.3614 | -7209.9601 | 0.6323 | 0.64513 | 6312.3578 | TRC score less than one | Commercial/Industrial | Offices | Existing | Bi-Level Lighting Control (Exterior) | 0.69563 | 1.8689 | -69.1245 | 0 | 0 | 1357.8 | RIM/PCT less than one | Commercial/Industrial | Miscellaneous | New | Tank Wrap on Water Heater | 0.29186 | 1.3614 | -5767.968 | 0.50584 | 0.5161 | 5049.8862 | TRC/PCT less than one
[11 empty] | Commercial/Industrial | Lodging/Hospitality | New | Tank Wrap on Water Heater | 0.29181 | 1.3612 | -865.1952 | 0.075876 | 0.077415 | 757.4829 | TRC score less than one | Commercial/Industrial | Restaurants | Existing | Bi-Level Lighting Control (Exterior) | 0.69563 | 1.8689 | -69.1245 | 0 | 0 | 1357.8 | RIM/PCT less than one | Commercial/Industrial | Institutional | New | Tank Wrap on Water Heater | 0.29185 | 1.3614 | -7209.9601 | 0.6323 | 0.64513 | 6312.3578 | TRC/PCT less than one
[11 empty] | Commercial/Industrial | Offices | New | Tank Wrap on Water Heater | 0.29181 | 1.3612 | -865.1952 | 0.075876 | 0.077415 | 757.4829 | TRC score less than one | Commercial/Industrial | Retail | Existing | Bi-Level Lighting Control (Exterior) | 0.69563 | 1.8689 | -69.1245 | 0 | 0 | 1357.8 | RIM/PCT less than one | Commercial/Industrial | Lodging/Hospitality | New | Tank Wrap on Water Heater | 0.29181 | 1.3612 | -865.1952 | 0.075876 | 0.077415 | 757.4829 | TRC/PCT less than one
[11 empty] | Commercial/Industrial | Retail | New | Tank Wrap on Water Heater | 0.29181 | 1.3612 | -865.1952 | 0.075876 | 0.077415 | 757.4829 | TRC score less than one | Commercial/Industrial | Schools K-12 | Existing | Bi-Level Lighting Control (Exterior) | 0.69563 | 1.8689 | -69.1245 | 0 | 0 | 1357.8 | RIM/PCT less than one | Commercial/Industrial | Offices | New | Tank Wrap on Water Heater | 0.29181 | 1.3612 | -865.1952 | 0.075876 | 0.077415 | 757.4829 | TRC/PCT less than one
[11 empty] | Commercial/Industrial | Warehouse | Existing | Retro-Commissioning | 0.2883 | 0.69057 | -6213.0727 | 1.3198 | 4.0919 | 7894.4 | TRC score less than one | Commercial/Industrial | Warehouse | Existing | Bi-Level Lighting Control (Exterior) | 0.69563 | 1.8689 | -69.1245 | 0 | 0 | 1357.8 | RIM/PCT less than one | Commercial/Industrial | Retail | New | Tank Wrap on Water Heater | 0.29181 | 1.3612 | -865.1952 | 0.075876 | 0.077415 | 757.4829 | TRC/PCT less than one
[11 empty] | Commercial/Industrial | Warehouse | New | Retro-Commissioning | 0.2883 | 0.69057 | -6213.0727 | 1.3198 | 4.0919 | 7894.4 | TRC score less than one | Commercial/Industrial | Assembly | New | Bi-Level Lighting Control (Exterior) | 0.69563 | 1.8689 | -69.1245 | 0 | 0 | 1357.8 | RIM/PCT less than one | Commercial/Industrial | Warehouse | Existing | Retro-Commissioning | 0.2883 | 0.69057 | -6213.0727 | 1.3198 | 4.0919 | 7894.4 | TRC/PCT less than one
[11 empty] | Commercial/Industrial | Assembly | Existing | Roof Insulation | 0.28603 | 0.7964 | -0.90264 | 5.3158e-06 | 0.00011983 | 0.26565 | TRC score less than one | Commercial/Industrial | College and University | New | Bi-Level Lighting Control (Exterior) | 0.69563 | 1.8689 | -69.1245 | 0 | 0 | 1357.8 | RIM/PCT less than one | Commercial/Industrial | Warehouse | New | Retro-Commissioning | 0.2883 | 0.69057 | -6213.0727 | 1.3198 | 4.0919 | 7894.4 | TRC/PCT less than one
[11 empty] | Commercial/Industrial | Healthcare | Existing | Roof Insulation | 0.28603 | 0.7964 | -0.90264 | 5.3158e-06 | 0.00011983 | 0.26565 | TRC score less than one | Commercial/Industrial | Grocery | New | Bi-Level Lighting Control (Exterior) | 0.69563 | 1.8689 | -69.1245 | 0 | 0 | 1357.8 | RIM/PCT less than one | Commercial/Industrial | Assembly | Existing | Roof Insulation | 0.28603 | 0.7964 | -0.90264 | 5.3158e-06 | 0.00011983 | 0.26565 | TRC/PCT less than one
[11 empty] | Commercial/Industrial | Institutional | Existing | Roof Insulation | 0.28603 | 0.7964 | -0.90264 | 5.3158e-06 | 0.00011983 | 0.26565 | TRC score less than one | Commercial/Industrial | Healthcare | New | Bi-Level Lighting Control (Exterior) | 0.69563 | 1.8689 | -69.1245 | 0 | 0 | 1357.8 | RIM/PCT less than one | Commercial/Industrial | Healthcare | Existing | Roof Insulation | 0.28603 | 0.7964 | -0.90264 | 5.3158e-06 | 0.00011983 | 0.26565 | TRC/PCT less than one
[11 empty] | Commercial/Industrial | Miscellaneous | Existing | Roof Insulation | 0.28603 | 0.7964 | -0.90264 | 5.3158e-06 | 0.00011983 | 0.26565 | TRC score less than one | Commercial/Industrial | Hospitals | New | Bi-Level Lighting Control (Exterior) | 0.69563 | 1.8689 | -69.1245 | 0 | 0 | 1357.8 | RIM/PCT less than one | Commercial/Industrial | Institutional | Existing | Roof Insulation | 0.28603 | 0.7964 | -0.90264 | 5.3158e-06 | 0.00011983 | 0.26565 | TRC/PCT less than one
[11 empty] | Commercial/Industrial | Offices | Existing | Roof Insulation | 0.28603 | 0.7964 | -0.90264 | 5.3158e-06 | 0.00011983 | 0.26565 | TRC score less than one | Commercial/Industrial | Institutional | New | Bi-Level Lighting Control (Exterior) | 0.69563 | 1.8689 | -69.1245 | 0 | 0 | 1357.8 | RIM/PCT less than one | Commercial/Industrial | Miscellaneous | Existing | Roof Insulation | 0.28603 | 0.7964 | -0.90264 | 5.3158e-06 | 0.00011983 | 0.26565 | TRC/PCT less than one
[11 empty] | Commercial/Industrial | Schools K-12 | Existing | Roof Insulation | 0.28603 | 0.7964 | -0.90264 | 5.3158e-06 | 0.00011983 | 0.26565 | TRC score less than one | Commercial/Industrial | Lodging/Hospitality | New | Bi-Level Lighting Control (Exterior) | 0.69563 | 1.8689 | -69.1245 | 0 | 0 | 1357.8 | RIM/PCT less than one | Commercial/Industrial | Offices | Existing | Roof Insulation | 0.28603 | 0.7964 | -0.90264 | 5.3158e-06 | 0.00011983 | 0.26565 | TRC/PCT less than one
[11 empty] | Commercial/Industrial | Lodging/Hospitality | Existing | Bi-Level Lighting Control (Interior) | 0.28555 | 1.7353 | -651.3683 | 0.0071882 | 0 | 581.87 | TRC score less than one | Commercial/Industrial | Miscellaneous | New | Bi-Level Lighting Control (Exterior) | 0.69563 | 1.8689 | -69.1245 | 0 | 0 | 1357.8 | RIM/PCT less than one | Commercial/Industrial | Schools K-12 | Existing | Roof Insulation | 0.28603 | 0.7964 | -0.90264 | 5.3158e-06 | 0.00011983 | 0.26565 | TRC/PCT less than one
[11 empty] | Commercial/Industrial | Lodging/Hospitality | New | Bi-Level Lighting Control (Interior) | 0.28555 | 1.7353 | -651.3683 | 0.0071882 | 0 | 581.87 | TRC score less than one | Commercial/Industrial | Offices | New | Bi-Level Lighting Control (Exterior) | 0.69563 | 1.8689 | -69.1245 | 0 | 0 | 1357.8 | RIM/PCT less than one | Commercial/Industrial | Lodging/Hospitality | Existing | Bi-Level Lighting Control (Interior) | 0.28555 | 1.7353 | -651.3683 | 0.0071882 | 0 | 581.87 | TRC/PCT less than one
[11 empty] | Commercial/Industrial | Warehouse | Existing | Bi-Level Lighting Control (Interior) | 0.28409 | 1.8014 | -654.1634 | 0.0016296 | 0 | 592.72 | TRC score less than one | Commercial/Industrial | Restaurants | New | Bi-Level Lighting Control (Exterior) | 0.69563 | 1.8689 | -69.1245 | 0 | 0 | 1357.8 | RIM/PCT less than one | Commercial/Industrial | Lodging/Hospitality | New | Bi-Level Lighting Control (Interior) | 0.28555 | 1.7353 | -651.3683 | 0.0071882 | 0 | 581.87 | TRC/PCT less than one
[11 empty] | Commercial/Industrial | Warehouse | New | Bi-Level Lighting Control (Interior) | 0.28409 | 1.8014 | -654.1634 | 0.0016296 | 0 | 592.72 | TRC score less than one | Commercial/Industrial | Retail | New | Bi-Level Lighting Control (Exterior) | 0.69563 | 1.8689 | -69.1245 | 0 | 0 | 1357.8 | RIM/PCT less than one | Commercial/Industrial | Warehouse | Existing | Bi-Level Lighting Control (Interior) | 0.28409 | 1.8014 | -654.1634 | 0.0016296 | 0 | 592.72 | TRC/PCT less than one
[11 empty] | Commercial/Industrial | Lodging/Hospitality | Existing | Warehouse Loading Dock Seals | 0.28228 | 1.1566 | -0.46457 | 1.7702e-05 | 3.1584e-05 | 0.15599 | TRC score less than one | Commercial/Industrial | Schools K-12 | New | Bi-Level Lighting Control (Exterior) | 0.69563 | 1.8689 | -69.1245 | 0 | 0 | 1357.8 | RIM/PCT less than one | Commercial/Industrial | Warehouse | New | Bi-Level Lighting Control (Interior) | 0.28409 | 1.8014 | -654.1634 | 0.0016296 | 0 | 592.72 | TRC/PCT less than one
[11 empty] | Commercial/Industrial | Retail | Existing | Smart Strip Plug Outlet | 0.28161 | 1.108 | -16.2572 | 0.0045002 | 0.0031276 | 30.265 | TRC score less than one | Commercial/Industrial | Warehouse | New | Bi-Level Lighting Control (Exterior) | 0.69563 | 1.8689 | -69.1245 | 0 | 0 | 1357.8 | RIM/PCT less than one | Commercial/Industrial | Lodging/Hospitality | Existing | Warehouse Loading Dock Seals | 0.28228 | 1.1566 | -0.46457 | 1.7702e-05 | 3.1584e-05 | 0.15599 | TRC/PCT less than one
[11 empty] | Commercial/Industrial | Retail | New | Smart Strip Plug Outlet | 0.28161 | 1.108 | -16.2572 | 0.0045002 | 0.0031276 | 30.265 | TRC score less than one | Commercial/Industrial | Institutional | Existing | Programmable Thermostat | 0.70453 | 1.7604 | -70.5374 | 0.099841 | -1.3816 | 8408.4813 | RIM/PCT less than one | Commercial/Industrial | Retail | Existing | Smart Strip Plug Outlet | 0.28161 | 1.108 | -16.2572 | 0.0045002 | 0.0031276 | 30.265 | TRC/PCT less than one
[11 empty] | Commercial/Industrial | Lodging/Hospitality | New | Warehouse Loading Dock Seals | 0.27795 | 1.1566 | -0.47002 | 1.743e-05 | 3.1099e-05 | 0.1536 | TRC score less than one | Commercial/Industrial | Institutional | New | Programmable Thermostat | 0.70453 | 1.7604 | -70.5374 | 0.099841 | -1.3816 | 8408.4813 | RIM/PCT less than one | Commercial/Industrial | Retail | New | Smart Strip Plug Outlet | 0.28161 | 1.108 | -16.2572 | 0.0045002 | 0.0031276 | 30.265 | TRC/PCT less than one
[11 empty] | Commercial/Industrial | Warehouse | Existing | Ceiling Insulation(R12 to R38) | 0.27633 | 1.2544 | -0.90885 | 2.4751e-05 | 4.4161e-05 | 0.21811 | TRC score less than one | Commercial/Industrial | Warehouse | Existing | Interior Lighting Controls | 0.60821 | 1.8228 | -75.8422 | 0 | 0 | 535.36 | RIM/PCT less than one | Commercial/Industrial | Lodging/Hospitality | New | Warehouse Loading Dock Seals | 0.27795 | 1.1566 | -0.47002 | 1.743e-05 | 3.1099e-05 | 0.1536 | TRC/PCT less than one
[11 empty] | Commercial/Industrial | Assembly | Existing | Smart Thermostat | 0.27336 | 1.7605 | -7735.5008 | 0.057087 | -0.78999 | 4807.8235 | TRC score less than one | Commercial/Industrial | Warehouse | New | Interior Lighting Controls | 0.60821 | 1.8228 | -75.8422 | 0 | 0 | 535.36 | RIM/PCT less than one | Commercial/Industrial | Warehouse | Existing | Ceiling Insulation(R12 to R38) | 0.27633 | 1.2544 | -0.90885 | 2.4751e-05 | 4.4161e-05 | 0.21811 | TRC/PCT less than one
[11 empty] | Commercial/Industrial | Assembly | New | Smart Thermostat | 0.27336 | 1.7605 | -7735.5008 | 0.057087 | -0.78999 | 4807.8235 | TRC score less than one | Commercial/Industrial | Lodging/Hospitality | Existing | Interior Lighting Controls | 0.59707 | 1.8228 | -82.6641 | 0 | 0 | 525.56 | RIM/PCT less than one | Commercial/Industrial | Assembly | Existing | Smart Thermostat | 0.27336 | 1.7605 | -7735.5008 | 0.057087 | -0.78999 | 4807.8235 | TRC/PCT less than one
[11 empty] | Commercial/Industrial | Warehouse | New | Ceiling Insulation(R12 to R38) | 0.27209 | 1.2544 | -0.9184 | 2.4371e-05 | 4.3484e-05 | 0.21477 | TRC score less than one | Commercial/Industrial | Lodging/Hospitality | New | Interior Lighting Controls | 0.59707 | 1.8228 | -82.6641 | 0 | 0 | 525.56 | RIM/PCT less than one | Commercial/Industrial | Assembly | New | Smart Thermostat | 0.27336 | 1.7605 | -7735.5008 | 0.057087 | -0.78999 | 4807.8235 | TRC/PCT less than one
[11 empty] | Commercial/Industrial | Assembly | New | Induction Cooktops | 0.26431 | 1.2274 | -4998.4471 | 0.4257 | 0.17529 | 1974.24 | TRC score less than one | Commercial/Industrial | College and University | Existing | Engine Block Timer | 0.42596 | 1.2317 | -86.9013 | 0.032279 | 0.032279 | 259.2 | RIM/PCT less than one | Commercial/Industrial | Warehouse | New | Ceiling Insulation(R12 to R38) | 0.27209 | 1.2544 | -0.9184 | 2.4371e-05 | 4.3484e-05 | 0.21477 | TRC/PCT less than one
[11 empty] | Commercial/Industrial | College and University | New | Induction Cooktops | 0.26431 | 1.2274 | -4998.4471 | 0.4257 | 0.17529 | 1974.24 | TRC score less than one | Commercial/Industrial | Hospitals | Existing | Engine Block Timer | 0.42596 | 1.2317 | -86.9013 | 0.032279 | 0.032279 | 259.2 | RIM/PCT less than one | Commercial/Industrial | Assembly | Turnover | Induction Cooktops | 0.26431 | 1.2274 | -4998.4471 | 0.4257 | 0.17529 | 1974.24 | TRC/PCT less than one
[11 empty] | Commercial/Industrial | Grocery | New | Induction Cooktops | 0.26431 | 1.2274 | -4998.4471 | 0.4257 | 0.17529 | 1974.24 | TRC score less than one | Commercial/Industrial | College and University | New | Engine Block Timer | 0.42596 | 1.2317 | -86.9013 | 0.032279 | 0.032279 | 259.2 | RIM/PCT less than one | Commercial/Industrial | College and University | Turnover | Induction Cooktops | 0.26431 | 1.2274 | -4998.4471 | 0.4257 | 0.17529 | 1974.24 | TRC/PCT less than one
[11 empty] | Commercial/Industrial | Healthcare | New | Induction Cooktops | 0.26431 | 1.2274 | -4998.4471 | 0.4257 | 0.17529 | 1974.24 | TRC score less than one | Commercial/Industrial | Hospitals | New | Engine Block Timer | 0.42596 | 1.2317 | -86.9013 | 0.032279 | 0.032279 | 259.2 | RIM/PCT less than one | Commercial/Industrial | Grocery | Turnover | Induction Cooktops | 0.26431 | 1.2274 | -4998.4471 | 0.4257 | 0.17529 | 1974.24 | TRC/PCT less than one
[11 empty] | Commercial/Industrial | Hospitals | New | Induction Cooktops | 0.26431 | 1.2274 | -4998.4471 | 0.4257 | 0.17529 | 1974.24 | TRC score less than one | Commercial/Industrial | Miscellaneous | Existing | HVAC tune-up | 0.24952 | 1.067 | -93.8541 | 0.018336 | 0.0033378 | 92.3554 | RIM/PCT less than one | Commercial/Industrial | Healthcare | Turnover | Induction Cooktops | 0.26431 | 1.2274 | -4998.4471 | 0.4257 | 0.17529 | 1974.24 | TRC/PCT less than one
[11 empty] | Commercial/Industrial | Institutional | New | Induction Cooktops | 0.26431 | 1.2274 | -4998.4471 | 0.4257 | 0.17529 | 1974.24 | TRC score less than one | Commercial/Industrial | Miscellaneous | New | HVAC tune-up | 0.24952 | 1.067 | -93.8541 | 0.018336 | 0.0033378 | 92.3554 | RIM/PCT less than one | Commercial/Industrial | Hospitals | Turnover | Induction Cooktops | 0.26431 | 1.2274 | -4998.4471 | 0.4257 | 0.17529 | 1974.24 | TRC/PCT less than one
[11 empty] | Commercial/Industrial | Lodging/Hospitality | New | Induction Cooktops | 0.26431 | 1.2274 | -4998.4471 | 0.4257 | 0.17529 | 1974.24 | TRC score less than one | Commercial/Industrial | Grocery | Existing | HVAC tune-up | 0.24647 | 1.0657 | -94.4757 | 0.018135 | 0.0033013 | 91.3433 | RIM/PCT less than one | Commercial/Industrial | Institutional | Turnover | Induction Cooktops | 0.26431 | 1.2274 | -4998.4471 | 0.4257 | 0.17529 | 1974.24 | TRC/PCT less than one
[11 empty] | Commercial/Industrial | Miscellaneous | New | Induction Cooktops | 0.26431 | 1.2274 | -4998.4471 | 0.4257 | 0.17529 | 1974.24 | TRC score less than one | Commercial/Industrial | Grocery | New | HVAC tune-up | 0.24647 | 1.0657 | -94.4757 | 0.018135 | 0.0033013 | 91.3433 | RIM/PCT less than one | Commercial/Industrial | Lodging/Hospitality | Turnover | Induction Cooktops | 0.26431 | 1.2274 | -4998.4471 | 0.4257 | 0.17529 | 1974.24 | TRC/PCT less than one
[11 empty] | Commercial/Industrial | Offices | New | Induction Cooktops | 0.26431 | 1.2274 | -4998.4471 | 0.4257 | 0.17529 | 1974.24 | TRC score less than one | Commercial/Industrial | Institutional | Existing | HVAC tune-up | 0.2411 | 1.0661 | -95.7189 | 0.017733 | 0.0032281 | 89.3191 | RIM/PCT less than one | Commercial/Industrial | Miscellaneous | Turnover | Induction Cooktops | 0.26431 | 1.2274 | -4998.4471 | 0.4257 | 0.17529 | 1974.24 | TRC/PCT less than one
[11 empty] | Commercial/Industrial | Restaurants | New | Induction Cooktops | 0.26431 | 1.2274 | -4998.4471 | 0.4257 | 0.17529 | 1974.24 | TRC score less than one | Commercial/Industrial | Institutional | New | HVAC tune-up | 0.2411 | 1.0661 | -95.7189 | 0.017733 | 0.0032281 | 89.3191 | RIM/PCT less than one | Commercial/Industrial | Offices | Turnover | Induction Cooktops | 0.26431 | 1.2274 | -4998.4471 | 0.4257 | 0.17529 | 1974.24 | TRC/PCT less than one
[11 empty] | Commercial/Industrial | Retail | New | Induction Cooktops | 0.26431 | 1.2274 | -4998.4471 | 0.4257 | 0.17529 | 1974.24 | TRC score less than one | Commercial/Industrial | Institutional | Existing | Engine Block Timer | 0.36517 | 1.4494 | -108.0349 | 0.012328 | 0.012951 | 259.2 | RIM/PCT less than one | Commercial/Industrial | Restaurants | Turnover | Induction Cooktops | 0.26431 | 1.2274 | -4998.4471 | 0.4257 | 0.17529 | 1974.24 | TRC/PCT less than one
[11 empty] | Commercial/Industrial | Schools K-12 | New | Induction Cooktops | 0.26431 | 1.2274 | -4998.4471 | 0.4257 | 0.17529 | 1974.24 | TRC score less than one | Commercial/Industrial | Miscellaneous | Existing | Engine Block Timer | 0.36517 | 1.4494 | -108.0349 | 0.012328 | 0.012951 | 259.2 | RIM/PCT less than one | Commercial/Industrial | Retail | Turnover | Induction Cooktops | 0.26431 | 1.2274 | -4998.4471 | 0.4257 | 0.17529 | 1974.24 | TRC/PCT less than one
[11 empty] | Commercial/Industrial | Warehouse | New | Induction Cooktops | 0.26431 | 1.2274 | -4998.4471 | 0.4257 | 0.17529 | 1974.24 | TRC score less than one | Commercial/Industrial | Offices | Existing | Engine Block Timer | 0.36517 | 1.4494 | -108.0349 | 0.012328 | 0.012951 | 259.2 | RIM/PCT less than one | Commercial/Industrial | Schools K-12 | Turnover | Induction Cooktops | 0.26431 | 1.2274 | -4998.4471 | 0.4257 | 0.17529 | 1974.24 | TRC/PCT less than one
[11 empty] | Commercial/Industrial | Assembly | Turnover | Induction Cooktops | 0.26431 | 1.2274 | -4998.4471 | 0.4257 | 0.17529 | 1974.24 | TRC score less than one | Commercial/Industrial | Restaurants | Existing | Engine Block Timer | 0.36517 | 1.4494 | -108.0349 | 0.012328 | 0.012951 | 259.2 | RIM/PCT less than one | Commercial/Industrial | Warehouse | Turnover | Induction Cooktops | 0.26431 | 1.2274 | -4998.4471 | 0.4257 | 0.17529 | 1974.24 | TRC/PCT less than one
[11 empty] | Commercial/Industrial | College and University | Turnover | Induction Cooktops | 0.26431 | 1.2274 | -4998.4471 | 0.4257 | 0.17529 | 1974.24 | TRC score less than one | Commercial/Industrial | Retail | Existing | Engine Block Timer | 0.36517 | 1.4494 | -108.0349 | 0.012328 | 0.012951 | 259.2 | RIM/PCT less than one | Commercial/Industrial | Assembly | New | Induction Cooktops | 0.26431 | 1.2274 | -4998.4471 | 0.4257 | 0.17529 | 1974.24 | TRC/PCT less than one
[11 empty] | Commercial/Industrial | Grocery | Turnover | Induction Cooktops | 0.26431 | 1.2274 | -4998.4471 | 0.4257 | 0.17529 | 1974.24 | TRC score less than one | Commercial/Industrial | Schools K-12 | Existing | Engine Block Timer | 0.36517 | 1.4494 | -108.0349 | 0.012328 | 0.012951 | 259.2 | RIM/PCT less than one | Commercial/Industrial | College and University | New | Induction Cooktops | 0.26431 | 1.2274 | -4998.4471 | 0.4257 | 0.17529 | 1974.24 | TRC/PCT less than one
[11 empty] | Commercial/Industrial | Healthcare | Turnover | Induction Cooktops | 0.26431 | 1.2274 | -4998.4471 | 0.4257 | 0.17529 | 1974.24 | TRC score less than one | Commercial/Industrial | Warehouse | Existing | Engine Block Timer | 0.36517 | 1.4494 | -108.0349 | 0.012328 | 0.012951 | 259.2 | RIM/PCT less than one | Commercial/Industrial | Grocery | New | Induction Cooktops | 0.26431 | 1.2274 | -4998.4471 | 0.4257 | 0.17529 | 1974.24 | TRC/PCT less than one
[11 empty] | Commercial/Industrial | Hospitals | Turnover | Induction Cooktops | 0.26431 | 1.2274 | -4998.4471 | 0.4257 | 0.17529 | 1974.24 | TRC score less than one | Commercial/Industrial | Institutional | New | Engine Block Timer | 0.36517 | 1.4494 | -108.0349 | 0.012328 | 0.012951 | 259.2 | RIM/PCT less than one | Commercial/Industrial | Healthcare | New | Induction Cooktops | 0.26431 | 1.2274 | -4998.4471 | 0.4257 | 0.17529 | 1974.24 | TRC/PCT less than one
[11 empty] | Commercial/Industrial | Institutional | Turnover | Induction Cooktops | 0.26431 | 1.2274 | -4998.4471 | 0.4257 | 0.17529 | 1974.24 | TRC score less than one | Commercial/Industrial | Miscellaneous | New | Engine Block Timer | 0.36517 | 1.4494 | -108.0349 | 0.012328 | 0.012951 | 259.2 | RIM/PCT less than one | Commercial/Industrial | Hospitals | New | Induction Cooktops | 0.26431 | 1.2274 | -4998.4471 | 0.4257 | 0.17529 | 1974.24 | TRC/PCT less than one
[11 empty] | Commercial/Industrial | Lodging/Hospitality | Turnover | Induction Cooktops | 0.26431 | 1.2274 | -4998.4471 | 0.4257 | 0.17529 | 1974.24 | TRC score less than one | Commercial/Industrial | Offices | New | Engine Block Timer | 0.36517 | 1.4494 | -108.0349 | 0.012328 | 0.012951 | 259.2 | RIM/PCT less than one | Commercial/Industrial | Institutional | New | Induction Cooktops | 0.26431 | 1.2274 | -4998.4471 | 0.4257 | 0.17529 | 1974.24 | TRC/PCT less than one
[11 empty] | Commercial/Industrial | Miscellaneous | Turnover | Induction Cooktops | 0.26431 | 1.2274 | -4998.4471 | 0.4257 | 0.17529 | 1974.24 | TRC score less than one | Commercial/Industrial | Restaurants | New | Engine Block Timer | 0.36517 | 1.4494 | -108.0349 | 0.012328 | 0.012951 | 259.2 | RIM/PCT less than one | Commercial/Industrial | Lodging/Hospitality | New | Induction Cooktops | 0.26431 | 1.2274 | -4998.4471 | 0.4257 | 0.17529 | 1974.24 | TRC/PCT less than one
[11 empty] | Commercial/Industrial | Offices | Turnover | Induction Cooktops | 0.26431 | 1.2274 | -4998.4471 | 0.4257 | 0.17529 | 1974.24 | TRC score less than one | Commercial/Industrial | Retail | New | Engine Block Timer | 0.36517 | 1.4494 | -108.0349 | 0.012328 | 0.012951 | 259.2 | RIM/PCT less than one | Commercial/Industrial | Miscellaneous | New | Induction Cooktops | 0.26431 | 1.2274 | -4998.4471 | 0.4257 | 0.17529 | 1974.24 | TRC/PCT less than one
[11 empty] | Commercial/Industrial | Restaurants | Turnover | Induction Cooktops | 0.26431 | 1.2274 | -4998.4471 | 0.4257 | 0.17529 | 1974.24 | TRC score less than one | Commercial/Industrial | Schools K-12 | New | Engine Block Timer | 0.36517 | 1.4494 | -108.0349 | 0.012328 | 0.012951 | 259.2 | RIM/PCT less than one | Commercial/Industrial | Offices | New | Induction Cooktops | 0.26431 | 1.2274 | -4998.4471 | 0.4257 | 0.17529 | 1974.24 | TRC/PCT less than one
[11 empty] | Commercial/Industrial | Retail | Turnover | Induction Cooktops | 0.26431 | 1.2274 | -4998.4471 | 0.4257 | 0.17529 | 1974.24 | TRC score less than one | Commercial/Industrial | Warehouse | New | Engine Block Timer | 0.36517 | 1.4494 | -108.0349 | 0.012328 | 0.012951 | 259.2 | RIM/PCT less than one | Commercial/Industrial | Restaurants | New | Induction Cooktops | 0.26431 | 1.2274 | -4998.4471 | 0.4257 | 0.17529 | 1974.24 | TRC/PCT less than one
[11 empty] | Commercial/Industrial | Schools K-12 | Turnover | Induction Cooktops | 0.26431 | 1.2274 | -4998.4471 | 0.4257 | 0.17529 | 1974.24 | TRC score less than one | Commercial/Industrial | Warehouse | Existing | Network PC Power Management | 0.43919 | 1.1418 | -113.5365 | 0.058244 | 0 | 391.5584 | RIM/PCT less than one | Commercial/Industrial | Retail | New | Induction Cooktops | 0.26431 | 1.2274 | -4998.4471 | 0.4257 | 0.17529 | 1974.24 | TRC/PCT less than one
[11 empty] | Commercial/Industrial | Warehouse | Turnover | Induction Cooktops | 0.26431 | 1.2274 | -4998.4471 | 0.4257 | 0.17529 | 1974.24 | TRC score less than one | Commercial/Industrial | Warehouse | New | Network PC Power Management | 0.43919 | 1.1418 | -113.5365 | 0.058244 | 0 | 391.5584 | RIM/PCT less than one | Commercial/Industrial | Schools K-12 | New | Induction Cooktops | 0.26431 | 1.2274 | -4998.4471 | 0.4257 | 0.17529 | 1974.24 | TRC/PCT less than one
[11 empty] | Commercial/Industrial | Warehouse | Existing | Roof Insulation | 0.26424 | 1.2544 | -1.1923 | 3.0145e-05 | 5.3786e-05 | 0.26565 | TRC score less than one | Commercial/Industrial | Restaurants | Existing | Interior Lighting Controls | 0.53393 | 1.8228 | -121.3535 | 0 | 0 | 469.98 | RIM/PCT less than one | Commercial/Industrial | Warehouse | New | Induction Cooktops | 0.26431 | 1.2274 | -4998.4471 | 0.4257 | 0.17529 | 1974.24 | TRC/PCT less than one
[11 empty] | Commercial/Industrial | Assembly | Existing | High Efficiency Refrigeration Compressor | 0.26416 | 1.4312 | -420.906 | 0.020431 | 0.0095627 | 135.5 | TRC score less than one | Commercial/Industrial | Restaurants | New | Interior Lighting Controls | 0.53393 | 1.8228 | -121.3535 | 0 | 0 | 469.98 | RIM/PCT less than one | Commercial/Industrial | Warehouse | Existing | Roof Insulation | 0.26424 | 1.2544 | -1.1923 | 3.0145e-05 | 5.3786e-05 | 0.26565 | TRC/PCT less than one
[11 empty] | Commercial/Industrial | Grocery | Existing | High Efficiency Refrigeration Compressor | 0.26416 | 1.4312 | -420.906 | 0.020431 | 0.0095627 | 135.5 | TRC score less than one | Commercial/Industrial | Assembly | Existing | Engine Block Timer | 0.32598 | 1.7244 | -122.1953 | 0 | 0 | 259.2 | RIM/PCT less than one | Commercial/Industrial | Assembly | Existing | High Efficiency Refrigeration Compressor | 0.26416 | 1.4312 | -420.906 | 0.020431 | 0.0095627 | 135.5 | TRC/PCT less than one
[11 empty] | Commercial/Industrial | Institutional | Existing | High Efficiency Refrigeration Compressor | 0.26416 | 1.4312 | -420.906 | 0.020431 | 0.0095627 | 135.5 | TRC score less than one | Commercial/Industrial | Grocery | Existing | Engine Block Timer | 0.32598 | 1.7244 | -122.1953 | 0 | 0 | 259.2 | RIM/PCT less than one | Commercial/Industrial | Grocery | Existing | High Efficiency Refrigeration Compressor | 0.26416 | 1.4312 | -420.906 | 0.020431 | 0.0095627 | 135.5 | TRC/PCT less than one
[11 empty] | Commercial/Industrial | Miscellaneous | Existing | High Efficiency Refrigeration Compressor | 0.26416 | 1.4312 | -420.906 | 0.020431 | 0.0095627 | 135.5 | TRC score less than one | Commercial/Industrial | Healthcare | Existing | Engine Block Timer | 0.32598 | 1.7244 | -122.1953 | 0 | 0 | 259.2 | RIM/PCT less than one | Commercial/Industrial | Institutional | Existing | High Efficiency Refrigeration Compressor | 0.26416 | 1.4312 | -420.906 | 0.020431 | 0.0095627 | 135.5 | TRC/PCT less than one
[11 empty] | Commercial/Industrial | Offices | Existing | High Efficiency Refrigeration Compressor | 0.26416 | 1.4312 | -420.906 | 0.020431 | 0.0095627 | 135.5 | TRC score less than one | Commercial/Industrial | Lodging/Hospitality | Existing | Engine Block Timer | 0.32598 | 1.7244 | -122.1953 | 0 | 0 | 259.2 | RIM/PCT less than one | Commercial/Industrial | Miscellaneous | Existing | High Efficiency Refrigeration Compressor | 0.26416 | 1.4312 | -420.906 | 0.020431 | 0.0095627 | 135.5 | TRC/PCT less than one
[11 empty] | Commercial/Industrial | Retail | Existing | High Efficiency Refrigeration Compressor | 0.26416 | 1.4312 | -420.906 | 0.020431 | 0.0095627 | 135.5 | TRC score less than one | Commercial/Industrial | Assembly | New | Engine Block Timer | 0.32598 | 1.7244 | -122.1953 | 0 | 0 | 259.2 | RIM/PCT less than one | Commercial/Industrial | Offices | Existing | High Efficiency Refrigeration Compressor | 0.26416 | 1.4312 | -420.906 | 0.020431 | 0.0095627 | 135.5 | TRC/PCT less than one
[11 empty] | Commercial/Industrial | Warehouse | Existing | High Efficiency Refrigeration Compressor | 0.26416 | 1.4312 | -420.906 | 0.020431 | 0.0095627 | 135.5 | TRC score less than one | Commercial/Industrial | Grocery | New | Engine Block Timer | 0.32598 | 1.7244 | -122.1953 | 0 | 0 | 259.2 | RIM/PCT less than one | Commercial/Industrial | Retail | Existing | High Efficiency Refrigeration Compressor | 0.26416 | 1.4312 | -420.906 | 0.020431 | 0.0095627 | 135.5 | TRC/PCT less than one
[11 empty] | Commercial/Industrial | Assembly | New | High Efficiency Refrigeration Compressor | 0.26416 | 1.4312 | -420.906 | 0.020431 | 0.0095627 | 135.5 | TRC score less than one | Commercial/Industrial | Healthcare | New | Engine Block Timer | 0.32598 | 1.7244 | -122.1953 | 0 | 0 | 259.2 | RIM/PCT less than one | Commercial/Industrial | Warehouse | Existing | High Efficiency Refrigeration Compressor | 0.26416 | 1.4312 | -420.906 | 0.020431 | 0.0095627 | 135.5 | TRC/PCT less than one
[11 empty] | Commercial/Industrial | Grocery | New | High Efficiency Refrigeration Compressor | 0.26416 | 1.4312 | -420.906 | 0.020431 | 0.0095627 | 135.5 | TRC score less than one | Commercial/Industrial | Lodging/Hospitality | New | Engine Block Timer | 0.32598 | 1.7244 | -122.1953 | 0 | 0 | 259.2 | RIM/PCT less than one | Commercial/Industrial | Assembly | New | High Efficiency Refrigeration Compressor | 0.26416 | 1.4312 | -420.906 | 0.020431 | 0.0095627 | 135.5 | TRC/PCT less than one
[11 empty] | Commercial/Industrial | Institutional | New | High Efficiency Refrigeration Compressor | 0.26416 | 1.4312 | -420.906 | 0.020431 | 0.0095627 | 135.5 | TRC score less than one | Commercial/Industrial | Warehouse | Existing | HVAC tune-up | 0.10866 | 1.07 | -125.9435 | 0.0079622 | 0.0014494 | 40.105 | RIM/PCT less than one | Commercial/Industrial | Grocery | New | High Efficiency Refrigeration Compressor | 0.26416 | 1.4312 | -420.906 | 0.020431 | 0.0095627 | 135.5 | TRC/PCT less than one
[11 empty] | Commercial/Industrial | Miscellaneous | New | High Efficiency Refrigeration Compressor | 0.26416 | 1.4312 | -420.906 | 0.020431 | 0.0095627 | 135.5 | TRC score less than one | Commercial/Industrial | Warehouse | New | HVAC tune-up | 0.10866 | 1.07 | -125.9435 | 0.0079622 | 0.0014494 | 40.105 | RIM/PCT less than one | Commercial/Industrial | Institutional | New | High Efficiency Refrigeration Compressor | 0.26416 | 1.4312 | -420.906 | 0.020431 | 0.0095627 | 135.5 | TRC/PCT less than one
[11 empty] | Commercial/Industrial | Offices | New | High Efficiency Refrigeration Compressor | 0.26416 | 1.4312 | -420.906 | 0.020431 | 0.0095627 | 135.5 | TRC score less than one | Commercial/Industrial | Institutional | Existing | Interior Lighting Controls | 0.52471 | 1.8228 | -127.0059 | 0 | 0 | 461.86 | RIM/PCT less than one | Commercial/Industrial | Miscellaneous | New | High Efficiency Refrigeration Compressor | 0.26416 | 1.4312 | -420.906 | 0.020431 | 0.0095627 | 135.5 | TRC/PCT less than one
[11 empty] | Commercial/Industrial | Retail | New | High Efficiency Refrigeration Compressor | 0.26416 | 1.4312 | -420.906 | 0.020431 | 0.0095627 | 135.5 | TRC score less than one | Commercial/Industrial | Institutional | New | Interior Lighting Controls | 0.52471 | 1.8228 | -127.0059 | 0 | 0 | 461.86 | RIM/PCT less than one | Commercial/Industrial | Offices | New | High Efficiency Refrigeration Compressor | 0.26416 | 1.4312 | -420.906 | 0.020431 | 0.0095627 | 135.5 | TRC/PCT less than one
[11 empty] | Commercial/Industrial | Warehouse | New | High Efficiency Refrigeration Compressor | 0.26416 | 1.4312 | -420.906 | 0.020431 | 0.0095627 | 135.5 | TRC score less than one | Commercial/Industrial | Offices | Existing | Interior Lighting Controls | 0.51739 | 1.8228 | -131.4888 | 0 | 0 | 455.42 | RIM/PCT less than one | Commercial/Industrial | Retail | New | High Efficiency Refrigeration Compressor | 0.26416 | 1.4312 | -420.906 | 0.020431 | 0.0095627 | 135.5 | TRC/PCT less than one
[11 empty] | Commercial/Industrial | College and University | Existing | High Efficiency Refrigeration Compressor | 0.25729 | 1.4992 | -429.1436 | 0.017568 | 0.014716 | 135.5 | TRC score less than one | Commercial/Industrial | Offices | New | Interior Lighting Controls | 0.51739 | 1.8228 | -131.4888 | 0 | 0 | 455.42 | RIM/PCT less than one | Commercial/Industrial | Warehouse | New | High Efficiency Refrigeration Compressor | 0.26416 | 1.4312 | -420.906 | 0.020431 | 0.0095627 | 135.5 | TRC/PCT less than one
[11 empty] | Commercial/Industrial | Healthcare | Existing | High Efficiency Refrigeration Compressor | 0.25729 | 1.4992 | -429.1436 | 0.017568 | 0.014716 | 135.5 | TRC score less than one | Commercial/Industrial | Assembly | New | Refrigerated Display Case LED Lighting | 0 | #DIV/0! | -157.7441 | 0 | 0 | 0 | RIM/PCT less than one | Commercial/Industrial | College and University | Existing | High Efficiency Refrigeration Compressor | 0.25729 | 1.4992 | -429.1436 | 0.017568 | 0.014716 | 135.5 | TRC/PCT less than one
[11 empty] | Commercial/Industrial | Hospitals | Existing | High Efficiency Refrigeration Compressor | 0.25729 | 1.4992 | -429.1436 | 0.017568 | 0.014716 | 135.5 | TRC score less than one | Commercial/Industrial | College and University | New | Refrigerated Display Case LED Lighting | 0 | #DIV/0! | -157.7441 | 0 | 0 | 0 | RIM/PCT less than one | Commercial/Industrial | Healthcare | Existing | High Efficiency Refrigeration Compressor | 0.25729 | 1.4992 | -429.1436 | 0.017568 | 0.014716 | 135.5 | TRC/PCT less than one
[11 empty] | Commercial/Industrial | Lodging/Hospitality | Existing | High Efficiency Refrigeration Compressor | 0.25729 | 1.4992 | -429.1436 | 0.017568 | 0.014716 | 135.5 | TRC score less than one | Commercial/Industrial | Grocery | New | Refrigerated Display Case LED Lighting | 0 | #DIV/0! | -157.7441 | 0 | 0 | 0 | RIM/PCT less than one | Commercial/Industrial | Hospitals | Existing | High Efficiency Refrigeration Compressor | 0.25729 | 1.4992 | -429.1436 | 0.017568 | 0.014716 | 135.5 | TRC/PCT less than one
[11 empty] | Commercial/Industrial | Restaurants | Existing | High Efficiency Refrigeration Compressor | 0.25729 | 1.4992 | -429.1436 | 0.017568 | 0.014716 | 135.5 | TRC score less than one | Commercial/Industrial | Healthcare | New | Refrigerated Display Case LED Lighting | 0 | #DIV/0! | -157.7441 | 0 | 0 | 0 | RIM/PCT less than one | Commercial/Industrial | Lodging/Hospitality | Existing | High Efficiency Refrigeration Compressor | 0.25729 | 1.4992 | -429.1436 | 0.017568 | 0.014716 | 135.5 | TRC/PCT less than one
[11 empty] | Commercial/Industrial | Schools K-12 | Existing | High Efficiency Refrigeration Compressor | 0.25729 | 1.4992 | -429.1436 | 0.017568 | 0.014716 | 135.5 | TRC score less than one | Commercial/Industrial | Hospitals | New | Refrigerated Display Case LED Lighting | 0 | #DIV/0! | -157.7441 | 0 | 0 | 0 | RIM/PCT less than one | Commercial/Industrial | Restaurants | Existing | High Efficiency Refrigeration Compressor | 0.25729 | 1.4992 | -429.1436 | 0.017568 | 0.014716 | 135.5 | TRC/PCT less than one
[11 empty] | Commercial/Industrial | College and University | New | High Efficiency Refrigeration Compressor | 0.25729 | 1.4992 | -429.1436 | 0.017568 | 0.014716 | 135.5 | TRC score less than one | Commercial/Industrial | Institutional | New | Refrigerated Display Case LED Lighting | 0 | #DIV/0! | -157.7441 | 0 | 0 | 0 | RIM/PCT less than one | Commercial/Industrial | Schools K-12 | Existing | High Efficiency Refrigeration Compressor | 0.25729 | 1.4992 | -429.1436 | 0.017568 | 0.014716 | 135.5 | TRC/PCT less than one
[11 empty] | Commercial/Industrial | Healthcare | New | High Efficiency Refrigeration Compressor | 0.25729 | 1.4992 | -429.1436 | 0.017568 | 0.014716 | 135.5 | TRC score less than one | Commercial/Industrial | Lodging/Hospitality | New | Refrigerated Display Case LED Lighting | 0 | #DIV/0! | -157.7441 | 0 | 0 | 0 | RIM/PCT less than one | Commercial/Industrial | College and University | New | High Efficiency Refrigeration Compressor | 0.25729 | 1.4992 | -429.1436 | 0.017568 | 0.014716 | 135.5 | TRC/PCT less than one
[11 empty] | Commercial/Industrial | Hospitals | New | High Efficiency Refrigeration Compressor | 0.25729 | 1.4992 | -429.1436 | 0.017568 | 0.014716 | 135.5 | TRC score less than one | Commercial/Industrial | Miscellaneous | New | Refrigerated Display Case LED Lighting | 0 | #DIV/0! | -157.7441 | 0 | 0 | 0 | RIM/PCT less than one | Commercial/Industrial | Healthcare | New | High Efficiency Refrigeration Compressor | 0.25729 | 1.4992 | -429.1436 | 0.017568 | 0.014716 | 135.5 | TRC/PCT less than one
[11 empty] | Commercial/Industrial | Lodging/Hospitality | New | High Efficiency Refrigeration Compressor | 0.25729 | 1.4992 | -429.1436 | 0.017568 | 0.014716 | 135.5 | TRC score less than one | Commercial/Industrial | Offices | New | Refrigerated Display Case LED Lighting | 0 | #DIV/0! | -157.7441 | 0 | 0 | 0 | RIM/PCT less than one | Commercial/Industrial | Hospitals | New | High Efficiency Refrigeration Compressor | 0.25729 | 1.4992 | -429.1436 | 0.017568 | 0.014716 | 135.5 | TRC/PCT less than one
[11 empty] | Commercial/Industrial | Restaurants | New | High Efficiency Refrigeration Compressor | 0.25729 | 1.4992 | -429.1436 | 0.017568 | 0.014716 | 135.5 | TRC score less than one | Commercial/Industrial | Restaurants | New | Refrigerated Display Case LED Lighting | 0 | #DIV/0! | -157.7441 | 0 | 0 | 0 | RIM/PCT less than one | Commercial/Industrial | Lodging/Hospitality | New | High Efficiency Refrigeration Compressor | 0.25729 | 1.4992 | -429.1436 | 0.017568 | 0.014716 | 135.5 | TRC/PCT less than one
[11 empty] | Commercial/Industrial | Schools K-12 | New | High Efficiency Refrigeration Compressor | 0.25729 | 1.4992 | -429.1436 | 0.017568 | 0.014716 | 135.5 | TRC score less than one | Commercial/Industrial | Retail | New | Refrigerated Display Case LED Lighting | 0 | #DIV/0! | -157.7441 | 0 | 0 | 0 | RIM/PCT less than one | Commercial/Industrial | Restaurants | New | High Efficiency Refrigeration Compressor | 0.25729 | 1.4992 | -429.1436 | 0.017568 | 0.014716 | 135.5 | TRC/PCT less than one
[11 empty] | Commercial/Industrial | Restaurants | Existing | Bi-Level Lighting Control (Interior) | 0.25515 | 1.734 | -695.6182 | 0.006428 | 0 | 520.335 | TRC score less than one | Commercial/Industrial | Schools K-12 | New | Refrigerated Display Case LED Lighting | 0 | #DIV/0! | -157.7441 | 0 | 0 | 0 | RIM/PCT less than one | Commercial/Industrial | Schools K-12 | New | High Efficiency Refrigeration Compressor | 0.25729 | 1.4992 | -429.1436 | 0.017568 | 0.014716 | 135.5 | TRC/PCT less than one
[11 empty] | Commercial/Industrial | Restaurants | New | Bi-Level Lighting Control (Interior) | 0.25515 | 1.734 | -695.6182 | 0.006428 | 0 | 520.335 | TRC score less than one | Commercial/Industrial | Warehouse | New | Refrigerated Display Case LED Lighting | 0 | #DIV/0! | -157.7441 | 0 | 0 | 0 | RIM/PCT less than one | Commercial/Industrial | Restaurants | Existing | Bi-Level Lighting Control (Interior) | 0.25515 | 1.734 | -695.6182 | 0.006428 | 0 | 520.335 | TRC/PCT less than one
[11 empty] | Commercial/Industrial | Miscellaneous | Existing | HVAC tune-up | 0.24952 | 1.067 | -93.8541 | 0.018336 | 0.0033378 | 92.3554 | TRC score less than one | Commercial/Industrial | Assembly | Turnover | Energy Star Refrigerator | 0.4227 | 1.4575 | -160.3643 | 0.017577 | 0.01383 | 133.5 | RIM/PCT less than one | Commercial/Industrial | Restaurants | New | Bi-Level Lighting Control (Interior) | 0.25515 | 1.734 | -695.6182 | 0.006428 | 0 | 520.335 | TRC/PCT less than one
[11 empty] | Commercial/Industrial | Miscellaneous | New | HVAC tune-up | 0.24952 | 1.067 | -93.8541 | 0.018336 | 0.0033378 | 92.3554 | TRC score less than one | Commercial/Industrial | College and University | Turnover | Energy Star Refrigerator | 0.4227 | 1.4575 | -160.3643 | 0.017577 | 0.01383 | 133.5 | RIM/PCT less than one | Commercial/Industrial | Miscellaneous | Existing | HVAC tune-up | 0.24952 | 1.067 | -93.8541 | 0.018336 | 0.0033378 | 92.3554 | TRC/PCT less than one
[11 empty] | Commercial/Industrial | Grocery | Existing | HVAC tune-up | 0.24647 | 1.0657 | -94.4757 | 0.018135 | 0.0033013 | 91.3433 | TRC score less than one | Commercial/Industrial | Grocery | Turnover | Energy Star Refrigerator | 0.4227 | 1.4575 | -160.3643 | 0.017577 | 0.01383 | 133.5 | RIM/PCT less than one | Commercial/Industrial | Miscellaneous | New | HVAC tune-up | 0.24952 | 1.067 | -93.8541 | 0.018336 | 0.0033378 | 92.3554 | TRC/PCT less than one
[11 empty] | Commercial/Industrial | Grocery | New | HVAC tune-up | 0.24647 | 1.0657 | -94.4757 | 0.018135 | 0.0033013 | 91.3433 | TRC score less than one | Commercial/Industrial | Healthcare | Turnover | Energy Star Refrigerator | 0.4227 | 1.4575 | -160.3643 | 0.017577 | 0.01383 | 133.5 | RIM/PCT less than one | Commercial/Industrial | Grocery | Existing | HVAC tune-up | 0.24647 | 1.0657 | -94.4757 | 0.018135 | 0.0033013 | 91.3433 | TRC/PCT less than one
[11 empty] | Commercial/Industrial | Institutional | Existing | Bi-Level Lighting Control (Interior) | 0.24522 | 1.8023 | -711.2253 | 0.0014059 | 0 | 511.345 | TRC score less than one | Commercial/Industrial | Hospitals | Turnover | Energy Star Refrigerator | 0.4227 | 1.4575 | -160.3643 | 0.017577 | 0.01383 | 133.5 | RIM/PCT less than one | Commercial/Industrial | Grocery | New | HVAC tune-up | 0.24647 | 1.0657 | -94.4757 | 0.018135 | 0.0033013 | 91.3433 | TRC/PCT less than one
[11 empty] | Commercial/Industrial | Institutional | New | Bi-Level Lighting Control (Interior) | 0.24522 | 1.8023 | -711.2253 | 0.0014059 | 0 | 511.345 | TRC score less than one | Commercial/Industrial | Institutional | Turnover | Energy Star Refrigerator | 0.4227 | 1.4575 | -160.3643 | 0.017577 | 0.01383 | 133.5 | RIM/PCT less than one | Commercial/Industrial | Institutional | Existing | Bi-Level Lighting Control (Interior) | 0.24522 | 1.8023 | -711.2253 | 0.0014059 | 0 | 511.345 | TRC/PCT less than one
[11 empty] | Commercial/Industrial | Offices | Existing | Bi-Level Lighting Control (Interior) | 0.24181 | 1.8024 | -716.225 | 0.0013863 | 0 | 504.215 | TRC score less than one | Commercial/Industrial | Lodging/Hospitality | Turnover | Energy Star Refrigerator | 0.4227 | 1.4575 | -160.3643 | 0.017577 | 0.01383 | 133.5 | RIM/PCT less than one | Commercial/Industrial | Institutional | New | Bi-Level Lighting Control (Interior) | 0.24522 | 1.8023 | -711.2253 | 0.0014059 | 0 | 511.345 | TRC/PCT less than one
[11 empty] | Commercial/Industrial | Offices | New | Bi-Level Lighting Control (Interior) | 0.24181 | 1.8024 | -716.225 | 0.0013863 | 0 | 504.215 | TRC score less than one | Commercial/Industrial | Miscellaneous | Turnover | Energy Star Refrigerator | 0.4227 | 1.4575 | -160.3643 | 0.017577 | 0.01383 | 133.5 | RIM/PCT less than one | Commercial/Industrial | Offices | Existing | Bi-Level Lighting Control (Interior) | 0.24181 | 1.8024 | -716.225 | 0.0013863 | 0 | 504.215 | TRC/PCT less than one
[11 empty] | Commercial/Industrial | Institutional | Existing | HVAC tune-up | 0.2411 | 1.0661 | -95.7189 | 0.017733 | 0.0032281 | 89.3191 | TRC score less than one | Commercial/Industrial | Offices | Turnover | Energy Star Refrigerator | 0.4227 | 1.4575 | -160.3643 | 0.017577 | 0.01383 | 133.5 | RIM/PCT less than one | Commercial/Industrial | Offices | New | Bi-Level Lighting Control (Interior) | 0.24181 | 1.8024 | -716.225 | 0.0013863 | 0 | 504.215 | TRC/PCT less than one
[11 empty] | Commercial/Industrial | Institutional | New | HVAC tune-up | 0.2411 | 1.0661 | -95.7189 | 0.017733 | 0.0032281 | 89.3191 | TRC score less than one | Commercial/Industrial | Restaurants | Turnover | Energy Star Refrigerator | 0.4227 | 1.4575 | -160.3643 | 0.017577 | 0.01383 | 133.5 | RIM/PCT less than one | Commercial/Industrial | Institutional | Existing | HVAC tune-up | 0.2411 | 1.0661 | -95.7189 | 0.017733 | 0.0032281 | 89.3191 | TRC/PCT less than one
[11 empty] | Commercial/Industrial | Schools K-12 | Existing | Programmable Thermostat | 0.24038 | 1.7605 | -13946.883 | 0.084157 | -1.1646 | 7087.571 | TRC score less than one | Commercial/Industrial | Retail | Turnover | Energy Star Refrigerator | 0.4227 | 1.4575 | -160.3643 | 0.017577 | 0.01383 | 133.5 | RIM/PCT less than one | Commercial/Industrial | Institutional | New | HVAC tune-up | 0.2411 | 1.0661 | -95.7189 | 0.017733 | 0.0032281 | 89.3191 | TRC/PCT less than one
[11 empty] | Commercial/Industrial | Schools K-12 | New | Programmable Thermostat | 0.24038 | 1.7605 | -13946.883 | 0.084157 | -1.1646 | 7087.571 | TRC score less than one | Commercial/Industrial | Schools K-12 | Turnover | Energy Star Refrigerator | 0.4227 | 1.4575 | -160.3643 | 0.017577 | 0.01383 | 133.5 | RIM/PCT less than one | Commercial/Industrial | Schools K-12 | Existing | Programmable Thermostat | 0.24038 | 1.7605 | -13946.883 | 0.084157 | -1.1646 | 7087.571 | TRC/PCT less than one
[11 empty] | Commercial/Industrial | Assembly | New | Energy Star Ice Maker | 0.24021 | 1.2697 | -479.9509 | 0.036863 | 0.023275 | 237.861 | TRC score less than one | Commercial/Industrial | Warehouse | Turnover | Energy Star Refrigerator | 0.4227 | 1.4575 | -160.3643 | 0.017577 | 0.01383 | 133.5 | RIM/PCT less than one | Commercial/Industrial | Schools K-12 | New | Programmable Thermostat | 0.24038 | 1.7605 | -13946.883 | 0.084157 | -1.1646 | 7087.571 | TRC/PCT less than one
[11 empty] | Commercial/Industrial | Grocery | New | Energy Star Ice Maker | 0.24021 | 1.2697 | -479.9509 | 0.036863 | 0.023275 | 237.861 | TRC score less than one | Commercial/Industrial | Assembly | New | Energy Star Refrigerator | 0.4227 | 1.4575 | -160.3643 | 0.017577 | 0.01383 | 133.5 | RIM/PCT less than one | Commercial/Industrial | Assembly | Turnover | Energy Star Ice Maker | 0.24021 | 1.2697 | -479.9509 | 0.036863 | 0.023275 | 237.861 | TRC/PCT less than one
[11 empty] | Commercial/Industrial | Institutional | New | Energy Star Ice Maker | 0.24021 | 1.2697 | -479.9509 | 0.036863 | 0.023275 | 237.861 | TRC score less than one | Commercial/Industrial | College and University | New | Energy Star Refrigerator | 0.4227 | 1.4575 | -160.3643 | 0.017577 | 0.01383 | 133.5 | RIM/PCT less than one | Commercial/Industrial | Grocery | Turnover | Energy Star Ice Maker | 0.24021 | 1.2697 | -479.9509 | 0.036863 | 0.023275 | 237.861 | TRC/PCT less than one
[11 empty] | Commercial/Industrial | Miscellaneous | New | Energy Star Ice Maker | 0.24021 | 1.2697 | -479.9509 | 0.036863 | 0.023275 | 237.861 | TRC score less than one | Commercial/Industrial | Grocery | New | Energy Star Refrigerator | 0.4227 | 1.4575 | -160.3643 | 0.017577 | 0.01383 | 133.5 | RIM/PCT less than one | Commercial/Industrial | Institutional | Turnover | Energy Star Ice Maker | 0.24021 | 1.2697 | -479.9509 | 0.036863 | 0.023275 | 237.861 | TRC/PCT less than one
[11 empty] | Commercial/Industrial | Offices | New | Energy Star Ice Maker | 0.24021 | 1.2697 | -479.9509 | 0.036863 | 0.023275 | 237.861 | TRC score less than one | Commercial/Industrial | Healthcare | New | Energy Star Refrigerator | 0.4227 | 1.4575 | -160.3643 | 0.017577 | 0.01383 | 133.5 | RIM/PCT less than one | Commercial/Industrial | Miscellaneous | Turnover | Energy Star Ice Maker | 0.24021 | 1.2697 | -479.9509 | 0.036863 | 0.023275 | 237.861 | TRC/PCT less than one
[11 empty] | Commercial/Industrial | Retail | New | Energy Star Ice Maker | 0.24021 | 1.2697 | -479.9509 | 0.036863 | 0.023275 | 237.861 | TRC score less than one | Commercial/Industrial | Hospitals | New | Energy Star Refrigerator | 0.4227 | 1.4575 | -160.3643 | 0.017577 | 0.01383 | 133.5 | RIM/PCT less than one | Commercial/Industrial | Offices | Turnover | Energy Star Ice Maker | 0.24021 | 1.2697 | -479.9509 | 0.036863 | 0.023275 | 237.861 | TRC/PCT less than one
[11 empty] | Commercial/Industrial | Warehouse | New | Energy Star Ice Maker | 0.24021 | 1.2697 | -479.9509 | 0.036863 | 0.023275 | 237.861 | TRC score less than one | Commercial/Industrial | Institutional | New | Energy Star Refrigerator | 0.4227 | 1.4575 | -160.3643 | 0.017577 | 0.01383 | 133.5 | RIM/PCT less than one | Commercial/Industrial | Retail | Turnover | Energy Star Ice Maker | 0.24021 | 1.2697 | -479.9509 | 0.036863 | 0.023275 | 237.861 | TRC/PCT less than one
[11 empty] | Commercial/Industrial | Assembly | Turnover | Energy Star Ice Maker | 0.24021 | 1.2697 | -479.9509 | 0.036863 | 0.023275 | 237.861 | TRC score less than one | Commercial/Industrial | Lodging/Hospitality | New | Energy Star Refrigerator | 0.4227 | 1.4575 | -160.3643 | 0.017577 | 0.01383 | 133.5 | RIM/PCT less than one | Commercial/Industrial | Warehouse | Turnover | Energy Star Ice Maker | 0.24021 | 1.2697 | -479.9509 | 0.036863 | 0.023275 | 237.861 | TRC/PCT less than one
[11 empty] | Commercial/Industrial | Grocery | Turnover | Energy Star Ice Maker | 0.24021 | 1.2697 | -479.9509 | 0.036863 | 0.023275 | 237.861 | TRC score less than one | Commercial/Industrial | Miscellaneous | New | Energy Star Refrigerator | 0.4227 | 1.4575 | -160.3643 | 0.017577 | 0.01383 | 133.5 | RIM/PCT less than one | Commercial/Industrial | Assembly | New | Energy Star Ice Maker | 0.24021 | 1.2697 | -479.9509 | 0.036863 | 0.023275 | 237.861 | TRC/PCT less than one
[11 empty] | Commercial/Industrial | Institutional | Turnover | Energy Star Ice Maker | 0.24021 | 1.2697 | -479.9509 | 0.036863 | 0.023275 | 237.861 | TRC score less than one | Commercial/Industrial | Offices | New | Energy Star Refrigerator | 0.4227 | 1.4575 | -160.3643 | 0.017577 | 0.01383 | 133.5 | RIM/PCT less than one | Commercial/Industrial | Grocery | New | Energy Star Ice Maker | 0.24021 | 1.2697 | -479.9509 | 0.036863 | 0.023275 | 237.861 | TRC/PCT less than one
[11 empty] | Commercial/Industrial | Miscellaneous | Turnover | Energy Star Ice Maker | 0.24021 | 1.2697 | -479.9509 | 0.036863 | 0.023275 | 237.861 | TRC score less than one | Commercial/Industrial | Restaurants | New | Energy Star Refrigerator | 0.4227 | 1.4575 | -160.3643 | 0.017577 | 0.01383 | 133.5 | RIM/PCT less than one | Commercial/Industrial | Institutional | New | Energy Star Ice Maker | 0.24021 | 1.2697 | -479.9509 | 0.036863 | 0.023275 | 237.861 | TRC/PCT less than one
[11 empty] | Commercial/Industrial | Offices | Turnover | Energy Star Ice Maker | 0.24021 | 1.2697 | -479.9509 | 0.036863 | 0.023275 | 237.861 | TRC score less than one | Commercial/Industrial | Retail | New | Energy Star Refrigerator | 0.4227 | 1.4575 | -160.3643 | 0.017577 | 0.01383 | 133.5 | RIM/PCT less than one | Commercial/Industrial | Miscellaneous | New | Energy Star Ice Maker | 0.24021 | 1.2697 | -479.9509 | 0.036863 | 0.023275 | 237.861 | TRC/PCT less than one
[11 empty] | Commercial/Industrial | Retail | Turnover | Energy Star Ice Maker | 0.24021 | 1.2697 | -479.9509 | 0.036863 | 0.023275 | 237.861 | TRC score less than one | Commercial/Industrial | Schools K-12 | New | Energy Star Refrigerator | 0.4227 | 1.4575 | -160.3643 | 0.017577 | 0.01383 | 133.5 | RIM/PCT less than one | Commercial/Industrial | Offices | New | Energy Star Ice Maker | 0.24021 | 1.2697 | -479.9509 | 0.036863 | 0.023275 | 237.861 | TRC/PCT less than one
[11 empty] | Commercial/Industrial | Warehouse | Turnover | Energy Star Ice Maker | 0.24021 | 1.2697 | -479.9509 | 0.036863 | 0.023275 | 237.861 | TRC score less than one | Commercial/Industrial | Warehouse | New | Energy Star Refrigerator | 0.4227 | 1.4575 | -160.3643 | 0.017577 | 0.01383 | 133.5 | RIM/PCT less than one | Commercial/Industrial | Retail | New | Energy Star Ice Maker | 0.24021 | 1.2697 | -479.9509 | 0.036863 | 0.023275 | 237.861 | TRC/PCT less than one
[11 empty] | Commercial/Industrial | Institutional | New | Instantaneous Hot Water System | 0.23927 | 1.6757 | -151623.3196 | 3.1205 | 3.5957 | 28168.138 | TRC score less than one | Commercial/Industrial | Assembly | Existing | Interior Lighting Controls | 0.45743 | 1.8228 | -168.2291 | 0 | 0 | 402.64 | RIM/PCT less than one | Commercial/Industrial | Warehouse | New | Energy Star Ice Maker | 0.24021 | 1.2697 | -479.9509 | 0.036863 | 0.023275 | 237.861 | TRC/PCT less than one
[11 empty] | Commercial/Industrial | Institutional | Turnover | Instantaneous Hot Water System | 0.23927 | 1.6757 | -151623.3196 | 3.1205 | 3.5957 | 28168.138 | TRC score less than one | Commercial/Industrial | Assembly | New | Interior Lighting Controls | 0.45743 | 1.8228 | -168.2291 | 0 | 0 | 402.64 | RIM/PCT less than one | Commercial/Industrial | Institutional | Turnover | Instantaneous Hot Water System | 0.23927 | 1.6757 | -151623.3196 | 3.1205 | 3.5957 | 28168.138 | TRC/PCT less than one
[11 empty] | Commercial/Industrial | Lodging/Hospitality | New | Instantaneous Hot Water System | 0.23749 | 1.7355 | -18346.6269 | 0.37604 | 0.39237 | 3380.1766 | TRC score less than one | Commercial/Industrial | Assembly | Turnover | LED Traffic and Crosswalk Lighting | 0.1236 | 1.9168 | -170.0536 | 0 | 0 | 37.96 | RIM/PCT less than one | Commercial/Industrial | Institutional | New | Instantaneous Hot Water System | 0.23927 | 1.6757 | -151623.3196 | 3.1205 | 3.5957 | 28168.138 | TRC/PCT less than one
[11 empty] | Commercial/Industrial | Lodging/Hospitality | Turnover | Instantaneous Hot Water System | 0.23749 | 1.7355 | -18346.6269 | 0.37604 | 0.39237 | 3380.1766 | TRC score less than one | Commercial/Industrial | College and University | Turnover | LED Traffic and Crosswalk Lighting | 0.1236 | 1.9168 | -170.0536 | 0 | 0 | 37.96 | RIM/PCT less than one | Commercial/Industrial | Lodging/Hospitality | Turnover | Instantaneous Hot Water System | 0.23749 | 1.7355 | -18346.6269 | 0.37604 | 0.39237 | 3380.1766 | TRC/PCT less than one
[11 empty] | Commercial/Industrial | Offices | Existing | Infiltration Reduction - Air Sealing | 0.23368 | 0.57702 | -0.3568 | 3.3283e-05 | 9.8832e-05 | 0.15047 | TRC score less than one | Commercial/Industrial | Grocery | Turnover | LED Traffic and Crosswalk Lighting | 0.1236 | 1.9168 | -170.0536 | 0 | 0 | 37.96 | RIM/PCT less than one | Commercial/Industrial | Lodging/Hospitality | New | Instantaneous Hot Water System | 0.23749 | 1.7355 | -18346.6269 | 0.37604 | 0.39237 | 3380.1766 | TRC/PCT less than one
[11 empty] | Commercial/Industrial | Lodging/Hospitality | New | Facility Commissioning | 0.23337 | 1.2069 | -76790.022 | 5.557 | 0.55779 | 25861.2898 | TRC score less than one | Commercial/Industrial | Healthcare | Turnover | LED Traffic and Crosswalk Lighting | 0.1236 | 1.9168 | -170.0536 | 0 | 0 | 37.96 | RIM/PCT less than one | Commercial/Industrial | Offices | Existing | Infiltration Reduction - Air Sealing | 0.23368 | 0.57702 | -0.3568 | 3.3283e-05 | 9.8832e-05 | 0.15047 | TRC/PCT less than one
[11 empty] | Commercial/Industrial | College and University | New | Energy Star Ice Maker | 0.23045 | 1.3283 | -491.1631 | 0.03084 | 0.025832 | 237.861 | TRC score less than one | Commercial/Industrial | Hospitals | Turnover | LED Traffic and Crosswalk Lighting | 0.1236 | 1.9168 | -170.0536 | 0 | 0 | 37.96 | RIM/PCT less than one | Commercial/Industrial | Lodging/Hospitality | New | Facility Commissioning | 0.23337 | 1.2069 | -76790.022 | 5.557 | 0.55779 | 25861.2898 | TRC/PCT less than one
[11 empty] | Commercial/Industrial | Healthcare | New | Energy Star Ice Maker | 0.23045 | 1.3283 | -491.1631 | 0.03084 | 0.025832 | 237.861 | TRC score less than one | Commercial/Industrial | Institutional | Turnover | LED Traffic and Crosswalk Lighting | 0.1236 | 1.9168 | -170.0536 | 0 | 0 | 37.96 | RIM/PCT less than one | Commercial/Industrial | College and University | Turnover | Energy Star Ice Maker | 0.23045 | 1.3283 | -491.1631 | 0.03084 | 0.025832 | 237.861 | TRC/PCT less than one
[11 empty] | Commercial/Industrial | Hospitals | New | Energy Star Ice Maker | 0.23045 | 1.3283 | -491.1631 | 0.03084 | 0.025832 | 237.861 | TRC score less than one | Commercial/Industrial | Lodging/Hospitality | Turnover | LED Traffic and Crosswalk Lighting | 0.1236 | 1.9168 | -170.0536 | 0 | 0 | 37.96 | RIM/PCT less than one | Commercial/Industrial | Healthcare | Turnover | Energy Star Ice Maker | 0.23045 | 1.3283 | -491.1631 | 0.03084 | 0.025832 | 237.861 | TRC/PCT less than one
[11 empty] | Commercial/Industrial | Lodging/Hospitality | New | Energy Star Ice Maker | 0.23045 | 1.3283 | -491.1631 | 0.03084 | 0.025832 | 237.861 | TRC score less than one | Commercial/Industrial | Miscellaneous | Turnover | LED Traffic and Crosswalk Lighting | 0.1236 | 1.9168 | -170.0536 | 0 | 0 | 37.96 | RIM/PCT less than one | Commercial/Industrial | Hospitals | Turnover | Energy Star Ice Maker | 0.23045 | 1.3283 | -491.1631 | 0.03084 | 0.025832 | 237.861 | TRC/PCT less than one
[11 empty] | Commercial/Industrial | Restaurants | New | Energy Star Ice Maker | 0.23045 | 1.3283 | -491.1631 | 0.03084 | 0.025832 | 237.861 | TRC score less than one | Commercial/Industrial | Offices | Turnover | LED Traffic and Crosswalk Lighting | 0.1236 | 1.9168 | -170.0536 | 0 | 0 | 37.96 | RIM/PCT less than one | Commercial/Industrial | Lodging/Hospitality | Turnover | Energy Star Ice Maker | 0.23045 | 1.3283 | -491.1631 | 0.03084 | 0.025832 | 237.861 | TRC/PCT less than one
[11 empty] | Commercial/Industrial | Schools K-12 | New | Energy Star Ice Maker | 0.23045 | 1.3283 | -491.1631 | 0.03084 | 0.025832 | 237.861 | TRC score less than one | Commercial/Industrial | Restaurants | Turnover | LED Traffic and Crosswalk Lighting | 0.1236 | 1.9168 | -170.0536 | 0 | 0 | 37.96 | RIM/PCT less than one | Commercial/Industrial | Restaurants | Turnover | Energy Star Ice Maker | 0.23045 | 1.3283 | -491.1631 | 0.03084 | 0.025832 | 237.861 | TRC/PCT less than one
[11 empty] | Commercial/Industrial | College and University | Turnover | Energy Star Ice Maker | 0.23045 | 1.3283 | -491.1631 | 0.03084 | 0.025832 | 237.861 | TRC score less than one | Commercial/Industrial | Retail | Turnover | LED Traffic and Crosswalk Lighting | 0.1236 | 1.9168 | -170.0536 | 0 | 0 | 37.96 | RIM/PCT less than one | Commercial/Industrial | Schools K-12 | Turnover | Energy Star Ice Maker | 0.23045 | 1.3283 | -491.1631 | 0.03084 | 0.025832 | 237.861 | TRC/PCT less than one
[11 empty] | Commercial/Industrial | Healthcare | Turnover | Energy Star Ice Maker | 0.23045 | 1.3283 | -491.1631 | 0.03084 | 0.025832 | 237.861 | TRC score less than one | Commercial/Industrial | Schools K-12 | Turnover | LED Traffic and Crosswalk Lighting | 0.1236 | 1.9168 | -170.0536 | 0 | 0 | 37.96 | RIM/PCT less than one | Commercial/Industrial | College and University | New | Energy Star Ice Maker | 0.23045 | 1.3283 | -491.1631 | 0.03084 | 0.025832 | 237.861 | TRC/PCT less than one
[11 empty] | Commercial/Industrial | Hospitals | Turnover | Energy Star Ice Maker | 0.23045 | 1.3283 | -491.1631 | 0.03084 | 0.025832 | 237.861 | TRC score less than one | Commercial/Industrial | Warehouse | Turnover | LED Traffic and Crosswalk Lighting | 0.1236 | 1.9168 | -170.0536 | 0 | 0 | 37.96 | RIM/PCT less than one | Commercial/Industrial | Healthcare | New | Energy Star Ice Maker | 0.23045 | 1.3283 | -491.1631 | 0.03084 | 0.025832 | 237.861 | TRC/PCT less than one
[11 empty] | Commercial/Industrial | Lodging/Hospitality | Turnover | Energy Star Ice Maker | 0.23045 | 1.3283 | -491.1631 | 0.03084 | 0.025832 | 237.861 | TRC score less than one | Commercial/Industrial | Assembly | New | LED Traffic and Crosswalk Lighting | 0.1236 | 1.9168 | -170.0536 | 0 | 0 | 37.96 | RIM/PCT less than one | Commercial/Industrial | Hospitals | New | Energy Star Ice Maker | 0.23045 | 1.3283 | -491.1631 | 0.03084 | 0.025832 | 237.861 | TRC/PCT less than one
[11 empty] | Commercial/Industrial | Restaurants | Turnover | Energy Star Ice Maker | 0.23045 | 1.3283 | -491.1631 | 0.03084 | 0.025832 | 237.861 | TRC score less than one | Commercial/Industrial | College and University | New | LED Traffic and Crosswalk Lighting | 0.1236 | 1.9168 | -170.0536 | 0 | 0 | 37.96 | RIM/PCT less than one | Commercial/Industrial | Lodging/Hospitality | New | Energy Star Ice Maker | 0.23045 | 1.3283 | -491.1631 | 0.03084 | 0.025832 | 237.861 | TRC/PCT less than one
[11 empty] | Commercial/Industrial | Schools K-12 | Turnover | Energy Star Ice Maker | 0.23045 | 1.3283 | -491.1631 | 0.03084 | 0.025832 | 237.861 | TRC score less than one | Commercial/Industrial | Grocery | New | LED Traffic and Crosswalk Lighting | 0.1236 | 1.9168 | -170.0536 | 0 | 0 | 37.96 | RIM/PCT less than one | Commercial/Industrial | Restaurants | New | Energy Star Ice Maker | 0.23045 | 1.3283 | -491.1631 | 0.03084 | 0.025832 | 237.861 | TRC/PCT less than one
[11 empty] | Commercial/Industrial | Offices | New | Infiltration Reduction - Air Sealing | 0.2301 | 0.57702 | -0.36286 | 3.2772e-05 | 9.7315e-05 | 0.14816 | TRC score less than one | Commercial/Industrial | Healthcare | New | LED Traffic and Crosswalk Lighting | 0.1236 | 1.9168 | -170.0536 | 0 | 0 | 37.96 | RIM/PCT less than one | Commercial/Industrial | Schools K-12 | New | Energy Star Ice Maker | 0.23045 | 1.3283 | -491.1631 | 0.03084 | 0.025832 | 237.861 | TRC/PCT less than one
[11 empty] | Commercial/Industrial | Miscellaneous | Existing | Energy Recovery Ventilation System (ERV) | 0.22636 | 0.96325 | -3643896.1238 | 335.8429 | 286.3496 | 186626.5586 | TRC score less than one | Commercial/Industrial | Hospitals | New | LED Traffic and Crosswalk Lighting | 0.1236 | 1.9168 | -170.0536 | 0 | 0 | 37.96 | RIM/PCT less than one | Commercial/Industrial | Offices | New | Infiltration Reduction - Air Sealing | 0.2301 | 0.57702 | -0.36286 | 3.2772e-05 | 9.7315e-05 | 0.14816 | TRC/PCT less than one
[11 empty] | Commercial/Industrial | Miscellaneous | New | Energy Recovery Ventilation System (ERV) | 0.22636 | 0.96325 | -3643896.1238 | 335.8429 | 286.3496 | 186626.5586 | TRC score less than one | Commercial/Industrial | Institutional | New | LED Traffic and Crosswalk Lighting | 0.1236 | 1.9168 | -170.0536 | 0 | 0 | 37.96 | RIM/PCT less than one | Commercial/Industrial | Miscellaneous | Existing | Energy Recovery Ventilation System (ERV) | 0.22636 | 0.96325 | -3643896.1238 | 335.8429 | 286.3496 | 186626.5586 | TRC/PCT less than one
[11 empty] | Commercial/Industrial | Miscellaneous | New | Instantaneous Hot Water System | 0.22432 | 1.6757 | -124354.4596 | 2.3404 | 2.6968 | 21126.1035 | TRC score less than one | Commercial/Industrial | Lodging/Hospitality | New | LED Traffic and Crosswalk Lighting | 0.1236 | 1.9168 | -170.0536 | 0 | 0 | 37.96 | RIM/PCT less than one | Commercial/Industrial | Miscellaneous | New | Energy Recovery Ventilation System (ERV) | 0.22636 | 0.96325 | -3643896.1238 | 335.8429 | 286.3496 | 186626.5586 | TRC/PCT less than one
[11 empty] | Commercial/Industrial | Miscellaneous | Turnover | Instantaneous Hot Water System | 0.22432 | 1.6757 | -124354.4596 | 2.3404 | 2.6968 | 21126.1035 | TRC score less than one | Commercial/Industrial | Miscellaneous | New | LED Traffic and Crosswalk Lighting | 0.1236 | 1.9168 | -170.0536 | 0 | 0 | 37.96 | RIM/PCT less than one | Commercial/Industrial | Miscellaneous | Turnover | Instantaneous Hot Water System | 0.22432 | 1.6757 | -124354.4596 | 2.3404 | 2.6968 | 21126.1035 | TRC/PCT less than one
[11 empty] | Commercial/Industrial | Miscellaneous | New | High Efficiency DX 135k- less than 240k BTU | 0.22324 | 1.1296 | -6793.4288 | 0.43166 | 0 | 1043.8936 | TRC score less than one | Commercial/Industrial | Offices | New | LED Traffic and Crosswalk Lighting | 0.1236 | 1.9168 | -170.0536 | 0 | 0 | 37.96 | RIM/PCT less than one | Commercial/Industrial | Miscellaneous | New | Instantaneous Hot Water System | 0.22432 | 1.6757 | -124354.4596 | 2.3404 | 2.6968 | 21126.1035 | TRC/PCT less than one
[11 empty] | Commercial/Industrial | Miscellaneous | Turnover | High Efficiency DX 135k- less than 240k BTU | 0.22324 | 1.1296 | -6793.4288 | 0.43166 | 0 | 1043.8936 | TRC score less than one | Commercial/Industrial | Restaurants | New | LED Traffic and Crosswalk Lighting | 0.1236 | 1.9168 | -170.0536 | 0 | 0 | 37.96 | RIM/PCT less than one | Commercial/Industrial | Miscellaneous | Turnover | High Efficiency DX 135k- less than 240k BTU | 0.22324 | 1.1296 | -6793.4288 | 0.43166 | 0 | 1043.8936 | TRC/PCT less than one
[11 empty] | Commercial/Industrial | Grocery | New | High Efficiency DX 135k- less than 240k BTU | 0.22079 | 1.1296 | -6823.633 | 0.42693 | 0 | 1032.4536 | TRC score less than one | Commercial/Industrial | Retail | New | LED Traffic and Crosswalk Lighting | 0.1236 | 1.9168 | -170.0536 | 0 | 0 | 37.96 | RIM/PCT less than one | Commercial/Industrial | Miscellaneous | New | High Efficiency DX 135k- less than 240k BTU | 0.22324 | 1.1296 | -6793.4288 | 0.43166 | 0 | 1043.8936 | TRC/PCT less than one
[11 empty] | Commercial/Industrial | Grocery | Turnover | High Efficiency DX 135k- less than 240k BTU | 0.22079 | 1.1296 | -6823.633 | 0.42693 | 0 | 1032.4536 | TRC score less than one | Commercial/Industrial | Schools K-12 | New | LED Traffic and Crosswalk Lighting | 0.1236 | 1.9168 | -170.0536 | 0 | 0 | 37.96 | RIM/PCT less than one | Commercial/Industrial | Grocery | Turnover | High Efficiency DX 135k- less than 240k BTU | 0.22079 | 1.1296 | -6823.633 | 0.42693 | 0 | 1032.4536 | TRC/PCT less than one
[11 empty] | Commercial/Industrial | Institutional | New | High Efficiency DX 135k- less than 240k BTU | 0.21588 | 1.1295 | -6884.0416 | 0.41747 | 0 | 1009.5738 | TRC score less than one | Commercial/Industrial | Warehouse | New | LED Traffic and Crosswalk Lighting | 0.1236 | 1.9168 | -170.0536 | 0 | 0 | 37.96 | RIM/PCT less than one | Commercial/Industrial | Grocery | New | High Efficiency DX 135k- less than 240k BTU | 0.22079 | 1.1296 | -6823.633 | 0.42693 | 0 | 1032.4536 | TRC/PCT less than one
[11 empty] | Commercial/Industrial | Institutional | Turnover | High Efficiency DX 135k- less than 240k BTU | 0.21588 | 1.1295 | -6884.0416 | 0.41747 | 0 | 1009.5738 | TRC score less than one | Commercial/Industrial | Retail | Existing | Network PC Power Management | 0.55226 | 1.1707 | -191.7728 | 0.21429 | 0.14924 | 1440.5919 | RIM/PCT less than one | Commercial/Industrial | Institutional | Turnover | High Efficiency DX 135k- less than 240k BTU | 0.21588 | 1.1295 | -6884.0416 | 0.41747 | 0 | 1009.5738 | TRC/PCT less than one
[11 empty] | Commercial/Industrial | Warehouse | New | High Efficiency Chiller (Water cooled-positive displacement, 100 tons) | 0.21571 | 1.2336 | -10958.123 | 0.48632 | 0.021065 | 1235.2346 | TRC score less than one | Commercial/Industrial | Retail | New | Network PC Power Management | 0.55226 | 1.1707 | -191.7728 | 0.21429 | 0.14924 | 1440.5919 | RIM/PCT less than one | Commercial/Industrial | Institutional | New | High Efficiency DX 135k- less than 240k BTU | 0.21588 | 1.1295 | -6884.0416 | 0.41747 | 0 | 1009.5738 | TRC/PCT less than one
[11 empty] | Commercial/Industrial | Warehouse | Turnover | High Efficiency Chiller (Water cooled-positive displacement, 100 tons) | 0.21571 | 1.2336 | -10958.123 | 0.48632 | 0.021065 | 1235.2346 | TRC score less than one | Commercial/Industrial | Assembly | Existing | Freezer-Cooler Replacement Gaskets | 0.14835 | 1.1052 | -213.8426 | 0.022767 | 0.0074125 | 156.3315 | RIM/PCT less than one | Commercial/Industrial | Warehouse | Turnover | High Efficiency Chiller (Water cooled-positive displacement, 100 tons) | 0.21571 | 1.2336 | -10958.123 | 0.48632 | 0.021065 | 1235.2346 | TRC/PCT less than one
[11 empty] | Commercial/Industrial | Assembly | Existing | Bi-Level Lighting Control (Interior) | 0.21366 | 1.8013 | -757.201 | 0.0012256 | 0 | 445.78 | TRC score less than one | Commercial/Industrial | Grocery | Existing | Freezer-Cooler Replacement Gaskets | 0.14835 | 1.1052 | -213.8426 | 0.022767 | 0.0074125 | 156.3315 | RIM/PCT less than one | Commercial/Industrial | Warehouse | New | High Efficiency Chiller (Water cooled-positive displacement, 100 tons) | 0.21571 | 1.2336 | -10958.123 | 0.48632 | 0.021065 | 1235.2346 | TRC/PCT less than one
[11 empty] | Commercial/Industrial | Assembly | New | Bi-Level Lighting Control (Interior) | 0.21366 | 1.8013 | -757.201 | 0.0012256 | 0 | 445.78 | TRC score less than one | Commercial/Industrial | Institutional | Existing | Freezer-Cooler Replacement Gaskets | 0.14835 | 1.1052 | -213.8426 | 0.022767 | 0.0074125 | 156.3315 | RIM/PCT less than one | Commercial/Industrial | Assembly | Existing | Bi-Level Lighting Control (Interior) | 0.21366 | 1.8013 | -757.201 | 0.0012256 | 0 | 445.78 | TRC/PCT less than one
[11 empty] | Commercial/Industrial | Institutional | Existing | Drain Water Heat Recovery | 0.21257 | 1.332 | -400006.9933 | 16.7159 | 7.9489 | 69058.3017 | TRC score less than one | Commercial/Industrial | Miscellaneous | Existing | Freezer-Cooler Replacement Gaskets | 0.14835 | 1.1052 | -213.8426 | 0.022767 | 0.0074125 | 156.3315 | RIM/PCT less than one | Commercial/Industrial | Assembly | New | Bi-Level Lighting Control (Interior) | 0.21366 | 1.8013 | -757.201 | 0.0012256 | 0 | 445.78 | TRC/PCT less than one
[11 empty] | Commercial/Industrial | Institutional | Existing | Duct Insulation | 0.21196 | 0.9457 | -39386.4436 | 1.2978 | 2.7891 | 4777.0684 | TRC score less than one | Commercial/Industrial | Offices | Existing | Freezer-Cooler Replacement Gaskets | 0.14835 | 1.1052 | -213.8426 | 0.022767 | 0.0074125 | 156.3315 | RIM/PCT less than one | Commercial/Industrial | Institutional | Existing | Drain Water Heat Recovery | 0.21257 | 1.332 | -400006.9933 | 16.7159 | 7.9489 | 69058.3017 | TRC/PCT less than one
[11 empty] | Commercial/Industrial | Institutional | New | Duct Insulation | 0.21196 | 0.9457 | -39386.4436 | 1.2978 | 2.7891 | 4777.0684 | TRC score less than one | Commercial/Industrial | Retail | Existing | Freezer-Cooler Replacement Gaskets | 0.14835 | 1.1052 | -213.8426 | 0.022767 | 0.0074125 | 156.3315 | RIM/PCT less than one | Commercial/Industrial | Institutional | Existing | Duct Insulation | 0.21196 | 0.9457 | -39386.4436 | 1.2978 | 2.7891 | 4777.0684 | TRC/PCT less than one
[11 empty] | Commercial/Industrial | Hospitals | New | Instantaneous Hot Water System | 0.21091 | 1.2916 | -91302.8821 | 1.342 | 3.2369 | 14201.4362 | TRC score less than one | Commercial/Industrial | Warehouse | Existing | Freezer-Cooler Replacement Gaskets | 0.14835 | 1.1052 | -213.8426 | 0.022767 | 0.0074125 | 156.3315 | RIM/PCT less than one | Commercial/Industrial | Institutional | New | Duct Insulation | 0.21196 | 0.9457 | -39386.4436 | 1.2978 | 2.7891 | 4777.0684 | TRC/PCT less than one
[11 empty] | Commercial/Industrial | Hospitals | Turnover | Instantaneous Hot Water System | 0.21091 | 1.2916 | -91302.8821 | 1.342 | 3.2369 | 14201.4362 | TRC score less than one | Commercial/Industrial | Assembly | Existing | ECM Motors on Furnaces | 0.58693 | 2.1667 | -214.7851 | 0 | 0 | 462.9948 | RIM/PCT less than one | Commercial/Industrial | Hospitals | Turnover | Instantaneous Hot Water System | 0.21091 | 1.2916 | -91302.8821 | 1.342 | 3.2369 | 14201.4362 | TRC/PCT less than one
[11 empty] | Commercial/Industrial | Offices | New | Instantaneous Hot Water System | 0.2077 | 1.6757 | -19162.4696 | 0.32505 | 0.37455 | 2934.181 | TRC score less than one | Commercial/Industrial | Assembly | New | ECM Motors on Furnaces | 0.58693 | 2.1667 | -214.7851 | 0 | 0 | 462.9948 | RIM/PCT less than one | Commercial/Industrial | Hospitals | New | Instantaneous Hot Water System | 0.21091 | 1.2916 | -91302.8821 | 1.342 | 3.2369 | 14201.4362 | TRC/PCT less than one
[11 empty] | Commercial/Industrial | Offices | Turnover | Instantaneous Hot Water System | 0.2077 | 1.6757 | -19162.4696 | 0.32505 | 0.37455 | 2934.181 | TRC score less than one | Commercial/Industrial | College and University | Existing | Freezer-Cooler Replacement Gaskets | 0.14663 | 1.1547 | -215.8554 | 0.020269 | 0.016978 | 156.3315 | RIM/PCT less than one | Commercial/Industrial | Offices | Turnover | Instantaneous Hot Water System | 0.2077 | 1.6757 | -19162.4696 | 0.32505 | 0.37455 | 2934.181 | TRC/PCT less than one
[11 empty] | Commercial/Industrial | Institutional | New | Drain Water Heat Recovery | 0.20335 | 1.332 | -406269.9483 | 15.9906 | 7.6041 | 66062.1214 | TRC score less than one | Commercial/Industrial | Healthcare | Existing | Freezer-Cooler Replacement Gaskets | 0.14663 | 1.1547 | -215.8554 | 0.020269 | 0.016978 | 156.3315 | RIM/PCT less than one | Commercial/Industrial | Offices | New | Instantaneous Hot Water System | 0.2077 | 1.6757 | -19162.4696 | 0.32505 | 0.37455 | 2934.181 | TRC/PCT less than one
[11 empty] | Commercial/Industrial | Lodging/Hospitality | Existing | Drain Water Heat Recovery | 0.20003 | 0.86258 | -43277.4391 | 0.50086 | 3.4786 | 8286.9962 | TRC score less than one | Commercial/Industrial | Hospitals | Existing | Freezer-Cooler Replacement Gaskets | 0.14663 | 1.1547 | -215.8554 | 0.020269 | 0.016978 | 156.3315 | RIM/PCT less than one | Commercial/Industrial | Institutional | New | Drain Water Heat Recovery | 0.20335 | 1.332 | -406269.9483 | 15.9906 | 7.6041 | 66062.1214 | TRC/PCT less than one
[11 empty] | Commercial/Industrial | Miscellaneous | Existing | Drain Water Heat Recovery | 0.19928 | 1.332 | -327223.2684 | 12.5369 | 5.9617 | 51793.7263 | TRC score less than one | Commercial/Industrial | Lodging/Hospitality | Existing | Freezer-Cooler Replacement Gaskets | 0.14663 | 1.1547 | -215.8554 | 0.020269 | 0.016978 | 156.3315 | RIM/PCT less than one | Commercial/Industrial | Lodging/Hospitality | Existing | Drain Water Heat Recovery | 0.20003 | 0.86258 | -43277.4391 | 0.50086 | 3.4786 | 8286.9962 | TRC/PCT less than one
[11 empty] | Commercial/Industrial | Offices | Existing | Duct Insulation | 0.19398 | 0.94572 | -31826.1256 | 0.92485 | 1.9876 | 3404.3613 | TRC score less than one | Commercial/Industrial | Restaurants | Existing | Freezer-Cooler Replacement Gaskets | 0.14663 | 1.1547 | -215.8554 | 0.020269 | 0.016978 | 156.3315 | RIM/PCT less than one | Commercial/Industrial | Miscellaneous | Existing | Drain Water Heat Recovery | 0.19928 | 1.332 | -327223.2684 | 12.5369 | 5.9617 | 51793.7263 | TRC/PCT less than one
[11 empty] | Commercial/Industrial | Offices | New | Duct Insulation | 0.19398 | 0.94572 | -31826.1256 | 0.92485 | 1.9876 | 3404.3613 | TRC score less than one | Commercial/Industrial | Schools K-12 | Existing | Freezer-Cooler Replacement Gaskets | 0.14663 | 1.1547 | -215.8554 | 0.020269 | 0.016978 | 156.3315 | RIM/PCT less than one | Commercial/Industrial | Offices | Existing | Duct Insulation | 0.19398 | 0.94572 | -31826.1256 | 0.92485 | 1.9876 | 3404.3613 | TRC/PCT less than one
[11 empty] | Commercial/Industrial | Lodging/Hospitality | New | Drain Water Heat Recovery | 0.19135 | 0.8626 | -44233.9243 | 0.47913 | 3.3276 | 7927.4546 | TRC score less than one | Commercial/Industrial | Schools K-12 | Existing | Interior Lighting Controls | 0.37838 | 1.8228 | -216.664 | 0 | 0 | 333.06 | RIM/PCT less than one | Commercial/Industrial | Offices | New | Duct Insulation | 0.19398 | 0.94572 | -31826.1256 | 0.92485 | 1.9876 | 3404.3613 | TRC/PCT less than one
[11 empty] | Commercial/Industrial | Miscellaneous | New | Drain Water Heat Recovery | 0.19064 | 1.332 | -331920.4846 | 11.993 | 5.703 | 49546.591 | TRC score less than one | Commercial/Industrial | Schools K-12 | New | Interior Lighting Controls | 0.37838 | 1.8228 | -216.664 | 0 | 0 | 333.06 | RIM/PCT less than one | Commercial/Industrial | Lodging/Hospitality | New | Drain Water Heat Recovery | 0.19135 | 0.8626 | -44233.9243 | 0.47913 | 3.3276 | 7927.4546 | TRC/PCT less than one
[11 empty] | Commercial/Industrial | Retail | New | Facility Commissioning | 0.18955 | 1.2068 | -28263.1423 | 1.5279 | 0.15337 | 7110.6731 | TRC score less than one | Commercial/Industrial | Restaurants | Existing | HVAC tune-up_RTU | 0.51501 | 1.0669 | -223.2591 | 0.25233 | 0.045935 | 1270.9781 | RIM/PCT less than one | Commercial/Industrial | Miscellaneous | New | Drain Water Heat Recovery | 0.19064 | 1.332 | -331920.4846 | 11.993 | 5.703 | 49546.591 | TRC/PCT less than one
[11 empty] | Commercial/Industrial | Healthcare | Existing | Duct Insulation | 0.188 | 0.94572 | -40342.1011 | 1.1226 | 2.4127 | 4132.3741 | TRC score less than one | Commercial/Industrial | Restaurants | New | HVAC tune-up_RTU | 0.51501 | 1.0669 | -223.2591 | 0.25233 | 0.045935 | 1270.9781 | RIM/PCT less than one | Commercial/Industrial | Retail | New | Facility Commissioning | 0.18955 | 1.2068 | -28263.1423 | 1.5279 | 0.15337 | 7110.6731 | TRC/PCT less than one
[11 empty] | Commercial/Industrial | Healthcare | New | Duct Insulation | 0.188 | 0.94572 | -40342.1011 | 1.1226 | 2.4127 | 4132.3741 | TRC score less than one | Commercial/Industrial | Assembly | Existing | Refrigerated Display Case Lighting Controls | 0.14521 | 1.319 | -240.205 | 0.0084392 | 0.0078859 | 61.4361 | RIM/PCT less than one | Commercial/Industrial | Healthcare | Existing | Duct Insulation | 0.188 | 0.94572 | -40342.1011 | 1.1226 | 2.4127 | 4132.3741 | TRC/PCT less than one
[11 empty] | Commercial/Industrial | Hospitals | Existing | Duct Insulation | 0.188 | 0.9457 | -420358.346 | 11.6976 | 25.1399 | 43058.6877 | TRC score less than one | Commercial/Industrial | College and University | Existing | Refrigerated Display Case Lighting Controls | 0.14521 | 1.319 | -240.205 | 0.0084392 | 0.0078859 | 61.4361 | RIM/PCT less than one | Commercial/Industrial | Healthcare | New | Duct Insulation | 0.188 | 0.94572 | -40342.1011 | 1.1226 | 2.4127 | 4132.3741 | TRC/PCT less than one
[11 empty] | Commercial/Industrial | Hospitals | New | Duct Insulation | 0.188 | 0.9457 | -420358.346 | 11.6976 | 25.1399 | 43058.6877 | TRC score less than one | Commercial/Industrial | Grocery | Existing | Refrigerated Display Case Lighting Controls | 0.14521 | 1.319 | -240.205 | 0.0084392 | 0.0078859 | 61.4361 | RIM/PCT less than one | Commercial/Industrial | Hospitals | Existing | Duct Insulation | 0.188 | 0.9457 | -420358.346 | 11.6976 | 25.1399 | 43058.6877 | TRC/PCT less than one
[11 empty] | Commercial/Industrial | Offices | Existing | Energy Recovery Ventilation System (ERV) | 0.18724 | 0.96325 | -215562.4657 | 15.4644 | 13.1854 | 8593.5069 | TRC score less than one | Commercial/Industrial | Healthcare | Existing | Refrigerated Display Case Lighting Controls | 0.14521 | 1.319 | -240.205 | 0.0084392 | 0.0078859 | 61.4361 | RIM/PCT less than one | Commercial/Industrial | Hospitals | New | Duct Insulation | 0.188 | 0.9457 | -420358.346 | 11.6976 | 25.1399 | 43058.6877 | TRC/PCT less than one
[11 empty] | Commercial/Industrial | Offices | New | Energy Recovery Ventilation System (ERV) | 0.18724 | 0.96325 | -215562.4657 | 15.4644 | 13.1854 | 8593.5069 | TRC score less than one | Commercial/Industrial | Hospitals | Existing | Refrigerated Display Case Lighting Controls | 0.14521 | 1.319 | -240.205 | 0.0084392 | 0.0078859 | 61.4361 | RIM/PCT less than one | Commercial/Industrial | Offices | Existing | Energy Recovery Ventilation System (ERV) | 0.18724 | 0.96325 | -215562.4657 | 15.4644 | 13.1854 | 8593.5069 | TRC/PCT less than one
[11 empty] | Commercial/Industrial | College and University | Existing | Demand Defrost | 0.18597 | 1.3984 | -1445.31 | 0.051145 | 0.04284 | 394.47 | TRC score less than one | Commercial/Industrial | Institutional | Existing | Refrigerated Display Case Lighting Controls | 0.14521 | 1.319 | -240.205 | 0.0084392 | 0.0078859 | 61.4361 | RIM/PCT less than one | Commercial/Industrial | Offices | New | Energy Recovery Ventilation System (ERV) | 0.18724 | 0.96325 | -215562.4657 | 15.4644 | 13.1854 | 8593.5069 | TRC/PCT less than one
[11 empty] | Commercial/Industrial | Healthcare | Existing | Demand Defrost | 0.18597 | 1.3984 | -1445.31 | 0.051145 | 0.04284 | 394.47 | TRC score less than one | Commercial/Industrial | Lodging/Hospitality | Existing | Refrigerated Display Case Lighting Controls | 0.14521 | 1.319 | -240.205 | 0.0084392 | 0.0078859 | 61.4361 | RIM/PCT less than one | Commercial/Industrial | College and University | Existing | Demand Defrost | 0.18597 | 1.3984 | -1445.31 | 0.051145 | 0.04284 | 394.47 | TRC/PCT less than one
[11 empty] | Commercial/Industrial | Hospitals | Existing | Demand Defrost | 0.18597 | 1.3984 | -1445.31 | 0.051145 | 0.04284 | 394.47 | TRC score less than one | Commercial/Industrial | Miscellaneous | Existing | Refrigerated Display Case Lighting Controls | 0.14521 | 1.319 | -240.205 | 0.0084392 | 0.0078859 | 61.4361 | RIM/PCT less than one | Commercial/Industrial | Healthcare | Existing | Demand Defrost | 0.18597 | 1.3984 | -1445.31 | 0.051145 | 0.04284 | 394.47 | TRC/PCT less than one
[11 empty] | Commercial/Industrial | Lodging/Hospitality | Existing | Demand Defrost | 0.18597 | 1.3984 | -1445.31 | 0.051145 | 0.04284 | 394.47 | TRC score less than one | Commercial/Industrial | Offices | Existing | Refrigerated Display Case Lighting Controls | 0.14521 | 1.319 | -240.205 | 0.0084392 | 0.0078859 | 61.4361 | RIM/PCT less than one | Commercial/Industrial | Hospitals | Existing | Demand Defrost | 0.18597 | 1.3984 | -1445.31 | 0.051145 | 0.04284 | 394.47 | TRC/PCT less than one
[11 empty] | Commercial/Industrial | Restaurants | Existing | Demand Defrost | 0.18597 | 1.3984 | -1445.31 | 0.051145 | 0.04284 | 394.47 | TRC score less than one | Commercial/Industrial | Restaurants | Existing | Refrigerated Display Case Lighting Controls | 0.14521 | 1.319 | -240.205 | 0.0084392 | 0.0078859 | 61.4361 | RIM/PCT less than one | Commercial/Industrial | Lodging/Hospitality | Existing | Demand Defrost | 0.18597 | 1.3984 | -1445.31 | 0.051145 | 0.04284 | 394.47 | TRC/PCT less than one
[11 empty] | Commercial/Industrial | Schools K-12 | Existing | Demand Defrost | 0.18597 | 1.3984 | -1445.31 | 0.051145 | 0.04284 | 394.47 | TRC score less than one | Commercial/Industrial | Retail | Existing | Refrigerated Display Case Lighting Controls | 0.14521 | 1.319 | -240.205 | 0.0084392 | 0.0078859 | 61.4361 | RIM/PCT less than one | Commercial/Industrial | Restaurants | Existing | Demand Defrost | 0.18597 | 1.3984 | -1445.31 | 0.051145 | 0.04284 | 394.47 | TRC/PCT less than one
[11 empty] | Commercial/Industrial | College and University | New | Demand Defrost | 0.18597 | 1.3984 | -1445.31 | 0.051145 | 0.04284 | 394.47 | TRC score less than one | Commercial/Industrial | Schools K-12 | Existing | Refrigerated Display Case Lighting Controls | 0.14521 | 1.319 | -240.205 | 0.0084392 | 0.0078859 | 61.4361 | RIM/PCT less than one | Commercial/Industrial | Schools K-12 | Existing | Demand Defrost | 0.18597 | 1.3984 | -1445.31 | 0.051145 | 0.04284 | 394.47 | TRC/PCT less than one
[11 empty] | Commercial/Industrial | Healthcare | New | Demand Defrost | 0.18597 | 1.3984 | -1445.31 | 0.051145 | 0.04284 | 394.47 | TRC score less than one | Commercial/Industrial | Warehouse | Existing | Refrigerated Display Case Lighting Controls | 0.14521 | 1.319 | -240.205 | 0.0084392 | 0.0078859 | 61.4361 | RIM/PCT less than one | Commercial/Industrial | College and University | New | Demand Defrost | 0.18597 | 1.3984 | -1445.31 | 0.051145 | 0.04284 | 394.47 | TRC/PCT less than one
[11 empty] | Commercial/Industrial | Hospitals | New | Demand Defrost | 0.18597 | 1.3984 | -1445.31 | 0.051145 | 0.04284 | 394.47 | TRC score less than one | Commercial/Industrial | Lodging/Hospitality | Existing | Dedicated Outdoor Air System on VRF unit | 0.7357 | 1.3943 | -271.0825 | 0.27644 | 0.2031 | 1302.9413 | RIM/PCT less than one | Commercial/Industrial | Healthcare | New | Demand Defrost | 0.18597 | 1.3984 | -1445.31 | 0.051145 | 0.04284 | 394.47 | TRC/PCT less than one
[11 empty] | Commercial/Industrial | Lodging/Hospitality | New | Demand Defrost | 0.18597 | 1.3984 | -1445.31 | 0.051145 | 0.04284 | 394.47 | TRC score less than one | Commercial/Industrial | Lodging/Hospitality | New | Dedicated Outdoor Air System on VRF unit | 0.7357 | 1.3943 | -271.0825 | 0.27644 | 0.2031 | 1302.9413 | RIM/PCT less than one | Commercial/Industrial | Hospitals | New | Demand Defrost | 0.18597 | 1.3984 | -1445.31 | 0.051145 | 0.04284 | 394.47 | TRC/PCT less than one
[11 empty] | Commercial/Industrial | Restaurants | New | Demand Defrost | 0.18597 | 1.3984 | -1445.31 | 0.051145 | 0.04284 | 394.47 | TRC score less than one | Commercial/Industrial | Assembly | New | Refrigerated Display Case Lighting Controls | 0.053565 | 1.3111 | -276.9811 | 0.0031317 | 0.0029264 | 22.7985 | RIM/PCT less than one | Commercial/Industrial | Lodging/Hospitality | New | Demand Defrost | 0.18597 | 1.3984 | -1445.31 | 0.051145 | 0.04284 | 394.47 | TRC/PCT less than one
[11 empty] | Commercial/Industrial | Schools K-12 | New | Demand Defrost | 0.18597 | 1.3984 | -1445.31 | 0.051145 | 0.04284 | 394.47 | TRC score less than one | Commercial/Industrial | College and University | New | Refrigerated Display Case Lighting Controls | 0.053565 | 1.3111 | -276.9811 | 0.0031317 | 0.0029264 | 22.7985 | RIM/PCT less than one | Commercial/Industrial | Restaurants | New | Demand Defrost | 0.18597 | 1.3984 | -1445.31 | 0.051145 | 0.04284 | 394.47 | TRC/PCT less than one
[11 empty] | Commercial/Industrial | Offices | Existing | Drain Water Heat Recovery | 0.18452 | 1.332 | -50286.4359 | 1.7412 | 0.82801 | 7193.5731 | TRC score less than one | Commercial/Industrial | Grocery | New | Refrigerated Display Case Lighting Controls | 0.053565 | 1.3111 | -276.9811 | 0.0031317 | 0.0029264 | 22.7985 | RIM/PCT less than one | Commercial/Industrial | Schools K-12 | New | Demand Defrost | 0.18597 | 1.3984 | -1445.31 | 0.051145 | 0.04284 | 394.47 | TRC/PCT less than one
[11 empty] | Commercial/Industrial | Warehouse | Existing | ENERGY STAR certified buildings program | 0.18399 | 0.94923 | -67980.9705 | 1.044 | 3.2367 | 6244.4932 | TRC score less than one | Commercial/Industrial | Healthcare | New | Refrigerated Display Case Lighting Controls | 0.053565 | 1.3111 | -276.9811 | 0.0031317 | 0.0029264 | 22.7985 | RIM/PCT less than one | Commercial/Industrial | Offices | Existing | Drain Water Heat Recovery | 0.18452 | 1.332 | -50286.4359 | 1.7412 | 0.82801 | 7193.5731 | TRC/PCT less than one
[11 empty] | Commercial/Industrial | Warehouse | New | ENERGY STAR certified buildings program | 0.18399 | 0.94923 | -67980.9705 | 1.044 | 3.2367 | 6244.4932 | TRC score less than one | Commercial/Industrial | Hospitals | New | Refrigerated Display Case Lighting Controls | 0.053565 | 1.3111 | -276.9811 | 0.0031317 | 0.0029264 | 22.7985 | RIM/PCT less than one | Commercial/Industrial | Warehouse | Existing | ENERGY STAR certified buildings program | 0.18399 | 0.94923 | -67980.9705 | 1.044 | 3.2367 | 6244.4932 | TRC/PCT less than one
[11 empty] | Commercial/Industrial | Assembly | Existing | Demand Defrost | 0.18366 | 1.3355 | -1436.6514 | 0.054904 | 0.0050296 | 394.47 | TRC score less than one | Commercial/Industrial | Institutional | New | Refrigerated Display Case Lighting Controls | 0.053565 | 1.3111 | -276.9811 | 0.0031317 | 0.0029264 | 22.7985 | RIM/PCT less than one | Commercial/Industrial | Warehouse | New | ENERGY STAR certified buildings program | 0.18399 | 0.94923 | -67980.9705 | 1.044 | 3.2367 | 6244.4932 | TRC/PCT less than one
[11 empty] | Commercial/Industrial | Grocery | Existing | Demand Defrost | 0.18366 | 1.3355 | -1436.6514 | 0.054904 | 0.0050296 | 394.47 | TRC score less than one | Commercial/Industrial | Lodging/Hospitality | New | Refrigerated Display Case Lighting Controls | 0.053565 | 1.3111 | -276.9811 | 0.0031317 | 0.0029264 | 22.7985 | RIM/PCT less than one | Commercial/Industrial | Assembly | Existing | Demand Defrost | 0.18366 | 1.3355 | -1436.6514 | 0.054904 | 0.0050296 | 394.47 | TRC/PCT less than one
[11 empty] | Commercial/Industrial | Institutional | Existing | Demand Defrost | 0.18366 | 1.3355 | -1436.6514 | 0.054904 | 0.0050296 | 394.47 | TRC score less than one | Commercial/Industrial | Miscellaneous | New | Refrigerated Display Case Lighting Controls | 0.053565 | 1.3111 | -276.9811 | 0.0031317 | 0.0029264 | 22.7985 | RIM/PCT less than one | Commercial/Industrial | Grocery | Existing | Demand Defrost | 0.18366 | 1.3355 | -1436.6514 | 0.054904 | 0.0050296 | 394.47 | TRC/PCT less than one
[11 empty] | Commercial/Industrial | Miscellaneous | Existing | Demand Defrost | 0.18366 | 1.3355 | -1436.6514 | 0.054904 | 0.0050296 | 394.47 | TRC score less than one | Commercial/Industrial | Offices | New | Refrigerated Display Case Lighting Controls | 0.053565 | 1.3111 | -276.9811 | 0.0031317 | 0.0029264 | 22.7985 | RIM/PCT less than one | Commercial/Industrial | Institutional | Existing | Demand Defrost | 0.18366 | 1.3355 | -1436.6514 | 0.054904 | 0.0050296 | 394.47 | TRC/PCT less than one
[11 empty] | Commercial/Industrial | Offices | Existing | Demand Defrost | 0.18366 | 1.3355 | -1436.6514 | 0.054904 | 0.0050296 | 394.47 | TRC score less than one | Commercial/Industrial | Restaurants | New | Refrigerated Display Case Lighting Controls | 0.053565 | 1.3111 | -276.9811 | 0.0031317 | 0.0029264 | 22.7985 | RIM/PCT less than one | Commercial/Industrial | Miscellaneous | Existing | Demand Defrost | 0.18366 | 1.3355 | -1436.6514 | 0.054904 | 0.0050296 | 394.47 | TRC/PCT less than one
[11 empty] | Commercial/Industrial | Retail | Existing | Demand Defrost | 0.18366 | 1.3355 | -1436.6514 | 0.054904 | 0.0050296 | 394.47 | TRC score less than one | Commercial/Industrial | Retail | New | Refrigerated Display Case Lighting Controls | 0.053565 | 1.3111 | -276.9811 | 0.0031317 | 0.0029264 | 22.7985 | RIM/PCT less than one | Commercial/Industrial | Offices | Existing | Demand Defrost | 0.18366 | 1.3355 | -1436.6514 | 0.054904 | 0.0050296 | 394.47 | TRC/PCT less than one
[11 empty] | Commercial/Industrial | Warehouse | Existing | Demand Defrost | 0.18366 | 1.3355 | -1436.6514 | 0.054904 | 0.0050296 | 394.47 | TRC score less than one | Commercial/Industrial | Schools K-12 | New | Refrigerated Display Case Lighting Controls | 0.053565 | 1.3111 | -276.9811 | 0.0031317 | 0.0029264 | 22.7985 | RIM/PCT less than one | Commercial/Industrial | Retail | Existing | Demand Defrost | 0.18366 | 1.3355 | -1436.6514 | 0.054904 | 0.0050296 | 394.47 | TRC/PCT less than one
[11 empty] | Commercial/Industrial | Assembly | New | Demand Defrost | 0.18366 | 1.3355 | -1436.6514 | 0.054904 | 0.0050296 | 394.47 | TRC score less than one | Commercial/Industrial | Warehouse | New | Refrigerated Display Case Lighting Controls | 0.053565 | 1.3111 | -276.9811 | 0.0031317 | 0.0029264 | 22.7985 | RIM/PCT less than one | Commercial/Industrial | Warehouse | Existing | Demand Defrost | 0.18366 | 1.3355 | -1436.6514 | 0.054904 | 0.0050296 | 394.47 | TRC/PCT less than one
[11 empty] | Commercial/Industrial | Grocery | New | Demand Defrost | 0.18366 | 1.3355 | -1436.6514 | 0.054904 | 0.0050296 | 394.47 | TRC score less than one | Commercial/Industrial | Assembly | New | Freezer-Cooler Replacement Gaskets | 0 | #DIV/0! | -277.6296 | 0 | 0 | 0 | RIM/PCT less than one | Commercial/Industrial | Assembly | New | Demand Defrost | 0.18366 | 1.3355 | -1436.6514 | 0.054904 | 0.0050296 | 394.47 | TRC/PCT less than one
[11 empty] | Commercial/Industrial | Institutional | New | Demand Defrost | 0.18366 | 1.3355 | -1436.6514 | 0.054904 | 0.0050296 | 394.47 | TRC score less than one | Commercial/Industrial | College and University | New | Freezer-Cooler Replacement Gaskets | 0 | #DIV/0! | -277.6296 | 0 | 0 | 0 | RIM/PCT less than one | Commercial/Industrial | Grocery | New | Demand Defrost | 0.18366 | 1.3355 | -1436.6514 | 0.054904 | 0.0050296 | 394.47 | TRC/PCT less than one
[11 empty] | Commercial/Industrial | Miscellaneous | New | Demand Defrost | 0.18366 | 1.3355 | -1436.6514 | 0.054904 | 0.0050296 | 394.47 | TRC score less than one | Commercial/Industrial | Grocery | New | Freezer-Cooler Replacement Gaskets | 0 | #DIV/0! | -277.6296 | 0 | 0 | 0 | RIM/PCT less than one | Commercial/Industrial | Institutional | New | Demand Defrost | 0.18366 | 1.3355 | -1436.6514 | 0.054904 | 0.0050296 | 394.47 | TRC/PCT less than one
[11 empty] | Commercial/Industrial | Offices | New | Demand Defrost | 0.18366 | 1.3355 | -1436.6514 | 0.054904 | 0.0050296 | 394.47 | TRC score less than one | Commercial/Industrial | Healthcare | New | Freezer-Cooler Replacement Gaskets | 0 | #DIV/0! | -277.6296 | 0 | 0 | 0 | RIM/PCT less than one | Commercial/Industrial | Miscellaneous | New | Demand Defrost | 0.18366 | 1.3355 | -1436.6514 | 0.054904 | 0.0050296 | 394.47 | TRC/PCT less than one
[11 empty] | Commercial/Industrial | Retail | New | Demand Defrost | 0.18366 | 1.3355 | -1436.6514 | 0.054904 | 0.0050296 | 394.47 | TRC score less than one | Commercial/Industrial | Hospitals | New | Freezer-Cooler Replacement Gaskets | 0 | #DIV/0! | -277.6296 | 0 | 0 | 0 | RIM/PCT less than one | Commercial/Industrial | Offices | New | Demand Defrost | 0.18366 | 1.3355 | -1436.6514 | 0.054904 | 0.0050296 | 394.47 | TRC/PCT less than one
[11 empty] | Commercial/Industrial | Warehouse | New | Demand Defrost | 0.18366 | 1.3355 | -1436.6514 | 0.054904 | 0.0050296 | 394.47 | TRC score less than one | Commercial/Industrial | Institutional | New | Freezer-Cooler Replacement Gaskets | 0 | #DIV/0! | -277.6296 | 0 | 0 | 0 | RIM/PCT less than one | Commercial/Industrial | Retail | New | Demand Defrost | 0.18366 | 1.3355 | -1436.6514 | 0.054904 | 0.0050296 | 394.47 | TRC/PCT less than one
[11 empty] | Commercial/Industrial | College and University | New | Instantaneous Hot Water System | 0.18041 | 1.2916 | -64372.5178 | 0.76527 | 1.8458 | 8098.3397 | TRC score less than one | Commercial/Industrial | Lodging/Hospitality | New | Freezer-Cooler Replacement Gaskets | 0 | #DIV/0! | -277.6296 | 0 | 0 | 0 | RIM/PCT less than one | Commercial/Industrial | Warehouse | New | Demand Defrost | 0.18366 | 1.3355 | -1436.6514 | 0.054904 | 0.0050296 | 394.47 | TRC/PCT less than one
[11 empty] | Commercial/Industrial | College and University | Turnover | Instantaneous Hot Water System | 0.18041 | 1.2916 | -64372.5178 | 0.76527 | 1.8458 | 8098.3397 | TRC score less than one | Commercial/Industrial | Miscellaneous | New | Freezer-Cooler Replacement Gaskets | 0 | #DIV/0! | -277.6296 | 0 | 0 | 0 | RIM/PCT less than one | Commercial/Industrial | College and University | Turnover | Instantaneous Hot Water System | 0.18041 | 1.2916 | -64372.5178 | 0.76527 | 1.8458 | 8098.3397 | TRC/PCT less than one
[11 empty] | Commercial/Industrial | Assembly | Existing | Strip Curtains for Walk-ins | 0.17915 | 1.1054 | -444.5323 | 0.060723 | 0.016724 | 420 | TRC score less than one | Commercial/Industrial | Offices | New | Freezer-Cooler Replacement Gaskets | 0 | #DIV/0! | -277.6296 | 0 | 0 | 0 | RIM/PCT less than one | Commercial/Industrial | College and University | New | Instantaneous Hot Water System | 0.18041 | 1.2916 | -64372.5178 | 0.76527 | 1.8458 | 8098.3397 | TRC/PCT less than one
[11 empty] | Commercial/Industrial | Grocery | Existing | Strip Curtains for Walk-ins | 0.17915 | 1.1054 | -444.5323 | 0.060723 | 0.016724 | 420 | TRC score less than one | Commercial/Industrial | Restaurants | New | Freezer-Cooler Replacement Gaskets | 0 | #DIV/0! | -277.6296 | 0 | 0 | 0 | RIM/PCT less than one | Commercial/Industrial | Assembly | Existing | Strip Curtains for Walk-ins | 0.17915 | 1.1054 | -444.5323 | 0.060723 | 0.016724 | 420 | TRC/PCT less than one
[11 empty] | Commercial/Industrial | Institutional | Existing | Strip Curtains for Walk-ins | 0.17915 | 1.1054 | -444.5323 | 0.060723 | 0.016724 | 420 | TRC score less than one | Commercial/Industrial | Retail | New | Freezer-Cooler Replacement Gaskets | 0 | #DIV/0! | -277.6296 | 0 | 0 | 0 | RIM/PCT less than one | Commercial/Industrial | Grocery | Existing | Strip Curtains for Walk-ins | 0.17915 | 1.1054 | -444.5323 | 0.060723 | 0.016724 | 420 | TRC/PCT less than one
[11 empty] | Commercial/Industrial | Miscellaneous | Existing | Strip Curtains for Walk-ins | 0.17915 | 1.1054 | -444.5323 | 0.060723 | 0.016724 | 420 | TRC score less than one | Commercial/Industrial | Schools K-12 | New | Freezer-Cooler Replacement Gaskets | 0 | #DIV/0! | -277.6296 | 0 | 0 | 0 | RIM/PCT less than one | Commercial/Industrial | Institutional | Existing | Strip Curtains for Walk-ins | 0.17915 | 1.1054 | -444.5323 | 0.060723 | 0.016724 | 420 | TRC/PCT less than one
[11 empty] | Commercial/Industrial | Offices | Existing | Strip Curtains for Walk-ins | 0.17915 | 1.1054 | -444.5323 | 0.060723 | 0.016724 | 420 | TRC score less than one | Commercial/Industrial | Warehouse | New | Freezer-Cooler Replacement Gaskets | 0 | #DIV/0! | -277.6296 | 0 | 0 | 0 | RIM/PCT less than one | Commercial/Industrial | Miscellaneous | Existing | Strip Curtains for Walk-ins | 0.17915 | 1.1054 | -444.5323 | 0.060723 | 0.016724 | 420 | TRC/PCT less than one
[11 empty] | Commercial/Industrial | Retail | Existing | Strip Curtains for Walk-ins | 0.17915 | 1.1054 | -444.5323 | 0.060723 | 0.016724 | 420 | TRC score less than one | Commercial/Industrial | Assembly | Existing | Tank Wrap on Water Heater | 0.30525 | 1.3621 | -279.6356 | 0.026439 | 0.026975 | 263.9459 | RIM/PCT less than one | Commercial/Industrial | Offices | Existing | Strip Curtains for Walk-ins | 0.17915 | 1.1054 | -444.5323 | 0.060723 | 0.016724 | 420 | TRC/PCT less than one
[11 empty] | Commercial/Industrial | Warehouse | Existing | Strip Curtains for Walk-ins | 0.17915 | 1.1054 | -444.5323 | 0.060723 | 0.016724 | 420 | TRC score less than one | Commercial/Industrial | Grocery | Existing | Tank Wrap on Water Heater | 0.30525 | 1.3621 | -279.6356 | 0.026439 | 0.026975 | 263.9459 | RIM/PCT less than one | Commercial/Industrial | Retail | Existing | Strip Curtains for Walk-ins | 0.17915 | 1.1054 | -444.5323 | 0.060723 | 0.016724 | 420 | TRC/PCT less than one
[11 empty] | Commercial/Industrial | Assembly | New | Strip Curtains for Walk-ins | 0.17915 | 1.1054 | -444.5323 | 0.060723 | 0.016724 | 420 | TRC score less than one | Commercial/Industrial | Healthcare | Existing | Tank Wrap on Water Heater | 0.30525 | 1.3621 | -279.6356 | 0.026439 | 0.026975 | 263.9459 | RIM/PCT less than one | Commercial/Industrial | Warehouse | Existing | Strip Curtains for Walk-ins | 0.17915 | 1.1054 | -444.5323 | 0.060723 | 0.016724 | 420 | TRC/PCT less than one
[11 empty] | Commercial/Industrial | Grocery | New | Strip Curtains for Walk-ins | 0.17915 | 1.1054 | -444.5323 | 0.060723 | 0.016724 | 420 | TRC score less than one | Commercial/Industrial | Schools K-12 | Existing | Tank Wrap on Water Heater | 0.30525 | 1.3621 | -279.6356 | 0.026439 | 0.026975 | 263.9459 | RIM/PCT less than one | Commercial/Industrial | Assembly | New | Strip Curtains for Walk-ins | 0.17915 | 1.1054 | -444.5323 | 0.060723 | 0.016724 | 420 | TRC/PCT less than one
[11 empty] | Commercial/Industrial | Institutional | New | Strip Curtains for Walk-ins | 0.17915 | 1.1054 | -444.5323 | 0.060723 | 0.016724 | 420 | TRC score less than one | Commercial/Industrial | Warehouse | Existing | Tank Wrap on Water Heater | 0.30525 | 1.3621 | -279.6356 | 0.026439 | 0.026975 | 263.9459 | RIM/PCT less than one | Commercial/Industrial | Grocery | New | Strip Curtains for Walk-ins | 0.17915 | 1.1054 | -444.5323 | 0.060723 | 0.016724 | 420 | TRC/PCT less than one
[11 empty] | Commercial/Industrial | Miscellaneous | New | Strip Curtains for Walk-ins | 0.17915 | 1.1054 | -444.5323 | 0.060723 | 0.016724 | 420 | TRC score less than one | Commercial/Industrial | Assembly | New | Tank Wrap on Water Heater | 0.29195 | 1.3618 | -288.3984 | 0.025292 | 0.025805 | 252.4943 | RIM/PCT less than one | Commercial/Industrial | Institutional | New | Strip Curtains for Walk-ins | 0.17915 | 1.1054 | -444.5323 | 0.060723 | 0.016724 | 420 | TRC/PCT less than one
[11 empty] | Commercial/Industrial | Offices | New | Strip Curtains for Walk-ins | 0.17915 | 1.1054 | -444.5323 | 0.060723 | 0.016724 | 420 | TRC score less than one | Commercial/Industrial | Grocery | New | Tank Wrap on Water Heater | 0.29195 | 1.3618 | -288.3984 | 0.025292 | 0.025805 | 252.4943 | RIM/PCT less than one | Commercial/Industrial | Miscellaneous | New | Strip Curtains for Walk-ins | 0.17915 | 1.1054 | -444.5323 | 0.060723 | 0.016724 | 420 | TRC/PCT less than one
[11 empty] | Commercial/Industrial | Retail | New | Strip Curtains for Walk-ins | 0.17915 | 1.1054 | -444.5323 | 0.060723 | 0.016724 | 420 | TRC score less than one | Commercial/Industrial | Healthcare | New | Tank Wrap on Water Heater | 0.29195 | 1.3618 | -288.3984 | 0.025292 | 0.025805 | 252.4943 | RIM/PCT less than one | Commercial/Industrial | Offices | New | Strip Curtains for Walk-ins | 0.17915 | 1.1054 | -444.5323 | 0.060723 | 0.016724 | 420 | TRC/PCT less than one
[11 empty] | Commercial/Industrial | Warehouse | New | Strip Curtains for Walk-ins | 0.17915 | 1.1054 | -444.5323 | 0.060723 | 0.016724 | 420 | TRC score less than one | Commercial/Industrial | Schools K-12 | New | Tank Wrap on Water Heater | 0.29195 | 1.3618 | -288.3984 | 0.025292 | 0.025805 | 252.4943 | RIM/PCT less than one | Commercial/Industrial | Retail | New | Strip Curtains for Walk-ins | 0.17915 | 1.1054 | -444.5323 | 0.060723 | 0.016724 | 420 | TRC/PCT less than one
[11 empty] | Commercial/Industrial | Grocery | Existing | Infiltration Reduction - Air Sealing | 0.17906 | 0.57702 | -0.44906 | 2.5502e-05 | 7.5728e-05 | 0.11529 | TRC score less than one | Commercial/Industrial | Warehouse | New | Tank Wrap on Water Heater | 0.29195 | 1.3618 | -288.3984 | 0.025292 | 0.025805 | 252.4943 | RIM/PCT less than one | Commercial/Industrial | Warehouse | New | Strip Curtains for Walk-ins | 0.17915 | 1.1054 | -444.5323 | 0.060723 | 0.016724 | 420 | TRC/PCT less than one
[11 empty] | Commercial/Industrial | College and University | Existing | Ceiling Insulation(R19 to R38) | 0.1779 | 0.9379 | -0.93171 | 4.1634e-05 | 2.4524e-05 | 0.10067 | TRC score less than one | Commercial/Industrial | Institutional | Existing | ECM Motors on Furnaces | 0.51181 | 2.1667 | -292.6542 | 0 | 0 | 403.7315 | RIM/PCT less than one | Commercial/Industrial | Grocery | Existing | Infiltration Reduction - Air Sealing | 0.17906 | 0.57702 | -0.44906 | 2.5502e-05 | 7.5728e-05 | 0.11529 | TRC/PCT less than one
[11 empty] | Commercial/Industrial | Hospitals | Existing | Ceiling Insulation(R19 to R38) | 0.1779 | 0.9379 | -0.93171 | 4.1634e-05 | 2.4524e-05 | 0.10067 | TRC score less than one | Commercial/Industrial | Institutional | New | ECM Motors on Furnaces | 0.51181 | 2.1667 | -292.6542 | 0 | 0 | 403.7315 | RIM/PCT less than one | Commercial/Industrial | College and University | Existing | Ceiling Insulation(R19 to R38) | 0.1779 | 0.9379 | -0.93171 | 4.1634e-05 | 2.4524e-05 | 0.10067 | TRC/PCT less than one
[11 empty] | Commercial/Industrial | Lodging/Hospitality | Existing | Ceiling Insulation(R19 to R38) | 0.1779 | 0.9379 | -0.93171 | 4.1634e-05 | 2.4524e-05 | 0.10067 | TRC score less than one | Commercial/Industrial | Lodging/Hospitality | Turnover | Variable Refrigerant Flow (VRF) HVAC Systems | 0.78717 | 1.3943 | -293.5072 | 0.97409 | 0.71564 | 4591.1322 | RIM/PCT less than one | Commercial/Industrial | Hospitals | Existing | Ceiling Insulation(R19 to R38) | 0.1779 | 0.9379 | -0.93171 | 4.1634e-05 | 2.4524e-05 | 0.10067 | TRC/PCT less than one
[11 empty] | Commercial/Industrial | College and University | Existing | Strip Curtains for Walk-ins | 0.17755 | 1.1539 | -449.5836 | 0.054455 | 0.045613 | 420 | TRC score less than one | Commercial/Industrial | Lodging/Hospitality | New | Variable Refrigerant Flow (VRF) HVAC Systems | 0.78717 | 1.3943 | -293.5072 | 0.97409 | 0.71564 | 4591.1322 | RIM/PCT less than one | Commercial/Industrial | Lodging/Hospitality | Existing | Ceiling Insulation(R19 to R38) | 0.1779 | 0.9379 | -0.93171 | 4.1634e-05 | 2.4524e-05 | 0.10067 | TRC/PCT less than one
[11 empty] | Commercial/Industrial | Healthcare | Existing | Strip Curtains for Walk-ins | 0.17755 | 1.1539 | -449.5836 | 0.054455 | 0.045613 | 420 | TRC score less than one | Commercial/Industrial | Grocery | Existing | Chilled Water Controls Optimization | 0 | #DIV/0! | -309.752 | 0 | 0 | 0 | RIM/PCT less than one | Commercial/Industrial | College and University | Existing | Strip Curtains for Walk-ins | 0.17755 | 1.1539 | -449.5836 | 0.054455 | 0.045613 | 420 | TRC/PCT less than one
[11 empty] | Commercial/Industrial | Hospitals | Existing | Strip Curtains for Walk-ins | 0.17755 | 1.1539 | -449.5836 | 0.054455 | 0.045613 | 420 | TRC score less than one | Commercial/Industrial | Grocery | New | Chilled Water Controls Optimization | 0 | #DIV/0! | -309.752 | 0 | 0 | 0 | RIM/PCT less than one | Commercial/Industrial | Healthcare | Existing | Strip Curtains for Walk-ins | 0.17755 | 1.1539 | -449.5836 | 0.054455 | 0.045613 | 420 | TRC/PCT less than one
[11 empty] | Commercial/Industrial | Lodging/Hospitality | Existing | Strip Curtains for Walk-ins | 0.17755 | 1.1539 | -449.5836 | 0.054455 | 0.045613 | 420 | TRC score less than one | Commercial/Industrial | Hospitals | Existing | Bi-Level Lighting Control (Interior) | 0.50554 | 1.8021 | -330.4864 | 0.0028987 | 0 | 1054.31 | RIM/PCT less than one | Commercial/Industrial | Hospitals | Existing | Strip Curtains for Walk-ins | 0.17755 | 1.1539 | -449.5836 | 0.054455 | 0.045613 | 420 | TRC/PCT less than one
[11 empty] | Commercial/Industrial | Restaurants | Existing | Strip Curtains for Walk-ins | 0.17755 | 1.1539 | -449.5836 | 0.054455 | 0.045613 | 420 | TRC score less than one | Commercial/Industrial | Hospitals | New | Bi-Level Lighting Control (Interior) | 0.50554 | 1.8021 | -330.4864 | 0.0028987 | 0 | 1054.31 | RIM/PCT less than one | Commercial/Industrial | Lodging/Hospitality | Existing | Strip Curtains for Walk-ins | 0.17755 | 1.1539 | -449.5836 | 0.054455 | 0.045613 | 420 | TRC/PCT less than one
[11 empty] | Commercial/Industrial | Schools K-12 | Existing | Strip Curtains for Walk-ins | 0.17755 | 1.1539 | -449.5836 | 0.054455 | 0.045613 | 420 | TRC score less than one | Commercial/Industrial | Assembly | Existing | Network PC Power Management | 0.54287 | 1.1422 | -340.4349 | 0.39582 | 0 | 2661.0035 | RIM/PCT less than one | Commercial/Industrial | Restaurants | Existing | Strip Curtains for Walk-ins | 0.17755 | 1.1539 | -449.5836 | 0.054455 | 0.045613 | 420 | TRC/PCT less than one
[11 empty] | Commercial/Industrial | College and University | New | Strip Curtains for Walk-ins | 0.17755 | 1.1539 | -449.5836 | 0.054455 | 0.045613 | 420 | TRC score less than one | Commercial/Industrial | Assembly | New | Network PC Power Management | 0.54287 | 1.1422 | -340.4349 | 0.39582 | 0 | 2661.0035 | RIM/PCT less than one | Commercial/Industrial | Schools K-12 | Existing | Strip Curtains for Walk-ins | 0.17755 | 1.1539 | -449.5836 | 0.054455 | 0.045613 | 420 | TRC/PCT less than one
[11 empty] | Commercial/Industrial | Healthcare | New | Strip Curtains for Walk-ins | 0.17755 | 1.1539 | -449.5836 | 0.054455 | 0.045613 | 420 | TRC score less than one | Commercial/Industrial | Assembly | Existing | Hot Water Circulation Pump Control | 0.5836 | 1.8386 | -356.7397 | 0.030962 | 0.032526 | 651 | RIM/PCT less than one | Commercial/Industrial | College and University | New | Strip Curtains for Walk-ins | 0.17755 | 1.1539 | -449.5836 | 0.054455 | 0.045613 | 420 | TRC/PCT less than one
[11 empty] | Commercial/Industrial | Hospitals | New | Strip Curtains for Walk-ins | 0.17755 | 1.1539 | -449.5836 | 0.054455 | 0.045613 | 420 | TRC score less than one | Commercial/Industrial | Healthcare | Existing | Hot Water Circulation Pump Control | 0.5836 | 1.8386 | -356.7397 | 0.030962 | 0.032526 | 651 | RIM/PCT less than one | Commercial/Industrial | Healthcare | New | Strip Curtains for Walk-ins | 0.17755 | 1.1539 | -449.5836 | 0.054455 | 0.045613 | 420 | TRC/PCT less than one
[11 empty] | Commercial/Industrial | Lodging/Hospitality | New | Strip Curtains for Walk-ins | 0.17755 | 1.1539 | -449.5836 | 0.054455 | 0.045613 | 420 | TRC score less than one | Commercial/Industrial | Schools K-12 | Existing | Hot Water Circulation Pump Control | 0.5836 | 1.8386 | -356.7397 | 0.030962 | 0.032526 | 651 | RIM/PCT less than one | Commercial/Industrial | Hospitals | New | Strip Curtains for Walk-ins | 0.17755 | 1.1539 | -449.5836 | 0.054455 | 0.045613 | 420 | TRC/PCT less than one
[11 empty] | Commercial/Industrial | Restaurants | New | Strip Curtains for Walk-ins | 0.17755 | 1.1539 | -449.5836 | 0.054455 | 0.045613 | 420 | TRC score less than one | Commercial/Industrial | Warehouse | Existing | Hot Water Circulation Pump Control | 0.5836 | 1.8386 | -356.7397 | 0.030962 | 0.032526 | 651 | RIM/PCT less than one | Commercial/Industrial | Lodging/Hospitality | New | Strip Curtains for Walk-ins | 0.17755 | 1.1539 | -449.5836 | 0.054455 | 0.045613 | 420 | TRC/PCT less than one
[11 empty] | Commercial/Industrial | Schools K-12 | New | Strip Curtains for Walk-ins | 0.17755 | 1.1539 | -449.5836 | 0.054455 | 0.045613 | 420 | TRC score less than one | Commercial/Industrial | Assembly | New | Hot Water Circulation Pump Control | 0.5836 | 1.8386 | -356.7397 | 0.030962 | 0.032526 | 651 | RIM/PCT less than one | Commercial/Industrial | Restaurants | New | Strip Curtains for Walk-ins | 0.17755 | 1.1539 | -449.5836 | 0.054455 | 0.045613 | 420 | TRC/PCT less than one
[11 empty] | Commercial/Industrial | Miscellaneous | Existing | HVAC tune-up_RTU | 0.17746 | 1.0666 | -734.792 | 0.08697 | 0.015832 | 438.0614 | TRC score less than one | Commercial/Industrial | Healthcare | New | Hot Water Circulation Pump Control | 0.5836 | 1.8386 | -356.7397 | 0.030962 | 0.032526 | 651 | RIM/PCT less than one | Commercial/Industrial | Schools K-12 | New | Strip Curtains for Walk-ins | 0.17755 | 1.1539 | -449.5836 | 0.054455 | 0.045613 | 420 | TRC/PCT less than one
[11 empty] | Commercial/Industrial | Miscellaneous | New | HVAC tune-up_RTU | 0.17746 | 1.0666 | -734.792 | 0.08697 | 0.015832 | 438.0614 | TRC score less than one | Commercial/Industrial | Schools K-12 | New | Hot Water Circulation Pump Control | 0.5836 | 1.8386 | -356.7397 | 0.030962 | 0.032526 | 651 | RIM/PCT less than one | Commercial/Industrial | Miscellaneous | Existing | HVAC tune-up_RTU | 0.17746 | 1.0666 | -734.792 | 0.08697 | 0.015832 | 438.0614 | TRC/PCT less than one
[11 empty] | Commercial/Industrial | Retail | Existing | Warehouse Loading Dock Seals | 0.17687 | 1.1566 | -0.59708 | 1.1091e-05 | 1.9789e-05 | 0.097739 | TRC score less than one | Commercial/Industrial | Warehouse | New | Hot Water Circulation Pump Control | 0.5836 | 1.8386 | -356.7397 | 0.030962 | 0.032526 | 651 | RIM/PCT less than one | Commercial/Industrial | Miscellaneous | New | HVAC tune-up_RTU | 0.17746 | 1.0666 | -734.792 | 0.08697 | 0.015832 | 438.0614 | TRC/PCT less than one
[11 empty] | Commercial/Industrial | Schools K-12 | Existing | Bi-Level Lighting Control (Interior) | 0.17686 | 1.8026 | -811.2196 | 0.0010138 | 0 | 368.745 | TRC score less than one | Commercial/Industrial | Restaurants | Existing | Network PC Power Management | 0.54962 | 1.1422 | -380.5131 | 0.47359 | 0 | 3183.805 | RIM/PCT less than one | Commercial/Industrial | Retail | Existing | Warehouse Loading Dock Seals | 0.17687 | 1.1566 | -0.59708 | 1.1091e-05 | 1.9789e-05 | 0.097739 | TRC/PCT less than one
[11 empty] | Commercial/Industrial | Schools K-12 | New | Bi-Level Lighting Control (Interior) | 0.17686 | 1.8026 | -811.2196 | 0.0010138 | 0 | 368.745 | TRC score less than one | Commercial/Industrial | Restaurants | New | Network PC Power Management | 0.54962 | 1.1422 | -380.5131 | 0.47359 | 0 | 3183.805 | RIM/PCT less than one | Commercial/Industrial | Schools K-12 | Existing | Bi-Level Lighting Control (Interior) | 0.17686 | 1.8026 | -811.2196 | 0.0010138 | 0 | 368.745 | TRC/PCT less than one
[11 empty] | Commercial/Industrial | Offices | New | Drain Water Heat Recovery | 0.17651 | 1.332 | -50938.827 | 1.6657 | 0.79209 | 6881.471 | TRC score less than one | Commercial/Industrial | Retail | Existing | HVAC tune-up_RTU | 0.4036 | 1.0668 | -392.0502 | 0.19777 | 0.036002 | 996.1396 | RIM/PCT less than one | Commercial/Industrial | Schools K-12 | New | Bi-Level Lighting Control (Interior) | 0.17686 | 1.8026 | -811.2196 | 0.0010138 | 0 | 368.745 | TRC/PCT less than one
[11 empty] | Commercial/Industrial | Grocery | New | Infiltration Reduction - Air Sealing | 0.17631 | 0.57702 | -0.4537 | 2.5111e-05 | 7.4565e-05 | 0.11352 | TRC score less than one | Commercial/Industrial | Retail | New | HVAC tune-up_RTU | 0.4036 | 1.0668 | -392.0502 | 0.19777 | 0.036002 | 996.1396 | RIM/PCT less than one | Commercial/Industrial | Offices | New | Drain Water Heat Recovery | 0.17651 | 1.332 | -50938.827 | 1.6657 | 0.79209 | 6881.471 | TRC/PCT less than one
[11 empty] | Commercial/Industrial | Grocery | Existing | HVAC tune-up_RTU | 0.17559 | 1.067 | -737.7404 | 0.086017 | 0.015659 | 433.2607 | TRC score less than one | Commercial/Industrial | Offices | Existing | Network PC Power Management | 0.56272 | 1.1708 | -397.2262 | 0.49125 | 0.34213 | 3302.5466 | RIM/PCT less than one | Commercial/Industrial | Grocery | New | Infiltration Reduction - Air Sealing | 0.17631 | 0.57702 | -0.4537 | 2.5111e-05 | 7.4565e-05 | 0.11352 | TRC/PCT less than one
[11 empty] | Commercial/Industrial | Grocery | New | HVAC tune-up_RTU | 0.17559 | 1.067 | -737.7404 | 0.086017 | 0.015659 | 433.2607 | TRC score less than one | Commercial/Industrial | Offices | New | Network PC Power Management | 0.56272 | 1.1708 | -397.2262 | 0.49125 | 0.34213 | 3302.5466 | RIM/PCT less than one | Commercial/Industrial | Grocery | Existing | HVAC tune-up_RTU | 0.17559 | 1.067 | -737.7404 | 0.086017 | 0.015659 | 433.2607 | TRC/PCT less than one
[11 empty] | Commercial/Industrial | College and University | New | Ceiling Insulation(R19 to R38) | 0.17517 | 0.9379 | -0.93755 | 4.0995e-05 | 2.4148e-05 | 0.099123 | TRC score less than one | Commercial/Industrial | Assembly | Existing | Automatic Door Closer for Walk-in Coolers and Freezers | 0.060003 | 1.2831 | -412.4567 | 0.0054303 | 0.0012106 | 39.0829 | RIM/PCT less than one | Commercial/Industrial | Grocery | New | HVAC tune-up_RTU | 0.17559 | 1.067 | -737.7404 | 0.086017 | 0.015659 | 433.2607 | TRC/PCT less than one
[11 empty] | Commercial/Industrial | Hospitals | New | Ceiling Insulation(R19 to R38) | 0.17517 | 0.9379 | -0.93755 | 4.0995e-05 | 2.4148e-05 | 0.099123 | TRC score less than one | Commercial/Industrial | Grocery | Existing | Automatic Door Closer for Walk-in Coolers and Freezers | 0.060003 | 1.2831 | -412.4567 | 0.0054303 | 0.0012106 | 39.0829 | RIM/PCT less than one | Commercial/Industrial | College and University | New | Ceiling Insulation(R19 to R38) | 0.17517 | 0.9379 | -0.93755 | 4.0995e-05 | 2.4148e-05 | 0.099123 | TRC/PCT less than one
[11 empty] | Commercial/Industrial | Lodging/Hospitality | New | Ceiling Insulation(R19 to R38) | 0.17517 | 0.9379 | -0.93755 | 4.0995e-05 | 2.4148e-05 | 0.099123 | TRC score less than one | Commercial/Industrial | Institutional | Existing | Automatic Door Closer for Walk-in Coolers and Freezers | 0.060003 | 1.2831 | -412.4567 | 0.0054303 | 0.0012106 | 39.0829 | RIM/PCT less than one | Commercial/Industrial | Hospitals | New | Ceiling Insulation(R19 to R38) | 0.17517 | 0.9379 | -0.93755 | 4.0995e-05 | 2.4148e-05 | 0.099123 | TRC/PCT less than one
[11 empty] | Commercial/Industrial | Retail | New | Warehouse Loading Dock Seals | 0.17415 | 1.1566 | -0.6005 | 1.0921e-05 | 1.9485e-05 | 0.096238 | TRC score less than one | Commercial/Industrial | Miscellaneous | Existing | Automatic Door Closer for Walk-in Coolers and Freezers | 0.060003 | 1.2831 | -412.4567 | 0.0054303 | 0.0012106 | 39.0829 | RIM/PCT less than one | Commercial/Industrial | Lodging/Hospitality | New | Ceiling Insulation(R19 to R38) | 0.17517 | 0.9379 | -0.93755 | 4.0995e-05 | 2.4148e-05 | 0.099123 | TRC/PCT less than one
[11 empty] | Commercial/Industrial | Restaurants | Existing | Infiltration Reduction - Air Sealing | 0.17374 | 0.57702 | -0.45803 | 2.4745e-05 | 7.348e-05 | 0.11187 | TRC score less than one | Commercial/Industrial | Offices | Existing | Automatic Door Closer for Walk-in Coolers and Freezers | 0.060003 | 1.2831 | -412.4567 | 0.0054303 | 0.0012106 | 39.0829 | RIM/PCT less than one | Commercial/Industrial | Retail | New | Warehouse Loading Dock Seals | 0.17415 | 1.1566 | -0.6005 | 1.0921e-05 | 1.9485e-05 | 0.096238 | TRC/PCT less than one
[11 empty] | Commercial/Industrial | Assembly | Existing | High R-Value Glass Doors | 0.17337 | 1.4013 | -874.7717 | 0.025557 | 0.0087903 | 175 | TRC score less than one | Commercial/Industrial | Retail | Existing | Automatic Door Closer for Walk-in Coolers and Freezers | 0.060003 | 1.2831 | -412.4567 | 0.0054303 | 0.0012106 | 39.0829 | RIM/PCT less than one | Commercial/Industrial | Restaurants | Existing | Infiltration Reduction - Air Sealing | 0.17374 | 0.57702 | -0.45803 | 2.4745e-05 | 7.348e-05 | 0.11187 | TRC/PCT less than one
[11 empty] | Commercial/Industrial | Grocery | Existing | High R-Value Glass Doors | 0.17337 | 1.4013 | -874.7717 | 0.025557 | 0.0087903 | 175 | TRC score less than one | Commercial/Industrial | Warehouse | Existing | Automatic Door Closer for Walk-in Coolers and Freezers | 0.060003 | 1.2831 | -412.4567 | 0.0054303 | 0.0012106 | 39.0829 | RIM/PCT less than one | Commercial/Industrial | Assembly | Existing | High R-Value Glass Doors | 0.17337 | 1.4013 | -874.7717 | 0.025557 | 0.0087903 | 175 | TRC/PCT less than one
[11 empty] | Commercial/Industrial | Institutional | Existing | High R-Value Glass Doors | 0.17337 | 1.4013 | -874.7717 | 0.025557 | 0.0087903 | 175 | TRC score less than one | Commercial/Industrial | Assembly | New | Automatic Door Closer for Walk-in Coolers and Freezers | 0.060003 | 1.2831 | -412.4567 | 0.0054303 | 0.0012106 | 39.0829 | RIM/PCT less than one | Commercial/Industrial | Grocery | Existing | High R-Value Glass Doors | 0.17337 | 1.4013 | -874.7717 | 0.025557 | 0.0087903 | 175 | TRC/PCT less than one
[11 empty] | Commercial/Industrial | Miscellaneous | Existing | High R-Value Glass Doors | 0.17337 | 1.4013 | -874.7717 | 0.025557 | 0.0087903 | 175 | TRC score less than one | Commercial/Industrial | Grocery | New | Automatic Door Closer for Walk-in Coolers and Freezers | 0.060003 | 1.2831 | -412.4567 | 0.0054303 | 0.0012106 | 39.0829 | RIM/PCT less than one | Commercial/Industrial | Institutional | Existing | High R-Value Glass Doors | 0.17337 | 1.4013 | -874.7717 | 0.025557 | 0.0087903 | 175 | TRC/PCT less than one
[11 empty] | Commercial/Industrial | Offices | Existing | High R-Value Glass Doors | 0.17337 | 1.4013 | -874.7717 | 0.025557 | 0.0087903 | 175 | TRC score less than one | Commercial/Industrial | Institutional | New | Automatic Door Closer for Walk-in Coolers and Freezers | 0.060003 | 1.2831 | -412.4567 | 0.0054303 | 0.0012106 | 39.0829 | RIM/PCT less than one | Commercial/Industrial | Miscellaneous | Existing | High R-Value Glass Doors | 0.17337 | 1.4013 | -874.7717 | 0.025557 | 0.0087903 | 175 | TRC/PCT less than one
[11 empty] | Commercial/Industrial | Retail | Existing | High R-Value Glass Doors | 0.17337 | 1.4013 | -874.7717 | 0.025557 | 0.0087903 | 175 | TRC score less than one | Commercial/Industrial | Miscellaneous | New | Automatic Door Closer for Walk-in Coolers and Freezers | 0.060003 | 1.2831 | -412.4567 | 0.0054303 | 0.0012106 | 39.0829 | RIM/PCT less than one | Commercial/Industrial | Offices | Existing | High R-Value Glass Doors | 0.17337 | 1.4013 | -874.7717 | 0.025557 | 0.0087903 | 175 | TRC/PCT less than one
[11 empty] | Commercial/Industrial | Warehouse | Existing | High R-Value Glass Doors | 0.17337 | 1.4013 | -874.7717 | 0.025557 | 0.0087903 | 175 | TRC score less than one | Commercial/Industrial | Offices | New | Automatic Door Closer for Walk-in Coolers and Freezers | 0.060003 | 1.2831 | -412.4567 | 0.0054303 | 0.0012106 | 39.0829 | RIM/PCT less than one | Commercial/Industrial | Retail | Existing | High R-Value Glass Doors | 0.17337 | 1.4013 | -874.7717 | 0.025557 | 0.0087903 | 175 | TRC/PCT less than one
[11 empty] | Commercial/Industrial | Grocery | Existing | Ceiling Insulation(R19 to R38) | 0.17227 | 0.83 | -0.90826 | 2.0543e-05 | 4.6982e-05 | 0.10067 | TRC score less than one | Commercial/Industrial | Retail | New | Automatic Door Closer for Walk-in Coolers and Freezers | 0.060003 | 1.2831 | -412.4567 | 0.0054303 | 0.0012106 | 39.0829 | RIM/PCT less than one | Commercial/Industrial | Warehouse | Existing | High R-Value Glass Doors | 0.17337 | 1.4013 | -874.7717 | 0.025557 | 0.0087903 | 175 | TRC/PCT less than one
[11 empty] | Commercial/Industrial | Restaurants | Existing | Ceiling Insulation(R19 to R38) | 0.17227 | 0.83 | -0.90826 | 2.0543e-05 | 4.6982e-05 | 0.10067 | TRC score less than one | Commercial/Industrial | Warehouse | New | Automatic Door Closer for Walk-in Coolers and Freezers | 0.060003 | 1.2831 | -412.4567 | 0.0054303 | 0.0012106 | 39.0829 | RIM/PCT less than one | Commercial/Industrial | Grocery | Existing | Ceiling Insulation(R19 to R38) | 0.17227 | 0.83 | -0.90826 | 2.0543e-05 | 4.6982e-05 | 0.10067 | TRC/PCT less than one
[11 empty] | Commercial/Industrial | Retail | Existing | Ceiling Insulation(R19 to R38) | 0.17227 | 0.83 | -0.90826 | 2.0543e-05 | 4.6982e-05 | 0.10067 | TRC score less than one | Commercial/Industrial | College and University | Existing | Automatic Door Closer for Walk-in Coolers and Freezers | 0.059887 | 1.3231 | -413.1324 | 0.0050673 | 0.0042445 | 39.0829 | RIM/PCT less than one | Commercial/Industrial | Restaurants | Existing | Ceiling Insulation(R19 to R38) | 0.17227 | 0.83 | -0.90826 | 2.0543e-05 | 4.6982e-05 | 0.10067 | TRC/PCT less than one
[11 empty] | Commercial/Industrial | Institutional | Existing | HVAC tune-up_RTU | 0.17163 | 1.0666 | -743.637 | 0.084111 | 0.015312 | 423.6594 | TRC score less than one | Commercial/Industrial | Healthcare | Existing | Automatic Door Closer for Walk-in Coolers and Freezers | 0.059887 | 1.3231 | -413.1324 | 0.0050673 | 0.0042445 | 39.0829 | RIM/PCT less than one | Commercial/Industrial | Retail | Existing | Ceiling Insulation(R19 to R38) | 0.17227 | 0.83 | -0.90826 | 2.0543e-05 | 4.6982e-05 | 0.10067 | TRC/PCT less than one
[11 empty] | Commercial/Industrial | Institutional | New | HVAC tune-up_RTU | 0.17163 | 1.0666 | -743.637 | 0.084111 | 0.015312 | 423.6594 | TRC score less than one | Commercial/Industrial | Hospitals | Existing | Automatic Door Closer for Walk-in Coolers and Freezers | 0.059887 | 1.3231 | -413.1324 | 0.0050673 | 0.0042445 | 39.0829 | RIM/PCT less than one | Commercial/Industrial | Institutional | Existing | HVAC tune-up_RTU | 0.17163 | 1.0666 | -743.637 | 0.084111 | 0.015312 | 423.6594 | TRC/PCT less than one
[11 empty] | Commercial/Industrial | College and University | Existing | High R-Value Glass Doors | 0.17122 | 1.465 | -882.5058 | 0.02269 | 0.019005 | 175 | TRC score less than one | Commercial/Industrial | Lodging/Hospitality | Existing | Automatic Door Closer for Walk-in Coolers and Freezers | 0.059887 | 1.3231 | -413.1324 | 0.0050673 | 0.0042445 | 39.0829 | RIM/PCT less than one | Commercial/Industrial | Institutional | New | HVAC tune-up_RTU | 0.17163 | 1.0666 | -743.637 | 0.084111 | 0.015312 | 423.6594 | TRC/PCT less than one
[11 empty] | Commercial/Industrial | Healthcare | Existing | High R-Value Glass Doors | 0.17122 | 1.465 | -882.5058 | 0.02269 | 0.019005 | 175 | TRC score less than one | Commercial/Industrial | Restaurants | Existing | Automatic Door Closer for Walk-in Coolers and Freezers | 0.059887 | 1.3231 | -413.1324 | 0.0050673 | 0.0042445 | 39.0829 | RIM/PCT less than one | Commercial/Industrial | College and University | Existing | High R-Value Glass Doors | 0.17122 | 1.465 | -882.5058 | 0.02269 | 0.019005 | 175 | TRC/PCT less than one
[11 empty] | Commercial/Industrial | Hospitals | Existing | High R-Value Glass Doors | 0.17122 | 1.465 | -882.5058 | 0.02269 | 0.019005 | 175 | TRC score less than one | Commercial/Industrial | Schools K-12 | Existing | Automatic Door Closer for Walk-in Coolers and Freezers | 0.059887 | 1.3231 | -413.1324 | 0.0050673 | 0.0042445 | 39.0829 | RIM/PCT less than one | Commercial/Industrial | Healthcare | Existing | High R-Value Glass Doors | 0.17122 | 1.465 | -882.5058 | 0.02269 | 0.019005 | 175 | TRC/PCT less than one
[11 empty] | Commercial/Industrial | Lodging/Hospitality | Existing | High R-Value Glass Doors | 0.17122 | 1.465 | -882.5058 | 0.02269 | 0.019005 | 175 | TRC score less than one | Commercial/Industrial | College and University | New | Automatic Door Closer for Walk-in Coolers and Freezers | 0.059887 | 1.3231 | -413.1324 | 0.0050673 | 0.0042445 | 39.0829 | RIM/PCT less than one | Commercial/Industrial | Hospitals | Existing | High R-Value Glass Doors | 0.17122 | 1.465 | -882.5058 | 0.02269 | 0.019005 | 175 | TRC/PCT less than one
[11 empty] | Commercial/Industrial | Restaurants | Existing | High R-Value Glass Doors | 0.17122 | 1.465 | -882.5058 | 0.02269 | 0.019005 | 175 | TRC score less than one | Commercial/Industrial | Healthcare | New | Automatic Door Closer for Walk-in Coolers and Freezers | 0.059887 | 1.3231 | -413.1324 | 0.0050673 | 0.0042445 | 39.0829 | RIM/PCT less than one | Commercial/Industrial | Lodging/Hospitality | Existing | High R-Value Glass Doors | 0.17122 | 1.465 | -882.5058 | 0.02269 | 0.019005 | 175 | TRC/PCT less than one
[11 empty] | Commercial/Industrial | Schools K-12 | Existing | High R-Value Glass Doors | 0.17122 | 1.465 | -882.5058 | 0.02269 | 0.019005 | 175 | TRC score less than one | Commercial/Industrial | Hospitals | New | Automatic Door Closer for Walk-in Coolers and Freezers | 0.059887 | 1.3231 | -413.1324 | 0.0050673 | 0.0042445 | 39.0829 | RIM/PCT less than one | Commercial/Industrial | Restaurants | Existing | High R-Value Glass Doors | 0.17122 | 1.465 | -882.5058 | 0.02269 | 0.019005 | 175 | TRC/PCT less than one
[11 empty] | Commercial/Industrial | Restaurants | New | Infiltration Reduction - Air Sealing | 0.17107 | 0.57702 | -0.46254 | 2.4365e-05 | 7.2352e-05 | 0.11015 | TRC score less than one | Commercial/Industrial | Lodging/Hospitality | New | Automatic Door Closer for Walk-in Coolers and Freezers | 0.059887 | 1.3231 | -413.1324 | 0.0050673 | 0.0042445 | 39.0829 | RIM/PCT less than one | Commercial/Industrial | Schools K-12 | Existing | High R-Value Glass Doors | 0.17122 | 1.465 | -882.5058 | 0.02269 | 0.019005 | 175 | TRC/PCT less than one
[11 empty] | Commercial/Industrial | Retail | Existing | Energy Recovery Ventilation System (ERV) | 0.16965 | 0.96325 | -157630.7112 | 9.9809 | 8.51 | 5546.325 | TRC score less than one | Commercial/Industrial | Restaurants | New | Automatic Door Closer for Walk-in Coolers and Freezers | 0.059887 | 1.3231 | -413.1324 | 0.0050673 | 0.0042445 | 39.0829 | RIM/PCT less than one | Commercial/Industrial | Restaurants | New | Infiltration Reduction - Air Sealing | 0.17107 | 0.57702 | -0.46254 | 2.4365e-05 | 7.2352e-05 | 0.11015 | TRC/PCT less than one
[11 empty] | Commercial/Industrial | Retail | New | Energy Recovery Ventilation System (ERV) | 0.16965 | 0.96325 | -157630.7112 | 9.9809 | 8.51 | 5546.325 | TRC score less than one | Commercial/Industrial | Schools K-12 | New | Automatic Door Closer for Walk-in Coolers and Freezers | 0.059887 | 1.3231 | -413.1324 | 0.0050673 | 0.0042445 | 39.0829 | RIM/PCT less than one | Commercial/Industrial | Retail | Existing | Energy Recovery Ventilation System (ERV) | 0.16965 | 0.96325 | -157630.7112 | 9.9809 | 8.51 | 5546.325 | TRC/PCT less than one
[11 empty] | Commercial/Industrial | Grocery | New | Ceiling Insulation(R19 to R38) | 0.16962 | 0.83 | -0.91446 | 2.0228e-05 | 4.6261e-05 | 0.099123 | TRC score less than one | Commercial/Industrial | Assembly | Existing | High Efficiency Refrigeration Compressor | 0.26416 | 1.4312 | -420.906 | 0.020431 | 0.0095627 | 135.5 | RIM/PCT less than one | Commercial/Industrial | Retail | New | Energy Recovery Ventilation System (ERV) | 0.16965 | 0.96325 | -157630.7112 | 9.9809 | 8.51 | 5546.325 | TRC/PCT less than one
[11 empty] | Commercial/Industrial | Restaurants | New | Ceiling Insulation(R19 to R38) | 0.16962 | 0.83 | -0.91446 | 2.0228e-05 | 4.6261e-05 | 0.099123 | TRC score less than one | Commercial/Industrial | Grocery | Existing | High Efficiency Refrigeration Compressor | 0.26416 | 1.4312 | -420.906 | 0.020431 | 0.0095627 | 135.5 | RIM/PCT less than one | Commercial/Industrial | Grocery | New | Ceiling Insulation(R19 to R38) | 0.16962 | 0.83 | -0.91446 | 2.0228e-05 | 4.6261e-05 | 0.099123 | TRC/PCT less than one
[11 empty] | Commercial/Industrial | Retail | New | Ceiling Insulation(R19 to R38) | 0.16962 | 0.83 | -0.91446 | 2.0228e-05 | 4.6261e-05 | 0.099123 | TRC score less than one | Commercial/Industrial | Institutional | Existing | High Efficiency Refrigeration Compressor | 0.26416 | 1.4312 | -420.906 | 0.020431 | 0.0095627 | 135.5 | RIM/PCT less than one | Commercial/Industrial | Restaurants | New | Ceiling Insulation(R19 to R38) | 0.16962 | 0.83 | -0.91446 | 2.0228e-05 | 4.6261e-05 | 0.099123 | TRC/PCT less than one
[11 empty] | Commercial/Industrial | Assembly | New | Energy Star Fryer | 0.16676 | 1.3666 | -4880.6311 | 0.14651 | 0.045305 | 903.8223 | TRC score less than one | Commercial/Industrial | Miscellaneous | Existing | High Efficiency Refrigeration Compressor | 0.26416 | 1.4312 | -420.906 | 0.020431 | 0.0095627 | 135.5 | RIM/PCT less than one | Commercial/Industrial | Retail | New | Ceiling Insulation(R19 to R38) | 0.16962 | 0.83 | -0.91446 | 2.0228e-05 | 4.6261e-05 | 0.099123 | TRC/PCT less than one
[11 empty] | Commercial/Industrial | College and University | New | Energy Star Fryer | 0.16676 | 1.3666 | -4880.6311 | 0.14651 | 0.045305 | 903.8223 | TRC score less than one | Commercial/Industrial | Offices | Existing | High Efficiency Refrigeration Compressor | 0.26416 | 1.4312 | -420.906 | 0.020431 | 0.0095627 | 135.5 | RIM/PCT less than one | Commercial/Industrial | Assembly | Turnover | Energy Star Fryer | 0.16676 | 1.3666 | -4880.6311 | 0.14651 | 0.045305 | 903.8223 | TRC/PCT less than one
[11 empty] | Commercial/Industrial | Grocery | New | Energy Star Fryer | 0.16676 | 1.3666 | -4880.6311 | 0.14651 | 0.045305 | 903.8223 | TRC score less than one | Commercial/Industrial | Retail | Existing | High Efficiency Refrigeration Compressor | 0.26416 | 1.4312 | -420.906 | 0.020431 | 0.0095627 | 135.5 | RIM/PCT less than one | Commercial/Industrial | College and University | Turnover | Energy Star Fryer | 0.16676 | 1.3666 | -4880.6311 | 0.14651 | 0.045305 | 903.8223 | TRC/PCT less than one
[11 empty] | Commercial/Industrial | Healthcare | New | Energy Star Fryer | 0.16676 | 1.3666 | -4880.6311 | 0.14651 | 0.045305 | 903.8223 | TRC score less than one | Commercial/Industrial | Warehouse | Existing | High Efficiency Refrigeration Compressor | 0.26416 | 1.4312 | -420.906 | 0.020431 | 0.0095627 | 135.5 | RIM/PCT less than one | Commercial/Industrial | Grocery | Turnover | Energy Star Fryer | 0.16676 | 1.3666 | -4880.6311 | 0.14651 | 0.045305 | 903.8223 | TRC/PCT less than one
[11 empty] | Commercial/Industrial | Hospitals | New | Energy Star Fryer | 0.16676 | 1.3666 | -4880.6311 | 0.14651 | 0.045305 | 903.8223 | TRC score less than one | Commercial/Industrial | Assembly | New | High Efficiency Refrigeration Compressor | 0.26416 | 1.4312 | -420.906 | 0.020431 | 0.0095627 | 135.5 | RIM/PCT less than one | Commercial/Industrial | Healthcare | Turnover | Energy Star Fryer | 0.16676 | 1.3666 | -4880.6311 | 0.14651 | 0.045305 | 903.8223 | TRC/PCT less than one
[11 empty] | Commercial/Industrial | Institutional | New | Energy Star Fryer | 0.16676 | 1.3666 | -4880.6311 | 0.14651 | 0.045305 | 903.8223 | TRC score less than one | Commercial/Industrial | Grocery | New | High Efficiency Refrigeration Compressor | 0.26416 | 1.4312 | -420.906 | 0.020431 | 0.0095627 | 135.5 | RIM/PCT less than one | Commercial/Industrial | Hospitals | Turnover | Energy Star Fryer | 0.16676 | 1.3666 | -4880.6311 | 0.14651 | 0.045305 | 903.8223 | TRC/PCT less than one
[11 empty] | Commercial/Industrial | Lodging/Hospitality | New | Energy Star Fryer | 0.16676 | 1.3666 | -4880.6311 | 0.14651 | 0.045305 | 903.8223 | TRC score less than one | Commercial/Industrial | Institutional | New | High Efficiency Refrigeration Compressor | 0.26416 | 1.4312 | -420.906 | 0.020431 | 0.0095627 | 135.5 | RIM/PCT less than one | Commercial/Industrial | Institutional | Turnover | Energy Star Fryer | 0.16676 | 1.3666 | -4880.6311 | 0.14651 | 0.045305 | 903.8223 | TRC/PCT less than one
[11 empty] | Commercial/Industrial | Miscellaneous | New | Energy Star Fryer | 0.16676 | 1.3666 | -4880.6311 | 0.14651 | 0.045305 | 903.8223 | TRC score less than one | Commercial/Industrial | Miscellaneous | New | High Efficiency Refrigeration Compressor | 0.26416 | 1.4312 | -420.906 | 0.020431 | 0.0095627 | 135.5 | RIM/PCT less than one | Commercial/Industrial | Lodging/Hospitality | Turnover | Energy Star Fryer | 0.16676 | 1.3666 | -4880.6311 | 0.14651 | 0.045305 | 903.8223 | TRC/PCT less than one
[11 empty] | Commercial/Industrial | Offices | New | Energy Star Fryer | 0.16676 | 1.3666 | -4880.6311 | 0.14651 | 0.045305 | 903.8223 | TRC score less than one | Commercial/Industrial | Offices | New | High Efficiency Refrigeration Compressor | 0.26416 | 1.4312 | -420.906 | 0.020431 | 0.0095627 | 135.5 | RIM/PCT less than one | Commercial/Industrial | Miscellaneous | Turnover | Energy Star Fryer | 0.16676 | 1.3666 | -4880.6311 | 0.14651 | 0.045305 | 903.8223 | TRC/PCT less than one
[11 empty] | Commercial/Industrial | Restaurants | New | Energy Star Fryer | 0.16676 | 1.3666 | -4880.6311 | 0.14651 | 0.045305 | 903.8223 | TRC score less than one | Commercial/Industrial | Retail | New | High Efficiency Refrigeration Compressor | 0.26416 | 1.4312 | -420.906 | 0.020431 | 0.0095627 | 135.5 | RIM/PCT less than one | Commercial/Industrial | Offices | Turnover | Energy Star Fryer | 0.16676 | 1.3666 | -4880.6311 | 0.14651 | 0.045305 | 903.8223 | TRC/PCT less than one
[11 empty] | Commercial/Industrial | Retail | New | Energy Star Fryer | 0.16676 | 1.3666 | -4880.6311 | 0.14651 | 0.045305 | 903.8223 | TRC score less than one | Commercial/Industrial | Warehouse | New | High Efficiency Refrigeration Compressor | 0.26416 | 1.4312 | -420.906 | 0.020431 | 0.0095627 | 135.5 | RIM/PCT less than one | Commercial/Industrial | Restaurants | Turnover | Energy Star Fryer | 0.16676 | 1.3666 | -4880.6311 | 0.14651 | 0.045305 | 903.8223 | TRC/PCT less than one
[11 empty] | Commercial/Industrial | Schools K-12 | New | Energy Star Fryer | 0.16676 | 1.3666 | -4880.6311 | 0.14651 | 0.045305 | 903.8223 | TRC score less than one | Commercial/Industrial | College and University | Existing | High Efficiency Refrigeration Compressor | 0.25729 | 1.4992 | -429.1436 | 0.017568 | 0.014716 | 135.5 | RIM/PCT less than one | Commercial/Industrial | Retail | Turnover | Energy Star Fryer | 0.16676 | 1.3666 | -4880.6311 | 0.14651 | 0.045305 | 903.8223 | TRC/PCT less than one
[11 empty] | Commercial/Industrial | Warehouse | New | Energy Star Fryer | 0.16676 | 1.3666 | -4880.6311 | 0.14651 | 0.045305 | 903.8223 | TRC score less than one | Commercial/Industrial | Healthcare | Existing | High Efficiency Refrigeration Compressor | 0.25729 | 1.4992 | -429.1436 | 0.017568 | 0.014716 | 135.5 | RIM/PCT less than one | Commercial/Industrial | Schools K-12 | Turnover | Energy Star Fryer | 0.16676 | 1.3666 | -4880.6311 | 0.14651 | 0.045305 | 903.8223 | TRC/PCT less than one
[11 empty] | Commercial/Industrial | Assembly | Turnover | Energy Star Fryer | 0.16676 | 1.3666 | -4880.6311 | 0.14651 | 0.045305 | 903.8223 | TRC score less than one | Commercial/Industrial | Hospitals | Existing | High Efficiency Refrigeration Compressor | 0.25729 | 1.4992 | -429.1436 | 0.017568 | 0.014716 | 135.5 | RIM/PCT less than one | Commercial/Industrial | Warehouse | Turnover | Energy Star Fryer | 0.16676 | 1.3666 | -4880.6311 | 0.14651 | 0.045305 | 903.8223 | TRC/PCT less than one
[11 empty] | Commercial/Industrial | College and University | Turnover | Energy Star Fryer | 0.16676 | 1.3666 | -4880.6311 | 0.14651 | 0.045305 | 903.8223 | TRC score less than one | Commercial/Industrial | Lodging/Hospitality | Existing | High Efficiency Refrigeration Compressor | 0.25729 | 1.4992 | -429.1436 | 0.017568 | 0.014716 | 135.5 | RIM/PCT less than one | Commercial/Industrial | Assembly | New | Energy Star Fryer | 0.16676 | 1.3666 | -4880.6311 | 0.14651 | 0.045305 | 903.8223 | TRC/PCT less than one
[11 empty] | Commercial/Industrial | Grocery | Turnover | Energy Star Fryer | 0.16676 | 1.3666 | -4880.6311 | 0.14651 | 0.045305 | 903.8223 | TRC score less than one | Commercial/Industrial | Restaurants | Existing | High Efficiency Refrigeration Compressor | 0.25729 | 1.4992 | -429.1436 | 0.017568 | 0.014716 | 135.5 | RIM/PCT less than one | Commercial/Industrial | College and University | New | Energy Star Fryer | 0.16676 | 1.3666 | -4880.6311 | 0.14651 | 0.045305 | 903.8223 | TRC/PCT less than one
[11 empty] | Commercial/Industrial | Healthcare | Turnover | Energy Star Fryer | 0.16676 | 1.3666 | -4880.6311 | 0.14651 | 0.045305 | 903.8223 | TRC score less than one | Commercial/Industrial | Schools K-12 | Existing | High Efficiency Refrigeration Compressor | 0.25729 | 1.4992 | -429.1436 | 0.017568 | 0.014716 | 135.5 | RIM/PCT less than one | Commercial/Industrial | Grocery | New | Energy Star Fryer | 0.16676 | 1.3666 | -4880.6311 | 0.14651 | 0.045305 | 903.8223 | TRC/PCT less than one
[11 empty] | Commercial/Industrial | Hospitals | Turnover | Energy Star Fryer | 0.16676 | 1.3666 | -4880.6311 | 0.14651 | 0.045305 | 903.8223 | TRC score less than one | Commercial/Industrial | College and University | New | High Efficiency Refrigeration Compressor | 0.25729 | 1.4992 | -429.1436 | 0.017568 | 0.014716 | 135.5 | RIM/PCT less than one | Commercial/Industrial | Healthcare | New | Energy Star Fryer | 0.16676 | 1.3666 | -4880.6311 | 0.14651 | 0.045305 | 903.8223 | TRC/PCT less than one
[11 empty] | Commercial/Industrial | Institutional | Turnover | Energy Star Fryer | 0.16676 | 1.3666 | -4880.6311 | 0.14651 | 0.045305 | 903.8223 | TRC score less than one | Commercial/Industrial | Healthcare | New | High Efficiency Refrigeration Compressor | 0.25729 | 1.4992 | -429.1436 | 0.017568 | 0.014716 | 135.5 | RIM/PCT less than one | Commercial/Industrial | Hospitals | New | Energy Star Fryer | 0.16676 | 1.3666 | -4880.6311 | 0.14651 | 0.045305 | 903.8223 | TRC/PCT less than one
[11 empty] | Commercial/Industrial | Lodging/Hospitality | Turnover | Energy Star Fryer | 0.16676 | 1.3666 | -4880.6311 | 0.14651 | 0.045305 | 903.8223 | TRC score less than one | Commercial/Industrial | Hospitals | New | High Efficiency Refrigeration Compressor | 0.25729 | 1.4992 | -429.1436 | 0.017568 | 0.014716 | 135.5 | RIM/PCT less than one | Commercial/Industrial | Institutional | New | Energy Star Fryer | 0.16676 | 1.3666 | -4880.6311 | 0.14651 | 0.045305 | 903.8223 | TRC/PCT less than one
[11 empty] | Commercial/Industrial | Miscellaneous | Turnover | Energy Star Fryer | 0.16676 | 1.3666 | -4880.6311 | 0.14651 | 0.045305 | 903.8223 | TRC score less than one | Commercial/Industrial | Lodging/Hospitality | New | High Efficiency Refrigeration Compressor | 0.25729 | 1.4992 | -429.1436 | 0.017568 | 0.014716 | 135.5 | RIM/PCT less than one | Commercial/Industrial | Lodging/Hospitality | New | Energy Star Fryer | 0.16676 | 1.3666 | -4880.6311 | 0.14651 | 0.045305 | 903.8223 | TRC/PCT less than one
[11 empty] | Commercial/Industrial | Offices | Turnover | Energy Star Fryer | 0.16676 | 1.3666 | -4880.6311 | 0.14651 | 0.045305 | 903.8223 | TRC score less than one | Commercial/Industrial | Restaurants | New | High Efficiency Refrigeration Compressor | 0.25729 | 1.4992 | -429.1436 | 0.017568 | 0.014716 | 135.5 | RIM/PCT less than one | Commercial/Industrial | Miscellaneous | New | Energy Star Fryer | 0.16676 | 1.3666 | -4880.6311 | 0.14651 | 0.045305 | 903.8223 | TRC/PCT less than one
[11 empty] | Commercial/Industrial | Restaurants | Turnover | Energy Star Fryer | 0.16676 | 1.3666 | -4880.6311 | 0.14651 | 0.045305 | 903.8223 | TRC score less than one | Commercial/Industrial | Schools K-12 | New | High Efficiency Refrigeration Compressor | 0.25729 | 1.4992 | -429.1436 | 0.017568 | 0.014716 | 135.5 | RIM/PCT less than one | Commercial/Industrial | Offices | New | Energy Star Fryer | 0.16676 | 1.3666 | -4880.6311 | 0.14651 | 0.045305 | 903.8223 | TRC/PCT less than one
[11 empty] | Commercial/Industrial | Retail | Turnover | Energy Star Fryer | 0.16676 | 1.3666 | -4880.6311 | 0.14651 | 0.045305 | 903.8223 | TRC score less than one | Commercial/Industrial | Grocery | Existing | Network PC Power Management | 0.55636 | 1.1708 | -433.5725 | 0.5037 | 0.3508 | 3386.2106 | RIM/PCT less than one | Commercial/Industrial | Restaurants | New | Energy Star Fryer | 0.16676 | 1.3666 | -4880.6311 | 0.14651 | 0.045305 | 903.8223 | TRC/PCT less than one
[11 empty] | Commercial/Industrial | Schools K-12 | Turnover | Energy Star Fryer | 0.16676 | 1.3666 | -4880.6311 | 0.14651 | 0.045305 | 903.8223 | TRC score less than one | Commercial/Industrial | Grocery | New | Network PC Power Management | 0.55636 | 1.1708 | -433.5725 | 0.5037 | 0.3508 | 3386.2106 | RIM/PCT less than one | Commercial/Industrial | Retail | New | Energy Star Fryer | 0.16676 | 1.3666 | -4880.6311 | 0.14651 | 0.045305 | 903.8223 | TRC/PCT less than one
[11 empty] | Commercial/Industrial | Warehouse | Turnover | Energy Star Fryer | 0.16676 | 1.3666 | -4880.6311 | 0.14651 | 0.045305 | 903.8223 | TRC score less than one | Commercial/Industrial | Assembly | Existing | Strip Curtains for Walk-ins | 0.17915 | 1.1054 | -444.5323 | 0.060723 | 0.016724 | 420 | RIM/PCT less than one | Commercial/Industrial | Schools K-12 | New | Energy Star Fryer | 0.16676 | 1.3666 | -4880.6311 | 0.14651 | 0.045305 | 903.8223 | TRC/PCT less than one
[11 empty] | Commercial/Industrial | Lodging/Hospitality | Existing | Energy Recovery Ventilation System (ERV) | 0.16628 | 0.96325 | -467951.9381 | 28.8975 | 24.6389 | 16058.2446 | TRC score less than one | Commercial/Industrial | Grocery | Existing | Strip Curtains for Walk-ins | 0.17915 | 1.1054 | -444.5323 | 0.060723 | 0.016724 | 420 | RIM/PCT less than one | Commercial/Industrial | Warehouse | New | Energy Star Fryer | 0.16676 | 1.3666 | -4880.6311 | 0.14651 | 0.045305 | 903.8223 | TRC/PCT less than one
[11 empty] | Commercial/Industrial | Lodging/Hospitality | New | Energy Recovery Ventilation System (ERV) | 0.16628 | 0.96325 | -467951.9381 | 28.8975 | 24.6389 | 16058.2446 | TRC score less than one | Commercial/Industrial | Institutional | Existing | Strip Curtains for Walk-ins | 0.17915 | 1.1054 | -444.5323 | 0.060723 | 0.016724 | 420 | RIM/PCT less than one | Commercial/Industrial | Lodging/Hospitality | Existing | Energy Recovery Ventilation System (ERV) | 0.16628 | 0.96325 | -467951.9381 | 28.8975 | 24.6389 | 16058.2446 | TRC/PCT less than one
[11 empty] | Commercial/Industrial | Schools K-12 | Existing | Destratification Fans | 0.16484 | 0.98897 | -14096.5454 | 0 | 0.8102 | 4001.5926 | TRC score less than one | Commercial/Industrial | Miscellaneous | Existing | Strip Curtains for Walk-ins | 0.17915 | 1.1054 | -444.5323 | 0.060723 | 0.016724 | 420 | RIM/PCT less than one | Commercial/Industrial | Lodging/Hospitality | New | Energy Recovery Ventilation System (ERV) | 0.16628 | 0.96325 | -467951.9381 | 28.8975 | 24.6389 | 16058.2446 | TRC/PCT less than one
[11 empty] | Commercial/Industrial | Schools K-12 | New | Destratification Fans | 0.16484 | 0.98897 | -14096.5454 | 0 | 0.8102 | 4001.5926 | TRC score less than one | Commercial/Industrial | Offices | Existing | Strip Curtains for Walk-ins | 0.17915 | 1.1054 | -444.5323 | 0.060723 | 0.016724 | 420 | RIM/PCT less than one | Commercial/Industrial | Schools K-12 | Existing | Destratification Fans | 0.16484 | 0.98897 | -14096.5454 | 0 | 0.8102 | 4001.5926 | TRC/PCT less than one
[11 empty] | Commercial/Industrial | Assembly | Existing | Ceiling Insulation(R19 to R38) | 0.16111 | 0.7964 | -0.91516 | 2.0144e-06 | 4.5409e-05 | 0.10067 | TRC score less than one | Commercial/Industrial | Retail | Existing | Strip Curtains for Walk-ins | 0.17915 | 1.1054 | -444.5323 | 0.060723 | 0.016724 | 420 | RIM/PCT less than one | Commercial/Industrial | Schools K-12 | New | Destratification Fans | 0.16484 | 0.98897 | -14096.5454 | 0 | 0.8102 | 4001.5926 | TRC/PCT less than one
[11 empty] | Commercial/Industrial | Healthcare | Existing | Ceiling Insulation(R19 to R38) | 0.16111 | 0.7964 | -0.91516 | 2.0144e-06 | 4.5409e-05 | 0.10067 | TRC score less than one | Commercial/Industrial | Warehouse | Existing | Strip Curtains for Walk-ins | 0.17915 | 1.1054 | -444.5323 | 0.060723 | 0.016724 | 420 | RIM/PCT less than one | Commercial/Industrial | Assembly | Existing | Ceiling Insulation(R19 to R38) | 0.16111 | 0.7964 | -0.91516 | 2.0144e-06 | 4.5409e-05 | 0.10067 | TRC/PCT less than one
[11 empty] | Commercial/Industrial | Institutional | Existing | Ceiling Insulation(R19 to R38) | 0.16111 | 0.7964 | -0.91516 | 2.0144e-06 | 4.5409e-05 | 0.10067 | TRC score less than one | Commercial/Industrial | Assembly | New | Strip Curtains for Walk-ins | 0.17915 | 1.1054 | -444.5323 | 0.060723 | 0.016724 | 420 | RIM/PCT less than one | Commercial/Industrial | Healthcare | Existing | Ceiling Insulation(R19 to R38) | 0.16111 | 0.7964 | -0.91516 | 2.0144e-06 | 4.5409e-05 | 0.10067 | TRC/PCT less than one
[11 empty] | Commercial/Industrial | Miscellaneous | Existing | Ceiling Insulation(R19 to R38) | 0.16111 | 0.7964 | -0.91516 | 2.0144e-06 | 4.5409e-05 | 0.10067 | TRC score less than one | Commercial/Industrial | Grocery | New | Strip Curtains for Walk-ins | 0.17915 | 1.1054 | -444.5323 | 0.060723 | 0.016724 | 420 | RIM/PCT less than one | Commercial/Industrial | Institutional | Existing | Ceiling Insulation(R19 to R38) | 0.16111 | 0.7964 | -0.91516 | 2.0144e-06 | 4.5409e-05 | 0.10067 | TRC/PCT less than one
[11 empty] | Commercial/Industrial | Offices | Existing | Ceiling Insulation(R19 to R38) | 0.16111 | 0.7964 | -0.91516 | 2.0144e-06 | 4.5409e-05 | 0.10067 | TRC score less than one | Commercial/Industrial | Institutional | New | Strip Curtains for Walk-ins | 0.17915 | 1.1054 | -444.5323 | 0.060723 | 0.016724 | 420 | RIM/PCT less than one | Commercial/Industrial | Miscellaneous | Existing | Ceiling Insulation(R19 to R38) | 0.16111 | 0.7964 | -0.91516 | 2.0144e-06 | 4.5409e-05 | 0.10067 | TRC/PCT less than one
[11 empty] | Commercial/Industrial | Schools K-12 | Existing | Ceiling Insulation(R19 to R38) | 0.16111 | 0.7964 | -0.91516 | 2.0144e-06 | 4.5409e-05 | 0.10067 | TRC score less than one | Commercial/Industrial | Miscellaneous | New | Strip Curtains for Walk-ins | 0.17915 | 1.1054 | -444.5323 | 0.060723 | 0.016724 | 420 | RIM/PCT less than one | Commercial/Industrial | Offices | Existing | Ceiling Insulation(R19 to R38) | 0.16111 | 0.7964 | -0.91516 | 2.0144e-06 | 4.5409e-05 | 0.10067 | TRC/PCT less than one
[11 empty] | Commercial/Industrial | Institutional | Existing | Infiltration Reduction - Air Sealing | 0.16102 | 0.57702 | -0.47951 | 2.2934e-05 | 6.8102e-05 | 0.10368 | TRC score less than one | Commercial/Industrial | Offices | New | Strip Curtains for Walk-ins | 0.17915 | 1.1054 | -444.5323 | 0.060723 | 0.016724 | 420 | RIM/PCT less than one | Commercial/Industrial | Schools K-12 | Existing | Ceiling Insulation(R19 to R38) | 0.16111 | 0.7964 | -0.91516 | 2.0144e-06 | 4.5409e-05 | 0.10067 | TRC/PCT less than one
[11 empty] | Commercial/Industrial | Assembly | New | Ceiling Insulation(R19 to R38) | 0.15863 | 0.7964 | -0.92125 | 1.9835e-06 | 4.4712e-05 | 0.099123 | TRC score less than one | Commercial/Industrial | Retail | New | Strip Curtains for Walk-ins | 0.17915 | 1.1054 | -444.5323 | 0.060723 | 0.016724 | 420 | RIM/PCT less than one | Commercial/Industrial | Institutional | Existing | Infiltration Reduction - Air Sealing | 0.16102 | 0.57702 | -0.47951 | 2.2934e-05 | 6.8102e-05 | 0.10368 | TRC/PCT less than one
[11 empty] | Commercial/Industrial | Healthcare | New | Ceiling Insulation(R19 to R38) | 0.15863 | 0.7964 | -0.92125 | 1.9835e-06 | 4.4712e-05 | 0.099123 | TRC score less than one | Commercial/Industrial | Warehouse | New | Strip Curtains for Walk-ins | 0.17915 | 1.1054 | -444.5323 | 0.060723 | 0.016724 | 420 | RIM/PCT less than one | Commercial/Industrial | Assembly | New | Ceiling Insulation(R19 to R38) | 0.15863 | 0.7964 | -0.92125 | 1.9835e-06 | 4.4712e-05 | 0.099123 | TRC/PCT less than one
[11 empty] | Commercial/Industrial | Institutional | New | Ceiling Insulation(R19 to R38) | 0.15863 | 0.7964 | -0.92125 | 1.9835e-06 | 4.4712e-05 | 0.099123 | TRC score less than one | Commercial/Industrial | College and University | Existing | Strip Curtains for Walk-ins | 0.17755 | 1.1539 | -449.5836 | 0.054455 | 0.045613 | 420 | RIM/PCT less than one | Commercial/Industrial | Healthcare | New | Ceiling Insulation(R19 to R38) | 0.15863 | 0.7964 | -0.92125 | 1.9835e-06 | 4.4712e-05 | 0.099123 | TRC/PCT less than one
[11 empty] | Commercial/Industrial | Miscellaneous | New | Ceiling Insulation(R19 to R38) | 0.15863 | 0.7964 | -0.92125 | 1.9835e-06 | 4.4712e-05 | 0.099123 | TRC score less than one | Commercial/Industrial | Healthcare | Existing | Strip Curtains for Walk-ins | 0.17755 | 1.1539 | -449.5836 | 0.054455 | 0.045613 | 420 | RIM/PCT less than one | Commercial/Industrial | Institutional | New | Ceiling Insulation(R19 to R38) | 0.15863 | 0.7964 | -0.92125 | 1.9835e-06 | 4.4712e-05 | 0.099123 | TRC/PCT less than one
[11 empty] | Commercial/Industrial | Offices | New | Ceiling Insulation(R19 to R38) | 0.15863 | 0.7964 | -0.92125 | 1.9835e-06 | 4.4712e-05 | 0.099123 | TRC score less than one | Commercial/Industrial | Hospitals | Existing | Strip Curtains for Walk-ins | 0.17755 | 1.1539 | -449.5836 | 0.054455 | 0.045613 | 420 | RIM/PCT less than one | Commercial/Industrial | Miscellaneous | New | Ceiling Insulation(R19 to R38) | 0.15863 | 0.7964 | -0.92125 | 1.9835e-06 | 4.4712e-05 | 0.099123 | TRC/PCT less than one
[11 empty] | Commercial/Industrial | Schools K-12 | New | Ceiling Insulation(R19 to R38) | 0.15863 | 0.7964 | -0.92125 | 1.9835e-06 | 4.4712e-05 | 0.099123 | TRC score less than one | Commercial/Industrial | Lodging/Hospitality | Existing | Strip Curtains for Walk-ins | 0.17755 | 1.1539 | -449.5836 | 0.054455 | 0.045613 | 420 | RIM/PCT less than one | Commercial/Industrial | Offices | New | Ceiling Insulation(R19 to R38) | 0.15863 | 0.7964 | -0.92125 | 1.9835e-06 | 4.4712e-05 | 0.099123 | TRC/PCT less than one
[11 empty] | Commercial/Industrial | Institutional | New | Infiltration Reduction - Air Sealing | 0.15855 | 0.57702 | -0.48368 | 2.2582e-05 | 6.7056e-05 | 0.10209 | TRC score less than one | Commercial/Industrial | Restaurants | Existing | Strip Curtains for Walk-ins | 0.17755 | 1.1539 | -449.5836 | 0.054455 | 0.045613 | 420 | RIM/PCT less than one | Commercial/Industrial | Schools K-12 | New | Ceiling Insulation(R19 to R38) | 0.15863 | 0.7964 | -0.92125 | 1.9835e-06 | 4.4712e-05 | 0.099123 | TRC/PCT less than one
[11 empty] | Commercial/Industrial | Schools K-12 | New | Facility Commissioning | 0.15571 | 1.2069 | -136544.4886 | 5.71 | 0.57315 | 26573.2496 | TRC score less than one | Commercial/Industrial | Schools K-12 | Existing | Strip Curtains for Walk-ins | 0.17755 | 1.1539 | -449.5836 | 0.054455 | 0.045613 | 420 | RIM/PCT less than one | Commercial/Industrial | Institutional | New | Infiltration Reduction - Air Sealing | 0.15855 | 0.57702 | -0.48368 | 2.2582e-05 | 6.7056e-05 | 0.10209 | TRC/PCT less than one
[11 empty] | Commercial/Industrial | College and University | New | Roof Insulation | 0.1555 | 0.9379 | -1.456 | 5.4091e-05 | 3.1861e-05 | 0.13079 | TRC score less than one | Commercial/Industrial | College and University | New | Strip Curtains for Walk-ins | 0.17755 | 1.1539 | -449.5836 | 0.054455 | 0.045613 | 420 | RIM/PCT less than one | Commercial/Industrial | Schools K-12 | New | Facility Commissioning | 0.15571 | 1.2069 | -136544.4886 | 5.71 | 0.57315 | 26573.2496 | TRC/PCT less than one
[11 empty] | Commercial/Industrial | Hospitals | New | Roof Insulation | 0.1555 | 0.9379 | -1.456 | 5.4091e-05 | 3.1861e-05 | 0.13079 | TRC score less than one | Commercial/Industrial | Healthcare | New | Strip Curtains for Walk-ins | 0.17755 | 1.1539 | -449.5836 | 0.054455 | 0.045613 | 420 | RIM/PCT less than one | Commercial/Industrial | College and University | New | Roof Insulation | 0.1555 | 0.9379 | -1.456 | 5.4091e-05 | 3.1861e-05 | 0.13079 | TRC/PCT less than one
[11 empty] | Commercial/Industrial | Lodging/Hospitality | New | Roof Insulation | 0.1555 | 0.9379 | -1.456 | 5.4091e-05 | 3.1861e-05 | 0.13079 | TRC score less than one | Commercial/Industrial | Hospitals | New | Strip Curtains for Walk-ins | 0.17755 | 1.1539 | -449.5836 | 0.054455 | 0.045613 | 420 | RIM/PCT less than one | Commercial/Industrial | Hospitals | New | Roof Insulation | 0.1555 | 0.9379 | -1.456 | 5.4091e-05 | 3.1861e-05 | 0.13079 | TRC/PCT less than one
[11 empty] | Commercial/Industrial | Hospitals | Existing | Drain Water Heat Recovery | 0.15541 | 1.2063 | -255558.32 | 3.5554 | 7.8913 | 34816.8938 | TRC score less than one | Commercial/Industrial | Lodging/Hospitality | New | Strip Curtains for Walk-ins | 0.17755 | 1.1539 | -449.5836 | 0.054455 | 0.045613 | 420 | RIM/PCT less than one | Commercial/Industrial | Lodging/Hospitality | New | Roof Insulation | 0.1555 | 0.9379 | -1.456 | 5.4091e-05 | 3.1861e-05 | 0.13079 | TRC/PCT less than one
[11 empty] | Commercial/Industrial | Assembly | Existing | Programmable Thermostat | 0.15409 | 1.7604 | -6288.4196 | 0.020551 | -0.2844 | 1730.8165 | TRC score less than one | Commercial/Industrial | Restaurants | New | Strip Curtains for Walk-ins | 0.17755 | 1.1539 | -449.5836 | 0.054455 | 0.045613 | 420 | RIM/PCT less than one | Commercial/Industrial | Hospitals | Existing | Drain Water Heat Recovery | 0.15541 | 1.2063 | -255558.32 | 3.5554 | 7.8913 | 34816.8938 | TRC/PCT less than one
[11 empty] | Commercial/Industrial | Assembly | New | Programmable Thermostat | 0.15409 | 1.7604 | -6288.4196 | 0.020551 | -0.2844 | 1730.8165 | TRC score less than one | Commercial/Industrial | Schools K-12 | New | Strip Curtains for Walk-ins | 0.17755 | 1.1539 | -449.5836 | 0.054455 | 0.045613 | 420 | RIM/PCT less than one | Commercial/Industrial | Assembly | Existing | Programmable Thermostat | 0.15409 | 1.7604 | -6288.4196 | 0.020551 | -0.2844 | 1730.8165 | TRC/PCT less than one
[11 empty] | Commercial/Industrial | College and University | New | Facility Commissioning | 0.1538 | 1.2977 | -201807.503 | 7.1769 | 5.9242 | 38758.0637 | TRC score less than one | Commercial/Industrial | Grocery | Existing | Bi-Level Lighting Control (Interior) | 0.42158 | 1.7348 | -451.8537 | 0.010616 | 0 | 859.32 | RIM/PCT less than one | Commercial/Industrial | Assembly | New | Programmable Thermostat | 0.15409 | 1.7604 | -6288.4196 | 0.020551 | -0.2844 | 1730.8165 | TRC/PCT less than one
[11 empty] | Commercial/Industrial | Grocery | New | Roof Insulation | 0.15058 | 0.83 | -1.4255 | 2.669e-05 | 6.1038e-05 | 0.13079 | TRC score less than one | Commercial/Industrial | Grocery | New | Bi-Level Lighting Control (Interior) | 0.42158 | 1.7348 | -451.8537 | 0.010616 | 0 | 859.32 | RIM/PCT less than one | Commercial/Industrial | College and University | New | Facility Commissioning | 0.1538 | 1.2977 | -201807.503 | 7.1769 | 5.9242 | 38758.0637 | TRC/PCT less than one
[11 empty] | Commercial/Industrial | Restaurants | New | Roof Insulation | 0.15058 | 0.83 | -1.4255 | 2.669e-05 | 6.1038e-05 | 0.13079 | TRC score less than one | Commercial/Industrial | Retail | Existing | Dedicated Outdoor Air System on VRF unit | 0.69726 | 1.2992 | -456.4652 | 0.31922 | 0.32265 | 1049.061 | RIM/PCT less than one | Commercial/Industrial | Grocery | New | Roof Insulation | 0.15058 | 0.83 | -1.4255 | 2.669e-05 | 6.1038e-05 | 0.13079 | TRC/PCT less than one
[11 empty] | Commercial/Industrial | Retail | New | Roof Insulation | 0.15058 | 0.83 | -1.4255 | 2.669e-05 | 6.1038e-05 | 0.13079 | TRC score less than one | Commercial/Industrial | Retail | New | Dedicated Outdoor Air System on VRF unit | 0.69726 | 1.2992 | -456.4652 | 0.31922 | 0.32265 | 1049.061 | RIM/PCT less than one | Commercial/Industrial | Restaurants | New | Roof Insulation | 0.15058 | 0.83 | -1.4255 | 2.669e-05 | 6.1038e-05 | 0.13079 | TRC/PCT less than one
[11 empty] | Commercial/Industrial | Warehouse | New | Instantaneous Hot Water System | 0.14956 | 1.6758 | -6981.674 | 0.078013 | 0.089892 | 704.2034 | TRC score less than one | Commercial/Industrial | Grocery | Existing | Hot Water Circulation Pump Control | 0.51602 | 2.1667 | -461.0645 | 0 | 0 | 651 | RIM/PCT less than one | Commercial/Industrial | Retail | New | Roof Insulation | 0.15058 | 0.83 | -1.4255 | 2.669e-05 | 6.1038e-05 | 0.13079 | TRC/PCT less than one
[11 empty] | Commercial/Industrial | Warehouse | Turnover | Instantaneous Hot Water System | 0.14956 | 1.6758 | -6981.674 | 0.078013 | 0.089892 | 704.2034 | TRC score less than one | Commercial/Industrial | Grocery | New | Hot Water Circulation Pump Control | 0.51602 | 2.1667 | -461.0645 | 0 | 0 | 651 | RIM/PCT less than one | Commercial/Industrial | Warehouse | Turnover | Instantaneous Hot Water System | 0.14956 | 1.6758 | -6981.674 | 0.078013 | 0.089892 | 704.2034 | TRC/PCT less than one
[11 empty] | Commercial/Industrial | Warehouse | Existing | Ceiling Insulation(R19 to R38) | 0.14883 | 1.2544 | -1.0249 | 1.1424e-05 | 2.0382e-05 | 0.10067 | TRC score less than one | Commercial/Industrial | Offices | Existing | HVAC tune-up_RTU | 0.35773 | 1.067 | -461.7042 | 0.17525 | 0.031903 | 882.7237 | RIM/PCT less than one | Commercial/Industrial | Warehouse | New | Instantaneous Hot Water System | 0.14956 | 1.6758 | -6981.674 | 0.078013 | 0.089892 | 704.2034 | TRC/PCT less than one
[11 empty] | Commercial/Industrial | Hospitals | New | Drain Water Heat Recovery | 0.14867 | 1.2063 | -258641.258 | 3.4011 | 7.5489 | 33306.3195 | TRC score less than one | Commercial/Industrial | Offices | New | HVAC tune-up_RTU | 0.35773 | 1.067 | -461.7042 | 0.17525 | 0.031903 | 882.7237 | RIM/PCT less than one | Commercial/Industrial | Warehouse | Existing | Ceiling Insulation(R19 to R38) | 0.14883 | 1.2544 | -1.0249 | 1.1424e-05 | 2.0382e-05 | 0.10067 | TRC/PCT less than one
[11 empty] | Commercial/Industrial | Grocery | New | Instantaneous Hot Water System | 0.14845 | 1.7357 | -7013.3049 | 0.078341 | 0.081744 | 704.2034 | TRC score less than one | Commercial/Industrial | Offices | Existing | ECM Motors on Furnaces | 0.34277 | 2.1667 | -467.8596 | 0 | 0 | 270.389 | RIM/PCT less than one | Commercial/Industrial | Hospitals | New | Drain Water Heat Recovery | 0.14867 | 1.2063 | -258641.258 | 3.4011 | 7.5489 | 33306.3195 | TRC/PCT less than one
[11 empty] | Commercial/Industrial | Grocery | Turnover | Instantaneous Hot Water System | 0.14845 | 1.7357 | -7013.3049 | 0.078341 | 0.081744 | 704.2034 | TRC score less than one | Commercial/Industrial | Offices | New | ECM Motors on Furnaces | 0.34277 | 2.1667 | -467.8596 | 0 | 0 | 270.389 | RIM/PCT less than one | Commercial/Industrial | Grocery | Turnover | Instantaneous Hot Water System | 0.14845 | 1.7357 | -7013.3049 | 0.078341 | 0.081744 | 704.2034 | TRC/PCT less than one
[11 empty] | Commercial/Industrial | Assembly | Existing | Freezer-Cooler Replacement Gaskets | 0.14835 | 1.1052 | -213.8426 | 0.022767 | 0.0074125 | 156.3315 | TRC score less than one | Commercial/Industrial | Schools K-12 | Existing | HVAC tune-up_RTU | 0.35086 | 1.0668 | -472.0233 | 0.17191 | 0.031296 | 865.9214 | RIM/PCT less than one | Commercial/Industrial | Grocery | New | Instantaneous Hot Water System | 0.14845 | 1.7357 | -7013.3049 | 0.078341 | 0.081744 | 704.2034 | TRC/PCT less than one
[11 empty] | Commercial/Industrial | Grocery | Existing | Freezer-Cooler Replacement Gaskets | 0.14835 | 1.1052 | -213.8426 | 0.022767 | 0.0074125 | 156.3315 | TRC score less than one | Commercial/Industrial | Schools K-12 | New | HVAC tune-up_RTU | 0.35086 | 1.0668 | -472.0233 | 0.17191 | 0.031296 | 865.9214 | RIM/PCT less than one | Commercial/Industrial | Assembly | Existing | Freezer-Cooler Replacement Gaskets | 0.14835 | 1.1052 | -213.8426 | 0.022767 | 0.0074125 | 156.3315 | TRC/PCT less than one
[11 empty] | Commercial/Industrial | Institutional | Existing | Freezer-Cooler Replacement Gaskets | 0.14835 | 1.1052 | -213.8426 | 0.022767 | 0.0074125 | 156.3315 | TRC score less than one | Commercial/Industrial | Lodging/Hospitality | Existing | Network PC Power Management | 0.56179 | 1.1708 | -474.4778 | 0.58124 | 0.40481 | 3907.5345 | RIM/PCT less than one | Commercial/Industrial | Grocery | Existing | Freezer-Cooler Replacement Gaskets | 0.14835 | 1.1052 | -213.8426 | 0.022767 | 0.0074125 | 156.3315 | TRC/PCT less than one
[11 empty] | Commercial/Industrial | Miscellaneous | Existing | Freezer-Cooler Replacement Gaskets | 0.14835 | 1.1052 | -213.8426 | 0.022767 | 0.0074125 | 156.3315 | TRC score less than one | Commercial/Industrial | Lodging/Hospitality | New | Network PC Power Management | 0.56179 | 1.1708 | -474.4778 | 0.58124 | 0.40481 | 3907.5345 | RIM/PCT less than one | Commercial/Industrial | Institutional | Existing | Freezer-Cooler Replacement Gaskets | 0.14835 | 1.1052 | -213.8426 | 0.022767 | 0.0074125 | 156.3315 | TRC/PCT less than one
[11 empty] | Commercial/Industrial | Offices | Existing | Freezer-Cooler Replacement Gaskets | 0.14835 | 1.1052 | -213.8426 | 0.022767 | 0.0074125 | 156.3315 | TRC score less than one | Commercial/Industrial | Assembly | Turnover | Energy Star Ice Maker | 0.24021 | 1.2697 | -479.9509 | 0.036863 | 0.023275 | 237.861 | RIM/PCT less than one | Commercial/Industrial | Miscellaneous | Existing | Freezer-Cooler Replacement Gaskets | 0.14835 | 1.1052 | -213.8426 | 0.022767 | 0.0074125 | 156.3315 | TRC/PCT less than one
[11 empty] | Commercial/Industrial | Retail | Existing | Freezer-Cooler Replacement Gaskets | 0.14835 | 1.1052 | -213.8426 | 0.022767 | 0.0074125 | 156.3315 | TRC score less than one | Commercial/Industrial | Grocery | Turnover | Energy Star Ice Maker | 0.24021 | 1.2697 | -479.9509 | 0.036863 | 0.023275 | 237.861 | RIM/PCT less than one | Commercial/Industrial | Offices | Existing | Freezer-Cooler Replacement Gaskets | 0.14835 | 1.1052 | -213.8426 | 0.022767 | 0.0074125 | 156.3315 | TRC/PCT less than one
[11 empty] | Commercial/Industrial | Warehouse | Existing | Freezer-Cooler Replacement Gaskets | 0.14835 | 1.1052 | -213.8426 | 0.022767 | 0.0074125 | 156.3315 | TRC score less than one | Commercial/Industrial | Institutional | Turnover | Energy Star Ice Maker | 0.24021 | 1.2697 | -479.9509 | 0.036863 | 0.023275 | 237.861 | RIM/PCT less than one | Commercial/Industrial | Retail | Existing | Freezer-Cooler Replacement Gaskets | 0.14835 | 1.1052 | -213.8426 | 0.022767 | 0.0074125 | 156.3315 | TRC/PCT less than one
[11 empty] | Commercial/Industrial | Miscellaneous | Existing | Window Sun Protection | 0.14809 | 0.90278 | -782.1645 | 0.055592 | -0.040764 | 105.7983 | TRC score less than one | Commercial/Industrial | Miscellaneous | Turnover | Energy Star Ice Maker | 0.24021 | 1.2697 | -479.9509 | 0.036863 | 0.023275 | 237.861 | RIM/PCT less than one | Commercial/Industrial | Warehouse | Existing | Freezer-Cooler Replacement Gaskets | 0.14835 | 1.1052 | -213.8426 | 0.022767 | 0.0074125 | 156.3315 | TRC/PCT less than one
[11 empty] | Commercial/Industrial | Warehouse | Existing | Window Sun Protection | 0.14809 | 0.90278 | -782.1645 | 0.055592 | -0.040764 | 105.7983 | TRC score less than one | Commercial/Industrial | Offices | Turnover | Energy Star Ice Maker | 0.24021 | 1.2697 | -479.9509 | 0.036863 | 0.023275 | 237.861 | RIM/PCT less than one | Commercial/Industrial | Miscellaneous | Existing | Window Sun Protection | 0.14809 | 0.90278 | -782.1645 | 0.055592 | -0.040764 | 105.7983 | TRC/PCT less than one
[11 empty] | Commercial/Industrial | Retail | New | Instantaneous Hot Water System | 0.14694 | 1.7354 | -21084.8028 | 0.23267 | 0.24278 | 2091.4842 | TRC score less than one | Commercial/Industrial | Retail | Turnover | Energy Star Ice Maker | 0.24021 | 1.2697 | -479.9509 | 0.036863 | 0.023275 | 237.861 | RIM/PCT less than one | Commercial/Industrial | Warehouse | Existing | Window Sun Protection | 0.14809 | 0.90278 | -782.1645 | 0.055592 | -0.040764 | 105.7983 | TRC/PCT less than one
[11 empty] | Commercial/Industrial | Retail | Turnover | Instantaneous Hot Water System | 0.14694 | 1.7354 | -21084.8028 | 0.23267 | 0.24278 | 2091.4842 | TRC score less than one | Commercial/Industrial | Warehouse | Turnover | Energy Star Ice Maker | 0.24021 | 1.2697 | -479.9509 | 0.036863 | 0.023275 | 237.861 | RIM/PCT less than one | Commercial/Industrial | Retail | Turnover | Instantaneous Hot Water System | 0.14694 | 1.7354 | -21084.8028 | 0.23267 | 0.24278 | 2091.4842 | TRC/PCT less than one
[11 empty] | Commercial/Industrial | College and University | Existing | Freezer-Cooler Replacement Gaskets | 0.14663 | 1.1547 | -215.8554 | 0.020269 | 0.016978 | 156.3315 | TRC score less than one | Commercial/Industrial | Assembly | New | Energy Star Ice Maker | 0.24021 | 1.2697 | -479.9509 | 0.036863 | 0.023275 | 237.861 | RIM/PCT less than one | Commercial/Industrial | Retail | New | Instantaneous Hot Water System | 0.14694 | 1.7354 | -21084.8028 | 0.23267 | 0.24278 | 2091.4842 | TRC/PCT less than one
[11 empty] | Commercial/Industrial | Healthcare | Existing | Freezer-Cooler Replacement Gaskets | 0.14663 | 1.1547 | -215.8554 | 0.020269 | 0.016978 | 156.3315 | TRC score less than one | Commercial/Industrial | Grocery | New | Energy Star Ice Maker | 0.24021 | 1.2697 | -479.9509 | 0.036863 | 0.023275 | 237.861 | RIM/PCT less than one | Commercial/Industrial | College and University | Existing | Freezer-Cooler Replacement Gaskets | 0.14663 | 1.1547 | -215.8554 | 0.020269 | 0.016978 | 156.3315 | TRC/PCT less than one
[11 empty] | Commercial/Industrial | Hospitals | Existing | Freezer-Cooler Replacement Gaskets | 0.14663 | 1.1547 | -215.8554 | 0.020269 | 0.016978 | 156.3315 | TRC score less than one | Commercial/Industrial | Institutional | New | Energy Star Ice Maker | 0.24021 | 1.2697 | -479.9509 | 0.036863 | 0.023275 | 237.861 | RIM/PCT less than one | Commercial/Industrial | Healthcare | Existing | Freezer-Cooler Replacement Gaskets | 0.14663 | 1.1547 | -215.8554 | 0.020269 | 0.016978 | 156.3315 | TRC/PCT less than one
[11 empty] | Commercial/Industrial | Lodging/Hospitality | Existing | Freezer-Cooler Replacement Gaskets | 0.14663 | 1.1547 | -215.8554 | 0.020269 | 0.016978 | 156.3315 | TRC score less than one | Commercial/Industrial | Miscellaneous | New | Energy Star Ice Maker | 0.24021 | 1.2697 | -479.9509 | 0.036863 | 0.023275 | 237.861 | RIM/PCT less than one | Commercial/Industrial | Hospitals | Existing | Freezer-Cooler Replacement Gaskets | 0.14663 | 1.1547 | -215.8554 | 0.020269 | 0.016978 | 156.3315 | TRC/PCT less than one
[11 empty] | Commercial/Industrial | Restaurants | Existing | Freezer-Cooler Replacement Gaskets | 0.14663 | 1.1547 | -215.8554 | 0.020269 | 0.016978 | 156.3315 | TRC score less than one | Commercial/Industrial | Offices | New | Energy Star Ice Maker | 0.24021 | 1.2697 | -479.9509 | 0.036863 | 0.023275 | 237.861 | RIM/PCT less than one | Commercial/Industrial | Lodging/Hospitality | Existing | Freezer-Cooler Replacement Gaskets | 0.14663 | 1.1547 | -215.8554 | 0.020269 | 0.016978 | 156.3315 | TRC/PCT less than one
[11 empty] | Commercial/Industrial | Schools K-12 | Existing | Freezer-Cooler Replacement Gaskets | 0.14663 | 1.1547 | -215.8554 | 0.020269 | 0.016978 | 156.3315 | TRC score less than one | Commercial/Industrial | Retail | New | Energy Star Ice Maker | 0.24021 | 1.2697 | -479.9509 | 0.036863 | 0.023275 | 237.861 | RIM/PCT less than one | Commercial/Industrial | Restaurants | Existing | Freezer-Cooler Replacement Gaskets | 0.14663 | 1.1547 | -215.8554 | 0.020269 | 0.016978 | 156.3315 | TRC/PCT less than one
[11 empty] | Commercial/Industrial | Warehouse | New | Ceiling Insulation(R19 to R38) | 0.14654 | 1.2544 | -1.0293 | 1.1248e-05 | 2.0069e-05 | 0.099123 | TRC score less than one | Commercial/Industrial | Warehouse | New | Energy Star Ice Maker | 0.24021 | 1.2697 | -479.9509 | 0.036863 | 0.023275 | 237.861 | RIM/PCT less than one | Commercial/Industrial | Schools K-12 | Existing | Freezer-Cooler Replacement Gaskets | 0.14663 | 1.1547 | -215.8554 | 0.020269 | 0.016978 | 156.3315 | TRC/PCT less than one
[11 empty] | Commercial/Industrial | College and University | New | 10HP Open Drip-Proof(ODP) Motor | 0.14643 | 1.5623 | -1751.0668 | 0.028938 | 0.024239 | 223.1921 | TRC score less than one | Commercial/Industrial | Miscellaneous | Existing | ECM Motors on Furnaces | 0.32399 | 2.1667 | -487.3269 | 0 | 0 | 255.5731 | RIM/PCT less than one | Commercial/Industrial | Warehouse | New | Ceiling Insulation(R19 to R38) | 0.14654 | 1.2544 | -1.0293 | 1.1248e-05 | 2.0069e-05 | 0.099123 | TRC/PCT less than one
[11 empty] | Commercial/Industrial | Healthcare | New | 10HP Open Drip-Proof(ODP) Motor | 0.14643 | 1.5623 | -1751.0668 | 0.028938 | 0.024239 | 223.1921 | TRC score less than one | Commercial/Industrial | Warehouse | Existing | ECM Motors on Furnaces | 0.32399 | 2.1667 | -487.3269 | 0 | 0 | 255.5731 | RIM/PCT less than one | Commercial/Industrial | College and University | Turnover | 10HP Open Drip-Proof(ODP) Motor | 0.14643 | 1.5623 | -1751.0668 | 0.028938 | 0.024239 | 223.1921 | TRC/PCT less than one
[11 empty] | Commercial/Industrial | Hospitals | New | 10HP Open Drip-Proof(ODP) Motor | 0.14643 | 1.5623 | -1751.0668 | 0.028938 | 0.024239 | 223.1921 | TRC score less than one | Commercial/Industrial | Miscellaneous | New | ECM Motors on Furnaces | 0.32399 | 2.1667 | -487.3269 | 0 | 0 | 255.5731 | RIM/PCT less than one | Commercial/Industrial | Healthcare | Turnover | 10HP Open Drip-Proof(ODP) Motor | 0.14643 | 1.5623 | -1751.0668 | 0.028938 | 0.024239 | 223.1921 | TRC/PCT less than one
[11 empty] | Commercial/Industrial | Lodging/Hospitality | New | 10HP Open Drip-Proof(ODP) Motor | 0.14643 | 1.5623 | -1751.0668 | 0.028938 | 0.024239 | 223.1921 | TRC score less than one | Commercial/Industrial | Warehouse | New | ECM Motors on Furnaces | 0.32399 | 2.1667 | -487.3269 | 0 | 0 | 255.5731 | RIM/PCT less than one | Commercial/Industrial | Hospitals | Turnover | 10HP Open Drip-Proof(ODP) Motor | 0.14643 | 1.5623 | -1751.0668 | 0.028938 | 0.024239 | 223.1921 | TRC/PCT less than one
[11 empty] | Commercial/Industrial | Restaurants | New | 10HP Open Drip-Proof(ODP) Motor | 0.14643 | 1.5623 | -1751.0668 | 0.028938 | 0.024239 | 223.1921 | TRC score less than one | Commercial/Industrial | College and University | Turnover | Energy Star Ice Maker | 0.23045 | 1.3283 | -491.1631 | 0.03084 | 0.025832 | 237.861 | RIM/PCT less than one | Commercial/Industrial | Lodging/Hospitality | Turnover | 10HP Open Drip-Proof(ODP) Motor | 0.14643 | 1.5623 | -1751.0668 | 0.028938 | 0.024239 | 223.1921 | TRC/PCT less than one
[11 empty] | Commercial/Industrial | Schools K-12 | New | 10HP Open Drip-Proof(ODP) Motor | 0.14643 | 1.5623 | -1751.0668 | 0.028938 | 0.024239 | 223.1921 | TRC score less than one | Commercial/Industrial | Healthcare | Turnover | Energy Star Ice Maker | 0.23045 | 1.3283 | -491.1631 | 0.03084 | 0.025832 | 237.861 | RIM/PCT less than one | Commercial/Industrial | Restaurants | Turnover | 10HP Open Drip-Proof(ODP) Motor | 0.14643 | 1.5623 | -1751.0668 | 0.028938 | 0.024239 | 223.1921 | TRC/PCT less than one
[11 empty] | Commercial/Industrial | College and University | Turnover | 10HP Open Drip-Proof(ODP) Motor | 0.14643 | 1.5623 | -1751.0668 | 0.028938 | 0.024239 | 223.1921 | TRC score less than one | Commercial/Industrial | Hospitals | Turnover | Energy Star Ice Maker | 0.23045 | 1.3283 | -491.1631 | 0.03084 | 0.025832 | 237.861 | RIM/PCT less than one | Commercial/Industrial | Schools K-12 | Turnover | 10HP Open Drip-Proof(ODP) Motor | 0.14643 | 1.5623 | -1751.0668 | 0.028938 | 0.024239 | 223.1921 | TRC/PCT less than one
[11 empty] | Commercial/Industrial | Healthcare | Turnover | 10HP Open Drip-Proof(ODP) Motor | 0.14643 | 1.5623 | -1751.0668 | 0.028938 | 0.024239 | 223.1921 | TRC score less than one | Commercial/Industrial | Lodging/Hospitality | Turnover | Energy Star Ice Maker | 0.23045 | 1.3283 | -491.1631 | 0.03084 | 0.025832 | 237.861 | RIM/PCT less than one | Commercial/Industrial | College and University | New | 10HP Open Drip-Proof(ODP) Motor | 0.14643 | 1.5623 | -1751.0668 | 0.028938 | 0.024239 | 223.1921 | TRC/PCT less than one
[11 empty] | Commercial/Industrial | Hospitals | Turnover | 10HP Open Drip-Proof(ODP) Motor | 0.14643 | 1.5623 | -1751.0668 | 0.028938 | 0.024239 | 223.1921 | TRC score less than one | Commercial/Industrial | Restaurants | Turnover | Energy Star Ice Maker | 0.23045 | 1.3283 | -491.1631 | 0.03084 | 0.025832 | 237.861 | RIM/PCT less than one | Commercial/Industrial | Healthcare | New | 10HP Open Drip-Proof(ODP) Motor | 0.14643 | 1.5623 | -1751.0668 | 0.028938 | 0.024239 | 223.1921 | TRC/PCT less than one
[11 empty] | Commercial/Industrial | Lodging/Hospitality | Turnover | 10HP Open Drip-Proof(ODP) Motor | 0.14643 | 1.5623 | -1751.0668 | 0.028938 | 0.024239 | 223.1921 | TRC score less than one | Commercial/Industrial | Schools K-12 | Turnover | Energy Star Ice Maker | 0.23045 | 1.3283 | -491.1631 | 0.03084 | 0.025832 | 237.861 | RIM/PCT less than one | Commercial/Industrial | Hospitals | New | 10HP Open Drip-Proof(ODP) Motor | 0.14643 | 1.5623 | -1751.0668 | 0.028938 | 0.024239 | 223.1921 | TRC/PCT less than one
[11 empty] | Commercial/Industrial | Restaurants | Turnover | 10HP Open Drip-Proof(ODP) Motor | 0.14643 | 1.5623 | -1751.0668 | 0.028938 | 0.024239 | 223.1921 | TRC score less than one | Commercial/Industrial | College and University | New | Energy Star Ice Maker | 0.23045 | 1.3283 | -491.1631 | 0.03084 | 0.025832 | 237.861 | RIM/PCT less than one | Commercial/Industrial | Lodging/Hospitality | New | 10HP Open Drip-Proof(ODP) Motor | 0.14643 | 1.5623 | -1751.0668 | 0.028938 | 0.024239 | 223.1921 | TRC/PCT less than one
[11 empty] | Commercial/Industrial | Schools K-12 | Turnover | 10HP Open Drip-Proof(ODP) Motor | 0.14643 | 1.5623 | -1751.0668 | 0.028938 | 0.024239 | 223.1921 | TRC score less than one | Commercial/Industrial | Healthcare | New | Energy Star Ice Maker | 0.23045 | 1.3283 | -491.1631 | 0.03084 | 0.025832 | 237.861 | RIM/PCT less than one | Commercial/Industrial | Restaurants | New | 10HP Open Drip-Proof(ODP) Motor | 0.14643 | 1.5623 | -1751.0668 | 0.028938 | 0.024239 | 223.1921 | TRC/PCT less than one
[11 empty] | Commercial/Industrial | Warehouse | New | Variable Refrigerant Flow (VRF) HVAC Systems | 0.14545 | 1.2995 | -7792.8255 | 0.21925 | 0.2216 | 720.5138 | TRC score less than one | Commercial/Industrial | Hospitals | New | Energy Star Ice Maker | 0.23045 | 1.3283 | -491.1631 | 0.03084 | 0.025832 | 237.861 | RIM/PCT less than one | Commercial/Industrial | Schools K-12 | New | 10HP Open Drip-Proof(ODP) Motor | 0.14643 | 1.5623 | -1751.0668 | 0.028938 | 0.024239 | 223.1921 | TRC/PCT less than one
[11 empty] | Commercial/Industrial | Warehouse | Turnover | Variable Refrigerant Flow (VRF) HVAC Systems | 0.14545 | 1.2995 | -7792.8255 | 0.21925 | 0.2216 | 720.5138 | TRC score less than one | Commercial/Industrial | Lodging/Hospitality | New | Energy Star Ice Maker | 0.23045 | 1.3283 | -491.1631 | 0.03084 | 0.025832 | 237.861 | RIM/PCT less than one | Commercial/Industrial | Warehouse | Turnover | Variable Refrigerant Flow (VRF) HVAC Systems | 0.14545 | 1.2995 | -7792.8255 | 0.21925 | 0.2216 | 720.5138 | TRC/PCT less than one
[11 empty] | Commercial/Industrial | Assembly | Existing | Refrigerated Display Case Lighting Controls | 0.14521 | 1.319 | -240.205 | 0.0084392 | 0.0078859 | 61.4361 | TRC score less than one | Commercial/Industrial | Restaurants | New | Energy Star Ice Maker | 0.23045 | 1.3283 | -491.1631 | 0.03084 | 0.025832 | 237.861 | RIM/PCT less than one | Commercial/Industrial | Warehouse | New | Variable Refrigerant Flow (VRF) HVAC Systems | 0.14545 | 1.2995 | -7792.8255 | 0.21925 | 0.2216 | 720.5138 | TRC/PCT less than one
[11 empty] | Commercial/Industrial | College and University | Existing | Refrigerated Display Case Lighting Controls | 0.14521 | 1.319 | -240.205 | 0.0084392 | 0.0078859 | 61.4361 | TRC score less than one | Commercial/Industrial | Schools K-12 | New | Energy Star Ice Maker | 0.23045 | 1.3283 | -491.1631 | 0.03084 | 0.025832 | 237.861 | RIM/PCT less than one | Commercial/Industrial | Assembly | Existing | Refrigerated Display Case Lighting Controls | 0.14521 | 1.319 | -240.205 | 0.0084392 | 0.0078859 | 61.4361 | TRC/PCT less than one
[11 empty] | Commercial/Industrial | Grocery | Existing | Refrigerated Display Case Lighting Controls | 0.14521 | 1.319 | -240.205 | 0.0084392 | 0.0078859 | 61.4361 | TRC score less than one | Commercial/Industrial | Offices | Existing | Programmable Thermostat | 0.6566 | 1.7605 | -494.4402 | 0.071151 | -0.98461 | 5992.2752 | RIM/PCT less than one | Commercial/Industrial | College and University | Existing | Refrigerated Display Case Lighting Controls | 0.14521 | 1.319 | -240.205 | 0.0084392 | 0.0078859 | 61.4361 | TRC/PCT less than one
[11 empty] | Commercial/Industrial | Healthcare | Existing | Refrigerated Display Case Lighting Controls | 0.14521 | 1.319 | -240.205 | 0.0084392 | 0.0078859 | 61.4361 | TRC score less than one | Commercial/Industrial | Offices | New | Programmable Thermostat | 0.6566 | 1.7605 | -494.4402 | 0.071151 | -0.98461 | 5992.2752 | RIM/PCT less than one | Commercial/Industrial | Grocery | Existing | Refrigerated Display Case Lighting Controls | 0.14521 | 1.319 | -240.205 | 0.0084392 | 0.0078859 | 61.4361 | TRC/PCT less than one
[11 empty] | Commercial/Industrial | Hospitals | Existing | Refrigerated Display Case Lighting Controls | 0.14521 | 1.319 | -240.205 | 0.0084392 | 0.0078859 | 61.4361 | TRC score less than one | Commercial/Industrial | Retail | Existing | Bi-Level Lighting Control (Interior) | 0.37898 | 1.7348 | -514.2717 | 0.0095434 | 0 | 772.52 | RIM/PCT less than one | Commercial/Industrial | Healthcare | Existing | Refrigerated Display Case Lighting Controls | 0.14521 | 1.319 | -240.205 | 0.0084392 | 0.0078859 | 61.4361 | TRC/PCT less than one
[11 empty] | Commercial/Industrial | Institutional | Existing | Refrigerated Display Case Lighting Controls | 0.14521 | 1.319 | -240.205 | 0.0084392 | 0.0078859 | 61.4361 | TRC score less than one | Commercial/Industrial | Retail | New | Bi-Level Lighting Control (Interior) | 0.37898 | 1.7348 | -514.2717 | 0.0095434 | 0 | 772.52 | RIM/PCT less than one | Commercial/Industrial | Hospitals | Existing | Refrigerated Display Case Lighting Controls | 0.14521 | 1.319 | -240.205 | 0.0084392 | 0.0078859 | 61.4361 | TRC/PCT less than one
[11 empty] | Commercial/Industrial | Lodging/Hospitality | Existing | Refrigerated Display Case Lighting Controls | 0.14521 | 1.319 | -240.205 | 0.0084392 | 0.0078859 | 61.4361 | TRC score less than one | Commercial/Industrial | Assembly | Existing | HVAC tune-up_RTU | 0.31778 | 1.0668 | -522.1447 | 0.15571 | 0.028346 | 784.3099 | RIM/PCT less than one | Commercial/Industrial | Institutional | Existing | Refrigerated Display Case Lighting Controls | 0.14521 | 1.319 | -240.205 | 0.0084392 | 0.0078859 | 61.4361 | TRC/PCT less than one
[11 empty] | Commercial/Industrial | Miscellaneous | Existing | Refrigerated Display Case Lighting Controls | 0.14521 | 1.319 | -240.205 | 0.0084392 | 0.0078859 | 61.4361 | TRC score less than one | Commercial/Industrial | Assembly | New | HVAC tune-up_RTU | 0.31778 | 1.0668 | -522.1447 | 0.15571 | 0.028346 | 784.3099 | RIM/PCT less than one | Commercial/Industrial | Lodging/Hospitality | Existing | Refrigerated Display Case Lighting Controls | 0.14521 | 1.319 | -240.205 | 0.0084392 | 0.0078859 | 61.4361 | TRC/PCT less than one
[11 empty] | Commercial/Industrial | Offices | Existing | Refrigerated Display Case Lighting Controls | 0.14521 | 1.319 | -240.205 | 0.0084392 | 0.0078859 | 61.4361 | TRC score less than one | Commercial/Industrial | Healthcare | Existing | Bi-Level Lighting Control (Interior) | 0.37371 | 1.8022 | -523.3014 | 0.0021427 | 0 | 779.34 | RIM/PCT less than one | Commercial/Industrial | Miscellaneous | Existing | Refrigerated Display Case Lighting Controls | 0.14521 | 1.319 | -240.205 | 0.0084392 | 0.0078859 | 61.4361 | TRC/PCT less than one
[11 empty] | Commercial/Industrial | Restaurants | Existing | Refrigerated Display Case Lighting Controls | 0.14521 | 1.319 | -240.205 | 0.0084392 | 0.0078859 | 61.4361 | TRC score less than one | Commercial/Industrial | Healthcare | New | Bi-Level Lighting Control (Interior) | 0.37371 | 1.8022 | -523.3014 | 0.0021427 | 0 | 779.34 | RIM/PCT less than one | Commercial/Industrial | Offices | Existing | Refrigerated Display Case Lighting Controls | 0.14521 | 1.319 | -240.205 | 0.0084392 | 0.0078859 | 61.4361 | TRC/PCT less than one
[11 empty] | Commercial/Industrial | Retail | Existing | Refrigerated Display Case Lighting Controls | 0.14521 | 1.319 | -240.205 | 0.0084392 | 0.0078859 | 61.4361 | TRC score less than one | Commercial/Industrial | College and University | Turnover | Energy Star Vending Machine | 0.49965 | 1.4565 | -534.1854 | 0.082504 | 0.051277 | 525.7314 | RIM/PCT less than one | Commercial/Industrial | Restaurants | Existing | Refrigerated Display Case Lighting Controls | 0.14521 | 1.319 | -240.205 | 0.0084392 | 0.0078859 | 61.4361 | TRC/PCT less than one
[11 empty] | Commercial/Industrial | Schools K-12 | Existing | Refrigerated Display Case Lighting Controls | 0.14521 | 1.319 | -240.205 | 0.0084392 | 0.0078859 | 61.4361 | TRC score less than one | Commercial/Industrial | Healthcare | Turnover | Energy Star Vending Machine | 0.49965 | 1.4565 | -534.1854 | 0.082504 | 0.051277 | 525.7314 | RIM/PCT less than one | Commercial/Industrial | Retail | Existing | Refrigerated Display Case Lighting Controls | 0.14521 | 1.319 | -240.205 | 0.0084392 | 0.0078859 | 61.4361 | TRC/PCT less than one
[11 empty] | Commercial/Industrial | Warehouse | Existing | Refrigerated Display Case Lighting Controls | 0.14521 | 1.319 | -240.205 | 0.0084392 | 0.0078859 | 61.4361 | TRC score less than one | Commercial/Industrial | Hospitals | Turnover | Energy Star Vending Machine | 0.49965 | 1.4565 | -534.1854 | 0.082504 | 0.051277 | 525.7314 | RIM/PCT less than one | Commercial/Industrial | Schools K-12 | Existing | Refrigerated Display Case Lighting Controls | 0.14521 | 1.319 | -240.205 | 0.0084392 | 0.0078859 | 61.4361 | TRC/PCT less than one
[11 empty] | Commercial/Industrial | Assembly | New | 10HP Open Drip-Proof(ODP) Motor | 0.14503 | 1.5073 | -1745.7476 | 0.030596 | 0.0075551 | 223.1921 | TRC score less than one | Commercial/Industrial | Lodging/Hospitality | Turnover | Energy Star Vending Machine | 0.49965 | 1.4565 | -534.1854 | 0.082504 | 0.051277 | 525.7314 | RIM/PCT less than one | Commercial/Industrial | Warehouse | Existing | Refrigerated Display Case Lighting Controls | 0.14521 | 1.319 | -240.205 | 0.0084392 | 0.0078859 | 61.4361 | TRC/PCT less than one
[11 empty] | Commercial/Industrial | Grocery | New | 10HP Open Drip-Proof(ODP) Motor | 0.14503 | 1.5073 | -1745.7476 | 0.030596 | 0.0075551 | 223.1921 | TRC score less than one | Commercial/Industrial | Restaurants | Turnover | Energy Star Vending Machine | 0.49965 | 1.4565 | -534.1854 | 0.082504 | 0.051277 | 525.7314 | RIM/PCT less than one | Commercial/Industrial | Assembly | Turnover | 10HP Open Drip-Proof(ODP) Motor | 0.14503 | 1.5073 | -1745.7476 | 0.030596 | 0.0075551 | 223.1921 | TRC/PCT less than one
[11 empty] | Commercial/Industrial | Institutional | New | 10HP Open Drip-Proof(ODP) Motor | 0.14503 | 1.5073 | -1745.7476 | 0.030596 | 0.0075551 | 223.1921 | TRC score less than one | Commercial/Industrial | Schools K-12 | Turnover | Energy Star Vending Machine | 0.49965 | 1.4565 | -534.1854 | 0.082504 | 0.051277 | 525.7314 | RIM/PCT less than one | Commercial/Industrial | Grocery | Turnover | 10HP Open Drip-Proof(ODP) Motor | 0.14503 | 1.5073 | -1745.7476 | 0.030596 | 0.0075551 | 223.1921 | TRC/PCT less than one
[11 empty] | Commercial/Industrial | Miscellaneous | New | 10HP Open Drip-Proof(ODP) Motor | 0.14503 | 1.5073 | -1745.7476 | 0.030596 | 0.0075551 | 223.1921 | TRC score less than one | Commercial/Industrial | College and University | New | Energy Star Vending Machine | 0.49965 | 1.4565 | -534.1854 | 0.082504 | 0.051277 | 525.7314 | RIM/PCT less than one | Commercial/Industrial | Institutional | Turnover | 10HP Open Drip-Proof(ODP) Motor | 0.14503 | 1.5073 | -1745.7476 | 0.030596 | 0.0075551 | 223.1921 | TRC/PCT less than one
[11 empty] | Commercial/Industrial | Offices | New | 10HP Open Drip-Proof(ODP) Motor | 0.14503 | 1.5073 | -1745.7476 | 0.030596 | 0.0075551 | 223.1921 | TRC score less than one | Commercial/Industrial | Healthcare | New | Energy Star Vending Machine | 0.49965 | 1.4565 | -534.1854 | 0.082504 | 0.051277 | 525.7314 | RIM/PCT less than one | Commercial/Industrial | Miscellaneous | Turnover | 10HP Open Drip-Proof(ODP) Motor | 0.14503 | 1.5073 | -1745.7476 | 0.030596 | 0.0075551 | 223.1921 | TRC/PCT less than one
[11 empty] | Commercial/Industrial | Retail | New | 10HP Open Drip-Proof(ODP) Motor | 0.14503 | 1.5073 | -1745.7476 | 0.030596 | 0.0075551 | 223.1921 | TRC score less than one | Commercial/Industrial | Hospitals | New | Energy Star Vending Machine | 0.49965 | 1.4565 | -534.1854 | 0.082504 | 0.051277 | 525.7314 | RIM/PCT less than one | Commercial/Industrial | Offices | Turnover | 10HP Open Drip-Proof(ODP) Motor | 0.14503 | 1.5073 | -1745.7476 | 0.030596 | 0.0075551 | 223.1921 | TRC/PCT less than one
[11 empty] | Commercial/Industrial | Warehouse | New | 10HP Open Drip-Proof(ODP) Motor | 0.14503 | 1.5073 | -1745.7476 | 0.030596 | 0.0075551 | 223.1921 | TRC score less than one | Commercial/Industrial | Lodging/Hospitality | New | Energy Star Vending Machine | 0.49965 | 1.4565 | -534.1854 | 0.082504 | 0.051277 | 525.7314 | RIM/PCT less than one | Commercial/Industrial | Retail | Turnover | 10HP Open Drip-Proof(ODP) Motor | 0.14503 | 1.5073 | -1745.7476 | 0.030596 | 0.0075551 | 223.1921 | TRC/PCT less than one
[11 empty] | Commercial/Industrial | Assembly | Turnover | 10HP Open Drip-Proof(ODP) Motor | 0.14503 | 1.5073 | -1745.7476 | 0.030596 | 0.0075551 | 223.1921 | TRC score less than one | Commercial/Industrial | Restaurants | New | Energy Star Vending Machine | 0.49965 | 1.4565 | -534.1854 | 0.082504 | 0.051277 | 525.7314 | RIM/PCT less than one | Commercial/Industrial | Warehouse | Turnover | 10HP Open Drip-Proof(ODP) Motor | 0.14503 | 1.5073 | -1745.7476 | 0.030596 | 0.0075551 | 223.1921 | TRC/PCT less than one
[11 empty] | Commercial/Industrial | Grocery | Turnover | 10HP Open Drip-Proof(ODP) Motor | 0.14503 | 1.5073 | -1745.7476 | 0.030596 | 0.0075551 | 223.1921 | TRC score less than one | Commercial/Industrial | Schools K-12 | New | Energy Star Vending Machine | 0.49965 | 1.4565 | -534.1854 | 0.082504 | 0.051277 | 525.7314 | RIM/PCT less than one | Commercial/Industrial | Assembly | New | 10HP Open Drip-Proof(ODP) Motor | 0.14503 | 1.5073 | -1745.7476 | 0.030596 | 0.0075551 | 223.1921 | TRC/PCT less than one
[11 empty] | Commercial/Industrial | Institutional | Turnover | 10HP Open Drip-Proof(ODP) Motor | 0.14503 | 1.5073 | -1745.7476 | 0.030596 | 0.0075551 | 223.1921 | TRC score less than one | Commercial/Industrial | Assembly | Turnover | Energy Star Vending Machine | 0.49913 | 1.4575 | -535.0311 | 0.082226 | 0.051367 | 525.7314 | RIM/PCT less than one | Commercial/Industrial | Grocery | New | 10HP Open Drip-Proof(ODP) Motor | 0.14503 | 1.5073 | -1745.7476 | 0.030596 | 0.0075551 | 223.1921 | TRC/PCT less than one
[11 empty] | Commercial/Industrial | Miscellaneous | Turnover | 10HP Open Drip-Proof(ODP) Motor | 0.14503 | 1.5073 | -1745.7476 | 0.030596 | 0.0075551 | 223.1921 | TRC score less than one | Commercial/Industrial | Grocery | Turnover | Energy Star Vending Machine | 0.49913 | 1.4575 | -535.0311 | 0.082226 | 0.051367 | 525.7314 | RIM/PCT less than one | Commercial/Industrial | Institutional | New | 10HP Open Drip-Proof(ODP) Motor | 0.14503 | 1.5073 | -1745.7476 | 0.030596 | 0.0075551 | 223.1921 | TRC/PCT less than one
[11 empty] | Commercial/Industrial | Offices | Turnover | 10HP Open Drip-Proof(ODP) Motor | 0.14503 | 1.5073 | -1745.7476 | 0.030596 | 0.0075551 | 223.1921 | TRC score less than one | Commercial/Industrial | Institutional | Turnover | Energy Star Vending Machine | 0.49913 | 1.4575 | -535.0311 | 0.082226 | 0.051367 | 525.7314 | RIM/PCT less than one | Commercial/Industrial | Miscellaneous | New | 10HP Open Drip-Proof(ODP) Motor | 0.14503 | 1.5073 | -1745.7476 | 0.030596 | 0.0075551 | 223.1921 | TRC/PCT less than one
[11 empty] | Commercial/Industrial | Retail | Turnover | 10HP Open Drip-Proof(ODP) Motor | 0.14503 | 1.5073 | -1745.7476 | 0.030596 | 0.0075551 | 223.1921 | TRC score less than one | Commercial/Industrial | Miscellaneous | Turnover | Energy Star Vending Machine | 0.49913 | 1.4575 | -535.0311 | 0.082226 | 0.051367 | 525.7314 | RIM/PCT less than one | Commercial/Industrial | Offices | New | 10HP Open Drip-Proof(ODP) Motor | 0.14503 | 1.5073 | -1745.7476 | 0.030596 | 0.0075551 | 223.1921 | TRC/PCT less than one
[11 empty] | Commercial/Industrial | Warehouse | Turnover | 10HP Open Drip-Proof(ODP) Motor | 0.14503 | 1.5073 | -1745.7476 | 0.030596 | 0.0075551 | 223.1921 | TRC score less than one | Commercial/Industrial | Offices | Turnover | Energy Star Vending Machine | 0.49913 | 1.4575 | -535.0311 | 0.082226 | 0.051367 | 525.7314 | RIM/PCT less than one | Commercial/Industrial | Retail | New | 10HP Open Drip-Proof(ODP) Motor | 0.14503 | 1.5073 | -1745.7476 | 0.030596 | 0.0075551 | 223.1921 | TRC/PCT less than one
[11 empty] | Commercial/Industrial | Miscellaneous | Existing | Duct Insulation | 0.1444 | 0.9457 | -629165.574 | 12.3725 | 26.5904 | 45543.0611 | TRC score less than one | Commercial/Industrial | Retail | Turnover | Energy Star Vending Machine | 0.49913 | 1.4575 | -535.0311 | 0.082226 | 0.051367 | 525.7314 | RIM/PCT less than one | Commercial/Industrial | Warehouse | New | 10HP Open Drip-Proof(ODP) Motor | 0.14503 | 1.5073 | -1745.7476 | 0.030596 | 0.0075551 | 223.1921 | TRC/PCT less than one
[11 empty] | Commercial/Industrial | Miscellaneous | New | Duct Insulation | 0.1444 | 0.9457 | -629165.574 | 12.3725 | 26.5904 | 45543.0611 | TRC score less than one | Commercial/Industrial | Warehouse | Turnover | Energy Star Vending Machine | 0.49913 | 1.4575 | -535.0311 | 0.082226 | 0.051367 | 525.7314 | RIM/PCT less than one | Commercial/Industrial | Miscellaneous | Existing | Duct Insulation | 0.1444 | 0.9457 | -629165.574 | 12.3725 | 26.5904 | 45543.0611 | TRC/PCT less than one
[11 empty] | Commercial/Industrial | Institutional | Existing | Water Cooled Refrigeration Heat Recovery | 0.14306 | 1.7465 | -30508.1139 | 0 | 0.24423 | 3653.327 | TRC score less than one | Commercial/Industrial | Assembly | New | Energy Star Vending Machine | 0.49913 | 1.4575 | -535.0311 | 0.082226 | 0.051367 | 525.7314 | RIM/PCT less than one | Commercial/Industrial | Miscellaneous | New | Duct Insulation | 0.1444 | 0.9457 | -629165.574 | 12.3725 | 26.5904 | 45543.0611 | TRC/PCT less than one
[11 empty] | Commercial/Industrial | Institutional | New | Water Cooled Refrigeration Heat Recovery | 0.14306 | 1.7465 | -30508.1139 | 0 | 0.24423 | 3653.327 | TRC score less than one | Commercial/Industrial | Grocery | New | Energy Star Vending Machine | 0.49913 | 1.4575 | -535.0311 | 0.082226 | 0.051367 | 525.7314 | RIM/PCT less than one | Commercial/Industrial | Institutional | Existing | Water Cooled Refrigeration Heat Recovery | 0.14306 | 1.7465 | -30508.1139 | 0 | 0.24423 | 3653.327 | TRC/PCT less than one
[11 empty] | Commercial/Industrial | Assembly | New | Roof Insulation | 0.14082 | 0.7964 | -1.4345 | 2.6171e-06 | 5.8995e-05 | 0.13079 | TRC score less than one | Commercial/Industrial | Institutional | New | Energy Star Vending Machine | 0.49913 | 1.4575 | -535.0311 | 0.082226 | 0.051367 | 525.7314 | RIM/PCT less than one | Commercial/Industrial | Institutional | New | Water Cooled Refrigeration Heat Recovery | 0.14306 | 1.7465 | -30508.1139 | 0 | 0.24423 | 3653.327 | TRC/PCT less than one
[11 empty] | Commercial/Industrial | Healthcare | New | Roof Insulation | 0.14082 | 0.7964 | -1.4345 | 2.6171e-06 | 5.8995e-05 | 0.13079 | TRC score less than one | Commercial/Industrial | Miscellaneous | New | Energy Star Vending Machine | 0.49913 | 1.4575 | -535.0311 | 0.082226 | 0.051367 | 525.7314 | RIM/PCT less than one | Commercial/Industrial | Assembly | New | Roof Insulation | 0.14082 | 0.7964 | -1.4345 | 2.6171e-06 | 5.8995e-05 | 0.13079 | TRC/PCT less than one
[11 empty] | Commercial/Industrial | Institutional | New | Roof Insulation | 0.14082 | 0.7964 | -1.4345 | 2.6171e-06 | 5.8995e-05 | 0.13079 | TRC score less than one | Commercial/Industrial | Offices | New | Energy Star Vending Machine | 0.49913 | 1.4575 | -535.0311 | 0.082226 | 0.051367 | 525.7314 | RIM/PCT less than one | Commercial/Industrial | Healthcare | New | Roof Insulation | 0.14082 | 0.7964 | -1.4345 | 2.6171e-06 | 5.8995e-05 | 0.13079 | TRC/PCT less than one
[11 empty] | Commercial/Industrial | Miscellaneous | New | Roof Insulation | 0.14082 | 0.7964 | -1.4345 | 2.6171e-06 | 5.8995e-05 | 0.13079 | TRC score less than one | Commercial/Industrial | Retail | New | Energy Star Vending Machine | 0.49913 | 1.4575 | -535.0311 | 0.082226 | 0.051367 | 525.7314 | RIM/PCT less than one | Commercial/Industrial | Institutional | New | Roof Insulation | 0.14082 | 0.7964 | -1.4345 | 2.6171e-06 | 5.8995e-05 | 0.13079 | TRC/PCT less than one
[11 empty] | Commercial/Industrial | Offices | New | Roof Insulation | 0.14082 | 0.7964 | -1.4345 | 2.6171e-06 | 5.8995e-05 | 0.13079 | TRC score less than one | Commercial/Industrial | Warehouse | New | Energy Star Vending Machine | 0.49913 | 1.4575 | -535.0311 | 0.082226 | 0.051367 | 525.7314 | RIM/PCT less than one | Commercial/Industrial | Miscellaneous | New | Roof Insulation | 0.14082 | 0.7964 | -1.4345 | 2.6171e-06 | 5.8995e-05 | 0.13079 | TRC/PCT less than one
[11 empty] | Commercial/Industrial | Schools K-12 | New | Roof Insulation | 0.14082 | 0.7964 | -1.4345 | 2.6171e-06 | 5.8995e-05 | 0.13079 | TRC score less than one | Commercial/Industrial | Schools K-12 | Turnover | Heat Pump Water Heater | 0.6128 | 1.3131 | -552.2607 | 0.30949 | 0.20585 | 1831.3579 | RIM/PCT less than one | Commercial/Industrial | Offices | New | Roof Insulation | 0.14082 | 0.7964 | -1.4345 | 2.6171e-06 | 5.8995e-05 | 0.13079 | TRC/PCT less than one
[11 empty] | Commercial/Industrial | Lodging/Hospitality | Existing | Window Sun Protection | 0.13935 | 0.96206 | -801.4328 | 0.047228 | -0.02335 | 105.7983 | TRC score less than one | Commercial/Industrial | Schools K-12 | New | Heat Pump Water Heater | 0.6128 | 1.3131 | -552.2607 | 0.30949 | 0.20585 | 1831.3579 | RIM/PCT less than one | Commercial/Industrial | Schools K-12 | New | Roof Insulation | 0.14082 | 0.7964 | -1.4345 | 2.6171e-06 | 5.8995e-05 | 0.13079 | TRC/PCT less than one
[11 empty] | Commercial/Industrial | Warehouse | Existing | Smart Thermostat | 0.13684 | 1.7603 | -8247.9657 | 0.023223 | -0.32136 | 1955.7834 | TRC score less than one | Commercial/Industrial | Restaurants | Existing | Tank Wrap on Water Heater | 0.30504 | 1.3612 | -559.2712 | 0.052878 | 0.053951 | 527.8919 | RIM/PCT less than one | Commercial/Industrial | Lodging/Hospitality | Existing | Window Sun Protection | 0.13935 | 0.96206 | -801.4328 | 0.047228 | -0.02335 | 105.7983 | TRC/PCT less than one
[11 empty] | Commercial/Industrial | Warehouse | New | Smart Thermostat | 0.13684 | 1.7603 | -8247.9657 | 0.023223 | -0.32136 | 1955.7834 | TRC score less than one | Commercial/Industrial | Schools K-12 | Existing | Network PC Power Management | 0.56551 | 1.1708 | -560.5054 | 0.71311 | 0.49665 | 4794.046 | RIM/PCT less than one | Commercial/Industrial | Warehouse | Existing | Smart Thermostat | 0.13684 | 1.7603 | -8247.9657 | 0.023223 | -0.32136 | 1955.7834 | TRC/PCT less than one
[11 empty] | Commercial/Industrial | Schools K-12 | New | Solar Water Heater | 0.13603 | 1.7028 | -16068.7158 | 0.16065 | 0.022555 | 2149.4448 | TRC score less than one | Commercial/Industrial | Schools K-12 | New | Network PC Power Management | 0.56551 | 1.1708 | -560.5054 | 0.71311 | 0.49665 | 4794.046 | RIM/PCT less than one | Commercial/Industrial | Warehouse | New | Smart Thermostat | 0.13684 | 1.7603 | -8247.9657 | 0.023223 | -0.32136 | 1955.7834 | TRC/PCT less than one
[11 empty] | Commercial/Industrial | Schools K-12 | Turnover | Solar Water Heater | 0.13603 | 1.7028 | -16068.7158 | 0.16065 | 0.022555 | 2149.4448 | TRC score less than one | Commercial/Industrial | Institutional | Existing | Network PC Power Management | 0.54161 | 1.1422 | -562.7009 | 0.64622 | 0 | 4344.3187 | RIM/PCT less than one | Commercial/Industrial | Schools K-12 | Turnover | Solar Water Heater | 0.13603 | 1.7028 | -16068.7158 | 0.16065 | 0.022555 | 2149.4448 | TRC/PCT less than one
[11 empty] | Commercial/Industrial | Warehouse | Existing | Dedicated Outdoor Air System on VRF unit | 0.13555 | 1.3001 | -2400.8815 | 0.062019 | 0.062685 | 203.814 | TRC score less than one | Commercial/Industrial | Institutional | New | Network PC Power Management | 0.54161 | 1.1422 | -562.7009 | 0.64622 | 0 | 4344.3187 | RIM/PCT less than one | Commercial/Industrial | Schools K-12 | New | Solar Water Heater | 0.13603 | 1.7028 | -16068.7158 | 0.16065 | 0.022555 | 2149.4448 | TRC/PCT less than one
[11 empty] | Commercial/Industrial | Warehouse | New | Dedicated Outdoor Air System on VRF unit | 0.13555 | 1.3001 | -2400.8815 | 0.062019 | 0.062685 | 203.814 | TRC score less than one | Commercial/Industrial | Restaurants | New | Tank Wrap on Water Heater | 0.29195 | 1.3618 | -576.7968 | 0.050584 | 0.05161 | 504.9886 | RIM/PCT less than one | Commercial/Industrial | Warehouse | Existing | Dedicated Outdoor Air System on VRF unit | 0.13555 | 1.3001 | -2400.8815 | 0.062019 | 0.062685 | 203.814 | TRC/PCT less than one
[11 empty] | Commercial/Industrial | Lodging/Hospitality | New | Low U-Value Windows | 0.13527 | 1.1812 | -854.6878 | 0.020116 | -0.004527 | 45.587 | TRC score less than one | Commercial/Industrial | Healthcare | Existing | Network PC Power Management | 0.56139 | 1.1708 | -580.1554 | 0.70789 | 0.49301 | 4758.9388 | RIM/PCT less than one | Commercial/Industrial | Warehouse | New | Dedicated Outdoor Air System on VRF unit | 0.13555 | 1.3001 | -2400.8815 | 0.062019 | 0.062685 | 203.814 | TRC/PCT less than one
[11 empty] | Commercial/Industrial | Assembly | Existing | Energy Recovery Ventilation System (ERV) | 0.1344 | 0.96324 | -279140.1623 | 13.3127 | 11.3508 | 7397.8089 | TRC score less than one | Commercial/Industrial | Healthcare | New | Network PC Power Management | 0.56139 | 1.1708 | -580.1554 | 0.70789 | 0.49301 | 4758.9388 | RIM/PCT less than one | Commercial/Industrial | Lodging/Hospitality | New | Low U-Value Windows | 0.13527 | 1.1812 | -854.6878 | 0.020116 | -0.004527 | 45.587 | TRC/PCT less than one
[11 empty] | Commercial/Industrial | Assembly | New | Energy Recovery Ventilation System (ERV) | 0.1344 | 0.96324 | -279140.1623 | 13.3127 | 11.3508 | 7397.8089 | TRC score less than one | Commercial/Industrial | College and University | Existing | Bi-Level Lighting Control (Interior) | 0.32757 | 1.8019 | -590.6888 | 0.0018785 | 0 | 683.24 | RIM/PCT less than one | Commercial/Industrial | Assembly | Existing | Energy Recovery Ventilation System (ERV) | 0.1344 | 0.96324 | -279140.1623 | 13.3127 | 11.3508 | 7397.8089 | TRC/PCT less than one
[11 empty] | Commercial/Industrial | College and University | Existing | Drain Water Heat Recovery | 0.13293 | 1.2063 | -177223.5319 | 2.0275 | 4.5 | 19854.2617 | TRC score less than one | Commercial/Industrial | Miscellaneous | Existing | Bi-Level Lighting Control (Interior) | 0.32757 | 1.8019 | -590.6888 | 0.0018785 | 0 | 683.24 | RIM/PCT less than one | Commercial/Industrial | Assembly | New | Energy Recovery Ventilation System (ERV) | 0.1344 | 0.96324 | -279140.1623 | 13.3127 | 11.3508 | 7397.8089 | TRC/PCT less than one
[11 empty] | Commercial/Industrial | Warehouse | Existing | Drain Water Heat Recovery | 0.13286 | 1.332 | -18165.5819 | 0.4179 | 0.19872 | 1726.4575 | TRC score less than one | Commercial/Industrial | College and University | New | Bi-Level Lighting Control (Interior) | 0.32757 | 1.8019 | -590.6888 | 0.0018785 | 0 | 683.24 | RIM/PCT less than one | Commercial/Industrial | College and University | Existing | Drain Water Heat Recovery | 0.13293 | 1.2063 | -177223.5319 | 2.0275 | 4.5 | 19854.2617 | TRC/PCT less than one
[11 empty] | Commercial/Industrial | Assembly | Existing | Window Sun Protection | 0.13211 | 1.0222 | -817.0947 | 0.04043 | -0.010022 | 105.7983 | TRC score less than one | Commercial/Industrial | Miscellaneous | New | Bi-Level Lighting Control (Interior) | 0.32757 | 1.8019 | -590.6888 | 0.0018785 | 0 | 683.24 | RIM/PCT less than one | Commercial/Industrial | Warehouse | Existing | Drain Water Heat Recovery | 0.13286 | 1.332 | -18165.5819 | 0.4179 | 0.19872 | 1726.4575 | TRC/PCT less than one
[11 empty] | Commercial/Industrial | College and University | Existing | Window Sun Protection | 0.13211 | 1.0222 | -817.0947 | 0.04043 | -0.010022 | 105.7983 | TRC score less than one | Commercial/Industrial | Lodging/Hospitality | Existing | Bi-Level Lighting Control (Interior) | 0.28555 | 1.7353 | -651.3683 | 0.0071882 | 0 | 581.87 | RIM/PCT less than one | Commercial/Industrial | Assembly | Existing | Window Sun Protection | 0.13211 | 1.0222 | -817.0947 | 0.04043 | -0.010022 | 105.7983 | TRC/PCT less than one
[11 empty] | Commercial/Industrial | Grocery | Existing | Window Sun Protection | 0.13211 | 1.0222 | -817.0947 | 0.04043 | -0.010022 | 105.7983 | TRC score less than one | Commercial/Industrial | Lodging/Hospitality | New | Bi-Level Lighting Control (Interior) | 0.28555 | 1.7353 | -651.3683 | 0.0071882 | 0 | 581.87 | RIM/PCT less than one | Commercial/Industrial | College and University | Existing | Window Sun Protection | 0.13211 | 1.0222 | -817.0947 | 0.04043 | -0.010022 | 105.7983 | TRC/PCT less than one
[11 empty] | Commercial/Industrial | Healthcare | Existing | Window Sun Protection | 0.13211 | 1.0222 | -817.0947 | 0.04043 | -0.010022 | 105.7983 | TRC score less than one | Commercial/Industrial | Warehouse | Existing | Bi-Level Lighting Control (Interior) | 0.28409 | 1.8014 | -654.1634 | 0.0016296 | 0 | 592.72 | RIM/PCT less than one | Commercial/Industrial | Grocery | Existing | Window Sun Protection | 0.13211 | 1.0222 | -817.0947 | 0.04043 | -0.010022 | 105.7983 | TRC/PCT less than one
[11 empty] | Commercial/Industrial | Hospitals | Existing | Window Sun Protection | 0.13211 | 1.0222 | -817.0947 | 0.04043 | -0.010022 | 105.7983 | TRC score less than one | Commercial/Industrial | Warehouse | New | Bi-Level Lighting Control (Interior) | 0.28409 | 1.8014 | -654.1634 | 0.0016296 | 0 | 592.72 | RIM/PCT less than one | Commercial/Industrial | Healthcare | Existing | Window Sun Protection | 0.13211 | 1.0222 | -817.0947 | 0.04043 | -0.010022 | 105.7983 | TRC/PCT less than one
[11 empty] | Commercial/Industrial | Institutional | Existing | Window Sun Protection | 0.13211 | 1.0222 | -817.0947 | 0.04043 | -0.010022 | 105.7983 | TRC score less than one | Commercial/Industrial | Assembly | Turnover | Solar Powered Pool Pump | 0.66001 | 1.1844 | -678.9018 | 0.9567 | 0.1485 | 4065.1875 | RIM/PCT less than one | Commercial/Industrial | Hospitals | Existing | Window Sun Protection | 0.13211 | 1.0222 | -817.0947 | 0.04043 | -0.010022 | 105.7983 | TRC/PCT less than one
[11 empty] | Commercial/Industrial | Offices | Existing | Window Sun Protection | 0.13211 | 1.0222 | -817.0947 | 0.04043 | -0.010022 | 105.7983 | TRC score less than one | Commercial/Industrial | College and University | Turnover | Solar Powered Pool Pump | 0.66001 | 1.1844 | -678.9018 | 0.9567 | 0.1485 | 4065.1875 | RIM/PCT less than one | Commercial/Industrial | Institutional | Existing | Window Sun Protection | 0.13211 | 1.0222 | -817.0947 | 0.04043 | -0.010022 | 105.7983 | TRC/PCT less than one
[11 empty] | Commercial/Industrial | Restaurants | Existing | Window Sun Protection | 0.13211 | 1.0222 | -817.0947 | 0.04043 | -0.010022 | 105.7983 | TRC score less than one | Commercial/Industrial | Grocery | Turnover | Solar Powered Pool Pump | 0.66001 | 1.1844 | -678.9018 | 0.9567 | 0.1485 | 4065.1875 | RIM/PCT less than one | Commercial/Industrial | Offices | Existing | Window Sun Protection | 0.13211 | 1.0222 | -817.0947 | 0.04043 | -0.010022 | 105.7983 | TRC/PCT less than one
[11 empty] | Commercial/Industrial | Retail | Existing | Window Sun Protection | 0.13211 | 1.0222 | -817.0947 | 0.04043 | -0.010022 | 105.7983 | TRC score less than one | Commercial/Industrial | Healthcare | Turnover | Solar Powered Pool Pump | 0.66001 | 1.1844 | -678.9018 | 0.9567 | 0.1485 | 4065.1875 | RIM/PCT less than one | Commercial/Industrial | Restaurants | Existing | Window Sun Protection | 0.13211 | 1.0222 | -817.0947 | 0.04043 | -0.010022 | 105.7983 | TRC/PCT less than one
[11 empty] | Commercial/Industrial | Schools K-12 | Existing | Window Sun Protection | 0.13211 | 1.0222 | -817.0947 | 0.04043 | -0.010022 | 105.7983 | TRC score less than one | Commercial/Industrial | Hospitals | Turnover | Solar Powered Pool Pump | 0.66001 | 1.1844 | -678.9018 | 0.9567 | 0.1485 | 4065.1875 | RIM/PCT less than one | Commercial/Industrial | Retail | Existing | Window Sun Protection | 0.13211 | 1.0222 | -817.0947 | 0.04043 | -0.010022 | 105.7983 | TRC/PCT less than one
[11 empty] | Commercial/Industrial | Hospitals | Existing | Water Cooled Refrigeration Heat Recovery | 0.13143 | 1.5172 | -312817.575 | 0 | 3.5762 | 32929.7074 | TRC score less than one | Commercial/Industrial | Institutional | Turnover | Solar Powered Pool Pump | 0.66001 | 1.1844 | -678.9018 | 0.9567 | 0.1485 | 4065.1875 | RIM/PCT less than one | Commercial/Industrial | Schools K-12 | Existing | Window Sun Protection | 0.13211 | 1.0222 | -817.0947 | 0.04043 | -0.010022 | 105.7983 | TRC/PCT less than one
[11 empty] | Commercial/Industrial | Hospitals | New | Water Cooled Refrigeration Heat Recovery | 0.13143 | 1.5172 | -312817.575 | 0 | 3.5762 | 32929.7074 | TRC score less than one | Commercial/Industrial | Lodging/Hospitality | Turnover | Solar Powered Pool Pump | 0.66001 | 1.1844 | -678.9018 | 0.9567 | 0.1485 | 4065.1875 | RIM/PCT less than one | Commercial/Industrial | Hospitals | Existing | Water Cooled Refrigeration Heat Recovery | 0.13143 | 1.5172 | -312817.575 | 0 | 3.5762 | 32929.7074 | TRC/PCT less than one
[11 empty] | Commercial/Industrial | Healthcare | Existing | Water Cooled Refrigeration Heat Recovery | 0.13143 | 1.5171 | -30021.3338 | 0 | 0.34321 | 3160.2884 | TRC score less than one | Commercial/Industrial | Miscellaneous | Turnover | Solar Powered Pool Pump | 0.66001 | 1.1844 | -678.9018 | 0.9567 | 0.1485 | 4065.1875 | RIM/PCT less than one | Commercial/Industrial | Hospitals | New | Water Cooled Refrigeration Heat Recovery | 0.13143 | 1.5172 | -312817.575 | 0 | 3.5762 | 32929.7074 | TRC/PCT less than one
[11 empty] | Commercial/Industrial | Healthcare | New | Water Cooled Refrigeration Heat Recovery | 0.13143 | 1.5171 | -30021.3338 | 0 | 0.34321 | 3160.2884 | TRC score less than one | Commercial/Industrial | Offices | Turnover | Solar Powered Pool Pump | 0.66001 | 1.1844 | -678.9018 | 0.9567 | 0.1485 | 4065.1875 | RIM/PCT less than one | Commercial/Industrial | Healthcare | Existing | Water Cooled Refrigeration Heat Recovery | 0.13143 | 1.5171 | -30021.3338 | 0 | 0.34321 | 3160.2884 | TRC/PCT less than one
[11 empty] | Commercial/Industrial | Offices | Existing | Water Cooled Refrigeration Heat Recovery | 0.13093 | 1.7466 | -24223.708 | 0 | 0.17405 | 2603.5309 | TRC score less than one | Commercial/Industrial | Restaurants | Turnover | Solar Powered Pool Pump | 0.66001 | 1.1844 | -678.9018 | 0.9567 | 0.1485 | 4065.1875 | RIM/PCT less than one | Commercial/Industrial | Healthcare | New | Water Cooled Refrigeration Heat Recovery | 0.13143 | 1.5171 | -30021.3338 | 0 | 0.34321 | 3160.2884 | TRC/PCT less than one
[11 empty] | Commercial/Industrial | Offices | New | Water Cooled Refrigeration Heat Recovery | 0.13093 | 1.7466 | -24223.708 | 0 | 0.17405 | 2603.5309 | TRC score less than one | Commercial/Industrial | Retail | Turnover | Solar Powered Pool Pump | 0.66001 | 1.1844 | -678.9018 | 0.9567 | 0.1485 | 4065.1875 | RIM/PCT less than one | Commercial/Industrial | Offices | Existing | Water Cooled Refrigeration Heat Recovery | 0.13093 | 1.7466 | -24223.708 | 0 | 0.17405 | 2603.5309 | TRC/PCT less than one
[11 empty] | Commercial/Industrial | Warehouse | New | Roof Insulation | 0.13009 | 1.2544 | -1.5771 | 1.4841e-05 | 2.648e-05 | 0.13079 | TRC score less than one | Commercial/Industrial | Schools K-12 | Turnover | Solar Powered Pool Pump | 0.66001 | 1.1844 | -678.9018 | 0.9567 | 0.1485 | 4065.1875 | RIM/PCT less than one | Commercial/Industrial | Offices | New | Water Cooled Refrigeration Heat Recovery | 0.13093 | 1.7466 | -24223.708 | 0 | 0.17405 | 2603.5309 | TRC/PCT less than one
[11 empty] | Commercial/Industrial | Assembly | New | Low U-Value Windows | 0.12765 | 1.2632 | -868.5947 | 0.016945 | 0.00018946 | 45.587 | TRC score less than one | Commercial/Industrial | Assembly | New | Solar Powered Pool Pump | 0.66001 | 1.1844 | -678.9018 | 0.9567 | 0.1485 | 4065.1875 | RIM/PCT less than one | Commercial/Industrial | Warehouse | New | Roof Insulation | 0.13009 | 1.2544 | -1.5771 | 1.4841e-05 | 2.648e-05 | 0.13079 | TRC/PCT less than one
[11 empty] | Commercial/Industrial | College and University | New | Low U-Value Windows | 0.12765 | 1.2632 | -868.5947 | 0.016945 | 0.00018946 | 45.587 | TRC score less than one | Commercial/Industrial | College and University | New | Solar Powered Pool Pump | 0.66001 | 1.1844 | -678.9018 | 0.9567 | 0.1485 | 4065.1875 | RIM/PCT less than one | Commercial/Industrial | Assembly | New | Low U-Value Windows | 0.12765 | 1.2632 | -868.5947 | 0.016945 | 0.00018946 | 45.587 | TRC/PCT less than one
[11 empty] | Commercial/Industrial | Grocery | New | Low U-Value Windows | 0.12765 | 1.2632 | -868.5947 | 0.016945 | 0.00018946 | 45.587 | TRC score less than one | Commercial/Industrial | Grocery | New | Solar Powered Pool Pump | 0.66001 | 1.1844 | -678.9018 | 0.9567 | 0.1485 | 4065.1875 | RIM/PCT less than one | Commercial/Industrial | College and University | New | Low U-Value Windows | 0.12765 | 1.2632 | -868.5947 | 0.016945 | 0.00018946 | 45.587 | TRC/PCT less than one
[11 empty] | Commercial/Industrial | Healthcare | New | Low U-Value Windows | 0.12765 | 1.2632 | -868.5947 | 0.016945 | 0.00018946 | 45.587 | TRC score less than one | Commercial/Industrial | Healthcare | New | Solar Powered Pool Pump | 0.66001 | 1.1844 | -678.9018 | 0.9567 | 0.1485 | 4065.1875 | RIM/PCT less than one | Commercial/Industrial | Grocery | New | Low U-Value Windows | 0.12765 | 1.2632 | -868.5947 | 0.016945 | 0.00018946 | 45.587 | TRC/PCT less than one
[11 empty] | Commercial/Industrial | Hospitals | New | Low U-Value Windows | 0.12765 | 1.2632 | -868.5947 | 0.016945 | 0.00018946 | 45.587 | TRC score less than one | Commercial/Industrial | Hospitals | New | Solar Powered Pool Pump | 0.66001 | 1.1844 | -678.9018 | 0.9567 | 0.1485 | 4065.1875 | RIM/PCT less than one | Commercial/Industrial | Healthcare | New | Low U-Value Windows | 0.12765 | 1.2632 | -868.5947 | 0.016945 | 0.00018946 | 45.587 | TRC/PCT less than one
[11 empty] | Commercial/Industrial | Institutional | New | Low U-Value Windows | 0.12765 | 1.2632 | -868.5947 | 0.016945 | 0.00018946 | 45.587 | TRC score less than one | Commercial/Industrial | Institutional | New | Solar Powered Pool Pump | 0.66001 | 1.1844 | -678.9018 | 0.9567 | 0.1485 | 4065.1875 | RIM/PCT less than one | Commercial/Industrial | Hospitals | New | Low U-Value Windows | 0.12765 | 1.2632 | -868.5947 | 0.016945 | 0.00018946 | 45.587 | TRC/PCT less than one
[11 empty] | Commercial/Industrial | Offices | New | Low U-Value Windows | 0.12765 | 1.2632 | -868.5947 | 0.016945 | 0.00018946 | 45.587 | TRC score less than one | Commercial/Industrial | Lodging/Hospitality | New | Solar Powered Pool Pump | 0.66001 | 1.1844 | -678.9018 | 0.9567 | 0.1485 | 4065.1875 | RIM/PCT less than one | Commercial/Industrial | Institutional | New | Low U-Value Windows | 0.12765 | 1.2632 | -868.5947 | 0.016945 | 0.00018946 | 45.587 | TRC/PCT less than one
[11 empty] | Commercial/Industrial | Restaurants | New | Low U-Value Windows | 0.12765 | 1.2632 | -868.5947 | 0.016945 | 0.00018946 | 45.587 | TRC score less than one | Commercial/Industrial | Miscellaneous | New | Solar Powered Pool Pump | 0.66001 | 1.1844 | -678.9018 | 0.9567 | 0.1485 | 4065.1875 | RIM/PCT less than one | Commercial/Industrial | Offices | New | Low U-Value Windows | 0.12765 | 1.2632 | -868.5947 | 0.016945 | 0.00018946 | 45.587 | TRC/PCT less than one
[11 empty] | Commercial/Industrial | Retail | New | Low U-Value Windows | 0.12765 | 1.2632 | -868.5947 | 0.016945 | 0.00018946 | 45.587 | TRC score less than one | Commercial/Industrial | Offices | New | Solar Powered Pool Pump | 0.66001 | 1.1844 | -678.9018 | 0.9567 | 0.1485 | 4065.1875 | RIM/PCT less than one | Commercial/Industrial | Restaurants | New | Low U-Value Windows | 0.12765 | 1.2632 | -868.5947 | 0.016945 | 0.00018946 | 45.587 | TRC/PCT less than one
[11 empty] | Commercial/Industrial | Schools K-12 | New | Low U-Value Windows | 0.12765 | 1.2632 | -868.5947 | 0.016945 | 0.00018946 | 45.587 | TRC score less than one | Commercial/Industrial | Restaurants | New | Solar Powered Pool Pump | 0.66001 | 1.1844 | -678.9018 | 0.9567 | 0.1485 | 4065.1875 | RIM/PCT less than one | Commercial/Industrial | Retail | New | Low U-Value Windows | 0.12765 | 1.2632 | -868.5947 | 0.016945 | 0.00018946 | 45.587 | TRC/PCT less than one
[11 empty] | Commercial/Industrial | College and University | New | Drain Water Heat Recovery | 0.12716 | 1.2063 | -178981.5709 | 1.9395 | 4.3047 | 18992.8599 | TRC score less than one | Commercial/Industrial | Retail | New | Solar Powered Pool Pump | 0.66001 | 1.1844 | -678.9018 | 0.9567 | 0.1485 | 4065.1875 | RIM/PCT less than one | Commercial/Industrial | Schools K-12 | New | Low U-Value Windows | 0.12765 | 1.2632 | -868.5947 | 0.016945 | 0.00018946 | 45.587 | TRC/PCT less than one
[11 empty] | Commercial/Industrial | Warehouse | New | Drain Water Heat Recovery | 0.12708 | 1.3319 | -18322.1557 | 0.39977 | 0.1901 | 1651.553 | TRC score less than one | Commercial/Industrial | Schools K-12 | New | Solar Powered Pool Pump | 0.66001 | 1.1844 | -678.9018 | 0.9567 | 0.1485 | 4065.1875 | RIM/PCT less than one | Commercial/Industrial | College and University | New | Drain Water Heat Recovery | 0.12716 | 1.2063 | -178981.5709 | 1.9395 | 4.3047 | 18992.8599 | TRC/PCT less than one
[11 empty] | Commercial/Industrial | Grocery | Existing | Drain Water Heat Recovery | 0.12502 | 0.86257 | -17181.5402 | 0.10435 | 0.7247 | 1726.4575 | TRC score less than one | Commercial/Industrial | Restaurants | Existing | Bi-Level Lighting Control (Interior) | 0.25515 | 1.734 | -695.6182 | 0.006428 | 0 | 520.335 | RIM/PCT less than one | Commercial/Industrial | Warehouse | New | Drain Water Heat Recovery | 0.12708 | 1.3319 | -18322.1557 | 0.39977 | 0.1901 | 1651.553 | TRC/PCT less than one
[11 empty] | Commercial/Industrial | Retail | Existing | Drain Water Heat Recovery | 0.12377 | 0.86257 | -51682.4069 | 0.30991 | 2.1524 | 5127.5789 | TRC score less than one | Commercial/Industrial | Restaurants | New | Bi-Level Lighting Control (Interior) | 0.25515 | 1.734 | -695.6182 | 0.006428 | 0 | 520.335 | RIM/PCT less than one | Commercial/Industrial | Grocery | Existing | Drain Water Heat Recovery | 0.12502 | 0.86257 | -17181.5402 | 0.10435 | 0.7247 | 1726.4575 | TRC/PCT less than one
[11 empty] | Commercial/Industrial | Restaurants | New | Instantaneous Hot Water System | 0.12371 | 1.7357 | -14525.3668 | 0.13057 | 0.13624 | 1173.6724 | TRC score less than one | Commercial/Industrial | Institutional | Existing | Bi-Level Lighting Control (Interior) | 0.24522 | 1.8023 | -711.2253 | 0.0014059 | 0 | 511.345 | RIM/PCT less than one | Commercial/Industrial | Retail | Existing | Drain Water Heat Recovery | 0.12377 | 0.86257 | -51682.4069 | 0.30991 | 2.1524 | 5127.5789 | TRC/PCT less than one
[11 empty] | Commercial/Industrial | Restaurants | Turnover | Instantaneous Hot Water System | 0.12371 | 1.7357 | -14525.3668 | 0.13057 | 0.13624 | 1173.6724 | TRC score less than one | Commercial/Industrial | Institutional | New | Bi-Level Lighting Control (Interior) | 0.24522 | 1.8023 | -711.2253 | 0.0014059 | 0 | 511.345 | RIM/PCT less than one | Commercial/Industrial | Restaurants | Turnover | Instantaneous Hot Water System | 0.12371 | 1.7357 | -14525.3668 | 0.13057 | 0.13624 | 1173.6724 | TRC/PCT less than one
[11 empty] | Commercial/Industrial | Assembly | New | LED Traffic and Crosswalk Lighting | 0.1236 | 1.9168 | -170.0536 | 0 | 0 | 37.96 | TRC score less than one | Commercial/Industrial | Offices | Existing | Bi-Level Lighting Control (Interior) | 0.24181 | 1.8024 | -716.225 | 0.0013863 | 0 | 504.215 | RIM/PCT less than one | Commercial/Industrial | Restaurants | New | Instantaneous Hot Water System | 0.12371 | 1.7357 | -14525.3668 | 0.13057 | 0.13624 | 1173.6724 | TRC/PCT less than one
[11 empty] | Commercial/Industrial | College and University | New | LED Traffic and Crosswalk Lighting | 0.1236 | 1.9168 | -170.0536 | 0 | 0 | 37.96 | TRC score less than one | Commercial/Industrial | Offices | New | Bi-Level Lighting Control (Interior) | 0.24181 | 1.8024 | -716.225 | 0.0013863 | 0 | 504.215 | RIM/PCT less than one | Commercial/Industrial | Assembly | Turnover | LED Traffic and Crosswalk Lighting | 0.1236 | 1.9168 | -170.0536 | 0 | 0 | 37.96 | TRC/PCT less than one
[11 empty] | Commercial/Industrial | Grocery | New | LED Traffic and Crosswalk Lighting | 0.1236 | 1.9168 | -170.0536 | 0 | 0 | 37.96 | TRC score less than one | Commercial/Industrial | Miscellaneous | Existing | HVAC tune-up_RTU | 0.17746 | 1.0666 | -734.792 | 0.08697 | 0.015832 | 438.0614 | RIM/PCT less than one | Commercial/Industrial | College and University | Turnover | LED Traffic and Crosswalk Lighting | 0.1236 | 1.9168 | -170.0536 | 0 | 0 | 37.96 | TRC/PCT less than one
[11 empty] | Commercial/Industrial | Healthcare | New | LED Traffic and Crosswalk Lighting | 0.1236 | 1.9168 | -170.0536 | 0 | 0 | 37.96 | TRC score less than one | Commercial/Industrial | Miscellaneous | New | HVAC tune-up_RTU | 0.17746 | 1.0666 | -734.792 | 0.08697 | 0.015832 | 438.0614 | RIM/PCT less than one | Commercial/Industrial | Grocery | Turnover | LED Traffic and Crosswalk Lighting | 0.1236 | 1.9168 | -170.0536 | 0 | 0 | 37.96 | TRC/PCT less than one
[11 empty] | Commercial/Industrial | Hospitals | New | LED Traffic and Crosswalk Lighting | 0.1236 | 1.9168 | -170.0536 | 0 | 0 | 37.96 | TRC score less than one | Commercial/Industrial | Grocery | Existing | HVAC tune-up_RTU | 0.17559 | 1.067 | -737.7404 | 0.086017 | 0.015659 | 433.2607 | RIM/PCT less than one | Commercial/Industrial | Healthcare | Turnover | LED Traffic and Crosswalk Lighting | 0.1236 | 1.9168 | -170.0536 | 0 | 0 | 37.96 | TRC/PCT less than one
[11 empty] | Commercial/Industrial | Institutional | New | LED Traffic and Crosswalk Lighting | 0.1236 | 1.9168 | -170.0536 | 0 | 0 | 37.96 | TRC score less than one | Commercial/Industrial | Grocery | New | HVAC tune-up_RTU | 0.17559 | 1.067 | -737.7404 | 0.086017 | 0.015659 | 433.2607 | RIM/PCT less than one | Commercial/Industrial | Hospitals | Turnover | LED Traffic and Crosswalk Lighting | 0.1236 | 1.9168 | -170.0536 | 0 | 0 | 37.96 | TRC/PCT less than one
[11 empty] | Commercial/Industrial | Lodging/Hospitality | New | LED Traffic and Crosswalk Lighting | 0.1236 | 1.9168 | -170.0536 | 0 | 0 | 37.96 | TRC score less than one | Commercial/Industrial | College and University | Turnover | ENERGY STAR Commercial Clothes Washer | 0.37954 | 1.3043 | -740.6892 | 0.10782 | 0.1241 | 1060.1591 | RIM/PCT less than one | Commercial/Industrial | Institutional | Turnover | LED Traffic and Crosswalk Lighting | 0.1236 | 1.9168 | -170.0536 | 0 | 0 | 37.96 | TRC/PCT less than one
[11 empty] | Commercial/Industrial | Miscellaneous | New | LED Traffic and Crosswalk Lighting | 0.1236 | 1.9168 | -170.0536 | 0 | 0 | 37.96 | TRC score less than one | Commercial/Industrial | Hospitals | Turnover | ENERGY STAR Commercial Clothes Washer | 0.37954 | 1.3043 | -740.6892 | 0.10782 | 0.1241 | 1060.1591 | RIM/PCT less than one | Commercial/Industrial | Lodging/Hospitality | Turnover | LED Traffic and Crosswalk Lighting | 0.1236 | 1.9168 | -170.0536 | 0 | 0 | 37.96 | TRC/PCT less than one
[11 empty] | Commercial/Industrial | Offices | New | LED Traffic and Crosswalk Lighting | 0.1236 | 1.9168 | -170.0536 | 0 | 0 | 37.96 | TRC score less than one | Commercial/Industrial | Lodging/Hospitality | Turnover | ENERGY STAR Commercial Clothes Washer | 0.37954 | 1.3043 | -740.6892 | 0.10782 | 0.1241 | 1060.1591 | RIM/PCT less than one | Commercial/Industrial | Miscellaneous | Turnover | LED Traffic and Crosswalk Lighting | 0.1236 | 1.9168 | -170.0536 | 0 | 0 | 37.96 | TRC/PCT less than one
[11 empty] | Commercial/Industrial | Restaurants | New | LED Traffic and Crosswalk Lighting | 0.1236 | 1.9168 | -170.0536 | 0 | 0 | 37.96 | TRC score less than one | Commercial/Industrial | Schools K-12 | Turnover | ENERGY STAR Commercial Clothes Washer | 0.37954 | 1.3043 | -740.6892 | 0.10782 | 0.1241 | 1060.1591 | RIM/PCT less than one | Commercial/Industrial | Offices | Turnover | LED Traffic and Crosswalk Lighting | 0.1236 | 1.9168 | -170.0536 | 0 | 0 | 37.96 | TRC/PCT less than one
[11 empty] | Commercial/Industrial | Retail | New | LED Traffic and Crosswalk Lighting | 0.1236 | 1.9168 | -170.0536 | 0 | 0 | 37.96 | TRC score less than one | Commercial/Industrial | College and University | New | ENERGY STAR Commercial Clothes Washer | 0.37954 | 1.3043 | -740.6892 | 0.10782 | 0.1241 | 1060.1591 | RIM/PCT less than one | Commercial/Industrial | Restaurants | Turnover | LED Traffic and Crosswalk Lighting | 0.1236 | 1.9168 | -170.0536 | 0 | 0 | 37.96 | TRC/PCT less than one
[11 empty] | Commercial/Industrial | Schools K-12 | New | LED Traffic and Crosswalk Lighting | 0.1236 | 1.9168 | -170.0536 | 0 | 0 | 37.96 | TRC score less than one | Commercial/Industrial | Hospitals | New | ENERGY STAR Commercial Clothes Washer | 0.37954 | 1.3043 | -740.6892 | 0.10782 | 0.1241 | 1060.1591 | RIM/PCT less than one | Commercial/Industrial | Retail | Turnover | LED Traffic and Crosswalk Lighting | 0.1236 | 1.9168 | -170.0536 | 0 | 0 | 37.96 | TRC/PCT less than one
[11 empty] | Commercial/Industrial | Warehouse | New | LED Traffic and Crosswalk Lighting | 0.1236 | 1.9168 | -170.0536 | 0 | 0 | 37.96 | TRC score less than one | Commercial/Industrial | Lodging/Hospitality | New | ENERGY STAR Commercial Clothes Washer | 0.37954 | 1.3043 | -740.6892 | 0.10782 | 0.1241 | 1060.1591 | RIM/PCT less than one | Commercial/Industrial | Schools K-12 | Turnover | LED Traffic and Crosswalk Lighting | 0.1236 | 1.9168 | -170.0536 | 0 | 0 | 37.96 | TRC/PCT less than one
[11 empty] | Commercial/Industrial | Assembly | Turnover | LED Traffic and Crosswalk Lighting | 0.1236 | 1.9168 | -170.0536 | 0 | 0 | 37.96 | TRC score less than one | Commercial/Industrial | Schools K-12 | New | ENERGY STAR Commercial Clothes Washer | 0.37954 | 1.3043 | -740.6892 | 0.10782 | 0.1241 | 1060.1591 | RIM/PCT less than one | Commercial/Industrial | Warehouse | Turnover | LED Traffic and Crosswalk Lighting | 0.1236 | 1.9168 | -170.0536 | 0 | 0 | 37.96 | TRC/PCT less than one
[11 empty] | Commercial/Industrial | College and University | Turnover | LED Traffic and Crosswalk Lighting | 0.1236 | 1.9168 | -170.0536 | 0 | 0 | 37.96 | TRC score less than one | Commercial/Industrial | Institutional | Existing | HVAC tune-up_RTU | 0.17163 | 1.0666 | -743.637 | 0.084111 | 0.015312 | 423.6594 | RIM/PCT less than one | Commercial/Industrial | Assembly | New | LED Traffic and Crosswalk Lighting | 0.1236 | 1.9168 | -170.0536 | 0 | 0 | 37.96 | TRC/PCT less than one
[11 empty] | Commercial/Industrial | Grocery | Turnover | LED Traffic and Crosswalk Lighting | 0.1236 | 1.9168 | -170.0536 | 0 | 0 | 37.96 | TRC score less than one | Commercial/Industrial | Institutional | New | HVAC tune-up_RTU | 0.17163 | 1.0666 | -743.637 | 0.084111 | 0.015312 | 423.6594 | RIM/PCT less than one | Commercial/Industrial | College and University | New | LED Traffic and Crosswalk Lighting | 0.1236 | 1.9168 | -170.0536 | 0 | 0 | 37.96 | TRC/PCT less than one
[11 empty] | Commercial/Industrial | Healthcare | Turnover | LED Traffic and Crosswalk Lighting | 0.1236 | 1.9168 | -170.0536 | 0 | 0 | 37.96 | TRC score less than one | Commercial/Industrial | Assembly | Existing | Hotel Card Energy Control Systems | 0 | #DIV/0! | -745.6993 | 0 | 0 | 0 | RIM/PCT less than one | Commercial/Industrial | Grocery | New | LED Traffic and Crosswalk Lighting | 0.1236 | 1.9168 | -170.0536 | 0 | 0 | 37.96 | TRC/PCT less than one
[11 empty] | Commercial/Industrial | Hospitals | Turnover | LED Traffic and Crosswalk Lighting | 0.1236 | 1.9168 | -170.0536 | 0 | 0 | 37.96 | TRC score less than one | Commercial/Industrial | College and University | Existing | Hotel Card Energy Control Systems | 0 | #DIV/0! | -745.6993 | 0 | 0 | 0 | RIM/PCT less than one | Commercial/Industrial | Healthcare | New | LED Traffic and Crosswalk Lighting | 0.1236 | 1.9168 | -170.0536 | 0 | 0 | 37.96 | TRC/PCT less than one
[11 empty] | Commercial/Industrial | Institutional | Turnover | LED Traffic and Crosswalk Lighting | 0.1236 | 1.9168 | -170.0536 | 0 | 0 | 37.96 | TRC score less than one | Commercial/Industrial | Grocery | Existing | Hotel Card Energy Control Systems | 0 | #DIV/0! | -745.6993 | 0 | 0 | 0 | RIM/PCT less than one | Commercial/Industrial | Hospitals | New | LED Traffic and Crosswalk Lighting | 0.1236 | 1.9168 | -170.0536 | 0 | 0 | 37.96 | TRC/PCT less than one
[11 empty] | Commercial/Industrial | Lodging/Hospitality | Turnover | LED Traffic and Crosswalk Lighting | 0.1236 | 1.9168 | -170.0536 | 0 | 0 | 37.96 | TRC score less than one | Commercial/Industrial | Healthcare | Existing | Hotel Card Energy Control Systems | 0 | #DIV/0! | -745.6993 | 0 | 0 | 0 | RIM/PCT less than one | Commercial/Industrial | Institutional | New | LED Traffic and Crosswalk Lighting | 0.1236 | 1.9168 | -170.0536 | 0 | 0 | 37.96 | TRC/PCT less than one
[11 empty] | Commercial/Industrial | Miscellaneous | Turnover | LED Traffic and Crosswalk Lighting | 0.1236 | 1.9168 | -170.0536 | 0 | 0 | 37.96 | TRC score less than one | Commercial/Industrial | Hospitals | Existing | Hotel Card Energy Control Systems | 0 | #DIV/0! | -745.6993 | 0 | 0 | 0 | RIM/PCT less than one | Commercial/Industrial | Lodging/Hospitality | New | LED Traffic and Crosswalk Lighting | 0.1236 | 1.9168 | -170.0536 | 0 | 0 | 37.96 | TRC/PCT less than one
[11 empty] | Commercial/Industrial | Offices | Turnover | LED Traffic and Crosswalk Lighting | 0.1236 | 1.9168 | -170.0536 | 0 | 0 | 37.96 | TRC score less than one | Commercial/Industrial | Institutional | Existing | Hotel Card Energy Control Systems | 0 | #DIV/0! | -745.6993 | 0 | 0 | 0 | RIM/PCT less than one | Commercial/Industrial | Miscellaneous | New | LED Traffic and Crosswalk Lighting | 0.1236 | 1.9168 | -170.0536 | 0 | 0 | 37.96 | TRC/PCT less than one
[11 empty] | Commercial/Industrial | Restaurants | Turnover | LED Traffic and Crosswalk Lighting | 0.1236 | 1.9168 | -170.0536 | 0 | 0 | 37.96 | TRC score less than one | Commercial/Industrial | Miscellaneous | Existing | Hotel Card Energy Control Systems | 0 | #DIV/0! | -745.6993 | 0 | 0 | 0 | RIM/PCT less than one | Commercial/Industrial | Offices | New | LED Traffic and Crosswalk Lighting | 0.1236 | 1.9168 | -170.0536 | 0 | 0 | 37.96 | TRC/PCT less than one
[11 empty] | Commercial/Industrial | Retail | Turnover | LED Traffic and Crosswalk Lighting | 0.1236 | 1.9168 | -170.0536 | 0 | 0 | 37.96 | TRC score less than one | Commercial/Industrial | Offices | Existing | Hotel Card Energy Control Systems | 0 | #DIV/0! | -745.6993 | 0 | 0 | 0 | RIM/PCT less than one | Commercial/Industrial | Restaurants | New | LED Traffic and Crosswalk Lighting | 0.1236 | 1.9168 | -170.0536 | 0 | 0 | 37.96 | TRC/PCT less than one
[11 empty] | Commercial/Industrial | Schools K-12 | Turnover | LED Traffic and Crosswalk Lighting | 0.1236 | 1.9168 | -170.0536 | 0 | 0 | 37.96 | TRC score less than one | Commercial/Industrial | Restaurants | Existing | Hotel Card Energy Control Systems | 0 | #DIV/0! | -745.6993 | 0 | 0 | 0 | RIM/PCT less than one | Commercial/Industrial | Retail | New | LED Traffic and Crosswalk Lighting | 0.1236 | 1.9168 | -170.0536 | 0 | 0 | 37.96 | TRC/PCT less than one
[11 empty] | Commercial/Industrial | Warehouse | Turnover | LED Traffic and Crosswalk Lighting | 0.1236 | 1.9168 | -170.0536 | 0 | 0 | 37.96 | TRC score less than one | Commercial/Industrial | Retail | Existing | Hotel Card Energy Control Systems | 0 | #DIV/0! | -745.6993 | 0 | 0 | 0 | RIM/PCT less than one | Commercial/Industrial | Schools K-12 | New | LED Traffic and Crosswalk Lighting | 0.1236 | 1.9168 | -170.0536 | 0 | 0 | 37.96 | TRC/PCT less than one
[11 empty] | Commercial/Industrial | Assembly | Existing | Warehouse Loading Dock Seals | 0.1227 | 1.1566 | -0.66517 | 7.6946e-06 | 1.3729e-05 | 0.067808 | TRC score less than one | Commercial/Industrial | Schools K-12 | Existing | Hotel Card Energy Control Systems | 0 | #DIV/0! | -745.6993 | 0 | 0 | 0 | RIM/PCT less than one | Commercial/Industrial | Warehouse | New | LED Traffic and Crosswalk Lighting | 0.1236 | 1.9168 | -170.0536 | 0 | 0 | 37.96 | TRC/PCT less than one
[11 empty] | Commercial/Industrial | Miscellaneous | New | Low U-Value Windows | 0.1222 | 1.2765 | -874.0805 | 0.015694 | -0.0026501 | 45.587 | TRC score less than one | Commercial/Industrial | Warehouse | Existing | Hotel Card Energy Control Systems | 0 | #DIV/0! | -745.6993 | 0 | 0 | 0 | RIM/PCT less than one | Commercial/Industrial | Assembly | Existing | Warehouse Loading Dock Seals | 0.1227 | 1.1566 | -0.66517 | 7.6946e-06 | 1.3729e-05 | 0.067808 | TRC/PCT less than one
[11 empty] | Commercial/Industrial | Warehouse | New | Low U-Value Windows | 0.1222 | 1.2765 | -874.0805 | 0.015694 | -0.0026501 | 45.587 | TRC score less than one | Commercial/Industrial | Assembly | New | Hotel Card Energy Control Systems | 0 | #DIV/0! | -745.6993 | 0 | 0 | 0 | RIM/PCT less than one | Commercial/Industrial | Miscellaneous | New | Low U-Value Windows | 0.1222 | 1.2765 | -874.0805 | 0.015694 | -0.0026501 | 45.587 | TRC/PCT less than one
[11 empty] | Commercial/Industrial | Lodging/Hospitality | Existing | Infiltration Reduction - Air Sealing | 0.12113 | 0.57702 | -0.54687 | 1.7253e-05 | 5.1231e-05 | 0.077996 | TRC score less than one | Commercial/Industrial | College and University | New | Hotel Card Energy Control Systems | 0 | #DIV/0! | -745.6993 | 0 | 0 | 0 | RIM/PCT less than one | Commercial/Industrial | Warehouse | New | Low U-Value Windows | 0.1222 | 1.2765 | -874.0805 | 0.015694 | -0.0026501 | 45.587 | TRC/PCT less than one
[11 empty] | Commercial/Industrial | Assembly | New | ENERGY STAR Imaging Equipment | 0.12094 | 1.2355 | -1390.8537 | 0.0578 | 0.038813 | 416.8 | TRC score less than one | Commercial/Industrial | Grocery | New | Hotel Card Energy Control Systems | 0 | #DIV/0! | -745.6993 | 0 | 0 | 0 | RIM/PCT less than one | Commercial/Industrial | Lodging/Hospitality | Existing | Infiltration Reduction - Air Sealing | 0.12113 | 0.57702 | -0.54687 | 1.7253e-05 | 5.1231e-05 | 0.077996 | TRC/PCT less than one
[11 empty] | Commercial/Industrial | College and University | New | ENERGY STAR Imaging Equipment | 0.12094 | 1.2355 | -1390.8537 | 0.0578 | 0.038813 | 416.8 | TRC score less than one | Commercial/Industrial | Healthcare | New | Hotel Card Energy Control Systems | 0 | #DIV/0! | -745.6993 | 0 | 0 | 0 | RIM/PCT less than one | Commercial/Industrial | Assembly | Turnover | ENERGY STAR Imaging Equipment | 0.12094 | 1.2355 | -1390.8537 | 0.0578 | 0.038813 | 416.8 | TRC/PCT less than one
[11 empty] | Commercial/Industrial | Grocery | New | ENERGY STAR Imaging Equipment | 0.12094 | 1.2355 | -1390.8537 | 0.0578 | 0.038813 | 416.8 | TRC score less than one | Commercial/Industrial | Hospitals | New | Hotel Card Energy Control Systems | 0 | #DIV/0! | -745.6993 | 0 | 0 | 0 | RIM/PCT less than one | Commercial/Industrial | College and University | Turnover | ENERGY STAR Imaging Equipment | 0.12094 | 1.2355 | -1390.8537 | 0.0578 | 0.038813 | 416.8 | TRC/PCT less than one
[11 empty] | Commercial/Industrial | Healthcare | New | ENERGY STAR Imaging Equipment | 0.12094 | 1.2355 | -1390.8537 | 0.0578 | 0.038813 | 416.8 | TRC score less than one | Commercial/Industrial | Institutional | New | Hotel Card Energy Control Systems | 0 | #DIV/0! | -745.6993 | 0 | 0 | 0 | RIM/PCT less than one | Commercial/Industrial | Grocery | Turnover | ENERGY STAR Imaging Equipment | 0.12094 | 1.2355 | -1390.8537 | 0.0578 | 0.038813 | 416.8 | TRC/PCT less than one
[11 empty] | Commercial/Industrial | Hospitals | New | ENERGY STAR Imaging Equipment | 0.12094 | 1.2355 | -1390.8537 | 0.0578 | 0.038813 | 416.8 | TRC score less than one | Commercial/Industrial | Miscellaneous | New | Hotel Card Energy Control Systems | 0 | #DIV/0! | -745.6993 | 0 | 0 | 0 | RIM/PCT less than one | Commercial/Industrial | Healthcare | Turnover | ENERGY STAR Imaging Equipment | 0.12094 | 1.2355 | -1390.8537 | 0.0578 | 0.038813 | 416.8 | TRC/PCT less than one
[11 empty] | Commercial/Industrial | Institutional | New | ENERGY STAR Imaging Equipment | 0.12094 | 1.2355 | -1390.8537 | 0.0578 | 0.038813 | 416.8 | TRC score less than one | Commercial/Industrial | Offices | New | Hotel Card Energy Control Systems | 0 | #DIV/0! | -745.6993 | 0 | 0 | 0 | RIM/PCT less than one | Commercial/Industrial | Hospitals | Turnover | ENERGY STAR Imaging Equipment | 0.12094 | 1.2355 | -1390.8537 | 0.0578 | 0.038813 | 416.8 | TRC/PCT less than one
[11 empty] | Commercial/Industrial | Lodging/Hospitality | New | ENERGY STAR Imaging Equipment | 0.12094 | 1.2355 | -1390.8537 | 0.0578 | 0.038813 | 416.8 | TRC score less than one | Commercial/Industrial | Restaurants | New | Hotel Card Energy Control Systems | 0 | #DIV/0! | -745.6993 | 0 | 0 | 0 | RIM/PCT less than one | Commercial/Industrial | Institutional | Turnover | ENERGY STAR Imaging Equipment | 0.12094 | 1.2355 | -1390.8537 | 0.0578 | 0.038813 | 416.8 | TRC/PCT less than one
[11 empty] | Commercial/Industrial | Miscellaneous | New | ENERGY STAR Imaging Equipment | 0.12094 | 1.2355 | -1390.8537 | 0.0578 | 0.038813 | 416.8 | TRC score less than one | Commercial/Industrial | Retail | New | Hotel Card Energy Control Systems | 0 | #DIV/0! | -745.6993 | 0 | 0 | 0 | RIM/PCT less than one | Commercial/Industrial | Lodging/Hospitality | Turnover | ENERGY STAR Imaging Equipment | 0.12094 | 1.2355 | -1390.8537 | 0.0578 | 0.038813 | 416.8 | TRC/PCT less than one
[11 empty] | Commercial/Industrial | Offices | New | ENERGY STAR Imaging Equipment | 0.12094 | 1.2355 | -1390.8537 | 0.0578 | 0.038813 | 416.8 | TRC score less than one | Commercial/Industrial | Schools K-12 | New | Hotel Card Energy Control Systems | 0 | #DIV/0! | -745.6993 | 0 | 0 | 0 | RIM/PCT less than one | Commercial/Industrial | Miscellaneous | Turnover | ENERGY STAR Imaging Equipment | 0.12094 | 1.2355 | -1390.8537 | 0.0578 | 0.038813 | 416.8 | TRC/PCT less than one
[11 empty] | Commercial/Industrial | Restaurants | New | ENERGY STAR Imaging Equipment | 0.12094 | 1.2355 | -1390.8537 | 0.0578 | 0.038813 | 416.8 | TRC score less than one | Commercial/Industrial | Warehouse | New | Hotel Card Energy Control Systems | 0 | #DIV/0! | -745.6993 | 0 | 0 | 0 | RIM/PCT less than one | Commercial/Industrial | Offices | Turnover | ENERGY STAR Imaging Equipment | 0.12094 | 1.2355 | -1390.8537 | 0.0578 | 0.038813 | 416.8 | TRC/PCT less than one
[11 empty] | Commercial/Industrial | Retail | New | ENERGY STAR Imaging Equipment | 0.12094 | 1.2355 | -1390.8537 | 0.0578 | 0.038813 | 416.8 | TRC score less than one | Commercial/Industrial | Assembly | Existing | Bi-Level Lighting Control (Interior) | 0.21366 | 1.8013 | -757.201 | 0.0012256 | 0 | 445.78 | RIM/PCT less than one | Commercial/Industrial | Restaurants | Turnover | ENERGY STAR Imaging Equipment | 0.12094 | 1.2355 | -1390.8537 | 0.0578 | 0.038813 | 416.8 | TRC/PCT less than one
[11 empty] | Commercial/Industrial | Schools K-12 | New | ENERGY STAR Imaging Equipment | 0.12094 | 1.2355 | -1390.8537 | 0.0578 | 0.038813 | 416.8 | TRC score less than one | Commercial/Industrial | Assembly | New | Bi-Level Lighting Control (Interior) | 0.21366 | 1.8013 | -757.201 | 0.0012256 | 0 | 445.78 | RIM/PCT less than one | Commercial/Industrial | Retail | Turnover | ENERGY STAR Imaging Equipment | 0.12094 | 1.2355 | -1390.8537 | 0.0578 | 0.038813 | 416.8 | TRC/PCT less than one
[11 empty] | Commercial/Industrial | Warehouse | New | ENERGY STAR Imaging Equipment | 0.12094 | 1.2355 | -1390.8537 | 0.0578 | 0.038813 | 416.8 | TRC score less than one | Commercial/Industrial | Schools K-12 | Existing | Dedicated Outdoor Air System on VRF unit | 0.60856 | 1.2992 | -763.3658 | 0.27862 | 0.28162 | 915.6498 | RIM/PCT less than one | Commercial/Industrial | Schools K-12 | Turnover | ENERGY STAR Imaging Equipment | 0.12094 | 1.2355 | -1390.8537 | 0.0578 | 0.038813 | 416.8 | TRC/PCT less than one
[11 empty] | Commercial/Industrial | Assembly | Turnover | ENERGY STAR Imaging Equipment | 0.12094 | 1.2355 | -1390.8537 | 0.0578 | 0.038813 | 416.8 | TRC score less than one | Commercial/Industrial | Schools K-12 | New | Dedicated Outdoor Air System on VRF unit | 0.60856 | 1.2992 | -763.3658 | 0.27862 | 0.28162 | 915.6498 | RIM/PCT less than one | Commercial/Industrial | Warehouse | Turnover | ENERGY STAR Imaging Equipment | 0.12094 | 1.2355 | -1390.8537 | 0.0578 | 0.038813 | 416.8 | TRC/PCT less than one
[11 empty] | Commercial/Industrial | College and University | Turnover | ENERGY STAR Imaging Equipment | 0.12094 | 1.2355 | -1390.8537 | 0.0578 | 0.038813 | 416.8 | TRC score less than one | Commercial/Industrial | Grocery | Turnover | ENERGY STAR Commercial Clothes Washer | 0.36059 | 1.3928 | -791.328 | 0.092846 | 0.067168 | 1060.1591 | RIM/PCT less than one | Commercial/Industrial | Assembly | New | ENERGY STAR Imaging Equipment | 0.12094 | 1.2355 | -1390.8537 | 0.0578 | 0.038813 | 416.8 | TRC/PCT less than one
[11 empty] | Commercial/Industrial | Grocery | Turnover | ENERGY STAR Imaging Equipment | 0.12094 | 1.2355 | -1390.8537 | 0.0578 | 0.038813 | 416.8 | TRC score less than one | Commercial/Industrial | Healthcare | Turnover | ENERGY STAR Commercial Clothes Washer | 0.36059 | 1.3928 | -791.328 | 0.092846 | 0.067168 | 1060.1591 | RIM/PCT less than one | Commercial/Industrial | College and University | New | ENERGY STAR Imaging Equipment | 0.12094 | 1.2355 | -1390.8537 | 0.0578 | 0.038813 | 416.8 | TRC/PCT less than one
[11 empty] | Commercial/Industrial | Healthcare | Turnover | ENERGY STAR Imaging Equipment | 0.12094 | 1.2355 | -1390.8537 | 0.0578 | 0.038813 | 416.8 | TRC score less than one | Commercial/Industrial | Offices | Turnover | ENERGY STAR Commercial Clothes Washer | 0.36059 | 1.3928 | -791.328 | 0.092846 | 0.067168 | 1060.1591 | RIM/PCT less than one | Commercial/Industrial | Grocery | New | ENERGY STAR Imaging Equipment | 0.12094 | 1.2355 | -1390.8537 | 0.0578 | 0.038813 | 416.8 | TRC/PCT less than one
[11 empty] | Commercial/Industrial | Hospitals | Turnover | ENERGY STAR Imaging Equipment | 0.12094 | 1.2355 | -1390.8537 | 0.0578 | 0.038813 | 416.8 | TRC score less than one | Commercial/Industrial | Retail | Turnover | ENERGY STAR Commercial Clothes Washer | 0.36059 | 1.3928 | -791.328 | 0.092846 | 0.067168 | 1060.1591 | RIM/PCT less than one | Commercial/Industrial | Healthcare | New | ENERGY STAR Imaging Equipment | 0.12094 | 1.2355 | -1390.8537 | 0.0578 | 0.038813 | 416.8 | TRC/PCT less than one
[11 empty] | Commercial/Industrial | Institutional | Turnover | ENERGY STAR Imaging Equipment | 0.12094 | 1.2355 | -1390.8537 | 0.0578 | 0.038813 | 416.8 | TRC score less than one | Commercial/Industrial | Grocery | New | ENERGY STAR Commercial Clothes Washer | 0.36059 | 1.3928 | -791.328 | 0.092846 | 0.067168 | 1060.1591 | RIM/PCT less than one | Commercial/Industrial | Hospitals | New | ENERGY STAR Imaging Equipment | 0.12094 | 1.2355 | -1390.8537 | 0.0578 | 0.038813 | 416.8 | TRC/PCT less than one
[11 empty] | Commercial/Industrial | Lodging/Hospitality | Turnover | ENERGY STAR Imaging Equipment | 0.12094 | 1.2355 | -1390.8537 | 0.0578 | 0.038813 | 416.8 | TRC score less than one | Commercial/Industrial | Healthcare | New | ENERGY STAR Commercial Clothes Washer | 0.36059 | 1.3928 | -791.328 | 0.092846 | 0.067168 | 1060.1591 | RIM/PCT less than one | Commercial/Industrial | Institutional | New | ENERGY STAR Imaging Equipment | 0.12094 | 1.2355 | -1390.8537 | 0.0578 | 0.038813 | 416.8 | TRC/PCT less than one
[11 empty] | Commercial/Industrial | Miscellaneous | Turnover | ENERGY STAR Imaging Equipment | 0.12094 | 1.2355 | -1390.8537 | 0.0578 | 0.038813 | 416.8 | TRC score less than one | Commercial/Industrial | Offices | New | ENERGY STAR Commercial Clothes Washer | 0.36059 | 1.3928 | -791.328 | 0.092846 | 0.067168 | 1060.1591 | RIM/PCT less than one | Commercial/Industrial | Lodging/Hospitality | New | ENERGY STAR Imaging Equipment | 0.12094 | 1.2355 | -1390.8537 | 0.0578 | 0.038813 | 416.8 | TRC/PCT less than one
[11 empty] | Commercial/Industrial | Offices | Turnover | ENERGY STAR Imaging Equipment | 0.12094 | 1.2355 | -1390.8537 | 0.0578 | 0.038813 | 416.8 | TRC score less than one | Commercial/Industrial | Retail | New | ENERGY STAR Commercial Clothes Washer | 0.36059 | 1.3928 | -791.328 | 0.092846 | 0.067168 | 1060.1591 | RIM/PCT less than one | Commercial/Industrial | Miscellaneous | New | ENERGY STAR Imaging Equipment | 0.12094 | 1.2355 | -1390.8537 | 0.0578 | 0.038813 | 416.8 | TRC/PCT less than one
[11 empty] | Commercial/Industrial | Restaurants | Turnover | ENERGY STAR Imaging Equipment | 0.12094 | 1.2355 | -1390.8537 | 0.0578 | 0.038813 | 416.8 | TRC score less than one | Commercial/Industrial | Schools K-12 | Existing | Bi-Level Lighting Control (Interior) | 0.17686 | 1.8026 | -811.2196 | 0.0010138 | 0 | 368.745 | RIM/PCT less than one | Commercial/Industrial | Offices | New | ENERGY STAR Imaging Equipment | 0.12094 | 1.2355 | -1390.8537 | 0.0578 | 0.038813 | 416.8 | TRC/PCT less than one
[11 empty] | Commercial/Industrial | Retail | Turnover | ENERGY STAR Imaging Equipment | 0.12094 | 1.2355 | -1390.8537 | 0.0578 | 0.038813 | 416.8 | TRC score less than one | Commercial/Industrial | Schools K-12 | New | Bi-Level Lighting Control (Interior) | 0.17686 | 1.8026 | -811.2196 | 0.0010138 | 0 | 368.745 | RIM/PCT less than one | Commercial/Industrial | Restaurants | New | ENERGY STAR Imaging Equipment | 0.12094 | 1.2355 | -1390.8537 | 0.0578 | 0.038813 | 416.8 | TRC/PCT less than one
[11 empty] | Commercial/Industrial | Schools K-12 | Turnover | ENERGY STAR Imaging Equipment | 0.12094 | 1.2355 | -1390.8537 | 0.0578 | 0.038813 | 416.8 | TRC score less than one | Commercial/Industrial | Assembly | Existing | Window Sun Protection | 0.13211 | 1.0222 | -817.0947 | 0.04043 | -0.010022 | 105.7983 | RIM/PCT less than one | Commercial/Industrial | Retail | New | ENERGY STAR Imaging Equipment | 0.12094 | 1.2355 | -1390.8537 | 0.0578 | 0.038813 | 416.8 | TRC/PCT less than one
[11 empty] | Commercial/Industrial | Warehouse | Turnover | ENERGY STAR Imaging Equipment | 0.12094 | 1.2355 | -1390.8537 | 0.0578 | 0.038813 | 416.8 | TRC score less than one | Commercial/Industrial | College and University | Existing | Window Sun Protection | 0.13211 | 1.0222 | -817.0947 | 0.04043 | -0.010022 | 105.7983 | RIM/PCT less than one | Commercial/Industrial | Schools K-12 | New | ENERGY STAR Imaging Equipment | 0.12094 | 1.2355 | -1390.8537 | 0.0578 | 0.038813 | 416.8 | TRC/PCT less than one
[11 empty] | Commercial/Industrial | Assembly | New | Warehouse Loading Dock Seals | 0.12082 | 1.1566 | -0.66753 | 7.5765e-06 | 1.3518e-05 | 0.066767 | TRC score less than one | Commercial/Industrial | Grocery | Existing | Window Sun Protection | 0.13211 | 1.0222 | -817.0947 | 0.04043 | -0.010022 | 105.7983 | RIM/PCT less than one | Commercial/Industrial | Warehouse | New | ENERGY STAR Imaging Equipment | 0.12094 | 1.2355 | -1390.8537 | 0.0578 | 0.038813 | 416.8 | TRC/PCT less than one
[11 empty] | Commercial/Industrial | Grocery | New | Drain Water Heat Recovery | 0.11959 | 0.86253 | -17380.8079 | 0.099818 | 0.69326 | 1651.553 | TRC score less than one | Commercial/Industrial | Healthcare | Existing | Window Sun Protection | 0.13211 | 1.0222 | -817.0947 | 0.04043 | -0.010022 | 105.7983 | RIM/PCT less than one | Commercial/Industrial | Assembly | New | Warehouse Loading Dock Seals | 0.12082 | 1.1566 | -0.66753 | 7.5765e-06 | 1.3518e-05 | 0.066767 | TRC/PCT less than one
[11 empty] | Commercial/Industrial | Lodging/Hospitality | New | Infiltration Reduction - Air Sealing | 0.11927 | 0.57702 | -0.55001 | 1.6988e-05 | 5.0444e-05 | 0.076799 | TRC score less than one | Commercial/Industrial | Hospitals | Existing | Window Sun Protection | 0.13211 | 1.0222 | -817.0947 | 0.04043 | -0.010022 | 105.7983 | RIM/PCT less than one | Commercial/Industrial | Grocery | New | Drain Water Heat Recovery | 0.11959 | 0.86253 | -17380.8079 | 0.099818 | 0.69326 | 1651.553 | TRC/PCT less than one
[11 empty] | Commercial/Industrial | Retail | New | Drain Water Heat Recovery | 0.1184 | 0.86259 | -52274.2321 | 0.29646 | 2.059 | 4905.1125 | TRC score less than one | Commercial/Industrial | Institutional | Existing | Window Sun Protection | 0.13211 | 1.0222 | -817.0947 | 0.04043 | -0.010022 | 105.7983 | RIM/PCT less than one | Commercial/Industrial | Lodging/Hospitality | New | Infiltration Reduction - Air Sealing | 0.11927 | 0.57702 | -0.55001 | 1.6988e-05 | 5.0444e-05 | 0.076799 | TRC/PCT less than one
[11 empty] | Commercial/Industrial | Healthcare | Existing | Warehouse Loading Dock Seals | 0.11627 | 1.1566 | -0.67325 | 7.2912e-06 | 1.3009e-05 | 0.064252 | TRC score less than one | Commercial/Industrial | Offices | Existing | Window Sun Protection | 0.13211 | 1.0222 | -817.0947 | 0.04043 | -0.010022 | 105.7983 | RIM/PCT less than one | Commercial/Industrial | Retail | New | Drain Water Heat Recovery | 0.1184 | 0.86259 | -52274.2321 | 0.29646 | 2.059 | 4905.1125 | TRC/PCT less than one
[11 empty] | Commercial/Industrial | Healthcare | New | Warehouse Loading Dock Seals | 0.11448 | 1.1566 | -0.6755 | 7.1792e-06 | 1.2809e-05 | 0.063266 | TRC score less than one | Commercial/Industrial | Restaurants | Existing | Window Sun Protection | 0.13211 | 1.0222 | -817.0947 | 0.04043 | -0.010022 | 105.7983 | RIM/PCT less than one | Commercial/Industrial | Healthcare | Existing | Warehouse Loading Dock Seals | 0.11627 | 1.1566 | -0.67325 | 7.2912e-06 | 1.3009e-05 | 0.064252 | TRC/PCT less than one
[11 empty] | Commercial/Industrial | Schools K-12 | Existing | Energy Recovery Ventilation System (ERV) | 0.11435 | 0.96325 | -775385.5196 | 30.6046 | 26.0944 | 17006.8797 | TRC score less than one | Commercial/Industrial | Retail | Existing | Window Sun Protection | 0.13211 | 1.0222 | -817.0947 | 0.04043 | -0.010022 | 105.7983 | RIM/PCT less than one | Commercial/Industrial | Healthcare | New | Warehouse Loading Dock Seals | 0.11448 | 1.1566 | -0.6755 | 7.1792e-06 | 1.2809e-05 | 0.063266 | TRC/PCT less than one
[11 empty] | Commercial/Industrial | Schools K-12 | New | Energy Recovery Ventilation System (ERV) | 0.11435 | 0.96325 | -775385.5196 | 30.6046 | 26.0944 | 17006.8797 | TRC score less than one | Commercial/Industrial | Schools K-12 | Existing | Window Sun Protection | 0.13211 | 1.0222 | -817.0947 | 0.04043 | -0.010022 | 105.7983 | RIM/PCT less than one | Commercial/Industrial | Schools K-12 | Existing | Energy Recovery Ventilation System (ERV) | 0.11435 | 0.96325 | -775385.5196 | 30.6046 | 26.0944 | 17006.8797 | TRC/PCT less than one
[11 empty] | Commercial/Industrial | College and University | Existing | Energy Recovery Ventilation System (ERV) | 0.11435 | 0.96325 | -1130928.351 | 44.638 | 38.0597 | 24805.1607 | TRC score less than one | Commercial/Industrial | Offices | Existing | Dedicated Outdoor Air System on VRF unit | 0.5873 | 1.2995 | -837.3942 | 0.26883 | 0.27172 | 883.4693 | RIM/PCT less than one | Commercial/Industrial | Schools K-12 | New | Energy Recovery Ventilation System (ERV) | 0.11435 | 0.96325 | -775385.5196 | 30.6046 | 26.0944 | 17006.8797 | TRC/PCT less than one
[11 empty] | Commercial/Industrial | College and University | New | Energy Recovery Ventilation System (ERV) | 0.11435 | 0.96325 | -1130928.351 | 44.638 | 38.0597 | 24805.1607 | TRC score less than one | Commercial/Industrial | Offices | New | Dedicated Outdoor Air System on VRF unit | 0.5873 | 1.2995 | -837.3942 | 0.26883 | 0.27172 | 883.4693 | RIM/PCT less than one | Commercial/Industrial | College and University | Existing | Energy Recovery Ventilation System (ERV) | 0.11435 | 0.96325 | -1130928.351 | 44.638 | 38.0597 | 24805.1607 | TRC/PCT less than one
[11 empty] | Commercial/Industrial | Warehouse | Existing | Warehouse Loading Dock Seals | 0.11169 | 1.1566 | -0.67901 | 7.0043e-06 | 1.2497e-05 | 0.061724 | TRC score less than one | Commercial/Industrial | Lodging/Hospitality | Existing | Tank Wrap on Water Heater | 0.30511 | 1.3615 | -838.9069 | 0.079318 | 0.080926 | 791.8378 | RIM/PCT less than one | Commercial/Industrial | College and University | New | Energy Recovery Ventilation System (ERV) | 0.11435 | 0.96325 | -1130928.351 | 44.638 | 38.0597 | 24805.1607 | TRC/PCT less than one
[11 empty] | Commercial/Industrial | Warehouse | New | Warehouse Loading Dock Seals | 0.10998 | 1.1566 | -0.68116 | 6.8968e-06 | 1.2305e-05 | 0.060777 | TRC score less than one | Commercial/Industrial | Offices | Existing | Tank Wrap on Water Heater | 0.30511 | 1.3615 | -838.9069 | 0.079318 | 0.080926 | 791.8378 | RIM/PCT less than one | Commercial/Industrial | Warehouse | Existing | Warehouse Loading Dock Seals | 0.11169 | 1.1566 | -0.67901 | 7.0043e-06 | 1.2497e-05 | 0.061724 | TRC/PCT less than one
[11 empty] | Commercial/Industrial | Warehouse | Existing | HVAC tune-up | 0.10866 | 1.07 | -125.9435 | 0.0079622 | 0.0014494 | 40.105 | TRC score less than one | Commercial/Industrial | Retail | Existing | Tank Wrap on Water Heater | 0.30511 | 1.3615 | -838.9069 | 0.079318 | 0.080926 | 791.8378 | RIM/PCT less than one | Commercial/Industrial | Warehouse | New | Warehouse Loading Dock Seals | 0.10998 | 1.1566 | -0.68116 | 6.8968e-06 | 1.2305e-05 | 0.060777 | TRC/PCT less than one
[11 empty] | Commercial/Industrial | Warehouse | New | HVAC tune-up | 0.10866 | 1.07 | -125.9435 | 0.0079622 | 0.0014494 | 40.105 | TRC score less than one | Commercial/Industrial | Lodging/Hospitality | New | Low U-Value Windows | 0.13527 | 1.1812 | -854.6878 | 0.020116 | -0.004527 | 45.587 | RIM/PCT less than one | Commercial/Industrial | Warehouse | Existing | HVAC tune-up | 0.10866 | 1.07 | -125.9435 | 0.0079622 | 0.0014494 | 40.105 | TRC/PCT less than one
[11 empty] | Commercial/Industrial | Lodging/Hospitality | Existing | Duct Insulation | 0.10611 | 0.94572 | -78851.738 | 1.0646 | 2.288 | 3918.7435 | TRC score less than one | Commercial/Industrial | Lodging/Hospitality | New | Tank Wrap on Water Heater | 0.29181 | 1.3612 | -865.1952 | 0.075876 | 0.077415 | 757.4829 | RIM/PCT less than one | Commercial/Industrial | Warehouse | New | HVAC tune-up | 0.10866 | 1.07 | -125.9435 | 0.0079622 | 0.0014494 | 40.105 | TRC/PCT less than one
[11 empty] | Commercial/Industrial | Lodging/Hospitality | New | Duct Insulation | 0.10611 | 0.94572 | -78851.738 | 1.0646 | 2.288 | 3918.7435 | TRC score less than one | Commercial/Industrial | Offices | New | Tank Wrap on Water Heater | 0.29181 | 1.3612 | -865.1952 | 0.075876 | 0.077415 | 757.4829 | RIM/PCT less than one | Commercial/Industrial | Lodging/Hospitality | Existing | Duct Insulation | 0.10611 | 0.94572 | -78851.738 | 1.0646 | 2.288 | 3918.7435 | TRC/PCT less than one
[11 empty] | Commercial/Industrial | Restaurants | Existing | Drain Water Heat Recovery | 0.10418 | 0.86257 | -35894.0399 | 0.17391 | 1.2078 | 2877.4292 | TRC score less than one | Commercial/Industrial | Retail | New | Tank Wrap on Water Heater | 0.29181 | 1.3612 | -865.1952 | 0.075876 | 0.077415 | 757.4829 | RIM/PCT less than one | Commercial/Industrial | Lodging/Hospitality | New | Duct Insulation | 0.10611 | 0.94572 | -78851.738 | 1.0646 | 2.288 | 3918.7435 | TRC/PCT less than one
[11 empty] | Commercial/Industrial | Assembly | New | Facility Commissioning | 0.10275 | 1.2069 | -55148.6129 | 1.3944 | 0.13997 | 6489.3061 | TRC score less than one | Commercial/Industrial | Assembly | New | Low U-Value Windows | 0.12765 | 1.2632 | -868.5947 | 0.016945 | 0.00018946 | 45.587 | RIM/PCT less than one | Commercial/Industrial | Restaurants | Existing | Drain Water Heat Recovery | 0.10418 | 0.86257 | -35894.0399 | 0.17391 | 1.2078 | 2877.4292 | TRC/PCT less than one
[11 empty] | Commercial/Industrial | Healthcare | New | Geothermal Heat Pump | 0.10135 | 1.1922 | -122737.3329 | 2.7496 | 2.1119 | 6393.7659 | TRC score less than one | Commercial/Industrial | College and University | New | Low U-Value Windows | 0.12765 | 1.2632 | -868.5947 | 0.016945 | 0.00018946 | 45.587 | RIM/PCT less than one | Commercial/Industrial | Assembly | New | Facility Commissioning | 0.10275 | 1.2069 | -55148.6129 | 1.3944 | 0.13997 | 6489.3061 | TRC/PCT less than one
[11 empty] | Commercial/Industrial | Healthcare | Turnover | Geothermal Heat Pump | 0.10135 | 1.1922 | -122737.3329 | 2.7496 | 2.1119 | 6393.7659 | TRC score less than one | Commercial/Industrial | Grocery | New | Low U-Value Windows | 0.12765 | 1.2632 | -868.5947 | 0.016945 | 0.00018946 | 45.587 | RIM/PCT less than one | Commercial/Industrial | Healthcare | Turnover | Geothermal Heat Pump | 0.10135 | 1.1922 | -122737.3329 | 2.7496 | 2.1119 | 6393.7659 | TRC/PCT less than one
[11 empty] | Commercial/Industrial | Healthcare | New | Instantaneous Hot Water System | 0.099731 | 1.6762 | -7490.9746 | 0.052008 | 0.059928 | 469.469 | TRC score less than one | Commercial/Industrial | Healthcare | New | Low U-Value Windows | 0.12765 | 1.2632 | -868.5947 | 0.016945 | 0.00018946 | 45.587 | RIM/PCT less than one | Commercial/Industrial | Healthcare | New | Geothermal Heat Pump | 0.10135 | 1.1922 | -122737.3329 | 2.7496 | 2.1119 | 6393.7659 | TRC/PCT less than one
[11 empty] | Commercial/Industrial | Healthcare | Turnover | Instantaneous Hot Water System | 0.099731 | 1.6762 | -7490.9746 | 0.052008 | 0.059928 | 469.469 | TRC score less than one | Commercial/Industrial | Hospitals | New | Low U-Value Windows | 0.12765 | 1.2632 | -868.5947 | 0.016945 | 0.00018946 | 45.587 | RIM/PCT less than one | Commercial/Industrial | Healthcare | Turnover | Instantaneous Hot Water System | 0.099731 | 1.6762 | -7490.9746 | 0.052008 | 0.059928 | 469.469 | TRC/PCT less than one
[11 empty] | Commercial/Industrial | Restaurants | New | Drain Water Heat Recovery | 0.09966 | 0.86256 | -36226.1528 | 0.16636 | 1.1554 | 2752.5884 | TRC score less than one | Commercial/Industrial | Institutional | New | Low U-Value Windows | 0.12765 | 1.2632 | -868.5947 | 0.016945 | 0.00018946 | 45.587 | RIM/PCT less than one | Commercial/Industrial | Healthcare | New | Instantaneous Hot Water System | 0.099731 | 1.6762 | -7490.9746 | 0.052008 | 0.059928 | 469.469 | TRC/PCT less than one
[11 empty] | Commercial/Industrial | Hospitals | Existing | Destratification Fans | 0.09807 | 0.98896 | -16286.4801 | 0 | 0.48202 | 2380.6816 | TRC score less than one | Commercial/Industrial | Offices | New | Low U-Value Windows | 0.12765 | 1.2632 | -868.5947 | 0.016945 | 0.00018946 | 45.587 | RIM/PCT less than one | Commercial/Industrial | Restaurants | New | Drain Water Heat Recovery | 0.09966 | 0.86256 | -36226.1528 | 0.16636 | 1.1554 | 2752.5884 | TRC/PCT less than one
[11 empty] | Commercial/Industrial | Hospitals | New | Destratification Fans | 0.09807 | 0.98896 | -16286.4801 | 0 | 0.48202 | 2380.6816 | TRC score less than one | Commercial/Industrial | Restaurants | New | Low U-Value Windows | 0.12765 | 1.2632 | -868.5947 | 0.016945 | 0.00018946 | 45.587 | RIM/PCT less than one | Commercial/Industrial | Hospitals | Existing | Destratification Fans | 0.09807 | 0.98896 | -16286.4801 | 0 | 0.48202 | 2380.6816 | TRC/PCT less than one
[11 empty] | Commercial/Industrial | Warehouse | New | High Efficiency DX 135k- less than 240k BTU | 0.09693 | 1.1295 | -8352.7241 | 0.18745 | 0 | 453.3072 | TRC score less than one | Commercial/Industrial | Retail | New | Low U-Value Windows | 0.12765 | 1.2632 | -868.5947 | 0.016945 | 0.00018946 | 45.587 | RIM/PCT less than one | Commercial/Industrial | Hospitals | New | Destratification Fans | 0.09807 | 0.98896 | -16286.4801 | 0 | 0.48202 | 2380.6816 | TRC/PCT less than one
[11 empty] | Commercial/Industrial | Warehouse | Turnover | High Efficiency DX 135k- less than 240k BTU | 0.09693 | 1.1295 | -8352.7241 | 0.18745 | 0 | 453.3072 | TRC score less than one | Commercial/Industrial | Schools K-12 | New | Low U-Value Windows | 0.12765 | 1.2632 | -868.5947 | 0.016945 | 0.00018946 | 45.587 | RIM/PCT less than one | Commercial/Industrial | Warehouse | Turnover | High Efficiency DX 135k- less than 240k BTU | 0.09693 | 1.1295 | -8352.7241 | 0.18745 | 0 | 453.3072 | TRC/PCT less than one
[11 empty] | Commercial/Industrial | Miscellaneous | New | Window Sun Protection | 0.088987 | 0.90411 | -870.8291 | 0.033355 | -0.024458 | 63.479 | TRC score less than one | Commercial/Industrial | Miscellaneous | New | Low U-Value Windows | 0.1222 | 1.2765 | -874.0805 | 0.015694 | -0.0026501 | 45.587 | RIM/PCT less than one | Commercial/Industrial | Warehouse | New | High Efficiency DX 135k- less than 240k BTU | 0.09693 | 1.1295 | -8352.7241 | 0.18745 | 0 | 453.3072 | TRC/PCT less than one
[11 empty] | Commercial/Industrial | Warehouse | New | Window Sun Protection | 0.088987 | 0.90411 | -870.8291 | 0.033355 | -0.024458 | 63.479 | TRC score less than one | Commercial/Industrial | Warehouse | New | Low U-Value Windows | 0.1222 | 1.2765 | -874.0805 | 0.015694 | -0.0026501 | 45.587 | RIM/PCT less than one | Commercial/Industrial | Miscellaneous | New | Window Sun Protection | 0.088987 | 0.90411 | -870.8291 | 0.033355 | -0.024458 | 63.479 | TRC/PCT less than one
[11 empty] | Commercial/Industrial | Healthcare | Existing | Drain Water Heat Recovery | 0.088571 | 1.332 | -19368.5275 | 0.2786 | 0.13248 | 1150.9717 | TRC score less than one | Commercial/Industrial | Assembly | Existing | High R-Value Glass Doors | 0.17337 | 1.4013 | -874.7717 | 0.025557 | 0.0087903 | 175 | RIM/PCT less than one | Commercial/Industrial | Warehouse | New | Window Sun Protection | 0.088987 | 0.90411 | -870.8291 | 0.033355 | -0.024458 | 63.479 | TRC/PCT less than one
[11 empty] | Commercial/Industrial | Retail | Existing | Duct Insulation | 0.086194 | 0.9458 | -27605.0698 | 0.29271 | 0.62909 | 1077.4754 | TRC score less than one | Commercial/Industrial | Grocery | Existing | High R-Value Glass Doors | 0.17337 | 1.4013 | -874.7717 | 0.025557 | 0.0087903 | 175 | RIM/PCT less than one | Commercial/Industrial | Healthcare | Existing | Drain Water Heat Recovery | 0.088571 | 1.332 | -19368.5275 | 0.2786 | 0.13248 | 1150.9717 | TRC/PCT less than one
[11 empty] | Commercial/Industrial | Retail | New | Duct Insulation | 0.086194 | 0.9458 | -27605.0698 | 0.29271 | 0.62909 | 1077.4754 | TRC score less than one | Commercial/Industrial | Institutional | Existing | High R-Value Glass Doors | 0.17337 | 1.4013 | -874.7717 | 0.025557 | 0.0087903 | 175 | RIM/PCT less than one | Commercial/Industrial | Retail | Existing | Duct Insulation | 0.086194 | 0.9458 | -27605.0698 | 0.29271 | 0.62909 | 1077.4754 | TRC/PCT less than one
[11 empty] | Commercial/Industrial | College and University | Existing | Regenerative Drive Elevator Motor | 0.085329 | 1.499 | -25589.6529 | 0.26293 | 0.22024 | 2027.9355 | TRC score less than one | Commercial/Industrial | Miscellaneous | Existing | High R-Value Glass Doors | 0.17337 | 1.4013 | -874.7717 | 0.025557 | 0.0087903 | 175 | RIM/PCT less than one | Commercial/Industrial | Retail | New | Duct Insulation | 0.086194 | 0.9458 | -27605.0698 | 0.29271 | 0.62909 | 1077.4754 | TRC/PCT less than one
[11 empty] | Commercial/Industrial | Healthcare | Existing | Regenerative Drive Elevator Motor | 0.085329 | 1.499 | -25589.6529 | 0.26293 | 0.22024 | 2027.9355 | TRC score less than one | Commercial/Industrial | Offices | Existing | High R-Value Glass Doors | 0.17337 | 1.4013 | -874.7717 | 0.025557 | 0.0087903 | 175 | RIM/PCT less than one | Commercial/Industrial | College and University | Existing | Regenerative Drive Elevator Motor | 0.085329 | 1.499 | -25589.6529 | 0.26293 | 0.22024 | 2027.9355 | TRC/PCT less than one
[11 empty] | Commercial/Industrial | Hospitals | Existing | Regenerative Drive Elevator Motor | 0.085329 | 1.499 | -25589.6529 | 0.26293 | 0.22024 | 2027.9355 | TRC score less than one | Commercial/Industrial | Retail | Existing | High R-Value Glass Doors | 0.17337 | 1.4013 | -874.7717 | 0.025557 | 0.0087903 | 175 | RIM/PCT less than one | Commercial/Industrial | Healthcare | Existing | Regenerative Drive Elevator Motor | 0.085329 | 1.499 | -25589.6529 | 0.26293 | 0.22024 | 2027.9355 | TRC/PCT less than one
[11 empty] | Commercial/Industrial | Lodging/Hospitality | Existing | Regenerative Drive Elevator Motor | 0.085329 | 1.499 | -25589.6529 | 0.26293 | 0.22024 | 2027.9355 | TRC score less than one | Commercial/Industrial | Warehouse | Existing | High R-Value Glass Doors | 0.17337 | 1.4013 | -874.7717 | 0.025557 | 0.0087903 | 175 | RIM/PCT less than one | Commercial/Industrial | Hospitals | Existing | Regenerative Drive Elevator Motor | 0.085329 | 1.499 | -25589.6529 | 0.26293 | 0.22024 | 2027.9355 | TRC/PCT less than one
[11 empty] | Commercial/Industrial | Restaurants | Existing | Regenerative Drive Elevator Motor | 0.085329 | 1.499 | -25589.6529 | 0.26293 | 0.22024 | 2027.9355 | TRC score less than one | Commercial/Industrial | College and University | Existing | High R-Value Glass Doors | 0.17122 | 1.465 | -882.5058 | 0.02269 | 0.019005 | 175 | RIM/PCT less than one | Commercial/Industrial | Lodging/Hospitality | Existing | Regenerative Drive Elevator Motor | 0.085329 | 1.499 | -25589.6529 | 0.26293 | 0.22024 | 2027.9355 | TRC/PCT less than one
[11 empty] | Commercial/Industrial | Schools K-12 | Existing | Regenerative Drive Elevator Motor | 0.085329 | 1.499 | -25589.6529 | 0.26293 | 0.22024 | 2027.9355 | TRC score less than one | Commercial/Industrial | Healthcare | Existing | High R-Value Glass Doors | 0.17122 | 1.465 | -882.5058 | 0.02269 | 0.019005 | 175 | RIM/PCT less than one | Commercial/Industrial | Restaurants | Existing | Regenerative Drive Elevator Motor | 0.085329 | 1.499 | -25589.6529 | 0.26293 | 0.22024 | 2027.9355 | TRC/PCT less than one
[11 empty] | Commercial/Industrial | College and University | New | Regenerative Drive Elevator Motor | 0.085329 | 1.499 | -25589.6529 | 0.26293 | 0.22024 | 2027.9355 | TRC score less than one | Commercial/Industrial | Hospitals | Existing | High R-Value Glass Doors | 0.17122 | 1.465 | -882.5058 | 0.02269 | 0.019005 | 175 | RIM/PCT less than one | Commercial/Industrial | Schools K-12 | Existing | Regenerative Drive Elevator Motor | 0.085329 | 1.499 | -25589.6529 | 0.26293 | 0.22024 | 2027.9355 | TRC/PCT less than one
[11 empty] | Commercial/Industrial | Healthcare | New | Regenerative Drive Elevator Motor | 0.085329 | 1.499 | -25589.6529 | 0.26293 | 0.22024 | 2027.9355 | TRC score less than one | Commercial/Industrial | Lodging/Hospitality | Existing | High R-Value Glass Doors | 0.17122 | 1.465 | -882.5058 | 0.02269 | 0.019005 | 175 | RIM/PCT less than one | Commercial/Industrial | College and University | New | Regenerative Drive Elevator Motor | 0.085329 | 1.499 | -25589.6529 | 0.26293 | 0.22024 | 2027.9355 | TRC/PCT less than one
[11 empty] | Commercial/Industrial | Hospitals | New | Regenerative Drive Elevator Motor | 0.085329 | 1.499 | -25589.6529 | 0.26293 | 0.22024 | 2027.9355 | TRC score less than one | Commercial/Industrial | Restaurants | Existing | High R-Value Glass Doors | 0.17122 | 1.465 | -882.5058 | 0.02269 | 0.019005 | 175 | RIM/PCT less than one | Commercial/Industrial | Healthcare | New | Regenerative Drive Elevator Motor | 0.085329 | 1.499 | -25589.6529 | 0.26293 | 0.22024 | 2027.9355 | TRC/PCT less than one
[11 empty] | Commercial/Industrial | Lodging/Hospitality | New | Regenerative Drive Elevator Motor | 0.085329 | 1.499 | -25589.6529 | 0.26293 | 0.22024 | 2027.9355 | TRC score less than one | Commercial/Industrial | Schools K-12 | Existing | High R-Value Glass Doors | 0.17122 | 1.465 | -882.5058 | 0.02269 | 0.019005 | 175 | RIM/PCT less than one | Commercial/Industrial | Hospitals | New | Regenerative Drive Elevator Motor | 0.085329 | 1.499 | -25589.6529 | 0.26293 | 0.22024 | 2027.9355 | TRC/PCT less than one
[11 empty] | Commercial/Industrial | Restaurants | New | Regenerative Drive Elevator Motor | 0.085329 | 1.499 | -25589.6529 | 0.26293 | 0.22024 | 2027.9355 | TRC score less than one | Commercial/Industrial | Warehouse | Existing | HVAC tune-up_RTU | 0.077079 | 1.0668 | -886.9989 | 0.037766 | 0.006875 | 190.2267 | RIM/PCT less than one | Commercial/Industrial | Lodging/Hospitality | New | Regenerative Drive Elevator Motor | 0.085329 | 1.499 | -25589.6529 | 0.26293 | 0.22024 | 2027.9355 | TRC/PCT less than one
[11 empty] | Commercial/Industrial | Schools K-12 | New | Regenerative Drive Elevator Motor | 0.085329 | 1.499 | -25589.6529 | 0.26293 | 0.22024 | 2027.9355 | TRC score less than one | Commercial/Industrial | Warehouse | New | HVAC tune-up_RTU | 0.077079 | 1.0668 | -886.9989 | 0.037766 | 0.006875 | 190.2267 | RIM/PCT less than one | Commercial/Industrial | Restaurants | New | Regenerative Drive Elevator Motor | 0.085329 | 1.499 | -25589.6529 | 0.26293 | 0.22024 | 2027.9355 | TRC/PCT less than one
[11 empty] | Commercial/Industrial | Healthcare | New | Drain Water Heat Recovery | 0.084738 | 1.3322 | -19472.9101 | 0.26651 | 0.12673 | 1101.0354 | TRC score less than one | Commercial/Industrial | Assembly | New | Window Sun Protection | 0.079136 | 1.0205 | -891.7872 | 0.024258 | -0.0060129 | 63.479 | RIM/PCT less than one | Commercial/Industrial | Schools K-12 | New | Regenerative Drive Elevator Motor | 0.085329 | 1.499 | -25589.6529 | 0.26293 | 0.22024 | 2027.9355 | TRC/PCT less than one
[11 empty] | Commercial/Industrial | Assembly | Existing | Regenerative Drive Elevator Motor | 0.08431 | 1.4323 | -25534.0587 | 0.28225 | 0.025857 | 2027.9355 | TRC score less than one | Commercial/Industrial | College and University | New | Window Sun Protection | 0.079136 | 1.0205 | -891.7872 | 0.024258 | -0.0060129 | 63.479 | RIM/PCT less than one | Commercial/Industrial | Healthcare | New | Drain Water Heat Recovery | 0.084738 | 1.3322 | -19472.9101 | 0.26651 | 0.12673 | 1101.0354 | TRC/PCT less than one
[11 empty] | Commercial/Industrial | Grocery | Existing | Regenerative Drive Elevator Motor | 0.08431 | 1.4323 | -25534.0587 | 0.28225 | 0.025857 | 2027.9355 | TRC score less than one | Commercial/Industrial | Grocery | New | Window Sun Protection | 0.079136 | 1.0205 | -891.7872 | 0.024258 | -0.0060129 | 63.479 | RIM/PCT less than one | Commercial/Industrial | Assembly | Existing | Regenerative Drive Elevator Motor | 0.08431 | 1.4323 | -25534.0587 | 0.28225 | 0.025857 | 2027.9355 | TRC/PCT less than one
[11 empty] | Commercial/Industrial | Institutional | Existing | Regenerative Drive Elevator Motor | 0.08431 | 1.4323 | -25534.0587 | 0.28225 | 0.025857 | 2027.9355 | TRC score less than one | Commercial/Industrial | Healthcare | New | Window Sun Protection | 0.079136 | 1.0205 | -891.7872 | 0.024258 | -0.0060129 | 63.479 | RIM/PCT less than one | Commercial/Industrial | Grocery | Existing | Regenerative Drive Elevator Motor | 0.08431 | 1.4323 | -25534.0587 | 0.28225 | 0.025857 | 2027.9355 | TRC/PCT less than one
[11 empty] | Commercial/Industrial | Miscellaneous | Existing | Regenerative Drive Elevator Motor | 0.08431 | 1.4323 | -25534.0587 | 0.28225 | 0.025857 | 2027.9355 | TRC score less than one | Commercial/Industrial | Hospitals | New | Window Sun Protection | 0.079136 | 1.0205 | -891.7872 | 0.024258 | -0.0060129 | 63.479 | RIM/PCT less than one | Commercial/Industrial | Institutional | Existing | Regenerative Drive Elevator Motor | 0.08431 | 1.4323 | -25534.0587 | 0.28225 | 0.025857 | 2027.9355 | TRC/PCT less than one
[11 empty] | Commercial/Industrial | Offices | Existing | Regenerative Drive Elevator Motor | 0.08431 | 1.4323 | -25534.0587 | 0.28225 | 0.025857 | 2027.9355 | TRC score less than one | Commercial/Industrial | Institutional | New | Window Sun Protection | 0.079136 | 1.0205 | -891.7872 | 0.024258 | -0.0060129 | 63.479 | RIM/PCT less than one | Commercial/Industrial | Miscellaneous | Existing | Regenerative Drive Elevator Motor | 0.08431 | 1.4323 | -25534.0587 | 0.28225 | 0.025857 | 2027.9355 | TRC/PCT less than one
[11 empty] | Commercial/Industrial | Retail | Existing | Regenerative Drive Elevator Motor | 0.08431 | 1.4323 | -25534.0587 | 0.28225 | 0.025857 | 2027.9355 | TRC score less than one | Commercial/Industrial | Offices | New | Window Sun Protection | 0.079136 | 1.0205 | -891.7872 | 0.024258 | -0.0060129 | 63.479 | RIM/PCT less than one | Commercial/Industrial | Offices | Existing | Regenerative Drive Elevator Motor | 0.08431 | 1.4323 | -25534.0587 | 0.28225 | 0.025857 | 2027.9355 | TRC/PCT less than one
[11 empty] | Commercial/Industrial | Warehouse | Existing | Regenerative Drive Elevator Motor | 0.08431 | 1.4323 | -25534.0587 | 0.28225 | 0.025857 | 2027.9355 | TRC score less than one | Commercial/Industrial | Restaurants | New | Window Sun Protection | 0.079136 | 1.0205 | -891.7872 | 0.024258 | -0.0060129 | 63.479 | RIM/PCT less than one | Commercial/Industrial | Retail | Existing | Regenerative Drive Elevator Motor | 0.08431 | 1.4323 | -25534.0587 | 0.28225 | 0.025857 | 2027.9355 | TRC/PCT less than one
[11 empty] | Commercial/Industrial | Assembly | New | Regenerative Drive Elevator Motor | 0.08431 | 1.4323 | -25534.0587 | 0.28225 | 0.025857 | 2027.9355 | TRC score less than one | Commercial/Industrial | Retail | New | Window Sun Protection | 0.079136 | 1.0205 | -891.7872 | 0.024258 | -0.0060129 | 63.479 | RIM/PCT less than one | Commercial/Industrial | Warehouse | Existing | Regenerative Drive Elevator Motor | 0.08431 | 1.4323 | -25534.0587 | 0.28225 | 0.025857 | 2027.9355 | TRC/PCT less than one
[11 empty] | Commercial/Industrial | Grocery | New | Regenerative Drive Elevator Motor | 0.08431 | 1.4323 | -25534.0587 | 0.28225 | 0.025857 | 2027.9355 | TRC score less than one | Commercial/Industrial | Schools K-12 | New | Window Sun Protection | 0.079136 | 1.0205 | -891.7872 | 0.024258 | -0.0060129 | 63.479 | RIM/PCT less than one | Commercial/Industrial | Assembly | New | Regenerative Drive Elevator Motor | 0.08431 | 1.4323 | -25534.0587 | 0.28225 | 0.025857 | 2027.9355 | TRC/PCT less than one
[11 empty] | Commercial/Industrial | Institutional | New | Regenerative Drive Elevator Motor | 0.08431 | 1.4323 | -25534.0587 | 0.28225 | 0.025857 | 2027.9355 | TRC score less than one | Commercial/Industrial | Restaurants | Existing | Hot Water Circulation Pump Control | 0.51602 | 2.1667 | -922.1289 | 0 | 0 | 1302 | RIM/PCT less than one | Commercial/Industrial | Grocery | New | Regenerative Drive Elevator Motor | 0.08431 | 1.4323 | -25534.0587 | 0.28225 | 0.025857 | 2027.9355 | TRC/PCT less than one
[11 empty] | Commercial/Industrial | Miscellaneous | New | Regenerative Drive Elevator Motor | 0.08431 | 1.4323 | -25534.0587 | 0.28225 | 0.025857 | 2027.9355 | TRC score less than one | Commercial/Industrial | Restaurants | New | Hot Water Circulation Pump Control | 0.51602 | 2.1667 | -922.1289 | 0 | 0 | 1302 | RIM/PCT less than one | Commercial/Industrial | Institutional | New | Regenerative Drive Elevator Motor | 0.08431 | 1.4323 | -25534.0587 | 0.28225 | 0.025857 | 2027.9355 | TRC/PCT less than one
[11 empty] | Commercial/Industrial | Offices | New | Regenerative Drive Elevator Motor | 0.08431 | 1.4323 | -25534.0587 | 0.28225 | 0.025857 | 2027.9355 | TRC score less than one | Commercial/Industrial | Retail | Turnover | Variable Refrigerant Flow (VRF) HVAC Systems | 0.74791 | 1.2993 | -926.3825 | 1.1275 | 1.1396 | 3705.3892 | RIM/PCT less than one | Commercial/Industrial | Miscellaneous | New | Regenerative Drive Elevator Motor | 0.08431 | 1.4323 | -25534.0587 | 0.28225 | 0.025857 | 2027.9355 | TRC/PCT less than one
[11 empty] | Commercial/Industrial | Retail | New | Regenerative Drive Elevator Motor | 0.08431 | 1.4323 | -25534.0587 | 0.28225 | 0.025857 | 2027.9355 | TRC score less than one | Commercial/Industrial | Retail | New | Variable Refrigerant Flow (VRF) HVAC Systems | 0.74791 | 1.2993 | -926.3825 | 1.1275 | 1.1396 | 3705.3892 | RIM/PCT less than one | Commercial/Industrial | Offices | New | Regenerative Drive Elevator Motor | 0.08431 | 1.4323 | -25534.0587 | 0.28225 | 0.025857 | 2027.9355 | TRC/PCT less than one
[11 empty] | Commercial/Industrial | Warehouse | New | Regenerative Drive Elevator Motor | 0.08431 | 1.4323 | -25534.0587 | 0.28225 | 0.025857 | 2027.9355 | TRC score less than one | Commercial/Industrial | College and University | Existing | Network PC Power Management | 0.55316 | 1.2056 | -937.2042 | 0.93955 | 0.81114 | 6992.2928 | RIM/PCT less than one | Commercial/Industrial | Retail | New | Regenerative Drive Elevator Motor | 0.08431 | 1.4323 | -25534.0587 | 0.28225 | 0.025857 | 2027.9355 | TRC/PCT less than one
[11 empty] | Commercial/Industrial | Lodging/Hospitality | New | Window Sun Protection | 0.083481 | 0.96056 | -882.39 | 0.028337 | -0.01401 | 63.479 | TRC score less than one | Commercial/Industrial | College and University | New | Network PC Power Management | 0.55316 | 1.2056 | -937.2042 | 0.93955 | 0.81114 | 6992.2928 | RIM/PCT less than one | Commercial/Industrial | Warehouse | New | Regenerative Drive Elevator Motor | 0.08431 | 1.4323 | -25534.0587 | 0.28225 | 0.025857 | 2027.9355 | TRC/PCT less than one
[11 empty] | Commercial/Industrial | Assembly | New | Window Sun Protection | 0.079136 | 1.0205 | -891.7872 | 0.024258 | -0.0060129 | 63.479 | TRC score less than one | Commercial/Industrial | Assembly | Turnover | ENERGY STAR Commercial Clothes Washer | 0.29261 | 1.7894 | -941.7704 | 0 | 0 | 1060.1591 | RIM/PCT less than one | Commercial/Industrial | Lodging/Hospitality | New | Window Sun Protection | 0.083481 | 0.96056 | -882.39 | 0.028337 | -0.01401 | 63.479 | TRC/PCT less than one
[11 empty] | Commercial/Industrial | College and University | New | Window Sun Protection | 0.079136 | 1.0205 | -891.7872 | 0.024258 | -0.0060129 | 63.479 | TRC score less than one | Commercial/Industrial | Institutional | Turnover | ENERGY STAR Commercial Clothes Washer | 0.29261 | 1.7894 | -941.7704 | 0 | 0 | 1060.1591 | RIM/PCT less than one | Commercial/Industrial | Assembly | New | Window Sun Protection | 0.079136 | 1.0205 | -891.7872 | 0.024258 | -0.0060129 | 63.479 | TRC/PCT less than one
[11 empty] | Commercial/Industrial | Grocery | New | Window Sun Protection | 0.079136 | 1.0205 | -891.7872 | 0.024258 | -0.0060129 | 63.479 | TRC score less than one | Commercial/Industrial | Miscellaneous | Turnover | ENERGY STAR Commercial Clothes Washer | 0.29261 | 1.7894 | -941.7704 | 0 | 0 | 1060.1591 | RIM/PCT less than one | Commercial/Industrial | College and University | New | Window Sun Protection | 0.079136 | 1.0205 | -891.7872 | 0.024258 | -0.0060129 | 63.479 | TRC/PCT less than one
[11 empty] | Commercial/Industrial | Healthcare | New | Window Sun Protection | 0.079136 | 1.0205 | -891.7872 | 0.024258 | -0.0060129 | 63.479 | TRC score less than one | Commercial/Industrial | Restaurants | Turnover | ENERGY STAR Commercial Clothes Washer | 0.29261 | 1.7894 | -941.7704 | 0 | 0 | 1060.1591 | RIM/PCT less than one | Commercial/Industrial | Grocery | New | Window Sun Protection | 0.079136 | 1.0205 | -891.7872 | 0.024258 | -0.0060129 | 63.479 | TRC/PCT less than one
[11 empty] | Commercial/Industrial | Hospitals | New | Window Sun Protection | 0.079136 | 1.0205 | -891.7872 | 0.024258 | -0.0060129 | 63.479 | TRC score less than one | Commercial/Industrial | Warehouse | Turnover | ENERGY STAR Commercial Clothes Washer | 0.29261 | 1.7894 | -941.7704 | 0 | 0 | 1060.1591 | RIM/PCT less than one | Commercial/Industrial | Healthcare | New | Window Sun Protection | 0.079136 | 1.0205 | -891.7872 | 0.024258 | -0.0060129 | 63.479 | TRC/PCT less than one
[11 empty] | Commercial/Industrial | Institutional | New | Window Sun Protection | 0.079136 | 1.0205 | -891.7872 | 0.024258 | -0.0060129 | 63.479 | TRC score less than one | Commercial/Industrial | Assembly | New | ENERGY STAR Commercial Clothes Washer | 0.29261 | 1.7894 | -941.7704 | 0 | 0 | 1060.1591 | RIM/PCT less than one | Commercial/Industrial | Hospitals | New | Window Sun Protection | 0.079136 | 1.0205 | -891.7872 | 0.024258 | -0.0060129 | 63.479 | TRC/PCT less than one
[11 empty] | Commercial/Industrial | Offices | New | Window Sun Protection | 0.079136 | 1.0205 | -891.7872 | 0.024258 | -0.0060129 | 63.479 | TRC score less than one | Commercial/Industrial | Institutional | New | ENERGY STAR Commercial Clothes Washer | 0.29261 | 1.7894 | -941.7704 | 0 | 0 | 1060.1591 | RIM/PCT less than one | Commercial/Industrial | Institutional | New | Window Sun Protection | 0.079136 | 1.0205 | -891.7872 | 0.024258 | -0.0060129 | 63.479 | TRC/PCT less than one
[11 empty] | Commercial/Industrial | Restaurants | New | Window Sun Protection | 0.079136 | 1.0205 | -891.7872 | 0.024258 | -0.0060129 | 63.479 | TRC score less than one | Commercial/Industrial | Miscellaneous | New | ENERGY STAR Commercial Clothes Washer | 0.29261 | 1.7894 | -941.7704 | 0 | 0 | 1060.1591 | RIM/PCT less than one | Commercial/Industrial | Offices | New | Window Sun Protection | 0.079136 | 1.0205 | -891.7872 | 0.024258 | -0.0060129 | 63.479 | TRC/PCT less than one
[11 empty] | Commercial/Industrial | Retail | New | Window Sun Protection | 0.079136 | 1.0205 | -891.7872 | 0.024258 | -0.0060129 | 63.479 | TRC score less than one | Commercial/Industrial | Restaurants | New | ENERGY STAR Commercial Clothes Washer | 0.29261 | 1.7894 | -941.7704 | 0 | 0 | 1060.1591 | RIM/PCT less than one | Commercial/Industrial | Restaurants | New | Window Sun Protection | 0.079136 | 1.0205 | -891.7872 | 0.024258 | -0.0060129 | 63.479 | TRC/PCT less than one
[11 empty] | Commercial/Industrial | Schools K-12 | New | Window Sun Protection | 0.079136 | 1.0205 | -891.7872 | 0.024258 | -0.0060129 | 63.479 | TRC score less than one | Commercial/Industrial | Warehouse | New | ENERGY STAR Commercial Clothes Washer | 0.29261 | 1.7894 | -941.7704 | 0 | 0 | 1060.1591 | RIM/PCT less than one | Commercial/Industrial | Retail | New | Window Sun Protection | 0.079136 | 1.0205 | -891.7872 | 0.024258 | -0.0060129 | 63.479 | TRC/PCT less than one
[11 empty] | Commercial/Industrial | Warehouse | Existing | Programmable Thermostat | 0.077135 | 1.7602 | -5815.9746 | 0.0083602 | -0.11569 | 704.082 | TRC score less than one | Commercial/Industrial | Assembly | Existing | Efficient Motor Belts | 0.074343 | 1.3476 | -1023.4116 | 0.012997 | 0.0032092 | 94.8071 | RIM/PCT less than one | Commercial/Industrial | Schools K-12 | New | Window Sun Protection | 0.079136 | 1.0205 | -891.7872 | 0.024258 | -0.0060129 | 63.479 | TRC/PCT less than one
[11 empty] | Commercial/Industrial | Warehouse | New | Programmable Thermostat | 0.077135 | 1.7602 | -5815.9746 | 0.0083602 | -0.11569 | 704.082 | TRC score less than one | Commercial/Industrial | Grocery | Existing | Efficient Motor Belts | 0.074343 | 1.3476 | -1023.4116 | 0.012997 | 0.0032092 | 94.8071 | RIM/PCT less than one | Commercial/Industrial | Warehouse | Existing | Programmable Thermostat | 0.077135 | 1.7602 | -5815.9746 | 0.0083602 | -0.11569 | 704.082 | TRC/PCT less than one
[11 empty] | Commercial/Industrial | Warehouse | Existing | HVAC tune-up_RTU | 0.077079 | 1.0668 | -886.9989 | 0.037766 | 0.006875 | 190.2267 | TRC score less than one | Commercial/Industrial | Institutional | Existing | Efficient Motor Belts | 0.074343 | 1.3476 | -1023.4116 | 0.012997 | 0.0032092 | 94.8071 | RIM/PCT less than one | Commercial/Industrial | Warehouse | New | Programmable Thermostat | 0.077135 | 1.7602 | -5815.9746 | 0.0083602 | -0.11569 | 704.082 | TRC/PCT less than one
[11 empty] | Commercial/Industrial | Warehouse | New | HVAC tune-up_RTU | 0.077079 | 1.0668 | -886.9989 | 0.037766 | 0.006875 | 190.2267 | TRC score less than one | Commercial/Industrial | Miscellaneous | Existing | Efficient Motor Belts | 0.074343 | 1.3476 | -1023.4116 | 0.012997 | 0.0032092 | 94.8071 | RIM/PCT less than one | Commercial/Industrial | Warehouse | Existing | HVAC tune-up_RTU | 0.077079 | 1.0668 | -886.9989 | 0.037766 | 0.006875 | 190.2267 | TRC/PCT less than one
[11 empty] | Commercial/Industrial | Lodging/Hospitality | New | Geothermal Heat Pump | 0.076906 | 1.1922 | -126890.7777 | 2.0864 | 1.6025 | 4851.6104 | TRC score less than one | Commercial/Industrial | Offices | Existing | Efficient Motor Belts | 0.074343 | 1.3476 | -1023.4116 | 0.012997 | 0.0032092 | 94.8071 | RIM/PCT less than one | Commercial/Industrial | Warehouse | New | HVAC tune-up_RTU | 0.077079 | 1.0668 | -886.9989 | 0.037766 | 0.006875 | 190.2267 | TRC/PCT less than one
[11 empty] | Commercial/Industrial | Lodging/Hospitality | Turnover | Geothermal Heat Pump | 0.076906 | 1.1922 | -126890.7777 | 2.0864 | 1.6025 | 4851.6104 | TRC score less than one | Commercial/Industrial | Retail | Existing | Efficient Motor Belts | 0.074343 | 1.3476 | -1023.4116 | 0.012997 | 0.0032092 | 94.8071 | RIM/PCT less than one | Commercial/Industrial | Lodging/Hospitality | Turnover | Geothermal Heat Pump | 0.076906 | 1.1922 | -126890.7777 | 2.0864 | 1.6025 | 4851.6104 | TRC/PCT less than one
[11 empty] | Commercial/Industrial | Restaurants | New | Geothermal Heat Pump | 0.076123 | 1.1922 | -127023.7385 | 2.0652 | 1.5862 | 4802.2426 | TRC score less than one | Commercial/Industrial | Warehouse | Existing | Efficient Motor Belts | 0.074343 | 1.3476 | -1023.4116 | 0.012997 | 0.0032092 | 94.8071 | RIM/PCT less than one | Commercial/Industrial | Lodging/Hospitality | New | Geothermal Heat Pump | 0.076906 | 1.1922 | -126890.7777 | 2.0864 | 1.6025 | 4851.6104 | TRC/PCT less than one
[11 empty] | Commercial/Industrial | Restaurants | Turnover | Geothermal Heat Pump | 0.076123 | 1.1922 | -127023.7385 | 2.0652 | 1.5862 | 4802.2426 | TRC score less than one | Commercial/Industrial | Assembly | New | Efficient Motor Belts | 0.074343 | 1.3476 | -1023.4116 | 0.012997 | 0.0032092 | 94.8071 | RIM/PCT less than one | Commercial/Industrial | Restaurants | Turnover | Geothermal Heat Pump | 0.076123 | 1.1922 | -127023.7385 | 2.0652 | 1.5862 | 4802.2426 | TRC/PCT less than one
[11 empty] | Commercial/Industrial | Retail | Existing | Infiltration Reduction - Air Sealing | 0.075897 | 0.57702 | -0.62327 | 1.081e-05 | 3.2099e-05 | 0.048869 | TRC score less than one | Commercial/Industrial | Grocery | New | Efficient Motor Belts | 0.074343 | 1.3476 | -1023.4116 | 0.012997 | 0.0032092 | 94.8071 | RIM/PCT less than one | Commercial/Industrial | Restaurants | New | Geothermal Heat Pump | 0.076123 | 1.1922 | -127023.7385 | 2.0652 | 1.5862 | 4802.2426 | TRC/PCT less than one
[11 empty] | Commercial/Industrial | College and University | Existing | Efficient Motor Belts | 0.07518 | 1.3989 | -1025.0345 | 0.012292 | 0.010296 | 94.8071 | TRC score less than one | Commercial/Industrial | Institutional | New | Efficient Motor Belts | 0.074343 | 1.3476 | -1023.4116 | 0.012997 | 0.0032092 | 94.8071 | RIM/PCT less than one | Commercial/Industrial | Retail | Existing | Infiltration Reduction - Air Sealing | 0.075897 | 0.57702 | -0.62327 | 1.081e-05 | 3.2099e-05 | 0.048869 | TRC/PCT less than one
[11 empty] | Commercial/Industrial | Healthcare | Existing | Efficient Motor Belts | 0.07518 | 1.3989 | -1025.0345 | 0.012292 | 0.010296 | 94.8071 | TRC score less than one | Commercial/Industrial | Miscellaneous | New | Efficient Motor Belts | 0.074343 | 1.3476 | -1023.4116 | 0.012997 | 0.0032092 | 94.8071 | RIM/PCT less than one | Commercial/Industrial | College and University | Existing | Efficient Motor Belts | 0.07518 | 1.3989 | -1025.0345 | 0.012292 | 0.010296 | 94.8071 | TRC/PCT less than one
[11 empty] | Commercial/Industrial | Hospitals | Existing | Efficient Motor Belts | 0.07518 | 1.3989 | -1025.0345 | 0.012292 | 0.010296 | 94.8071 | TRC score less than one | Commercial/Industrial | Offices | New | Efficient Motor Belts | 0.074343 | 1.3476 | -1023.4116 | 0.012997 | 0.0032092 | 94.8071 | RIM/PCT less than one | Commercial/Industrial | Healthcare | Existing | Efficient Motor Belts | 0.07518 | 1.3989 | -1025.0345 | 0.012292 | 0.010296 | 94.8071 | TRC/PCT less than one
[11 empty] | Commercial/Industrial | Lodging/Hospitality | Existing | Efficient Motor Belts | 0.07518 | 1.3989 | -1025.0345 | 0.012292 | 0.010296 | 94.8071 | TRC score less than one | Commercial/Industrial | Retail | New | Efficient Motor Belts | 0.074343 | 1.3476 | -1023.4116 | 0.012997 | 0.0032092 | 94.8071 | RIM/PCT less than one | Commercial/Industrial | Hospitals | Existing | Efficient Motor Belts | 0.07518 | 1.3989 | -1025.0345 | 0.012292 | 0.010296 | 94.8071 | TRC/PCT less than one
[11 empty] | Commercial/Industrial | Restaurants | Existing | Efficient Motor Belts | 0.07518 | 1.3989 | -1025.0345 | 0.012292 | 0.010296 | 94.8071 | TRC score less than one | Commercial/Industrial | Warehouse | New | Efficient Motor Belts | 0.074343 | 1.3476 | -1023.4116 | 0.012997 | 0.0032092 | 94.8071 | RIM/PCT less than one | Commercial/Industrial | Lodging/Hospitality | Existing | Efficient Motor Belts | 0.07518 | 1.3989 | -1025.0345 | 0.012292 | 0.010296 | 94.8071 | TRC/PCT less than one
[11 empty] | Commercial/Industrial | Schools K-12 | Existing | Efficient Motor Belts | 0.07518 | 1.3989 | -1025.0345 | 0.012292 | 0.010296 | 94.8071 | TRC score less than one | Commercial/Industrial | College and University | Existing | Efficient Motor Belts | 0.07518 | 1.3989 | -1025.0345 | 0.012292 | 0.010296 | 94.8071 | RIM/PCT less than one | Commercial/Industrial | Restaurants | Existing | Efficient Motor Belts | 0.07518 | 1.3989 | -1025.0345 | 0.012292 | 0.010296 | 94.8071 | TRC/PCT less than one
[11 empty] | Commercial/Industrial | College and University | New | Efficient Motor Belts | 0.07518 | 1.3989 | -1025.0345 | 0.012292 | 0.010296 | 94.8071 | TRC score less than one | Commercial/Industrial | Healthcare | Existing | Efficient Motor Belts | 0.07518 | 1.3989 | -1025.0345 | 0.012292 | 0.010296 | 94.8071 | RIM/PCT less than one | Commercial/Industrial | Schools K-12 | Existing | Efficient Motor Belts | 0.07518 | 1.3989 | -1025.0345 | 0.012292 | 0.010296 | 94.8071 | TRC/PCT less than one
[11 empty] | Commercial/Industrial | Healthcare | New | Efficient Motor Belts | 0.07518 | 1.3989 | -1025.0345 | 0.012292 | 0.010296 | 94.8071 | TRC score less than one | Commercial/Industrial | Hospitals | Existing | Efficient Motor Belts | 0.07518 | 1.3989 | -1025.0345 | 0.012292 | 0.010296 | 94.8071 | RIM/PCT less than one | Commercial/Industrial | College and University | New | Efficient Motor Belts | 0.07518 | 1.3989 | -1025.0345 | 0.012292 | 0.010296 | 94.8071 | TRC/PCT less than one
[11 empty] | Commercial/Industrial | Hospitals | New | Efficient Motor Belts | 0.07518 | 1.3989 | -1025.0345 | 0.012292 | 0.010296 | 94.8071 | TRC score less than one | Commercial/Industrial | Lodging/Hospitality | Existing | Efficient Motor Belts | 0.07518 | 1.3989 | -1025.0345 | 0.012292 | 0.010296 | 94.8071 | RIM/PCT less than one | Commercial/Industrial | Healthcare | New | Efficient Motor Belts | 0.07518 | 1.3989 | -1025.0345 | 0.012292 | 0.010296 | 94.8071 | TRC/PCT less than one
[11 empty] | Commercial/Industrial | Lodging/Hospitality | New | Efficient Motor Belts | 0.07518 | 1.3989 | -1025.0345 | 0.012292 | 0.010296 | 94.8071 | TRC score less than one | Commercial/Industrial | Restaurants | Existing | Efficient Motor Belts | 0.07518 | 1.3989 | -1025.0345 | 0.012292 | 0.010296 | 94.8071 | RIM/PCT less than one | Commercial/Industrial | Hospitals | New | Efficient Motor Belts | 0.07518 | 1.3989 | -1025.0345 | 0.012292 | 0.010296 | 94.8071 | TRC/PCT less than one
[11 empty] | Commercial/Industrial | Restaurants | New | Efficient Motor Belts | 0.07518 | 1.3989 | -1025.0345 | 0.012292 | 0.010296 | 94.8071 | TRC score less than one | Commercial/Industrial | Schools K-12 | Existing | Efficient Motor Belts | 0.07518 | 1.3989 | -1025.0345 | 0.012292 | 0.010296 | 94.8071 | RIM/PCT less than one | Commercial/Industrial | Lodging/Hospitality | New | Efficient Motor Belts | 0.07518 | 1.3989 | -1025.0345 | 0.012292 | 0.010296 | 94.8071 | TRC/PCT less than one
[11 empty] | Commercial/Industrial | Schools K-12 | New | Efficient Motor Belts | 0.07518 | 1.3989 | -1025.0345 | 0.012292 | 0.010296 | 94.8071 | TRC score less than one | Commercial/Industrial | College and University | New | Efficient Motor Belts | 0.07518 | 1.3989 | -1025.0345 | 0.012292 | 0.010296 | 94.8071 | RIM/PCT less than one | Commercial/Industrial | Restaurants | New | Efficient Motor Belts | 0.07518 | 1.3989 | -1025.0345 | 0.012292 | 0.010296 | 94.8071 | TRC/PCT less than one
[11 empty] | Commercial/Industrial | Miscellaneous | Existing | Warehouse Loading Dock Seals | 0.075005 | 1.1566 | -0.72513 | 4.7035e-06 | 8.3921e-06 | 0.041449 | TRC score less than one | Commercial/Industrial | Healthcare | New | Efficient Motor Belts | 0.07518 | 1.3989 | -1025.0345 | 0.012292 | 0.010296 | 94.8071 | RIM/PCT less than one | Commercial/Industrial | Schools K-12 | New | Efficient Motor Belts | 0.07518 | 1.3989 | -1025.0345 | 0.012292 | 0.010296 | 94.8071 | TRC/PCT less than one
[11 empty] | Commercial/Industrial | Assembly | New | Instantaneous Hot Water System | 0.074779 | 1.6758 | -7745.6249 | 0.039006 | 0.044946 | 352.1017 | TRC score less than one | Commercial/Industrial | Hospitals | New | Efficient Motor Belts | 0.07518 | 1.3989 | -1025.0345 | 0.012292 | 0.010296 | 94.8071 | RIM/PCT less than one | Commercial/Industrial | Miscellaneous | Existing | Warehouse Loading Dock Seals | 0.075005 | 1.1566 | -0.72513 | 4.7035e-06 | 8.3921e-06 | 0.041449 | TRC/PCT less than one
[11 empty] | Commercial/Industrial | Assembly | Turnover | Instantaneous Hot Water System | 0.074779 | 1.6758 | -7745.6249 | 0.039006 | 0.044946 | 352.1017 | TRC score less than one | Commercial/Industrial | Lodging/Hospitality | New | Efficient Motor Belts | 0.07518 | 1.3989 | -1025.0345 | 0.012292 | 0.010296 | 94.8071 | RIM/PCT less than one | Commercial/Industrial | Assembly | Turnover | Instantaneous Hot Water System | 0.074779 | 1.6758 | -7745.6249 | 0.039006 | 0.044946 | 352.1017 | TRC/PCT less than one
[11 empty] | Commercial/Industrial | Retail | New | Infiltration Reduction - Air Sealing | 0.074732 | 0.57702 | -0.62523 | 1.0644e-05 | 3.1606e-05 | 0.048119 | TRC score less than one | Commercial/Industrial | Restaurants | New | Efficient Motor Belts | 0.07518 | 1.3989 | -1025.0345 | 0.012292 | 0.010296 | 94.8071 | RIM/PCT less than one | Commercial/Industrial | Assembly | New | Instantaneous Hot Water System | 0.074779 | 1.6758 | -7745.6249 | 0.039006 | 0.044946 | 352.1017 | TRC/PCT less than one
[11 empty] | Commercial/Industrial | Warehouse | Existing | Smart Strip Plug Outlet | 0.074499 | 1.0784 | -25.304 | 0.0012232 | 0 | 8.2262 | TRC score less than one | Commercial/Industrial | Schools K-12 | New | Efficient Motor Belts | 0.07518 | 1.3989 | -1025.0345 | 0.012292 | 0.010296 | 94.8071 | RIM/PCT less than one | Commercial/Industrial | Retail | New | Infiltration Reduction - Air Sealing | 0.074732 | 0.57702 | -0.62523 | 1.0644e-05 | 3.1606e-05 | 0.048119 | TRC/PCT less than one
[11 empty] | Commercial/Industrial | Warehouse | New | Smart Strip Plug Outlet | 0.074499 | 1.0784 | -25.304 | 0.0012232 | 0 | 8.2262 | TRC score less than one | Commercial/Industrial | Assembly | Existing | Dedicated Outdoor Air System on VRF unit | 0.53189 | 1.2994 | -1029.1073 | 0.24347 | 0.24609 | 800.1307 | RIM/PCT less than one | Commercial/Industrial | Warehouse | Existing | Smart Strip Plug Outlet | 0.074499 | 1.0784 | -25.304 | 0.0012232 | 0 | 8.2262 | TRC/PCT less than one
[11 empty] | Commercial/Industrial | Assembly | Existing | Efficient Motor Belts | 0.074343 | 1.3476 | -1023.4116 | 0.012997 | 0.0032092 | 94.8071 | TRC score less than one | Commercial/Industrial | Assembly | New | Dedicated Outdoor Air System on VRF unit | 0.53189 | 1.2994 | -1029.1073 | 0.24347 | 0.24609 | 800.1307 | RIM/PCT less than one | Commercial/Industrial | Warehouse | New | Smart Strip Plug Outlet | 0.074499 | 1.0784 | -25.304 | 0.0012232 | 0 | 8.2262 | TRC/PCT less than one
[11 empty] | Commercial/Industrial | Grocery | Existing | Efficient Motor Belts | 0.074343 | 1.3476 | -1023.4116 | 0.012997 | 0.0032092 | 94.8071 | TRC score less than one | Commercial/Industrial | Offices | Existing | Hot Water Circulation Pump Control | 0.58373 | 1.839 | -1070.2192 | 0.092886 | 0.097579 | 1953 | RIM/PCT less than one | Commercial/Industrial | Assembly | Existing | Efficient Motor Belts | 0.074343 | 1.3476 | -1023.4116 | 0.012997 | 0.0032092 | 94.8071 | TRC/PCT less than one
[11 empty] | Commercial/Industrial | Institutional | Existing | Efficient Motor Belts | 0.074343 | 1.3476 | -1023.4116 | 0.012997 | 0.0032092 | 94.8071 | TRC score less than one | Commercial/Industrial | Offices | New | Hot Water Circulation Pump Control | 0.58373 | 1.839 | -1070.2192 | 0.092886 | 0.097579 | 1953 | RIM/PCT less than one | Commercial/Industrial | Grocery | Existing | Efficient Motor Belts | 0.074343 | 1.3476 | -1023.4116 | 0.012997 | 0.0032092 | 94.8071 | TRC/PCT less than one
[11 empty] | Commercial/Industrial | Miscellaneous | Existing | Efficient Motor Belts | 0.074343 | 1.3476 | -1023.4116 | 0.012997 | 0.0032092 | 94.8071 | TRC score less than one | Commercial/Industrial | College and University | Existing | Dedicated Outdoor Air System on VRF unit | 0.4993 | 1.3944 | -1106.1895 | 0.1876 | 0.13783 | 884.2265 | RIM/PCT less than one | Commercial/Industrial | Institutional | Existing | Efficient Motor Belts | 0.074343 | 1.3476 | -1023.4116 | 0.012997 | 0.0032092 | 94.8071 | TRC/PCT less than one
[11 empty] | Commercial/Industrial | Offices | Existing | Efficient Motor Belts | 0.074343 | 1.3476 | -1023.4116 | 0.012997 | 0.0032092 | 94.8071 | TRC score less than one | Commercial/Industrial | College and University | New | Dedicated Outdoor Air System on VRF unit | 0.4993 | 1.3944 | -1106.1895 | 0.1876 | 0.13783 | 884.2265 | RIM/PCT less than one | Commercial/Industrial | Miscellaneous | Existing | Efficient Motor Belts | 0.074343 | 1.3476 | -1023.4116 | 0.012997 | 0.0032092 | 94.8071 | TRC/PCT less than one
[11 empty] | Commercial/Industrial | Retail | Existing | Efficient Motor Belts | 0.074343 | 1.3476 | -1023.4116 | 0.012997 | 0.0032092 | 94.8071 | TRC score less than one | Commercial/Industrial | Assembly | New | High R-Value Glass Doors | 0 | #DIV/0! | -1130.0212 | 0 | 0 | 0 | RIM/PCT less than one | Commercial/Industrial | Offices | Existing | Efficient Motor Belts | 0.074343 | 1.3476 | -1023.4116 | 0.012997 | 0.0032092 | 94.8071 | TRC/PCT less than one
[11 empty] | Commercial/Industrial | Warehouse | Existing | Efficient Motor Belts | 0.074343 | 1.3476 | -1023.4116 | 0.012997 | 0.0032092 | 94.8071 | TRC score less than one | Commercial/Industrial | College and University | New | High R-Value Glass Doors | 0 | #DIV/0! | -1130.0212 | 0 | 0 | 0 | RIM/PCT less than one | Commercial/Industrial | Retail | Existing | Efficient Motor Belts | 0.074343 | 1.3476 | -1023.4116 | 0.012997 | 0.0032092 | 94.8071 | TRC/PCT less than one
[11 empty] | Commercial/Industrial | Assembly | New | Efficient Motor Belts | 0.074343 | 1.3476 | -1023.4116 | 0.012997 | 0.0032092 | 94.8071 | TRC score less than one | Commercial/Industrial | Grocery | New | High R-Value Glass Doors | 0 | #DIV/0! | -1130.0212 | 0 | 0 | 0 | RIM/PCT less than one | Commercial/Industrial | Warehouse | Existing | Efficient Motor Belts | 0.074343 | 1.3476 | -1023.4116 | 0.012997 | 0.0032092 | 94.8071 | TRC/PCT less than one
[11 empty] | Commercial/Industrial | Grocery | New | Efficient Motor Belts | 0.074343 | 1.3476 | -1023.4116 | 0.012997 | 0.0032092 | 94.8071 | TRC score less than one | Commercial/Industrial | Healthcare | New | High R-Value Glass Doors | 0 | #DIV/0! | -1130.0212 | 0 | 0 | 0 | RIM/PCT less than one | Commercial/Industrial | Assembly | New | Efficient Motor Belts | 0.074343 | 1.3476 | -1023.4116 | 0.012997 | 0.0032092 | 94.8071 | TRC/PCT less than one
[11 empty] | Commercial/Industrial | Institutional | New | Efficient Motor Belts | 0.074343 | 1.3476 | -1023.4116 | 0.012997 | 0.0032092 | 94.8071 | TRC score less than one | Commercial/Industrial | Hospitals | New | High R-Value Glass Doors | 0 | #DIV/0! | -1130.0212 | 0 | 0 | 0 | RIM/PCT less than one | Commercial/Industrial | Grocery | New | Efficient Motor Belts | 0.074343 | 1.3476 | -1023.4116 | 0.012997 | 0.0032092 | 94.8071 | TRC/PCT less than one
[11 empty] | Commercial/Industrial | Miscellaneous | New | Efficient Motor Belts | 0.074343 | 1.3476 | -1023.4116 | 0.012997 | 0.0032092 | 94.8071 | TRC score less than one | Commercial/Industrial | Institutional | New | High R-Value Glass Doors | 0 | #DIV/0! | -1130.0212 | 0 | 0 | 0 | RIM/PCT less than one | Commercial/Industrial | Institutional | New | Efficient Motor Belts | 0.074343 | 1.3476 | -1023.4116 | 0.012997 | 0.0032092 | 94.8071 | TRC/PCT less than one
[11 empty] | Commercial/Industrial | Offices | New | Efficient Motor Belts | 0.074343 | 1.3476 | -1023.4116 | 0.012997 | 0.0032092 | 94.8071 | TRC score less than one | Commercial/Industrial | Lodging/Hospitality | New | High R-Value Glass Doors | 0 | #DIV/0! | -1130.0212 | 0 | 0 | 0 | RIM/PCT less than one | Commercial/Industrial | Miscellaneous | New | Efficient Motor Belts | 0.074343 | 1.3476 | -1023.4116 | 0.012997 | 0.0032092 | 94.8071 | TRC/PCT less than one
[11 empty] | Commercial/Industrial | Retail | New | Efficient Motor Belts | 0.074343 | 1.3476 | -1023.4116 | 0.012997 | 0.0032092 | 94.8071 | TRC score less than one | Commercial/Industrial | Miscellaneous | New | High R-Value Glass Doors | 0 | #DIV/0! | -1130.0212 | 0 | 0 | 0 | RIM/PCT less than one | Commercial/Industrial | Offices | New | Efficient Motor Belts | 0.074343 | 1.3476 | -1023.4116 | 0.012997 | 0.0032092 | 94.8071 | TRC/PCT less than one
[11 empty] | Commercial/Industrial | Warehouse | New | Efficient Motor Belts | 0.074343 | 1.3476 | -1023.4116 | 0.012997 | 0.0032092 | 94.8071 | TRC score less than one | Commercial/Industrial | Offices | New | High R-Value Glass Doors | 0 | #DIV/0! | -1130.0212 | 0 | 0 | 0 | RIM/PCT less than one | Commercial/Industrial | Retail | New | Efficient Motor Belts | 0.074343 | 1.3476 | -1023.4116 | 0.012997 | 0.0032092 | 94.8071 | TRC/PCT less than one
[11 empty] | Commercial/Industrial | Lodging/Hospitality | Existing | Water Cooled Refrigeration Heat Recovery | 0.074181 | 1.5171 | -55286.4385 | 0 | 0.32547 | 2996.9115 | TRC score less than one | Commercial/Industrial | Restaurants | New | High R-Value Glass Doors | 0 | #DIV/0! | -1130.0212 | 0 | 0 | 0 | RIM/PCT less than one | Commercial/Industrial | Warehouse | New | Efficient Motor Belts | 0.074343 | 1.3476 | -1023.4116 | 0.012997 | 0.0032092 | 94.8071 | TRC/PCT less than one
[11 empty] | Commercial/Industrial | Lodging/Hospitality | New | Water Cooled Refrigeration Heat Recovery | 0.074181 | 1.5171 | -55286.4385 | 0 | 0.32547 | 2996.9115 | TRC score less than one | Commercial/Industrial | Retail | New | High R-Value Glass Doors | 0 | #DIV/0! | -1130.0212 | 0 | 0 | 0 | RIM/PCT less than one | Commercial/Industrial | Lodging/Hospitality | Existing | Water Cooled Refrigeration Heat Recovery | 0.074181 | 1.5171 | -55286.4385 | 0 | 0.32547 | 2996.9115 | TRC/PCT less than one
[11 empty] | Commercial/Industrial | Miscellaneous | New | Warehouse Loading Dock Seals | 0.073854 | 1.1566 | -0.72657 | 4.6313e-06 | 8.2633e-06 | 0.040813 | TRC score less than one | Commercial/Industrial | Schools K-12 | New | High R-Value Glass Doors | 0 | #DIV/0! | -1130.0212 | 0 | 0 | 0 | RIM/PCT less than one | Commercial/Industrial | Lodging/Hospitality | New | Water Cooled Refrigeration Heat Recovery | 0.074181 | 1.5171 | -55286.4385 | 0 | 0.32547 | 2996.9115 | TRC/PCT less than one
[11 empty] | Commercial/Industrial | Healthcare | Existing | Waterside Economizer | 0.071284 | 1.2197 | -749198.3489 | 9.0281 | 0 | 22238.71 | TRC score less than one | Commercial/Industrial | Warehouse | New | High R-Value Glass Doors | 0 | #DIV/0! | -1130.0212 | 0 | 0 | 0 | RIM/PCT less than one | Commercial/Industrial | Miscellaneous | New | Warehouse Loading Dock Seals | 0.073854 | 1.1566 | -0.72657 | 4.6313e-06 | 8.2633e-06 | 0.040813 | TRC/PCT less than one
[11 empty] | Commercial/Industrial | Healthcare | New | Waterside Economizer | 0.071284 | 1.2197 | -749198.3489 | 9.0281 | 0 | 22238.71 | TRC score less than one | Commercial/Industrial | Healthcare | Existing | Programmable Thermostat | 0.60946 | 1.7605 | -1212.4675 | 0.086367 | -1.1952 | 7273.7057 | RIM/PCT less than one | Commercial/Industrial | Healthcare | Existing | Waterside Economizer | 0.071284 | 1.2197 | -749198.3489 | 9.0281 | 0 | 22238.71 | TRC/PCT less than one
[11 empty] | Commercial/Industrial | College and University | Existing | Duct Insulation | 0.070799 | 0.94571 | -187840.6854 | 1.5955 | 3.429 | 5872.9828 | TRC score less than one | Commercial/Industrial | Healthcare | New | Programmable Thermostat | 0.60946 | 1.7605 | -1212.4675 | 0.086367 | -1.1952 | 7273.7057 | RIM/PCT less than one | Commercial/Industrial | Healthcare | New | Waterside Economizer | 0.071284 | 1.2197 | -749198.3489 | 9.0281 | 0 | 22238.71 | TRC/PCT less than one
[11 empty] | Commercial/Industrial | College and University | New | Duct Insulation | 0.070799 | 0.94571 | -187840.6854 | 1.5955 | 3.429 | 5872.9828 | TRC score less than one | Commercial/Industrial | Lodging/Hospitality | Existing | Hot Water Circulation Pump Control | 0.51602 | 2.1667 | -1383.1934 | 0 | 0 | 1953 | RIM/PCT less than one | Commercial/Industrial | College and University | Existing | Duct Insulation | 0.070799 | 0.94571 | -187840.6854 | 1.5955 | 3.429 | 5872.9828 | TRC/PCT less than one
[11 empty] | Commercial/Industrial | Schools K-12 | Existing | Duct Insulation | 0.070797 | 0.94568 | -128787.0689 | 1.0939 | 2.351 | 4026.6263 | TRC score less than one | Commercial/Industrial | Retail | Existing | Hot Water Circulation Pump Control | 0.51602 | 2.1667 | -1383.1934 | 0 | 0 | 1953 | RIM/PCT less than one | Commercial/Industrial | College and University | New | Duct Insulation | 0.070799 | 0.94571 | -187840.6854 | 1.5955 | 3.429 | 5872.9828 | TRC/PCT less than one
[11 empty] | Commercial/Industrial | Schools K-12 | New | Duct Insulation | 0.070797 | 0.94568 | -128787.0689 | 1.0939 | 2.351 | 4026.6263 | TRC score less than one | Commercial/Industrial | Lodging/Hospitality | New | Hot Water Circulation Pump Control | 0.51602 | 2.1667 | -1383.1934 | 0 | 0 | 1953 | RIM/PCT less than one | Commercial/Industrial | Schools K-12 | Existing | Duct Insulation | 0.070797 | 0.94568 | -128787.0689 | 1.0939 | 2.351 | 4026.6263 | TRC/PCT less than one
[11 empty] | Commercial/Industrial | Hospitals | Existing | Waterside Economizer | 0.067525 | 1.2197 | -753010.4658 | 8.5519 | 0 | 21065.7822 | TRC score less than one | Commercial/Industrial | Retail | New | Hot Water Circulation Pump Control | 0.51602 | 2.1667 | -1383.1934 | 0 | 0 | 1953 | RIM/PCT less than one | Commercial/Industrial | Schools K-12 | New | Duct Insulation | 0.070797 | 0.94568 | -128787.0689 | 1.0939 | 2.351 | 4026.6263 | TRC/PCT less than one
[11 empty] | Commercial/Industrial | Hospitals | New | Waterside Economizer | 0.067525 | 1.2197 | -753010.4658 | 8.5519 | 0 | 21065.7822 | TRC score less than one | Commercial/Industrial | Assembly | Turnover | ENERGY STAR Imaging Equipment | 0.12094 | 1.2355 | -1390.8537 | 0.0578 | 0.038813 | 416.8 | RIM/PCT less than one | Commercial/Industrial | Hospitals | Existing | Waterside Economizer | 0.067525 | 1.2197 | -753010.4658 | 8.5519 | 0 | 21065.7822 | TRC/PCT less than one
[11 empty] | Commercial/Industrial | Hospitals | New | Geothermal Heat Pump | 0.066524 | 1.4692 | -128575.212 | 1.0656 | 0.99723 | 6061.3587 | TRC score less than one | Commercial/Industrial | College and University | Turnover | ENERGY STAR Imaging Equipment | 0.12094 | 1.2355 | -1390.8537 | 0.0578 | 0.038813 | 416.8 | RIM/PCT less than one | Commercial/Industrial | Hospitals | New | Waterside Economizer | 0.067525 | 1.2197 | -753010.4658 | 8.5519 | 0 | 21065.7822 | TRC/PCT less than one
[11 empty] | Commercial/Industrial | Hospitals | Turnover | Geothermal Heat Pump | 0.066524 | 1.4692 | -128575.212 | 1.0656 | 0.99723 | 6061.3587 | TRC score less than one | Commercial/Industrial | Grocery | Turnover | ENERGY STAR Imaging Equipment | 0.12094 | 1.2355 | -1390.8537 | 0.0578 | 0.038813 | 416.8 | RIM/PCT less than one | Commercial/Industrial | Hospitals | Turnover | Geothermal Heat Pump | 0.066524 | 1.4692 | -128575.212 | 1.0656 | 0.99723 | 6061.3587 | TRC/PCT less than one
[11 empty] | Commercial/Industrial | Assembly | Existing | Drain Water Heat Recovery | 0.066428 | 1.332 | -19970.0003 | 0.20895 | 0.099362 | 863.2288 | TRC score less than one | Commercial/Industrial | Healthcare | Turnover | ENERGY STAR Imaging Equipment | 0.12094 | 1.2355 | -1390.8537 | 0.0578 | 0.038813 | 416.8 | RIM/PCT less than one | Commercial/Industrial | Hospitals | New | Geothermal Heat Pump | 0.066524 | 1.4692 | -128575.212 | 1.0656 | 0.99723 | 6061.3587 | TRC/PCT less than one
[11 empty] | Commercial/Industrial | Lodging/Hospitality | Existing | Cool Roof | 0.063666 | 0.71313 | -4.0124 | 0.00010041 | 0 | 0.17819 | TRC score less than one | Commercial/Industrial | Hospitals | Turnover | ENERGY STAR Imaging Equipment | 0.12094 | 1.2355 | -1390.8537 | 0.0578 | 0.038813 | 416.8 | RIM/PCT less than one | Commercial/Industrial | Assembly | Existing | Drain Water Heat Recovery | 0.066428 | 1.332 | -19970.0003 | 0.20895 | 0.099362 | 863.2288 | TRC/PCT less than one
[11 empty] | Commercial/Industrial | Assembly | New | Drain Water Heat Recovery | 0.063554 | 1.3322 | -20048.2872 | 0.19988 | 0.095051 | 825.7765 | TRC score less than one | Commercial/Industrial | Institutional | Turnover | ENERGY STAR Imaging Equipment | 0.12094 | 1.2355 | -1390.8537 | 0.0578 | 0.038813 | 416.8 | RIM/PCT less than one | Commercial/Industrial | Lodging/Hospitality | Existing | Cool Roof | 0.063666 | 0.71313 | -4.0124 | 0.00010041 | 0 | 0.17819 | TRC/PCT less than one
[11 empty] | Commercial/Industrial | Lodging/Hospitality | New | Cool Roof | 0.06351 | 0.71313 | -4.0138 | 0.00010016 | 0 | 0.17775 | TRC score less than one | Commercial/Industrial | Lodging/Hospitality | Turnover | ENERGY STAR Imaging Equipment | 0.12094 | 1.2355 | -1390.8537 | 0.0578 | 0.038813 | 416.8 | RIM/PCT less than one | Commercial/Industrial | Assembly | New | Drain Water Heat Recovery | 0.063554 | 1.3322 | -20048.2872 | 0.19988 | 0.095051 | 825.7765 | TRC/PCT less than one
[11 empty] | Commercial/Industrial | College and University | Existing | Ceiling Insulation(R30 to R38) | 0.062296 | 0.9379 | -0.89778 | 1.1102e-05 | 6.5397e-06 | 0.026845 | TRC score less than one | Commercial/Industrial | Miscellaneous | Turnover | ENERGY STAR Imaging Equipment | 0.12094 | 1.2355 | -1390.8537 | 0.0578 | 0.038813 | 416.8 | RIM/PCT less than one | Commercial/Industrial | Lodging/Hospitality | New | Cool Roof | 0.06351 | 0.71313 | -4.0138 | 0.00010016 | 0 | 0.17775 | TRC/PCT less than one
[11 empty] | Commercial/Industrial | Hospitals | Existing | Ceiling Insulation(R30 to R38) | 0.062296 | 0.9379 | -0.89778 | 1.1102e-05 | 6.5397e-06 | 0.026845 | TRC score less than one | Commercial/Industrial | Offices | Turnover | ENERGY STAR Imaging Equipment | 0.12094 | 1.2355 | -1390.8537 | 0.0578 | 0.038813 | 416.8 | RIM/PCT less than one | Commercial/Industrial | College and University | Existing | Ceiling Insulation(R30 to R38) | 0.062296 | 0.9379 | -0.89778 | 1.1102e-05 | 6.5397e-06 | 0.026845 | TRC/PCT less than one
[11 empty] | Commercial/Industrial | Lodging/Hospitality | Existing | Ceiling Insulation(R30 to R38) | 0.062296 | 0.9379 | -0.89778 | 1.1102e-05 | 6.5397e-06 | 0.026845 | TRC score less than one | Commercial/Industrial | Restaurants | Turnover | ENERGY STAR Imaging Equipment | 0.12094 | 1.2355 | -1390.8537 | 0.0578 | 0.038813 | 416.8 | RIM/PCT less than one | Commercial/Industrial | Hospitals | Existing | Ceiling Insulation(R30 to R38) | 0.062296 | 0.9379 | -0.89778 | 1.1102e-05 | 6.5397e-06 | 0.026845 | TRC/PCT less than one
[11 empty] | Commercial/Industrial | College and University | New | Ceiling Insulation(R30 to R38) | 0.06134 | 0.9379 | -0.89933 | 1.0932e-05 | 6.4393e-06 | 0.026433 | TRC score less than one | Commercial/Industrial | Retail | Turnover | ENERGY STAR Imaging Equipment | 0.12094 | 1.2355 | -1390.8537 | 0.0578 | 0.038813 | 416.8 | RIM/PCT less than one | Commercial/Industrial | Lodging/Hospitality | Existing | Ceiling Insulation(R30 to R38) | 0.062296 | 0.9379 | -0.89778 | 1.1102e-05 | 6.5397e-06 | 0.026845 | TRC/PCT less than one
[11 empty] | Commercial/Industrial | Hospitals | New | Ceiling Insulation(R30 to R38) | 0.06134 | 0.9379 | -0.89933 | 1.0932e-05 | 6.4393e-06 | 0.026433 | TRC score less than one | Commercial/Industrial | Schools K-12 | Turnover | ENERGY STAR Imaging Equipment | 0.12094 | 1.2355 | -1390.8537 | 0.0578 | 0.038813 | 416.8 | RIM/PCT less than one | Commercial/Industrial | College and University | New | Ceiling Insulation(R30 to R38) | 0.06134 | 0.9379 | -0.89933 | 1.0932e-05 | 6.4393e-06 | 0.026433 | TRC/PCT less than one
[11 empty] | Commercial/Industrial | Lodging/Hospitality | New | Ceiling Insulation(R30 to R38) | 0.06134 | 0.9379 | -0.89933 | 1.0932e-05 | 6.4393e-06 | 0.026433 | TRC score less than one | Commercial/Industrial | Warehouse | Turnover | ENERGY STAR Imaging Equipment | 0.12094 | 1.2355 | -1390.8537 | 0.0578 | 0.038813 | 416.8 | RIM/PCT less than one | Commercial/Industrial | Hospitals | New | Ceiling Insulation(R30 to R38) | 0.06134 | 0.9379 | -0.89933 | 1.0932e-05 | 6.4393e-06 | 0.026433 | TRC/PCT less than one
[11 empty] | Commercial/Industrial | Assembly | New | Server Virtualization | 0.061229 | 0.98672 | -45395.5479 | 3.1292 | 2.1764 | 21024 | TRC score less than one | Commercial/Industrial | Assembly | New | ENERGY STAR Imaging Equipment | 0.12094 | 1.2355 | -1390.8537 | 0.0578 | 0.038813 | 416.8 | RIM/PCT less than one | Commercial/Industrial | Lodging/Hospitality | New | Ceiling Insulation(R30 to R38) | 0.06134 | 0.9379 | -0.89933 | 1.0932e-05 | 6.4393e-06 | 0.026433 | TRC/PCT less than one
[11 empty] | Commercial/Industrial | College and University | New | Server Virtualization | 0.061229 | 0.98672 | -45395.5479 | 3.1292 | 2.1764 | 21024 | TRC score less than one | Commercial/Industrial | College and University | New | ENERGY STAR Imaging Equipment | 0.12094 | 1.2355 | -1390.8537 | 0.0578 | 0.038813 | 416.8 | RIM/PCT less than one | Commercial/Industrial | Assembly | Turnover | Server Virtualization | 0.061229 | 0.98672 | -45395.5479 | 3.1292 | 2.1764 | 21024 | TRC/PCT less than one
[11 empty] | Commercial/Industrial | Grocery | New | Server Virtualization | 0.061229 | 0.98672 | -45395.5479 | 3.1292 | 2.1764 | 21024 | TRC score less than one | Commercial/Industrial | Grocery | New | ENERGY STAR Imaging Equipment | 0.12094 | 1.2355 | -1390.8537 | 0.0578 | 0.038813 | 416.8 | RIM/PCT less than one | Commercial/Industrial | College and University | Turnover | Server Virtualization | 0.061229 | 0.98672 | -45395.5479 | 3.1292 | 2.1764 | 21024 | TRC/PCT less than one
[11 empty] | Commercial/Industrial | Healthcare | New | Server Virtualization | 0.061229 | 0.98672 | -45395.5479 | 3.1292 | 2.1764 | 21024 | TRC score less than one | Commercial/Industrial | Healthcare | New | ENERGY STAR Imaging Equipment | 0.12094 | 1.2355 | -1390.8537 | 0.0578 | 0.038813 | 416.8 | RIM/PCT less than one | Commercial/Industrial | Grocery | Turnover | Server Virtualization | 0.061229 | 0.98672 | -45395.5479 | 3.1292 | 2.1764 | 21024 | TRC/PCT less than one
[11 empty] | Commercial/Industrial | Hospitals | New | Server Virtualization | 0.061229 | 0.98672 | -45395.5479 | 3.1292 | 2.1764 | 21024 | TRC score less than one | Commercial/Industrial | Hospitals | New | ENERGY STAR Imaging Equipment | 0.12094 | 1.2355 | -1390.8537 | 0.0578 | 0.038813 | 416.8 | RIM/PCT less than one | Commercial/Industrial | Healthcare | Turnover | Server Virtualization | 0.061229 | 0.98672 | -45395.5479 | 3.1292 | 2.1764 | 21024 | TRC/PCT less than one
[11 empty] | Commercial/Industrial | Institutional | New | Server Virtualization | 0.061229 | 0.98672 | -45395.5479 | 3.1292 | 2.1764 | 21024 | TRC score less than one | Commercial/Industrial | Institutional | New | ENERGY STAR Imaging Equipment | 0.12094 | 1.2355 | -1390.8537 | 0.0578 | 0.038813 | 416.8 | RIM/PCT less than one | Commercial/Industrial | Hospitals | Turnover | Server Virtualization | 0.061229 | 0.98672 | -45395.5479 | 3.1292 | 2.1764 | 21024 | TRC/PCT less than one
[11 empty] | Commercial/Industrial | Lodging/Hospitality | New | Server Virtualization | 0.061229 | 0.98672 | -45395.5479 | 3.1292 | 2.1764 | 21024 | TRC score less than one | Commercial/Industrial | Lodging/Hospitality | New | ENERGY STAR Imaging Equipment | 0.12094 | 1.2355 | -1390.8537 | 0.0578 | 0.038813 | 416.8 | RIM/PCT less than one | Commercial/Industrial | Institutional | Turnover | Server Virtualization | 0.061229 | 0.98672 | -45395.5479 | 3.1292 | 2.1764 | 21024 | TRC/PCT less than one
[11 empty] | Commercial/Industrial | Miscellaneous | New | Server Virtualization | 0.061229 | 0.98672 | -45395.5479 | 3.1292 | 2.1764 | 21024 | TRC score less than one | Commercial/Industrial | Miscellaneous | New | ENERGY STAR Imaging Equipment | 0.12094 | 1.2355 | -1390.8537 | 0.0578 | 0.038813 | 416.8 | RIM/PCT less than one | Commercial/Industrial | Lodging/Hospitality | Turnover | Server Virtualization | 0.061229 | 0.98672 | -45395.5479 | 3.1292 | 2.1764 | 21024 | TRC/PCT less than one
[11 empty] | Commercial/Industrial | Offices | New | Server Virtualization | 0.061229 | 0.98672 | -45395.5479 | 3.1292 | 2.1764 | 21024 | TRC score less than one | Commercial/Industrial | Offices | New | ENERGY STAR Imaging Equipment | 0.12094 | 1.2355 | -1390.8537 | 0.0578 | 0.038813 | 416.8 | RIM/PCT less than one | Commercial/Industrial | Miscellaneous | Turnover | Server Virtualization | 0.061229 | 0.98672 | -45395.5479 | 3.1292 | 2.1764 | 21024 | TRC/PCT less than one
[11 empty] | Commercial/Industrial | Restaurants | New | Server Virtualization | 0.061229 | 0.98672 | -45395.5479 | 3.1292 | 2.1764 | 21024 | TRC score less than one | Commercial/Industrial | Restaurants | New | ENERGY STAR Imaging Equipment | 0.12094 | 1.2355 | -1390.8537 | 0.0578 | 0.038813 | 416.8 | RIM/PCT less than one | Commercial/Industrial | Offices | Turnover | Server Virtualization | 0.061229 | 0.98672 | -45395.5479 | 3.1292 | 2.1764 | 21024 | TRC/PCT less than one
[11 empty] | Commercial/Industrial | Retail | New | Server Virtualization | 0.061229 | 0.98672 | -45395.5479 | 3.1292 | 2.1764 | 21024 | TRC score less than one | Commercial/Industrial | Retail | New | ENERGY STAR Imaging Equipment | 0.12094 | 1.2355 | -1390.8537 | 0.0578 | 0.038813 | 416.8 | RIM/PCT less than one | Commercial/Industrial | Restaurants | Turnover | Server Virtualization | 0.061229 | 0.98672 | -45395.5479 | 3.1292 | 2.1764 | 21024 | TRC/PCT less than one
[11 empty] | Commercial/Industrial | Schools K-12 | New | Server Virtualization | 0.061229 | 0.98672 | -45395.5479 | 3.1292 | 2.1764 | 21024 | TRC score less than one | Commercial/Industrial | Schools K-12 | New | ENERGY STAR Imaging Equipment | 0.12094 | 1.2355 | -1390.8537 | 0.0578 | 0.038813 | 416.8 | RIM/PCT less than one | Commercial/Industrial | Retail | Turnover | Server Virtualization | 0.061229 | 0.98672 | -45395.5479 | 3.1292 | 2.1764 | 21024 | TRC/PCT less than one
[11 empty] | Commercial/Industrial | Warehouse | New | Server Virtualization | 0.061229 | 0.98672 | -45395.5479 | 3.1292 | 2.1764 | 21024 | TRC score less than one | Commercial/Industrial | Warehouse | New | ENERGY STAR Imaging Equipment | 0.12094 | 1.2355 | -1390.8537 | 0.0578 | 0.038813 | 416.8 | RIM/PCT less than one | Commercial/Industrial | Schools K-12 | Turnover | Server Virtualization | 0.061229 | 0.98672 | -45395.5479 | 3.1292 | 2.1764 | 21024 | TRC/PCT less than one
[11 empty] | Commercial/Industrial | Assembly | Turnover | Server Virtualization | 0.061229 | 0.98672 | -45395.5479 | 3.1292 | 2.1764 | 21024 | TRC score less than one | Commercial/Industrial | Lodging/Hospitality | Turnover | High Efficiency DX 135k- less than 240k BTU | 0.66019 | 1.1295 | -1398.1913 | 1.2767 | 0 | 3087.3509 | RIM/PCT less than one | Commercial/Industrial | Warehouse | Turnover | Server Virtualization | 0.061229 | 0.98672 | -45395.5479 | 3.1292 | 2.1764 | 21024 | TRC/PCT less than one
[11 empty] | Commercial/Industrial | College and University | Turnover | Server Virtualization | 0.061229 | 0.98672 | -45395.5479 | 3.1292 | 2.1764 | 21024 | TRC score less than one | Commercial/Industrial | Lodging/Hospitality | New | High Efficiency DX 135k- less than 240k BTU | 0.66019 | 1.1295 | -1398.1913 | 1.2767 | 0 | 3087.3509 | RIM/PCT less than one | Commercial/Industrial | Assembly | New | Server Virtualization | 0.061229 | 0.98672 | -45395.5479 | 3.1292 | 2.1764 | 21024 | TRC/PCT less than one
[11 empty] | Commercial/Industrial | Grocery | Turnover | Server Virtualization | 0.061229 | 0.98672 | -45395.5479 | 3.1292 | 2.1764 | 21024 | TRC score less than one | Commercial/Industrial | Retail | Existing | Programmable Thermostat | 0.53063 | 1.076 | -1405.3523 | 0.70282 | -0.0013337 | 1896.5464 | RIM/PCT less than one | Commercial/Industrial | College and University | New | Server Virtualization | 0.061229 | 0.98672 | -45395.5479 | 3.1292 | 2.1764 | 21024 | TRC/PCT less than one
[11 empty] | Commercial/Industrial | Healthcare | Turnover | Server Virtualization | 0.061229 | 0.98672 | -45395.5479 | 3.1292 | 2.1764 | 21024 | TRC score less than one | Commercial/Industrial | Retail | New | Programmable Thermostat | 0.53063 | 1.076 | -1405.3523 | 0.70282 | -0.0013337 | 1896.5464 | RIM/PCT less than one | Commercial/Industrial | Grocery | New | Server Virtualization | 0.061229 | 0.98672 | -45395.5479 | 3.1292 | 2.1764 | 21024 | TRC/PCT less than one
[11 empty] | Commercial/Industrial | Hospitals | Turnover | Server Virtualization | 0.061229 | 0.98672 | -45395.5479 | 3.1292 | 2.1764 | 21024 | TRC score less than one | Commercial/Industrial | Assembly | Existing | Demand Defrost | 0.18366 | 1.3355 | -1436.6514 | 0.054904 | 0.0050296 | 394.47 | RIM/PCT less than one | Commercial/Industrial | Healthcare | New | Server Virtualization | 0.061229 | 0.98672 | -45395.5479 | 3.1292 | 2.1764 | 21024 | TRC/PCT less than one
[11 empty] | Commercial/Industrial | Institutional | Turnover | Server Virtualization | 0.061229 | 0.98672 | -45395.5479 | 3.1292 | 2.1764 | 21024 | TRC score less than one | Commercial/Industrial | Grocery | Existing | Demand Defrost | 0.18366 | 1.3355 | -1436.6514 | 0.054904 | 0.0050296 | 394.47 | RIM/PCT less than one | Commercial/Industrial | Hospitals | New | Server Virtualization | 0.061229 | 0.98672 | -45395.5479 | 3.1292 | 2.1764 | 21024 | TRC/PCT less than one
[11 empty] | Commercial/Industrial | Lodging/Hospitality | Turnover | Server Virtualization | 0.061229 | 0.98672 | -45395.5479 | 3.1292 | 2.1764 | 21024 | TRC score less than one | Commercial/Industrial | Institutional | Existing | Demand Defrost | 0.18366 | 1.3355 | -1436.6514 | 0.054904 | 0.0050296 | 394.47 | RIM/PCT less than one | Commercial/Industrial | Institutional | New | Server Virtualization | 0.061229 | 0.98672 | -45395.5479 | 3.1292 | 2.1764 | 21024 | TRC/PCT less than one
[11 empty] | Commercial/Industrial | Miscellaneous | Turnover | Server Virtualization | 0.061229 | 0.98672 | -45395.5479 | 3.1292 | 2.1764 | 21024 | TRC score less than one | Commercial/Industrial | Miscellaneous | Existing | Demand Defrost | 0.18366 | 1.3355 | -1436.6514 | 0.054904 | 0.0050296 | 394.47 | RIM/PCT less than one | Commercial/Industrial | Lodging/Hospitality | New | Server Virtualization | 0.061229 | 0.98672 | -45395.5479 | 3.1292 | 2.1764 | 21024 | TRC/PCT less than one
[11 empty] | Commercial/Industrial | Offices | Turnover | Server Virtualization | 0.061229 | 0.98672 | -45395.5479 | 3.1292 | 2.1764 | 21024 | TRC score less than one | Commercial/Industrial | Offices | Existing | Demand Defrost | 0.18366 | 1.3355 | -1436.6514 | 0.054904 | 0.0050296 | 394.47 | RIM/PCT less than one | Commercial/Industrial | Miscellaneous | New | Server Virtualization | 0.061229 | 0.98672 | -45395.5479 | 3.1292 | 2.1764 | 21024 | TRC/PCT less than one
[11 empty] | Commercial/Industrial | Restaurants | Turnover | Server Virtualization | 0.061229 | 0.98672 | -45395.5479 | 3.1292 | 2.1764 | 21024 | TRC score less than one | Commercial/Industrial | Retail | Existing | Demand Defrost | 0.18366 | 1.3355 | -1436.6514 | 0.054904 | 0.0050296 | 394.47 | RIM/PCT less than one | Commercial/Industrial | Offices | New | Server Virtualization | 0.061229 | 0.98672 | -45395.5479 | 3.1292 | 2.1764 | 21024 | TRC/PCT less than one
[11 empty] | Commercial/Industrial | Retail | Turnover | Server Virtualization | 0.061229 | 0.98672 | -45395.5479 | 3.1292 | 2.1764 | 21024 | TRC score less than one | Commercial/Industrial | Warehouse | Existing | Demand Defrost | 0.18366 | 1.3355 | -1436.6514 | 0.054904 | 0.0050296 | 394.47 | RIM/PCT less than one | Commercial/Industrial | Restaurants | New | Server Virtualization | 0.061229 | 0.98672 | -45395.5479 | 3.1292 | 2.1764 | 21024 | TRC/PCT less than one
[11 empty] | Commercial/Industrial | Schools K-12 | Turnover | Server Virtualization | 0.061229 | 0.98672 | -45395.5479 | 3.1292 | 2.1764 | 21024 | TRC score less than one | Commercial/Industrial | Assembly | New | Demand Defrost | 0.18366 | 1.3355 | -1436.6514 | 0.054904 | 0.0050296 | 394.47 | RIM/PCT less than one | Commercial/Industrial | Retail | New | Server Virtualization | 0.061229 | 0.98672 | -45395.5479 | 3.1292 | 2.1764 | 21024 | TRC/PCT less than one
[11 empty] | Commercial/Industrial | Warehouse | Turnover | Server Virtualization | 0.061229 | 0.98672 | -45395.5479 | 3.1292 | 2.1764 | 21024 | TRC score less than one | Commercial/Industrial | Grocery | New | Demand Defrost | 0.18366 | 1.3355 | -1436.6514 | 0.054904 | 0.0050296 | 394.47 | RIM/PCT less than one | Commercial/Industrial | Schools K-12 | New | Server Virtualization | 0.061229 | 0.98672 | -45395.5479 | 3.1292 | 2.1764 | 21024 | TRC/PCT less than one
[11 empty] | Commercial/Industrial | Grocery | Existing | Ceiling Insulation(R30 to R38) | 0.060324 | 0.83 | -0.89152 | 5.4782e-06 | 1.2529e-05 | 0.026845 | TRC score less than one | Commercial/Industrial | Institutional | New | Demand Defrost | 0.18366 | 1.3355 | -1436.6514 | 0.054904 | 0.0050296 | 394.47 | RIM/PCT less than one | Commercial/Industrial | Warehouse | New | Server Virtualization | 0.061229 | 0.98672 | -45395.5479 | 3.1292 | 2.1764 | 21024 | TRC/PCT less than one
[11 empty] | Commercial/Industrial | Restaurants | Existing | Ceiling Insulation(R30 to R38) | 0.060324 | 0.83 | -0.89152 | 5.4782e-06 | 1.2529e-05 | 0.026845 | TRC score less than one | Commercial/Industrial | Miscellaneous | New | Demand Defrost | 0.18366 | 1.3355 | -1436.6514 | 0.054904 | 0.0050296 | 394.47 | RIM/PCT less than one | Commercial/Industrial | Grocery | Existing | Ceiling Insulation(R30 to R38) | 0.060324 | 0.83 | -0.89152 | 5.4782e-06 | 1.2529e-05 | 0.026845 | TRC/PCT less than one
[11 empty] | Commercial/Industrial | Retail | Existing | Ceiling Insulation(R30 to R38) | 0.060324 | 0.83 | -0.89152 | 5.4782e-06 | 1.2529e-05 | 0.026845 | TRC score less than one | Commercial/Industrial | Offices | New | Demand Defrost | 0.18366 | 1.3355 | -1436.6514 | 0.054904 | 0.0050296 | 394.47 | RIM/PCT less than one | Commercial/Industrial | Restaurants | Existing | Ceiling Insulation(R30 to R38) | 0.060324 | 0.83 | -0.89152 | 5.4782e-06 | 1.2529e-05 | 0.026845 | TRC/PCT less than one
[11 empty] | Commercial/Industrial | Hospitals | Existing | Warehouse Loading Dock Seals | 0.060144 | 1.1566 | -0.74381 | 3.7716e-06 | 6.7294e-06 | 0.033237 | TRC score less than one | Commercial/Industrial | Retail | New | Demand Defrost | 0.18366 | 1.3355 | -1436.6514 | 0.054904 | 0.0050296 | 394.47 | RIM/PCT less than one | Commercial/Industrial | Retail | Existing | Ceiling Insulation(R30 to R38) | 0.060324 | 0.83 | -0.89152 | 5.4782e-06 | 1.2529e-05 | 0.026845 | TRC/PCT less than one
[11 empty] | Commercial/Industrial | Assembly | Existing | Automatic Door Closer for Walk-in Coolers and Freezers | 0.060003 | 1.2831 | -412.4567 | 0.0054303 | 0.0012106 | 39.0829 | TRC score less than one | Commercial/Industrial | Warehouse | New | Demand Defrost | 0.18366 | 1.3355 | -1436.6514 | 0.054904 | 0.0050296 | 394.47 | RIM/PCT less than one | Commercial/Industrial | Hospitals | Existing | Warehouse Loading Dock Seals | 0.060144 | 1.1566 | -0.74381 | 3.7716e-06 | 6.7294e-06 | 0.033237 | TRC/PCT less than one
[11 empty] | Commercial/Industrial | Grocery | Existing | Automatic Door Closer for Walk-in Coolers and Freezers | 0.060003 | 1.2831 | -412.4567 | 0.0054303 | 0.0012106 | 39.0829 | TRC score less than one | Commercial/Industrial | College and University | Existing | Demand Defrost | 0.18597 | 1.3984 | -1445.31 | 0.051145 | 0.04284 | 394.47 | RIM/PCT less than one | Commercial/Industrial | Assembly | Existing | Automatic Door Closer for Walk-in Coolers and Freezers | 0.060003 | 1.2831 | -412.4567 | 0.0054303 | 0.0012106 | 39.0829 | TRC/PCT less than one
[11 empty] | Commercial/Industrial | Institutional | Existing | Automatic Door Closer for Walk-in Coolers and Freezers | 0.060003 | 1.2831 | -412.4567 | 0.0054303 | 0.0012106 | 39.0829 | TRC score less than one | Commercial/Industrial | Healthcare | Existing | Demand Defrost | 0.18597 | 1.3984 | -1445.31 | 0.051145 | 0.04284 | 394.47 | RIM/PCT less than one | Commercial/Industrial | Grocery | Existing | Automatic Door Closer for Walk-in Coolers and Freezers | 0.060003 | 1.2831 | -412.4567 | 0.0054303 | 0.0012106 | 39.0829 | TRC/PCT less than one
[11 empty] | Commercial/Industrial | Miscellaneous | Existing | Automatic Door Closer for Walk-in Coolers and Freezers | 0.060003 | 1.2831 | -412.4567 | 0.0054303 | 0.0012106 | 39.0829 | TRC score less than one | Commercial/Industrial | Hospitals | Existing | Demand Defrost | 0.18597 | 1.3984 | -1445.31 | 0.051145 | 0.04284 | 394.47 | RIM/PCT less than one | Commercial/Industrial | Institutional | Existing | Automatic Door Closer for Walk-in Coolers and Freezers | 0.060003 | 1.2831 | -412.4567 | 0.0054303 | 0.0012106 | 39.0829 | TRC/PCT less than one
[11 empty] | Commercial/Industrial | Offices | Existing | Automatic Door Closer for Walk-in Coolers and Freezers | 0.060003 | 1.2831 | -412.4567 | 0.0054303 | 0.0012106 | 39.0829 | TRC score less than one | Commercial/Industrial | Lodging/Hospitality | Existing | Demand Defrost | 0.18597 | 1.3984 | -1445.31 | 0.051145 | 0.04284 | 394.47 | RIM/PCT less than one | Commercial/Industrial | Miscellaneous | Existing | Automatic Door Closer for Walk-in Coolers and Freezers | 0.060003 | 1.2831 | -412.4567 | 0.0054303 | 0.0012106 | 39.0829 | TRC/PCT less than one
[11 empty] | Commercial/Industrial | Retail | Existing | Automatic Door Closer for Walk-in Coolers and Freezers | 0.060003 | 1.2831 | -412.4567 | 0.0054303 | 0.0012106 | 39.0829 | TRC score less than one | Commercial/Industrial | Restaurants | Existing | Demand Defrost | 0.18597 | 1.3984 | -1445.31 | 0.051145 | 0.04284 | 394.47 | RIM/PCT less than one | Commercial/Industrial | Offices | Existing | Automatic Door Closer for Walk-in Coolers and Freezers | 0.060003 | 1.2831 | -412.4567 | 0.0054303 | 0.0012106 | 39.0829 | TRC/PCT less than one
[11 empty] | Commercial/Industrial | Warehouse | Existing | Automatic Door Closer for Walk-in Coolers and Freezers | 0.060003 | 1.2831 | -412.4567 | 0.0054303 | 0.0012106 | 39.0829 | TRC score less than one | Commercial/Industrial | Schools K-12 | Existing | Demand Defrost | 0.18597 | 1.3984 | -1445.31 | 0.051145 | 0.04284 | 394.47 | RIM/PCT less than one | Commercial/Industrial | Retail | Existing | Automatic Door Closer for Walk-in Coolers and Freezers | 0.060003 | 1.2831 | -412.4567 | 0.0054303 | 0.0012106 | 39.0829 | TRC/PCT less than one
[11 empty] | Commercial/Industrial | Assembly | New | Automatic Door Closer for Walk-in Coolers and Freezers | 0.060003 | 1.2831 | -412.4567 | 0.0054303 | 0.0012106 | 39.0829 | TRC score less than one | Commercial/Industrial | College and University | New | Demand Defrost | 0.18597 | 1.3984 | -1445.31 | 0.051145 | 0.04284 | 394.47 | RIM/PCT less than one | Commercial/Industrial | Warehouse | Existing | Automatic Door Closer for Walk-in Coolers and Freezers | 0.060003 | 1.2831 | -412.4567 | 0.0054303 | 0.0012106 | 39.0829 | TRC/PCT less than one
[11 empty] | Commercial/Industrial | Grocery | New | Automatic Door Closer for Walk-in Coolers and Freezers | 0.060003 | 1.2831 | -412.4567 | 0.0054303 | 0.0012106 | 39.0829 | TRC score less than one | Commercial/Industrial | Healthcare | New | Demand Defrost | 0.18597 | 1.3984 | -1445.31 | 0.051145 | 0.04284 | 394.47 | RIM/PCT less than one | Commercial/Industrial | Assembly | New | Automatic Door Closer for Walk-in Coolers and Freezers | 0.060003 | 1.2831 | -412.4567 | 0.0054303 | 0.0012106 | 39.0829 | TRC/PCT less than one
[11 empty] | Commercial/Industrial | Institutional | New | Automatic Door Closer for Walk-in Coolers and Freezers | 0.060003 | 1.2831 | -412.4567 | 0.0054303 | 0.0012106 | 39.0829 | TRC score less than one | Commercial/Industrial | Hospitals | New | Demand Defrost | 0.18597 | 1.3984 | -1445.31 | 0.051145 | 0.04284 | 394.47 | RIM/PCT less than one | Commercial/Industrial | Grocery | New | Automatic Door Closer for Walk-in Coolers and Freezers | 0.060003 | 1.2831 | -412.4567 | 0.0054303 | 0.0012106 | 39.0829 | TRC/PCT less than one
[11 empty] | Commercial/Industrial | Miscellaneous | New | Automatic Door Closer for Walk-in Coolers and Freezers | 0.060003 | 1.2831 | -412.4567 | 0.0054303 | 0.0012106 | 39.0829 | TRC score less than one | Commercial/Industrial | Lodging/Hospitality | New | Demand Defrost | 0.18597 | 1.3984 | -1445.31 | 0.051145 | 0.04284 | 394.47 | RIM/PCT less than one | Commercial/Industrial | Institutional | New | Automatic Door Closer for Walk-in Coolers and Freezers | 0.060003 | 1.2831 | -412.4567 | 0.0054303 | 0.0012106 | 39.0829 | TRC/PCT less than one
[11 empty] | Commercial/Industrial | Offices | New | Automatic Door Closer for Walk-in Coolers and Freezers | 0.060003 | 1.2831 | -412.4567 | 0.0054303 | 0.0012106 | 39.0829 | TRC score less than one | Commercial/Industrial | Restaurants | New | Demand Defrost | 0.18597 | 1.3984 | -1445.31 | 0.051145 | 0.04284 | 394.47 | RIM/PCT less than one | Commercial/Industrial | Miscellaneous | New | Automatic Door Closer for Walk-in Coolers and Freezers | 0.060003 | 1.2831 | -412.4567 | 0.0054303 | 0.0012106 | 39.0829 | TRC/PCT less than one
[11 empty] | Commercial/Industrial | Retail | New | Automatic Door Closer for Walk-in Coolers and Freezers | 0.060003 | 1.2831 | -412.4567 | 0.0054303 | 0.0012106 | 39.0829 | TRC score less than one | Commercial/Industrial | Schools K-12 | New | Demand Defrost | 0.18597 | 1.3984 | -1445.31 | 0.051145 | 0.04284 | 394.47 | RIM/PCT less than one | Commercial/Industrial | Offices | New | Automatic Door Closer for Walk-in Coolers and Freezers | 0.060003 | 1.2831 | -412.4567 | 0.0054303 | 0.0012106 | 39.0829 | TRC/PCT less than one
[11 empty] | Commercial/Industrial | Warehouse | New | Automatic Door Closer for Walk-in Coolers and Freezers | 0.060003 | 1.2831 | -412.4567 | 0.0054303 | 0.0012106 | 39.0829 | TRC score less than one | Commercial/Industrial | Restaurants | Turnover | High Efficiency DX 135k- less than 240k BTU | 0.64765 | 1.1295 | -1552.9882 | 1.2524 | 0 | 3028.7213 | RIM/PCT less than one | Commercial/Industrial | Retail | New | Automatic Door Closer for Walk-in Coolers and Freezers | 0.060003 | 1.2831 | -412.4567 | 0.0054303 | 0.0012106 | 39.0829 | TRC/PCT less than one
[11 empty] | Commercial/Industrial | College and University | Existing | Warehouse Loading Dock Seals | 0.059939 | 1.1566 | -0.74406 | 3.7587e-06 | 6.7064e-06 | 0.033123 | TRC score less than one | Commercial/Industrial | Restaurants | New | High Efficiency DX 135k- less than 240k BTU | 0.64765 | 1.1295 | -1552.9882 | 1.2524 | 0 | 3028.7213 | RIM/PCT less than one | Commercial/Industrial | Warehouse | New | Automatic Door Closer for Walk-in Coolers and Freezers | 0.060003 | 1.2831 | -412.4567 | 0.0054303 | 0.0012106 | 39.0829 | TRC/PCT less than one
[11 empty] | Commercial/Industrial | College and University | Existing | Automatic Door Closer for Walk-in Coolers and Freezers | 0.059887 | 1.3231 | -413.1324 | 0.0050673 | 0.0042445 | 39.0829 | TRC score less than one | Commercial/Industrial | Assembly | Turnover | 10HP Open Drip-Proof(ODP) Motor | 0.14503 | 1.5073 | -1745.7476 | 0.030596 | 0.0075551 | 223.1921 | RIM/PCT less than one | Commercial/Industrial | College and University | Existing | Warehouse Loading Dock Seals | 0.059939 | 1.1566 | -0.74406 | 3.7587e-06 | 6.7064e-06 | 0.033123 | TRC/PCT less than one
[11 empty] | Commercial/Industrial | Healthcare | Existing | Automatic Door Closer for Walk-in Coolers and Freezers | 0.059887 | 1.3231 | -413.1324 | 0.0050673 | 0.0042445 | 39.0829 | TRC score less than one | Commercial/Industrial | Grocery | Turnover | 10HP Open Drip-Proof(ODP) Motor | 0.14503 | 1.5073 | -1745.7476 | 0.030596 | 0.0075551 | 223.1921 | RIM/PCT less than one | Commercial/Industrial | College and University | Existing | Automatic Door Closer for Walk-in Coolers and Freezers | 0.059887 | 1.3231 | -413.1324 | 0.0050673 | 0.0042445 | 39.0829 | TRC/PCT less than one
[11 empty] | Commercial/Industrial | Hospitals | Existing | Automatic Door Closer for Walk-in Coolers and Freezers | 0.059887 | 1.3231 | -413.1324 | 0.0050673 | 0.0042445 | 39.0829 | TRC score less than one | Commercial/Industrial | Institutional | Turnover | 10HP Open Drip-Proof(ODP) Motor | 0.14503 | 1.5073 | -1745.7476 | 0.030596 | 0.0075551 | 223.1921 | RIM/PCT less than one | Commercial/Industrial | Healthcare | Existing | Automatic Door Closer for Walk-in Coolers and Freezers | 0.059887 | 1.3231 | -413.1324 | 0.0050673 | 0.0042445 | 39.0829 | TRC/PCT less than one
[11 empty] | Commercial/Industrial | Lodging/Hospitality | Existing | Automatic Door Closer for Walk-in Coolers and Freezers | 0.059887 | 1.3231 | -413.1324 | 0.0050673 | 0.0042445 | 39.0829 | TRC score less than one | Commercial/Industrial | Miscellaneous | Turnover | 10HP Open Drip-Proof(ODP) Motor | 0.14503 | 1.5073 | -1745.7476 | 0.030596 | 0.0075551 | 223.1921 | RIM/PCT less than one | Commercial/Industrial | Hospitals | Existing | Automatic Door Closer for Walk-in Coolers and Freezers | 0.059887 | 1.3231 | -413.1324 | 0.0050673 | 0.0042445 | 39.0829 | TRC/PCT less than one
[11 empty] | Commercial/Industrial | Restaurants | Existing | Automatic Door Closer for Walk-in Coolers and Freezers | 0.059887 | 1.3231 | -413.1324 | 0.0050673 | 0.0042445 | 39.0829 | TRC score less than one | Commercial/Industrial | Offices | Turnover | 10HP Open Drip-Proof(ODP) Motor | 0.14503 | 1.5073 | -1745.7476 | 0.030596 | 0.0075551 | 223.1921 | RIM/PCT less than one | Commercial/Industrial | Lodging/Hospitality | Existing | Automatic Door Closer for Walk-in Coolers and Freezers | 0.059887 | 1.3231 | -413.1324 | 0.0050673 | 0.0042445 | 39.0829 | TRC/PCT less than one
[11 empty] | Commercial/Industrial | Schools K-12 | Existing | Automatic Door Closer for Walk-in Coolers and Freezers | 0.059887 | 1.3231 | -413.1324 | 0.0050673 | 0.0042445 | 39.0829 | TRC score less than one | Commercial/Industrial | Retail | Turnover | 10HP Open Drip-Proof(ODP) Motor | 0.14503 | 1.5073 | -1745.7476 | 0.030596 | 0.0075551 | 223.1921 | RIM/PCT less than one | Commercial/Industrial | Restaurants | Existing | Automatic Door Closer for Walk-in Coolers and Freezers | 0.059887 | 1.3231 | -413.1324 | 0.0050673 | 0.0042445 | 39.0829 | TRC/PCT less than one
[11 empty] | Commercial/Industrial | College and University | New | Automatic Door Closer for Walk-in Coolers and Freezers | 0.059887 | 1.3231 | -413.1324 | 0.0050673 | 0.0042445 | 39.0829 | TRC score less than one | Commercial/Industrial | Warehouse | Turnover | 10HP Open Drip-Proof(ODP) Motor | 0.14503 | 1.5073 | -1745.7476 | 0.030596 | 0.0075551 | 223.1921 | RIM/PCT less than one | Commercial/Industrial | Schools K-12 | Existing | Automatic Door Closer for Walk-in Coolers and Freezers | 0.059887 | 1.3231 | -413.1324 | 0.0050673 | 0.0042445 | 39.0829 | TRC/PCT less than one
[11 empty] | Commercial/Industrial | Healthcare | New | Automatic Door Closer for Walk-in Coolers and Freezers | 0.059887 | 1.3231 | -413.1324 | 0.0050673 | 0.0042445 | 39.0829 | TRC score less than one | Commercial/Industrial | Assembly | New | 10HP Open Drip-Proof(ODP) Motor | 0.14503 | 1.5073 | -1745.7476 | 0.030596 | 0.0075551 | 223.1921 | RIM/PCT less than one | Commercial/Industrial | College and University | New | Automatic Door Closer for Walk-in Coolers and Freezers | 0.059887 | 1.3231 | -413.1324 | 0.0050673 | 0.0042445 | 39.0829 | TRC/PCT less than one
[11 empty] | Commercial/Industrial | Hospitals | New | Automatic Door Closer for Walk-in Coolers and Freezers | 0.059887 | 1.3231 | -413.1324 | 0.0050673 | 0.0042445 | 39.0829 | TRC score less than one | Commercial/Industrial | Grocery | New | 10HP Open Drip-Proof(ODP) Motor | 0.14503 | 1.5073 | -1745.7476 | 0.030596 | 0.0075551 | 223.1921 | RIM/PCT less than one | Commercial/Industrial | Healthcare | New | Automatic Door Closer for Walk-in Coolers and Freezers | 0.059887 | 1.3231 | -413.1324 | 0.0050673 | 0.0042445 | 39.0829 | TRC/PCT less than one
[11 empty] | Commercial/Industrial | Lodging/Hospitality | New | Automatic Door Closer for Walk-in Coolers and Freezers | 0.059887 | 1.3231 | -413.1324 | 0.0050673 | 0.0042445 | 39.0829 | TRC score less than one | Commercial/Industrial | Institutional | New | 10HP Open Drip-Proof(ODP) Motor | 0.14503 | 1.5073 | -1745.7476 | 0.030596 | 0.0075551 | 223.1921 | RIM/PCT less than one | Commercial/Industrial | Hospitals | New | Automatic Door Closer for Walk-in Coolers and Freezers | 0.059887 | 1.3231 | -413.1324 | 0.0050673 | 0.0042445 | 39.0829 | TRC/PCT less than one
[11 empty] | Commercial/Industrial | Restaurants | New | Automatic Door Closer for Walk-in Coolers and Freezers | 0.059887 | 1.3231 | -413.1324 | 0.0050673 | 0.0042445 | 39.0829 | TRC score less than one | Commercial/Industrial | Miscellaneous | New | 10HP Open Drip-Proof(ODP) Motor | 0.14503 | 1.5073 | -1745.7476 | 0.030596 | 0.0075551 | 223.1921 | RIM/PCT less than one | Commercial/Industrial | Lodging/Hospitality | New | Automatic Door Closer for Walk-in Coolers and Freezers | 0.059887 | 1.3231 | -413.1324 | 0.0050673 | 0.0042445 | 39.0829 | TRC/PCT less than one
[11 empty] | Commercial/Industrial | Schools K-12 | New | Automatic Door Closer for Walk-in Coolers and Freezers | 0.059887 | 1.3231 | -413.1324 | 0.0050673 | 0.0042445 | 39.0829 | TRC score less than one | Commercial/Industrial | Offices | New | 10HP Open Drip-Proof(ODP) Motor | 0.14503 | 1.5073 | -1745.7476 | 0.030596 | 0.0075551 | 223.1921 | RIM/PCT less than one | Commercial/Industrial | Restaurants | New | Automatic Door Closer for Walk-in Coolers and Freezers | 0.059887 | 1.3231 | -413.1324 | 0.0050673 | 0.0042445 | 39.0829 | TRC/PCT less than one
[11 empty] | Commercial/Industrial | Retail | New | Geothermal Heat Pump | 0.059514 | 1.1922 | -129845.6789 | 1.6146 | 1.2401 | 3754.4687 | TRC score less than one | Commercial/Industrial | Retail | New | 10HP Open Drip-Proof(ODP) Motor | 0.14503 | 1.5073 | -1745.7476 | 0.030596 | 0.0075551 | 223.1921 | RIM/PCT less than one | Commercial/Industrial | Schools K-12 | New | Automatic Door Closer for Walk-in Coolers and Freezers | 0.059887 | 1.3231 | -413.1324 | 0.0050673 | 0.0042445 | 39.0829 | TRC/PCT less than one
[11 empty] | Commercial/Industrial | Retail | Turnover | Geothermal Heat Pump | 0.059514 | 1.1922 | -129845.6789 | 1.6146 | 1.2401 | 3754.4687 | TRC score less than one | Commercial/Industrial | Warehouse | New | 10HP Open Drip-Proof(ODP) Motor | 0.14503 | 1.5073 | -1745.7476 | 0.030596 | 0.0075551 | 223.1921 | RIM/PCT less than one | Commercial/Industrial | Retail | Turnover | Geothermal Heat Pump | 0.059514 | 1.1922 | -129845.6789 | 1.6146 | 1.2401 | 3754.4687 | TRC/PCT less than one
[11 empty] | Commercial/Industrial | Grocery | New | Ceiling Insulation(R30 to R38) | 0.059398 | 0.83 | -0.89318 | 5.3941e-06 | 1.2336e-05 | 0.026433 | TRC score less than one | Commercial/Industrial | College and University | Turnover | 10HP Open Drip-Proof(ODP) Motor | 0.14643 | 1.5623 | -1751.0668 | 0.028938 | 0.024239 | 223.1921 | RIM/PCT less than one | Commercial/Industrial | Retail | New | Geothermal Heat Pump | 0.059514 | 1.1922 | -129845.6789 | 1.6146 | 1.2401 | 3754.4687 | TRC/PCT less than one
[11 empty] | Commercial/Industrial | Restaurants | New | Ceiling Insulation(R30 to R38) | 0.059398 | 0.83 | -0.89318 | 5.3941e-06 | 1.2336e-05 | 0.026433 | TRC score less than one | Commercial/Industrial | Healthcare | Turnover | 10HP Open Drip-Proof(ODP) Motor | 0.14643 | 1.5623 | -1751.0668 | 0.028938 | 0.024239 | 223.1921 | RIM/PCT less than one | Commercial/Industrial | Grocery | New | Ceiling Insulation(R30 to R38) | 0.059398 | 0.83 | -0.89318 | 5.3941e-06 | 1.2336e-05 | 0.026433 | TRC/PCT less than one
[11 empty] | Commercial/Industrial | Retail | New | Ceiling Insulation(R30 to R38) | 0.059398 | 0.83 | -0.89318 | 5.3941e-06 | 1.2336e-05 | 0.026433 | TRC score less than one | Commercial/Industrial | Hospitals | Turnover | 10HP Open Drip-Proof(ODP) Motor | 0.14643 | 1.5623 | -1751.0668 | 0.028938 | 0.024239 | 223.1921 | RIM/PCT less than one | Commercial/Industrial | Restaurants | New | Ceiling Insulation(R30 to R38) | 0.059398 | 0.83 | -0.89318 | 5.3941e-06 | 1.2336e-05 | 0.026433 | TRC/PCT less than one
[11 empty] | Commercial/Industrial | Hospitals | New | Warehouse Loading Dock Seals | 0.059221 | 1.1566 | -0.74497 | 3.7137e-06 | 6.6261e-06 | 0.032726 | TRC score less than one | Commercial/Industrial | Lodging/Hospitality | Turnover | 10HP Open Drip-Proof(ODP) Motor | 0.14643 | 1.5623 | -1751.0668 | 0.028938 | 0.024239 | 223.1921 | RIM/PCT less than one | Commercial/Industrial | Retail | New | Ceiling Insulation(R30 to R38) | 0.059398 | 0.83 | -0.89318 | 5.3941e-06 | 1.2336e-05 | 0.026433 | TRC/PCT less than one
[11 empty] | Commercial/Industrial | College and University | New | Warehouse Loading Dock Seals | 0.059019 | 1.1566 | -0.74522 | 3.701e-06 | 6.6035e-06 | 0.032615 | TRC score less than one | Commercial/Industrial | Restaurants | Turnover | 10HP Open Drip-Proof(ODP) Motor | 0.14643 | 1.5623 | -1751.0668 | 0.028938 | 0.024239 | 223.1921 | RIM/PCT less than one | Commercial/Industrial | Hospitals | New | Warehouse Loading Dock Seals | 0.059221 | 1.1566 | -0.74497 | 3.7137e-06 | 6.6261e-06 | 0.032726 | TRC/PCT less than one
[11 empty] | Commercial/Industrial | Retail | Existing | Water Cooled Refrigeration Heat Recovery | 0.058167 | 1.7464 | -19248.473 | 0 | 0.055087 | 824.0137 | TRC score less than one | Commercial/Industrial | Schools K-12 | Turnover | 10HP Open Drip-Proof(ODP) Motor | 0.14643 | 1.5623 | -1751.0668 | 0.028938 | 0.024239 | 223.1921 | RIM/PCT less than one | Commercial/Industrial | College and University | New | Warehouse Loading Dock Seals | 0.059019 | 1.1566 | -0.74522 | 3.701e-06 | 6.6035e-06 | 0.032615 | TRC/PCT less than one
[11 empty] | Commercial/Industrial | Retail | New | Water Cooled Refrigeration Heat Recovery | 0.058167 | 1.7464 | -19248.473 | 0 | 0.055087 | 824.0137 | TRC score less than one | Commercial/Industrial | College and University | New | 10HP Open Drip-Proof(ODP) Motor | 0.14643 | 1.5623 | -1751.0668 | 0.028938 | 0.024239 | 223.1921 | RIM/PCT less than one | Commercial/Industrial | Retail | Existing | Water Cooled Refrigeration Heat Recovery | 0.058167 | 1.7464 | -19248.473 | 0 | 0.055087 | 824.0137 | TRC/PCT less than one
[11 empty] | Commercial/Industrial | Assembly | Existing | Cool Roof | 0.058014 | 0.80655 | -4.0917 | 7.5697e-05 | 0 | 0.17819 | TRC score less than one | Commercial/Industrial | Healthcare | New | 10HP Open Drip-Proof(ODP) Motor | 0.14643 | 1.5623 | -1751.0668 | 0.028938 | 0.024239 | 223.1921 | RIM/PCT less than one | Commercial/Industrial | Retail | New | Water Cooled Refrigeration Heat Recovery | 0.058167 | 1.7464 | -19248.473 | 0 | 0.055087 | 824.0137 | TRC/PCT less than one
[11 empty] | Commercial/Industrial | College and University | Existing | Cool Roof | 0.058014 | 0.80655 | -4.0917 | 7.5697e-05 | 0 | 0.17819 | TRC score less than one | Commercial/Industrial | Hospitals | New | 10HP Open Drip-Proof(ODP) Motor | 0.14643 | 1.5623 | -1751.0668 | 0.028938 | 0.024239 | 223.1921 | RIM/PCT less than one | Commercial/Industrial | Assembly | Existing | Cool Roof | 0.058014 | 0.80655 | -4.0917 | 7.5697e-05 | 0 | 0.17819 | TRC/PCT less than one
[11 empty] | Commercial/Industrial | Grocery | Existing | Cool Roof | 0.058014 | 0.80655 | -4.0917 | 7.5697e-05 | 0 | 0.17819 | TRC score less than one | Commercial/Industrial | Lodging/Hospitality | New | 10HP Open Drip-Proof(ODP) Motor | 0.14643 | 1.5623 | -1751.0668 | 0.028938 | 0.024239 | 223.1921 | RIM/PCT less than one | Commercial/Industrial | College and University | Existing | Cool Roof | 0.058014 | 0.80655 | -4.0917 | 7.5697e-05 | 0 | 0.17819 | TRC/PCT less than one
[11 empty] | Commercial/Industrial | Healthcare | Existing | Cool Roof | 0.058014 | 0.80655 | -4.0917 | 7.5697e-05 | 0 | 0.17819 | TRC score less than one | Commercial/Industrial | Restaurants | New | 10HP Open Drip-Proof(ODP) Motor | 0.14643 | 1.5623 | -1751.0668 | 0.028938 | 0.024239 | 223.1921 | RIM/PCT less than one | Commercial/Industrial | Grocery | Existing | Cool Roof | 0.058014 | 0.80655 | -4.0917 | 7.5697e-05 | 0 | 0.17819 | TRC/PCT less than one
[11 empty] | Commercial/Industrial | Hospitals | Existing | Cool Roof | 0.058014 | 0.80655 | -4.0917 | 7.5697e-05 | 0 | 0.17819 | TRC score less than one | Commercial/Industrial | Schools K-12 | New | 10HP Open Drip-Proof(ODP) Motor | 0.14643 | 1.5623 | -1751.0668 | 0.028938 | 0.024239 | 223.1921 | RIM/PCT less than one | Commercial/Industrial | Healthcare | Existing | Cool Roof | 0.058014 | 0.80655 | -4.0917 | 7.5697e-05 | 0 | 0.17819 | TRC/PCT less than one
[11 empty] | Commercial/Industrial | Institutional | Existing | Cool Roof | 0.058014 | 0.80655 | -4.0917 | 7.5697e-05 | 0 | 0.17819 | TRC score less than one | Commercial/Industrial | Grocery | Existing | Dedicated Outdoor Air System on VRF unit | 0.31815 | 1.2989 | -1768.3291 | 0.14569 | 0.14726 | 478.7875 | RIM/PCT less than one | Commercial/Industrial | Hospitals | Existing | Cool Roof | 0.058014 | 0.80655 | -4.0917 | 7.5697e-05 | 0 | 0.17819 | TRC/PCT less than one
[11 empty] | Commercial/Industrial | Offices | Existing | Cool Roof | 0.058014 | 0.80655 | -4.0917 | 7.5697e-05 | 0 | 0.17819 | TRC score less than one | Commercial/Industrial | Grocery | New | Dedicated Outdoor Air System on VRF unit | 0.31815 | 1.2989 | -1768.3291 | 0.14569 | 0.14726 | 478.7875 | RIM/PCT less than one | Commercial/Industrial | Institutional | Existing | Cool Roof | 0.058014 | 0.80655 | -4.0917 | 7.5697e-05 | 0 | 0.17819 | TRC/PCT less than one
[11 empty] | Commercial/Industrial | Restaurants | Existing | Cool Roof | 0.058014 | 0.80655 | -4.0917 | 7.5697e-05 | 0 | 0.17819 | TRC score less than one | Commercial/Industrial | Miscellaneous | Existing | Dedicated Outdoor Air System on VRF unit | 0.29694 | 1.2994 | -1842.1619 | 0.13592 | 0.13738 | 446.692 | RIM/PCT less than one | Commercial/Industrial | Offices | Existing | Cool Roof | 0.058014 | 0.80655 | -4.0917 | 7.5697e-05 | 0 | 0.17819 | TRC/PCT less than one
[11 empty] | Commercial/Industrial | Retail | Existing | Cool Roof | 0.058014 | 0.80655 | -4.0917 | 7.5697e-05 | 0 | 0.17819 | TRC score less than one | Commercial/Industrial | Miscellaneous | New | Dedicated Outdoor Air System on VRF unit | 0.29694 | 1.2994 | -1842.1619 | 0.13592 | 0.13738 | 446.692 | RIM/PCT less than one | Commercial/Industrial | Restaurants | Existing | Cool Roof | 0.058014 | 0.80655 | -4.0917 | 7.5697e-05 | 0 | 0.17819 | TRC/PCT less than one
[11 empty] | Commercial/Industrial | Schools K-12 | Existing | Cool Roof | 0.058014 | 0.80655 | -4.0917 | 7.5697e-05 | 0 | 0.17819 | TRC score less than one | Commercial/Industrial | Institutional | Existing | Dedicated Outdoor Air System on VRF unit | 0.29428 | 1.2995 | -1851.4366 | 0.1347 | 0.13614 | 442.6603 | RIM/PCT less than one | Commercial/Industrial | Retail | Existing | Cool Roof | 0.058014 | 0.80655 | -4.0917 | 7.5697e-05 | 0 | 0.17819 | TRC/PCT less than one
[11 empty] | Commercial/Industrial | Assembly | New | Cool Roof | 0.057872 | 0.80655 | -4.0928 | 7.5512e-05 | 0 | 0.17775 | TRC score less than one | Commercial/Industrial | Institutional | New | Dedicated Outdoor Air System on VRF unit | 0.29428 | 1.2995 | -1851.4366 | 0.1347 | 0.13614 | 442.6603 | RIM/PCT less than one | Commercial/Industrial | Schools K-12 | Existing | Cool Roof | 0.058014 | 0.80655 | -4.0917 | 7.5697e-05 | 0 | 0.17819 | TRC/PCT less than one
[11 empty] | Commercial/Industrial | College and University | New | Cool Roof | 0.057872 | 0.80655 | -4.0928 | 7.5512e-05 | 0 | 0.17775 | TRC score less than one | Commercial/Industrial | Assembly | Existing | Night Covers for Display Cases | 0.019209 | 1.1594 | -1989.8155 | 0.015518 | 0.0069353 | 103.3118 | RIM/PCT less than one | Commercial/Industrial | Assembly | New | Cool Roof | 0.057872 | 0.80655 | -4.0928 | 7.5512e-05 | 0 | 0.17775 | TRC/PCT less than one
[11 empty] | Commercial/Industrial | Grocery | New | Cool Roof | 0.057872 | 0.80655 | -4.0928 | 7.5512e-05 | 0 | 0.17775 | TRC score less than one | Commercial/Industrial | College and University | Existing | Night Covers for Display Cases | 0.019209 | 1.1594 | -1989.8155 | 0.015518 | 0.0069353 | 103.3118 | RIM/PCT less than one | Commercial/Industrial | College and University | New | Cool Roof | 0.057872 | 0.80655 | -4.0928 | 7.5512e-05 | 0 | 0.17775 | TRC/PCT less than one
[11 empty] | Commercial/Industrial | Healthcare | New | Cool Roof | 0.057872 | 0.80655 | -4.0928 | 7.5512e-05 | 0 | 0.17775 | TRC score less than one | Commercial/Industrial | Grocery | Existing | Night Covers for Display Cases | 0.019209 | 1.1594 | -1989.8155 | 0.015518 | 0.0069353 | 103.3118 | RIM/PCT less than one | Commercial/Industrial | Grocery | New | Cool Roof | 0.057872 | 0.80655 | -4.0928 | 7.5512e-05 | 0 | 0.17775 | TRC/PCT less than one
[11 empty] | Commercial/Industrial | Hospitals | New | Cool Roof | 0.057872 | 0.80655 | -4.0928 | 7.5512e-05 | 0 | 0.17775 | TRC score less than one | Commercial/Industrial | Healthcare | Existing | Night Covers for Display Cases | 0.019209 | 1.1594 | -1989.8155 | 0.015518 | 0.0069353 | 103.3118 | RIM/PCT less than one | Commercial/Industrial | Healthcare | New | Cool Roof | 0.057872 | 0.80655 | -4.0928 | 7.5512e-05 | 0 | 0.17775 | TRC/PCT less than one
[11 empty] | Commercial/Industrial | Institutional | New | Cool Roof | 0.057872 | 0.80655 | -4.0928 | 7.5512e-05 | 0 | 0.17775 | TRC score less than one | Commercial/Industrial | Hospitals | Existing | Night Covers for Display Cases | 0.019209 | 1.1594 | -1989.8155 | 0.015518 | 0.0069353 | 103.3118 | RIM/PCT less than one | Commercial/Industrial | Hospitals | New | Cool Roof | 0.057872 | 0.80655 | -4.0928 | 7.5512e-05 | 0 | 0.17775 | TRC/PCT less than one
[11 empty] | Commercial/Industrial | Offices | New | Cool Roof | 0.057872 | 0.80655 | -4.0928 | 7.5512e-05 | 0 | 0.17775 | TRC score less than one | Commercial/Industrial | Institutional | Existing | Night Covers for Display Cases | 0.019209 | 1.1594 | -1989.8155 | 0.015518 | 0.0069353 | 103.3118 | RIM/PCT less than one | Commercial/Industrial | Institutional | New | Cool Roof | 0.057872 | 0.80655 | -4.0928 | 7.5512e-05 | 0 | 0.17775 | TRC/PCT less than one
[11 empty] | Commercial/Industrial | Restaurants | New | Cool Roof | 0.057872 | 0.80655 | -4.0928 | 7.5512e-05 | 0 | 0.17775 | TRC score less than one | Commercial/Industrial | Lodging/Hospitality | Existing | Night Covers for Display Cases | 0.019209 | 1.1594 | -1989.8155 | 0.015518 | 0.0069353 | 103.3118 | RIM/PCT less than one | Commercial/Industrial | Offices | New | Cool Roof | 0.057872 | 0.80655 | -4.0928 | 7.5512e-05 | 0 | 0.17775 | TRC/PCT less than one
[11 empty] | Commercial/Industrial | Retail | New | Cool Roof | 0.057872 | 0.80655 | -4.0928 | 7.5512e-05 | 0 | 0.17775 | TRC score less than one | Commercial/Industrial | Miscellaneous | Existing | Night Covers for Display Cases | 0.019209 | 1.1594 | -1989.8155 | 0.015518 | 0.0069353 | 103.3118 | RIM/PCT less than one | Commercial/Industrial | Restaurants | New | Cool Roof | 0.057872 | 0.80655 | -4.0928 | 7.5512e-05 | 0 | 0.17775 | TRC/PCT less than one
[11 empty] | Commercial/Industrial | Schools K-12 | New | Cool Roof | 0.057872 | 0.80655 | -4.0928 | 7.5512e-05 | 0 | 0.17775 | TRC score less than one | Commercial/Industrial | Offices | Existing | Night Covers for Display Cases | 0.019209 | 1.1594 | -1989.8155 | 0.015518 | 0.0069353 | 103.3118 | RIM/PCT less than one | Commercial/Industrial | Retail | New | Cool Roof | 0.057872 | 0.80655 | -4.0928 | 7.5512e-05 | 0 | 0.17775 | TRC/PCT less than one
[11 empty] | Commercial/Industrial | Assembly | Existing | Ceiling Insulation(R30 to R38) | 0.056416 | 0.7964 | -0.89336 | 5.3717e-07 | 1.2109e-05 | 0.026845 | TRC score less than one | Commercial/Industrial | Restaurants | Existing | Night Covers for Display Cases | 0.019209 | 1.1594 | -1989.8155 | 0.015518 | 0.0069353 | 103.3118 | RIM/PCT less than one | Commercial/Industrial | Schools K-12 | New | Cool Roof | 0.057872 | 0.80655 | -4.0928 | 7.5512e-05 | 0 | 0.17775 | TRC/PCT less than one
[11 empty] | Commercial/Industrial | Healthcare | Existing | Ceiling Insulation(R30 to R38) | 0.056416 | 0.7964 | -0.89336 | 5.3717e-07 | 1.2109e-05 | 0.026845 | TRC score less than one | Commercial/Industrial | Retail | Existing | Night Covers for Display Cases | 0.019209 | 1.1594 | -1989.8155 | 0.015518 | 0.0069353 | 103.3118 | RIM/PCT less than one | Commercial/Industrial | Assembly | Existing | Ceiling Insulation(R30 to R38) | 0.056416 | 0.7964 | -0.89336 | 5.3717e-07 | 1.2109e-05 | 0.026845 | TRC/PCT less than one
[11 empty] | Commercial/Industrial | Institutional | Existing | Ceiling Insulation(R30 to R38) | 0.056416 | 0.7964 | -0.89336 | 5.3717e-07 | 1.2109e-05 | 0.026845 | TRC score less than one | Commercial/Industrial | Schools K-12 | Existing | Night Covers for Display Cases | 0.019209 | 1.1594 | -1989.8155 | 0.015518 | 0.0069353 | 103.3118 | RIM/PCT less than one | Commercial/Industrial | Healthcare | Existing | Ceiling Insulation(R30 to R38) | 0.056416 | 0.7964 | -0.89336 | 5.3717e-07 | 1.2109e-05 | 0.026845 | TRC/PCT less than one
[11 empty] | Commercial/Industrial | Miscellaneous | Existing | Ceiling Insulation(R30 to R38) | 0.056416 | 0.7964 | -0.89336 | 5.3717e-07 | 1.2109e-05 | 0.026845 | TRC score less than one | Commercial/Industrial | Warehouse | Existing | Night Covers for Display Cases | 0.019209 | 1.1594 | -1989.8155 | 0.015518 | 0.0069353 | 103.3118 | RIM/PCT less than one | Commercial/Industrial | Institutional | Existing | Ceiling Insulation(R30 to R38) | 0.056416 | 0.7964 | -0.89336 | 5.3717e-07 | 1.2109e-05 | 0.026845 | TRC/PCT less than one
[11 empty] | Commercial/Industrial | Offices | Existing | Ceiling Insulation(R30 to R38) | 0.056416 | 0.7964 | -0.89336 | 5.3717e-07 | 1.2109e-05 | 0.026845 | TRC score less than one | Commercial/Industrial | Assembly | New | Night Covers for Display Cases | 0.019209 | 1.1594 | -1989.8155 | 0.015518 | 0.0069353 | 103.3118 | RIM/PCT less than one | Commercial/Industrial | Miscellaneous | Existing | Ceiling Insulation(R30 to R38) | 0.056416 | 0.7964 | -0.89336 | 5.3717e-07 | 1.2109e-05 | 0.026845 | TRC/PCT less than one
[11 empty] | Commercial/Industrial | Schools K-12 | Existing | Ceiling Insulation(R30 to R38) | 0.056416 | 0.7964 | -0.89336 | 5.3717e-07 | 1.2109e-05 | 0.026845 | TRC score less than one | Commercial/Industrial | College and University | New | Night Covers for Display Cases | 0.019209 | 1.1594 | -1989.8155 | 0.015518 | 0.0069353 | 103.3118 | RIM/PCT less than one | Commercial/Industrial | Offices | Existing | Ceiling Insulation(R30 to R38) | 0.056416 | 0.7964 | -0.89336 | 5.3717e-07 | 1.2109e-05 | 0.026845 | TRC/PCT less than one
[11 empty] | Commercial/Industrial | Assembly | New | Ceiling Insulation(R30 to R38) | 0.05555 | 0.7964 | -0.89499 | 5.2893e-07 | 1.1923e-05 | 0.026433 | TRC score less than one | Commercial/Industrial | Grocery | New | Night Covers for Display Cases | 0.019209 | 1.1594 | -1989.8155 | 0.015518 | 0.0069353 | 103.3118 | RIM/PCT less than one | Commercial/Industrial | Schools K-12 | Existing | Ceiling Insulation(R30 to R38) | 0.056416 | 0.7964 | -0.89336 | 5.3717e-07 | 1.2109e-05 | 0.026845 | TRC/PCT less than one
[11 empty] | Commercial/Industrial | Healthcare | New | Ceiling Insulation(R30 to R38) | 0.05555 | 0.7964 | -0.89499 | 5.2893e-07 | 1.1923e-05 | 0.026433 | TRC score less than one | Commercial/Industrial | Healthcare | New | Night Covers for Display Cases | 0.019209 | 1.1594 | -1989.8155 | 0.015518 | 0.0069353 | 103.3118 | RIM/PCT less than one | Commercial/Industrial | Assembly | New | Ceiling Insulation(R30 to R38) | 0.05555 | 0.7964 | -0.89499 | 5.2893e-07 | 1.1923e-05 | 0.026433 | TRC/PCT less than one
[11 empty] | Commercial/Industrial | Institutional | New | Ceiling Insulation(R30 to R38) | 0.05555 | 0.7964 | -0.89499 | 5.2893e-07 | 1.1923e-05 | 0.026433 | TRC score less than one | Commercial/Industrial | Hospitals | New | Night Covers for Display Cases | 0.019209 | 1.1594 | -1989.8155 | 0.015518 | 0.0069353 | 103.3118 | RIM/PCT less than one | Commercial/Industrial | Healthcare | New | Ceiling Insulation(R30 to R38) | 0.05555 | 0.7964 | -0.89499 | 5.2893e-07 | 1.1923e-05 | 0.026433 | TRC/PCT less than one
[11 empty] | Commercial/Industrial | Miscellaneous | New | Ceiling Insulation(R30 to R38) | 0.05555 | 0.7964 | -0.89499 | 5.2893e-07 | 1.1923e-05 | 0.026433 | TRC score less than one | Commercial/Industrial | Institutional | New | Night Covers for Display Cases | 0.019209 | 1.1594 | -1989.8155 | 0.015518 | 0.0069353 | 103.3118 | RIM/PCT less than one | Commercial/Industrial | Institutional | New | Ceiling Insulation(R30 to R38) | 0.05555 | 0.7964 | -0.89499 | 5.2893e-07 | 1.1923e-05 | 0.026433 | TRC/PCT less than one
[11 empty] | Commercial/Industrial | Offices | New | Ceiling Insulation(R30 to R38) | 0.05555 | 0.7964 | -0.89499 | 5.2893e-07 | 1.1923e-05 | 0.026433 | TRC score less than one | Commercial/Industrial | Lodging/Hospitality | New | Night Covers for Display Cases | 0.019209 | 1.1594 | -1989.8155 | 0.015518 | 0.0069353 | 103.3118 | RIM/PCT less than one | Commercial/Industrial | Miscellaneous | New | Ceiling Insulation(R30 to R38) | 0.05555 | 0.7964 | -0.89499 | 5.2893e-07 | 1.1923e-05 | 0.026433 | TRC/PCT less than one
[11 empty] | Commercial/Industrial | Schools K-12 | New | Ceiling Insulation(R30 to R38) | 0.05555 | 0.7964 | -0.89499 | 5.2893e-07 | 1.1923e-05 | 0.026433 | TRC score less than one | Commercial/Industrial | Miscellaneous | New | Night Covers for Display Cases | 0.019209 | 1.1594 | -1989.8155 | 0.015518 | 0.0069353 | 103.3118 | RIM/PCT less than one | Commercial/Industrial | Offices | New | Ceiling Insulation(R30 to R38) | 0.05555 | 0.7964 | -0.89499 | 5.2893e-07 | 1.1923e-05 | 0.026433 | TRC/PCT less than one
[11 empty] | Commercial/Industrial | College and University | Existing | Destratification Fans | 0.05514 | 0.9891 | -17694.7066 | 0 | 0.27098 | 1338.3629 | TRC score less than one | Commercial/Industrial | Offices | New | Night Covers for Display Cases | 0.019209 | 1.1594 | -1989.8155 | 0.015518 | 0.0069353 | 103.3118 | RIM/PCT less than one | Commercial/Industrial | Schools K-12 | New | Ceiling Insulation(R30 to R38) | 0.05555 | 0.7964 | -0.89499 | 5.2893e-07 | 1.1923e-05 | 0.026433 | TRC/PCT less than one
[11 empty] | Commercial/Industrial | College and University | New | Destratification Fans | 0.05514 | 0.9891 | -17694.7066 | 0 | 0.27098 | 1338.3629 | TRC score less than one | Commercial/Industrial | Restaurants | New | Night Covers for Display Cases | 0.019209 | 1.1594 | -1989.8155 | 0.015518 | 0.0069353 | 103.3118 | RIM/PCT less than one | Commercial/Industrial | College and University | Existing | Destratification Fans | 0.05514 | 0.9891 | -17694.7066 | 0 | 0.27098 | 1338.3629 | TRC/PCT less than one
[11 empty] | Commercial/Industrial | Lodging/Hospitality | Existing | Waterside Economizer | 0.054115 | 1.2197 | -766607.0159 | 6.8536 | 0 | 16882.3399 | TRC score less than one | Commercial/Industrial | Retail | New | Night Covers for Display Cases | 0.019209 | 1.1594 | -1989.8155 | 0.015518 | 0.0069353 | 103.3118 | RIM/PCT less than one | Commercial/Industrial | College and University | New | Destratification Fans | 0.05514 | 0.9891 | -17694.7066 | 0 | 0.27098 | 1338.3629 | TRC/PCT less than one
[11 empty] | Commercial/Industrial | Lodging/Hospitality | New | Waterside Economizer | 0.054115 | 1.2197 | -766607.0159 | 6.8536 | 0 | 16882.3399 | TRC score less than one | Commercial/Industrial | Schools K-12 | New | Night Covers for Display Cases | 0.019209 | 1.1594 | -1989.8155 | 0.015518 | 0.0069353 | 103.3118 | RIM/PCT less than one | Commercial/Industrial | Lodging/Hospitality | Existing | Waterside Economizer | 0.054115 | 1.2197 | -766607.0159 | 6.8536 | 0 | 16882.3399 | TRC/PCT less than one
[11 empty] | Commercial/Industrial | Assembly | New | Refrigerated Display Case Lighting Controls | 0.053565 | 1.3111 | -276.9811 | 0.0031317 | 0.0029264 | 22.7985 | TRC score less than one | Commercial/Industrial | Warehouse | New | Night Covers for Display Cases | 0.019209 | 1.1594 | -1989.8155 | 0.015518 | 0.0069353 | 103.3118 | RIM/PCT less than one | Commercial/Industrial | Lodging/Hospitality | New | Waterside Economizer | 0.054115 | 1.2197 | -766607.0159 | 6.8536 | 0 | 16882.3399 | TRC/PCT less than one
[11 empty] | Commercial/Industrial | College and University | New | Refrigerated Display Case Lighting Controls | 0.053565 | 1.3111 | -276.9811 | 0.0031317 | 0.0029264 | 22.7985 | TRC score less than one | Commercial/Industrial | Schools K-12 | Turnover | Variable Refrigerant Flow (VRF) HVAC Systems | 0.65294 | 1.2993 | -2008.8548 | 0.98433 | 0.9949 | 3234.8334 | RIM/PCT less than one | Commercial/Industrial | Assembly | New | Refrigerated Display Case Lighting Controls | 0.053565 | 1.3111 | -276.9811 | 0.0031317 | 0.0029264 | 22.7985 | TRC/PCT less than one
[11 empty] | Commercial/Industrial | Grocery | New | Refrigerated Display Case Lighting Controls | 0.053565 | 1.3111 | -276.9811 | 0.0031317 | 0.0029264 | 22.7985 | TRC score less than one | Commercial/Industrial | Schools K-12 | New | Variable Refrigerant Flow (VRF) HVAC Systems | 0.65294 | 1.2993 | -2008.8548 | 0.98433 | 0.9949 | 3234.8334 | RIM/PCT less than one | Commercial/Industrial | College and University | New | Refrigerated Display Case Lighting Controls | 0.053565 | 1.3111 | -276.9811 | 0.0031317 | 0.0029264 | 22.7985 | TRC/PCT less than one
[11 empty] | Commercial/Industrial | Healthcare | New | Refrigerated Display Case Lighting Controls | 0.053565 | 1.3111 | -276.9811 | 0.0031317 | 0.0029264 | 22.7985 | TRC score less than one | Commercial/Industrial | College and University | Existing | Hot Water Circulation Pump Control | 0.69019 | 1.5842 | -2010.4007 | 0.8107 | 0.8107 | 6510 | RIM/PCT less than one | Commercial/Industrial | Grocery | New | Refrigerated Display Case Lighting Controls | 0.053565 | 1.3111 | -276.9811 | 0.0031317 | 0.0029264 | 22.7985 | TRC/PCT less than one
[11 empty] | Commercial/Industrial | Hospitals | New | Refrigerated Display Case Lighting Controls | 0.053565 | 1.3111 | -276.9811 | 0.0031317 | 0.0029264 | 22.7985 | TRC score less than one | Commercial/Industrial | College and University | New | Hot Water Circulation Pump Control | 0.69019 | 1.5842 | -2010.4007 | 0.8107 | 0.8107 | 6510 | RIM/PCT less than one | Commercial/Industrial | Healthcare | New | Refrigerated Display Case Lighting Controls | 0.053565 | 1.3111 | -276.9811 | 0.0031317 | 0.0029264 | 22.7985 | TRC/PCT less than one
[11 empty] | Commercial/Industrial | Institutional | New | Refrigerated Display Case Lighting Controls | 0.053565 | 1.3111 | -276.9811 | 0.0031317 | 0.0029264 | 22.7985 | TRC score less than one | Commercial/Industrial | Offices | Turnover | Variable Refrigerant Flow (VRF) HVAC Systems | 0.62819 | 1.2993 | -2290.8397 | 0.94703 | 0.9572 | 3112.2532 | RIM/PCT less than one | Commercial/Industrial | Hospitals | New | Refrigerated Display Case Lighting Controls | 0.053565 | 1.3111 | -276.9811 | 0.0031317 | 0.0029264 | 22.7985 | TRC/PCT less than one
[11 empty] | Commercial/Industrial | Lodging/Hospitality | New | Refrigerated Display Case Lighting Controls | 0.053565 | 1.3111 | -276.9811 | 0.0031317 | 0.0029264 | 22.7985 | TRC score less than one | Commercial/Industrial | Offices | New | Variable Refrigerant Flow (VRF) HVAC Systems | 0.62819 | 1.2993 | -2290.8397 | 0.94703 | 0.9572 | 3112.2532 | RIM/PCT less than one | Commercial/Industrial | Institutional | New | Refrigerated Display Case Lighting Controls | 0.053565 | 1.3111 | -276.9811 | 0.0031317 | 0.0029264 | 22.7985 | TRC/PCT less than one
[11 empty] | Commercial/Industrial | Miscellaneous | New | Refrigerated Display Case Lighting Controls | 0.053565 | 1.3111 | -276.9811 | 0.0031317 | 0.0029264 | 22.7985 | TRC score less than one | Commercial/Industrial | Warehouse | Existing | Dedicated Outdoor Air System on VRF unit | 0.13555 | 1.3001 | -2400.8815 | 0.062019 | 0.062685 | 203.814 | RIM/PCT less than one | Commercial/Industrial | Lodging/Hospitality | New | Refrigerated Display Case Lighting Controls | 0.053565 | 1.3111 | -276.9811 | 0.0031317 | 0.0029264 | 22.7985 | TRC/PCT less than one
[11 empty] | Commercial/Industrial | Offices | New | Refrigerated Display Case Lighting Controls | 0.053565 | 1.3111 | -276.9811 | 0.0031317 | 0.0029264 | 22.7985 | TRC score less than one | Commercial/Industrial | Warehouse | New | Dedicated Outdoor Air System on VRF unit | 0.13555 | 1.3001 | -2400.8815 | 0.062019 | 0.062685 | 203.814 | RIM/PCT less than one | Commercial/Industrial | Miscellaneous | New | Refrigerated Display Case Lighting Controls | 0.053565 | 1.3111 | -276.9811 | 0.0031317 | 0.0029264 | 22.7985 | TRC/PCT less than one
[11 empty] | Commercial/Industrial | Restaurants | New | Refrigerated Display Case Lighting Controls | 0.053565 | 1.3111 | -276.9811 | 0.0031317 | 0.0029264 | 22.7985 | TRC score less than one | Commercial/Industrial | College and University | Existing | Tank Wrap on Water Heater | 0.30508 | 1.3614 | -2796.3562 | 0.26439 | 0.26975 | 2639.4593 | RIM/PCT less than one | Commercial/Industrial | Offices | New | Refrigerated Display Case Lighting Controls | 0.053565 | 1.3111 | -276.9811 | 0.0031317 | 0.0029264 | 22.7985 | TRC/PCT less than one
[11 empty] | Commercial/Industrial | Retail | New | Refrigerated Display Case Lighting Controls | 0.053565 | 1.3111 | -276.9811 | 0.0031317 | 0.0029264 | 22.7985 | TRC score less than one | Commercial/Industrial | College and University | New | Tank Wrap on Water Heater | 0.29186 | 1.3614 | -2883.984 | 0.25292 | 0.25805 | 2524.9431 | RIM/PCT less than one | Commercial/Industrial | Restaurants | New | Refrigerated Display Case Lighting Controls | 0.053565 | 1.3111 | -276.9811 | 0.0031317 | 0.0029264 | 22.7985 | TRC/PCT less than one
[11 empty] | Commercial/Industrial | Schools K-12 | New | Refrigerated Display Case Lighting Controls | 0.053565 | 1.3111 | -276.9811 | 0.0031317 | 0.0029264 | 22.7985 | TRC score less than one | Commercial/Industrial | Assembly | Turnover | Variable Refrigerant Flow (VRF) HVAC Systems | 0.56951 | 1.2993 | -2959.6408 | 0.85857 | 0.86779 | 2821.5222 | RIM/PCT less than one | Commercial/Industrial | Retail | New | Refrigerated Display Case Lighting Controls | 0.053565 | 1.3111 | -276.9811 | 0.0031317 | 0.0029264 | 22.7985 | TRC/PCT less than one
[11 empty] | Commercial/Industrial | Warehouse | New | Refrigerated Display Case Lighting Controls | 0.053565 | 1.3111 | -276.9811 | 0.0031317 | 0.0029264 | 22.7985 | TRC score less than one | Commercial/Industrial | Assembly | New | Variable Refrigerant Flow (VRF) HVAC Systems | 0.56951 | 1.2993 | -2959.6408 | 0.85857 | 0.86779 | 2821.5222 | RIM/PCT less than one | Commercial/Industrial | Schools K-12 | New | Refrigerated Display Case Lighting Controls | 0.053565 | 1.3111 | -276.9811 | 0.0031317 | 0.0029264 | 22.7985 | TRC/PCT less than one
[11 empty] | Commercial/Industrial | Restaurants | Existing | Waterside Economizer | 0.053088 | 1.2197 | -767648.9945 | 6.7234 | 0 | 16561.7397 | TRC score less than one | Commercial/Industrial | Hospitals | Existing | Hot Water Circulation Pump Control | 0.6902 | 1.5842 | -3015.6011 | 1.2161 | 1.2161 | 9765 | RIM/PCT less than one | Commercial/Industrial | Warehouse | New | Refrigerated Display Case Lighting Controls | 0.053565 | 1.3111 | -276.9811 | 0.0031317 | 0.0029264 | 22.7985 | TRC/PCT less than one
[11 empty] | Commercial/Industrial | Restaurants | New | Waterside Economizer | 0.053088 | 1.2197 | -767648.9945 | 6.7234 | 0 | 16561.7397 | TRC score less than one | Commercial/Industrial | Hospitals | New | Hot Water Circulation Pump Control | 0.6902 | 1.5842 | -3015.6011 | 1.2161 | 1.2161 | 9765 | RIM/PCT less than one | Commercial/Industrial | Restaurants | Existing | Waterside Economizer | 0.053088 | 1.2197 | -767648.9945 | 6.7234 | 0 | 16561.7397 | TRC/PCT less than one
[11 empty] | Commercial/Industrial | Assembly | Existing | Infiltration Reduction - Air Sealing | 0.052655 | 0.57702 | -0.66252 | 7.4994e-06 | 2.2269e-05 | 0.033904 | TRC score less than one | Commercial/Industrial | College and University | Turnover | Variable Refrigerant Flow (VRF) HVAC Systems | 0.53449 | 1.3942 | -3232.7264 | 0.66142 | 0.48593 | 3117.4352 | RIM/PCT less than one | Commercial/Industrial | Restaurants | New | Waterside Economizer | 0.053088 | 1.2197 | -767648.9945 | 6.7234 | 0 | 16561.7397 | TRC/PCT less than one
[11 empty] | Commercial/Industrial | Offices | New | Geothermal Heat Pump | 0.052364 | 1.1922 | -131060.5782 | 1.4206 | 1.0911 | 3303.382 | TRC score less than one | Commercial/Industrial | College and University | New | Variable Refrigerant Flow (VRF) HVAC Systems | 0.53449 | 1.3942 | -3232.7264 | 0.66142 | 0.48593 | 3117.4352 | RIM/PCT less than one | Commercial/Industrial | Assembly | Existing | Infiltration Reduction - Air Sealing | 0.052655 | 0.57702 | -0.66252 | 7.4994e-06 | 2.2269e-05 | 0.033904 | TRC/PCT less than one
[11 empty] | Commercial/Industrial | Offices | Turnover | Geothermal Heat Pump | 0.052364 | 1.1922 | -131060.5782 | 1.4206 | 1.0911 | 3303.382 | TRC score less than one | Commercial/Industrial | Retail | Turnover | High Efficiency DX 135k- less than 240k BTU | 0.5076 | 1.1295 | -3282.1826 | 0.98159 | 0 | 2373.7853 | RIM/PCT less than one | Commercial/Industrial | Offices | Turnover | Geothermal Heat Pump | 0.052364 | 1.1922 | -131060.5782 | 1.4206 | 1.0911 | 3303.382 | TRC/PCT less than one
[11 empty] | Commercial/Industrial | Retail | Existing | Destratification Fans | 0.052127 | 0.98882 | -17793.0538 | 0 | 0.25624 | 1265.5698 | TRC score less than one | Commercial/Industrial | Retail | New | High Efficiency DX 135k- less than 240k BTU | 0.5076 | 1.1295 | -3282.1826 | 0.98159 | 0 | 2373.7853 | RIM/PCT less than one | Commercial/Industrial | Offices | New | Geothermal Heat Pump | 0.052364 | 1.1922 | -131060.5782 | 1.4206 | 1.0911 | 3303.382 | TRC/PCT less than one
[11 empty] | Commercial/Industrial | Retail | New | Destratification Fans | 0.052127 | 0.98882 | -17793.0538 | 0 | 0.25624 | 1265.5698 | TRC score less than one | Commercial/Industrial | Grocery | Turnover | Solar Water Heater | 0.65294 | 1.7028 | -3378.8084 | 0.77112 | 0.10826 | 10317.1091 | RIM/PCT less than one | Commercial/Industrial | Retail | Existing | Destratification Fans | 0.052127 | 0.98882 | -17793.0538 | 0 | 0.25624 | 1265.5698 | TRC/PCT less than one
[11 empty] | Commercial/Industrial | Warehouse | Existing | Ceiling Insulation(R30 to R38) | 0.052116 | 1.2544 | -0.92263 | 3.0463e-06 | 5.4353e-06 | 0.026845 | TRC score less than one | Commercial/Industrial | Warehouse | Turnover | Solar Water Heater | 0.65294 | 1.7028 | -3378.8084 | 0.77112 | 0.10826 | 10317.1091 | RIM/PCT less than one | Commercial/Industrial | Retail | New | Destratification Fans | 0.052127 | 0.98882 | -17793.0538 | 0 | 0.25624 | 1265.5698 | TRC/PCT less than one
[11 empty] | Commercial/Industrial | Assembly | New | Infiltration Reduction - Air Sealing | 0.051846 | 0.57702 | -0.66388 | 7.3843e-06 | 2.1927e-05 | 0.033383 | TRC score less than one | Commercial/Industrial | Grocery | New | Solar Water Heater | 0.65294 | 1.7028 | -3378.8084 | 0.77112 | 0.10826 | 10317.1091 | RIM/PCT less than one | Commercial/Industrial | Warehouse | Existing | Ceiling Insulation(R30 to R38) | 0.052116 | 1.2544 | -0.92263 | 3.0463e-06 | 5.4353e-06 | 0.026845 | TRC/PCT less than one
[11 empty] | Commercial/Industrial | Schools K-12 | New | Geothermal Heat Pump | 0.051764 | 1.1922 | -131162.3887 | 1.4043 | 1.0787 | 3265.5803 | TRC score less than one | Commercial/Industrial | Warehouse | New | Solar Water Heater | 0.65294 | 1.7028 | -3378.8084 | 0.77112 | 0.10826 | 10317.1091 | RIM/PCT less than one | Commercial/Industrial | Assembly | New | Infiltration Reduction - Air Sealing | 0.051846 | 0.57702 | -0.66388 | 7.3843e-06 | 2.1927e-05 | 0.033383 | TRC/PCT less than one
[11 empty] | Commercial/Industrial | Schools K-12 | Turnover | Geothermal Heat Pump | 0.051764 | 1.1922 | -131162.3887 | 1.4043 | 1.0787 | 3265.5803 | TRC score less than one | Commercial/Industrial | Offices | Turnover | High Efficiency DX 135k- less than 240k BTU | 0.44981 | 1.1295 | -3995.7584 | 0.86983 | 0 | 2103.517 | RIM/PCT less than one | Commercial/Industrial | Schools K-12 | Turnover | Geothermal Heat Pump | 0.051764 | 1.1922 | -131162.3887 | 1.4043 | 1.0787 | 3265.5803 | TRC/PCT less than one
[11 empty] | Commercial/Industrial | Warehouse | New | Ceiling Insulation(R30 to R38) | 0.051316 | 1.2544 | -0.92381 | 2.9995e-06 | 5.3518e-06 | 0.026433 | TRC score less than one | Commercial/Industrial | Offices | New | High Efficiency DX 135k- less than 240k BTU | 0.44981 | 1.1295 | -3995.7584 | 0.86983 | 0 | 2103.517 | RIM/PCT less than one | Commercial/Industrial | Schools K-12 | New | Geothermal Heat Pump | 0.051764 | 1.1922 | -131162.3887 | 1.4043 | 1.0787 | 3265.5803 | TRC/PCT less than one
[11 empty] | Commercial/Industrial | Warehouse | New | Facility Commissioning | 0.050132 | 1.2069 | -49802.3964 | 0.56723 | 0.056937 | 2639.7968 | TRC score less than one | Commercial/Industrial | College and University | Turnover | High Efficiency DX 135k- less than 240k BTU | 0.44338 | 1.1295 | -4075.0446 | 0.85742 | 0 | 2073.4872 | RIM/PCT less than one | Commercial/Industrial | Warehouse | New | Ceiling Insulation(R30 to R38) | 0.051316 | 1.2544 | -0.92381 | 2.9995e-06 | 5.3518e-06 | 0.026433 | TRC/PCT less than one
[11 empty] | Commercial/Industrial | Healthcare | Existing | Infiltration Reduction - Air Sealing | 0.049894 | 0.57702 | -0.66718 | 7.1062e-06 | 2.1101e-05 | 0.032126 | TRC score less than one | Commercial/Industrial | College and University | New | High Efficiency DX 135k- less than 240k BTU | 0.44338 | 1.1295 | -4075.0446 | 0.85742 | 0 | 2073.4872 | RIM/PCT less than one | Commercial/Industrial | Warehouse | New | Facility Commissioning | 0.050132 | 1.2069 | -49802.3964 | 0.56723 | 0.056937 | 2639.7968 | TRC/PCT less than one
[11 empty] | Commercial/Industrial | Healthcare | Existing | Destratification Fans | 0.049666 | 0.98899 | -17874.0372 | 0 | 0.2441 | 1205.6288 | TRC score less than one | Commercial/Industrial | Schools K-12 | Turnover | High Efficiency DX 135k- less than 240k BTU | 0.44125 | 1.1295 | -4101.4734 | 0.85328 | 0 | 2063.4773 | RIM/PCT less than one | Commercial/Industrial | Healthcare | Existing | Infiltration Reduction - Air Sealing | 0.049894 | 0.57702 | -0.66718 | 7.1062e-06 | 2.1101e-05 | 0.032126 | TRC/PCT less than one
[11 empty] | Commercial/Industrial | Healthcare | New | Destratification Fans | 0.049666 | 0.98899 | -17874.0372 | 0 | 0.2441 | 1205.6288 | TRC score less than one | Commercial/Industrial | Schools K-12 | New | High Efficiency DX 135k- less than 240k BTU | 0.44125 | 1.1295 | -4101.4734 | 0.85328 | 0 | 2063.4773 | RIM/PCT less than one | Commercial/Industrial | Healthcare | Existing | Destratification Fans | 0.049666 | 0.98899 | -17874.0372 | 0 | 0.2441 | 1205.6288 | TRC/PCT less than one
[11 empty] | Commercial/Industrial | College and University | Existing | Water Cooled Refrigeration Heat Recovery | 0.049498 | 1.5172 | -128878.7133 | 0 | 0.48778 | 4491.4422 | TRC score less than one | Commercial/Industrial | Hospitals | Existing | Tank Wrap on Water Heater | 0.30508 | 1.3614 | -4194.5343 | 0.39659 | 0.40463 | 3959.189 | RIM/PCT less than one | Commercial/Industrial | Healthcare | New | Destratification Fans | 0.049666 | 0.98899 | -17874.0372 | 0 | 0.2441 | 1205.6288 | TRC/PCT less than one
[11 empty] | Commercial/Industrial | College and University | New | Water Cooled Refrigeration Heat Recovery | 0.049498 | 1.5172 | -128878.7133 | 0 | 0.48778 | 4491.4422 | TRC score less than one | Commercial/Industrial | Hospitals | New | Tank Wrap on Water Heater | 0.29186 | 1.3614 | -4325.976 | 0.37938 | 0.38708 | 3787.4147 | RIM/PCT less than one | Commercial/Industrial | College and University | Existing | Water Cooled Refrigeration Heat Recovery | 0.049498 | 1.5172 | -128878.7133 | 0 | 0.48778 | 4491.4422 | TRC/PCT less than one
[11 empty] | Commercial/Industrial | Schools K-12 | Existing | Water Cooled Refrigeration Heat Recovery | 0.049498 | 1.5172 | -88361.6437 | 0 | 0.33443 | 3079.4163 | TRC score less than one | Commercial/Industrial | Assembly | Turnover | High Efficiency DX 135k- less than 240k BTU | 0.39966 | 1.1295 | -4614.9459 | 0.77286 | 0 | 1868.9985 | RIM/PCT less than one | Commercial/Industrial | College and University | New | Water Cooled Refrigeration Heat Recovery | 0.049498 | 1.5172 | -128878.7133 | 0 | 0.48778 | 4491.4422 | TRC/PCT less than one
[11 empty] | Commercial/Industrial | Schools K-12 | New | Water Cooled Refrigeration Heat Recovery | 0.049498 | 1.5172 | -88361.6437 | 0 | 0.33443 | 3079.4163 | TRC score less than one | Commercial/Industrial | Assembly | New | High Efficiency DX 135k- less than 240k BTU | 0.39966 | 1.1295 | -4614.9459 | 0.77286 | 0 | 1868.9985 | RIM/PCT less than one | Commercial/Industrial | Schools K-12 | Existing | Water Cooled Refrigeration Heat Recovery | 0.049498 | 1.5172 | -88361.6437 | 0 | 0.33443 | 3079.4163 | TRC/PCT less than one
[11 empty] | Commercial/Industrial | Healthcare | New | Infiltration Reduction - Air Sealing | 0.049128 | 0.57702 | -0.66847 | 6.9971e-06 | 2.0778e-05 | 0.031633 | TRC score less than one | Commercial/Industrial | Assembly | Turnover | Energy Star Fryer | 0.16676 | 1.3666 | -4880.6311 | 0.14651 | 0.045305 | 903.8223 | RIM/PCT less than one | Commercial/Industrial | Schools K-12 | New | Water Cooled Refrigeration Heat Recovery | 0.049498 | 1.5172 | -88361.6437 | 0 | 0.33443 | 3079.4163 | TRC/PCT less than one
[11 empty] | Commercial/Industrial | Warehouse | Existing | Infiltration Reduction - Air Sealing | 0.04793 | 0.57702 | -0.67049 | 6.8266e-06 | 2.0271e-05 | 0.030862 | TRC score less than one | Commercial/Industrial | College and University | Turnover | Energy Star Fryer | 0.16676 | 1.3666 | -4880.6311 | 0.14651 | 0.045305 | 903.8223 | RIM/PCT less than one | Commercial/Industrial | Healthcare | New | Infiltration Reduction - Air Sealing | 0.049128 | 0.57702 | -0.66847 | 6.9971e-06 | 2.0778e-05 | 0.031633 | TRC/PCT less than one
[11 empty] | Commercial/Industrial | Warehouse | New | Infiltration Reduction - Air Sealing | 0.047195 | 0.57702 | -0.67174 | 6.7218e-06 | 1.996e-05 | 0.030388 | TRC score less than one | Commercial/Industrial | Grocery | Turnover | Energy Star Fryer | 0.16676 | 1.3666 | -4880.6311 | 0.14651 | 0.045305 | 903.8223 | RIM/PCT less than one | Commercial/Industrial | Warehouse | Existing | Infiltration Reduction - Air Sealing | 0.04793 | 0.57702 | -0.67049 | 6.8266e-06 | 2.0271e-05 | 0.030862 | TRC/PCT less than one
[11 empty] | Commercial/Industrial | Assembly | Existing | Duct Insulation | 0.046718 | 0.94572 | -49518.4292 | 0.26713 | 0.57411 | 983.3201 | TRC score less than one | Commercial/Industrial | Healthcare | Turnover | Energy Star Fryer | 0.16676 | 1.3666 | -4880.6311 | 0.14651 | 0.045305 | 903.8223 | RIM/PCT less than one | Commercial/Industrial | Warehouse | New | Infiltration Reduction - Air Sealing | 0.047195 | 0.57702 | -0.67174 | 6.7218e-06 | 1.996e-05 | 0.030388 | TRC/PCT less than one
[11 empty] | Commercial/Industrial | Assembly | New | Duct Insulation | 0.046718 | 0.94572 | -49518.4292 | 0.26713 | 0.57411 | 983.3201 | TRC score less than one | Commercial/Industrial | Hospitals | Turnover | Energy Star Fryer | 0.16676 | 1.3666 | -4880.6311 | 0.14651 | 0.045305 | 903.8223 | RIM/PCT less than one | Commercial/Industrial | Assembly | Existing | Duct Insulation | 0.046718 | 0.94572 | -49518.4292 | 0.26713 | 0.57411 | 983.3201 | TRC/PCT less than one
[11 empty] | Commercial/Industrial | Assembly | New | Geothermal Heat Pump | 0.046651 | 1.1922 | -132031.5888 | 1.2656 | 0.97205 | 2942.8501 | TRC score less than one | Commercial/Industrial | Institutional | Turnover | Energy Star Fryer | 0.16676 | 1.3666 | -4880.6311 | 0.14651 | 0.045305 | 903.8223 | RIM/PCT less than one | Commercial/Industrial | Assembly | New | Duct Insulation | 0.046718 | 0.94572 | -49518.4292 | 0.26713 | 0.57411 | 983.3201 | TRC/PCT less than one
[11 empty] | Commercial/Industrial | Assembly | Turnover | Geothermal Heat Pump | 0.046651 | 1.1922 | -132031.5888 | 1.2656 | 0.97205 | 2942.8501 | TRC score less than one | Commercial/Industrial | Lodging/Hospitality | Turnover | Energy Star Fryer | 0.16676 | 1.3666 | -4880.6311 | 0.14651 | 0.045305 | 903.8223 | RIM/PCT less than one | Commercial/Industrial | Assembly | Turnover | Geothermal Heat Pump | 0.046651 | 1.1922 | -132031.5888 | 1.2656 | 0.97205 | 2942.8501 | TRC/PCT less than one
[11 empty] | Commercial/Industrial | Miscellaneous | Existing | Cool Roof | 0.045958 | 1.3159 | -4.2607 | 2.2991e-05 | 0 | 0.17819 | TRC score less than one | Commercial/Industrial | Miscellaneous | Turnover | Energy Star Fryer | 0.16676 | 1.3666 | -4880.6311 | 0.14651 | 0.045305 | 903.8223 | RIM/PCT less than one | Commercial/Industrial | Assembly | New | Geothermal Heat Pump | 0.046651 | 1.1922 | -132031.5888 | 1.2656 | 0.97205 | 2942.8501 | TRC/PCT less than one
[11 empty] | Commercial/Industrial | Warehouse | Existing | Cool Roof | 0.045958 | 1.3159 | -4.2607 | 2.2991e-05 | 0 | 0.17819 | TRC score less than one | Commercial/Industrial | Offices | Turnover | Energy Star Fryer | 0.16676 | 1.3666 | -4880.6311 | 0.14651 | 0.045305 | 903.8223 | RIM/PCT less than one | Commercial/Industrial | Miscellaneous | Existing | Cool Roof | 0.045958 | 1.3159 | -4.2607 | 2.2991e-05 | 0 | 0.17819 | TRC/PCT less than one
[11 empty] | Commercial/Industrial | Miscellaneous | New | Cool Roof | 0.045845 | 1.3159 | -4.2615 | 2.2935e-05 | 0 | 0.17775 | TRC score less than one | Commercial/Industrial | Restaurants | Turnover | Energy Star Fryer | 0.16676 | 1.3666 | -4880.6311 | 0.14651 | 0.045305 | 903.8223 | RIM/PCT less than one | Commercial/Industrial | Warehouse | Existing | Cool Roof | 0.045958 | 1.3159 | -4.2607 | 2.2991e-05 | 0 | 0.17819 | TRC/PCT less than one
[11 empty] | Commercial/Industrial | Warehouse | New | Cool Roof | 0.045845 | 1.3159 | -4.2615 | 2.2935e-05 | 0 | 0.17775 | TRC score less than one | Commercial/Industrial | Retail | Turnover | Energy Star Fryer | 0.16676 | 1.3666 | -4880.6311 | 0.14651 | 0.045305 | 903.8223 | RIM/PCT less than one | Commercial/Industrial | Miscellaneous | New | Cool Roof | 0.045845 | 1.3159 | -4.2615 | 2.2935e-05 | 0 | 0.17775 | TRC/PCT less than one
[11 empty] | Commercial/Industrial | Restaurants | Existing | Destratification Fans | 0.043559 | 0.98881 | -18074.0684 | 0 | 0.21413 | 1057.5728 | TRC score less than one | Commercial/Industrial | Schools K-12 | Turnover | Energy Star Fryer | 0.16676 | 1.3666 | -4880.6311 | 0.14651 | 0.045305 | 903.8223 | RIM/PCT less than one | Commercial/Industrial | Warehouse | New | Cool Roof | 0.045845 | 1.3159 | -4.2615 | 2.2935e-05 | 0 | 0.17775 | TRC/PCT less than one
[11 empty] | Commercial/Industrial | Restaurants | New | Destratification Fans | 0.043559 | 0.98881 | -18074.0684 | 0 | 0.21413 | 1057.5728 | TRC score less than one | Commercial/Industrial | Warehouse | Turnover | Energy Star Fryer | 0.16676 | 1.3666 | -4880.6311 | 0.14651 | 0.045305 | 903.8223 | RIM/PCT less than one | Commercial/Industrial | Restaurants | Existing | Destratification Fans | 0.043559 | 0.98881 | -18074.0684 | 0 | 0.21413 | 1057.5728 | TRC/PCT less than one
[11 empty] | Commercial/Industrial | Retail | Existing | Waterside Economizer | 0.041608 | 1.2197 | -779288.6579 | 5.2695 | 0 | 12980.4003 | TRC score less than one | Commercial/Industrial | Assembly | New | Energy Star Fryer | 0.16676 | 1.3666 | -4880.6311 | 0.14651 | 0.045305 | 903.8223 | RIM/PCT less than one | Commercial/Industrial | Restaurants | New | Destratification Fans | 0.043559 | 0.98881 | -18074.0684 | 0 | 0.21413 | 1057.5728 | TRC/PCT less than one
[11 empty] | Commercial/Industrial | Retail | New | Waterside Economizer | 0.041608 | 1.2197 | -779288.6579 | 5.2695 | 0 | 12980.4003 | TRC score less than one | Commercial/Industrial | College and University | New | Energy Star Fryer | 0.16676 | 1.3666 | -4880.6311 | 0.14651 | 0.045305 | 903.8223 | RIM/PCT less than one | Commercial/Industrial | Retail | Existing | Waterside Economizer | 0.041608 | 1.2197 | -779288.6579 | 5.2695 | 0 | 12980.4003 | TRC/PCT less than one
[11 empty] | Commercial/Industrial | Schools K-12 | Existing | Warehouse Loading Dock Seals | 0.040392 | 1.1566 | -0.76863 | 2.533e-06 | 4.5194e-06 | 0.022321 | TRC score less than one | Commercial/Industrial | Grocery | New | Energy Star Fryer | 0.16676 | 1.3666 | -4880.6311 | 0.14651 | 0.045305 | 903.8223 | RIM/PCT less than one | Commercial/Industrial | Retail | New | Waterside Economizer | 0.041608 | 1.2197 | -779288.6579 | 5.2695 | 0 | 12980.4003 | TRC/PCT less than one
[11 empty] | Commercial/Industrial | Schools K-12 | New | Warehouse Loading Dock Seals | 0.039772 | 1.1566 | -0.76941 | 2.4941e-06 | 4.45e-06 | 0.021979 | TRC score less than one | Commercial/Industrial | Healthcare | New | Energy Star Fryer | 0.16676 | 1.3666 | -4880.6311 | 0.14651 | 0.045305 | 903.8223 | RIM/PCT less than one | Commercial/Industrial | Schools K-12 | Existing | Warehouse Loading Dock Seals | 0.040392 | 1.1566 | -0.76863 | 2.533e-06 | 4.5194e-06 | 0.022321 | TRC/PCT less than one
[11 empty] | Commercial/Industrial | Offices | Existing | Waterside Economizer | 0.03687 | 1.2197 | -784091.9251 | 4.6696 | 0 | 11502.5114 | TRC score less than one | Commercial/Industrial | Hospitals | New | Energy Star Fryer | 0.16676 | 1.3666 | -4880.6311 | 0.14651 | 0.045305 | 903.8223 | RIM/PCT less than one | Commercial/Industrial | Schools K-12 | New | Warehouse Loading Dock Seals | 0.039772 | 1.1566 | -0.76941 | 2.4941e-06 | 4.45e-06 | 0.021979 | TRC/PCT less than one
[11 empty] | Commercial/Industrial | Offices | New | Waterside Economizer | 0.03687 | 1.2197 | -784091.9251 | 4.6696 | 0 | 11502.5114 | TRC score less than one | Commercial/Industrial | Institutional | New | Energy Star Fryer | 0.16676 | 1.3666 | -4880.6311 | 0.14651 | 0.045305 | 903.8223 | RIM/PCT less than one | Commercial/Industrial | Offices | Existing | Waterside Economizer | 0.03687 | 1.2197 | -784091.9251 | 4.6696 | 0 | 11502.5114 | TRC/PCT less than one
[11 empty] | Commercial/Industrial | College and University | Existing | Waterside Economizer | 0.036344 | 1.2197 | -784625.6215 | 4.6029 | 0 | 11338.3015 | TRC score less than one | Commercial/Industrial | Lodging/Hospitality | New | Energy Star Fryer | 0.16676 | 1.3666 | -4880.6311 | 0.14651 | 0.045305 | 903.8223 | RIM/PCT less than one | Commercial/Industrial | Offices | New | Waterside Economizer | 0.03687 | 1.2197 | -784091.9251 | 4.6696 | 0 | 11502.5114 | TRC/PCT less than one
[11 empty] | Commercial/Industrial | College and University | New | Waterside Economizer | 0.036344 | 1.2197 | -784625.6215 | 4.6029 | 0 | 11338.3015 | TRC score less than one | Commercial/Industrial | Miscellaneous | New | Energy Star Fryer | 0.16676 | 1.3666 | -4880.6311 | 0.14651 | 0.045305 | 903.8223 | RIM/PCT less than one | Commercial/Industrial | College and University | Existing | Waterside Economizer | 0.036344 | 1.2197 | -784625.6215 | 4.6029 | 0 | 11338.3015 | TRC/PCT less than one
[11 empty] | Commercial/Industrial | Schools K-12 | Existing | Waterside Economizer | 0.036169 | 1.2197 | -784803.5203 | 4.5807 | 0 | 11283.5649 | TRC score less than one | Commercial/Industrial | Offices | New | Energy Star Fryer | 0.16676 | 1.3666 | -4880.6311 | 0.14651 | 0.045305 | 903.8223 | RIM/PCT less than one | Commercial/Industrial | College and University | New | Waterside Economizer | 0.036344 | 1.2197 | -784625.6215 | 4.6029 | 0 | 11338.3015 | TRC/PCT less than one
[11 empty] | Commercial/Industrial | Schools K-12 | New | Waterside Economizer | 0.036169 | 1.2197 | -784803.5203 | 4.5807 | 0 | 11283.5649 | TRC score less than one | Commercial/Industrial | Restaurants | New | Energy Star Fryer | 0.16676 | 1.3666 | -4880.6311 | 0.14651 | 0.045305 | 903.8223 | RIM/PCT less than one | Commercial/Industrial | Schools K-12 | Existing | Waterside Economizer | 0.036169 | 1.2197 | -784803.5203 | 4.5807 | 0 | 11283.5649 | TRC/PCT less than one
[11 empty] | Commercial/Industrial | College and University | New | Geothermal Heat Pump | 0.035813 | 1.4692 | -133829.9641 | 0.57368 | 0.53685 | 3263.0656 | TRC score less than one | Commercial/Industrial | Retail | New | Energy Star Fryer | 0.16676 | 1.3666 | -4880.6311 | 0.14651 | 0.045305 | 903.8223 | RIM/PCT less than one | Commercial/Industrial | Schools K-12 | New | Waterside Economizer | 0.036169 | 1.2197 | -784803.5203 | 4.5807 | 0 | 11283.5649 | TRC/PCT less than one
[11 empty] | Commercial/Industrial | College and University | Turnover | Geothermal Heat Pump | 0.035813 | 1.4692 | -133829.9641 | 0.57368 | 0.53685 | 3263.0656 | TRC score less than one | Commercial/Industrial | Schools K-12 | New | Energy Star Fryer | 0.16676 | 1.3666 | -4880.6311 | 0.14651 | 0.045305 | 903.8223 | RIM/PCT less than one | Commercial/Industrial | College and University | Turnover | Geothermal Heat Pump | 0.035813 | 1.4692 | -133829.9641 | 0.57368 | 0.53685 | 3263.0656 | TRC/PCT less than one
[11 empty] | Commercial/Industrial | Warehouse | Existing | Energy Recovery Ventilation System (ERV) | 0.035717 | 0.96323 | -264821.6662 | 2.9497 | 2.515 | 1639.1488 | TRC score less than one | Commercial/Industrial | Warehouse | New | Energy Star Fryer | 0.16676 | 1.3666 | -4880.6311 | 0.14651 | 0.045305 | 903.8223 | RIM/PCT less than one | Commercial/Industrial | College and University | New | Geothermal Heat Pump | 0.035813 | 1.4692 | -133829.9641 | 0.57368 | 0.53685 | 3263.0656 | TRC/PCT less than one
[11 empty] | Commercial/Industrial | Warehouse | New | Energy Recovery Ventilation System (ERV) | 0.035717 | 0.96323 | -264821.6662 | 2.9497 | 2.515 | 1639.1488 | TRC score less than one | Commercial/Industrial | Assembly | Existing | Facility Energy Management System | 0.69121 | 1.3494 | -4902.0166 | 3.8562 | 0.3316 | 18398.4231 | RIM/PCT less than one | Commercial/Industrial | Warehouse | Existing | Energy Recovery Ventilation System (ERV) | 0.035717 | 0.96323 | -264821.6662 | 2.9497 | 2.515 | 1639.1488 | TRC/PCT less than one
[11 empty] | Commercial/Industrial | College and University | Existing | Floor Insulation | 0.034205 | 0.89781 | -3.7747 | 2.8824e-05 | 1.6978e-05 | 0.069693 | TRC score less than one | Commercial/Industrial | Assembly | New | Facility Energy Management System | 0.69121 | 1.3494 | -4902.0166 | 3.8562 | 0.3316 | 18398.4231 | RIM/PCT less than one | Commercial/Industrial | Warehouse | New | Energy Recovery Ventilation System (ERV) | 0.035717 | 0.96323 | -264821.6662 | 2.9497 | 2.515 | 1639.1488 | TRC/PCT less than one
[11 empty] | Commercial/Industrial | Hospitals | Existing | Floor Insulation | 0.034205 | 0.89781 | -3.7747 | 2.8824e-05 | 1.6978e-05 | 0.069693 | TRC score less than one | Commercial/Industrial | Assembly | Turnover | Induction Cooktops | 0.26431 | 1.2274 | -4998.4471 | 0.4257 | 0.17529 | 1974.24 | RIM/PCT less than one | Commercial/Industrial | College and University | Existing | Floor Insulation | 0.034205 | 0.89781 | -3.7747 | 2.8824e-05 | 1.6978e-05 | 0.069693 | TRC/PCT less than one
[11 empty] | Commercial/Industrial | Lodging/Hospitality | Existing | Floor Insulation | 0.034205 | 0.89781 | -3.7747 | 2.8824e-05 | 1.6978e-05 | 0.069693 | TRC score less than one | Commercial/Industrial | College and University | Turnover | Induction Cooktops | 0.26431 | 1.2274 | -4998.4471 | 0.4257 | 0.17529 | 1974.24 | RIM/PCT less than one | Commercial/Industrial | Hospitals | Existing | Floor Insulation | 0.034205 | 0.89781 | -3.7747 | 2.8824e-05 | 1.6978e-05 | 0.069693 | TRC/PCT less than one
[11 empty] | Commercial/Industrial | College and University | New | Floor Insulation | 0.03368 | 0.89781 | -3.7782 | 2.8381e-05 | 1.6718e-05 | 0.068623 | TRC score less than one | Commercial/Industrial | Grocery | Turnover | Induction Cooktops | 0.26431 | 1.2274 | -4998.4471 | 0.4257 | 0.17529 | 1974.24 | RIM/PCT less than one | Commercial/Industrial | Lodging/Hospitality | Existing | Floor Insulation | 0.034205 | 0.89781 | -3.7747 | 2.8824e-05 | 1.6978e-05 | 0.069693 | TRC/PCT less than one
[11 empty] | Commercial/Industrial | Hospitals | New | Floor Insulation | 0.03368 | 0.89781 | -3.7782 | 2.8381e-05 | 1.6718e-05 | 0.068623 | TRC score less than one | Commercial/Industrial | Healthcare | Turnover | Induction Cooktops | 0.26431 | 1.2274 | -4998.4471 | 0.4257 | 0.17529 | 1974.24 | RIM/PCT less than one | Commercial/Industrial | College and University | New | Floor Insulation | 0.03368 | 0.89781 | -3.7782 | 2.8381e-05 | 1.6718e-05 | 0.068623 | TRC/PCT less than one
[11 empty] | Commercial/Industrial | Lodging/Hospitality | New | Floor Insulation | 0.03368 | 0.89781 | -3.7782 | 2.8381e-05 | 1.6718e-05 | 0.068623 | TRC score less than one | Commercial/Industrial | Hospitals | Turnover | Induction Cooktops | 0.26431 | 1.2274 | -4998.4471 | 0.4257 | 0.17529 | 1974.24 | RIM/PCT less than one | Commercial/Industrial | Hospitals | New | Floor Insulation | 0.03368 | 0.89781 | -3.7782 | 2.8381e-05 | 1.6718e-05 | 0.068623 | TRC/PCT less than one
[11 empty] | Commercial/Industrial | Grocery | Existing | Floor Insulation | 0.033258 | 0.79779 | -3.7603 | 1.4222e-05 | 3.2526e-05 | 0.069693 | TRC score less than one | Commercial/Industrial | Institutional | Turnover | Induction Cooktops | 0.26431 | 1.2274 | -4998.4471 | 0.4257 | 0.17529 | 1974.24 | RIM/PCT less than one | Commercial/Industrial | Lodging/Hospitality | New | Floor Insulation | 0.03368 | 0.89781 | -3.7782 | 2.8381e-05 | 1.6718e-05 | 0.068623 | TRC/PCT less than one
[11 empty] | Commercial/Industrial | Restaurants | Existing | Floor Insulation | 0.033258 | 0.79779 | -3.7603 | 1.4222e-05 | 3.2526e-05 | 0.069693 | TRC score less than one | Commercial/Industrial | Lodging/Hospitality | Turnover | Induction Cooktops | 0.26431 | 1.2274 | -4998.4471 | 0.4257 | 0.17529 | 1974.24 | RIM/PCT less than one | Commercial/Industrial | Grocery | Existing | Floor Insulation | 0.033258 | 0.79779 | -3.7603 | 1.4222e-05 | 3.2526e-05 | 0.069693 | TRC/PCT less than one
[11 empty] | Commercial/Industrial | Retail | Existing | Floor Insulation | 0.033258 | 0.79779 | -3.7603 | 1.4222e-05 | 3.2526e-05 | 0.069693 | TRC score less than one | Commercial/Industrial | Miscellaneous | Turnover | Induction Cooktops | 0.26431 | 1.2274 | -4998.4471 | 0.4257 | 0.17529 | 1974.24 | RIM/PCT less than one | Commercial/Industrial | Restaurants | Existing | Floor Insulation | 0.033258 | 0.79779 | -3.7603 | 1.4222e-05 | 3.2526e-05 | 0.069693 | TRC/PCT less than one
[11 empty] | Commercial/Industrial | Assembly | Existing | Waterside Economizer | 0.03276 | 1.2197 | -788259.8395 | 4.149 | 0 | 10220.1104 | TRC score less than one | Commercial/Industrial | Offices | Turnover | Induction Cooktops | 0.26431 | 1.2274 | -4998.4471 | 0.4257 | 0.17529 | 1974.24 | RIM/PCT less than one | Commercial/Industrial | Retail | Existing | Floor Insulation | 0.033258 | 0.79779 | -3.7603 | 1.4222e-05 | 3.2526e-05 | 0.069693 | TRC/PCT less than one
[11 empty] | Commercial/Industrial | Assembly | New | Waterside Economizer | 0.03276 | 1.2197 | -788259.8395 | 4.149 | 0 | 10220.1104 | TRC score less than one | Commercial/Industrial | Restaurants | Turnover | Induction Cooktops | 0.26431 | 1.2274 | -4998.4471 | 0.4257 | 0.17529 | 1974.24 | RIM/PCT less than one | Commercial/Industrial | Assembly | Existing | Waterside Economizer | 0.03276 | 1.2197 | -788259.8395 | 4.149 | 0 | 10220.1104 | TRC/PCT less than one
[11 empty] | Commercial/Industrial | Grocery | New | Floor Insulation | 0.032748 | 0.79779 | -3.7641 | 1.4004e-05 | 3.2027e-05 | 0.068623 | TRC score less than one | Commercial/Industrial | Retail | Turnover | Induction Cooktops | 0.26431 | 1.2274 | -4998.4471 | 0.4257 | 0.17529 | 1974.24 | RIM/PCT less than one | Commercial/Industrial | Assembly | New | Waterside Economizer | 0.03276 | 1.2197 | -788259.8395 | 4.149 | 0 | 10220.1104 | TRC/PCT less than one
[11 empty] | Commercial/Industrial | Restaurants | New | Floor Insulation | 0.032748 | 0.79779 | -3.7641 | 1.4004e-05 | 3.2027e-05 | 0.068623 | TRC score less than one | Commercial/Industrial | Schools K-12 | Turnover | Induction Cooktops | 0.26431 | 1.2274 | -4998.4471 | 0.4257 | 0.17529 | 1974.24 | RIM/PCT less than one | Commercial/Industrial | Grocery | New | Floor Insulation | 0.032748 | 0.79779 | -3.7641 | 1.4004e-05 | 3.2027e-05 | 0.068623 | TRC/PCT less than one
[11 empty] | Commercial/Industrial | Retail | New | Floor Insulation | 0.032748 | 0.79779 | -3.7641 | 1.4004e-05 | 3.2027e-05 | 0.068623 | TRC score less than one | Commercial/Industrial | Warehouse | Turnover | Induction Cooktops | 0.26431 | 1.2274 | -4998.4471 | 0.4257 | 0.17529 | 1974.24 | RIM/PCT less than one | Commercial/Industrial | Restaurants | New | Floor Insulation | 0.032748 | 0.79779 | -3.7641 | 1.4004e-05 | 3.2027e-05 | 0.068623 | TRC/PCT less than one
[11 empty] | Commercial/Industrial | Miscellaneous | Existing | Infiltration Reduction - Air Sealing | 0.032186 | 0.57702 | -0.69708 | 4.5842e-06 | 1.3612e-05 | 0.020724 | TRC score less than one | Commercial/Industrial | Assembly | New | Induction Cooktops | 0.26431 | 1.2274 | -4998.4471 | 0.4257 | 0.17529 | 1974.24 | RIM/PCT less than one | Commercial/Industrial | Retail | New | Floor Insulation | 0.032748 | 0.79779 | -3.7641 | 1.4004e-05 | 3.2027e-05 | 0.068623 | TRC/PCT less than one
[11 empty] | Commercial/Industrial | Miscellaneous | New | Infiltration Reduction - Air Sealing | 0.031692 | 0.57702 | -0.69792 | 4.5138e-06 | 1.3404e-05 | 0.020406 | TRC score less than one | Commercial/Industrial | College and University | New | Induction Cooktops | 0.26431 | 1.2274 | -4998.4471 | 0.4257 | 0.17529 | 1974.24 | RIM/PCT less than one | Commercial/Industrial | Miscellaneous | Existing | Infiltration Reduction - Air Sealing | 0.032186 | 0.57702 | -0.69708 | 4.5842e-06 | 1.3612e-05 | 0.020724 | TRC/PCT less than one
[11 empty] | Commercial/Industrial | Assembly | Existing | Water Cooled Refrigeration Heat Recovery | 0.031529 | 1.7464 | -33635.9109 | 0 | 0.050273 | 752.0072 | TRC score less than one | Commercial/Industrial | Grocery | New | Induction Cooktops | 0.26431 | 1.2274 | -4998.4471 | 0.4257 | 0.17529 | 1974.24 | RIM/PCT less than one | Commercial/Industrial | Miscellaneous | New | Infiltration Reduction - Air Sealing | 0.031692 | 0.57702 | -0.69792 | 4.5138e-06 | 1.3404e-05 | 0.020406 | TRC/PCT less than one
[11 empty] | Commercial/Industrial | Assembly | New | Water Cooled Refrigeration Heat Recovery | 0.031529 | 1.7464 | -33635.9109 | 0 | 0.050273 | 752.0072 | TRC score less than one | Commercial/Industrial | Healthcare | New | Induction Cooktops | 0.26431 | 1.2274 | -4998.4471 | 0.4257 | 0.17529 | 1974.24 | RIM/PCT less than one | Commercial/Industrial | Assembly | Existing | Water Cooled Refrigeration Heat Recovery | 0.031529 | 1.7464 | -33635.9109 | 0 | 0.050273 | 752.0072 | TRC/PCT less than one
[11 empty] | Commercial/Industrial | Schools K-12 | New | Instantaneous Hot Water System | 0.031171 | 1.6765 | -8191.256 | 0.016253 | 0.018728 | 146.7123 | TRC score less than one | Commercial/Industrial | Hospitals | New | Induction Cooktops | 0.26431 | 1.2274 | -4998.4471 | 0.4257 | 0.17529 | 1974.24 | RIM/PCT less than one | Commercial/Industrial | Assembly | New | Water Cooled Refrigeration Heat Recovery | 0.031529 | 1.7464 | -33635.9109 | 0 | 0.050273 | 752.0072 | TRC/PCT less than one
[11 empty] | Commercial/Industrial | Schools K-12 | Turnover | Instantaneous Hot Water System | 0.031171 | 1.6765 | -8191.256 | 0.016253 | 0.018728 | 146.7123 | TRC score less than one | Commercial/Industrial | Institutional | New | Induction Cooktops | 0.26431 | 1.2274 | -4998.4471 | 0.4257 | 0.17529 | 1974.24 | RIM/PCT less than one | Commercial/Industrial | Schools K-12 | Turnover | Instantaneous Hot Water System | 0.031171 | 1.6765 | -8191.256 | 0.016253 | 0.018728 | 146.7123 | TRC/PCT less than one
[11 empty] | Commercial/Industrial | Assembly | Existing | Floor Insulation | 0.031142 | 0.76642 | -3.7646 | 1.3946e-06 | 3.1437e-05 | 0.069693 | TRC score less than one | Commercial/Industrial | Lodging/Hospitality | New | Induction Cooktops | 0.26431 | 1.2274 | -4998.4471 | 0.4257 | 0.17529 | 1974.24 | RIM/PCT less than one | Commercial/Industrial | Schools K-12 | New | Instantaneous Hot Water System | 0.031171 | 1.6765 | -8191.256 | 0.016253 | 0.018728 | 146.7123 | TRC/PCT less than one
[11 empty] | Commercial/Industrial | Healthcare | Existing | Floor Insulation | 0.031142 | 0.76642 | -3.7646 | 1.3946e-06 | 3.1437e-05 | 0.069693 | TRC score less than one | Commercial/Industrial | Miscellaneous | New | Induction Cooktops | 0.26431 | 1.2274 | -4998.4471 | 0.4257 | 0.17529 | 1974.24 | RIM/PCT less than one | Commercial/Industrial | Assembly | Existing | Floor Insulation | 0.031142 | 0.76642 | -3.7646 | 1.3946e-06 | 3.1437e-05 | 0.069693 | TRC/PCT less than one
[11 empty] | Commercial/Industrial | Institutional | Existing | Floor Insulation | 0.031142 | 0.76642 | -3.7646 | 1.3946e-06 | 3.1437e-05 | 0.069693 | TRC score less than one | Commercial/Industrial | Offices | New | Induction Cooktops | 0.26431 | 1.2274 | -4998.4471 | 0.4257 | 0.17529 | 1974.24 | RIM/PCT less than one | Commercial/Industrial | Healthcare | Existing | Floor Insulation | 0.031142 | 0.76642 | -3.7646 | 1.3946e-06 | 3.1437e-05 | 0.069693 | TRC/PCT less than one
[11 empty] | Commercial/Industrial | Miscellaneous | Existing | Floor Insulation | 0.031142 | 0.76642 | -3.7646 | 1.3946e-06 | 3.1437e-05 | 0.069693 | TRC score less than one | Commercial/Industrial | Restaurants | New | Induction Cooktops | 0.26431 | 1.2274 | -4998.4471 | 0.4257 | 0.17529 | 1974.24 | RIM/PCT less than one | Commercial/Industrial | Institutional | Existing | Floor Insulation | 0.031142 | 0.76642 | -3.7646 | 1.3946e-06 | 3.1437e-05 | 0.069693 | TRC/PCT less than one
[11 empty] | Commercial/Industrial | Offices | Existing | Floor Insulation | 0.031142 | 0.76642 | -3.7646 | 1.3946e-06 | 3.1437e-05 | 0.069693 | TRC score less than one | Commercial/Industrial | Retail | New | Induction Cooktops | 0.26431 | 1.2274 | -4998.4471 | 0.4257 | 0.17529 | 1974.24 | RIM/PCT less than one | Commercial/Industrial | Miscellaneous | Existing | Floor Insulation | 0.031142 | 0.76642 | -3.7646 | 1.3946e-06 | 3.1437e-05 | 0.069693 | TRC/PCT less than one
[11 empty] | Commercial/Industrial | Schools K-12 | Existing | Floor Insulation | 0.031142 | 0.76642 | -3.7646 | 1.3946e-06 | 3.1437e-05 | 0.069693 | TRC score less than one | Commercial/Industrial | Schools K-12 | New | Induction Cooktops | 0.26431 | 1.2274 | -4998.4471 | 0.4257 | 0.17529 | 1974.24 | RIM/PCT less than one | Commercial/Industrial | Offices | Existing | Floor Insulation | 0.031142 | 0.76642 | -3.7646 | 1.3946e-06 | 3.1437e-05 | 0.069693 | TRC/PCT less than one
[11 empty] | Commercial/Industrial | Assembly | New | Floor Insulation | 0.030664 | 0.76642 | -3.7682 | 1.3732e-06 | 3.0955e-05 | 0.068623 | TRC score less than one | Commercial/Industrial | Warehouse | New | Induction Cooktops | 0.26431 | 1.2274 | -4998.4471 | 0.4257 | 0.17529 | 1974.24 | RIM/PCT less than one | Commercial/Industrial | Schools K-12 | Existing | Floor Insulation | 0.031142 | 0.76642 | -3.7646 | 1.3946e-06 | 3.1437e-05 | 0.069693 | TRC/PCT less than one
[11 empty] | Commercial/Industrial | Healthcare | New | Floor Insulation | 0.030664 | 0.76642 | -3.7682 | 1.3732e-06 | 3.0955e-05 | 0.068623 | TRC score less than one | Commercial/Industrial | Grocery | Existing | Water Cooled Refrigeration Heat Recovery | 0.31043 | 1.7465 | -5080.1053 | 0 | 0.12104 | 1810.5302 | RIM/PCT less than one | Commercial/Industrial | Assembly | New | Floor Insulation | 0.030664 | 0.76642 | -3.7682 | 1.3732e-06 | 3.0955e-05 | 0.068623 | TRC/PCT less than one
[11 empty] | Commercial/Industrial | Institutional | New | Floor Insulation | 0.030664 | 0.76642 | -3.7682 | 1.3732e-06 | 3.0955e-05 | 0.068623 | TRC score less than one | Commercial/Industrial | Grocery | New | Water Cooled Refrigeration Heat Recovery | 0.31043 | 1.7465 | -5080.1053 | 0 | 0.12104 | 1810.5302 | RIM/PCT less than one | Commercial/Industrial | Healthcare | New | Floor Insulation | 0.030664 | 0.76642 | -3.7682 | 1.3732e-06 | 3.0955e-05 | 0.068623 | TRC/PCT less than one
[11 empty] | Commercial/Industrial | Miscellaneous | New | Floor Insulation | 0.030664 | 0.76642 | -3.7682 | 1.3732e-06 | 3.0955e-05 | 0.068623 | TRC score less than one | Commercial/Industrial | Restaurants | Existing | Water Cooled Refrigeration Heat Recovery | 0.3108 | 1.5173 | -5297.6576 | 0 | 0.20489 | 1886.5835 | RIM/PCT less than one | Commercial/Industrial | Institutional | New | Floor Insulation | 0.030664 | 0.76642 | -3.7682 | 1.3732e-06 | 3.0955e-05 | 0.068623 | TRC/PCT less than one
[11 empty] | Commercial/Industrial | Offices | New | Floor Insulation | 0.030664 | 0.76642 | -3.7682 | 1.3732e-06 | 3.0955e-05 | 0.068623 | TRC score less than one | Commercial/Industrial | Restaurants | New | Water Cooled Refrigeration Heat Recovery | 0.3108 | 1.5173 | -5297.6576 | 0 | 0.20489 | 1886.5835 | RIM/PCT less than one | Commercial/Industrial | Miscellaneous | New | Floor Insulation | 0.030664 | 0.76642 | -3.7682 | 1.3732e-06 | 3.0955e-05 | 0.068623 | TRC/PCT less than one
[11 empty] | Commercial/Industrial | Schools K-12 | New | Floor Insulation | 0.030664 | 0.76642 | -3.7682 | 1.3732e-06 | 3.0955e-05 | 0.068623 | TRC score less than one | Commercial/Industrial | Hospitals | Existing | Network PC Power Management | 0.55854 | 1.2056 | -5322.167 | 5.6089 | 4.8423 | 41742.7 | RIM/PCT less than one | Commercial/Industrial | Offices | New | Floor Insulation | 0.030664 | 0.76642 | -3.7682 | 1.3732e-06 | 3.0955e-05 | 0.068623 | TRC/PCT less than one
[11 empty] | Commercial/Industrial | Assembly | Existing | Destratification Fans | 0.030305 | 0.98891 | -18508.9141 | 0 | 0.14896 | 735.7157 | TRC score less than one | Commercial/Industrial | Hospitals | New | Network PC Power Management | 0.55854 | 1.2056 | -5322.167 | 5.6089 | 4.8423 | 41742.7 | RIM/PCT less than one | Commercial/Industrial | Schools K-12 | New | Floor Insulation | 0.030664 | 0.76642 | -3.7682 | 1.3732e-06 | 3.0955e-05 | 0.068623 | TRC/PCT less than one
[11 empty] | Commercial/Industrial | Assembly | New | Destratification Fans | 0.030305 | 0.98891 | -18508.9141 | 0 | 0.14896 | 735.7157 | TRC score less than one | Commercial/Industrial | Grocery | Turnover | Variable Refrigerant Flow (VRF) HVAC Systems | 0.34215 | 1.2993 | -5550.7621 | 0.51582 | 0.52136 | 1695.1495 | RIM/PCT less than one | Commercial/Industrial | Assembly | Existing | Destratification Fans | 0.030305 | 0.98891 | -18508.9141 | 0 | 0.14896 | 735.7157 | TRC/PCT less than one
[11 empty] | Commercial/Industrial | Warehouse | Existing | Floor Insulation | 0.028353 | 1.1897 | -3.8318 | 7.9086e-06 | 1.4111e-05 | 0.069693 | TRC score less than one | Commercial/Industrial | Grocery | New | Variable Refrigerant Flow (VRF) HVAC Systems | 0.34215 | 1.2993 | -5550.7621 | 0.51582 | 0.52136 | 1695.1495 | RIM/PCT less than one | Commercial/Industrial | Assembly | New | Destratification Fans | 0.030305 | 0.98891 | -18508.9141 | 0 | 0.14896 | 735.7157 | TRC/PCT less than one
[11 empty] | Commercial/Industrial | Warehouse | New | Floor Insulation | 0.027917 | 1.1897 | -3.8344 | 7.7872e-06 | 1.3894e-05 | 0.068623 | TRC score less than one | Commercial/Industrial | Miscellaneous | Existing | Tank Wrap on Water Heater | 0.30508 | 1.3614 | -5592.7124 | 0.52878 | 0.53951 | 5278.9187 | RIM/PCT less than one | Commercial/Industrial | Warehouse | Existing | Floor Insulation | 0.028353 | 1.1897 | -3.8318 | 7.9086e-06 | 1.4111e-05 | 0.069693 | TRC/PCT less than one
[11 empty] | Commercial/Industrial | Schools K-12 | Existing | Drain Water Heat Recovery | 0.027667 | 1.3314 | -21022.5612 | 0.087064 | 0.041402 | 359.6865 | TRC score less than one | Commercial/Industrial | Miscellaneous | New | Tank Wrap on Water Heater | 0.29186 | 1.3614 | -5767.968 | 0.50584 | 0.5161 | 5049.8862 | RIM/PCT less than one | Commercial/Industrial | Warehouse | New | Floor Insulation | 0.027917 | 1.1897 | -3.8344 | 7.7872e-06 | 1.3894e-05 | 0.068623 | TRC/PCT less than one
[11 empty] | Commercial/Industrial | Schools K-12 | New | Drain Water Heat Recovery | 0.026475 | 1.3319 | -21055.1815 | 0.083286 | 0.039605 | 344.0811 | TRC score less than one | Commercial/Industrial | Miscellaneous | Turnover | High Efficiency Chiller (Water cooled-positive displacement, 100 tons) | 0.49677 | 1.2337 | -5804.2707 | 1.1199 | 0.048509 | 2844.5466 | RIM/PCT less than one | Commercial/Industrial | Schools K-12 | Existing | Drain Water Heat Recovery | 0.027667 | 1.3314 | -21022.5612 | 0.087064 | 0.041402 | 359.6865 | TRC/PCT less than one
[11 empty] | Commercial/Industrial | Grocery | New | Geothermal Heat Pump | 0.026067 | 1.1922 | -135528.4313 | 0.7072 | 0.54319 | 1644.4881 | TRC score less than one | Commercial/Industrial | Miscellaneous | New | High Efficiency Chiller (Water cooled-positive displacement, 100 tons) | 0.49677 | 1.2337 | -5804.2707 | 1.1199 | 0.048509 | 2844.5466 | RIM/PCT less than one | Commercial/Industrial | Schools K-12 | New | Drain Water Heat Recovery | 0.026475 | 1.3319 | -21055.1815 | 0.083286 | 0.039605 | 344.0811 | TRC/PCT less than one
[11 empty] | Commercial/Industrial | Grocery | Turnover | Geothermal Heat Pump | 0.026067 | 1.1922 | -135528.4313 | 0.7072 | 0.54319 | 1644.4881 | TRC score less than one | Commercial/Industrial | Warehouse | Existing | Programmable Thermostat | 0.077135 | 1.7602 | -5815.9746 | 0.0083602 | -0.11569 | 704.082 | RIM/PCT less than one | Commercial/Industrial | Grocery | Turnover | Geothermal Heat Pump | 0.026067 | 1.1922 | -135528.4313 | 0.7072 | 0.54319 | 1644.4881 | TRC/PCT less than one
[11 empty] | Commercial/Industrial | Miscellaneous | New | Geothermal Heat Pump | 0.026054 | 1.1922 | -135530.9103 | 0.70681 | 0.54289 | 1643.5677 | TRC score less than one | Commercial/Industrial | Warehouse | New | Programmable Thermostat | 0.077135 | 1.7602 | -5815.9746 | 0.0083602 | -0.11569 | 704.082 | RIM/PCT less than one | Commercial/Industrial | Grocery | New | Geothermal Heat Pump | 0.026067 | 1.1922 | -135528.4313 | 0.7072 | 0.54319 | 1644.4881 | TRC/PCT less than one
[11 empty] | Commercial/Industrial | Miscellaneous | Turnover | Geothermal Heat Pump | 0.026054 | 1.1922 | -135530.9103 | 0.70681 | 0.54289 | 1643.5677 | TRC score less than one | Commercial/Industrial | Miscellaneous | Turnover | Variable Refrigerant Flow (VRF) HVAC Systems | 0.31794 | 1.2993 | -5826.8242 | 0.4793 | 0.48445 | 1575.144 | RIM/PCT less than one | Commercial/Industrial | Miscellaneous | Turnover | Geothermal Heat Pump | 0.026054 | 1.1922 | -135530.9103 | 0.70681 | 0.54289 | 1643.5677 | TRC/PCT less than one
[11 empty] | Commercial/Industrial | Hospitals | Existing | Infiltration Reduction - Air Sealing | 0.025809 | 0.57702 | -0.70785 | 3.6759e-06 | 1.0915e-05 | 0.016618 | TRC score less than one | Commercial/Industrial | Miscellaneous | New | Variable Refrigerant Flow (VRF) HVAC Systems | 0.31794 | 1.2993 | -5826.8242 | 0.4793 | 0.48445 | 1575.144 | RIM/PCT less than one | Commercial/Industrial | Miscellaneous | New | Geothermal Heat Pump | 0.026054 | 1.1922 | -135530.9103 | 0.70681 | 0.54289 | 1643.5677 | TRC/PCT less than one
[11 empty] | Commercial/Industrial | College and University | Existing | Infiltration Reduction - Air Sealing | 0.025721 | 0.57702 | -0.708 | 3.6634e-06 | 1.0878e-05 | 0.016562 | TRC score less than one | Commercial/Industrial | Institutional | Turnover | Variable Refrigerant Flow (VRF) HVAC Systems | 0.31544 | 1.2992 | -5855.0042 | 0.47558 | 0.48068 | 1562.894 | RIM/PCT less than one | Commercial/Industrial | Hospitals | Existing | Infiltration Reduction - Air Sealing | 0.025809 | 0.57702 | -0.70785 | 3.6759e-06 | 1.0915e-05 | 0.016618 | TRC/PCT less than one
[11 empty] | Commercial/Industrial | Hospitals | New | Infiltration Reduction - Air Sealing | 0.025413 | 0.57702 | -0.70852 | 3.6195e-06 | 1.0748e-05 | 0.016363 | TRC score less than one | Commercial/Industrial | Institutional | New | Variable Refrigerant Flow (VRF) HVAC Systems | 0.31544 | 1.2992 | -5855.0042 | 0.47558 | 0.48068 | 1562.894 | RIM/PCT less than one | Commercial/Industrial | College and University | Existing | Infiltration Reduction - Air Sealing | 0.025721 | 0.57702 | -0.708 | 3.6634e-06 | 1.0878e-05 | 0.016562 | TRC/PCT less than one
[11 empty] | Commercial/Industrial | College and University | New | Infiltration Reduction - Air Sealing | 0.025326 | 0.57702 | -0.70867 | 3.6071e-06 | 1.0711e-05 | 0.016307 | TRC score less than one | Commercial/Industrial | Grocery | Turnover | High Efficiency Chiller (Water cooled-positive displacement, 100 tons) | 0.49132 | 1.2336 | -5904.1032 | 1.1076 | 0.047977 | 2813.3735 | RIM/PCT less than one | Commercial/Industrial | Hospitals | New | Infiltration Reduction - Air Sealing | 0.025413 | 0.57702 | -0.70852 | 3.6195e-06 | 1.0748e-05 | 0.016363 | TRC/PCT less than one
[11 empty] | Commercial/Industrial | Institutional | New | Geothermal Heat Pump | 0.025283 | 1.1922 | -135661.7556 | 0.68592 | 0.52684 | 1594.9854 | TRC score less than one | Commercial/Industrial | Grocery | New | High Efficiency Chiller (Water cooled-positive displacement, 100 tons) | 0.49132 | 1.2336 | -5904.1032 | 1.1076 | 0.047977 | 2813.3735 | RIM/PCT less than one | Commercial/Industrial | College and University | New | Infiltration Reduction - Air Sealing | 0.025326 | 0.57702 | -0.70867 | 3.6071e-06 | 1.0711e-05 | 0.016307 | TRC/PCT less than one
[11 empty] | Commercial/Industrial | Institutional | Turnover | Geothermal Heat Pump | 0.025283 | 1.1922 | -135661.7556 | 0.68592 | 0.52684 | 1594.9854 | TRC score less than one | Commercial/Industrial | Institutional | Turnover | High Efficiency Chiller (Water cooled-positive displacement, 100 tons) | 0.48045 | 1.2337 | -6103.7681 | 1.0831 | 0.046914 | 2751.0272 | RIM/PCT less than one | Commercial/Industrial | Institutional | Turnover | Geothermal Heat Pump | 0.025283 | 1.1922 | -135661.7556 | 0.68592 | 0.52684 | 1594.9854 | TRC/PCT less than one
[11 empty] | Commercial/Industrial | Miscellaneous | Existing | Destratification Fans | 0.025177 | 0.9893 | -18677.4537 | 0 | 0.1237 | 610.9687 | TRC score less than one | Commercial/Industrial | Institutional | New | High Efficiency Chiller (Water cooled-positive displacement, 100 tons) | 0.48045 | 1.2337 | -6103.7681 | 1.0831 | 0.046914 | 2751.0272 | RIM/PCT less than one | Commercial/Industrial | Institutional | New | Geothermal Heat Pump | 0.025283 | 1.1922 | -135661.7556 | 0.68592 | 0.52684 | 1594.9854 | TRC/PCT less than one
[11 empty] | Commercial/Industrial | Miscellaneous | New | Destratification Fans | 0.025177 | 0.9893 | -18677.4537 | 0 | 0.1237 | 610.9687 | TRC score less than one | Commercial/Industrial | Assembly | Existing | Programmable Thermostat | 0.15409 | 1.7604 | -6288.4196 | 0.020551 | -0.2844 | 1730.8165 | RIM/PCT less than one | Commercial/Industrial | Miscellaneous | Existing | Destratification Fans | 0.025177 | 0.9893 | -18677.4537 | 0 | 0.1237 | 610.9687 | TRC/PCT less than one
[11 empty] | Commercial/Industrial | Warehouse | Existing | Duct Insulation | 0.022792 | 0.94564 | -42822.8874 | 0.10867 | 0.23354 | 400.0066 | TRC score less than one | Commercial/Industrial | Assembly | New | Programmable Thermostat | 0.15409 | 1.7604 | -6288.4196 | 0.020551 | -0.2844 | 1730.8165 | RIM/PCT less than one | Commercial/Industrial | Miscellaneous | New | Destratification Fans | 0.025177 | 0.9893 | -18677.4537 | 0 | 0.1237 | 610.9687 | TRC/PCT less than one
[11 empty] | Commercial/Industrial | Warehouse | New | Duct Insulation | 0.022792 | 0.94564 | -42822.8874 | 0.10867 | 0.23354 | 400.0066 | TRC score less than one | Commercial/Industrial | Miscellaneous | Existing | Network PC Power Management | 0.55584 | 1.1422 | -6526.7128 | 8.6767 | 0 | 58330.5263 | RIM/PCT less than one | Commercial/Industrial | Warehouse | Existing | Duct Insulation | 0.022792 | 0.94564 | -42822.8874 | 0.10867 | 0.23354 | 400.0066 | TRC/PCT less than one
[11 empty] | Commercial/Industrial | Grocery | Existing | Destratification Fans | 0.019851 | 0.98867 | -18851.6541 | 0 | 0.097597 | 482.0318 | TRC score less than one | Commercial/Industrial | Miscellaneous | New | Network PC Power Management | 0.55584 | 1.1422 | -6526.7128 | 8.6767 | 0 | 58330.5263 | RIM/PCT less than one | Commercial/Industrial | Warehouse | New | Duct Insulation | 0.022792 | 0.94564 | -42822.8874 | 0.10867 | 0.23354 | 400.0066 | TRC/PCT less than one
[11 empty] | Commercial/Industrial | Grocery | New | Destratification Fans | 0.019851 | 0.98867 | -18851.6541 | 0 | 0.097597 | 482.0318 | TRC score less than one | Commercial/Industrial | Miscellaneous | Turnover | High Efficiency DX 135k- less than 240k BTU | 0.22324 | 1.1296 | -6793.4288 | 0.43166 | 0 | 1043.8936 | RIM/PCT less than one | Commercial/Industrial | Grocery | Existing | Destratification Fans | 0.019851 | 0.98867 | -18851.6541 | 0 | 0.097597 | 482.0318 | TRC/PCT less than one
[11 empty] | Commercial/Industrial | Assembly | Existing | Night Covers for Display Cases | 0.019209 | 1.1594 | -1989.8155 | 0.015518 | 0.0069353 | 103.3118 | TRC score less than one | Commercial/Industrial | Miscellaneous | New | High Efficiency DX 135k- less than 240k BTU | 0.22324 | 1.1296 | -6793.4288 | 0.43166 | 0 | 1043.8936 | RIM/PCT less than one | Commercial/Industrial | Grocery | New | Destratification Fans | 0.019851 | 0.98867 | -18851.6541 | 0 | 0.097597 | 482.0318 | TRC/PCT less than one
[11 empty] | Commercial/Industrial | College and University | Existing | Night Covers for Display Cases | 0.019209 | 1.1594 | -1989.8155 | 0.015518 | 0.0069353 | 103.3118 | TRC score less than one | Commercial/Industrial | Grocery | Turnover | High Efficiency DX 135k- less than 240k BTU | 0.22079 | 1.1296 | -6823.633 | 0.42693 | 0 | 1032.4536 | RIM/PCT less than one | Commercial/Industrial | Assembly | Existing | Night Covers for Display Cases | 0.019209 | 1.1594 | -1989.8155 | 0.015518 | 0.0069353 | 103.3118 | TRC/PCT less than one
[11 empty] | Commercial/Industrial | Grocery | Existing | Night Covers for Display Cases | 0.019209 | 1.1594 | -1989.8155 | 0.015518 | 0.0069353 | 103.3118 | TRC score less than one | Commercial/Industrial | Grocery | New | High Efficiency DX 135k- less than 240k BTU | 0.22079 | 1.1296 | -6823.633 | 0.42693 | 0 | 1032.4536 | RIM/PCT less than one | Commercial/Industrial | College and University | Existing | Night Covers for Display Cases | 0.019209 | 1.1594 | -1989.8155 | 0.015518 | 0.0069353 | 103.3118 | TRC/PCT less than one
[11 empty] | Commercial/Industrial | Healthcare | Existing | Night Covers for Display Cases | 0.019209 | 1.1594 | -1989.8155 | 0.015518 | 0.0069353 | 103.3118 | TRC score less than one | Commercial/Industrial | Institutional | Turnover | High Efficiency DX 135k- less than 240k BTU | 0.21588 | 1.1295 | -6884.0416 | 0.41747 | 0 | 1009.5738 | RIM/PCT less than one | Commercial/Industrial | Grocery | Existing | Night Covers for Display Cases | 0.019209 | 1.1594 | -1989.8155 | 0.015518 | 0.0069353 | 103.3118 | TRC/PCT less than one
[11 empty] | Commercial/Industrial | Hospitals | Existing | Night Covers for Display Cases | 0.019209 | 1.1594 | -1989.8155 | 0.015518 | 0.0069353 | 103.3118 | TRC score less than one | Commercial/Industrial | Institutional | New | High Efficiency DX 135k- less than 240k BTU | 0.21588 | 1.1295 | -6884.0416 | 0.41747 | 0 | 1009.5738 | RIM/PCT less than one | Commercial/Industrial | Healthcare | Existing | Night Covers for Display Cases | 0.019209 | 1.1594 | -1989.8155 | 0.015518 | 0.0069353 | 103.3118 | TRC/PCT less than one
[11 empty] | Commercial/Industrial | Institutional | Existing | Night Covers for Display Cases | 0.019209 | 1.1594 | -1989.8155 | 0.015518 | 0.0069353 | 103.3118 | TRC score less than one | Commercial/Industrial | Warehouse | Turnover | Instantaneous Hot Water System | 0.14956 | 1.6758 | -6981.674 | 0.078013 | 0.089892 | 704.2034 | RIM/PCT less than one | Commercial/Industrial | Hospitals | Existing | Night Covers for Display Cases | 0.019209 | 1.1594 | -1989.8155 | 0.015518 | 0.0069353 | 103.3118 | TRC/PCT less than one
[11 empty] | Commercial/Industrial | Lodging/Hospitality | Existing | Night Covers for Display Cases | 0.019209 | 1.1594 | -1989.8155 | 0.015518 | 0.0069353 | 103.3118 | TRC score less than one | Commercial/Industrial | Warehouse | New | Instantaneous Hot Water System | 0.14956 | 1.6758 | -6981.674 | 0.078013 | 0.089892 | 704.2034 | RIM/PCT less than one | Commercial/Industrial | Institutional | Existing | Night Covers for Display Cases | 0.019209 | 1.1594 | -1989.8155 | 0.015518 | 0.0069353 | 103.3118 | TRC/PCT less than one
[11 empty] | Commercial/Industrial | Miscellaneous | Existing | Night Covers for Display Cases | 0.019209 | 1.1594 | -1989.8155 | 0.015518 | 0.0069353 | 103.3118 | TRC score less than one | Commercial/Industrial | Institutional | Existing | Tank Wrap on Water Heater | 0.3051 | 1.3614 | -6990.8906 | 0.66098 | 0.67439 | 6598.6483 | RIM/PCT less than one | Commercial/Industrial | Lodging/Hospitality | Existing | Night Covers for Display Cases | 0.019209 | 1.1594 | -1989.8155 | 0.015518 | 0.0069353 | 103.3118 | TRC/PCT less than one
[11 empty] | Commercial/Industrial | Offices | Existing | Night Covers for Display Cases | 0.019209 | 1.1594 | -1989.8155 | 0.015518 | 0.0069353 | 103.3118 | TRC score less than one | Commercial/Industrial | Grocery | Turnover | Instantaneous Hot Water System | 0.14845 | 1.7357 | -7013.3049 | 0.078341 | 0.081744 | 704.2034 | RIM/PCT less than one | Commercial/Industrial | Miscellaneous | Existing | Night Covers for Display Cases | 0.019209 | 1.1594 | -1989.8155 | 0.015518 | 0.0069353 | 103.3118 | TRC/PCT less than one
[11 empty] | Commercial/Industrial | Restaurants | Existing | Night Covers for Display Cases | 0.019209 | 1.1594 | -1989.8155 | 0.015518 | 0.0069353 | 103.3118 | TRC score less than one | Commercial/Industrial | Grocery | New | Instantaneous Hot Water System | 0.14845 | 1.7357 | -7013.3049 | 0.078341 | 0.081744 | 704.2034 | RIM/PCT less than one | Commercial/Industrial | Offices | Existing | Night Covers for Display Cases | 0.019209 | 1.1594 | -1989.8155 | 0.015518 | 0.0069353 | 103.3118 | TRC/PCT less than one
[11 empty] | Commercial/Industrial | Retail | Existing | Night Covers for Display Cases | 0.019209 | 1.1594 | -1989.8155 | 0.015518 | 0.0069353 | 103.3118 | TRC score less than one | Commercial/Industrial | Miscellaneous | Existing | Hot Water Circulation Pump Control | 0.58373 | 1.8391 | -7134.7945 | 0.61924 | 0.65053 | 13020 | RIM/PCT less than one | Commercial/Industrial | Restaurants | Existing | Night Covers for Display Cases | 0.019209 | 1.1594 | -1989.8155 | 0.015518 | 0.0069353 | 103.3118 | TRC/PCT less than one
[11 empty] | Commercial/Industrial | Schools K-12 | Existing | Night Covers for Display Cases | 0.019209 | 1.1594 | -1989.8155 | 0.015518 | 0.0069353 | 103.3118 | TRC score less than one | Commercial/Industrial | Miscellaneous | New | Hot Water Circulation Pump Control | 0.58373 | 1.8391 | -7134.7945 | 0.61924 | 0.65053 | 13020 | RIM/PCT less than one | Commercial/Industrial | Retail | Existing | Night Covers for Display Cases | 0.019209 | 1.1594 | -1989.8155 | 0.015518 | 0.0069353 | 103.3118 | TRC/PCT less than one
[11 empty] | Commercial/Industrial | Warehouse | Existing | Night Covers for Display Cases | 0.019209 | 1.1594 | -1989.8155 | 0.015518 | 0.0069353 | 103.3118 | TRC score less than one | Commercial/Industrial | Institutional | New | Tank Wrap on Water Heater | 0.29185 | 1.3614 | -7209.9601 | 0.6323 | 0.64513 | 6312.3578 | RIM/PCT less than one | Commercial/Industrial | Schools K-12 | Existing | Night Covers for Display Cases | 0.019209 | 1.1594 | -1989.8155 | 0.015518 | 0.0069353 | 103.3118 | TRC/PCT less than one
[11 empty] | Commercial/Industrial | Assembly | New | Night Covers for Display Cases | 0.019209 | 1.1594 | -1989.8155 | 0.015518 | 0.0069353 | 103.3118 | TRC score less than one | Commercial/Industrial | Healthcare | Turnover | Instantaneous Hot Water System | 0.099731 | 1.6762 | -7490.9746 | 0.052008 | 0.059928 | 469.469 | RIM/PCT less than one | Commercial/Industrial | Warehouse | Existing | Night Covers for Display Cases | 0.019209 | 1.1594 | -1989.8155 | 0.015518 | 0.0069353 | 103.3118 | TRC/PCT less than one
[11 empty] | Commercial/Industrial | College and University | New | Night Covers for Display Cases | 0.019209 | 1.1594 | -1989.8155 | 0.015518 | 0.0069353 | 103.3118 | TRC score less than one | Commercial/Industrial | Healthcare | New | Instantaneous Hot Water System | 0.099731 | 1.6762 | -7490.9746 | 0.052008 | 0.059928 | 469.469 | RIM/PCT less than one | Commercial/Industrial | Assembly | New | Night Covers for Display Cases | 0.019209 | 1.1594 | -1989.8155 | 0.015518 | 0.0069353 | 103.3118 | TRC/PCT less than one
[11 empty] | Commercial/Industrial | Grocery | New | Night Covers for Display Cases | 0.019209 | 1.1594 | -1989.8155 | 0.015518 | 0.0069353 | 103.3118 | TRC score less than one | Commercial/Industrial | Assembly | Existing | Smart Thermostat | 0.27336 | 1.7605 | -7735.5008 | 0.057087 | -0.78999 | 4807.8235 | RIM/PCT less than one | Commercial/Industrial | College and University | New | Night Covers for Display Cases | 0.019209 | 1.1594 | -1989.8155 | 0.015518 | 0.0069353 | 103.3118 | TRC/PCT less than one
[11 empty] | Commercial/Industrial | Healthcare | New | Night Covers for Display Cases | 0.019209 | 1.1594 | -1989.8155 | 0.015518 | 0.0069353 | 103.3118 | TRC score less than one | Commercial/Industrial | Assembly | New | Smart Thermostat | 0.27336 | 1.7605 | -7735.5008 | 0.057087 | -0.78999 | 4807.8235 | RIM/PCT less than one | Commercial/Industrial | Grocery | New | Night Covers for Display Cases | 0.019209 | 1.1594 | -1989.8155 | 0.015518 | 0.0069353 | 103.3118 | TRC/PCT less than one
[11 empty] | Commercial/Industrial | Hospitals | New | Night Covers for Display Cases | 0.019209 | 1.1594 | -1989.8155 | 0.015518 | 0.0069353 | 103.3118 | TRC score less than one | Commercial/Industrial | Assembly | Turnover | Instantaneous Hot Water System | 0.074779 | 1.6758 | -7745.6249 | 0.039006 | 0.044946 | 352.1017 | RIM/PCT less than one | Commercial/Industrial | Healthcare | New | Night Covers for Display Cases | 0.019209 | 1.1594 | -1989.8155 | 0.015518 | 0.0069353 | 103.3118 | TRC/PCT less than one
[11 empty] | Commercial/Industrial | Institutional | New | Night Covers for Display Cases | 0.019209 | 1.1594 | -1989.8155 | 0.015518 | 0.0069353 | 103.3118 | TRC score less than one | Commercial/Industrial | Assembly | New | Instantaneous Hot Water System | 0.074779 | 1.6758 | -7745.6249 | 0.039006 | 0.044946 | 352.1017 | RIM/PCT less than one | Commercial/Industrial | Hospitals | New | Night Covers for Display Cases | 0.019209 | 1.1594 | -1989.8155 | 0.015518 | 0.0069353 | 103.3118 | TRC/PCT less than one
[11 empty] | Commercial/Industrial | Lodging/Hospitality | New | Night Covers for Display Cases | 0.019209 | 1.1594 | -1989.8155 | 0.015518 | 0.0069353 | 103.3118 | TRC score less than one | Commercial/Industrial | Warehouse | Turnover | Variable Refrigerant Flow (VRF) HVAC Systems | 0.14545 | 1.2995 | -7792.8255 | 0.21925 | 0.2216 | 720.5138 | RIM/PCT less than one | Commercial/Industrial | Institutional | New | Night Covers for Display Cases | 0.019209 | 1.1594 | -1989.8155 | 0.015518 | 0.0069353 | 103.3118 | TRC/PCT less than one
[11 empty] | Commercial/Industrial | Miscellaneous | New | Night Covers for Display Cases | 0.019209 | 1.1594 | -1989.8155 | 0.015518 | 0.0069353 | 103.3118 | TRC score less than one | Commercial/Industrial | Warehouse | New | Variable Refrigerant Flow (VRF) HVAC Systems | 0.14545 | 1.2995 | -7792.8255 | 0.21925 | 0.2216 | 720.5138 | RIM/PCT less than one | Commercial/Industrial | Lodging/Hospitality | New | Night Covers for Display Cases | 0.019209 | 1.1594 | -1989.8155 | 0.015518 | 0.0069353 | 103.3118 | TRC/PCT less than one
[11 empty] | Commercial/Industrial | Offices | New | Night Covers for Display Cases | 0.019209 | 1.1594 | -1989.8155 | 0.015518 | 0.0069353 | 103.3118 | TRC score less than one | Commercial/Industrial | Schools K-12 | Turnover | Instantaneous Hot Water System | 0.031171 | 1.6765 | -8191.256 | 0.016253 | 0.018728 | 146.7123 | RIM/PCT less than one | Commercial/Industrial | Miscellaneous | New | Night Covers for Display Cases | 0.019209 | 1.1594 | -1989.8155 | 0.015518 | 0.0069353 | 103.3118 | TRC/PCT less than one
[11 empty] | Commercial/Industrial | Restaurants | New | Night Covers for Display Cases | 0.019209 | 1.1594 | -1989.8155 | 0.015518 | 0.0069353 | 103.3118 | TRC score less than one | Commercial/Industrial | Schools K-12 | New | Instantaneous Hot Water System | 0.031171 | 1.6765 | -8191.256 | 0.016253 | 0.018728 | 146.7123 | RIM/PCT less than one | Commercial/Industrial | Offices | New | Night Covers for Display Cases | 0.019209 | 1.1594 | -1989.8155 | 0.015518 | 0.0069353 | 103.3118 | TRC/PCT less than one
[11 empty] | Commercial/Industrial | Retail | New | Night Covers for Display Cases | 0.019209 | 1.1594 | -1989.8155 | 0.015518 | 0.0069353 | 103.3118 | TRC score less than one | Commercial/Industrial | Warehouse | Existing | Smart Thermostat | 0.13684 | 1.7603 | -8247.9657 | 0.023223 | -0.32136 | 1955.7834 | RIM/PCT less than one | Commercial/Industrial | Restaurants | New | Night Covers for Display Cases | 0.019209 | 1.1594 | -1989.8155 | 0.015518 | 0.0069353 | 103.3118 | TRC/PCT less than one
[11 empty] | Commercial/Industrial | Schools K-12 | New | Night Covers for Display Cases | 0.019209 | 1.1594 | -1989.8155 | 0.015518 | 0.0069353 | 103.3118 | TRC score less than one | Commercial/Industrial | Warehouse | New | Smart Thermostat | 0.13684 | 1.7603 | -8247.9657 | 0.023223 | -0.32136 | 1955.7834 | RIM/PCT less than one | Commercial/Industrial | Retail | New | Night Covers for Display Cases | 0.019209 | 1.1594 | -1989.8155 | 0.015518 | 0.0069353 | 103.3118 | TRC/PCT less than one
[11 empty] | Commercial/Industrial | Warehouse | New | Night Covers for Display Cases | 0.019209 | 1.1594 | -1989.8155 | 0.015518 | 0.0069353 | 103.3118 | TRC score less than one | Commercial/Industrial | Warehouse | Turnover | High Efficiency DX 135k- less than 240k BTU | 0.09693 | 1.1295 | -8352.7241 | 0.18745 | 0 | 453.3072 | RIM/PCT less than one | Commercial/Industrial | Schools K-12 | New | Night Covers for Display Cases | 0.019209 | 1.1594 | -1989.8155 | 0.015518 | 0.0069353 | 103.3118 | TRC/PCT less than one
[11 empty] | Commercial/Industrial | Miscellaneous | Existing | Waterside Economizer | 0.018297 | 1.2197 | -802923.7823 | 2.3173 | 0 | 5708.2483 | TRC score less than one | Commercial/Industrial | Warehouse | New | High Efficiency DX 135k- less than 240k BTU | 0.09693 | 1.1295 | -8352.7241 | 0.18745 | 0 | 453.3072 | RIM/PCT less than one | Commercial/Industrial | Warehouse | New | Night Covers for Display Cases | 0.019209 | 1.1594 | -1989.8155 | 0.015518 | 0.0069353 | 103.3118 | TRC/PCT less than one
[11 empty] | Commercial/Industrial | Miscellaneous | New | Waterside Economizer | 0.018297 | 1.2197 | -802923.7823 | 2.3173 | 0 | 5708.2483 | TRC score less than one | Commercial/Industrial | Healthcare | Turnover | Solar Water Heater | 0.43529 | 1.7028 | -8721.9581 | 0.51408 | 0.072174 | 6878.0727 | RIM/PCT less than one | Commercial/Industrial | Miscellaneous | Existing | Waterside Economizer | 0.018297 | 1.2197 | -802923.7823 | 2.3173 | 0 | 5708.2483 | TRC/PCT less than one
[11 empty] | Commercial/Industrial | Grocery | Existing | Waterside Economizer | 0.018097 | 1.2197 | -803127.0952 | 2.2919 | 0 | 5645.6922 | TRC score less than one | Commercial/Industrial | Healthcare | New | Solar Water Heater | 0.43529 | 1.7028 | -8721.9581 | 0.51408 | 0.072174 | 6878.0727 | RIM/PCT less than one | Commercial/Industrial | Miscellaneous | New | Waterside Economizer | 0.018297 | 1.2197 | -802923.7823 | 2.3173 | 0 | 5708.2483 | TRC/PCT less than one
[11 empty] | Commercial/Industrial | Grocery | New | Waterside Economizer | 0.018097 | 1.2197 | -803127.0952 | 2.2919 | 0 | 5645.6922 | TRC score less than one | Commercial/Industrial | Institutional | Existing | Hot Water Circulation Pump Control | 0.58374 | 1.8391 | -8918.4932 | 0.77405 | 0.81316 | 16275 | RIM/PCT less than one | Commercial/Industrial | Grocery | Existing | Waterside Economizer | 0.018097 | 1.2197 | -803127.0952 | 2.2919 | 0 | 5645.6922 | TRC/PCT less than one
[11 empty] | Commercial/Industrial | Warehouse | Existing | Destratification Fans | 0.018071 | 0.98904 | -18910.2573 | 0 | 0.088814 | 438.6558 | TRC score less than one | Commercial/Industrial | Institutional | New | Hot Water Circulation Pump Control | 0.58374 | 1.8391 | -8918.4932 | 0.77405 | 0.81316 | 16275 | RIM/PCT less than one | Commercial/Industrial | Grocery | New | Waterside Economizer | 0.018097 | 1.2197 | -803127.0952 | 2.2919 | 0 | 5645.6922 | TRC/PCT less than one
[11 empty] | Commercial/Industrial | Warehouse | New | Destratification Fans | 0.018071 | 0.98904 | -18910.2573 | 0 | 0.088814 | 438.6558 | TRC score less than one | Commercial/Industrial | College and University | Turnover | Solar Water Heater | 0.75089 | 1.7028 | -9743.9099 | 8.8679 | 1.245 | 118646.7544 | RIM/PCT less than one | Commercial/Industrial | Warehouse | Existing | Destratification Fans | 0.018071 | 0.98904 | -18910.2573 | 0 | 0.088814 | 438.6558 | TRC/PCT less than one
[11 empty] | Commercial/Industrial | Institutional | Existing | Waterside Economizer | 0.017696 | 1.2197 | -803533.721 | 2.2411 | 0 | 5520.5799 | TRC score less than one | Commercial/Industrial | College and University | New | Solar Water Heater | 0.75089 | 1.7028 | -9743.9099 | 8.8679 | 1.245 | 118646.7544 | RIM/PCT less than one | Commercial/Industrial | Warehouse | New | Destratification Fans | 0.018071 | 0.98904 | -18910.2573 | 0 | 0.088814 | 438.6558 | TRC/PCT less than one
[11 empty] | Commercial/Industrial | Institutional | New | Waterside Economizer | 0.017696 | 1.2197 | -803533.721 | 2.2411 | 0 | 5520.5799 | TRC score less than one | Commercial/Industrial | Assembly | Existing | Air Curtains | 0.0054703 | 1.2696 | -10246.8034 | 0.011723 | 0.0032285 | 81.081 | RIM/PCT less than one | Commercial/Industrial | Institutional | Existing | Waterside Economizer | 0.017696 | 1.2197 | -803533.721 | 2.2411 | 0 | 5520.5799 | TRC/PCT less than one
[11 empty] | Commercial/Industrial | Schools K-12 | Existing | Infiltration Reduction - Air Sealing | 0.017333 | 0.57702 | -0.72216 | 2.4687e-06 | 7.3307e-06 | 0.011161 | TRC score less than one | Commercial/Industrial | Grocery | Existing | Air Curtains | 0.0054703 | 1.2696 | -10246.8034 | 0.011723 | 0.0032285 | 81.081 | RIM/PCT less than one | Commercial/Industrial | Institutional | New | Waterside Economizer | 0.017696 | 1.2197 | -803533.721 | 2.2411 | 0 | 5520.5799 | TRC/PCT less than one
[11 empty] | Commercial/Industrial | Schools K-12 | New | Infiltration Reduction - Air Sealing | 0.017067 | 0.57702 | -0.72261 | 2.4308e-06 | 7.2182e-06 | 0.010989 | TRC score less than one | Commercial/Industrial | Institutional | Existing | Air Curtains | 0.0054703 | 1.2696 | -10246.8034 | 0.011723 | 0.0032285 | 81.081 | RIM/PCT less than one | Commercial/Industrial | Schools K-12 | Existing | Infiltration Reduction - Air Sealing | 0.017333 | 0.57702 | -0.72216 | 2.4687e-06 | 7.3307e-06 | 0.011161 | TRC/PCT less than one
[11 empty] | Commercial/Industrial | Lodging/Hospitality | Existing | Destratification Fans | 0.016468 | 0.98892 | -18962.7846 | 0 | 0.080943 | 399.777 | TRC score less than one | Commercial/Industrial | Miscellaneous | Existing | Air Curtains | 0.0054703 | 1.2696 | -10246.8034 | 0.011723 | 0.0032285 | 81.081 | RIM/PCT less than one | Commercial/Industrial | Schools K-12 | New | Infiltration Reduction - Air Sealing | 0.017067 | 0.57702 | -0.72261 | 2.4308e-06 | 7.2182e-06 | 0.010989 | TRC/PCT less than one
[11 empty] | Commercial/Industrial | Lodging/Hospitality | New | Destratification Fans | 0.016468 | 0.98892 | -18962.7846 | 0 | 0.080943 | 399.777 | TRC score less than one | Commercial/Industrial | Offices | Existing | Air Curtains | 0.0054703 | 1.2696 | -10246.8034 | 0.011723 | 0.0032285 | 81.081 | RIM/PCT less than one | Commercial/Industrial | Lodging/Hospitality | Existing | Destratification Fans | 0.016468 | 0.98892 | -18962.7846 | 0 | 0.080943 | 399.777 | TRC/PCT less than one
[11 empty] | Commercial/Industrial | Warehouse | Existing | Water Cooled Refrigeration Heat Recovery | 0.015392 | 1.7473 | -28664.6487 | 0 | 0.020451 | 305.9104 | TRC score less than one | Commercial/Industrial | Retail | Existing | Air Curtains | 0.0054703 | 1.2696 | -10246.8034 | 0.011723 | 0.0032285 | 81.081 | RIM/PCT less than one | Commercial/Industrial | Lodging/Hospitality | New | Destratification Fans | 0.016468 | 0.98892 | -18962.7846 | 0 | 0.080943 | 399.777 | TRC/PCT less than one
[11 empty] | Commercial/Industrial | Warehouse | New | Water Cooled Refrigeration Heat Recovery | 0.015392 | 1.7473 | -28664.6487 | 0 | 0.020451 | 305.9104 | TRC score less than one | Commercial/Industrial | Warehouse | Existing | Air Curtains | 0.0054703 | 1.2696 | -10246.8034 | 0.011723 | 0.0032285 | 81.081 | RIM/PCT less than one | Commercial/Industrial | Warehouse | Existing | Water Cooled Refrigeration Heat Recovery | 0.015392 | 1.7473 | -28664.6487 | 0 | 0.020451 | 305.9104 | TRC/PCT less than one
[11 empty] | Commercial/Industrial | Warehouse | New | Geothermal Heat Pump | 0.011394 | 1.1922 | -138021.6973 | 0.30909 | 0.23741 | 718.7496 | TRC score less than one | Commercial/Industrial | Assembly | New | Air Curtains | 0.0054703 | 1.2696 | -10246.8034 | 0.011723 | 0.0032285 | 81.081 | RIM/PCT less than one | Commercial/Industrial | Warehouse | New | Water Cooled Refrigeration Heat Recovery | 0.015392 | 1.7473 | -28664.6487 | 0 | 0.020451 | 305.9104 | TRC/PCT less than one
[11 empty] | Commercial/Industrial | Warehouse | Turnover | Geothermal Heat Pump | 0.011394 | 1.1922 | -138021.6973 | 0.30909 | 0.23741 | 718.7496 | TRC score less than one | Commercial/Industrial | Grocery | New | Air Curtains | 0.0054703 | 1.2696 | -10246.8034 | 0.011723 | 0.0032285 | 81.081 | RIM/PCT less than one | Commercial/Industrial | Warehouse | Turnover | Geothermal Heat Pump | 0.011394 | 1.1922 | -138021.6973 | 0.30909 | 0.23741 | 718.7496 | TRC/PCT less than one
[11 empty] | Commercial/Industrial | Institutional | Existing | Destratification Fans | 0.010914 | 0.98869 | -19144.862 | 0 | 0.053656 | 265.0099 | TRC score less than one | Commercial/Industrial | Institutional | New | Air Curtains | 0.0054703 | 1.2696 | -10246.8034 | 0.011723 | 0.0032285 | 81.081 | RIM/PCT less than one | Commercial/Industrial | Warehouse | New | Geothermal Heat Pump | 0.011394 | 1.1922 | -138021.6973 | 0.30909 | 0.23741 | 718.7496 | TRC/PCT less than one
[11 empty] | Commercial/Industrial | Institutional | New | Destratification Fans | 0.010914 | 0.98869 | -19144.862 | 0 | 0.053656 | 265.0099 | TRC score less than one | Commercial/Industrial | Miscellaneous | New | Air Curtains | 0.0054703 | 1.2696 | -10246.8034 | 0.011723 | 0.0032285 | 81.081 | RIM/PCT less than one | Commercial/Industrial | Institutional | Existing | Destratification Fans | 0.010914 | 0.98869 | -19144.862 | 0 | 0.053656 | 265.0099 | TRC/PCT less than one
[11 empty] | Commercial/Industrial | Warehouse | Existing | Waterside Economizer | 0.0079455 | 1.2197 | -813419.8107 | 1.0063 | 0 | 2478.7873 | TRC score less than one | Commercial/Industrial | Offices | New | Air Curtains | 0.0054703 | 1.2696 | -10246.8034 | 0.011723 | 0.0032285 | 81.081 | RIM/PCT less than one | Commercial/Industrial | Institutional | New | Destratification Fans | 0.010914 | 0.98869 | -19144.862 | 0 | 0.053656 | 265.0099 | TRC/PCT less than one
[11 empty] | Commercial/Industrial | Warehouse | New | Waterside Economizer | 0.0079455 | 1.2197 | -813419.8107 | 1.0063 | 0 | 2478.7873 | TRC score less than one | Commercial/Industrial | Retail | New | Air Curtains | 0.0054703 | 1.2696 | -10246.8034 | 0.011723 | 0.0032285 | 81.081 | RIM/PCT less than one | Commercial/Industrial | Warehouse | Existing | Waterside Economizer | 0.0079455 | 1.2197 | -813419.8107 | 1.0063 | 0 | 2478.7873 | TRC/PCT less than one
[11 empty] | Commercial/Industrial | Lodging/Hospitality | Existing | Green Roof | 0.0057565 | 0.71313 | -45.5325 | 9.149e-05 | 0 | 0.16236 | TRC score less than one | Commercial/Industrial | Warehouse | New | Air Curtains | 0.0054703 | 1.2696 | -10246.8034 | 0.011723 | 0.0032285 | 81.081 | RIM/PCT less than one | Commercial/Industrial | Warehouse | New | Waterside Economizer | 0.0079455 | 1.2197 | -813419.8107 | 1.0063 | 0 | 2478.7873 | TRC/PCT less than one
[11 empty] | Commercial/Industrial | Lodging/Hospitality | New | Green Roof | 0.0056448 | 0.71313 | -45.5423 | 8.9714e-05 | 0 | 0.15921 | TRC score less than one | Commercial/Industrial | College and University | Existing | Air Curtains | 0.0054313 | 1.3278 | -10249.0559 | 0.010513 | 0.0088056 | 81.081 | RIM/PCT less than one | Commercial/Industrial | Lodging/Hospitality | Existing | Green Roof | 0.0057565 | 0.71313 | -45.5325 | 9.149e-05 | 0 | 0.16236 | TRC/PCT less than one
[11 empty] | Commercial/Industrial | Offices | Existing | Destratification Fans | 0.0055164 | 0.98971 | -19322.1192 | 0 | 0.027093 | 133.8104 | TRC score less than one | Commercial/Industrial | Healthcare | Existing | Air Curtains | 0.0054313 | 1.3278 | -10249.0559 | 0.010513 | 0.0088056 | 81.081 | RIM/PCT less than one | Commercial/Industrial | Lodging/Hospitality | New | Green Roof | 0.0056448 | 0.71313 | -45.5423 | 8.9714e-05 | 0 | 0.15921 | TRC/PCT less than one
[11 empty] | Commercial/Industrial | Offices | New | Destratification Fans | 0.0055164 | 0.98971 | -19322.1192 | 0 | 0.027093 | 133.8104 | TRC score less than one | Commercial/Industrial | Hospitals | Existing | Air Curtains | 0.0054313 | 1.3278 | -10249.0559 | 0.010513 | 0.0088056 | 81.081 | RIM/PCT less than one | Commercial/Industrial | Offices | Existing | Destratification Fans | 0.0055164 | 0.98971 | -19322.1192 | 0 | 0.027093 | 133.8104 | TRC/PCT less than one
[11 empty] | Commercial/Industrial | Assembly | Existing | Air Curtains | 0.0054703 | 1.2696 | -10246.8034 | 0.011723 | 0.0032285 | 81.081 | TRC score less than one | Commercial/Industrial | Lodging/Hospitality | Existing | Air Curtains | 0.0054313 | 1.3278 | -10249.0559 | 0.010513 | 0.0088056 | 81.081 | RIM/PCT less than one | Commercial/Industrial | Offices | New | Destratification Fans | 0.0055164 | 0.98971 | -19322.1192 | 0 | 0.027093 | 133.8104 | TRC/PCT less than one
[11 empty] | Commercial/Industrial | Grocery | Existing | Air Curtains | 0.0054703 | 1.2696 | -10246.8034 | 0.011723 | 0.0032285 | 81.081 | TRC score less than one | Commercial/Industrial | Restaurants | Existing | Air Curtains | 0.0054313 | 1.3278 | -10249.0559 | 0.010513 | 0.0088056 | 81.081 | RIM/PCT less than one | Commercial/Industrial | Assembly | Existing | Air Curtains | 0.0054703 | 1.2696 | -10246.8034 | 0.011723 | 0.0032285 | 81.081 | TRC/PCT less than one
[11 empty] | Commercial/Industrial | Institutional | Existing | Air Curtains | 0.0054703 | 1.2696 | -10246.8034 | 0.011723 | 0.0032285 | 81.081 | TRC score less than one | Commercial/Industrial | Schools K-12 | Existing | Air Curtains | 0.0054313 | 1.3278 | -10249.0559 | 0.010513 | 0.0088056 | 81.081 | RIM/PCT less than one | Commercial/Industrial | Grocery | Existing | Air Curtains | 0.0054703 | 1.2696 | -10246.8034 | 0.011723 | 0.0032285 | 81.081 | TRC/PCT less than one
[11 empty] | Commercial/Industrial | Miscellaneous | Existing | Air Curtains | 0.0054703 | 1.2696 | -10246.8034 | 0.011723 | 0.0032285 | 81.081 | TRC score less than one | Commercial/Industrial | College and University | New | Air Curtains | 0.0054313 | 1.3278 | -10249.0559 | 0.010513 | 0.0088056 | 81.081 | RIM/PCT less than one | Commercial/Industrial | Institutional | Existing | Air Curtains | 0.0054703 | 1.2696 | -10246.8034 | 0.011723 | 0.0032285 | 81.081 | TRC/PCT less than one
[11 empty] | Commercial/Industrial | Offices | Existing | Air Curtains | 0.0054703 | 1.2696 | -10246.8034 | 0.011723 | 0.0032285 | 81.081 | TRC score less than one | Commercial/Industrial | Healthcare | New | Air Curtains | 0.0054313 | 1.3278 | -10249.0559 | 0.010513 | 0.0088056 | 81.081 | RIM/PCT less than one | Commercial/Industrial | Miscellaneous | Existing | Air Curtains | 0.0054703 | 1.2696 | -10246.8034 | 0.011723 | 0.0032285 | 81.081 | TRC/PCT less than one
[11 empty] | Commercial/Industrial | Retail | Existing | Air Curtains | 0.0054703 | 1.2696 | -10246.8034 | 0.011723 | 0.0032285 | 81.081 | TRC score less than one | Commercial/Industrial | Hospitals | New | Air Curtains | 0.0054313 | 1.3278 | -10249.0559 | 0.010513 | 0.0088056 | 81.081 | RIM/PCT less than one | Commercial/Industrial | Offices | Existing | Air Curtains | 0.0054703 | 1.2696 | -10246.8034 | 0.011723 | 0.0032285 | 81.081 | TRC/PCT less than one
[11 empty] | Commercial/Industrial | Warehouse | Existing | Air Curtains | 0.0054703 | 1.2696 | -10246.8034 | 0.011723 | 0.0032285 | 81.081 | TRC score less than one | Commercial/Industrial | Lodging/Hospitality | New | Air Curtains | 0.0054313 | 1.3278 | -10249.0559 | 0.010513 | 0.0088056 | 81.081 | RIM/PCT less than one | Commercial/Industrial | Retail | Existing | Air Curtains | 0.0054703 | 1.2696 | -10246.8034 | 0.011723 | 0.0032285 | 81.081 | TRC/PCT less than one
[11 empty] | Commercial/Industrial | Assembly | New | Air Curtains | 0.0054703 | 1.2696 | -10246.8034 | 0.011723 | 0.0032285 | 81.081 | TRC score less than one | Commercial/Industrial | Restaurants | New | Air Curtains | 0.0054313 | 1.3278 | -10249.0559 | 0.010513 | 0.0088056 | 81.081 | RIM/PCT less than one | Commercial/Industrial | Warehouse | Existing | Air Curtains | 0.0054703 | 1.2696 | -10246.8034 | 0.011723 | 0.0032285 | 81.081 | TRC/PCT less than one
[11 empty] | Commercial/Industrial | Grocery | New | Air Curtains | 0.0054703 | 1.2696 | -10246.8034 | 0.011723 | 0.0032285 | 81.081 | TRC score less than one | Commercial/Industrial | Schools K-12 | New | Air Curtains | 0.0054313 | 1.3278 | -10249.0559 | 0.010513 | 0.0088056 | 81.081 | RIM/PCT less than one | Commercial/Industrial | Assembly | New | Air Curtains | 0.0054703 | 1.2696 | -10246.8034 | 0.011723 | 0.0032285 | 81.081 | TRC/PCT less than one
[11 empty] | Commercial/Industrial | Institutional | New | Air Curtains | 0.0054703 | 1.2696 | -10246.8034 | 0.011723 | 0.0032285 | 81.081 | TRC score less than one | Commercial/Industrial | Retail | Turnover | Solar Water Heater | 0.64641 | 1.7028 | -10617.3086 | 2.2902 | 0.32153 | 30641.814 | RIM/PCT less than one | Commercial/Industrial | Grocery | New | Air Curtains | 0.0054703 | 1.2696 | -10246.8034 | 0.011723 | 0.0032285 | 81.081 | TRC/PCT less than one
[11 empty] | Commercial/Industrial | Miscellaneous | New | Air Curtains | 0.0054703 | 1.2696 | -10246.8034 | 0.011723 | 0.0032285 | 81.081 | TRC score less than one | Commercial/Industrial | Retail | New | Solar Water Heater | 0.64641 | 1.7028 | -10617.3086 | 2.2902 | 0.32153 | 30641.814 | RIM/PCT less than one | Commercial/Industrial | Institutional | New | Air Curtains | 0.0054703 | 1.2696 | -10246.8034 | 0.011723 | 0.0032285 | 81.081 | TRC/PCT less than one
[11 empty] | Commercial/Industrial | Offices | New | Air Curtains | 0.0054703 | 1.2696 | -10246.8034 | 0.011723 | 0.0032285 | 81.081 | TRC score less than one | Commercial/Industrial | Warehouse | Turnover | High Efficiency Chiller (Air Cooled, 50 tons) | 0.39012 | 1.4185 | -10704.3258 | 0.89583 | 0.90912 | 3147.5122 | RIM/PCT less than one | Commercial/Industrial | Miscellaneous | New | Air Curtains | 0.0054703 | 1.2696 | -10246.8034 | 0.011723 | 0.0032285 | 81.081 | TRC/PCT less than one
[11 empty] | Commercial/Industrial | Retail | New | Air Curtains | 0.0054703 | 1.2696 | -10246.8034 | 0.011723 | 0.0032285 | 81.081 | TRC score less than one | Commercial/Industrial | Warehouse | New | High Efficiency Chiller (Air Cooled, 50 tons) | 0.39012 | 1.4185 | -10704.3258 | 0.89583 | 0.90912 | 3147.5122 | RIM/PCT less than one | Commercial/Industrial | Offices | New | Air Curtains | 0.0054703 | 1.2696 | -10246.8034 | 0.011723 | 0.0032285 | 81.081 | TRC/PCT less than one
[11 empty] | Commercial/Industrial | Warehouse | New | Air Curtains | 0.0054703 | 1.2696 | -10246.8034 | 0.011723 | 0.0032285 | 81.081 | TRC score less than one | Commercial/Industrial | Warehouse | Turnover | High Efficiency Chiller (Water cooled-positive displacement, 100 tons) | 0.21571 | 1.2336 | -10958.123 | 0.48632 | 0.021065 | 1235.2346 | RIM/PCT less than one | Commercial/Industrial | Retail | New | Air Curtains | 0.0054703 | 1.2696 | -10246.8034 | 0.011723 | 0.0032285 | 81.081 | TRC/PCT less than one
[11 empty] | Commercial/Industrial | College and University | Existing | Air Curtains | 0.0054313 | 1.3278 | -10249.0559 | 0.010513 | 0.0088056 | 81.081 | TRC score less than one | Commercial/Industrial | Warehouse | New | High Efficiency Chiller (Water cooled-positive displacement, 100 tons) | 0.21571 | 1.2336 | -10958.123 | 0.48632 | 0.021065 | 1235.2346 | RIM/PCT less than one | Commercial/Industrial | Warehouse | New | Air Curtains | 0.0054703 | 1.2696 | -10246.8034 | 0.011723 | 0.0032285 | 81.081 | TRC/PCT less than one
[11 empty] | Commercial/Industrial | Healthcare | Existing | Air Curtains | 0.0054313 | 1.3278 | -10249.0559 | 0.010513 | 0.0088056 | 81.081 | TRC score less than one | Commercial/Industrial | Assembly | Turnover | Solar Water Heater | 0.32648 | 1.7029 | -11393.533 | 0.38556 | 0.05413 | 5158.5545 | RIM/PCT less than one | Commercial/Industrial | College and University | Existing | Air Curtains | 0.0054313 | 1.3278 | -10249.0559 | 0.010513 | 0.0088056 | 81.081 | TRC/PCT less than one
[11 empty] | Commercial/Industrial | Hospitals | Existing | Air Curtains | 0.0054313 | 1.3278 | -10249.0559 | 0.010513 | 0.0088056 | 81.081 | TRC score less than one | Commercial/Industrial | Assembly | New | Solar Water Heater | 0.32648 | 1.7029 | -11393.533 | 0.38556 | 0.05413 | 5158.5545 | RIM/PCT less than one | Commercial/Industrial | Healthcare | Existing | Air Curtains | 0.0054313 | 1.3278 | -10249.0559 | 0.010513 | 0.0088056 | 81.081 | TRC/PCT less than one
[11 empty] | Commercial/Industrial | Lodging/Hospitality | Existing | Air Curtains | 0.0054313 | 1.3278 | -10249.0559 | 0.010513 | 0.0088056 | 81.081 | TRC score less than one | Commercial/Industrial | Restaurants | Turnover | Solar Water Heater | 0.54412 | 1.7028 | -12100.7665 | 1.2852 | 0.18043 | 17195.1818 | RIM/PCT less than one | Commercial/Industrial | Hospitals | Existing | Air Curtains | 0.0054313 | 1.3278 | -10249.0559 | 0.010513 | 0.0088056 | 81.081 | TRC/PCT less than one
[11 empty] | Commercial/Industrial | Restaurants | Existing | Air Curtains | 0.0054313 | 1.3278 | -10249.0559 | 0.010513 | 0.0088056 | 81.081 | TRC score less than one | Commercial/Industrial | Restaurants | New | Solar Water Heater | 0.54412 | 1.7028 | -12100.7665 | 1.2852 | 0.18043 | 17195.1818 | RIM/PCT less than one | Commercial/Industrial | Lodging/Hospitality | Existing | Air Curtains | 0.0054313 | 1.3278 | -10249.0559 | 0.010513 | 0.0088056 | 81.081 | TRC/PCT less than one
[11 empty] | Commercial/Industrial | Schools K-12 | Existing | Air Curtains | 0.0054313 | 1.3278 | -10249.0559 | 0.010513 | 0.0088056 | 81.081 | TRC score less than one | Commercial/Industrial | Schools K-12 | Existing | Smart Thermostat | 0.42642 | 1.7604 | -13193.9715 | 0.23377 | -3.235 | 19687.6973 | RIM/PCT less than one | Commercial/Industrial | Restaurants | Existing | Air Curtains | 0.0054313 | 1.3278 | -10249.0559 | 0.010513 | 0.0088056 | 81.081 | TRC/PCT less than one
[11 empty] | Commercial/Industrial | College and University | New | Air Curtains | 0.0054313 | 1.3278 | -10249.0559 | 0.010513 | 0.0088056 | 81.081 | TRC score less than one | Commercial/Industrial | Schools K-12 | New | Smart Thermostat | 0.42642 | 1.7604 | -13193.9715 | 0.23377 | -3.235 | 19687.6973 | RIM/PCT less than one | Commercial/Industrial | Schools K-12 | Existing | Air Curtains | 0.0054313 | 1.3278 | -10249.0559 | 0.010513 | 0.0088056 | 81.081 | TRC/PCT less than one
[11 empty] | Commercial/Industrial | Healthcare | New | Air Curtains | 0.0054313 | 1.3278 | -10249.0559 | 0.010513 | 0.0088056 | 81.081 | TRC score less than one | Commercial/Industrial | College and University | Existing | Smart Thermostat | 0.53897 | 1.5359 | -13879.7685 | 2.4002 | 0.70909 | 28715.232 | RIM/PCT less than one | Commercial/Industrial | College and University | New | Air Curtains | 0.0054313 | 1.3278 | -10249.0559 | 0.010513 | 0.0088056 | 81.081 | TRC/PCT less than one
[11 empty] | Commercial/Industrial | Hospitals | New | Air Curtains | 0.0054313 | 1.3278 | -10249.0559 | 0.010513 | 0.0088056 | 81.081 | TRC score less than one | Commercial/Industrial | College and University | New | Smart Thermostat | 0.53897 | 1.5359 | -13879.7685 | 2.4002 | 0.70909 | 28715.232 | RIM/PCT less than one | Commercial/Industrial | Healthcare | New | Air Curtains | 0.0054313 | 1.3278 | -10249.0559 | 0.010513 | 0.0088056 | 81.081 | TRC/PCT less than one
[11 empty] | Commercial/Industrial | Lodging/Hospitality | New | Air Curtains | 0.0054313 | 1.3278 | -10249.0559 | 0.010513 | 0.0088056 | 81.081 | TRC score less than one | Commercial/Industrial | Schools K-12 | Existing | Programmable Thermostat | 0.24038 | 1.7605 | -13946.883 | 0.084157 | -1.1646 | 7087.571 | RIM/PCT less than one | Commercial/Industrial | Hospitals | New | Air Curtains | 0.0054313 | 1.3278 | -10249.0559 | 0.010513 | 0.0088056 | 81.081 | TRC/PCT less than one
[11 empty] | Commercial/Industrial | Restaurants | New | Air Curtains | 0.0054313 | 1.3278 | -10249.0559 | 0.010513 | 0.0088056 | 81.081 | TRC score less than one | Commercial/Industrial | Schools K-12 | New | Programmable Thermostat | 0.24038 | 1.7605 | -13946.883 | 0.084157 | -1.1646 | 7087.571 | RIM/PCT less than one | Commercial/Industrial | Lodging/Hospitality | New | Air Curtains | 0.0054313 | 1.3278 | -10249.0559 | 0.010513 | 0.0088056 | 81.081 | TRC/PCT less than one
[11 empty] | Commercial/Industrial | Schools K-12 | New | Air Curtains | 0.0054313 | 1.3278 | -10249.0559 | 0.010513 | 0.0088056 | 81.081 | TRC score less than one | Commercial/Industrial | Restaurants | Turnover | Instantaneous Hot Water System | 0.12371 | 1.7357 | -14525.3668 | 0.13057 | 0.13624 | 1173.6724 | RIM/PCT less than one | Commercial/Industrial | Restaurants | New | Air Curtains | 0.0054313 | 1.3278 | -10249.0559 | 0.010513 | 0.0088056 | 81.081 | TRC/PCT less than one
[11 empty] | Commercial/Industrial | Assembly | Existing | Green Roof | 0.0052454 | 0.80655 | -45.6047 | 6.8973e-05 | 0 | 0.16236 | TRC score less than one | Commercial/Industrial | Restaurants | New | Instantaneous Hot Water System | 0.12371 | 1.7357 | -14525.3668 | 0.13057 | 0.13624 | 1173.6724 | RIM/PCT less than one | Commercial/Industrial | Schools K-12 | New | Air Curtains | 0.0054313 | 1.3278 | -10249.0559 | 0.010513 | 0.0088056 | 81.081 | TRC/PCT less than one
[11 empty] | Commercial/Industrial | College and University | Existing | Green Roof | 0.0052454 | 0.80655 | -45.6047 | 6.8973e-05 | 0 | 0.16236 | TRC score less than one | Commercial/Industrial | Warehouse | Turnover | High Efficiency Chiller (Water cooled-centrifugal, 200 tons) | 0.37083 | 1.2337 | -14875.3462 | 1.5327 | 0.066386 | 3892.8606 | RIM/PCT less than one | Commercial/Industrial | Assembly | Existing | Green Roof | 0.0052454 | 0.80655 | -45.6047 | 6.8973e-05 | 0 | 0.16236 | TRC/PCT less than one
[11 empty] | Commercial/Industrial | Grocery | Existing | Green Roof | 0.0052454 | 0.80655 | -45.6047 | 6.8973e-05 | 0 | 0.16236 | TRC score less than one | Commercial/Industrial | Warehouse | New | High Efficiency Chiller (Water cooled-centrifugal, 200 tons) | 0.37083 | 1.2337 | -14875.3462 | 1.5327 | 0.066386 | 3892.8606 | RIM/PCT less than one | Commercial/Industrial | College and University | Existing | Green Roof | 0.0052454 | 0.80655 | -45.6047 | 6.8973e-05 | 0 | 0.16236 | TRC/PCT less than one
[11 empty] | Commercial/Industrial | Healthcare | Existing | Green Roof | 0.0052454 | 0.80655 | -45.6047 | 6.8973e-05 | 0 | 0.16236 | TRC score less than one | Commercial/Industrial | Grocery | Existing | Facility Commissioning | 0 | #DIV/0! | -15675.6549 | 0 | 0 | 0 | RIM/PCT less than one | Commercial/Industrial | Grocery | Existing | Green Roof | 0.0052454 | 0.80655 | -45.6047 | 6.8973e-05 | 0 | 0.16236 | TRC/PCT less than one
[11 empty] | Commercial/Industrial | Hospitals | Existing | Green Roof | 0.0052454 | 0.80655 | -45.6047 | 6.8973e-05 | 0 | 0.16236 | TRC score less than one | Commercial/Industrial | Schools K-12 | Turnover | Solar Water Heater | 0.13603 | 1.7028 | -16068.7158 | 0.16065 | 0.022555 | 2149.4448 | RIM/PCT less than one | Commercial/Industrial | Healthcare | Existing | Green Roof | 0.0052454 | 0.80655 | -45.6047 | 6.8973e-05 | 0 | 0.16236 | TRC/PCT less than one
[11 empty] | Commercial/Industrial | Institutional | Existing | Green Roof | 0.0052454 | 0.80655 | -45.6047 | 6.8973e-05 | 0 | 0.16236 | TRC score less than one | Commercial/Industrial | Schools K-12 | New | Solar Water Heater | 0.13603 | 1.7028 | -16068.7158 | 0.16065 | 0.022555 | 2149.4448 | RIM/PCT less than one | Commercial/Industrial | Hospitals | Existing | Green Roof | 0.0052454 | 0.80655 | -45.6047 | 6.8973e-05 | 0 | 0.16236 | TRC/PCT less than one
[11 empty] | Commercial/Industrial | Offices | Existing | Green Roof | 0.0052454 | 0.80655 | -45.6047 | 6.8973e-05 | 0 | 0.16236 | TRC score less than one | Commercial/Industrial | Restaurants | Existing | Facility Commissioning | 0 | #DIV/0! | -16900.2863 | 0 | 0 | 0 | RIM/PCT less than one | Commercial/Industrial | Institutional | Existing | Green Roof | 0.0052454 | 0.80655 | -45.6047 | 6.8973e-05 | 0 | 0.16236 | TRC/PCT less than one
[11 empty] | Commercial/Industrial | Restaurants | Existing | Green Roof | 0.0052454 | 0.80655 | -45.6047 | 6.8973e-05 | 0 | 0.16236 | TRC score less than one | Commercial/Industrial | Warehouse | Existing | Drain Water Heat Recovery | 0.13286 | 1.332 | -18165.5819 | 0.4179 | 0.19872 | 1726.4575 | RIM/PCT less than one | Commercial/Industrial | Offices | Existing | Green Roof | 0.0052454 | 0.80655 | -45.6047 | 6.8973e-05 | 0 | 0.16236 | TRC/PCT less than one
[11 empty] | Commercial/Industrial | Retail | Existing | Green Roof | 0.0052454 | 0.80655 | -45.6047 | 6.8973e-05 | 0 | 0.16236 | TRC score less than one | Commercial/Industrial | Warehouse | New | Drain Water Heat Recovery | 0.12708 | 1.3319 | -18322.1557 | 0.39977 | 0.1901 | 1651.553 | RIM/PCT less than one | Commercial/Industrial | Restaurants | Existing | Green Roof | 0.0052454 | 0.80655 | -45.6047 | 6.8973e-05 | 0 | 0.16236 | TRC/PCT less than one
[11 empty] | Commercial/Industrial | Schools K-12 | Existing | Green Roof | 0.0052454 | 0.80655 | -45.6047 | 6.8973e-05 | 0 | 0.16236 | TRC score less than one | Commercial/Industrial | Lodging/Hospitality | Turnover | Instantaneous Hot Water System | 0.23749 | 1.7355 | -18346.6269 | 0.37604 | 0.39237 | 3380.1766 | RIM/PCT less than one | Commercial/Industrial | Retail | Existing | Green Roof | 0.0052454 | 0.80655 | -45.6047 | 6.8973e-05 | 0 | 0.16236 | TRC/PCT less than one
[11 empty] | Commercial/Industrial | Assembly | New | Green Roof | 0.0051436 | 0.80655 | -45.6131 | 6.7635e-05 | 0 | 0.15921 | TRC score less than one | Commercial/Industrial | Lodging/Hospitality | New | Instantaneous Hot Water System | 0.23749 | 1.7355 | -18346.6269 | 0.37604 | 0.39237 | 3380.1766 | RIM/PCT less than one | Commercial/Industrial | Schools K-12 | Existing | Green Roof | 0.0052454 | 0.80655 | -45.6047 | 6.8973e-05 | 0 | 0.16236 | TRC/PCT less than one
[11 empty] | Commercial/Industrial | College and University | New | Green Roof | 0.0051436 | 0.80655 | -45.6131 | 6.7635e-05 | 0 | 0.15921 | TRC score less than one | Commercial/Industrial | College and University | Existing | Programmable Thermostat | 0.30381 | 1.5359 | -18354.3417 | 0.86408 | 0.25527 | 10337.4835 | RIM/PCT less than one | Commercial/Industrial | Assembly | New | Green Roof | 0.0051436 | 0.80655 | -45.6131 | 6.7635e-05 | 0 | 0.15921 | TRC/PCT less than one
[11 empty] | Commercial/Industrial | Grocery | New | Green Roof | 0.0051436 | 0.80655 | -45.6131 | 6.7635e-05 | 0 | 0.15921 | TRC score less than one | Commercial/Industrial | College and University | New | Programmable Thermostat | 0.30381 | 1.5359 | -18354.3417 | 0.86408 | 0.25527 | 10337.4835 | RIM/PCT less than one | Commercial/Industrial | College and University | New | Green Roof | 0.0051436 | 0.80655 | -45.6131 | 6.7635e-05 | 0 | 0.15921 | TRC/PCT less than one
[11 empty] | Commercial/Industrial | Healthcare | New | Green Roof | 0.0051436 | 0.80655 | -45.6131 | 6.7635e-05 | 0 | 0.15921 | TRC score less than one | Commercial/Industrial | Offices | Turnover | Instantaneous Hot Water System | 0.2077 | 1.6757 | -19162.4696 | 0.32505 | 0.37455 | 2934.181 | RIM/PCT less than one | Commercial/Industrial | Grocery | New | Green Roof | 0.0051436 | 0.80655 | -45.6131 | 6.7635e-05 | 0 | 0.15921 | TRC/PCT less than one
[11 empty] | Commercial/Industrial | Hospitals | New | Green Roof | 0.0051436 | 0.80655 | -45.6131 | 6.7635e-05 | 0 | 0.15921 | TRC score less than one | Commercial/Industrial | Offices | New | Instantaneous Hot Water System | 0.2077 | 1.6757 | -19162.4696 | 0.32505 | 0.37455 | 2934.181 | RIM/PCT less than one | Commercial/Industrial | Healthcare | New | Green Roof | 0.0051436 | 0.80655 | -45.6131 | 6.7635e-05 | 0 | 0.15921 | TRC/PCT less than one
[11 empty] | Commercial/Industrial | Institutional | New | Green Roof | 0.0051436 | 0.80655 | -45.6131 | 6.7635e-05 | 0 | 0.15921 | TRC score less than one | Commercial/Industrial | Retail | Existing | Water Cooled Refrigeration Heat Recovery | 0.058167 | 1.7464 | -19248.473 | 0 | 0.055087 | 824.0137 | RIM/PCT less than one | Commercial/Industrial | Hospitals | New | Green Roof | 0.0051436 | 0.80655 | -45.6131 | 6.7635e-05 | 0 | 0.15921 | TRC/PCT less than one
[11 empty] | Commercial/Industrial | Offices | New | Green Roof | 0.0051436 | 0.80655 | -45.6131 | 6.7635e-05 | 0 | 0.15921 | TRC score less than one | Commercial/Industrial | Retail | New | Water Cooled Refrigeration Heat Recovery | 0.058167 | 1.7464 | -19248.473 | 0 | 0.055087 | 824.0137 | RIM/PCT less than one | Commercial/Industrial | Institutional | New | Green Roof | 0.0051436 | 0.80655 | -45.6131 | 6.7635e-05 | 0 | 0.15921 | TRC/PCT less than one
[11 empty] | Commercial/Industrial | Restaurants | New | Green Roof | 0.0051436 | 0.80655 | -45.6131 | 6.7635e-05 | 0 | 0.15921 | TRC score less than one | Commercial/Industrial | Healthcare | Existing | Drain Water Heat Recovery | 0.088571 | 1.332 | -19368.5275 | 0.2786 | 0.13248 | 1150.9717 | RIM/PCT less than one | Commercial/Industrial | Offices | New | Green Roof | 0.0051436 | 0.80655 | -45.6131 | 6.7635e-05 | 0 | 0.15921 | TRC/PCT less than one
[11 empty] | Commercial/Industrial | Retail | New | Green Roof | 0.0051436 | 0.80655 | -45.6131 | 6.7635e-05 | 0 | 0.15921 | TRC score less than one | Commercial/Industrial | Healthcare | New | Drain Water Heat Recovery | 0.084738 | 1.3322 | -19472.9101 | 0.26651 | 0.12673 | 1101.0354 | RIM/PCT less than one | Commercial/Industrial | Restaurants | New | Green Roof | 0.0051436 | 0.80655 | -45.6131 | 6.7635e-05 | 0 | 0.15921 | TRC/PCT less than one
[11 empty] | Commercial/Industrial | Schools K-12 | New | Green Roof | 0.0051436 | 0.80655 | -45.6131 | 6.7635e-05 | 0 | 0.15921 | TRC score less than one | Commercial/Industrial | Warehouse | Existing | Facility Energy Management System | 0.33725 | 1.3495 | -19689.1803 | 1.5687 | 0.13489 | 7484.3286 | RIM/PCT less than one | Commercial/Industrial | Retail | New | Green Roof | 0.0051436 | 0.80655 | -45.6131 | 6.7635e-05 | 0 | 0.15921 | TRC/PCT less than one
[11 empty] | Commercial/Industrial | Miscellaneous | Existing | Green Roof | 0.0041554 | 1.3159 | -45.7587 | 2.0949e-05 | 0 | 0.16236 | TRC score less than one | Commercial/Industrial | Warehouse | New | Facility Energy Management System | 0.33725 | 1.3495 | -19689.1803 | 1.5687 | 0.13489 | 7484.3286 | RIM/PCT less than one | Commercial/Industrial | Schools K-12 | New | Green Roof | 0.0051436 | 0.80655 | -45.6131 | 6.7635e-05 | 0 | 0.15921 | TRC/PCT less than one
[11 empty] | Commercial/Industrial | Warehouse | Existing | Green Roof | 0.0041554 | 1.3159 | -45.7587 | 2.0949e-05 | 0 | 0.16236 | TRC score less than one | Commercial/Industrial | Assembly | Existing | Drain Water Heat Recovery | 0.066428 | 1.332 | -19970.0003 | 0.20895 | 0.099362 | 863.2288 | RIM/PCT less than one | Commercial/Industrial | Miscellaneous | Existing | Green Roof | 0.0041554 | 1.3159 | -45.7587 | 2.0949e-05 | 0 | 0.16236 | TRC/PCT less than one
[11 empty] | Commercial/Industrial | Miscellaneous | New | Green Roof | 0.0040747 | 1.3159 | -45.7642 | 2.0542e-05 | 0 | 0.15921 | TRC score less than one | Commercial/Industrial | Assembly | New | Drain Water Heat Recovery | 0.063554 | 1.3322 | -20048.2872 | 0.19988 | 0.095051 | 825.7765 | RIM/PCT less than one | Commercial/Industrial | Warehouse | Existing | Green Roof | 0.0041554 | 1.3159 | -45.7587 | 2.0949e-05 | 0 | 0.16236 | TRC/PCT less than one
[11 empty] | Commercial/Industrial | Warehouse | New | Green Roof | 0.0040747 | 1.3159 | -45.7642 | 2.0542e-05 | 0 | 0.15921 | TRC score less than one | Commercial/Industrial | Schools K-12 | Existing | Drain Water Heat Recovery | 0.027667 | 1.3314 | -21022.5612 | 0.087064 | 0.041402 | 359.6865 | RIM/PCT less than one | Commercial/Industrial | Miscellaneous | New | Green Roof | 0.0040747 | 1.3159 | -45.7642 | 2.0542e-05 | 0 | 0.15921 | TRC/PCT less than one
[11 empty] | Commercial/Industrial | Grocery | Existing | Chilled Water Controls Optimization | 0 | #DIV/0! | -309.752 | 0 | 0 | 0 | TRC score less than one | Commercial/Industrial | Schools K-12 | New | Drain Water Heat Recovery | 0.026475 | 1.3319 | -21055.1815 | 0.083286 | 0.039605 | 344.0811 | RIM/PCT less than one | Commercial/Industrial | Warehouse | New | Green Roof | 0.0040747 | 1.3159 | -45.7642 | 2.0542e-05 | 0 | 0.15921 | TRC/PCT less than one
[11 empty] | Commercial/Industrial | Grocery | New | Chilled Water Controls Optimization | 0 | #DIV/0! | -309.752 | 0 | 0 | 0 | TRC score less than one | Commercial/Industrial | Retail | Turnover | Instantaneous Hot Water System | 0.14694 | 1.7354 | -21084.8028 | 0.23267 | 0.24278 | 2091.4842 | RIM/PCT less than one | Commercial/Industrial | Assembly | New | Refrigerated Display Case LED Lighting | 0 | #DIV/0! | -157.7441 | 0 | 0 | 0 | TRC/PCT less than one
[11 empty] | Commercial/Industrial | Assembly | Existing | Facility Commissioning | 0 | #DIV/0! | -64101.4963 | 0 | 0 | 0 | TRC score less than one | Commercial/Industrial | Retail | New | Instantaneous Hot Water System | 0.14694 | 1.7354 | -21084.8028 | 0.23267 | 0.24278 | 2091.4842 | RIM/PCT less than one | Commercial/Industrial | College and University | New | Refrigerated Display Case LED Lighting | 0 | #DIV/0! | -157.7441 | 0 | 0 | 0 | TRC/PCT less than one
[11 empty] | Commercial/Industrial | College and University | Existing | Facility Commissioning | 0 | #DIV/0! | -252627.2061 | 0 | 0 | 0 | TRC score less than one | Commercial/Industrial | Offices | New | Facility Commissioning | 0.42661 | 1.2069 | -22451.9598 | 4.8276 | 0.48457 | 22466.6847 | RIM/PCT less than one | Commercial/Industrial | Grocery | New | Refrigerated Display Case LED Lighting | 0 | #DIV/0! | -157.7441 | 0 | 0 | 0 | TRC/PCT less than one
[11 empty] | Commercial/Industrial | Grocery | Existing | Facility Commissioning | 0 | #DIV/0! | -15675.6549 | 0 | 0 | 0 | TRC score less than one | Commercial/Industrial | Offices | Existing | Water Cooled Refrigeration Heat Recovery | 0.13093 | 1.7466 | -24223.708 | 0 | 0.17405 | 2603.5309 | RIM/PCT less than one | Commercial/Industrial | Healthcare | New | Refrigerated Display Case LED Lighting | 0 | #DIV/0! | -157.7441 | 0 | 0 | 0 | TRC/PCT less than one
[11 empty] | Commercial/Industrial | Healthcare | Existing | Facility Commissioning | 0 | #DIV/0! | -66941.1024 | 0 | 0 | 0 | TRC score less than one | Commercial/Industrial | Offices | New | Water Cooled Refrigeration Heat Recovery | 0.13093 | 1.7466 | -24223.708 | 0 | 0.17405 | 2603.5309 | RIM/PCT less than one | Commercial/Industrial | Hospitals | New | Refrigerated Display Case LED Lighting | 0 | #DIV/0! | -157.7441 | 0 | 0 | 0 | TRC/PCT less than one
[11 empty] | Commercial/Industrial | Hospitals | Existing | Facility Commissioning | 0 | #DIV/0! | -697515.7548 | 0 | 0 | 0 | TRC score less than one | Commercial/Industrial | Institutional | New | Facility Commissioning | 0.46616 | 1.2068 | -25142.2482 | 6.7742 | 0.67996 | 31525.7048 | RIM/PCT less than one | Commercial/Industrial | Institutional | New | Refrigerated Display Case LED Lighting | 0 | #DIV/0! | -157.7441 | 0 | 0 | 0 | TRC/PCT less than one
[11 empty] | Commercial/Industrial | Institutional | Existing | Facility Commissioning | 0 | #DIV/0! | -68636.2604 | 0 | 0 | 0 | TRC score less than one | Commercial/Industrial | Assembly | Existing | Regenerative Drive Elevator Motor | 0.08431 | 1.4323 | -25534.0587 | 0.28225 | 0.025857 | 2027.9355 | RIM/PCT less than one | Commercial/Industrial | Lodging/Hospitality | New | Refrigerated Display Case LED Lighting | 0 | #DIV/0! | -157.7441 | 0 | 0 | 0 | TRC/PCT less than one
[11 empty] | Commercial/Industrial | Lodging/Hospitality | Existing | Facility Commissioning | 0 | #DIV/0! | -112469.2007 | 0 | 0 | 0 | TRC score less than one | Commercial/Industrial | Grocery | Existing | Regenerative Drive Elevator Motor | 0.08431 | 1.4323 | -25534.0587 | 0.28225 | 0.025857 | 2027.9355 | RIM/PCT less than one | Commercial/Industrial | Miscellaneous | New | Refrigerated Display Case LED Lighting | 0 | #DIV/0! | -157.7441 | 0 | 0 | 0 | TRC/PCT less than one
[11 empty] | Commercial/Industrial | Miscellaneous | Existing | Facility Commissioning | 0 | #DIV/0! | -958096.0926 | 0 | 0 | 0 | TRC score less than one | Commercial/Industrial | Institutional | Existing | Regenerative Drive Elevator Motor | 0.08431 | 1.4323 | -25534.0587 | 0.28225 | 0.025857 | 2027.9355 | RIM/PCT less than one | Commercial/Industrial | Offices | New | Refrigerated Display Case LED Lighting | 0 | #DIV/0! | -157.7441 | 0 | 0 | 0 | TRC/PCT less than one
[11 empty] | Commercial/Industrial | Offices | Existing | Facility Commissioning | 0 | #DIV/0! | -53447.8175 | 0 | 0 | 0 | TRC score less than one | Commercial/Industrial | Miscellaneous | Existing | Regenerative Drive Elevator Motor | 0.08431 | 1.4323 | -25534.0587 | 0.28225 | 0.025857 | 2027.9355 | RIM/PCT less than one | Commercial/Industrial | Restaurants | New | Refrigerated Display Case LED Lighting | 0 | #DIV/0! | -157.7441 | 0 | 0 | 0 | TRC/PCT less than one
[11 empty] | Commercial/Industrial | Restaurants | Existing | Facility Commissioning | 0 | #DIV/0! | -16900.2863 | 0 | 0 | 0 | TRC score less than one | Commercial/Industrial | Offices | Existing | Regenerative Drive Elevator Motor | 0.08431 | 1.4323 | -25534.0587 | 0.28225 | 0.025857 | 2027.9355 | RIM/PCT less than one | Commercial/Industrial | Retail | New | Refrigerated Display Case LED Lighting | 0 | #DIV/0! | -157.7441 | 0 | 0 | 0 | TRC/PCT less than one
[11 empty] | Commercial/Industrial | Retail | Existing | Facility Commissioning | 0 | #DIV/0! | -38073.2862 | 0 | 0 | 0 | TRC score less than one | Commercial/Industrial | Retail | Existing | Regenerative Drive Elevator Motor | 0.08431 | 1.4323 | -25534.0587 | 0.28225 | 0.025857 | 2027.9355 | RIM/PCT less than one | Commercial/Industrial | Schools K-12 | New | Refrigerated Display Case LED Lighting | 0 | #DIV/0! | -157.7441 | 0 | 0 | 0 | TRC/PCT less than one
[11 empty] | Commercial/Industrial | Schools K-12 | Existing | Facility Commissioning | 0 | #DIV/0! | -173205.9129 | 0 | 0 | 0 | TRC score less than one | Commercial/Industrial | Warehouse | Existing | Regenerative Drive Elevator Motor | 0.08431 | 1.4323 | -25534.0587 | 0.28225 | 0.025857 | 2027.9355 | RIM/PCT less than one | Commercial/Industrial | Warehouse | New | Refrigerated Display Case LED Lighting | 0 | #DIV/0! | -157.7441 | 0 | 0 | 0 | TRC/PCT less than one
[11 empty] | Commercial/Industrial | Warehouse | Existing | Facility Commissioning | 0 | #DIV/0! | -53444.3564 | 0 | 0 | 0 | TRC score less than one | Commercial/Industrial | Assembly | New | Regenerative Drive Elevator Motor | 0.08431 | 1.4323 | -25534.0587 | 0.28225 | 0.025857 | 2027.9355 | RIM/PCT less than one | Commercial/Industrial | Grocery | Existing | Chilled Water Controls Optimization | 0 | #DIV/0! | -309.752 | 0 | 0 | 0 | TRC/PCT less than one
[11 empty] | Commercial/Industrial | Assembly | New | Freezer-Cooler Replacement Gaskets | 0 | #DIV/0! | -277.6296 | 0 | 0 | 0 | TRC score less than one | Commercial/Industrial | Grocery | New | Regenerative Drive Elevator Motor | 0.08431 | 1.4323 | -25534.0587 | 0.28225 | 0.025857 | 2027.9355 | RIM/PCT less than one | Commercial/Industrial | Grocery | New | Chilled Water Controls Optimization | 0 | #DIV/0! | -309.752 | 0 | 0 | 0 | TRC/PCT less than one
[11 empty] | Commercial/Industrial | College and University | New | Freezer-Cooler Replacement Gaskets | 0 | #DIV/0! | -277.6296 | 0 | 0 | 0 | TRC score less than one | Commercial/Industrial | Institutional | New | Regenerative Drive Elevator Motor | 0.08431 | 1.4323 | -25534.0587 | 0.28225 | 0.025857 | 2027.9355 | RIM/PCT less than one | Commercial/Industrial | Assembly | Existing | Facility Commissioning | 0 | #DIV/0! | -64101.4963 | 0 | 0 | 0 | TRC/PCT less than one
[11 empty] | Commercial/Industrial | Grocery | New | Freezer-Cooler Replacement Gaskets | 0 | #DIV/0! | -277.6296 | 0 | 0 | 0 | TRC score less than one | Commercial/Industrial | Miscellaneous | New | Regenerative Drive Elevator Motor | 0.08431 | 1.4323 | -25534.0587 | 0.28225 | 0.025857 | 2027.9355 | RIM/PCT less than one | Commercial/Industrial | College and University | Existing | Facility Commissioning | 0 | #DIV/0! | -252627.2061 | 0 | 0 | 0 | TRC/PCT less than one
[11 empty] | Commercial/Industrial | Healthcare | New | Freezer-Cooler Replacement Gaskets | 0 | #DIV/0! | -277.6296 | 0 | 0 | 0 | TRC score less than one | Commercial/Industrial | Offices | New | Regenerative Drive Elevator Motor | 0.08431 | 1.4323 | -25534.0587 | 0.28225 | 0.025857 | 2027.9355 | RIM/PCT less than one | Commercial/Industrial | Grocery | Existing | Facility Commissioning | 0 | #DIV/0! | -15675.6549 | 0 | 0 | 0 | TRC/PCT less than one
[11 empty] | Commercial/Industrial | Hospitals | New | Freezer-Cooler Replacement Gaskets | 0 | #DIV/0! | -277.6296 | 0 | 0 | 0 | TRC score less than one | Commercial/Industrial | Retail | New | Regenerative Drive Elevator Motor | 0.08431 | 1.4323 | -25534.0587 | 0.28225 | 0.025857 | 2027.9355 | RIM/PCT less than one | Commercial/Industrial | Healthcare | Existing | Facility Commissioning | 0 | #DIV/0! | -66941.1024 | 0 | 0 | 0 | TRC/PCT less than one
[11 empty] | Commercial/Industrial | Institutional | New | Freezer-Cooler Replacement Gaskets | 0 | #DIV/0! | -277.6296 | 0 | 0 | 0 | TRC score less than one | Commercial/Industrial | Warehouse | New | Regenerative Drive Elevator Motor | 0.08431 | 1.4323 | -25534.0587 | 0.28225 | 0.025857 | 2027.9355 | RIM/PCT less than one | Commercial/Industrial | Hospitals | Existing | Facility Commissioning | 0 | #DIV/0! | -697515.7548 | 0 | 0 | 0 | TRC/PCT less than one
[11 empty] | Commercial/Industrial | Lodging/Hospitality | New | Freezer-Cooler Replacement Gaskets | 0 | #DIV/0! | -277.6296 | 0 | 0 | 0 | TRC score less than one | Commercial/Industrial | College and University | Existing | Regenerative Drive Elevator Motor | 0.085329 | 1.499 | -25589.6529 | 0.26293 | 0.22024 | 2027.9355 | RIM/PCT less than one | Commercial/Industrial | Institutional | Existing | Facility Commissioning | 0 | #DIV/0! | -68636.2604 | 0 | 0 | 0 | TRC/PCT less than one
[11 empty] | Commercial/Industrial | Miscellaneous | New | Freezer-Cooler Replacement Gaskets | 0 | #DIV/0! | -277.6296 | 0 | 0 | 0 | TRC score less than one | Commercial/Industrial | Healthcare | Existing | Regenerative Drive Elevator Motor | 0.085329 | 1.499 | -25589.6529 | 0.26293 | 0.22024 | 2027.9355 | RIM/PCT less than one | Commercial/Industrial | Lodging/Hospitality | Existing | Facility Commissioning | 0 | #DIV/0! | -112469.2007 | 0 | 0 | 0 | TRC/PCT less than one
[11 empty] | Commercial/Industrial | Offices | New | Freezer-Cooler Replacement Gaskets | 0 | #DIV/0! | -277.6296 | 0 | 0 | 0 | TRC score less than one | Commercial/Industrial | Hospitals | Existing | Regenerative Drive Elevator Motor | 0.085329 | 1.499 | -25589.6529 | 0.26293 | 0.22024 | 2027.9355 | RIM/PCT less than one | Commercial/Industrial | Miscellaneous | Existing | Facility Commissioning | 0 | #DIV/0! | -958096.0926 | 0 | 0 | 0 | TRC/PCT less than one
[11 empty] | Commercial/Industrial | Restaurants | New | Freezer-Cooler Replacement Gaskets | 0 | #DIV/0! | -277.6296 | 0 | 0 | 0 | TRC score less than one | Commercial/Industrial | Lodging/Hospitality | Existing | Regenerative Drive Elevator Motor | 0.085329 | 1.499 | -25589.6529 | 0.26293 | 0.22024 | 2027.9355 | RIM/PCT less than one | Commercial/Industrial | Offices | Existing | Facility Commissioning | 0 | #DIV/0! | -53447.8175 | 0 | 0 | 0 | TRC/PCT less than one
[11 empty] | Commercial/Industrial | Retail | New | Freezer-Cooler Replacement Gaskets | 0 | #DIV/0! | -277.6296 | 0 | 0 | 0 | TRC score less than one | Commercial/Industrial | Restaurants | Existing | Regenerative Drive Elevator Motor | 0.085329 | 1.499 | -25589.6529 | 0.26293 | 0.22024 | 2027.9355 | RIM/PCT less than one | Commercial/Industrial | Restaurants | Existing | Facility Commissioning | 0 | #DIV/0! | -16900.2863 | 0 | 0 | 0 | TRC/PCT less than one
[11 empty] | Commercial/Industrial | Schools K-12 | New | Freezer-Cooler Replacement Gaskets | 0 | #DIV/0! | -277.6296 | 0 | 0 | 0 | TRC score less than one | Commercial/Industrial | Schools K-12 | Existing | Regenerative Drive Elevator Motor | 0.085329 | 1.499 | -25589.6529 | 0.26293 | 0.22024 | 2027.9355 | RIM/PCT less than one | Commercial/Industrial | Retail | Existing | Facility Commissioning | 0 | #DIV/0! | -38073.2862 | 0 | 0 | 0 | TRC/PCT less than one
[11 empty] | Commercial/Industrial | Warehouse | New | Freezer-Cooler Replacement Gaskets | 0 | #DIV/0! | -277.6296 | 0 | 0 | 0 | TRC score less than one | Commercial/Industrial | College and University | New | Regenerative Drive Elevator Motor | 0.085329 | 1.499 | -25589.6529 | 0.26293 | 0.22024 | 2027.9355 | RIM/PCT less than one | Commercial/Industrial | Schools K-12 | Existing | Facility Commissioning | 0 | #DIV/0! | -173205.9129 | 0 | 0 | 0 | TRC/PCT less than one
[11 empty] | Commercial/Industrial | Assembly | New | High R-Value Glass Doors | 0 | #DIV/0! | -1130.0212 | 0 | 0 | 0 | TRC score less than one | Commercial/Industrial | Healthcare | New | Regenerative Drive Elevator Motor | 0.085329 | 1.499 | -25589.6529 | 0.26293 | 0.22024 | 2027.9355 | RIM/PCT less than one | Commercial/Industrial | Warehouse | Existing | Facility Commissioning | 0 | #DIV/0! | -53444.3564 | 0 | 0 | 0 | TRC/PCT less than one
[11 empty] | Commercial/Industrial | College and University | New | High R-Value Glass Doors | 0 | #DIV/0! | -1130.0212 | 0 | 0 | 0 | TRC score less than one | Commercial/Industrial | Hospitals | New | Regenerative Drive Elevator Motor | 0.085329 | 1.499 | -25589.6529 | 0.26293 | 0.22024 | 2027.9355 | RIM/PCT less than one | Commercial/Industrial | Assembly | Existing | Hotel Card Energy Control Systems | 0 | #DIV/0! | -745.6993 | 0 | 0 | 0 | TRC/PCT less than one
[11 empty] | Commercial/Industrial | Grocery | New | High R-Value Glass Doors | 0 | #DIV/0! | -1130.0212 | 0 | 0 | 0 | TRC score less than one | Commercial/Industrial | Lodging/Hospitality | New | Regenerative Drive Elevator Motor | 0.085329 | 1.499 | -25589.6529 | 0.26293 | 0.22024 | 2027.9355 | RIM/PCT less than one | Commercial/Industrial | College and University | Existing | Hotel Card Energy Control Systems | 0 | #DIV/0! | -745.6993 | 0 | 0 | 0 | TRC/PCT less than one
[11 empty] | Commercial/Industrial | Healthcare | New | High R-Value Glass Doors | 0 | #DIV/0! | -1130.0212 | 0 | 0 | 0 | TRC score less than one | Commercial/Industrial | Restaurants | New | Regenerative Drive Elevator Motor | 0.085329 | 1.499 | -25589.6529 | 0.26293 | 0.22024 | 2027.9355 | RIM/PCT less than one | Commercial/Industrial | Grocery | Existing | Hotel Card Energy Control Systems | 0 | #DIV/0! | -745.6993 | 0 | 0 | 0 | TRC/PCT less than one
[11 empty] | Commercial/Industrial | Hospitals | New | High R-Value Glass Doors | 0 | #DIV/0! | -1130.0212 | 0 | 0 | 0 | TRC score less than one | Commercial/Industrial | Schools K-12 | New | Regenerative Drive Elevator Motor | 0.085329 | 1.499 | -25589.6529 | 0.26293 | 0.22024 | 2027.9355 | RIM/PCT less than one | Commercial/Industrial | Healthcare | Existing | Hotel Card Energy Control Systems | 0 | #DIV/0! | -745.6993 | 0 | 0 | 0 | TRC/PCT less than one
[11 empty] | Commercial/Industrial | Institutional | New | High R-Value Glass Doors | 0 | #DIV/0! | -1130.0212 | 0 | 0 | 0 | TRC score less than one | Commercial/Industrial | Retail | New | Facility Commissioning | 0.18955 | 1.2068 | -28263.1423 | 1.5279 | 0.15337 | 7110.6731 | RIM/PCT less than one | Commercial/Industrial | Hospitals | Existing | Hotel Card Energy Control Systems | 0 | #DIV/0! | -745.6993 | 0 | 0 | 0 | TRC/PCT less than one
[11 empty] | Commercial/Industrial | Lodging/Hospitality | New | High R-Value Glass Doors | 0 | #DIV/0! | -1130.0212 | 0 | 0 | 0 | TRC score less than one | Commercial/Industrial | Warehouse | Existing | Water Cooled Refrigeration Heat Recovery | 0.015392 | 1.7473 | -28664.6487 | 0 | 0.020451 | 305.9104 | RIM/PCT less than one | Commercial/Industrial | Institutional | Existing | Hotel Card Energy Control Systems | 0 | #DIV/0! | -745.6993 | 0 | 0 | 0 | TRC/PCT less than one
[11 empty] | Commercial/Industrial | Miscellaneous | New | High R-Value Glass Doors | 0 | #DIV/0! | -1130.0212 | 0 | 0 | 0 | TRC score less than one | Commercial/Industrial | Warehouse | New | Water Cooled Refrigeration Heat Recovery | 0.015392 | 1.7473 | -28664.6487 | 0 | 0.020451 | 305.9104 | RIM/PCT less than one | Commercial/Industrial | Miscellaneous | Existing | Hotel Card Energy Control Systems | 0 | #DIV/0! | -745.6993 | 0 | 0 | 0 | TRC/PCT less than one
[11 empty] | Commercial/Industrial | Offices | New | High R-Value Glass Doors | 0 | #DIV/0! | -1130.0212 | 0 | 0 | 0 | TRC score less than one | Commercial/Industrial | Healthcare | New | Facility Commissioning | 0.41346 | 1.2068 | -29316.871 | 5.8599 | 0.5882 | 27271.1197 | RIM/PCT less than one | Commercial/Industrial | Offices | Existing | Hotel Card Energy Control Systems | 0 | #DIV/0! | -745.6993 | 0 | 0 | 0 | TRC/PCT less than one
[11 empty] | Commercial/Industrial | Restaurants | New | High R-Value Glass Doors | 0 | #DIV/0! | -1130.0212 | 0 | 0 | 0 | TRC score less than one | Commercial/Industrial | Healthcare | Existing | Water Cooled Refrigeration Heat Recovery | 0.13143 | 1.5171 | -30021.3338 | 0 | 0.34321 | 3160.2884 | RIM/PCT less than one | Commercial/Industrial | Restaurants | Existing | Hotel Card Energy Control Systems | 0 | #DIV/0! | -745.6993 | 0 | 0 | 0 | TRC/PCT less than one
[11 empty] | Commercial/Industrial | Retail | New | High R-Value Glass Doors | 0 | #DIV/0! | -1130.0212 | 0 | 0 | 0 | TRC score less than one | Commercial/Industrial | Healthcare | New | Water Cooled Refrigeration Heat Recovery | 0.13143 | 1.5171 | -30021.3338 | 0 | 0.34321 | 3160.2884 | RIM/PCT less than one | Commercial/Industrial | Retail | Existing | Hotel Card Energy Control Systems | 0 | #DIV/0! | -745.6993 | 0 | 0 | 0 | TRC/PCT less than one
[11 empty] | Commercial/Industrial | Schools K-12 | New | High R-Value Glass Doors | 0 | #DIV/0! | -1130.0212 | 0 | 0 | 0 | TRC score less than one | Commercial/Industrial | Institutional | Existing | Water Cooled Refrigeration Heat Recovery | 0.14306 | 1.7465 | -30508.1139 | 0 | 0.24423 | 3653.327 | RIM/PCT less than one | Commercial/Industrial | Schools K-12 | Existing | Hotel Card Energy Control Systems | 0 | #DIV/0! | -745.6993 | 0 | 0 | 0 | TRC/PCT less than one
[11 empty] | Commercial/Industrial | Warehouse | New | High R-Value Glass Doors | 0 | #DIV/0! | -1130.0212 | 0 | 0 | 0 | TRC score less than one | Commercial/Industrial | Institutional | New | Water Cooled Refrigeration Heat Recovery | 0.14306 | 1.7465 | -30508.1139 | 0 | 0.24423 | 3653.327 | RIM/PCT less than one | Commercial/Industrial | Warehouse | Existing | Hotel Card Energy Control Systems | 0 | #DIV/0! | -745.6993 | 0 | 0 | 0 | TRC/PCT less than one
[11 empty] | Commercial/Industrial | Assembly | Existing | Hotel Card Energy Control Systems | 0 | #DIV/0! | -745.6993 | 0 | 0 | 0 | TRC score less than one | Commercial/Industrial | Assembly | Existing | Water Cooled Refrigeration Heat Recovery | 0.031529 | 1.7464 | -33635.9109 | 0 | 0.050273 | 752.0072 | RIM/PCT less than one | Commercial/Industrial | Assembly | New | Hotel Card Energy Control Systems | 0 | #DIV/0! | -745.6993 | 0 | 0 | 0 | TRC/PCT less than one
[11 empty] | Commercial/Industrial | College and University | Existing | Hotel Card Energy Control Systems | 0 | #DIV/0! | -745.6993 | 0 | 0 | 0 | TRC score less than one | Commercial/Industrial | Assembly | New | Water Cooled Refrigeration Heat Recovery | 0.031529 | 1.7464 | -33635.9109 | 0 | 0.050273 | 752.0072 | RIM/PCT less than one | Commercial/Industrial | College and University | New | Hotel Card Energy Control Systems | 0 | #DIV/0! | -745.6993 | 0 | 0 | 0 | TRC/PCT less than one
[11 empty] | Commercial/Industrial | Grocery | Existing | Hotel Card Energy Control Systems | 0 | #DIV/0! | -745.6993 | 0 | 0 | 0 | TRC score less than one | Commercial/Industrial | Miscellaneous | Existing | Programmable Thermostat | 0.49432 | 1.7605 | -35266.0459 | 0.95185 | -13.172 | 80163.8039 | RIM/PCT less than one | Commercial/Industrial | Grocery | New | Hotel Card Energy Control Systems | 0 | #DIV/0! | -745.6993 | 0 | 0 | 0 | TRC/PCT less than one
[11 empty] | Commercial/Industrial | Healthcare | Existing | Hotel Card Energy Control Systems | 0 | #DIV/0! | -745.6993 | 0 | 0 | 0 | TRC score less than one | Commercial/Industrial | Miscellaneous | New | Programmable Thermostat | 0.49432 | 1.7605 | -35266.0459 | 0.95185 | -13.172 | 80163.8039 | RIM/PCT less than one | Commercial/Industrial | Healthcare | New | Hotel Card Energy Control Systems | 0 | #DIV/0! | -745.6993 | 0 | 0 | 0 | TRC/PCT less than one
[11 empty] | Commercial/Industrial | Hospitals | Existing | Hotel Card Energy Control Systems | 0 | #DIV/0! | -745.6993 | 0 | 0 | 0 | TRC score less than one | Commercial/Industrial | Retail | Existing | Facility Commissioning | 0 | #DIV/0! | -38073.2862 | 0 | 0 | 0 | RIM/PCT less than one | Commercial/Industrial | Hospitals | New | Hotel Card Energy Control Systems | 0 | #DIV/0! | -745.6993 | 0 | 0 | 0 | TRC/PCT less than one
[11 empty] | Commercial/Industrial | Institutional | Existing | Hotel Card Energy Control Systems | 0 | #DIV/0! | -745.6993 | 0 | 0 | 0 | TRC score less than one | Commercial/Industrial | Warehouse | New | Facility Commissioning | 0.050132 | 1.2069 | -49802.3964 | 0.56723 | 0.056937 | 2639.7968 | RIM/PCT less than one | Commercial/Industrial | Institutional | New | Hotel Card Energy Control Systems | 0 | #DIV/0! | -745.6993 | 0 | 0 | 0 | TRC/PCT less than one
[11 empty] | Commercial/Industrial | Miscellaneous | Existing | Hotel Card Energy Control Systems | 0 | #DIV/0! | -745.6993 | 0 | 0 | 0 | TRC score less than one | Commercial/Industrial | Offices | Existing | Drain Water Heat Recovery | 0.18452 | 1.332 | -50286.4359 | 1.7412 | 0.82801 | 7193.5731 | RIM/PCT less than one | Commercial/Industrial | Miscellaneous | New | Hotel Card Energy Control Systems | 0 | #DIV/0! | -745.6993 | 0 | 0 | 0 | TRC/PCT less than one
[11 empty] | Commercial/Industrial | Offices | Existing | Hotel Card Energy Control Systems | 0 | #DIV/0! | -745.6993 | 0 | 0 | 0 | TRC score less than one | Commercial/Industrial | Offices | New | Drain Water Heat Recovery | 0.17651 | 1.332 | -50938.827 | 1.6657 | 0.79209 | 6881.471 | RIM/PCT less than one | Commercial/Industrial | Offices | New | Hotel Card Energy Control Systems | 0 | #DIV/0! | -745.6993 | 0 | 0 | 0 | TRC/PCT less than one
[11 empty] | Commercial/Industrial | Restaurants | Existing | Hotel Card Energy Control Systems | 0 | #DIV/0! | -745.6993 | 0 | 0 | 0 | TRC score less than one | Commercial/Industrial | Warehouse | Existing | Facility Commissioning | 0 | #DIV/0! | -53444.3564 | 0 | 0 | 0 | RIM/PCT less than one | Commercial/Industrial | Restaurants | New | Hotel Card Energy Control Systems | 0 | #DIV/0! | -745.6993 | 0 | 0 | 0 | TRC/PCT less than one
[11 empty] | Commercial/Industrial | Retail | Existing | Hotel Card Energy Control Systems | 0 | #DIV/0! | -745.6993 | 0 | 0 | 0 | TRC score less than one | Commercial/Industrial | Offices | Existing | Facility Commissioning | 0 | #DIV/0! | -53447.8175 | 0 | 0 | 0 | RIM/PCT less than one | Commercial/Industrial | Retail | New | Hotel Card Energy Control Systems | 0 | #DIV/0! | -745.6993 | 0 | 0 | 0 | TRC/PCT less than one
[11 empty] | Commercial/Industrial | Schools K-12 | Existing | Hotel Card Energy Control Systems | 0 | #DIV/0! | -745.6993 | 0 | 0 | 0 | TRC score less than one | Commercial/Industrial | Assembly | New | Facility Commissioning | 0.10275 | 1.2069 | -55148.6129 | 1.3944 | 0.13997 | 6489.3061 | RIM/PCT less than one | Commercial/Industrial | Schools K-12 | New | Hotel Card Energy Control Systems | 0 | #DIV/0! | -745.6993 | 0 | 0 | 0 | TRC/PCT less than one
[11 empty] | Commercial/Industrial | Warehouse | Existing | Hotel Card Energy Control Systems | 0 | #DIV/0! | -745.6993 | 0 | 0 | 0 | TRC score less than one | Commercial/Industrial | Lodging/Hospitality | Existing | Water Cooled Refrigeration Heat Recovery | 0.074181 | 1.5171 | -55286.4385 | 0 | 0.32547 | 2996.9115 | RIM/PCT less than one | Commercial/Industrial | Warehouse | New | Hotel Card Energy Control Systems | 0 | #DIV/0! | -745.6993 | 0 | 0 | 0 | TRC/PCT less than one
[11 empty] | Commercial/Industrial | Assembly | New | Hotel Card Energy Control Systems | 0 | #DIV/0! | -745.6993 | 0 | 0 | 0 | TRC score less than one | Commercial/Industrial | Lodging/Hospitality | New | Water Cooled Refrigeration Heat Recovery | 0.074181 | 1.5171 | -55286.4385 | 0 | 0.32547 | 2996.9115 | RIM/PCT less than one | Commercial/Industrial | Assembly | New | Wall Insulation | 0 | #DIV/0! | -2.7014 | 0 | 0 | 0 | TRC/PCT less than one
[11 empty] | Commercial/Industrial | College and University | New | Hotel Card Energy Control Systems | 0 | #DIV/0! | -745.6993 | 0 | 0 | 0 | TRC score less than one | Commercial/Industrial | Assembly | Existing | Facility Commissioning | 0 | #DIV/0! | -64101.4963 | 0 | 0 | 0 | RIM/PCT less than one | Commercial/Industrial | College and University | New | Wall Insulation | 0 | #DIV/0! | -2.7014 | 0 | 0 | 0 | TRC/PCT less than one
[11 empty] | Commercial/Industrial | Grocery | New | Hotel Card Energy Control Systems | 0 | #DIV/0! | -745.6993 | 0 | 0 | 0 | TRC score less than one | Commercial/Industrial | College and University | Turnover | Instantaneous Hot Water System | 0.18041 | 1.2916 | -64372.5178 | 0.76527 | 1.8458 | 8098.3397 | RIM/PCT less than one | Commercial/Industrial | Grocery | New | Wall Insulation | 0 | #DIV/0! | -2.7014 | 0 | 0 | 0 | TRC/PCT less than one
[11 empty] | Commercial/Industrial | Healthcare | New | Hotel Card Energy Control Systems | 0 | #DIV/0! | -745.6993 | 0 | 0 | 0 | TRC score less than one | Commercial/Industrial | College and University | New | Instantaneous Hot Water System | 0.18041 | 1.2916 | -64372.5178 | 0.76527 | 1.8458 | 8098.3397 | RIM/PCT less than one | Commercial/Industrial | Healthcare | New | Wall Insulation | 0 | #DIV/0! | -2.7014 | 0 | 0 | 0 | TRC/PCT less than one
[11 empty] | Commercial/Industrial | Hospitals | New | Hotel Card Energy Control Systems | 0 | #DIV/0! | -745.6993 | 0 | 0 | 0 | TRC score less than one | Commercial/Industrial | Healthcare | Existing | Facility Commissioning | 0 | #DIV/0! | -66941.1024 | 0 | 0 | 0 | RIM/PCT less than one | Commercial/Industrial | Hospitals | New | Wall Insulation | 0 | #DIV/0! | -2.7014 | 0 | 0 | 0 | TRC/PCT less than one
[11 empty] | Commercial/Industrial | Institutional | New | Hotel Card Energy Control Systems | 0 | #DIV/0! | -745.6993 | 0 | 0 | 0 | TRC score less than one | Commercial/Industrial | Institutional | Existing | Facility Commissioning | 0 | #DIV/0! | -68636.2604 | 0 | 0 | 0 | RIM/PCT less than one | Commercial/Industrial | Institutional | New | Wall Insulation | 0 | #DIV/0! | -2.7014 | 0 | 0 | 0 | TRC/PCT less than one
[11 empty] | Commercial/Industrial | Miscellaneous | New | Hotel Card Energy Control Systems | 0 | #DIV/0! | -745.6993 | 0 | 0 | 0 | TRC score less than one | Commercial/Industrial | Lodging/Hospitality | New | Facility Commissioning | 0.23337 | 1.2069 | -76790.022 | 5.557 | 0.55779 | 25861.2898 | RIM/PCT less than one | Commercial/Industrial | Lodging/Hospitality | New | Wall Insulation | 0 | #DIV/0! | -2.7014 | 0 | 0 | 0 | TRC/PCT less than one
[11 empty] | Commercial/Industrial | Offices | New | Hotel Card Energy Control Systems | 0 | #DIV/0! | -745.6993 | 0 | 0 | 0 | TRC score less than one | Commercial/Industrial | Schools K-12 | Existing | Water Cooled Refrigeration Heat Recovery | 0.049498 | 1.5172 | -88361.6437 | 0 | 0.33443 | 3079.4163 | RIM/PCT less than one | Commercial/Industrial | Miscellaneous | New | Wall Insulation | 0 | #DIV/0! | -2.7014 | 0 | 0 | 0 | TRC/PCT less than one
[11 empty] | Commercial/Industrial | Restaurants | New | Hotel Card Energy Control Systems | 0 | #DIV/0! | -745.6993 | 0 | 0 | 0 | TRC score less than one | Commercial/Industrial | Schools K-12 | New | Water Cooled Refrigeration Heat Recovery | 0.049498 | 1.5172 | -88361.6437 | 0 | 0.33443 | 3079.4163 | RIM/PCT less than one | Commercial/Industrial | Offices | New | Wall Insulation | 0 | #DIV/0! | -2.7014 | 0 | 0 | 0 | TRC/PCT less than one
[11 empty] | Commercial/Industrial | Retail | New | Hotel Card Energy Control Systems | 0 | #DIV/0! | -745.6993 | 0 | 0 | 0 | TRC score less than one | Commercial/Industrial | Hospitals | Turnover | Instantaneous Hot Water System | 0.21091 | 1.2916 | -91302.8821 | 1.342 | 3.2369 | 14201.4362 | RIM/PCT less than one | Commercial/Industrial | Restaurants | New | Wall Insulation | 0 | #DIV/0! | -2.7014 | 0 | 0 | 0 | TRC/PCT less than one
[11 empty] | Commercial/Industrial | Schools K-12 | New | Hotel Card Energy Control Systems | 0 | #DIV/0! | -745.6993 | 0 | 0 | 0 | TRC score less than one | Commercial/Industrial | Hospitals | New | Instantaneous Hot Water System | 0.21091 | 1.2916 | -91302.8821 | 1.342 | 3.2369 | 14201.4362 | RIM/PCT less than one | Commercial/Industrial | Retail | New | Wall Insulation | 0 | #DIV/0! | -2.7014 | 0 | 0 | 0 | TRC/PCT less than one
[11 empty] | Commercial/Industrial | Warehouse | New | Hotel Card Energy Control Systems | 0 | #DIV/0! | -745.6993 | 0 | 0 | 0 | TRC score less than one | Commercial/Industrial | College and University | Existing | ENERGY STAR certified buildings program | 0.62807 | 1.2196 | -96715.8847 | 38.6582 | 0.44413 | 91682.9859 | RIM/PCT less than one | Commercial/Industrial | Schools K-12 | New | Wall Insulation | 0 | #DIV/0! | -2.7014 | 0 | 0 | 0 | TRC/PCT less than one
[11 empty] | Commercial/Industrial | Assembly | New | Refrigerated Display Case LED Lighting | 0 | #DIV/0! | -157.7441 | 0 | 0 | 0 | TRC score less than one | Commercial/Industrial | College and University | New | ENERGY STAR certified buildings program | 0.62807 | 1.2196 | -96715.8847 | 38.6582 | 0.44413 | 91682.9859 | RIM/PCT less than one | Commercial/Industrial | Warehouse | New | Wall Insulation | 0 | #DIV/0! | -2.7014 | 0 | 0 | 0 | TRC/PCT less than one
[11 empty] | Commercial/Industrial | College and University | New | Refrigerated Display Case LED Lighting | 0 | #DIV/0! | -157.7441 | 0 | 0 | 0 | TRC score less than one | Commercial/Industrial | Lodging/Hospitality | Existing | Facility Commissioning | 0 | #DIV/0! | -112469.2007 | 0 | 0 | 0 | RIM/PCT less than one | Commercial/Industrial | Assembly | New | Freezer-Cooler Replacement Gaskets | 0 | #DIV/0! | -277.6296 | 0 | 0 | 0 | TRC/PCT less than one
[11 empty] | Commercial/Industrial | Grocery | New | Refrigerated Display Case LED Lighting | 0 | #DIV/0! | -157.7441 | 0 | 0 | 0 | TRC score less than one | Commercial/Industrial | Healthcare | Turnover | Geothermal Heat Pump | 0.10135 | 1.1922 | -122737.3329 | 2.7496 | 2.1119 | 6393.7659 | RIM/PCT less than one | Commercial/Industrial | College and University | New | Freezer-Cooler Replacement Gaskets | 0 | #DIV/0! | -277.6296 | 0 | 0 | 0 | TRC/PCT less than one
[11 empty] | Commercial/Industrial | Healthcare | New | Refrigerated Display Case LED Lighting | 0 | #DIV/0! | -157.7441 | 0 | 0 | 0 | TRC score less than one | Commercial/Industrial | Healthcare | New | Geothermal Heat Pump | 0.10135 | 1.1922 | -122737.3329 | 2.7496 | 2.1119 | 6393.7659 | RIM/PCT less than one | Commercial/Industrial | Grocery | New | Freezer-Cooler Replacement Gaskets | 0 | #DIV/0! | -277.6296 | 0 | 0 | 0 | TRC/PCT less than one
[11 empty] | Commercial/Industrial | Hospitals | New | Refrigerated Display Case LED Lighting | 0 | #DIV/0! | -157.7441 | 0 | 0 | 0 | TRC score less than one | Commercial/Industrial | Miscellaneous | Turnover | Instantaneous Hot Water System | 0.22432 | 1.6757 | -124354.4596 | 2.3404 | 2.6968 | 21126.1035 | RIM/PCT less than one | Commercial/Industrial | Healthcare | New | Freezer-Cooler Replacement Gaskets | 0 | #DIV/0! | -277.6296 | 0 | 0 | 0 | TRC/PCT less than one
[11 empty] | Commercial/Industrial | Institutional | New | Refrigerated Display Case LED Lighting | 0 | #DIV/0! | -157.7441 | 0 | 0 | 0 | TRC score less than one | Commercial/Industrial | Miscellaneous | New | Instantaneous Hot Water System | 0.22432 | 1.6757 | -124354.4596 | 2.3404 | 2.6968 | 21126.1035 | RIM/PCT less than one | Commercial/Industrial | Hospitals | New | Freezer-Cooler Replacement Gaskets | 0 | #DIV/0! | -277.6296 | 0 | 0 | 0 | TRC/PCT less than one
[11 empty] | Commercial/Industrial | Lodging/Hospitality | New | Refrigerated Display Case LED Lighting | 0 | #DIV/0! | -157.7441 | 0 | 0 | 0 | TRC score less than one | Commercial/Industrial | Lodging/Hospitality | Turnover | Geothermal Heat Pump | 0.076906 | 1.1922 | -126890.7777 | 2.0864 | 1.6025 | 4851.6104 | RIM/PCT less than one | Commercial/Industrial | Institutional | New | Freezer-Cooler Replacement Gaskets | 0 | #DIV/0! | -277.6296 | 0 | 0 | 0 | TRC/PCT less than one
[11 empty] | Commercial/Industrial | Miscellaneous | New | Refrigerated Display Case LED Lighting | 0 | #DIV/0! | -157.7441 | 0 | 0 | 0 | TRC score less than one | Commercial/Industrial | Lodging/Hospitality | New | Geothermal Heat Pump | 0.076906 | 1.1922 | -126890.7777 | 2.0864 | 1.6025 | 4851.6104 | RIM/PCT less than one | Commercial/Industrial | Lodging/Hospitality | New | Freezer-Cooler Replacement Gaskets | 0 | #DIV/0! | -277.6296 | 0 | 0 | 0 | TRC/PCT less than one
[11 empty] | Commercial/Industrial | Offices | New | Refrigerated Display Case LED Lighting | 0 | #DIV/0! | -157.7441 | 0 | 0 | 0 | TRC score less than one | Commercial/Industrial | Restaurants | Turnover | Geothermal Heat Pump | 0.076123 | 1.1922 | -127023.7385 | 2.0652 | 1.5862 | 4802.2426 | RIM/PCT less than one | Commercial/Industrial | Miscellaneous | New | Freezer-Cooler Replacement Gaskets | 0 | #DIV/0! | -277.6296 | 0 | 0 | 0 | TRC/PCT less than one
[11 empty] | Commercial/Industrial | Restaurants | New | Refrigerated Display Case LED Lighting | 0 | #DIV/0! | -157.7441 | 0 | 0 | 0 | TRC score less than one | Commercial/Industrial | Restaurants | New | Geothermal Heat Pump | 0.076123 | 1.1922 | -127023.7385 | 2.0652 | 1.5862 | 4802.2426 | RIM/PCT less than one | Commercial/Industrial | Offices | New | Freezer-Cooler Replacement Gaskets | 0 | #DIV/0! | -277.6296 | 0 | 0 | 0 | TRC/PCT less than one
[11 empty] | Commercial/Industrial | Retail | New | Refrigerated Display Case LED Lighting | 0 | #DIV/0! | -157.7441 | 0 | 0 | 0 | TRC score less than one | Commercial/Industrial | Hospitals | Turnover | Geothermal Heat Pump | 0.066524 | 1.4692 | -128575.212 | 1.0656 | 0.99723 | 6061.3587 | RIM/PCT less than one | Commercial/Industrial | Restaurants | New | Freezer-Cooler Replacement Gaskets | 0 | #DIV/0! | -277.6296 | 0 | 0 | 0 | TRC/PCT less than one
[11 empty] | Commercial/Industrial | Schools K-12 | New | Refrigerated Display Case LED Lighting | 0 | #DIV/0! | -157.7441 | 0 | 0 | 0 | TRC score less than one | Commercial/Industrial | Hospitals | New | Geothermal Heat Pump | 0.066524 | 1.4692 | -128575.212 | 1.0656 | 0.99723 | 6061.3587 | RIM/PCT less than one | Commercial/Industrial | Retail | New | Freezer-Cooler Replacement Gaskets | 0 | #DIV/0! | -277.6296 | 0 | 0 | 0 | TRC/PCT less than one
[11 empty] | Commercial/Industrial | Warehouse | New | Refrigerated Display Case LED Lighting | 0 | #DIV/0! | -157.7441 | 0 | 0 | 0 | TRC score less than one | Commercial/Industrial | College and University | Existing | Water Cooled Refrigeration Heat Recovery | 0.049498 | 1.5172 | -128878.7133 | 0 | 0.48778 | 4491.4422 | RIM/PCT less than one | Commercial/Industrial | Schools K-12 | New | Freezer-Cooler Replacement Gaskets | 0 | #DIV/0! | -277.6296 | 0 | 0 | 0 | TRC/PCT less than one
[11 empty] | Commercial/Industrial | Assembly | New | Wall Insulation | 0 | #DIV/0! | -2.7014 | 0 | 0 | 0 | TRC score less than one | Commercial/Industrial | College and University | New | Water Cooled Refrigeration Heat Recovery | 0.049498 | 1.5172 | -128878.7133 | 0 | 0.48778 | 4491.4422 | RIM/PCT less than one | Commercial/Industrial | Warehouse | New | Freezer-Cooler Replacement Gaskets | 0 | #DIV/0! | -277.6296 | 0 | 0 | 0 | TRC/PCT less than one
[11 empty] | Commercial/Industrial | College and University | New | Wall Insulation | 0 | #DIV/0! | -2.7014 | 0 | 0 | 0 | TRC score less than one | Commercial/Industrial | Retail | Turnover | Geothermal Heat Pump | 0.059514 | 1.1922 | -129845.6789 | 1.6146 | 1.2401 | 3754.4687 | RIM/PCT less than one | Commercial/Industrial | Assembly | New | High R-Value Glass Doors | 0 | #DIV/0! | -1130.0212 | 0 | 0 | 0 | TRC/PCT less than one
[11 empty] | Commercial/Industrial | Grocery | New | Wall Insulation | 0 | #DIV/0! | -2.7014 | 0 | 0 | 0 | TRC score less than one | Commercial/Industrial | Retail | New | Geothermal Heat Pump | 0.059514 | 1.1922 | -129845.6789 | 1.6146 | 1.2401 | 3754.4687 | RIM/PCT less than one | Commercial/Industrial | College and University | New | High R-Value Glass Doors | 0 | #DIV/0! | -1130.0212 | 0 | 0 | 0 | TRC/PCT less than one
[11 empty] | Commercial/Industrial | Healthcare | New | Wall Insulation | 0 | #DIV/0! | -2.7014 | 0 | 0 | 0 | TRC score less than one | Commercial/Industrial | Offices | Turnover | Geothermal Heat Pump | 0.052364 | 1.1922 | -131060.5782 | 1.4206 | 1.0911 | 3303.382 | RIM/PCT less than one | Commercial/Industrial | Grocery | New | High R-Value Glass Doors | 0 | #DIV/0! | -1130.0212 | 0 | 0 | 0 | TRC/PCT less than one
[11 empty] | Commercial/Industrial | Hospitals | New | Wall Insulation | 0 | #DIV/0! | -2.7014 | 0 | 0 | 0 | TRC score less than one | Commercial/Industrial | Offices | New | Geothermal Heat Pump | 0.052364 | 1.1922 | -131060.5782 | 1.4206 | 1.0911 | 3303.382 | RIM/PCT less than one | Commercial/Industrial | Healthcare | New | High R-Value Glass Doors | 0 | #DIV/0! | -1130.0212 | 0 | 0 | 0 | TRC/PCT less than one
[11 empty] | Commercial/Industrial | Institutional | New | Wall Insulation | 0 | #DIV/0! | -2.7014 | 0 | 0 | 0 | TRC score less than one | Commercial/Industrial | Schools K-12 | Turnover | Geothermal Heat Pump | 0.051764 | 1.1922 | -131162.3887 | 1.4043 | 1.0787 | 3265.5803 | RIM/PCT less than one | Commercial/Industrial | Hospitals | New | High R-Value Glass Doors | 0 | #DIV/0! | -1130.0212 | 0 | 0 | 0 | TRC/PCT less than one
[11 empty] | Commercial/Industrial | Lodging/Hospitality | New | Wall Insulation | 0 | #DIV/0! | -2.7014 | 0 | 0 | 0 | TRC score less than one | Commercial/Industrial | Schools K-12 | New | Geothermal Heat Pump | 0.051764 | 1.1922 | -131162.3887 | 1.4043 | 1.0787 | 3265.5803 | RIM/PCT less than one | Commercial/Industrial | Institutional | New | High R-Value Glass Doors | 0 | #DIV/0! | -1130.0212 | 0 | 0 | 0 | TRC/PCT less than one
[11 empty] | Commercial/Industrial | Miscellaneous | New | Wall Insulation | 0 | #DIV/0! | -2.7014 | 0 | 0 | 0 | TRC score less than one | Commercial/Industrial | Assembly | Turnover | Geothermal Heat Pump | 0.046651 | 1.1922 | -132031.5888 | 1.2656 | 0.97205 | 2942.8501 | RIM/PCT less than one | Commercial/Industrial | Lodging/Hospitality | New | High R-Value Glass Doors | 0 | #DIV/0! | -1130.0212 | 0 | 0 | 0 | TRC/PCT less than one
[11 empty] | Commercial/Industrial | Offices | New | Wall Insulation | 0 | #DIV/0! | -2.7014 | 0 | 0 | 0 | TRC score less than one | Commercial/Industrial | Assembly | New | Geothermal Heat Pump | 0.046651 | 1.1922 | -132031.5888 | 1.2656 | 0.97205 | 2942.8501 | RIM/PCT less than one | Commercial/Industrial | Miscellaneous | New | High R-Value Glass Doors | 0 | #DIV/0! | -1130.0212 | 0 | 0 | 0 | TRC/PCT less than one
[11 empty] | Commercial/Industrial | Restaurants | New | Wall Insulation | 0 | #DIV/0! | -2.7014 | 0 | 0 | 0 | TRC score less than one | Commercial/Industrial | College and University | Turnover | Geothermal Heat Pump | 0.035813 | 1.4692 | -133829.9641 | 0.57368 | 0.53685 | 3263.0656 | RIM/PCT less than one | Commercial/Industrial | Offices | New | High R-Value Glass Doors | 0 | #DIV/0! | -1130.0212 | 0 | 0 | 0 | TRC/PCT less than one
[11 empty] | Commercial/Industrial | Retail | New | Wall Insulation | 0 | #DIV/0! | -2.7014 | 0 | 0 | 0 | TRC score less than one | Commercial/Industrial | College and University | New | Geothermal Heat Pump | 0.035813 | 1.4692 | -133829.9641 | 0.57368 | 0.53685 | 3263.0656 | RIM/PCT less than one | Commercial/Industrial | Restaurants | New | High R-Value Glass Doors | 0 | #DIV/0! | -1130.0212 | 0 | 0 | 0 | TRC/PCT less than one
[11 empty] | Commercial/Industrial | Schools K-12 | New | Wall Insulation | 0 | #DIV/0! | -2.7014 | 0 | 0 | 0 | TRC score less than one | Commercial/Industrial | Grocery | Turnover | Geothermal Heat Pump | 0.026067 | 1.1922 | -135528.4313 | 0.7072 | 0.54319 | 1644.4881 | RIM/PCT less than one | Commercial/Industrial | Retail | New | High R-Value Glass Doors | 0 | #DIV/0! | -1130.0212 | 0 | 0 | 0 | TRC/PCT less than one
[11 empty] | Commercial/Industrial | Warehouse | New | Wall Insulation | 0 | #DIV/0! | -2.7014 | 0 | 0 | 0 | TRC score less than one | Commercial/Industrial | Grocery | New | Geothermal Heat Pump | 0.026067 | 1.1922 | -135528.4313 | 0.7072 | 0.54319 | 1644.4881 | RIM/PCT less than one | Commercial/Industrial | Schools K-12 | New | High R-Value Glass Doors | 0 | #DIV/0! | -1130.0212 | 0 | 0 | 0 | TRC/PCT less than one
[11 empty] | Commercial/Industrial | Agriculture and Assembly | Any | Process Heat System Optimization | 0.020238 | 0.94645 | -6633.9218 | 0.27983 | 0.27293 | 2032.5999 | TRC score less than one | Commercial/Industrial | Miscellaneous | Turnover | Geothermal Heat Pump | 0.026054 | 1.1922 | -135530.9103 | 0.70681 | 0.54289 | 1643.5677 | RIM/PCT less than one | Commercial/Industrial | Warehouse | New | High R-Value Glass Doors | 0 | #DIV/0! | -1130.0212 | 0 | 0 | 0 | TRC/PCT less than one
[11 empty] | Commercial/Industrial | Agriculture and Assembly | Any | Process Heat Improved Controls | 0.55834 | 1.4355 | -144.9585 | 0.026952 | 0.026287 | 195.7692 | TRC score less than one | Commercial/Industrial | Miscellaneous | New | Geothermal Heat Pump | 0.026054 | 1.1922 | -135530.9103 | 0.70681 | 0.54289 | 1643.5677 | RIM/PCT less than one | Commercial/Industrial | 0-15,000 kWh | Any | Smart thermostats - Utility Installation | 0.96904 | #DIV/0! | -828.8734 | 0.31693 | 0.091626 | 0 | TRC/PCT less than one
[11 empty] | Commercial/Industrial | Agriculture and Assembly | Any | Process Refrig System Optimization | 0.63202 | 1.1138 | -470.1881 | 2.3753 | 2.3167 | 17253.3325 | TRC score less than one | Commercial/Industrial | Institutional | Turnover | Geothermal Heat Pump | 0.025283 | 1.1922 | -135661.7556 | 0.68592 | 0.52684 | 1594.9854 | RIM/PCT less than one | Commercial/Industrial | 0-15,000 kWh | Any | CPP + Tech | 0.81113 | #DIV/0! | -1012.4302 | 0.31693 | 0.13474 | 0 | TRC/PCT less than one
[11 empty] | Commercial/Industrial | Chemicals and Plastics | Any | Process Heat System Optimization | 0.095347 | 0.94645 | -8379.6294 | 1.9291 | 1.8815 | 14012.1487 | TRC score less than one | Commercial/Industrial | Institutional | New | Geothermal Heat Pump | 0.025283 | 1.1922 | -135661.7556 | 0.68592 | 0.52684 | 1594.9854 | RIM/PCT less than one | Commercial/Industrial | 0-15,000 kWh | Any | Central Heating - 50% cycling | 0.61052 | #DIV/0! | -355.8133 | 0 | 0.21559 | 0 | TRC/PCT less than one
[11 empty] | Commercial/Industrial | Chemicals and Plastics | Any | Process Heat Improved Controls | 0.81729 | 1.4352 | 255.5473 | 0.46655 | 0.45505 | 3388.8584 | TRC score less than one | Commercial/Industrial | Schools K-12 | New | Facility Commissioning | 0.15571 | 1.2069 | -136544.4886 | 5.71 | 0.57315 | 26573.2496 | RIM/PCT less than one | Commercial/Industrial | Metal Products and Machinery | Any | Process Other Systems Optimization | 0.96975 | 1.1584 | 23626.0673 | 15.3071 | 14.9297 | 111185.4178 | TRC/PCT less than one
[11 empty] | Commercial/Industrial | Construction | Any | Process Heat System Optimization | 0.11307 | 0.94644 | -927.7569 | 0.26313 | 0.25664 | 1911.2621 | TRC score less than one | Commercial/Industrial | Warehouse | Turnover | Geothermal Heat Pump | 0.011394 | 1.1922 | -138021.6973 | 0.30909 | 0.23741 | 718.7496 | RIM/PCT less than one | Commercial/Industrial | Primary Resources Industries | Any | Process Other Systems Optimization | 0.89231 | 1.1584 | 2636.5695 | 2.1563 | 2.1031 | 15662.4021 | TRC/PCT less than one
[11 empty] | Commercial/Industrial | Construction | Any | Process Heat Improved Controls | 0.52018 | 1.4352 | -2807.7544 | 0.41626 | 0.406 | 3023.5854 | TRC score less than one | Commercial/Industrial | Warehouse | New | Geothermal Heat Pump | 0.011394 | 1.1922 | -138021.6973 | 0.30909 | 0.23741 | 718.7496 | RIM/PCT less than one | Commercial/Industrial | Metal Products and Machinery | Any | Process Refrig Controls | 0.84195 | 1.4353 | 54.4243 | 0.059063 | 0.057607 | 429.013 | TRC/PCT less than one
[11 empty] | Commercial/Industrial | Construction | Any | Motor Optimization | 0.70232 | 1.2922 | -201.8785 | 0.46499 | 0.45271 | 3453.0256 | TRC score less than one | Commercial/Industrial | Institutional | Turnover | Instantaneous Hot Water System | 0.23927 | 1.6757 | -151623.3196 | 3.1205 | 3.5957 | 28168.138 | RIM/PCT less than one | Commercial/Industrial | Chemicals and Plastics | Any | Process Heat Improved Controls | 0.81729 | 1.4352 | 255.5473 | 0.46655 | 0.45505 | 3388.8584 | TRC/PCT less than one
[11 empty] | Commercial/Industrial | Electrical and Electronic Equip. | Any | Process Heat System Optimization | 0.82696 | 0.94646 | 190.7411 | 0.7013 | 0.68401 | 5093.973 | TRC score less than one | Commercial/Industrial | Institutional | New | Instantaneous Hot Water System | 0.23927 | 1.6757 | -151623.3196 | 3.1205 | 3.5957 | 28168.138 | RIM/PCT less than one | Commercial/Industrial | Commercial Facility | Any | 4500 kW Reciprocating Engine | 0.39377 | 1.2435 | -46979148.3331 | 4500 | 2452.9035 | 15768000 | TRC/PCT less than one
[11 empty] | Commercial/Industrial | Electrical and Electronic Equip. | Any | Process Heat Improved Controls | 0.55823 | 1.4352 | -2430.3341 | 0.45187 | 0.44073 | 3282.2126 | TRC score less than one | Commercial/Industrial | Schools K-12 | Existing | Facility Commissioning | 0 | #DIV/0! | -173205.9129 | 0 | 0 | 0 | RIM/PCT less than one | Commercial/Industrial | Commercial Facility | Any | 3000 kW Reciprocating Engine | 0.39061 | 1.2435 | -31826866.079 | 3000 | 1635.269 | 10512000 | TRC/PCT less than one
[11 empty] | Commercial/Industrial | Electrical and Electronic Equip. | Any | Process Refrig Controls | 0.56927 | 1.4352 | -3839.8853 | 0.76564 | 0.74676 | 5561.3173 | TRC score less than one | Commercial/Industrial | College and University | Existing | Drain Water Heat Recovery | 0.13293 | 1.2063 | -177223.5319 | 2.0275 | 4.5 | 19854.2617 | RIM/PCT less than one | Commercial/Industrial | Commercial Facility | Any | 1500 kW Steam Turbine-Biomass | 0.35911 | 1.622 | -39147933.2439 | 1500 | 817.6345 | 11826000 | TRC/PCT less than one
[11 empty] | Commercial/Industrial | Lumber/Furniture/Pulp/Paper | Any | Process Heat System Optimization | 0.12291 | 0.94639 | -154.6128 | 0.048716 | 0.047515 | 353.8579 | TRC score less than one | Commercial/Industrial | College and University | New | Drain Water Heat Recovery | 0.12716 | 1.2063 | -178981.5709 | 1.9395 | 4.3047 | 18992.8599 | RIM/PCT less than one | Commercial/Industrial | Industrial Facility Only | Any | 5500 kW Steam Turbine-Biomass | 0.35393 | 1.622 | -147300738.2273 | 5500 | 2997.9931 | 43362000 | TRC/PCT less than one
[11 empty] | Commercial/Industrial | Lumber/Furniture/Pulp/Paper | Any | Process Heat Improved Controls | 0.55802 | 1.4347 | -224.6969 | 0.041778 | 0.040748 | 303.4574 | TRC score less than one | Commercial/Industrial | College and University | New | Facility Commissioning | 0.1538 | 1.2977 | -201807.503 | 7.1769 | 5.9242 | 38758.0637 | RIM/PCT less than one | Commercial/Industrial | Commercial Facility | Any | 1250 kW Reciprocating Engine | 0.34604 | 1.2435 | -16649246.7988 | 1250 | 681.3621 | 4380000 | TRC/PCT less than one
[11 empty] | Commercial/Industrial | Lumber/Furniture/Pulp/Paper | Any | Process Refrig Controls | 0.56922 | 1.4351 | -592.9417 | 0.11823 | 0.11531 | 858.759 | TRC score less than one | Commercial/Industrial | College and University | Existing | Facility Commissioning | 0 | #DIV/0! | -252627.2061 | 0 | 0 | 0 | RIM/PCT less than one | Commercial/Industrial | Industrial Facility Only | Any | 1250 kW Reciprocating Engine-Biogas | 0.33571 | 1.2435 | -17562488.5111 | 1250 | 681.3621 | 4380000 | TRC/PCT less than one
[11 empty] | Commercial/Industrial | Metal Products and Machinery | Any | Process Other Systems Optimization | 0.96975 | 1.1584 | 23626.0673 | 15.3071 | 14.9297 | 111185.4178 | TRC score less than one | Commercial/Industrial | Hospitals | Existing | Drain Water Heat Recovery | 0.15541 | 1.2063 | -255558.32 | 3.5554 | 7.8913 | 34816.8938 | RIM/PCT less than one | Commercial/Industrial | Industrial Facility Only | Any | 3500 kW Steam Turbine-Biomass | 0.33225 | 1.622 | -104570473.0974 | 3500 | 1907.8138 | 27594000 | TRC/PCT less than one
[11 empty] | Commercial/Industrial | Metal Products and Machinery | Any | Process Heat System Optimization | 0.18176 | 0.94646 | -504.895 | 0.27096 | 0.26428 | 1968.1432 | TRC score less than one | Commercial/Industrial | Hospitals | New | Drain Water Heat Recovery | 0.14867 | 1.2063 | -258641.258 | 3.4011 | 7.5489 | 33306.3195 | RIM/PCT less than one | Commercial/Industrial | Commercial Facility | Any | 350 kW Reciprocating Engine | 0.30066 | 1.2435 | -5916619.7548 | 350 | 190.7814 | 1226400 | TRC/PCT less than one
[11 empty] | Commercial/Industrial | Metal Products and Machinery | Any | Process Heat Improved Controls | 0.55691 | 1.4354 | -903.8179 | 0.16663 | 0.16252 | 1210.3165 | TRC score less than one | Commercial/Industrial | Assembly | Turnover | High Efficiency Data Center Cooling | 0.45915 | 1.4672 | -278085.4682 | 29.7567 | 17.1868 | 129796.7956 | RIM/PCT less than one | Commercial/Industrial | Commercial Facility | Any | 200 kW Micro Turbine | 0.28677 | 1.2435 | -2734196.5799 | 150 | 81.7634 | 525600 | TRC/PCT less than one
[11 empty] | Commercial/Industrial | Metal Products and Machinery | Any | Process Refrig Controls | 0.84195 | 1.4353 | 54.4243 | 0.059063 | 0.057607 | 429.013 | TRC score less than one | Commercial/Industrial | College and University | Turnover | High Efficiency Data Center Cooling | 0.45915 | 1.4672 | -278085.4682 | 29.7567 | 17.1868 | 129796.7956 | RIM/PCT less than one | Commercial/Industrial | Industrial Facility Only | Any | 1125 kW Fuel Cell | 0.2589 | 1.2097 | -16317458.4737 | 1125 | 613.2259 | 6997050 | TRC/PCT less than one
[11 empty] | Commercial/Industrial | Metal Products and Machinery | Any | HVAC Recommissioning | 0.27943 | 1.2751 | -210534.947 | 14.4913 | 14.1397 | 101726.2981 | TRC score less than one | Commercial/Industrial | Grocery | Turnover | High Efficiency Data Center Cooling | 0.45915 | 1.4672 | -278085.4682 | 29.7567 | 17.1868 | 129796.7956 | RIM/PCT less than one | Commercial/Industrial | Commercial Facility | Any | 3500 kW Gas Turbine | 0.25813 | 1.5167 | -121417362.1364 | 3500 | 1907.8138 | 24834600 | TRC/PCT less than one
[11 empty] | Commercial/Industrial | Miscellaneous Manufacturing | Any | Process Heat System Optimization | 0.22629 | 0.94648 | -19.8441 | 0.014978 | 0.014609 | 108.7936 | TRC score less than one | Commercial/Industrial | Healthcare | Turnover | High Efficiency Data Center Cooling | 0.45915 | 1.4672 | -278085.4682 | 29.7567 | 17.1868 | 129796.7956 | RIM/PCT less than one | Commercial/Industrial | Commercial Facility | Any | 3000 kW Gas Turbine | 0.25345 | 1.5167 | -106909476.1774 | 3000 | 1635.269 | 21286800 | TRC/PCT less than one
[11 empty] | Commercial/Industrial | Miscellaneous Manufacturing | Any | Process Heat Improved Controls | 0.55823 | 1.4352 | -290.2794 | 0.053971 | 0.052641 | 392.0278 | TRC score less than one | Commercial/Industrial | Hospitals | Turnover | High Efficiency Data Center Cooling | 0.45915 | 1.4672 | -278085.4682 | 29.7567 | 17.1868 | 129796.7956 | RIM/PCT less than one | Commercial/Industrial | Commercial Facility | Any | 2500 kW Gas Turbine | 0.24868 | 1.5167 | -91588676.8715 | 2500 | 1362.7241 | 17739000 | TRC/PCT less than one
[11 empty] | Commercial/Industrial | Miscellaneous Manufacturing | Any | Process Refrig System Optimization | 0.41612 | 1.1137 | -955.7269 | 0.38785 | 0.37829 | 2817.2169 | TRC score less than one | Commercial/Industrial | Institutional | Turnover | High Efficiency Data Center Cooling | 0.45915 | 1.4672 | -278085.4682 | 29.7567 | 17.1868 | 129796.7956 | RIM/PCT less than one | Commercial/Industrial | Commercial Facility | Any | 800 kW Fuel Cell-Biogas | 0.23062 | 1.2097 | -13832256.9954 | 800 | 436.0717 | 4975680 | TRC/PCT less than one
[11 empty] | Commercial/Industrial | Miscellaneous Manufacturing | Any | Process Refrig Controls | 0.56936 | 1.4354 | -396.6715 | 0.079093 | 0.077143 | 574.5005 | TRC score less than one | Commercial/Industrial | Lodging/Hospitality | Turnover | High Efficiency Data Center Cooling | 0.45915 | 1.4672 | -278085.4682 | 29.7567 | 17.1868 | 129796.7956 | RIM/PCT less than one | Commercial/Industrial | Commercial Facility | Any | 500 kW Fuel Cell | 0.20035 | 1.2097 | -10571285.4705 | 500 | 272.5448 | 3109800 | TRC/PCT less than one
[11 empty] | Commercial/Industrial | Miscellaneous Manufacturing | Any | Motor Optimization | 0.51693 | 1.2919 | -281.0939 | 0.071811 | 0.069914 | 533.2714 | TRC score less than one | Commercial/Industrial | Miscellaneous | Turnover | High Efficiency Data Center Cooling | 0.45915 | 1.4672 | -278085.4682 | 29.7567 | 17.1868 | 129796.7956 | RIM/PCT less than one | Commercial/Industrial | Commercial Facility | Any | 175 kW Fuel Cell | 0.14478 | 1.0973 | -5057702.0682 | 200 | 109.0179 | 858480 | TRC/PCT less than one
[11 empty] | Commercial/Industrial | Primary Resources Industries | Any | Process Other Systems Optimization | 0.89231 | 1.1584 | 2636.5695 | 2.1563 | 2.1031 | 15662.4021 | TRC score less than one | Commercial/Industrial | Offices | Turnover | High Efficiency Data Center Cooling | 0.45915 | 1.4672 | -278085.4682 | 29.7567 | 17.1868 | 129796.7956 | RIM/PCT less than one | Commercial/Industrial | Commercial Facility | Any | 150 kW Reciprocating Engine | 0.14134 | 1.0973 | -2606277.7375 | 100 | 54.509 | 429240 | TRC/PCT less than one
[11 empty] | Commercial/Industrial | Primary Resources Industries | Any | Process Heat System Optimization | 0.20199 | 0.94645 | -10240.9826 | 6.4436 | 6.2847 | 46803.9523 | TRC score less than one | Commercial/Industrial | Restaurants | Turnover | High Efficiency Data Center Cooling | 0.45915 | 1.4672 | -278085.4682 | 29.7567 | 17.1868 | 129796.7956 | RIM/PCT less than one | Commercial/Industrial | Industrial Facility Only | Any | 100 kW Micro Turbine- Biogas | 0.13694 | 1.0973 | -2711042.4551 | 100 | 54.509 | 429240 | TRC/PCT less than one
[11 empty] | Commercial/Industrial | Primary Resources Industries | Any | Process Heat Improved Controls | 0.55822 | 1.4352 | -20875.0566 | 3.8813 | 3.7856 | 28192.1619 | TRC score less than one | Commercial/Industrial | Retail | Turnover | High Efficiency Data Center Cooling | 0.45915 | 1.4672 | -278085.4682 | 29.7567 | 17.1868 | 129796.7956 | RIM/PCT less than one | Commercial/Industrial | Commercial Facility | Any | 50 kW Micro Turbine | 0.13678 | 1.0973 | -1357462.2713 | 50 | 27.2545 | 214620 | TRC/PCT less than one
[11 empty] | Commercial/Industrial | Primary Resources Industries | Any | Process Refrig Controls | 0.56929 | 1.4352 | -5956.6253 | 1.1877 | 1.1584 | 8626.9982 | TRC score less than one | Commercial/Industrial | Schools K-12 | Turnover | High Efficiency Data Center Cooling | 0.45915 | 1.4672 | -278085.4682 | 29.7567 | 17.1868 | 129796.7956 | RIM/PCT less than one | Commercial/Industrial | Commercial Facility | Any | 100 kW Micro Turbine | 0.1141 | 1.2097 | -7583275.5089 | 175 | 95.3907 | 1088430 | TRC/PCT less than one
[11 empty] | Commercial/Industrial | Stone/Clay/Glass/Concrete | Any | Process Heat System Optimization | 0.10754 | 0.94646 | -700.6474 | 0.18673 | 0.18213 | 1356.3401 | TRC score less than one | Commercial/Industrial | Warehouse | Turnover | High Efficiency Data Center Cooling | 0.45915 | 1.4672 | -278085.4682 | 29.7567 | 17.1868 | 129796.7956 | RIM/PCT less than one | Commercial/Industrial | Assembly | Any | Solar Voltaic (17.1w/sf2) | 0.0023102 | 1.4726 | -21164.371 | 13.8642 | 0.51674 | 94164.9949 | TRC/PCT less than one
[11 empty] | Commercial/Industrial | Stone/Clay/Glass/Concrete | Any | Process Heat Improved Controls | 0.55823 | 1.4352 | -2364.2694 | 0.43959 | 0.42875 | 3192.9909 | TRC score less than one | Commercial/Industrial | Assembly | New | High Efficiency Data Center Cooling | 0.45915 | 1.4672 | -278085.4682 | 29.7567 | 17.1868 | 129796.7956 | RIM/PCT less than one | Commercial/Industrial | College and University | Any | Solar Voltaic (17.1w/sf2) | 0.0023102 | 1.4726 | -21164.371 | 13.8642 | 0.51674 | 94164.9949 | TRC/PCT less than one
[11 empty] | Commercial/Industrial | Stone/Clay/Glass/Concrete | Any | Process Refrig Controls | 0.56923 | 1.4351 | -1080.4455 | 0.21543 | 0.21012 | 1564.8125 | TRC score less than one | Commercial/Industrial | College and University | New | High Efficiency Data Center Cooling | 0.45915 | 1.4672 | -278085.4682 | 29.7567 | 17.1868 | 129796.7956 | RIM/PCT less than one | Commercial/Industrial | Grocery | Any | Solar Voltaic (17.1w/sf2) | 0.0023102 | 1.4726 | -21164.371 | 13.8642 | 0.51674 | 94164.9949 | TRC/PCT less than one
[11 empty] | Commercial/Industrial | Textiles and Leather | Any | Process Heat System Optimization | 0.033095 | 0.94644 | -2149.9088 | 0.15186 | 0.14811 | 1103.0325 | TRC score less than one | Commercial/Industrial | Grocery | New | High Efficiency Data Center Cooling | 0.45915 | 1.4672 | -278085.4682 | 29.7567 | 17.1868 | 129796.7956 | RIM/PCT less than one | Commercial/Industrial | Healthcare | Any | Solar Voltaic (17.1w/sf2) | 0.0023102 | 1.4726 | -21164.371 | 13.8642 | 0.51674 | 94164.9949 | TRC/PCT less than one
[11 empty] | Commercial/Industrial | Textiles and Leather | Any | Process Refrig Controls | 0.56929 | 1.4352 | -624.0774 | 0.12444 | 0.12137 | 903.8532 | TRC score less than one | Commercial/Industrial | Healthcare | New | High Efficiency Data Center Cooling | 0.45915 | 1.4672 | -278085.4682 | 29.7567 | 17.1868 | 129796.7956 | RIM/PCT less than one | Commercial/Industrial | Hospitals | Any | Solar Voltaic (17.1w/sf2) | 0.0023102 | 1.4726 | -21164.371 | 13.8642 | 0.51674 | 94164.9949 | TRC/PCT less than one
[11 empty] | Commercial/Industrial | Transportation Equipment | Any | Process Heat System Optimization | 0.37778 | 0.94646 | -219.4053 | 0.49495 | 0.48275 | 3595.1331 | TRC score less than one | Commercial/Industrial | Hospitals | New | High Efficiency Data Center Cooling | 0.45915 | 1.4672 | -278085.4682 | 29.7567 | 17.1868 | 129796.7956 | RIM/PCT less than one | Commercial/Industrial | Institutional | Any | Solar Voltaic (17.1w/sf2) | 0.0023102 | 1.4726 | -21164.371 | 13.8642 | 0.51674 | 94164.9949 | TRC/PCT less than one
[11 empty] | Commercial/Industrial | Transportation Equipment | Any | Process Heat Improved Controls | 0.55813 | 1.435 | -645.7709 | 0.12007 | 0.11711 | 872.126 | TRC score less than one | Commercial/Industrial | Institutional | New | High Efficiency Data Center Cooling | 0.45915 | 1.4672 | -278085.4682 | 29.7567 | 17.1868 | 129796.7956 | RIM/PCT less than one | Commercial/Industrial | Lodging/Hospitality | Any | Solar Voltaic (17.1w/sf2) | 0.0023102 | 1.4726 | -21164.371 | 13.8642 | 0.51674 | 94164.9949 | TRC/PCT less than one
[11 empty] | Commercial/Industrial | Transportation Equipment | Any | Process Refrig Controls | 0.56929 | 1.4352 | -3150.5014 | 0.62818 | 0.61269 | 4562.8806 | TRC score less than one | Commercial/Industrial | Lodging/Hospitality | New | High Efficiency Data Center Cooling | 0.45915 | 1.4672 | -278085.4682 | 29.7567 | 17.1868 | 129796.7956 | RIM/PCT less than one | Commercial/Industrial | Miscellaneous | Any | Solar Voltaic (17.1w/sf2) | 0.0023102 | 1.4726 | -21164.371 | 13.8642 | 0.51674 | 94164.9949 | TRC/PCT less than one
[11 empty] | Commercial/Industrial | Water and Wastewater | Any | Process Heat System Optimization | 0.11305 | 0.94626 | -42.6763 | 0.012104 | 0.011805 | 87.9171 | TRC score less than one | Commercial/Industrial | Miscellaneous | New | High Efficiency Data Center Cooling | 0.45915 | 1.4672 | -278085.4682 | 29.7567 | 17.1868 | 129796.7956 | RIM/PCT less than one | Commercial/Industrial | Offices | Any | Solar Voltaic (17.1w/sf2) | 0.0023102 | 1.4726 | -21164.371 | 13.8642 | 0.51674 | 94164.9949 | TRC/PCT less than one
[11 empty] | Commercial/Industrial | Water and Wastewater | Any | Process Heat Improved Controls | 0.52038 | 1.4358 | -129.1552 | 0.019148 | 0.018676 | 139.0834 | TRC score less than one | Commercial/Industrial | Offices | New | High Efficiency Data Center Cooling | 0.45915 | 1.4672 | -278085.4682 | 29.7567 | 17.1868 | 129796.7956 | RIM/PCT less than one | Commercial/Industrial | Restaurants | Any | Solar Voltaic (17.1w/sf2) | 0.0023102 | 1.4726 | -21164.371 | 13.8642 | 0.51674 | 94164.9949 | TRC/PCT less than one
[11 empty] | Commercial/Industrial | Water and Wastewater | Any | Motor Optimization | 0.70184 | 1.2914 | -9.2863 | 0.021389 | 0.020824 | 158.8374 | TRC score less than one | Commercial/Industrial | Restaurants | New | High Efficiency Data Center Cooling | 0.45915 | 1.4672 | -278085.4682 | 29.7567 | 17.1868 | 129796.7956 | RIM/PCT less than one | Commercial/Industrial | Retail | Any | Solar Voltaic (17.1w/sf2) | 0.0023102 | 1.4726 | -21164.371 | 13.8642 | 0.51674 | 94164.9949 | TRC/PCT less than one
[11 empty] | Commercial/Industrial | 0-15,000 kWh | Any | Smart thermostats - Utility Installation | 0.96904 | #DIV/0! | -828.8734 | 0.31693 | 0.091626 | 0 | TRC score less than one | Commercial/Industrial | Retail | New | High Efficiency Data Center Cooling | 0.45915 | 1.4672 | -278085.4682 | 29.7567 | 17.1868 | 129796.7956 | RIM/PCT less than one | Commercial/Industrial | Schools K-12 | Any | Solar Voltaic (17.1w/sf2) | 0.0023102 | 1.4726 | -21164.371 | 13.8642 | 0.51674 | 94164.9949 | TRC/PCT less than one
[11 empty] | Commercial/Industrial | 0-15,000 kWh | Any | CPP + Tech | 0.81113 | #DIV/0! | -1012.4302 | 0.31693 | 0.13474 | 0 | TRC score less than one | Commercial/Industrial | Schools K-12 | New | High Efficiency Data Center Cooling | 0.45915 | 1.4672 | -278085.4682 | 29.7567 | 17.1868 | 129796.7956 | RIM/PCT less than one | Commercial/Industrial | Warehouse | Any | Solar Voltaic (17.1w/sf2) | 0.0023102 | 1.4726 | -21164.371 | 13.8642 | 0.51674 | 94164.9949 | TRC/PCT less than one
[11 empty] | Commercial/Industrial | 0-15,000 kWh | Any | Central Heating - 50% cycling | 0.61052 | #DIV/0! | -355.8133 | 0 | 0.21559 | 0 | TRC score less than one | Commercial/Industrial | Warehouse | New | High Efficiency Data Center Cooling | 0.45915 | 1.4672 | -278085.4682 | 29.7567 | 17.1868 | 129796.7956 | RIM/PCT less than one | Commercial/Industrial | Seg 1 - 15 MWh | Any | Storage | 0 | #DIV/0! | -46264.3656 | 0 | 0 | 0 | TRC/PCT less than one
[11 empty] | Commercial/Industrial | Any | Any | 5500 kW Steam Turbine-Biomass | 0.35393 | 1.622 | -147300738.2273 | 5500 | 2997.9931 | 43362000 | TRC score less than one | Commercial/Industrial | Hospitals | Existing | Water Cooled Refrigeration Heat Recovery | 0.13143 | 1.5172 | -312817.575 | 0 | 3.5762 | 32929.7074 | RIM/PCT less than one | Commercial/Industrial | Seg 2 - 25 MWh | Any | Storage | 0 | #DIV/0! | -59282.3856 | 0 | 0 | 0 | TRC/PCT less than one
[11 empty] | Commercial/Industrial | Any | Any | 3500 kW Steam Turbine-Biomass | 0.33225 | 1.622 | -104570473.0974 | 3500 | 1907.8138 | 27594000 | TRC score less than one | Commercial/Industrial | Hospitals | New | Water Cooled Refrigeration Heat Recovery | 0.13143 | 1.5172 | -312817.575 | 0 | 3.5762 | 32929.7074 | RIM/PCT less than one | Commercial/Industrial | Seg 3 - 50 MWh) | Any | Storage | 0 | #DIV/0! | -73796.2882 | 0 | 0 | 0 | TRC/PCT less than one
[11 empty] | Commercial/Industrial | Any | Any | 3500 kW Gas Turbine | 0.25813 | 1.5167 | -121417362.1364 | 3500 | 1907.8138 | 24834600 | TRC score less than one | Commercial/Industrial | Hospitals | New | Facility Commissioning | 0.4084 | 1.2977 | -324923.1907 | 52.6188 | 43.4343 | 284160.7767 | RIM/PCT less than one | Commercial/Industrial | Seg 4 51+ MWh | Any | Storage | 0 | #DIV/0! | -96779.587 | 0 | 0 | 0 | TRC/PCT less than one
[11 empty] | Commercial/Industrial | Any | Any | 3000 kW Gas Turbine | 0.25345 | 1.5167 | -106909476.1774 | 3000 | 1635.269 | 21286800 | TRC score less than one | Commercial/Industrial | Miscellaneous | Existing | Drain Water Heat Recovery | 0.19928 | 1.332 | -327223.2684 | 12.5369 | 5.9617 | 51793.7263 | RIM/PCT less than one | Commercial/Industrial | Seg 1 - 15 MWh | Any | Storage with other DSM (EE and DR) | 0.0010975 | 0.59596 | -46179.1654 | 0.031435 | 0 | 0 | TRC/PCT less than one
[11 empty] | Commercial/Industrial | Any | Any | 2500 kW Gas Turbine | 0.24868 | 1.5167 | -91588676.8715 | 2500 | 1362.7241 | 17739000 | TRC score less than one | Commercial/Industrial | Miscellaneous | New | Drain Water Heat Recovery | 0.19064 | 1.332 | -331920.4846 | 11.993 | 5.703 | 49546.591 | RIM/PCT less than one | Commercial/Industrial | Seg 2 - 25 MWh | Any | Storage with other DSM (EE and DR) | 2.0545e-05 | 0.57408 | -59280.264 | 0.00078277 | 0 | 0 | TRC/PCT less than one
[11 empty] | Commercial/Industrial | Any | Any | 4500 kW Reciprocating Engine | 0.39377 | 1.2435 | -46979148.3331 | 4500 | 2452.9035 | 15768000 | TRC score less than one | Commercial/Industrial | Institutional | Existing | Drain Water Heat Recovery | 0.21257 | 1.332 | -400006.9933 | 16.7159 | 7.9489 | 69058.3017 | RIM/PCT less than one | Commercial/Industrial | Seg 3 - 50 MWh) | Any | Storage with other DSM (EE and DR) | 0.00016962 | 0.58897 | -73775.0346 | 0.0078417 | 0 | 0 | TRC/PCT less than one
[11 empty] | Commercial/Industrial | Any | Any | 1500 kW Steam Turbine-Biomass | 0.35911 | 1.622 | -39147933.2439 | 1500 | 817.6345 | 11826000 | TRC score less than one | Commercial/Industrial | Institutional | New | Drain Water Heat Recovery | 0.20335 | 1.332 | -406269.9483 | 15.9906 | 7.6041 | 66062.1214 | RIM/PCT less than one | Commercial/Industrial | Seg 4 51+ MWh | Any | Storage with other DSM (EE and DR) | 0.00027391 | 0.59765 | -96735.2315 | 0.016365 | 0 | 0 | TRC/PCT less than one
[11 empty] | Commercial/Industrial | Any | Any | 3000 kW Reciprocating Engine | 0.39061 | 1.2435 | -31826866.079 | 3000 | 1635.269 | 10512000 | TRC score less than one | Commercial/Industrial | Miscellaneous | New | Facility Commissioning | 0.31838 | 1.2069 | -543437.9229 | 64.5827 | 6.4826 | 300556.1084 | RIM/PCT less than one
[11 empty] | Commercial/Industrial | Any | Any | 1125 kW Fuel Cell | 0.2589 | 1.2097 | -16317458.4737 | 1125 | 613.2259 | 6997050 | TRC score less than one | Commercial/Industrial | Hospitals | Existing | Facility Commissioning | 0 | #DIV/0! | -697515.7548 | 0 | 0 | 0 | RIM/PCT less than one
[11 empty] | Commercial/Industrial | Any | Any | 800 kW Fuel Cell-Biogas | 0.23062 | 1.2097 | -13832256.9954 | 800 | 436.0717 | 4975680 | TRC score less than one | Commercial/Industrial | Healthcare | Existing | Waterside Economizer | 0.071284 | 1.2197 | -749198.3489 | 9.0281 | 0 | 22238.71 | RIM/PCT less than one
[11 empty] | Commercial/Industrial | Any | Any | 1250 kW Reciprocating Engine | 0.34604 | 1.2435 | -16649246.7988 | 1250 | 681.3621 | 4380000 | TRC score less than one | Commercial/Industrial | Healthcare | New | Waterside Economizer | 0.071284 | 1.2197 | -749198.3489 | 9.0281 | 0 | 22238.71 | RIM/PCT less than one
[11 empty] | Commercial/Industrial | Any | Any | 1250 kW Reciprocating Engine-Biogas | 0.33571 | 1.2435 | -17562488.5111 | 1250 | 681.3621 | 4380000 | TRC score less than one | Commercial/Industrial | Hospitals | Existing | Waterside Economizer | 0.067525 | 1.2197 | -753010.4658 | 8.5519 | 0 | 21065.7822 | RIM/PCT less than one
[11 empty] | Commercial/Industrial | Any | Any | 500 kW Fuel Cell | 0.20035 | 1.2097 | -10571285.4705 | 500 | 272.5448 | 3109800 | TRC score less than one | Commercial/Industrial | Hospitals | New | Waterside Economizer | 0.067525 | 1.2197 | -753010.4658 | 8.5519 | 0 | 21065.7822 | RIM/PCT less than one
[11 empty] | Commercial/Industrial | Any | Any | 350 kW Reciprocating Engine | 0.30066 | 1.2435 | -5916619.7548 | 350 | 190.7814 | 1226400 | TRC score less than one | Commercial/Industrial | Lodging/Hospitality | Existing | Waterside Economizer | 0.054115 | 1.2197 | -766607.0159 | 6.8536 | 0 | 16882.3399 | RIM/PCT less than one
[11 empty] | Commercial/Industrial | Any | Any | 175 kW Fuel Cell | 0.1141 | 1.2097 | -7583275.5089 | 175 | 95.3907 | 1088430 | TRC score less than one | Commercial/Industrial | Lodging/Hospitality | New | Waterside Economizer | 0.054115 | 1.2197 | -766607.0159 | 6.8536 | 0 | 16882.3399 | RIM/PCT less than one
[11 empty] | Commercial/Industrial | Any | Any | 200 kW Micro Turbine | 0.14478 | 1.0973 | -5057702.0682 | 200 | 109.0179 | 858480 | TRC score less than one | Commercial/Industrial | Restaurants | Existing | Waterside Economizer | 0.053088 | 1.2197 | -767648.9945 | 6.7234 | 0 | 16561.7397 | RIM/PCT less than one
[11 empty] | Commercial/Industrial | Any | Any | 150 kW Reciprocating Engine | 0.28677 | 1.2435 | -2734196.5799 | 150 | 81.7634 | 525600 | TRC score less than one | Commercial/Industrial | Restaurants | New | Waterside Economizer | 0.053088 | 1.2197 | -767648.9945 | 6.7234 | 0 | 16561.7397 | RIM/PCT less than one
[11 empty] | Commercial/Industrial | Any | Any | 100 kW Micro Turbine | 0.14134 | 1.0973 | -2606277.7375 | 100 | 54.509 | 429240 | TRC score less than one | Commercial/Industrial | Retail | Existing | Waterside Economizer | 0.041608 | 1.2197 | -779288.6579 | 5.2695 | 0 | 12980.4003 | RIM/PCT less than one
[11 empty] | Commercial/Industrial | Any | Any | 100 kW Micro Turbine- Biogas | 0.13694 | 1.0973 | -2711042.4551 | 100 | 54.509 | 429240 | TRC score less than one | Commercial/Industrial | Retail | New | Waterside Economizer | 0.041608 | 1.2197 | -779288.6579 | 5.2695 | 0 | 12980.4003 | RIM/PCT less than one
[11 empty] | Commercial/Industrial | Any | Any | 50 kW Micro Turbine | 0.13678 | 1.0973 | -1357462.2713 | 50 | 27.2545 | 214620 | TRC score less than one | Commercial/Industrial | Offices | Existing | Waterside Economizer | 0.03687 | 1.2197 | -784091.9251 | 4.6696 | 0 | 11502.5114 | RIM/PCT less than one
[11 empty] | Commercial/Industrial | Assembly | Any | Solar Voltaic (17.1w/sf2) | 0.54047 | 1.4726 | -28.486 | 0.0039055 | 0.00014557 | 26.5262 | TRC score less than one | Commercial/Industrial | Offices | New | Waterside Economizer | 0.03687 | 1.2197 | -784091.9251 | 4.6696 | 0 | 11502.5114 | RIM/PCT less than one
[11 empty] | Commercial/Industrial | College and University | Any | Solar Voltaic (17.1w/sf2) | 0.54047 | 1.4726 | -28.486 | 0.0039055 | 0.00014557 | 26.5262 | TRC score less than one | Commercial/Industrial | College and University | Existing | Waterside Economizer | 0.036344 | 1.2197 | -784625.6215 | 4.6029 | 0 | 11338.3015 | RIM/PCT less than one
[11 empty] | Commercial/Industrial | Grocery | Any | Solar Voltaic (17.1w/sf2) | 0.54047 | 1.4726 | -28.486 | 0.0039055 | 0.00014557 | 26.5262 | TRC score less than one | Commercial/Industrial | College and University | New | Waterside Economizer | 0.036344 | 1.2197 | -784625.6215 | 4.6029 | 0 | 11338.3015 | RIM/PCT less than one
[11 empty] | Commercial/Industrial | Healthcare | Any | Solar Voltaic (17.1w/sf2) | 0.54047 | 1.4726 | -28.486 | 0.0039055 | 0.00014557 | 26.5262 | TRC score less than one | Commercial/Industrial | Schools K-12 | Existing | Waterside Economizer | 0.036169 | 1.2197 | -784803.5203 | 4.5807 | 0 | 11283.5649 | RIM/PCT less than one
[11 empty] | Commercial/Industrial | Hospitals | Any | Solar Voltaic (17.1w/sf2) | 0.54047 | 1.4726 | -28.486 | 0.0039055 | 0.00014557 | 26.5262 | TRC score less than one | Commercial/Industrial | Schools K-12 | New | Waterside Economizer | 0.036169 | 1.2197 | -784803.5203 | 4.5807 | 0 | 11283.5649 | RIM/PCT less than one
[11 empty] | Commercial/Industrial | Institutional | Any | Solar Voltaic (17.1w/sf2) | 0.54047 | 1.4726 | -28.486 | 0.0039055 | 0.00014557 | 26.5262 | TRC score less than one | Commercial/Industrial | Assembly | Existing | Waterside Economizer | 0.03276 | 1.2197 | -788259.8395 | 4.149 | 0 | 10220.1104 | RIM/PCT less than one
[11 empty] | Commercial/Industrial | Lodging/Hospitality | Any | Solar Voltaic (17.1w/sf2) | 0.54047 | 1.4726 | -28.486 | 0.0039055 | 0.00014557 | 26.5262 | TRC score less than one | Commercial/Industrial | Assembly | New | Waterside Economizer | 0.03276 | 1.2197 | -788259.8395 | 4.149 | 0 | 10220.1104 | RIM/PCT less than one
[11 empty] | Commercial/Industrial | Miscellaneous | Any | Solar Voltaic (17.1w/sf2) | 0.54047 | 1.4726 | -28.486 | 0.0039055 | 0.00014557 | 26.5262 | TRC score less than one | Commercial/Industrial | Miscellaneous | Existing | Waterside Economizer | 0.018297 | 1.2197 | -802923.7823 | 2.3173 | 0 | 5708.2483 | RIM/PCT less than one
[11 empty] | Commercial/Industrial | Offices | Any | Solar Voltaic (17.1w/sf2) | 0.54047 | 1.4726 | -28.486 | 0.0039055 | 0.00014557 | 26.5262 | TRC score less than one | Commercial/Industrial | Miscellaneous | New | Waterside Economizer | 0.018297 | 1.2197 | -802923.7823 | 2.3173 | 0 | 5708.2483 | RIM/PCT less than one
[11 empty] | Commercial/Industrial | Restaurants | Any | Solar Voltaic (17.1w/sf2) | 0.54047 | 1.4726 | -28.486 | 0.0039055 | 0.00014557 | 26.5262 | TRC score less than one | Commercial/Industrial | Grocery | Existing | Waterside Economizer | 0.018097 | 1.2197 | -803127.0952 | 2.2919 | 0 | 5645.6922 | RIM/PCT less than one
[11 empty] | Commercial/Industrial | Retail | Any | Solar Voltaic (17.1w/sf2) | 0.54047 | 1.4726 | -28.486 | 0.0039055 | 0.00014557 | 26.5262 | TRC score less than one | Commercial/Industrial | Grocery | New | Waterside Economizer | 0.018097 | 1.2197 | -803127.0952 | 2.2919 | 0 | 5645.6922 | RIM/PCT less than one
[11 empty] | Commercial/Industrial | Schools K-12 | Any | Solar Voltaic (17.1w/sf2) | 0.54047 | 1.4726 | -28.486 | 0.0039055 | 0.00014557 | 26.5262 | TRC score less than one | Commercial/Industrial | Institutional | Existing | Waterside Economizer | 0.017696 | 1.2197 | -803533.721 | 2.2411 | 0 | 5520.5799 | RIM/PCT less than one
[11 empty] | Commercial/Industrial | Warehouse | Any | Solar Voltaic (17.1w/sf2) | 0.54047 | 1.4726 | -28.486 | 0.0039055 | 0.00014557 | 26.5262 | TRC score less than one | Commercial/Industrial | Institutional | New | Waterside Economizer | 0.017696 | 1.2197 | -803533.721 | 2.2411 | 0 | 5520.5799 | RIM/PCT less than one
[11 empty] | Commercial/Industrial | Seg 1 - 15 MWh | Any | Storage | 0 | #DIV/0! | -46264.3656 | 0 | 0 | 0 | TRC score less than one | Commercial/Industrial | Warehouse | Existing | Waterside Economizer | 0.0079455 | 1.2197 | -813419.8107 | 1.0063 | 0 | 2478.7873 | RIM/PCT less than one
[11 empty] | Commercial/Industrial | Seg 2 - 25 MWh | Any | Storage | 0 | #DIV/0! | -59282.3856 | 0 | 0 | 0 | TRC score less than one | Commercial/Industrial | Warehouse | New | Waterside Economizer | 0.0079455 | 1.2197 | -813419.8107 | 1.0063 | 0 | 2478.7873 | RIM/PCT less than one
[11 empty] | Commercial/Industrial | Seg 3 - 50 MWh) | Any | Storage | 0 | #DIV/0! | -73796.2882 | 0 | 0 | 0 | TRC score less than one | Commercial/Industrial | Miscellaneous | Existing | Facility Commissioning | 0 | #DIV/0! | -958096.0926 | 0 | 0 | 0 | RIM/PCT less than one
[11 empty] | Commercial/Industrial | Seg 4 51+ MWh | Any | Storage | 0 | #DIV/0! | -96779.587 | 0 | 0 | 0 | TRC score less than one | Commercial/Industrial | Industrial Facility Only | Any | 5500 kW Steam Turbine-Biomass | 0.35393 | 1.622 | -147300738.2273 | 5500 | 2997.9931 | 43362000 | RIM/PCT less than one
[11 empty] | Commercial/Industrial | Seg 1 - 15 MWh | Any | Storage with other DSM (EE and DR) | 0.0010975 | 0.59596 | -46179.1654 | 0.031435 | 0 | 0 | TRC score less than one | Commercial/Industrial | Industrial Facility Only | Any | 3500 kW Steam Turbine-Biomass | 0.33225 | 1.622 | -104570473.0974 | 3500 | 1907.8138 | 27594000 | RIM/PCT less than one
[11 empty] | Commercial/Industrial | Seg 2 - 25 MWh | Any | Storage with other DSM (EE and DR) | 2.0545e-05 | 0.57408 | -59280.264 | 0.00078277 | 0 | 0 | TRC score less than one | Commercial/Industrial | Commercial Facility | Any | 3500 kW Gas Turbine | 0.25813 | 1.5167 | -121417362.1364 | 3500 | 1907.8138 | 24834600 | RIM/PCT less than one
[11 empty] | Commercial/Industrial | Seg 3 - 50 MWh) | Any | Storage with other DSM (EE and DR) | 0.00016962 | 0.58897 | -73775.0346 | 0.0078417 | 0 | 0 | TRC score less than one | Commercial/Industrial | Commercial Facility | Any | 3000 kW Gas Turbine | 0.25345 | 1.5167 | -106909476.1774 | 3000 | 1635.269 | 21286800 | RIM/PCT less than one
[11 empty] | Commercial/Industrial | Seg 4 51+ MWh | Any | Storage with other DSM (EE and DR) | 0.00027391 | 0.59765 | -96735.2315 | 0.016365 | 0 | 0 | TRC score less than one | Commercial/Industrial | Commercial Facility | Any | 2500 kW Gas Turbine | 0.24868 | 1.5167 | -91588676.8715 | 2500 | 1362.7241 | 17739000 | RIM/PCT less than one
[22 empty] | Commercial/Industrial | Commercial Facility | Any | 4500 kW Reciprocating Engine | 0.39377 | 1.2435 | -46979148.3331 | 4500 | 2452.9035 | 15768000 | RIM/PCT less than one
[22 empty] | Commercial/Industrial | Commercial Facility | Any | 1500 kW Steam Turbine-Biomass | 0.35911 | 1.622 | -39147933.2439 | 1500 | 817.6345 | 11826000 | RIM/PCT less than one
[22 empty] | Commercial/Industrial | Commercial Facility | Any | 3000 kW Reciprocating Engine | 0.39061 | 1.2435 | -31826866.079 | 3000 | 1635.269 | 10512000 | RIM/PCT less than one
[22 empty] | Commercial/Industrial | Industrial Facility Only | Any | 1125 kW Fuel Cell | 0.2589 | 1.2097 | -16317458.4737 | 1125 | 613.2259 | 6997050 | RIM/PCT less than one
[22 empty] | Commercial/Industrial | Commercial Facility | Any | 800 kW Fuel Cell-Biogas | 0.23062 | 1.2097 | -13832256.9954 | 800 | 436.0717 | 4975680 | RIM/PCT less than one
[22 empty] | Commercial/Industrial | Commercial Facility | Any | 1250 kW Reciprocating Engine | 0.34604 | 1.2435 | -16649246.7988 | 1250 | 681.3621 | 4380000 | RIM/PCT less than one
[22 empty] | Commercial/Industrial | Industrial Facility Only | Any | 1250 kW Reciprocating Engine-Biogas | 0.33571 | 1.2435 | -17562488.5111 | 1250 | 681.3621 | 4380000 | RIM/PCT less than one
[22 empty] | Commercial/Industrial | Commercial Facility | Any | 500 kW Fuel Cell | 0.20035 | 1.2097 | -10571285.4705 | 500 | 272.5448 | 3109800 | RIM/PCT less than one
[22 empty] | Commercial/Industrial | Commercial Facility | Any | 350 kW Reciprocating Engine | 0.30066 | 1.2435 | -5916619.7548 | 350 | 190.7814 | 1226400 | RIM/PCT less than one
[22 empty] | Commercial/Industrial | Commercial Facility | Any | 100 kW Micro Turbine | 0.1141 | 1.2097 | -7583275.5089 | 175 | 95.3907 | 1088430 | RIM/PCT less than one
[22 empty] | Commercial/Industrial | Commercial Facility | Any | 175 kW Fuel Cell | 0.14478 | 1.0973 | -5057702.0682 | 200 | 109.0179 | 858480 | RIM/PCT less than one
[22 empty] | Commercial/Industrial | Commercial Facility | Any | 200 kW Micro Turbine | 0.28677 | 1.2435 | -2734196.5799 | 150 | 81.7634 | 525600 | RIM/PCT less than one
[22 empty] | Commercial/Industrial | Commercial Facility | Any | 150 kW Reciprocating Engine | 0.14134 | 1.0973 | -2606277.7375 | 100 | 54.509 | 429240 | RIM/PCT less than one
[22 empty] | Commercial/Industrial | Industrial Facility Only | Any | 100 kW Micro Turbine- Biogas | 0.13694 | 1.0973 | -2711042.4551 | 100 | 54.509 | 429240 | RIM/PCT less than one
[22 empty] | Commercial/Industrial | Commercial Facility | Any | 50 kW Micro Turbine | 0.13678 | 1.0973 | -1357462.2713 | 50 | 27.2545 | 214620 | RIM/PCT less than one
[22 empty] | Commercial/Industrial | Assembly | Any | Solar Voltaic (17.1w/sf2) | 0.0023102 | 1.4726 | -21164.371 | 13.8642 | 0.51674 | 94164.9949 | RIM/PCT less than one
[22 empty] | Commercial/Industrial | College and University | Any | Solar Voltaic (17.1w/sf2) | 0.0023102 | 1.4726 | -21164.371 | 13.8642 | 0.51674 | 94164.9949 | RIM/PCT less than one
[22 empty] | Commercial/Industrial | Grocery | Any | Solar Voltaic (17.1w/sf2) | 0.0023102 | 1.4726 | -21164.371 | 13.8642 | 0.51674 | 94164.9949 | RIM/PCT less than one
[22 empty] | Commercial/Industrial | Healthcare | Any | Solar Voltaic (17.1w/sf2) | 0.0023102 | 1.4726 | -21164.371 | 13.8642 | 0.51674 | 94164.9949 | RIM/PCT less than one
[22 empty] | Commercial/Industrial | Hospitals | Any | Solar Voltaic (17.1w/sf2) | 0.0023102 | 1.4726 | -21164.371 | 13.8642 | 0.51674 | 94164.9949 | RIM/PCT less than one
[22 empty] | Commercial/Industrial | Institutional | Any | Solar Voltaic (17.1w/sf2) | 0.0023102 | 1.4726 | -21164.371 | 13.8642 | 0.51674 | 94164.9949 | RIM/PCT less than one
[22 empty] | Commercial/Industrial | Lodging/Hospitality | Any | Solar Voltaic (17.1w/sf2) | 0.0023102 | 1.4726 | -21164.371 | 13.8642 | 0.51674 | 94164.9949 | RIM/PCT less than one
[22 empty] | Commercial/Industrial | Miscellaneous | Any | Solar Voltaic (17.1w/sf2) | 0.0023102 | 1.4726 | -21164.371 | 13.8642 | 0.51674 | 94164.9949 | RIM/PCT less than one
[22 empty] | Commercial/Industrial | Offices | Any | Solar Voltaic (17.1w/sf2) | 0.0023102 | 1.4726 | -21164.371 | 13.8642 | 0.51674 | 94164.9949 | RIM/PCT less than one
[22 empty] | Commercial/Industrial | Restaurants | Any | Solar Voltaic (17.1w/sf2) | 0.0023102 | 1.4726 | -21164.371 | 13.8642 | 0.51674 | 94164.9949 | RIM/PCT less than one
[22 empty] | Commercial/Industrial | Retail | Any | Solar Voltaic (17.1w/sf2) | 0.0023102 | 1.4726 | -21164.371 | 13.8642 | 0.51674 | 94164.9949 | RIM/PCT less than one
[22 empty] | Commercial/Industrial | Schools K-12 | Any | Solar Voltaic (17.1w/sf2) | 0.0023102 | 1.4726 | -21164.371 | 13.8642 | 0.51674 | 94164.9949 | RIM/PCT less than one
[22 empty] | Commercial/Industrial | Warehouse | Any | Solar Voltaic (17.1w/sf2) | 0.0023102 | 1.4726 | -21164.371 | 13.8642 | 0.51674 | 94164.9949 | RIM/PCT less than one
[22 empty] | Commercial/Industrial | Seg 1 - 15 MWh | Any | Storage | 0 | #DIV/0! | -46264.3656 | 0 | 0 | 0 | RIM/PCT less than one
[22 empty] | Commercial/Industrial | Seg 2 - 25 MWh | Any | Storage | 0 | #DIV/0! | -59282.3856 | 0 | 0 | 0 | RIM/PCT less than one
[22 empty] | Commercial/Industrial | Seg 3 - 50 MWh) | Any | Storage | 0 | #DIV/0! | -73796.2882 | 0 | 0 | 0 | RIM/PCT less than one
[22 empty] | Commercial/Industrial | Seg 4 51+ MWh | Any | Storage | 0 | #DIV/0! | -96779.587 | 0 | 0 | 0 | RIM/PCT less than one
[22 empty] | Commercial/Industrial | Seg 1 - 15 MWh | Any | Storage with other DSM (EE and DR) | 0.0010975 | 0.59596 | -46179.1654 | 0.031435 | 0 | 0 | RIM/PCT less than one
[22 empty] | Commercial/Industrial | Seg 2 - 25 MWh | Any | Storage with other DSM (EE and DR) | 2.0545e-05 | 0.57408 | -59280.264 | 0.00078277 | 0 | 0 | RIM/PCT less than one
[22 empty] | Commercial/Industrial | Seg 3 - 50 MWh) | Any | Storage with other DSM (EE and DR) | 0.00016962 | 0.58897 | -73775.0346 | 0.0078417 | 0 | 0 | RIM/PCT less than one
[22 empty] | Commercial/Industrial | Seg 4 51+ MWh | Any | Storage with other DSM (EE and DR) | 0.00027391 | 0.59765 | -96735.2315 | 0.016365 | 0 | 0 | RIM/PCT less than one

## AP Passing
Passing Measures Results | [7 empty] | Passing Measures Results | [7 empty] | Passing Measures Results | [9 empty] | Passing Measures Results
Achievable Potential – RIM | [7 empty] | Achievable Potential – TRC | [7 empty] | Achievable Potential – RIM PCT | [9 empty] | Achievable Potential – TRC PCT
Customer | Measure | TRC | RIM | PCT | Summer | Winter | Energy | Customer | Measure | TRC | RIM | PCT | Summer | Winter | Energy | Customer Class | Segment | Vintage | Measure Name | TRC | RIM | PCT | Summer | Winter | Energy | Customer Class | Segment | Vintage | Measure Name | TRC | RIM | PCT | Summer | Winter | Energy
Class | Name |  |  |  | (MW) | (MW) | (GWh) | Class | Name |  |  |  | (MW) | (MW) | (GWh) | [7 empty] | (MW) | (MW) | (GWh) | [7 empty] | (MW) | (MW) | (GWh)
Residential | Variable Speed Pool Pump | 1.51 | 1.01 | 3288 | 1.7184 | 0 | 3161.84 | Residential | Variable Speed Pool Pump | 1.51 | 0.93 | 3727 | 1.7184 | 0 | 3161.84 | Residential | Single Family | Existing | Ceiling Insulation(R2 to R38) | 3.2827 | 1.3939 | 10629.8521 | 0.81093 | 1.4913 | 3236 | Residential | Single Family | Turnover | Heat Pump Pool Heater | 3.7226 | 0.6742 | 25350.5939 | 0 | 0 | 9411.7647
Residential | Two Speed Pool Pump | 1.43 | 1.01 | 1030 | 0.56852 | 0 | 1046.07 | Residential | Two Speed Pool Pump | 1.43 | 0.9 | 1233 | 0.56852 | 0 | 1046.07 | Residential | Single Family | New | Ceiling Insulation(R2 to R38) | 3.2827 | 1.3939 | 10629.8521 | 0.81093 | 1.4913 | 3236 | Residential | Multi-Family | Turnover | Heat Pump Pool Heater | 3.7226 | 0.6742 | 25350.5939 | 0 | 0 | 9411.7647
Residential | Smart Thermostat | 1.31 | 1.01 | 296 | 0.2386 | 0 | 264.6876 | Residential | Solar Pool Heater | 1.0554 | 0.5 | 19406 | 0 | 0 | 10130.719 | Residential | Manufactured Home | Existing | Ceiling Insulation(R2 to R38) | 2.3241 | 1.3938 | 5624.3025 | 0.5031 | 0.92519 | 2007.61 | Residential | Manufactured Home | Turnover | Heat Pump Pool Heater | 3.7226 | 0.6742 | 25350.5939 | 0 | 0 | 9411.7647
Residential | Programmable Thermostat | 1.45 | 1.01 | 147 | 0.1026 | 0 | 113.8157 | Residential | Smart Thermostat | 1.31 | 0.93 | 348 | 0.236 | 0 | 261.8 | Residential | Manufactured Home | New | Ceiling Insulation(R2 to R38) | 2.3241 | 1.3938 | 5624.3025 | 0.5031 | 0.92519 | 2007.61 | Residential | Single Family | New | Heat Pump Pool Heater | 3.7226 | 0.6742 | 25350.5939 | 0 | 0 | 9411.7647
Residential | Energy Star Windows | 1.1773 | 1.01 | 963.8005 | 0.072717 | 0.18568 | 577.4358 | Residential | Programmable Thermostat | 1.45 | 0.99 | 151 | 0.1015 | 0 | 112.576 | Residential | Multi-Family | Existing | Ceiling Insulation(R2 to R38) | 2.3804 | 1.3939 | 5536.2289 | 0.48841 | 0.89818 | 1949 | Residential | Multi-Family | New | Heat Pump Pool Heater | 3.7226 | 0.6742 | 25350.5939 | 0 | 0 | 9411.7647
Residential | ENERGY STAR Certified Home | 1.1 | 1.01 | 8305 | 1.9801 | 0.60051 | 5378.2595 | Residential | Energy Star Windows | 1.1773 | 0.66 | 1704 | 0.072717 | 0.18568 | 577.4358 | Residential | Multi-Family | New | Ceiling Insulation(R2 to R38) | 2.3804 | 1.3939 | 5536.2289 | 0.48841 | 0.89818 | 1949 | Residential | Manufactured Home | New | Heat Pump Pool Heater | 3.7226 | 0.6742 | 25350.5939 | 0 | 0 | 9411.7647
Residential | Duct Repair | 1.95 | 1.01 | 1502 | 0.2 | 0.33 | 695.73 | Residential | ENERGY STAR Certified Home | 1.1 | 0.68 | 15767 | 1.9801 | 0.60051 | 5378.2595 | Residential | Manufactured Home | Existing | ENERGY STAR Certified Home | 1.1199 | 1.4071 | 5317.9087 | 1.9801 | 0.60051 | 5378.2595 | Residential | Single Family | Turnover | Solar Pool Heater | 1.0452 | 0.6742 | 17934.1095 | 0 | 0 | 10130.719
Residential | Ceiling Insulation(R2 to R38) | 2.19 | 1.01 | 5803 | 0.52 | 0.93 | 2008.9 | Residential | Duct Repair | 1.95 | 0.96 | 1591 | 0.1989 | 0.3326 | 695.73 | Residential | Manufactured Home | New | ENERGY STAR Certified Home | 1.1199 | 1.4071 | 5317.9087 | 1.9801 | 0.60051 | 5378.2595 | Residential | Multi-Family | Turnover | Solar Pool Heater | 1.0452 | 0.6742 | 17934.1095 | 0 | 0 | 10130.719
Residential | Smart Thermostats - Utility Installation | 1.53 | 1.01 | 826 | 0.95 | 0.41 | 0 | Residential | Ceiling Insulation(R2 to R38) | 2.19 | 1.51 | 5949 | 0.5218 | 0.9282 | 2008.903 | Residential | Single Family | Existing | Energy Star Certified Roof Products | #DIV/0! | 1.4587 | 3176.3506 | 0.28915 | 0.31948 | 827.1488 | Residential | Manufactured Home | Turnover | Solar Pool Heater | 1.0452 | 0.6742 | 17934.1095 | 0 | 0 | 10130.719
Residential | Smart Thermostats - BYOT | 1.36 | 1.01 | 517 | 0.78 | 0.35 | 0 | Residential | Smart thermostats - Utility Installation | 1.79 | 0.55 | 3567 | 1.1236 | 0.43195 | 0 | Residential | Single Family | New | Energy Star Certified Roof Products | #DIV/0! | 1.4587 | 3176.3506 | 0.28915 | 0.31948 | 827.1488 | Residential | Single Family | New | Solar Pool Heater | 1.0452 | 0.6742 | 17934.1095 | 0 | 0 | 10130.719
Residential | Pool Pump Switches | 1.55 | 1.01 | 726 | 0.79425 | 0.49487 | 0 | Residential | Smart thermostats - BYOT | 1.66 | 0.56 | 2853 | 0.95 | 0.41 | 0 | Residential | Manufactured Home | Existing | Energy Star Certified Roof Products | #DIV/0! | 1.4268 | 3107.1373 | 0.19238 | 0.44302 | 809.125 | Residential | Multi-Family | New | Solar Pool Heater | 1.0452 | 0.6742 | 17934.1095 | 0 | 0 | 10130.719
Residential | CPP + Tech | 1.73 | 1.73 |  | 1.32 | 0.74 | 0 | Residential | CPP + Tech | 1.96 | 1.96 |  | 1.49 | 0.84 | 0 | Residential | Manufactured Home | New | Energy Star Certified Roof Products | #DIV/0! | 1.4268 | 3107.1373 | 0.19238 | 0.44302 | 809.125 | Residential | Manufactured Home | New | Solar Pool Heater | 1.0452 | 0.6742 | 17934.1095 | 0 | 0 | 10130.719
Residential | Central Heating - Load Shed | 1.51 | 1.01 | 676 | 0 | 1.95 | 0 | Residential | Central air conditioner - Load Shed | 3.35 | 1.32 | 2081 | 1.91 | 0 | 0 | Residential | Single Family | Turnover | Variable Speed Pool Pump | 1.5597 | 1.4306 | 2492.1836 | 1.7184 | 0 | 3161.84 | Residential | Single Family | Turnover | 14 SEER ASHP from base electric resistance heating | 5.3767 | 0.86499 | 14987.5904 | 0 | 1.5463 | 5482.4104
Residential | Central Air Conditioner - Load Shed | 2.74 | 1.01 | 2318 | 1.56 | 0 | 0 | Residential | Central air conditioner - 50% cycling | 1.97 | 1.11 | 1041 | 1.1236 | 0 | 0 | Residential | Multi-Family | Turnover | Variable Speed Pool Pump | 1.5597 | 1.4306 | 2492.1836 | 1.7184 | 0 | 3161.84 | Residential | Manufactured Home | Turnover | 14 SEER ASHP from base electric resistance heating | 5.3767 | 0.86499 | 14987.5904 | 0 | 1.5463 | 5482.4104
Residential | Central Air Conditioner - 50% Cycling | 1.67 | 1.01 | 882 | 0.95 | 0 | 0 | Commercial/Industrial | VSD Controlled Compressor | 1.58 | 0.96 | 18495 | 1.83 | 1.21 | 13160.16 | Residential | Manufactured Home | Turnover | Variable Speed Pool Pump | 1.5597 | 1.4306 | 2492.1836 | 1.7184 | 0 | 3161.84 | Residential | Single Family | New | 14 SEER ASHP from base electric resistance heating | 5.3767 | 0.86499 | 14987.5904 | 0 | 1.5463 | 5482.4104
Commercial/Industrial | Water Cooled Refrigeration Heat Recovery | 0.91 | 1.01 | 32373 | 0 | 2.3284 | 34829.6652 | Commercial/Industrial | Variable Speed Pool Pump | 1.05 | 0.69 | 3384 | 0.7602 | 0.118 | 3230.25 | Residential | Single Family | New | Variable Speed Pool Pump | 1.5597 | 1.4306 | 2492.1836 | 1.7184 | 0 | 3161.84 | Residential | Manufactured Home | New | 14 SEER ASHP from base electric resistance heating | 5.3767 | 0.86499 | 14987.5904 | 0 | 1.5463 | 5482.4104
Commercial/Industrial | VSD Controlled Compressor | 1.58 | 1.01 | 17636 | 1.86 | 1.16 | 13160.16 | Commercial/Industrial | Solar Water Heater | 1.04 | 0.77 | 512135 | 30.8448 | 4.3304 | 412684.3632 | Residential | Multi-Family | New | Variable Speed Pool Pump | 1.5597 | 1.4306 | 2492.1836 | 1.7184 | 0 | 3161.84 | Residential | Single Family | Existing | Ceiling Insulation(R2 to R38) | 3.2827 | 1.3939 | 10629.8521 | 0.81093 | 1.4913 | 3236
Commercial/Industrial | Variable Speed Pool Pump | 1.05 | 1.01 | 1860 | 0.7602 | 0.118 | 3230.25 | Commercial/Industrial | Solar Pool Heater | 1.09 | 0.83 | 11598 | 0 | 0.37007 | 10130.719 | Residential | Manufactured Home | New | Variable Speed Pool Pump | 1.5597 | 1.4306 | 2492.1836 | 1.7184 | 0 | 3161.84 | Residential | Single Family | New | Ceiling Insulation(R2 to R38) | 3.2827 | 1.3939 | 10629.8521 | 0.81093 | 1.4913 | 3236
Commercial/Industrial | Variable Refrigerant Flow (VRF) HVAC Systems | 1.11 | 1.01 | 5551 | 1.69 | 1.71 | 5555.28 | Commercial/Industrial | Smart Thermostat | 1.5 | 0.94 | 92155 | 7.85 | 12.98 | 93785.47 | Residential | Multi-Family | Existing | Energy Star Certified Roof Products | #DIV/0! | 1.4332 | 2065.5047 | 0.14006 | 0.27694 | 537.875 | Residential | Multi-Family | Turnover | 14 SEER ASHP from base electric resistance heating | 5.3768 | 0.86501 | 9991.7269 | 0 | 1.0309 | 3654.9403
Commercial/Industrial | Solar Water Heater | 0.98 | 1.01 | 162118 | 15.29 | 2.15 | 204553.88 | Commercial/Industrial | Programmable Thermostat | 1.58 | 0.42 | 26508 | 0.69 | 10.3 | 5619.92 | Residential | Multi-Family | New | Energy Star Certified Roof Products | #DIV/0! | 1.4332 | 2065.5047 | 0.14006 | 0.27694 | 537.875 | Residential | Multi-Family | New | 14 SEER ASHP from base electric resistance heating | 5.3768 | 0.86501 | 9991.7269 | 0 | 1.0309 | 3654.9403
Commercial/Industrial | Solar Pool Heater | 1.09 | 1.01 | 9196 | 0 | 0.37007 | 10130.719 | Commercial/Industrial | LED Street Lights | 1.8 | 1.28 | 2157 | 0 | 0 | 1691.1226 | Residential | Single Family | Existing | Duct Repair | 2.4976 | 1.4252 | 1788.5313 | 0.27758 | 0.3067 | 794.0628 | Residential | Manufactured Home | Existing | Ceiling Insulation(R2 to R38) | 2.3241 | 1.3938 | 5624.3025 | 0.5031 | 0.92519 | 2007.61
Commercial/Industrial | Smart Thermostat | 1.1 | 1.01 | 55330 | 3.82 | -6.88 | 83113.74 | Commercial/Industrial | Hot Water Pipe Insulation | 2.91 | 1.39 | 6745 | 0.61 | 0.7 | 5821.07 | Residential | Manufactured Home | Existing | Duct Repair | 2.3911 | 1.3948 | 1727.1473 | 0.18468 | 0.4253 | 776.76 | Residential | Manufactured Home | New | Ceiling Insulation(R2 to R38) | 2.3241 | 1.3938 | 5624.3025 | 0.5031 | 0.92519 | 2007.61
Commercial/Industrial | Programmable Thermostat | 0.89 | 1.01 | 13262 | 3.16 | 0.62 | 28100.4 | Commercial/Industrial | High Efficiency Chiller (Water cooled-positive displacement, 100 tons) | 1.92 | 0.86 | 50931 | 7.27 | 0.31 | 18458.91 | Residential | Single Family | Existing | Energy Star Windows | 1.3637 | 1.152 | 1227.1668 | 0.072717 | 0.18568 | 577.4358 | Residential | Multi-Family | Existing | Ceiling Insulation(R2 to R38) | 2.3804 | 1.3939 | 5536.2289 | 0.48841 | 0.89818 | 1949
Commercial/Industrial | LED Street Lights | 1.8 | 1.28 | 2157 | 0 | 0 | 1691.1226 | Commercial/Industrial | High Efficiency Chiller (Air Cooled, 50 tons) | 2.58 | 1.11 | 49878 | 6.1 | 6.19 | 21444.56 | Residential | Multi-Family | Existing | Energy Star Windows | 1.3637 | 1.152 | 1227.1668 | 0.072717 | 0.18568 | 577.4358 | Residential | Multi-Family | New | Ceiling Insulation(R2 to R38) | 2.3804 | 1.3939 | 5536.2289 | 0.48841 | 0.89818 | 1949
Commercial/Industrial | Hot Water Pipe Insulation | 2.99 | 1.4 | 10443 | 0.98 | 1.11 | 8967.76 | Commercial/Industrial | High Bay LED | 1.46 | 0.89 | 1314 | 0.16 | 0.16 | 867.07 | Residential | Manufactured Home | Existing | Energy Star Windows | 1.3637 | 1.152 | 1227.1668 | 0.072717 | 0.18568 | 577.4358 | Residential | Manufactured Home | Existing | ENERGY STAR Certified Home | 1.1199 | 1.4071 | 5317.9087 | 1.9801 | 0.60051 | 5378.2595
Commercial/Industrial | High Efficiency PTHP | 3.24 | 1.14 | 1602 | 0.24922 | 0.075355 | 875.9712 | Commercial/Industrial | Heat Pump Pool Heater | 3.75 | 1.76 | 10907 | 0 | 0.34381 | 9411.7647 | Residential | Single Family | Turnover | Two Speed Pool Pump | 1.5595 | 1.4306 | 824.3588 | 0.56852 | 0 | 1046.07 | Residential | Manufactured Home | New | ENERGY STAR Certified Home | 1.1199 | 1.4071 | 5317.9087 | 1.9801 | 0.60051 | 5378.2595
Commercial/Industrial | High Efficiency PTAC | 3.4 | 1.04 | 1765 | 0.32 | 0 | 824.44 | Commercial/Industrial | Floating Head Pressure Controls | 2.89 | 1.31 | 3608 | 0.36 | 0.22 | 2523.5714 | Residential | Multi-Family | Turnover | Two Speed Pool Pump | 1.5595 | 1.4306 | 824.3588 | 0.56852 | 0 | 1046.07 | Residential | Single Family | Existing | Energy Star Certified Roof Products | #DIV/0! | 1.4587 | 3176.3506 | 0.28915 | 0.31948 | 827.1488
Commercial/Industrial | High Efficiency DX 135k- less than 240k BTU | 0.83 | 1.01 | 1571 | 1.64 | 0 | 3959.65 | Commercial/Industrial | Facility Energy Management System | 2.12 | 1.01 | 314532 | 41.35 | 5.81 | 191623.73 | Residential | Manufactured Home | Turnover | Two Speed Pool Pump | 1.5595 | 1.4306 | 824.3588 | 0.56852 | 0 | 1046.07 | Residential | Single Family | New | Energy Star Certified Roof Products | #DIV/0! | 1.4587 | 3176.3506 | 0.28915 | 0.31948 | 827.1488
Commercial/Industrial | High Efficiency Chiller (Water cooled-positive displacement, 100 tons) | 1.23 | 1.01 | 11528 | 2.92 | 0.13 | 7423.53 | Commercial/Industrial | ENERGY STAR Water Cooler | 1.54 | 0.97 | 505 | 0.095219 | 0.095219 | 547.5 | Residential | Single Family | New | Two Speed Pool Pump | 1.5595 | 1.4306 | 824.3588 | 0.56852 | 0 | 1046.07 | Residential | Manufactured Home | Existing | Energy Star Certified Roof Products | #DIV/0! | 1.4268 | 3107.1373 | 0.19238 | 0.44302 | 809.125
Commercial/Industrial | High Efficiency Chiller (Water cooled-centrifugal, 200 tons) | 1.82 | 1.01 | 44093 | 7.78 | 0.34 | 19754.94 | Commercial/Industrial | Energy Star Commercial Solid Door Refrigerator | 1.63 | 1 | 932 | 0.12 | 0.08 | 849.9239 | Residential | Multi-Family | New | Two Speed Pool Pump | 1.5595 | 1.4306 | 824.3588 | 0.56852 | 0 | 1046.07 | Residential | Manufactured Home | New | Energy Star Certified Roof Products | #DIV/0! | 1.4268 | 3107.1373 | 0.19238 | 0.44302 | 809.125
Commercial/Industrial | High Efficiency Chiller (Air Cooled, 50 tons) | 1.92 | 1.01 | 35511 | 4.55 | 4.61 | 15972.55 | Commercial/Industrial | Energy Star Commercial Oven | 2.09 | 1.11 | 7300 | 1.0341 | 0.54113 | 6368 | Residential | Manufactured Home | New | Two Speed Pool Pump | 1.5595 | 1.4306 | 824.3588 | 0.56852 | 0 | 1046.07 | Residential | Single Family | Turnover | Variable Speed Pool Pump | 1.5597 | 1.4306 | 2492.1836 | 1.7184 | 0 | 3161.84
Commercial/Industrial | Heat Pump Water Heater | 1.46 | 1.01 | 4272 | 0.87 | 0.58 | 5127.69 | Commercial/Industrial | Energy Star Commercial Glass Door Refrigerator | 1.76 | 1.03 | 1021 | 0.13478 | 0.07 | 922.8665 | Residential | Multi-Family | Existing | Duct Repair | 1.5964 | 1.4008 | 803.3436 | 0.13446 | 0.26586 | 516.36 | Residential | Multi-Family | Turnover | Variable Speed Pool Pump | 1.5597 | 1.4306 | 2492.1836 | 1.7184 | 0 | 3161.84
Commercial/Industrial | Heat Pump Pool Heater | 3.75 | 1.76 | 10907 | 0 | 0.34381 | 9411.7647 | Commercial/Industrial | ENERGY STAR certified buildings program | 1.43 | 0.8 | 939883 | 104.18 | 70.97 | 326362.32 | Residential | Single Family | Existing | Ceiling Insulation(R12 to R38) | 1.1143 | 1.5081 | 608.0361 | 0.2849 | 0.39813 | 843 | Residential | Manufactured Home | Turnover | Variable Speed Pool Pump | 1.5597 | 1.4306 | 2492.1836 | 1.7184 | 0 | 3161.84
Commercial/Industrial | Floating Head Pressure Controls | 2.89 | 1.31 | 3604 | 0.36 | 0.22 | 2523.5714 | Commercial/Industrial | Efficient Exhaust Hood | 2.22 | 1.05 | 13172 | 1.7635 | 0.69217 | 8066.5 | Residential | Single Family | New | Ceiling Insulation(R12 to R38) | 1.1143 | 1.5081 | 608.0361 | 0.2849 | 0.39813 | 843 | Residential | Single Family | New | Variable Speed Pool Pump | 1.5597 | 1.4306 | 2492.1836 | 1.7184 | 0 | 3161.84
Commercial/Industrial | Facility Energy Management System | 2.09 | 1.05 | 372358 | 44.74 | 15.57 | 240765.59 | Commercial/Industrial | ECM Motors on Furnaces | 1.47 | 0.87 | 2063 | 0 | 0.17 | 1495.16 | Residential | Single Family | Turnover | Energy Star Room AC | 4.1115 | 1.5138 | 208.9696 | 0.093 | 0 | 150.6455 | Residential | Multi-Family | New | Variable Speed Pool Pump | 1.5597 | 1.4306 | 2492.1836 | 1.7184 | 0 | 3161.84
Commercial/Industrial | Facility Commissioning | 0.95 | 1.01 | 7604 | 3.43 | 0.34 | 15951.78 | Commercial/Industrial | Demand Controlled Ventilation | 2.15 | 0.68 | 17676 | 1.04 | 5.88 | 10033.45 | Residential | Multi-Family | Turnover | Energy Star Room AC | 4.1115 | 1.5138 | 208.9696 | 0.093 | 0 | 150.6455 | Residential | Manufactured Home | New | Variable Speed Pool Pump | 1.5597 | 1.4306 | 2492.1836 | 1.7184 | 0 | 3161.84
Commercial/Industrial | ENERGY STAR Water Cooler | 1.54 | 1.01 | 482 | 0.095219 | 0.095219 | 547.5 | Commercial/Industrial | CO Sensors for Parking Garage Exhaust | 2.74 | 1.56 | 5743 | 0.20046 | 0.20046 | 4980.032 | Residential | Manufactured Home | Turnover | Energy Star Room AC | 4.1115 | 1.5138 | 208.9696 | 0.093 | 0 | 150.6455 | Residential | Multi-Family | Existing | Energy Star Certified Roof Products | #DIV/0! | 1.4332 | 2065.5047 | 0.14006 | 0.27694 | 537.875
Commercial/Industrial | Energy Star Hot Food Holding Cabinet | 0.85 | 1.01 | 763 | 0.31862 | 0.15417 | 1730.1 | Commercial/Industrial | Chilled Water System - Variable Speed Drives | 1.83 | 1.11 | 10239 | 1.0305 | 1.0305 | 9027.4109 | Residential | Single Family | New | Energy Star Room AC | 4.1115 | 1.5138 | 208.9696 | 0.093 | 0 | 150.6455 | Residential | Multi-Family | New | Energy Star Certified Roof Products | #DIV/0! | 1.4332 | 2065.5047 | 0.14006 | 0.27694 | 537.875
Commercial/Industrial | Energy Star Commercial Oven | 2.09 | 1.11 | 7300 | 1.0341 | 0.54113 | 6368 | Commercial/Industrial | Anti-Sweat Controls | 1 | 0.8 | 599 | 0.13259 | 0.11106 | 1022.6336 | Residential | Multi-Family | New | Energy Star Room AC | 4.1115 | 1.5138 | 208.9696 | 0.093 | 0 | 150.6455 | Residential | Single Family | Existing | Duct Repair | 2.4976 | 1.4252 | 1788.5313 | 0.27758 | 0.3067 | 794.0628
Commercial/Industrial | Energy Star Commercial Glass Door Refrigerator | 1.76 | 1.04 | 1017 | 0.13 | 0.07 | 922.8665 | Commercial/Industrial | Smart thermostats - Utility Installation | 1.94 | 0.85 | 3567 | 2.12 | 0.82 | 0 | Residential | Manufactured Home | New | Energy Star Room AC | 4.1115 | 1.5138 | 208.9696 | 0.093 | 0 | 150.6455 | Residential | Manufactured Home | Existing | Duct Repair | 2.3911 | 1.3948 | 1727.1473 | 0.18468 | 0.4253 | 776.76
Commercial/Industrial | ENERGY STAR certified buildings program | 1.65 | 1.01 | 1664880 | 283.4289 | 3.2562 | 672188.077 | Commercial/Industrial | Smart thermostats - BYOT | 1.56 | 0.77 | 2853 | 1.71 | 0.65 | 0 | Residential | Single Family | New | Programmable Thermostat | 2.8477 | 2.0162 | 136.7648 | 0.1026 | 0 | 113.8157 | Residential | Single Family | Existing | Energy Star Windows | 1.3637 | 1.152 | 1227.1668 | 0.072717 | 0.18568 | 577.4358
Commercial/Industrial | Efficient Exhaust Hood | 2.22 | 1.05 | 13172 | 1.7635 | 0.69217 | 8066.5 | Commercial/Industrial | Guaranteed Load Drop | 54.46 | 0.75 | 1566129 | 320.74 | 242.29 | 0 | Residential | Manufactured Home | New | Programmable Thermostat | 2.786 | 2.0165 | 131.0953 | 0.10036 | 0 | 111.3356 | Residential | Multi-Family | Existing | Energy Star Windows | 1.3637 | 1.152 | 1227.1668 | 0.072717 | 0.18568 | 577.4358
Commercial/Industrial | ECM Motors on Furnaces | 1.06 | 1.01 | 1006 | 0 | 0.06 | 1139.58 | Commercial/Industrial | Firm Service Level | 54.46 | 0.75 | 1566129 | 320.74 | 242.29 | 0 | Residential | Single Family | New | Smart Thermostat | 1.6559 | 2.0167 | 111.3611 | 0.2386 | 0 | 264.6876 | Residential | Manufactured Home | Existing | Energy Star Windows | 1.3637 | 1.152 | 1227.1668 | 0.072717 | 0.18568 | 577.4358
Commercial/Industrial | Dedicated Outdoor Air System on VRF unit | 0.93 | 1.01 | 1052 | 0.48 | 0.48 | 1574.72 | Commercial/Industrial | CPP + Tech | 1.29 | 0.71 | 3567 | 2.12 | 1.21 | 0 | Residential | Manufactured Home | New | Smart Thermostat | 1.6198 | 2.0166 | 98.1761 | 0.2334 | 0 | 258.92 | Residential | Single Family | Turnover | Energy Star Air Purifier | #DIV/0! | 0.80407 | 1188.0677 | 0.085069 | 0.061385 | 641.9636
Commercial/Industrial | CO Sensors for Parking Garage Exhaust | 2.74 | 1.56 | 5743 | 0.20046 | 0.20046 | 4980.032 | Commercial/Industrial | CPP | 262.73 | 0.75 | 1566129 | 320.74 | 242.29 | 0 | Residential | Multi-Family | New | Programmable Thermostat | 1.8531 | 2.0176 | 45.7714 | 0.066717 | 0 | 74.0116 | Residential | Multi-Family | Turnover | Energy Star Air Purifier | #DIV/0! | 0.80407 | 1188.0677 | 0.085069 | 0.061385 | 641.9636
Commercial/Industrial | Chilled Water System - Variable Speed Drives | 1.83 | 1.11 | 10239 | 1.0305 | 1.0305 | 9027.4109 | Commercial/Industrial | Central Heating - Load Shed | 2 | 0.06 | 93547 | 0 | 5.3179 | 0 | Commercial/Industrial | Single Family | Any | Central air conditioner - Load Shed | 9.2051 | #DIV/0! | -590.8233 | 2.2473 | 0 | 0 | Residential | Manufactured Home | Turnover | Energy Star Air Purifier | #DIV/0! | 0.80407 | 1188.0677 | 0.085069 | 0.061385 | 641.9636
Commercial/Industrial | Smart Thermostats - Utility Installation | 1.56 | 1.01 | 1521 | 1.71 | 0.65 | 0 | Commercial/Industrial | Central air conditioner - Load Shed | 2.92 | 0.08 | 93547 | 3.43 | 0 | 0 | Commercial/Industrial | Multi Family | Any | Central air conditioner - Load Shed | 3.5943 | #DIV/0! | -590.8233 | 0.87756 | 0 | 0 | Residential | Single Family | New | Energy Star Air Purifier | #DIV/0! | 0.80407 | 1188.0677 | 0.085069 | 0.061385 | 641.9636
Commercial/Industrial | Smart Thermostats - BYOT | 1.56 | 1.01 | 1519 | 1.71 | 0.65 | 0 | Commercial/Industrial | Central air conditioner - 50% cycling | 1.8 | 0.54 | 6565 | 2.12 | 0 | 0 | Commercial/Industrial | Mobile Home/Other | Any | Central air conditioner - Load Shed | 6.4124 | #DIV/0! | -590.8233 | 1.5655 | 0 | 0 | Residential | Multi-Family | New | Energy Star Air Purifier | #DIV/0! | 0.80407 | 1188.0677 | 0.085069 | 0.061385 | 641.9636
Commercial/Industrial | Guaranteed Load Drop | 54.46 | 1.01 | 1151386 | 320.74 | 242.29 | 0 | Commercial/Industrial | Auto DR | 54.46 | 0.75 | 1566129 | 320.74 | 242.29 | 0 | Commercial/Industrial | Single Family | Any | Central air conditioner - 50% cycling | 4.6026 | #DIV/0! | -590.8233 | 1.1236 | 0 | 0 | Residential | Manufactured Home | New | Energy Star Air Purifier | #DIV/0! | 0.80407 | 1188.0677 | 0.085069 | 0.061385 | 641.9636
Commercial/Industrial | Firm Service Level | 54.46 | 1.01 | 1152386 | 320.74 | 242.29 | 0 | Commercial/Industrial | Pump System Optimization | 1.29 | 0.87 | 41029 | 6.33 | 6.16 | 46971 | Commercial/Industrial | Multi Family | Any | Central air conditioner - 50% cycling | 1.7976 | #DIV/0! | -590.8233 | 0.43878 | 0 | 0 | Residential | Single Family | Turnover | Energy Star Clothes Washer | 3.3727 | 0.88237 | 1026.6395 | 0.085635 | 0.049737 | 544.539
Commercial/Industrial | CPP + Tech | 1.29 | 1.01 | 1205 | 2.12 | 1.21 | 0 | Commercial/Industrial | Pump Equipment Upgrade | 2.07 | 1.09 | 14640 | 1.36 | 1.33 | 10127 | Commercial/Industrial | Mobile Home/Other | Any | Central air conditioner - 50% cycling | 3.2066 | #DIV/0! | -590.8233 | 0.78274 | 0 | 0 | Residential | Multi-Family | Turnover | Energy Star Clothes Washer | 3.3727 | 0.88237 | 1026.6395 | 0.085635 | 0.049737 | 544.539
Commercial/Industrial | CPP | 262.73 | 1.01 | 1168571 | 320.74 | 242.29 | 0 | Commercial/Industrial | Process Refrig Equipment Upgrade | 1.85 | 1.09 | 14009 | 2.18 | 2.13 | 15857 | Commercial/Industrial | Single Family | Any | Water heater switches | 1.9178 | #DIV/0! | -590.8233 | 0.40952 | 0.34267 | 0 | Residential | Manufactured Home | Turnover | Energy Star Clothes Washer | 3.3727 | 0.88237 | 1026.6395 | 0.085635 | 0.049737 | 544.539
Commercial/Industrial | Central Heating - Load Shed | 1.46 | 1.01 | 1244 | 0 | 3.88 | 0 | Commercial/Industrial | Process Refrig Controls | 1.48 | 0.9 | 9168 | 0.87044 | 0.84898 | 6322.5701 | Commercial/Industrial | Multi Family | Any | Water heater switches | 1.9178 | #DIV/0! | -590.8233 | 0.40952 | 0.34267 | 0 | Residential | Single Family | New | Energy Star Clothes Washer | 3.3727 | 0.88237 | 1026.6395 | 0.085635 | 0.049737 | 544.539
Commercial/Industrial | Central Heating - 50% Cycling | 1 | 1 | 0 | 0 | 2.6589 | 0 | Commercial/Industrial | Process Heat Equipment Upgrade | 1.38 | 0.91 | 103140 | 16.14 | 15.74 | 117227 | Commercial/Industrial | Mobile Home/Other | Any | Water heater switches | 1.9178 | #DIV/0! | -590.8233 | 0.40952 | 0.34267 | 0 | Residential | Multi-Family | New | Energy Star Clothes Washer | 3.3727 | 0.88237 | 1026.6395 | 0.085635 | 0.049737 | 544.539
Commercial/Industrial | Central Air Conditioner - Load Shed | 2.92 | 1.01 | 5262 | 3.43 | 0 | 0 | Commercial/Industrial | Motor Optimization | 1.04 | 0.76 | 738046 | 114.3046 | 111.2855 | 848831.5375 | Commercial/Industrial | Single Family | Any | Pool pump switches | 3.6009 | #DIV/0! | -590.8233 | 0.79425 | 0.49487 | 0 | Residential | Manufactured Home | New | Energy Star Clothes Washer | 3.3727 | 0.88237 | 1026.6395 | 0.085635 | 0.049737 | 544.539
Commercial/Industrial | Central Air Conditioner - 50% Cycling | 1.8 | 1.01 | 2186 | 2.12 | 0 | 0 | Commercial/Industrial | Motor Equipment Upgrades | 1.6 | 1.01 | 8999 | 1.38 | 1.35 | 10271 | Commercial/Industrial | Multi Family | Any | Pool pump switches | 3.6009 | #DIV/0! | -590.8233 | 0.79425 | 0.49487 | 0 | Residential | Single Family | Turnover | Two Speed Pool Pump | 1.5595 | 1.4306 | 824.3588 | 0.56852 | 0 | 1046.07
Commercial/Industrial | Auto DR | 54.46 | 1.01 | 1151386 | 320.74 | 242.29 | 0 | Commercial/Industrial | Lighting Controls - Exterior | 1.21 | 1.05 | 1553 | 0 | 0 | 2500 | Commercial/Industrial | Mobile Home/Other | Any | Pool pump switches | 3.6009 | #DIV/0! | -590.8233 | 0.79425 | 0.49487 | 0 | Residential | Multi-Family | Turnover | Two Speed Pool Pump | 1.5595 | 1.4306 | 824.3588 | 0.56852 | 0 | 1046.07
Commercial/Industrial | Pump System Optimization | 1.29 | 1.01 | 34449 | 6.33 | 6.16 | 46971 | Commercial/Industrial | Lighting Controls | 2.12 | 1.17 | 13537 | 2.16 | 2.1 | 15119 | Commercial/Industrial | Single Family | Any | Room AC control | 1.4182 | #DIV/0! | -553.5383 | 0.28091 | 0.25409 | 0 | Residential | Manufactured Home | Turnover | Two Speed Pool Pump | 1.5595 | 1.4306 | 824.3588 | 0.56852 | 0 | 1046.07
Commercial/Industrial | Pump Equipment Upgrade | 2.07 | 1.09 | 16354 | 1.52 | 1.48 | 11309 | Commercial/Industrial | HVAC Recommissioning | 1.39 | 0.91 | 159078 | 25.49 | 24.87 | 178958 | Commercial/Industrial | Multi Family | Any | Room AC control | 0.59309 | #DIV/0! | -553.5383 | 0.10969 | 0.12692 | 0 | Residential | Single Family | New | Two Speed Pool Pump | 1.5595 | 1.4306 | 824.3588 | 0.56852 | 0 | 1046.07
Commercial/Industrial | Process Refrig Equipment Upgrade | 1.85 | 1.09 | 14009 | 2.18 | 2.13 | 15857 | Commercial/Industrial | HVAC Improved Controls | 3.58 | 1.38 | 38114 | 3.6787 | 3.5894 | 25823.5234 | Commercial/Industrial | Mobile Home/Other | Any | Room AC control | 1.071 | #DIV/0! | -553.5383 | 0.19569 | 0.23334 | 0 | Residential | Multi-Family | New | Two Speed Pool Pump | 1.5595 | 1.4306 | 824.3588 | 0.56852 | 0 | 1046.07
Commercial/Industrial | Process Refrig Controls | 1.48 | 1.01 | 8093 | 0.87044 | 0.84898 | 6322.5701 | Commercial/Industrial | HVAC Equipment Upgrades | 2.53 | 1.19 | 50101 | 4.04 | 3.94 | 28372 | Commercial/Industrial | Single Family | Any | Smart thermostats - Utility Installation | 3.4849 | #DIV/0! | -831.7415 | 1.1236 | 0.43195 | 0 | Residential | Manufactured Home | New | Two Speed Pool Pump | 1.5595 | 1.4306 | 824.3588 | 0.56852 | 0 | 1046.07
Commercial/Industrial | Process Other Systems Optimization | 0.73 | 1.01 | 5576 | 8.73 | 8.52 | 63424 | Commercial/Industrial | Fan Equipment Upgrades | 2.1 | 1.1 | 11051 | 1.03 | 1 | 7629 | Commercial/Industrial | Multi Family | Any | Smart thermostats - Utility Installation | 1.3846 | #DIV/0! | -831.7415 | 0.43878 | 0.21577 | 0 | Residential | Multi-Family | Existing | Duct Repair | 1.5964 | 1.4008 | 803.3436 | 0.13446 | 0.26586 | 516.36
Commercial/Industrial | Process Heat Improved Controls | 0.77 | 1.01 | 1317 | 0.46655 | 0.45505 | 3388.8584 | Commercial/Industrial | Efficient Lighting - Other Interior Lighting | 1.17 | 0.78 | 94239 | 9.94 | 9.66 | 69656 | Commercial/Industrial | Mobile Home/Other | Any | Smart thermostats - Utility Installation | 2.4756 | #DIV/0! | -831.7415 | 0.78274 | 0.39668 | 0 | Residential | Single Family | Existing | Removal of 2nd Refrigerator-Freezer | 2.3205 | 0.67807 | 731.5251 | 0.10987 | 0.036607 | 1052.5805
Commercial/Industrial | Process Heat Equipment Upgrade | 1.37 | 1.01 | 91369 | 16.14 | 15.74 | 117227 | Commercial/Industrial | Efficient Lighting - High Bay | 2.15 | 1.11 | 903030 | 9.45 | 9.18 | 66179 | Commercial/Industrial | Single Family | Any | Smart thermostats - BYOT | 4.0587 | #DIV/0! | -714.1505 | 1.1236 | 0.43195 | 0 | Residential | Multi-Family | Existing | Removal of 2nd Refrigerator-Freezer | 2.3205 | 0.67807 | 731.5251 | 0.10987 | 0.036607 | 1052.5805
Commercial/Industrial | Motor Optimization | 1.04 | 1.01 | 480418 | 114.3046 | 111.2855 | 848831.5375 | Commercial/Industrial | Efficient Lighting - Exterior | 2.48 | 1.65 | 7698 | 0 | 0 | 7922 | Commercial/Industrial | Multi Family | Any | Smart thermostats - BYOT | 1.6126 | #DIV/0! | -714.1505 | 0.43878 | 0.21577 | 0 | Residential | Manufactured Home | Existing | Removal of 2nd Refrigerator-Freezer | 2.3205 | 0.67807 | 731.5251 | 0.10987 | 0.036607 | 1052.5805
Commercial/Industrial | Motor Equipment Upgrades | 1.6 | 1.01 | 8966 | 1.38 | 1.35 | 10271 | Commercial/Industrial | Compressed Air Equipment | 3.19 | 1.34 | 266448 | 24.72 | 24.07 | 183588 | Commercial/Industrial | Mobile Home/Other | Any | Smart thermostats - BYOT | 2.8833 | #DIV/0! | -714.1505 | 0.78274 | 0.39668 | 0 | Residential | Single Family | New | Removal of 2nd Refrigerator-Freezer | 2.3205 | 0.67807 | 731.5251 | 0.10987 | 0.036607 | 1052.5805
Commercial/Industrial | Lighting Controls - Exterior | 1.18 | 1.03 | 1412 | 0 | 0 | 2273 | Commercial/Industrial | Compressed Air Controls | 2.08 | 1.11 | 168672 | 18.42 | 17.93 | 136762 | Commercial/Industrial | Single Family | Any | CPP + Tech | 4.2015 | #DIV/0! | -1041.1109 | 1.6586 | 0.86787 | 0 | Residential | Multi-Family | New | Removal of 2nd Refrigerator-Freezer | 2.3205 | 0.67807 | 731.5251 | 0.10987 | 0.036607 | 1052.5805
Commercial/Industrial | Lighting Controls | 2.12 | 1.17 | 13537 | 2.16 | 2.1 | 15119 | Commercial/Industrial | Building Envelope Improvements | 4.61 | 1.48 | 31203 | 1.91 | 1.87 | 13437 | Commercial/Industrial | Multi Family | Any | CPP + Tech | 2.4827 | #DIV/0! | -1041.1109 | 0.97379 | 0.54996 | 0 | Residential | Manufactured Home | New | Removal of 2nd Refrigerator-Freezer | 2.3205 | 0.67807 | 731.5251 | 0.10987 | 0.036607 | 1052.5805
Commercial/Industrial | HVAC Recommissioning | 1.39 | 1.01 | 141835 | 25.49 | 24.87 | 178958 | [8 empty] | Commercial/Industrial | Mobile Home/Other | Any | CPP + Tech | 3.3883 | #DIV/0! | -1041.1109 | 1.3177 | 0.816 | 0 | Residential | Single Family | Existing | Ceiling Insulation(R12 to R38) | 1.1143 | 1.5081 | 608.0361 | 0.2849 | 0.39813 | 843
Commercial/Industrial | HVAC Improved Controls | 3.58 | 1.38 | 38114 | 3.6787 | 3.5894 | 25823.5234 | [8 empty] | Commercial/Industrial | Single Family | Any | Central Heating - Load Shed | 3.4734 | #DIV/0! | -590.8233 | 0 | 2.0327 | 0 | Residential | Single Family | New | Ceiling Insulation(R12 to R38) | 1.1143 | 1.5081 | 608.0361 | 0.2849 | 0.39813 | 843
Commercial/Industrial | HVAC Equipment Upgrades | 2.54 | 1.19 | 62476 | 5.04 | 4.92 | 35375 | [8 empty] | Commercial/Industrial | Multi Family | Any | Central Heating - Load Shed | 1.7351 | #DIV/0! | -590.8233 | 0 | 1.0154 | 0 | Residential | Single Family | Existing | Low Flow Showerhead | 10.187 | 0.80675 | 459.7832 | 0.023651 | 0.050912 | 262.5868
Commercial/Industrial | Fan Equipment Upgrades | 2.1 | 1.1 | 11051 | 1.03 | 1 | 7629 | [8 empty] | Commercial/Industrial | Mobile Home/Other | Any | Central Heating - Load Shed | 3.1898 | #DIV/0! | -590.8233 | 0 | 1.8667 | 0 | Residential | Single Family | New | Low Flow Showerhead | 10.187 | 0.80675 | 459.7832 | 0.023651 | 0.050912 | 262.5868
Commercial/Industrial | Efficient Lighting - Other Interior Lighting | 1.17 | 1.01 | 66748 | 9.94 | 9.66 | 69656 | [8 empty] | Commercial/Industrial | Single Family | Any | Central Heating - 50% cycling | 1.7371 | #DIV/0! | -590.8233 | 0 | 1.0164 | 0 | Residential | Single Family | Turnover | Energy Star Dehumidifier | 4.2481 | 0.89464 | 459.1502 | 0.035168 | 0.0066615 | 214.4267
Commercial/Industrial | Efficient Lighting - High Bay | 2.15 | 1.11 | 98383 | 10.29 | 10.01 | 72121 | [8 empty] | Commercial/Industrial | Multi Family | Any | Central Heating - 50% cycling | 0.86757 | #DIV/0! | -590.8233 | 0 | 0.50769 | 0 | Residential | Multi-Family | Turnover | Energy Star Dehumidifier | 4.2481 | 0.89464 | 459.1502 | 0.035168 | 0.0066615 | 214.4267
Commercial/Industrial | Efficient Lighting - Exterior | 2.48 | 1.65 | 7698 | 0 | 0 | 7922 | [8 empty] | Commercial/Industrial | Mobile Home/Other | Any | Central Heating - 50% cycling | 1.5949 | #DIV/0! | -590.8233 | 0 | 0.93336 | 0 | Residential | Manufactured Home | Turnover | Energy Star Dehumidifier | 4.2481 | 0.89464 | 459.1502 | 0.035168 | 0.0066615 | 214.4267
Commercial/Industrial | Compressed Air Equipment | 3.19 | 1.34 | 266448 | 24.72 | 24.07 | 183588 | [8 empty] | Commercial/Industrial | Hospitals | Existing | ENERGY STAR certified buildings program | 1.6678 | 1.2196 | 1331475.2245 | 283.4289 | 3.2562 | 672188.077 | Residential | Single Family | New | Energy Star Dehumidifier | 4.2481 | 0.89464 | 459.1502 | 0.035168 | 0.0066615 | 214.4267
Commercial/Industrial | Compressed Air Controls | 2.08 | 1.11 | 168672 | 18.42 | 17.93 | 136762 | [8 empty] | Commercial/Industrial | Hospitals | New | ENERGY STAR certified buildings program | 1.6678 | 1.2196 | 1331475.2245 | 283.4289 | 3.2562 | 672188.077 | Residential | Multi-Family | New | Energy Star Dehumidifier | 4.2481 | 0.89464 | 459.1502 | 0.035168 | 0.0066615 | 214.4267
Commercial/Industrial | Building Envelope Improvements | 3.92 | 1.48 | 30055 | 1.91 | 1.87 | 13437 | [8 empty] | Commercial/Industrial | Miscellaneous | Existing | Facility Energy Management System | 2.1366 | 1.3494 | 1071511.6859 | 178.6019 | 15.3582 | 852134.0156 | Residential | Manufactured Home | New | Energy Star Dehumidifier | 4.2481 | 0.89464 | 459.1502 | 0.035168 | 0.0066615 | 214.4267
[16 empty] | Commercial/Industrial | Miscellaneous | New | Facility Energy Management System | 2.1366 | 1.3494 | 1071511.6859 | 178.6019 | 15.3582 | 852134.0156 | Residential | Manufactured Home | Existing | Hot Water Pipe Insulation | 4.3538 | 0.8811 | 436.5208 | 0.016888 | 0.036353 | 187.4977
[16 empty] | Commercial/Industrial | Hospitals | Existing | VAV System | 5.7961 | 1.1876 | 1019116.1772 | 216.0084 | 219.2128 | 758951.8639 | Residential | Manufactured Home | New | Hot Water Pipe Insulation | 4.3538 | 0.8811 | 436.5208 | 0.016888 | 0.036353 | 187.4977
[16 empty] | Commercial/Industrial | Hospitals | New | VAV System | 5.7961 | 1.1876 | 1019116.1772 | 216.0084 | 219.2128 | 758951.8639 | Residential | Multi-Family | Existing | Low Flow Showerhead | 8.0119 | 0.80718 | 355.8191 | 0.018592 | 0.04002 | 206.4106
[16 empty] | Commercial/Industrial | Hospitals | Existing | Facility Energy Management System | 2.5972 | 1.5201 | 990150.5697 | 119.2704 | 103.029 | 805650.1165 | Residential | Multi-Family | New | Low Flow Showerhead | 8.0119 | 0.80718 | 355.8191 | 0.018592 | 0.04002 | 206.4106
[16 empty] | Commercial/Industrial | Hospitals | New | Facility Energy Management System | 2.5972 | 1.5201 | 990150.5697 | 119.2704 | 103.029 | 805650.1165 | Residential | Manufactured Home | Existing | Low Flow Showerhead | 7.9459 | 0.80696 | 352.7738 | 0.018443 | 0.039701 | 204.7651
[16 empty] | Commercial/Industrial | Institutional | Turnover | Heat Pump Water Heater | 4.7065 | 1.3132 | 375798.3114 | 59.4203 | 39.5217 | 351613.0036 | Residential | Manufactured Home | New | Low Flow Showerhead | 7.9459 | 0.80696 | 352.7738 | 0.018443 | 0.039701 | 204.7651
[16 empty] | Commercial/Industrial | Institutional | New | Heat Pump Water Heater | 4.7065 | 1.3132 | 375798.3114 | 59.4203 | 39.5217 | 351613.0036 | Residential | Single Family | Existing | Hot Water Pipe Insulation | 3.4303 | 0.88016 | 330.068 | 0.01332 | 0.028672 | 147.8828
[16 empty] | Commercial/Industrial | College and University | Existing | VAV System | 5.7961 | 1.1876 | 369104.8852 | 78.2342 | 79.3948 | 274878.2198 | Residential | Single Family | New | Hot Water Pipe Insulation | 3.4303 | 0.88016 | 330.068 | 0.01332 | 0.028672 | 147.8828
[16 empty] | Commercial/Industrial | College and University | New | VAV System | 5.7961 | 1.1876 | 369104.8852 | 78.2342 | 79.3948 | 274878.2198 | Residential | Multi-Family | Existing | Hot Water Pipe Insulation | 2.9411 | 0.88076 | 273.1683 | 0.011413 | 0.024567 | 126.7083
[16 empty] | Commercial/Industrial | Miscellaneous | Turnover | Heat Pump Water Heater | 4.4124 | 1.3132 | 278242.1303 | 44.5652 | 29.6412 | 263709.7527 | Residential | Multi-Family | New | Hot Water Pipe Insulation | 2.9411 | 0.88076 | 273.1683 | 0.011413 | 0.024567 | 126.7083
[16 empty] | Commercial/Industrial | Miscellaneous | New | Heat Pump Water Heater | 4.4124 | 1.3132 | 278242.1303 | 44.5652 | 29.6412 | 263709.7527 | Residential | Single Family | Turnover | Energy Star Room AC | 4.1115 | 1.5138 | 208.9696 | 0.093 | 0 | 150.6455
[16 empty] | Commercial/Industrial | Schools K-12 | Existing | VAV System | 5.7961 | 1.1876 | 253065.1769 | 53.6388 | 54.4345 | 188461.6219 | Residential | Multi-Family | Turnover | Energy Star Room AC | 4.1115 | 1.5138 | 208.9696 | 0.093 | 0 | 150.6455
[16 empty] | Commercial/Industrial | Schools K-12 | New | VAV System | 5.7961 | 1.1876 | 253065.1769 | 53.6388 | 54.4345 | 188461.6219 | Residential | Manufactured Home | Turnover | Energy Star Room AC | 4.1115 | 1.5138 | 208.9696 | 0.093 | 0 | 150.6455
[16 empty] | Commercial/Industrial | Lodging/Hospitality | Existing | VAV System | 5.7961 | 1.1876 | 164324.8644 | 34.8297 | 35.3464 | 122375.3139 | Residential | Single Family | New | Energy Star Room AC | 4.1115 | 1.5138 | 208.9696 | 0.093 | 0 | 150.6455
[16 empty] | Commercial/Industrial | Lodging/Hospitality | New | VAV System | 5.7961 | 1.1876 | 164324.8644 | 34.8297 | 35.3464 | 122375.3139 | Residential | Multi-Family | New | Energy Star Room AC | 4.1115 | 1.5138 | 208.9696 | 0.093 | 0 | 150.6455
[16 empty] | Commercial/Industrial | Institutional | Turnover | Solar Water Heater | 1.0447 | 1.7028 | 155971.5288 | 30.8448 | 4.3304 | 412684.3632 | Residential | Manufactured Home | New | Energy Star Room AC | 4.1115 | 1.5138 | 208.9696 | 0.093 | 0 | 150.6455
[16 empty] | Commercial/Industrial | Institutional | New | Solar Water Heater | 1.0447 | 1.7028 | 155971.5288 | 30.8448 | 4.3304 | 412684.3632 | Residential | Single Family | New | Programmable Thermostat | 2.8477 | 2.0162 | 136.7648 | 0.1026 | 0 | 113.8157
[16 empty] | Commercial/Industrial | Miscellaneous | Existing | VAV System | 5.7961 | 1.1876 | 149069.0062 | 31.5962 | 32.0649 | 111014.0362 | Residential | Manufactured Home | New | Programmable Thermostat | 2.786 | 2.0165 | 131.0953 | 0.10036 | 0 | 111.3356
[16 empty] | Commercial/Industrial | Miscellaneous | New | VAV System | 5.7961 | 1.1876 | 149069.0062 | 31.5962 | 32.0649 | 111014.0362 | Residential | Single Family | Turnover | Energy Star Imaging Equipment | #DIV/0! | 0.66383 | 111.3886 | 0.011573 | 0.0067571 | 127.645
[16 empty] | Commercial/Industrial | Institutional | Existing | Facility Energy Management System | 3.1361 | 1.3494 | 133152.288 | 18.7338 | 1.6109 | 89381.399 | Residential | Multi-Family | Turnover | Energy Star Imaging Equipment | #DIV/0! | 0.66383 | 111.3886 | 0.011573 | 0.0067571 | 127.645
[16 empty] | Commercial/Industrial | Institutional | New | Facility Energy Management System | 3.1361 | 1.3494 | 133152.288 | 18.7338 | 1.6109 | 89381.399 | Residential | Manufactured Home | Turnover | Energy Star Imaging Equipment | #DIV/0! | 0.66383 | 111.3886 | 0.011573 | 0.0067571 | 127.645
[16 empty] | Commercial/Industrial | Hospitals | Existing | Smart Thermostat | 1.4348 | 1.5359 | 117672.6387 | 17.5975 | 5.1988 | 210530.1929 | Residential | Single Family | New | Energy Star Imaging Equipment | #DIV/0! | 0.66383 | 111.3886 | 0.011573 | 0.0067571 | 127.645
[16 empty] | Commercial/Industrial | Hospitals | New | Smart Thermostat | 1.4348 | 1.5359 | 117672.6387 | 17.5975 | 5.1988 | 210530.1929 | Residential | Multi-Family | New | Energy Star Imaging Equipment | #DIV/0! | 0.66383 | 111.3886 | 0.011573 | 0.0067571 | 127.645
[16 empty] | Commercial/Industrial | Healthcare | Existing | Facility Energy Management System | 2.7816 | 1.3494 | 110289.6556 | 16.2055 | 1.3935 | 77318.837 | Residential | Manufactured Home | New | Energy Star Imaging Equipment | #DIV/0! | 0.66383 | 111.3886 | 0.011573 | 0.0067571 | 127.645
[16 empty] | Commercial/Industrial | Healthcare | New | Facility Energy Management System | 2.7816 | 1.3494 | 110289.6556 | 16.2055 | 1.3935 | 77318.837 | Residential | Single Family | New | Smart Thermostat | 1.6559 | 2.0167 | 111.3611 | 0.2386 | 0 | 264.6876
[16 empty] | Commercial/Industrial | Institutional | Existing | VAV System | 5.7961 | 1.1876 | 100282.0694 | 21.2554 | 21.5708 | 74681.6361 | Residential | Single Family | Existing | Faucet Aerator | 5.9148 | 0.82491 | 107.8895 | 0.0051787 | 0.011148 | 57.4956
[16 empty] | Commercial/Industrial | Institutional | New | VAV System | 5.7961 | 1.1876 | 100282.0694 | 21.2554 | 21.5708 | 74681.6361 | Residential | Single Family | Turnover | LED - 9W Flood (Exterior) | 3.7663 | 0.5948 | 98.3511 | 0 | 0 | 53.144
[16 empty] | Commercial/Industrial | Healthcare | Existing | VAV System | 5.7961 | 1.1876 | 97805.3326 | 20.7305 | 21.038 | 72837.1712 | Residential | Multi-Family | Turnover | LED - 9W Flood (Exterior) | 3.7663 | 0.5948 | 98.3511 | 0 | 0 | 53.144
[16 empty] | Commercial/Industrial | Healthcare | New | VAV System | 5.7961 | 1.1876 | 97805.3326 | 20.7305 | 21.038 | 72837.1712 | Residential | Manufactured Home | Turnover | LED - 9W Flood (Exterior) | 3.7663 | 0.5948 | 98.3511 | 0 | 0 | 53.144
[16 empty] | Commercial/Industrial | Assembly | Existing | VAV System | 5.7961 | 1.1876 | 93656.4821 | 19.8511 | 20.1456 | 69747.4569 | Residential | Single Family | New | LED - 9W Flood (Exterior) | 3.7663 | 0.5948 | 98.3511 | 0 | 0 | 53.144
[16 empty] | Commercial/Industrial | Assembly | New | VAV System | 5.7961 | 1.1876 | 93656.4821 | 19.8511 | 20.1456 | 69747.4569 | Residential | Multi-Family | New | LED - 9W Flood (Exterior) | 3.7663 | 0.5948 | 98.3511 | 0 | 0 | 53.144
[16 empty] | Commercial/Industrial | Miscellaneous | Turnover | Solar Water Heater | 0.97942 | 1.7028 | 92718.3246 | 23.1336 | 3.2478 | 309513.2724 | Residential | Manufactured Home | New | LED - 9W Flood (Exterior) | 3.7663 | 0.5948 | 98.3511 | 0 | 0 | 53.144
[16 empty] | Commercial/Industrial | Miscellaneous | New | Solar Water Heater | 0.97942 | 1.7028 | 92718.3246 | 23.1336 | 3.2478 | 309513.2724 | Residential | Manufactured Home | New | Smart Thermostat | 1.6198 | 2.0166 | 98.1761 | 0.2334 | 0 | 258.92
[16 empty] | Commercial/Industrial | Offices | Existing | Facility Energy Management System | 2.8701 | 1.3494 | 91958.7791 | 13.3506 | 1.148 | 63697.3454 | Residential | Single Family | Turnover | Energy Star Dishwasher | #DIV/0! | 0.79754 | 83.4931 | 0.0044126 | 0.0047969 | 40.303
[16 empty] | Commercial/Industrial | Offices | New | Facility Energy Management System | 2.8701 | 1.3494 | 91958.7791 | 13.3506 | 1.148 | 63697.3454 | Residential | Multi-Family | Turnover | Energy Star Dishwasher | #DIV/0! | 0.79754 | 83.4931 | 0.0044126 | 0.0047969 | 40.303
[16 empty] | Commercial/Industrial | Restaurants | Existing | Facility Energy Management System | 7.2793 | 1.3069 | 88353.8385 | 12.0451 | 5.5382 | 46156.6879 | Residential | Manufactured Home | Turnover | Energy Star Dishwasher | #DIV/0! | 0.79754 | 83.4931 | 0.0044126 | 0.0047969 | 40.303
[16 empty] | Commercial/Industrial | Restaurants | New | Facility Energy Management System | 7.2793 | 1.3069 | 88353.8385 | 12.0451 | 5.5382 | 46156.6879 | Residential | Single Family | New | Energy Star Dishwasher | #DIV/0! | 0.79754 | 83.4931 | 0.0044126 | 0.0047969 | 40.303
[16 empty] | Commercial/Industrial | Grocery | Existing | Facility Energy Management System | 7.5316 | 1.3069 | 85143.3485 | 11.5595 | 5.3149 | 44295.9859 | Residential | Multi-Family | New | Energy Star Dishwasher | #DIV/0! | 0.79754 | 83.4931 | 0.0044126 | 0.0047969 | 40.303
[16 empty] | Commercial/Industrial | Grocery | New | Facility Energy Management System | 7.5316 | 1.3069 | 85143.3485 | 11.5595 | 5.3149 | 44295.9859 | Residential | Manufactured Home | New | Energy Star Dishwasher | #DIV/0! | 0.79754 | 83.4931 | 0.0044126 | 0.0047969 | 40.303
[16 empty] | Commercial/Industrial | Lodging/Hospitality | Existing | Facility Energy Management System | 1.7376 | 1.3069 | 84994.186 | 19.134 | 8.7976 | 73321.6996 | Residential | Multi-Family | Existing | Faucet Aerator | 4.6491 | 0.82486 | 82.4079 | 0.0040708 | 0.0087628 | 45.1953
[16 empty] | Commercial/Industrial | Lodging/Hospitality | New | Facility Energy Management System | 1.7376 | 1.3069 | 84994.186 | 19.134 | 8.7976 | 73321.6996 | Residential | Manufactured Home | Existing | Faucet Aerator | 4.6172 | 0.82578 | 81.6615 | 0.0040383 | 0.0086929 | 44.835
[16 empty] | Commercial/Industrial | Miscellaneous | Existing | Airside Economizer | 5.8995 | 1.2113 | 84906.7925 | -21.4554 | 0.00094663 | 104359.7599 | Residential | Single Family | Turnover | CFL - 15W Flood (Exterior) | 2.0283 | 0.56451 | 62.1963 | 0 | 0 | 47.45
[16 empty] | Commercial/Industrial | Miscellaneous | New | Airside Economizer | 5.8995 | 1.2113 | 84906.7925 | -21.4554 | 0.00094663 | 104359.7599 | Residential | Multi-Family | Turnover | CFL - 15W Flood (Exterior) | 2.0283 | 0.56451 | 62.1963 | 0 | 0 | 47.45
[16 empty] | Commercial/Industrial | Healthcare | Turnover | High Efficiency Chiller (Water cooled-centrifugal, 200 tons) | 3.327 | 1.2337 | 84506.3855 | 13.7503 | 0.59559 | 34925.2223 | Residential | Manufactured Home | Turnover | CFL - 15W Flood (Exterior) | 2.0283 | 0.56451 | 62.1963 | 0 | 0 | 47.45
[16 empty] | Commercial/Industrial | Healthcare | New | High Efficiency Chiller (Water cooled-centrifugal, 200 tons) | 3.327 | 1.2337 | 84506.3855 | 13.7503 | 0.59559 | 34925.2223 | Residential | Single Family | New | CFL - 15W Flood (Exterior) | 2.0283 | 0.56451 | 62.1963 | 0 | 0 | 47.45
[16 empty] | Commercial/Industrial | Hospitals | Turnover | High Efficiency Chiller (Water cooled-centrifugal, 200 tons) | 3.1515 | 1.2337 | 78607.1928 | 13.0251 | 0.56417 | 33083.1747 | Residential | Multi-Family | New | CFL - 15W Flood (Exterior) | 2.0283 | 0.56451 | 62.1963 | 0 | 0 | 47.45
[16 empty] | Commercial/Industrial | Hospitals | New | High Efficiency Chiller (Water cooled-centrifugal, 200 tons) | 3.1515 | 1.2337 | 78607.1928 | 13.0251 | 0.56417 | 33083.1747 | Residential | Manufactured Home | New | CFL - 15W Flood (Exterior) | 2.0283 | 0.56451 | 62.1963 | 0 | 0 | 47.45
[16 empty] | Commercial/Industrial | Offices | Existing | VAV System | 5.7961 | 1.1876 | 78090.76 | 16.5519 | 16.7974 | 58155.4186 | Residential | Multi-Family | New | Programmable Thermostat | 1.8531 | 2.0176 | 45.7714 | 0.066717 | 0 | 74.0116
[16 empty] | Commercial/Industrial | Offices | New | VAV System | 5.7961 | 1.1876 | 78090.76 | 16.5519 | 16.7974 | 58155.4186 | Residential | Single Family | New | Faucet Aerator | 2.4743 | 0.82817 | 38.4089 | 0.0021578 | 0.0046448 | 23.9565
[16 empty] | Commercial/Industrial | Warehouse | Existing | VAV System | 5.7961 | 1.1876 | 78085.7032 | 16.5508 | 16.7963 | 58151.6527 | Residential | Single Family | Turnover | Linear LED | 2.4712 | 0.6742 | 37.1898 | 0 | 8.6271e-10 | 14.8108
[16 empty] | Commercial/Industrial | Warehouse | New | VAV System | 5.7961 | 1.1876 | 78085.7032 | 16.5508 | 16.7963 | 58151.6527 | Residential | Multi-Family | Turnover | Linear LED | 2.4712 | 0.6742 | 37.1898 | 0 | 8.6271e-10 | 14.8108
[16 empty] | Commercial/Industrial | Healthcare | Turnover | High Efficiency Chiller (Air Cooled, 50 tons) | 3.4999 | 1.4184 | 59434.4984 | 8.037 | 8.1562 | 28238.2483 | Residential | Manufactured Home | Turnover | Linear LED | 2.4712 | 0.6742 | 37.1898 | 0 | 8.6271e-10 | 14.8108
[16 empty] | Commercial/Industrial | Healthcare | New | High Efficiency Chiller (Air Cooled, 50 tons) | 3.4999 | 1.4184 | 59434.4984 | 8.037 | 8.1562 | 28238.2483 | Residential | Single Family | New | Linear LED | 2.4712 | 0.6742 | 37.1898 | 0 | 8.6271e-10 | 14.8108
[16 empty] | Commercial/Industrial | Lodging/Hospitality | Turnover | High Efficiency Chiller (Water cooled-centrifugal, 200 tons) | 2.5257 | 1.2337 | 57566.7392 | 10.4385 | 0.45213 | 26513.205 | Residential | Multi-Family | New | Linear LED | 2.4712 | 0.6742 | 37.1898 | 0 | 8.6271e-10 | 14.8108
[16 empty] | Commercial/Industrial | Lodging/Hospitality | New | High Efficiency Chiller (Water cooled-centrifugal, 200 tons) | 2.5257 | 1.2337 | 57566.7392 | 10.4385 | 0.45213 | 26513.205 | Residential | Manufactured Home | New | Linear LED | 2.4712 | 0.6742 | 37.1898 | 0 | 8.6271e-10 | 14.8108
[16 empty] | Commercial/Industrial | Restaurants | Turnover | High Efficiency Chiller (Water cooled-centrifugal, 200 tons) | 2.4777 | 1.2337 | 55954.2932 | 10.2402 | 0.44355 | 26009.712 | Residential | Single Family | Turnover | LED - 14W | 2.5588 | 0.75964 | 28.0346 | 0.0014889 | 0.0015632 | 16.9267
[16 empty] | Commercial/Industrial | Restaurants | New | High Efficiency Chiller (Water cooled-centrifugal, 200 tons) | 2.4777 | 1.2337 | 55954.2932 | 10.2402 | 0.44355 | 26009.712 | Residential | Multi-Family | Turnover | LED - 14W | 2.5588 | 0.75964 | 28.0346 | 0.0014889 | 0.0015632 | 16.9267
[16 empty] | Commercial/Industrial | Retail | Existing | VAV System | 5.7961 | 1.1876 | 55627.5634 | 11.7906 | 11.9655 | 41426.7224 | Residential | Manufactured Home | Turnover | LED - 14W | 2.5588 | 0.75964 | 28.0346 | 0.0014889 | 0.0015632 | 16.9267
[16 empty] | Commercial/Industrial | Retail | New | VAV System | 5.7961 | 1.1876 | 55627.5634 | 11.7906 | 11.9655 | 41426.7224 | Residential | Single Family | New | LED - 14W | 2.5588 | 0.75964 | 28.0346 | 0.0014889 | 0.0015632 | 16.9267
[16 empty] | Commercial/Industrial | Hospitals | Turnover | High Efficiency Chiller (Air Cooled, 50 tons) | 3.3153 | 1.4184 | 55271.1333 | 7.6131 | 7.726 | 26748.8892 | Residential | Multi-Family | New | LED - 14W | 2.5588 | 0.75964 | 28.0346 | 0.0014889 | 0.0015632 | 16.9267
[16 empty] | Commercial/Industrial | Hospitals | New | High Efficiency Chiller (Air Cooled, 50 tons) | 3.3153 | 1.4184 | 55271.1333 | 7.6131 | 7.726 | 26748.8892 | Residential | Manufactured Home | New | LED - 14W | 2.5588 | 0.75964 | 28.0346 | 0.0014889 | 0.0015632 | 16.9267
[16 empty] | Commercial/Industrial | Miscellaneous | Existing | Smart Thermostat | 0.87693 | 1.7605 | 42549.2978 | 2.644 | -36.5889 | 222677.233 | Residential | Multi-Family | New | Faucet Aerator | 1.9323 | 0.82278 | 27.7916 | 0.0016962 | 0.0036512 | 18.8314
[16 empty] | Commercial/Industrial | Miscellaneous | New | Smart Thermostat | 0.87693 | 1.7605 | 42549.2978 | 2.644 | -36.5889 | 222677.233 | Residential | Manufactured Home | New | Faucet Aerator | 1.919 | 0.82368 | 27.4806 | 0.0016826 | 0.003622 | 18.6813
[16 empty] | Commercial/Industrial | Lodging/Hospitality | Turnover | High Efficiency Chiller (Air Cooled, 50 tons) | 2.6569 | 1.4184 | 40421.7978 | 6.1012 | 6.1917 | 21436.8418 | Residential | Single Family | Turnover | Low Wattage T8 Fixture | 5.175 | 0.6742 | 17.739 | 0 | 1.191e-09 | 6.3475
[16 empty] | Commercial/Industrial | Lodging/Hospitality | New | High Efficiency Chiller (Air Cooled, 50 tons) | 2.6569 | 1.4184 | 40421.7978 | 6.1012 | 6.1917 | 21436.8418 | Residential | Multi-Family | Turnover | Low Wattage T8 Fixture | 5.175 | 0.6742 | 17.739 | 0 | 1.191e-09 | 6.3475
[16 empty] | Commercial/Industrial | Restaurants | Turnover | High Efficiency Chiller (Air Cooled, 50 tons) | 2.6065 | 1.4184 | 39283.8113 | 5.9854 | 6.0742 | 21029.7503 | Residential | Manufactured Home | Turnover | Low Wattage T8 Fixture | 5.175 | 0.6742 | 17.739 | 0 | 1.191e-09 | 6.3475
[16 empty] | Commercial/Industrial | Restaurants | New | High Efficiency Chiller (Air Cooled, 50 tons) | 2.6065 | 1.4184 | 39283.8113 | 5.9854 | 6.0742 | 21029.7503 | Residential | Single Family | New | Low Wattage T8 Fixture | 5.175 | 0.6742 | 17.739 | 0 | 1.191e-09 | 6.3475
[16 empty] | Commercial/Industrial | Institutional | Existing | Hot Water Pipe Insulation | 3.1044 | 1.4903 | 38350.2944 | 3.786 | 4.255 | 33889.8007 | Residential | Multi-Family | New | Low Wattage T8 Fixture | 5.175 | 0.6742 | 17.739 | 0 | 1.191e-09 | 6.3475
[16 empty] | Commercial/Industrial | Institutional | New | Hot Water Pipe Insulation | 3.1044 | 1.4903 | 38350.2944 | 3.786 | 4.255 | 33889.8007 | Residential | Manufactured Home | New | Low Wattage T8 Fixture | 5.175 | 0.6742 | 17.739 | 0 | 1.191e-09 | 6.3475
[16 empty] | Commercial/Industrial | Offices | Turnover | Heat Pump Water Heater | 4.0855 | 1.3132 | 38003.5664 | 6.1896 | 4.1168 | 36626.3545 | Residential | Single Family | Existing | Water Heater Thermostat Setback | 1.7834 | 0.71619 | 15.7923 | 0.003295 | 0.0070929 | 36.5826
[16 empty] | Commercial/Industrial | Offices | New | Heat Pump Water Heater | 4.0855 | 1.3132 | 38003.5664 | 6.1896 | 4.1168 | 36626.3545 | Residential | Multi-Family | Existing | Water Heater Thermostat Setback | 1.7834 | 0.71619 | 15.7923 | 0.003295 | 0.0070929 | 36.5826
[16 empty] | Commercial/Industrial | Retail | Turnover | High Efficiency Chiller (Water cooled-centrifugal, 200 tons) | 1.9419 | 1.2337 | 37942.0917 | 8.0259 | 0.34763 | 20385.3267 | Residential | Manufactured Home | Existing | Water Heater Thermostat Setback | 1.7834 | 0.71619 | 15.7923 | 0.003295 | 0.0070929 | 36.5826
[16 empty] | Commercial/Industrial | Retail | New | High Efficiency Chiller (Water cooled-centrifugal, 200 tons) | 1.9419 | 1.2337 | 37942.0917 | 8.0259 | 0.34763 | 20385.3267 | Residential | Single Family | New | Water Heater Thermostat Setback | 1.7834 | 0.71619 | 15.7923 | 0.003295 | 0.0070929 | 36.5826
[16 empty] | Commercial/Industrial | Schools K-12 | Existing | Facility Energy Management System | 1.0475 | 1.3494 | 37654.0767 | 15.7908 | 1.3579 | 75340.2418 | Residential | Multi-Family | New | Water Heater Thermostat Setback | 1.7834 | 0.71619 | 15.7923 | 0.003295 | 0.0070929 | 36.5826
[16 empty] | Commercial/Industrial | Schools K-12 | New | Facility Energy Management System | 1.0475 | 1.3494 | 37654.0767 | 15.7908 | 1.3579 | 75340.2418 | Residential | Manufactured Home | New | Water Heater Thermostat Setback | 1.7834 | 0.71619 | 15.7923 | 0.003295 | 0.0070929 | 36.5826
[16 empty] | Commercial/Industrial | College and University | Existing | Facility Energy Management System | 0.9781 | 1.5201 | 33226.2196 | 16.2679 | 14.0526 | 109886.5187 | Residential | Single Family | Turnover | LED - 9W | 2.2596 | 0.76118 | 15.2365 | 0.0008375 | 0.00087932 | 9.5213
[16 empty] | Commercial/Industrial | College and University | New | Facility Energy Management System | 0.9781 | 1.5201 | 33226.2196 | 16.2679 | 14.0526 | 109886.5187 | Residential | Multi-Family | Turnover | LED - 9W | 2.2596 | 0.76118 | 15.2365 | 0.0008375 | 0.00087932 | 9.5213
[16 empty] | Commercial/Industrial | Hospitals | Turnover | Solar Water Heater | 0.87785 | 1.7028 | 32136.6953 | 15.5509 | 2.1833 | 208061.6998 | Residential | Manufactured Home | Turnover | LED - 9W | 2.2596 | 0.76118 | 15.2365 | 0.0008375 | 0.00087932 | 9.5213
[16 empty] | Commercial/Industrial | Hospitals | New | Solar Water Heater | 0.87785 | 1.7028 | 32136.6953 | 15.5509 | 2.1833 | 208061.6998 | Residential | Single Family | New | LED - 9W | 2.2596 | 0.76118 | 15.2365 | 0.0008375 | 0.00087932 | 9.5213
[16 empty] | Commercial/Industrial | Hospitals | Existing | Chilled Water Controls Optimization | 76.8465 | 1.2077 | 31362.1504 | 5.2206 | 2.4895 | 22207.3793 | Residential | Multi-Family | New | LED - 9W | 2.2596 | 0.76118 | 15.2365 | 0.0008375 | 0.00087932 | 9.5213
[16 empty] | Commercial/Industrial | Hospitals | New | Chilled Water Controls Optimization | 76.8465 | 1.2077 | 31362.1504 | 5.2206 | 2.4895 | 22207.3793 | Residential | Manufactured Home | New | LED - 9W | 2.2596 | 0.76118 | 15.2365 | 0.0008375 | 0.00087932 | 9.5213
[16 empty] | Commercial/Industrial | Miscellaneous | Existing | Hot Water Pipe Insulation | 3.1044 | 1.4903 | 30680.2355 | 3.0288 | 3.404 | 27111.8406 | Residential | Single Family | Turnover | CFL-23W | 1.8662 | 0.72162 | 8.8159 | 0.00065139 | 0.00068392 | 7.4054
[16 empty] | Commercial/Industrial | Miscellaneous | New | Hot Water Pipe Insulation | 3.1044 | 1.4903 | 30680.2355 | 3.0288 | 3.404 | 27111.8406 | Residential | Multi-Family | Turnover | CFL-23W | 1.8662 | 0.72162 | 8.8159 | 0.00065139 | 0.00068392 | 7.4054
[16 empty] | Commercial/Industrial | Offices | Turnover | High Efficiency Chiller (Water cooled-centrifugal, 200 tons) | 1.7208 | 1.2337 | 30509.109 | 7.1121 | 0.30805 | 18064.3467 | Residential | Manufactured Home | Turnover | CFL-23W | 1.8662 | 0.72162 | 8.8159 | 0.00065139 | 0.00068392 | 7.4054
[16 empty] | Commercial/Industrial | Offices | New | High Efficiency Chiller (Water cooled-centrifugal, 200 tons) | 1.7208 | 1.2337 | 30509.109 | 7.1121 | 0.30805 | 18064.3467 | Residential | Single Family | New | CFL-23W | 1.8662 | 0.72162 | 8.8159 | 0.00065139 | 0.00068392 | 7.4054
[16 empty] | Commercial/Industrial | College and University | Turnover | High Efficiency Chiller (Water cooled-centrifugal, 200 tons) | 1.6962 | 1.2337 | 29683.222 | 7.0105 | 0.30366 | 17806.4601 | Residential | Multi-Family | New | CFL-23W | 1.8662 | 0.72162 | 8.8159 | 0.00065139 | 0.00068392 | 7.4054
[16 empty] | Commercial/Industrial | College and University | New | High Efficiency Chiller (Water cooled-centrifugal, 200 tons) | 1.6962 | 1.2337 | 29683.222 | 7.0105 | 0.30366 | 17806.4601 | Residential | Manufactured Home | New | CFL-23W | 1.8662 | 0.72162 | 8.8159 | 0.00065139 | 0.00068392 | 7.4054
[16 empty] | Commercial/Industrial | Schools K-12 | Turnover | High Efficiency Chiller (Water cooled-centrifugal, 200 tons) | 1.6881 | 1.2337 | 29407.9264 | 6.9767 | 0.30219 | 17720.4978 | Residential | Single Family | Turnover | LED Specialty Lamps-5W Chandelier | 1.0656 | 0.75766 | 7.9734 | 0.00065139 | 0.00068392 | 7.4054
[16 empty] | Commercial/Industrial | Schools K-12 | New | High Efficiency Chiller (Water cooled-centrifugal, 200 tons) | 1.6881 | 1.2337 | 29407.9264 | 6.9767 | 0.30219 | 17720.4978 | Residential | Multi-Family | Turnover | LED Specialty Lamps-5W Chandelier | 1.0656 | 0.75766 | 7.9734 | 0.00065139 | 0.00068392 | 7.4054
[16 empty] | Commercial/Industrial | Assembly | Turnover | Energy Star Commercial Dishwasher | 10.7817 | 1.706 | 26838.0381 | 1.3584 | -0.00014452 | 18720.0898 | Residential | Manufactured Home | Turnover | LED Specialty Lamps-5W Chandelier | 1.0656 | 0.75766 | 7.9734 | 0.00065139 | 0.00068392 | 7.4054
[16 empty] | Commercial/Industrial | College and University | Turnover | Energy Star Commercial Dishwasher | 10.7817 | 1.706 | 26838.0381 | 1.3584 | -0.00014452 | 18720.0898 | Residential | Single Family | New | LED Specialty Lamps-5W Chandelier | 1.0656 | 0.75766 | 7.9734 | 0.00065139 | 0.00068392 | 7.4054
[16 empty] | Commercial/Industrial | Grocery | Turnover | Energy Star Commercial Dishwasher | 10.7817 | 1.706 | 26838.0381 | 1.3584 | -0.00014452 | 18720.0898 | Residential | Multi-Family | New | LED Specialty Lamps-5W Chandelier | 1.0656 | 0.75766 | 7.9734 | 0.00065139 | 0.00068392 | 7.4054
[16 empty] | Commercial/Industrial | Healthcare | Turnover | Energy Star Commercial Dishwasher | 10.7817 | 1.706 | 26838.0381 | 1.3584 | -0.00014452 | 18720.0898 | Residential | Manufactured Home | New | LED Specialty Lamps-5W Chandelier | 1.0656 | 0.75766 | 7.9734 | 0.00065139 | 0.00068392 | 7.4054
[16 empty] | Commercial/Industrial | Hospitals | Turnover | Energy Star Commercial Dishwasher | 10.7817 | 1.706 | 26838.0381 | 1.3584 | -0.00014452 | 18720.0898 | Residential | Single Family | Any | Central air conditioner - Load Shed | 9.2051 | #DIV/0! | -590.8233 | 2.2473 | 0 | 0
[16 empty] | Commercial/Industrial | Institutional | Turnover | Energy Star Commercial Dishwasher | 10.7817 | 1.706 | 26838.0381 | 1.3584 | -0.00014452 | 18720.0898 | Residential | Mobile Home/Other | Any | Central air conditioner - Load Shed | 6.4124 | #DIV/0! | -590.8233 | 1.5655 | 0 | 0
[16 empty] | Commercial/Industrial | Lodging/Hospitality | Turnover | Energy Star Commercial Dishwasher | 10.7817 | 1.706 | 26838.0381 | 1.3584 | -0.00014452 | 18720.0898 | Residential | Single Family | Any | Central air conditioner - 50% cycling | 4.6026 | #DIV/0! | -590.8233 | 1.1236 | 0 | 0
[16 empty] | Commercial/Industrial | Miscellaneous | Turnover | Energy Star Commercial Dishwasher | 10.7817 | 1.706 | 26838.0381 | 1.3584 | -0.00014452 | 18720.0898 | Residential | Single Family | Any | CPP + Tech | 4.2015 | #DIV/0! | -1041.1109 | 1.6586 | 0.86787 | 0
[16 empty] | Commercial/Industrial | Offices | Turnover | Energy Star Commercial Dishwasher | 10.7817 | 1.706 | 26838.0381 | 1.3584 | -0.00014452 | 18720.0898 | Residential | Single Family | Any | Smart thermostats - BYOT | 4.0587 | #DIV/0! | -714.1505 | 1.1236 | 0.43195 | 0
[16 empty] | Commercial/Industrial | Restaurants | Turnover | Energy Star Commercial Dishwasher | 10.7817 | 1.706 | 26838.0381 | 1.3584 | -0.00014452 | 18720.0898 | Residential | Single Family | Any | Pool pump switches | 3.6009 | #DIV/0! | -590.8233 | 0.79425 | 0.49487 | 0
[16 empty] | Commercial/Industrial | Retail | Turnover | Energy Star Commercial Dishwasher | 10.7817 | 1.706 | 26838.0381 | 1.3584 | -0.00014452 | 18720.0898 | Residential | Multi Family | Any | Pool pump switches | 3.6009 | #DIV/0! | -590.8233 | 0.79425 | 0.49487 | 0
[16 empty] | Commercial/Industrial | Schools K-12 | Turnover | Energy Star Commercial Dishwasher | 10.7817 | 1.706 | 26838.0381 | 1.3584 | -0.00014452 | 18720.0898 | Residential | Mobile Home/Other | Any | Pool pump switches | 3.6009 | #DIV/0! | -590.8233 | 0.79425 | 0.49487 | 0
[16 empty] | Commercial/Industrial | Warehouse | Turnover | Energy Star Commercial Dishwasher | 10.7817 | 1.706 | 26838.0381 | 1.3584 | -0.00014452 | 18720.0898 | Residential | Multi Family | Any | Central air conditioner - Load Shed | 3.5943 | #DIV/0! | -590.8233 | 0.87756 | 0 | 0
[16 empty] | Commercial/Industrial | Assembly | New | Energy Star Commercial Dishwasher | 10.7817 | 1.706 | 26838.0381 | 1.3584 | -0.00014452 | 18720.0898 | Residential | Single Family | Any | Smart thermostats - Utility Installation | 3.4849 | #DIV/0! | -831.7415 | 1.1236 | 0.43195 | 0
[16 empty] | Commercial/Industrial | College and University | New | Energy Star Commercial Dishwasher | 10.7817 | 1.706 | 26838.0381 | 1.3584 | -0.00014452 | 18720.0898 | Residential | Single Family | Any | Central Heating - Load Shed | 3.4734 | #DIV/0! | -590.8233 | 0 | 2.0327 | 0
[16 empty] | Commercial/Industrial | Grocery | New | Energy Star Commercial Dishwasher | 10.7817 | 1.706 | 26838.0381 | 1.3584 | -0.00014452 | 18720.0898 | Residential | Mobile Home/Other | Any | CPP + Tech | 3.3883 | #DIV/0! | -1041.1109 | 1.3177 | 0.816 | 0
[16 empty] | Commercial/Industrial | Healthcare | New | Energy Star Commercial Dishwasher | 10.7817 | 1.706 | 26838.0381 | 1.3584 | -0.00014452 | 18720.0898 | Residential | Mobile Home/Other | Any | Central air conditioner - 50% cycling | 3.2066 | #DIV/0! | -590.8233 | 0.78274 | 0 | 0
[16 empty] | Commercial/Industrial | Hospitals | New | Energy Star Commercial Dishwasher | 10.7817 | 1.706 | 26838.0381 | 1.3584 | -0.00014452 | 18720.0898 | Residential | Mobile Home/Other | Any | Central Heating - Load Shed | 3.1898 | #DIV/0! | -590.8233 | 0 | 1.8667 | 0
[16 empty] | Commercial/Industrial | Institutional | New | Energy Star Commercial Dishwasher | 10.7817 | 1.706 | 26838.0381 | 1.3584 | -0.00014452 | 18720.0898 | Residential | Mobile Home/Other | Any | Smart thermostats - BYOT | 2.8833 | #DIV/0! | -714.1505 | 0.78274 | 0.39668 | 0
[16 empty] | Commercial/Industrial | Lodging/Hospitality | New | Energy Star Commercial Dishwasher | 10.7817 | 1.706 | 26838.0381 | 1.3584 | -0.00014452 | 18720.0898 | Residential | Multi Family | Any | CPP + Tech | 2.4827 | #DIV/0! | -1041.1109 | 0.97379 | 0.54996 | 0
[16 empty] | Commercial/Industrial | Miscellaneous | New | Energy Star Commercial Dishwasher | 10.7817 | 1.706 | 26838.0381 | 1.3584 | -0.00014452 | 18720.0898 | Residential | Mobile Home/Other | Any | Smart thermostats - Utility Installation | 2.4756 | #DIV/0! | -831.7415 | 0.78274 | 0.39668 | 0
[16 empty] | Commercial/Industrial | Offices | New | Energy Star Commercial Dishwasher | 10.7817 | 1.706 | 26838.0381 | 1.3584 | -0.00014452 | 18720.0898 | Residential | Single Family | Any | Water heater switches | 1.9178 | #DIV/0! | -590.8233 | 0.40952 | 0.34267 | 0
[16 empty] | Commercial/Industrial | Restaurants | New | Energy Star Commercial Dishwasher | 10.7817 | 1.706 | 26838.0381 | 1.3584 | -0.00014452 | 18720.0898 | Residential | Multi Family | Any | Water heater switches | 1.9178 | #DIV/0! | -590.8233 | 0.40952 | 0.34267 | 0
[16 empty] | Commercial/Industrial | Retail | New | Energy Star Commercial Dishwasher | 10.7817 | 1.706 | 26838.0381 | 1.3584 | -0.00014452 | 18720.0898 | Residential | Mobile Home/Other | Any | Water heater switches | 1.9178 | #DIV/0! | -590.8233 | 0.40952 | 0.34267 | 0
[16 empty] | Commercial/Industrial | Schools K-12 | New | Energy Star Commercial Dishwasher | 10.7817 | 1.706 | 26838.0381 | 1.3584 | -0.00014452 | 18720.0898 | Residential | Multi Family | Any | Central air conditioner - 50% cycling | 1.7976 | #DIV/0! | -590.8233 | 0.43878 | 0 | 0
[16 empty] | Commercial/Industrial | Warehouse | New | Energy Star Commercial Dishwasher | 10.7817 | 1.706 | 26838.0381 | 1.3584 | -0.00014452 | 18720.0898 | Residential | Single Family | Any | Central Heating - 50% cycling | 1.7371 | #DIV/0! | -590.8233 | 0 | 1.0164 | 0
[16 empty] | Commercial/Industrial | Retail | Turnover | High Efficiency Chiller (Air Cooled, 50 tons) | 2.0428 | 1.4184 | 26571.6698 | 4.6911 | 4.7607 | 16482.2406 | Residential | Multi Family | Any | Central Heating - Load Shed | 1.7351 | #DIV/0! | -590.8233 | 0 | 1.0154 | 0
[16 empty] | Commercial/Industrial | Retail | New | High Efficiency Chiller (Air Cooled, 50 tons) | 2.0428 | 1.4184 | 26571.6698 | 4.6911 | 4.7607 | 16482.2406 | Residential | Multi Family | Any | Smart thermostats - BYOT | 1.6126 | #DIV/0! | -714.1505 | 0.43878 | 0.21577 | 0
[16 empty] | Commercial/Industrial | Hospitals | Existing | Thermostatic Shower Restriction Valve | 8.35 | 1.0426 | 26344.8281 | 1.8299 | 4.7834 | 19848.6463 | Residential | Mobile Home/Other | Any | Central Heating - 50% cycling | 1.5949 | #DIV/0! | -590.8233 | 0 | 0.93336 | 0
[16 empty] | Commercial/Industrial | Hospitals | New | Thermostatic Shower Restriction Valve | 8.35 | 1.0426 | 26344.8281 | 1.8299 | 4.7834 | 19848.6463 | Residential | Single Family | Any | Room AC control | 1.4182 | #DIV/0! | -553.5383 | 0.28091 | 0.25409 | 0
[16 empty] | Commercial/Industrial | Restaurants | Existing | VAV System | 5.7961 | 1.1876 | 24692.4246 | 5.2337 | 5.3114 | 18388.8374 | Residential | Multi Family | Any | Smart thermostats - Utility Installation | 1.3846 | #DIV/0! | -831.7415 | 0.43878 | 0.21577 | 0
[16 empty] | Commercial/Industrial | Restaurants | New | VAV System | 5.7961 | 1.1876 | 24692.4246 | 5.2337 | 5.3114 | 18388.8374 | Residential | Mobile Home/Other | Any | Room AC control | 1.071 | #DIV/0! | -553.5383 | 0.19569 | 0.23334 | 0
[16 empty] | Commercial/Industrial | Assembly | Turnover | High Efficiency Chiller (Water cooled-centrifugal, 200 tons) | 1.529 | 1.2337 | 24059.3251 | 6.3192 | 0.27371 | 16050.3747 | Commercial/Industrial | Assembly | Existing | ENERGY STAR certified buildings program | 1.6678 | 1.2196 | 1331475.2245 | 283.4289 | 3.2562 | 672188.077
[16 empty] | Commercial/Industrial | Assembly | New | High Efficiency Chiller (Water cooled-centrifugal, 200 tons) | 1.529 | 1.2337 | 24059.3251 | 6.3192 | 0.27371 | 16050.3747 | Commercial/Industrial | College and University | New | ENERGY STAR certified buildings program | 1.6678 | 1.2196 | 1331475.2245 | 283.4289 | 3.2562 | 672188.077
[16 empty] | Commercial/Industrial | Grocery | Existing | VAV System | 5.796 | 1.1876 | 22903.158 | 4.8545 | 4.9265 | 17056.3424 | Commercial/Industrial | Grocery | Existing | ENERGY STAR certified buildings program | 1.1685 | 0.94924 | 1320359.7112 | 118.8615 | 368.5175 | 710971.58
[16 empty] | Commercial/Industrial | Grocery | New | VAV System | 5.796 | 1.1876 | 22903.158 | 4.8545 | 4.9265 | 17056.3424 | Commercial/Industrial | Healthcare | New | ENERGY STAR certified buildings program | 1.1685 | 0.94924 | 1320359.7112 | 118.8615 | 368.5175 | 710971.58
[16 empty] | Commercial/Industrial | Hospitals | Existing | Hot Water Pipe Insulation | 3.0879 | 1.5463 | 22343.2795 | 2.3212 | 2.3212 | 20333.8804 | Commercial/Industrial | Hospitals | Existing | Facility Energy Management System | 2.1366 | 1.3494 | 1071511.6859 | 178.6019 | 15.3582 | 852134.0156
[16 empty] | Commercial/Industrial | Hospitals | New | Hot Water Pipe Insulation | 3.0879 | 1.5463 | 22343.2795 | 2.3212 | 2.3212 | 20333.8804 | Commercial/Industrial | Institutional | New | Facility Energy Management System | 2.1366 | 1.3494 | 1071511.6859 | 178.6019 | 15.3582 | 852134.0156
[16 empty] | Commercial/Industrial | Offices | Turnover | High Efficiency Chiller (Air Cooled, 50 tons) | 1.8103 | 1.4184 | 21325.8298 | 4.157 | 4.2186 | 14605.6481 | Commercial/Industrial | Lodging/Hospitality | Existing | VAV System | 5.7961 | 1.1876 | 1019116.1772 | 216.0084 | 219.2128 | 758951.8639
[16 empty] | Commercial/Industrial | Offices | New | High Efficiency Chiller (Air Cooled, 50 tons) | 1.8103 | 1.4184 | 21325.8298 | 4.157 | 4.2186 | 14605.6481 | Commercial/Industrial | Miscellaneous | New | VAV System | 5.7961 | 1.1876 | 1019116.1772 | 216.0084 | 219.2128 | 758951.8639
[16 empty] | Commercial/Industrial | College and University | Turnover | High Efficiency Chiller (Air Cooled, 50 tons) | 1.7844 | 1.4184 | 20742.9587 | 4.0976 | 4.1584 | 14397.1378 | Commercial/Industrial | Offices | Existing | Duct Sealing Repair | 7.3249 | 0.80989 | 997937.4365 | 52.6466 | 186.4593 | 267212.6796
[16 empty] | Commercial/Industrial | College and University | New | High Efficiency Chiller (Air Cooled, 50 tons) | 1.7844 | 1.4184 | 20742.9587 | 4.0976 | 4.1584 | 14397.1378 | Commercial/Industrial | Restaurants | New | Duct Sealing Repair | 7.3249 | 0.80989 | 997937.4365 | 52.6466 | 186.4593 | 267212.6796
[16 empty] | Commercial/Industrial | Healthcare | Turnover | High Efficiency Chiller (Water cooled-positive displacement, 100 tons) | 1.9354 | 1.2337 | 20576.4649 | 4.3631 | 0.18898 | 11082.0417 | Commercial/Industrial | Retail | Existing | Facility Energy Management System | 2.5972 | 1.5201 | 990150.5697 | 119.2704 | 103.029 | 805650.1165
[16 empty] | Commercial/Industrial | Healthcare | New | High Efficiency Chiller (Water cooled-positive displacement, 100 tons) | 1.9354 | 1.2337 | 20576.4649 | 4.3631 | 0.18898 | 11082.0417 | Commercial/Industrial | Schools K-12 | New | Facility Energy Management System | 2.5972 | 1.5201 | 990150.5697 | 119.2704 | 103.029 | 805650.1165
[16 empty] | Commercial/Industrial | Schools K-12 | Turnover | High Efficiency Chiller (Air Cooled, 50 tons) | 1.7758 | 1.4184 | 20548.6683 | 4.0778 | 4.1383 | 14327.6344 | Commercial/Industrial | Warehouse | Existing | Duct Sealing Repair | 9.5362 | 0.80989 | 963467.1803 | 49.7747 | 176.288 | 252636.2315
[16 empty] | Commercial/Industrial | Schools K-12 | New | High Efficiency Chiller (Air Cooled, 50 tons) | 1.7758 | 1.4184 | 20548.6683 | 4.0778 | 4.1383 | 14327.6344 | Commercial/Industrial | Assembly | New | Duct Sealing Repair | 9.5362 | 0.80989 | 963467.1803 | 49.7747 | 176.288 | 252636.2315
[16 empty] | Commercial/Industrial | Institutional | Existing | Thermostatic Shower Restriction Valve | 8.5809 | 1.3132 | 19505.892 | 2.8382 | 1.8878 | 16795.0084 | Commercial/Industrial | College and University | Existing | Retro-Commissioning | 1.831 | 0.69057 | 618514.1991 | 150.2665 | 465.8856 | 898821.23
[16 empty] | Commercial/Industrial | Institutional | New | Thermostatic Shower Restriction Valve | 8.5809 | 1.3132 | 19505.892 | 2.8382 | 1.8878 | 16795.0084 | Commercial/Industrial | Grocery | New | Retro-Commissioning | 1.831 | 0.69057 | 618514.1991 | 150.2665 | 465.8856 | 898821.23
[16 empty] | Commercial/Industrial | Restaurants | Existing | Smart Thermostat | 4.3108 | 1.076 | 19051.5842 | 4.4698 | -0.0084818 | 12061.5342 | Commercial/Industrial | Healthcare | Existing | Retro-Commissioning | 2.5401 | 0.86244 | 548818.3539 | 358.3151 | 4.1166 | 849790.53
[16 empty] | Commercial/Industrial | Restaurants | New | Smart Thermostat | 4.3108 | 1.076 | 19051.5842 | 4.4698 | -0.0084818 | 12061.5342 | Commercial/Industrial | Hospitals | New | Retro-Commissioning | 2.5401 | 0.86244 | 548818.3539 | 358.3151 | 4.1166 | 849790.53
[16 empty] | Commercial/Industrial | Grocery | Existing | Smart Thermostat | 5.1712 | 1.076 | 18911.016 | 4.2896 | -0.0081399 | 11575.3008 | Commercial/Industrial | Institutional | Turnover | Heat Pump Water Heater | 4.7065 | 1.3132 | 375798.3114 | 59.4203 | 39.5217 | 351613.0036
[16 empty] | Commercial/Industrial | Grocery | New | Smart Thermostat | 5.1712 | 1.076 | 18911.016 | 4.2896 | -0.0081399 | 11575.3008 | Commercial/Industrial | Lodging/Hospitality | New | Heat Pump Water Heater | 4.7065 | 1.3132 | 375798.3114 | 59.4203 | 39.5217 | 351613.0036
[16 empty] | Commercial/Industrial | Retail | Existing | Facility Energy Management System | 1.4113 | 1.3069 | 18747.0641 | 5.261 | 2.419 | 20160.1173 | Commercial/Industrial | Miscellaneous | Existing | VAV System | 5.7961 | 1.1876 | 369104.8852 | 78.2342 | 79.3948 | 274878.2198
[16 empty] | Commercial/Industrial | Retail | New | Facility Energy Management System | 1.4113 | 1.3069 | 18747.0641 | 5.261 | 2.419 | 20160.1173 | Commercial/Industrial | Offices | New | VAV System | 5.7961 | 1.1876 | 369104.8852 | 78.2342 | 79.3948 | 274878.2198
[16 empty] | Commercial/Industrial | Lodging/Hospitality | Turnover | Solar Water Heater | 1.0447 | 1.7028 | 18716.5835 | 3.7014 | 0.51965 | 49522.1236 | Commercial/Industrial | Restaurants | Turnover | Heat Pump Water Heater | 4.4124 | 1.3132 | 278242.1303 | 44.5652 | 29.6412 | 263709.7527
[16 empty] | Commercial/Industrial | Lodging/Hospitality | New | Solar Water Heater | 1.0447 | 1.7028 | 18716.5835 | 3.7014 | 0.51965 | 49522.1236 | Commercial/Industrial | Retail | New | Heat Pump Water Heater | 4.4124 | 1.3132 | 278242.1303 | 44.5652 | 29.6412 | 263709.7527
[16 empty] | Commercial/Industrial | Hospitals | Turnover | High Efficiency Chiller (Water cooled-positive displacement, 100 tons) | 1.8333 | 1.2337 | 18704.6057 | 4.133 | 0.17902 | 10497.5458 | Commercial/Industrial | Schools K-12 | Existing | VAV System | 5.7961 | 1.1876 | 253065.1769 | 53.6388 | 54.4345 | 188461.6219
[16 empty] | Commercial/Industrial | Hospitals | New | High Efficiency Chiller (Water cooled-positive displacement, 100 tons) | 1.8333 | 1.2337 | 18704.6057 | 4.133 | 0.17902 | 10497.5458 | Commercial/Industrial | Warehouse | New | VAV System | 5.7961 | 1.1876 | 253065.1769 | 53.6388 | 54.4345 | 188461.6219
[16 empty] | Commercial/Industrial | Lodging/Hospitality | Existing | Chilled Water Controls Optimization | 44.2361 | 1.0281 | 18624.9982 | 4.2225 | 0.0042083 | 10408.106 | Commercial/Industrial | Hospitals | Turnover | Heat Pump Water Heater | 3.7915 | 0.91758 | 231043.9732 | 9.4291 | 51.0065 | 177271.556
[16 empty] | Commercial/Industrial | Lodging/Hospitality | New | Chilled Water Controls Optimization | 44.2361 | 1.0281 | 18624.9982 | 4.2225 | 0.0042083 | 10408.106 | Commercial/Industrial | Hospitals | New | Heat Pump Water Heater | 3.7915 | 0.91758 | 231043.9732 | 9.4291 | 51.0065 | 177271.556
[16 empty] | Commercial/Industrial | Assembly | Turnover | High Efficiency Chiller (Air Cooled, 50 tons) | 1.6084 | 1.4184 | 16773.884 | 3.6935 | 3.7483 | 12977.2822 | Commercial/Industrial | Lodging/Hospitality | Existing | ENERGY STAR certified buildings program | 1.711 | 0.94923 | 194797.8356 | 12.4675 | 38.6543 | 74574.6947
[16 empty] | Commercial/Industrial | Assembly | New | High Efficiency Chiller (Air Cooled, 50 tons) | 1.6084 | 1.4184 | 16773.884 | 3.6935 | 3.7483 | 12977.2822 | Commercial/Industrial | Lodging/Hospitality | New | ENERGY STAR certified buildings program | 1.711 | 0.94923 | 194797.8356 | 12.4675 | 38.6543 | 74574.6947
[16 empty] | Commercial/Industrial | Miscellaneous | Existing | Thermostatic Shower Restriction Valve | 8.581 | 1.3132 | 15072.7348 | 2.1932 | 1.4587 | 12977.961 | Commercial/Industrial | College and University | Existing | Demand Controlled Ventilation | 3.7462 | 0.70328 | 181243.9473 | 9.8459 | 55.4323 | 94567.6036
[16 empty] | Commercial/Industrial | Miscellaneous | New | Thermostatic Shower Restriction Valve | 8.581 | 1.3132 | 15072.7348 | 2.1932 | 1.4587 | 12977.961 | Commercial/Industrial | College and University | New | Demand Controlled Ventilation | 3.7462 | 0.70328 | 181243.9473 | 9.8459 | 55.4323 | 94567.6036
[16 empty] | Commercial/Industrial | College and University | Existing | Hot Water Pipe Insulation | 3.0879 | 1.5463 | 14895.5196 | 1.5475 | 1.5475 | 13555.9203 | Commercial/Industrial | Hospitals | Existing | VAV System | 5.7961 | 1.1876 | 164324.8644 | 34.8297 | 35.3464 | 122375.3139
[16 empty] | Commercial/Industrial | College and University | New | Hot Water Pipe Insulation | 3.0879 | 1.5463 | 14895.5196 | 1.5475 | 1.5475 | 13555.9203 | Commercial/Industrial | Hospitals | New | VAV System | 5.7961 | 1.1876 | 164324.8644 | 34.8297 | 35.3464 | 122375.3139
[16 empty] | Commercial/Industrial | Assembly | Existing | VSD Controlled Compressor | 1.654 | 1.4885 | 12224.2052 | 1.9843 | 0.92875 | 13160.16 | Commercial/Industrial | Grocery | Turnover | Solar Water Heater | 1.0447 | 1.7028 | 155971.5288 | 30.8448 | 4.3304 | 412684.3632
[16 empty] | Commercial/Industrial | Grocery | Existing | VSD Controlled Compressor | 1.654 | 1.4885 | 12224.2052 | 1.9843 | 0.92875 | 13160.16 | Commercial/Industrial | Grocery | New | Solar Water Heater | 1.0447 | 1.7028 | 155971.5288 | 30.8448 | 4.3304 | 412684.3632
[16 empty] | Commercial/Industrial | Institutional | Existing | VSD Controlled Compressor | 1.654 | 1.4885 | 12224.2052 | 1.9843 | 0.92875 | 13160.16 | Commercial/Industrial | Assembly | Existing | ENERGY STAR certified buildings program | 1.5175 | 0.94924 | 155134.6922 | 10.785 | 33.4376 | 64510.3866
[16 empty] | Commercial/Industrial | Miscellaneous | Existing | VSD Controlled Compressor | 1.654 | 1.4885 | 12224.2052 | 1.9843 | 0.92875 | 13160.16 | Commercial/Industrial | College and University | New | ENERGY STAR certified buildings program | 1.5175 | 0.94924 | 155134.6922 | 10.785 | 33.4376 | 64510.3866
[16 empty] | Commercial/Industrial | Offices | Existing | VSD Controlled Compressor | 1.654 | 1.4885 | 12224.2052 | 1.9843 | 0.92875 | 13160.16 | Commercial/Industrial | Grocery | Existing | VAV System | 5.7961 | 1.1876 | 149069.0062 | 31.5962 | 32.0649 | 111014.0362
[16 empty] | Commercial/Industrial | Retail | Existing | VSD Controlled Compressor | 1.654 | 1.4885 | 12224.2052 | 1.9843 | 0.92875 | 13160.16 | Commercial/Industrial | Healthcare | New | VAV System | 5.7961 | 1.1876 | 149069.0062 | 31.5962 | 32.0649 | 111014.0362
[16 empty] | Commercial/Industrial | Warehouse | Existing | VSD Controlled Compressor | 1.654 | 1.4885 | 12224.2052 | 1.9843 | 0.92875 | 13160.16 | Commercial/Industrial | Hospitals | Existing | ENERGY STAR certified buildings program | 4.1858 | 0.98907 | 146859.1113 | 11.89 | 23.038 | 38510.4852
[16 empty] | Commercial/Industrial | Assembly | New | VSD Controlled Compressor | 1.654 | 1.4885 | 12224.2052 | 1.9843 | 0.92875 | 13160.16 | Commercial/Industrial | Institutional | New | ENERGY STAR certified buildings program | 4.1858 | 0.98907 | 146859.1113 | 11.89 | 23.038 | 38510.4852
[16 empty] | Commercial/Industrial | Grocery | New | VSD Controlled Compressor | 1.654 | 1.4885 | 12224.2052 | 1.9843 | 0.92875 | 13160.16 | Commercial/Industrial | Lodging/Hospitality | Existing | ENERGY STAR certified buildings program | 4.3308 | 0.98908 | 141899.0172 | 11.4107 | 22.1093 | 36958.0211
[16 empty] | Commercial/Industrial | Institutional | New | VSD Controlled Compressor | 1.654 | 1.4885 | 12224.2052 | 1.9843 | 0.92875 | 13160.16 | Commercial/Industrial | Miscellaneous | New | ENERGY STAR certified buildings program | 4.3308 | 0.98908 | 141899.0172 | 11.4107 | 22.1093 | 36958.0211
[16 empty] | Commercial/Industrial | Miscellaneous | New | VSD Controlled Compressor | 1.654 | 1.4885 | 12224.2052 | 1.9843 | 0.92875 | 13160.16 | Commercial/Industrial | Offices | Existing | Smart Thermostat | 2.6879 | 0.3785 | 140964.0986 | -0.61374 | 57.2461 | 19160.2176
[16 empty] | Commercial/Industrial | Offices | New | VSD Controlled Compressor | 1.654 | 1.4885 | 12224.2052 | 1.9843 | 0.92875 | 13160.16 | Commercial/Industrial | Restaurants | New | Smart Thermostat | 2.6879 | 0.3785 | 140964.0986 | -0.61374 | 57.2461 | 19160.2176
[16 empty] | Commercial/Industrial | Retail | New | VSD Controlled Compressor | 1.654 | 1.4885 | 12224.2052 | 1.9843 | 0.92875 | 13160.16 | Commercial/Industrial | Retail | Existing | Facility Energy Management System | 3.1361 | 1.3494 | 133152.288 | 18.7338 | 1.6109 | 89381.399
[16 empty] | Commercial/Industrial | Warehouse | New | VSD Controlled Compressor | 1.654 | 1.4885 | 12224.2052 | 1.9843 | 0.92875 | 13160.16 | Commercial/Industrial | Schools K-12 | New | Facility Energy Management System | 3.1361 | 1.3494 | 133152.288 | 18.7338 | 1.6109 | 89381.399
[16 empty] | Commercial/Industrial | Assembly | Turnover | Energy Star Steamer | 4.7676 | 1.4137 | 12193.442 | 1.4645 | 0.85037 | 9967 | Commercial/Industrial | Warehouse | Existing | ENERGY STAR certified buildings program | 1.5658 | 0.94923 | 130808.5897 | 8.8849 | 27.5468 | 53145.4
[16 empty] | Commercial/Industrial | College and University | Turnover | Energy Star Steamer | 4.7676 | 1.4137 | 12193.442 | 1.4645 | 0.85037 | 9967 | Commercial/Industrial | Assembly | New | ENERGY STAR certified buildings program | 1.5658 | 0.94923 | 130808.5897 | 8.8849 | 27.5468 | 53145.4
[16 empty] | Commercial/Industrial | Grocery | Turnover | Energy Star Steamer | 4.7676 | 1.4137 | 12193.442 | 1.4645 | 0.85037 | 9967 | Commercial/Industrial | College and University | Turnover | Heat Pump Water Heater | 3.2431 | 0.91758 | 127579.419 | 5.3769 | 29.0863 | 101088.7385
[16 empty] | Commercial/Industrial | Healthcare | Turnover | Energy Star Steamer | 4.7676 | 1.4137 | 12193.442 | 1.4645 | 0.85037 | 9967 | Commercial/Industrial | Grocery | New | Heat Pump Water Heater | 3.2431 | 0.91758 | 127579.419 | 5.3769 | 29.0863 | 101088.7385
[16 empty] | Commercial/Industrial | Hospitals | Turnover | Energy Star Steamer | 4.7676 | 1.4137 | 12193.442 | 1.4645 | 0.85037 | 9967 | Commercial/Industrial | Healthcare | Existing | Smart Thermostat | 1.4348 | 1.5359 | 117672.6387 | 17.5975 | 5.1988 | 210530.1929
[16 empty] | Commercial/Industrial | Institutional | Turnover | Energy Star Steamer | 4.7676 | 1.4137 | 12193.442 | 1.4645 | 0.85037 | 9967 | Commercial/Industrial | Hospitals | New | Smart Thermostat | 1.4348 | 1.5359 | 117672.6387 | 17.5975 | 5.1988 | 210530.1929
[16 empty] | Commercial/Industrial | Lodging/Hospitality | Turnover | Energy Star Steamer | 4.7676 | 1.4137 | 12193.442 | 1.4645 | 0.85037 | 9967 | Commercial/Industrial | Institutional | Existing | Duct Sealing Repair | 3.5913 | 0.8099 | 116477.5879 | 6.789 | 24.0448 | 34458.2784
[16 empty] | Commercial/Industrial | Miscellaneous | Turnover | Energy Star Steamer | 4.7676 | 1.4137 | 12193.442 | 1.4645 | 0.85037 | 9967 | Commercial/Industrial | Lodging/Hospitality | New | Duct Sealing Repair | 3.5913 | 0.8099 | 116477.5879 | 6.789 | 24.0448 | 34458.2784
[16 empty] | Commercial/Industrial | Offices | Turnover | Energy Star Steamer | 4.7676 | 1.4137 | 12193.442 | 1.4645 | 0.85037 | 9967 | Commercial/Industrial | Miscellaneous | Existing | Airside Economizer | 8.6525 | 0.93949 | 110687.44 | -11.7391 | 13.202 | 98666.9364
[16 empty] | Commercial/Industrial | Restaurants | Turnover | Energy Star Steamer | 4.7676 | 1.4137 | 12193.442 | 1.4645 | 0.85037 | 9967 | Commercial/Industrial | Offices | New | Airside Economizer | 8.6525 | 0.93949 | 110687.44 | -11.7391 | 13.202 | 98666.9364
[16 empty] | Commercial/Industrial | Retail | Turnover | Energy Star Steamer | 4.7676 | 1.4137 | 12193.442 | 1.4645 | 0.85037 | 9967 | Commercial/Industrial | Restaurants | Existing | Facility Energy Management System | 2.7816 | 1.3494 | 110289.6556 | 16.2055 | 1.3935 | 77318.837
[16 empty] | Commercial/Industrial | Schools K-12 | Turnover | Energy Star Steamer | 4.7676 | 1.4137 | 12193.442 | 1.4645 | 0.85037 | 9967 | Commercial/Industrial | Retail | New | Facility Energy Management System | 2.7816 | 1.3494 | 110289.6556 | 16.2055 | 1.3935 | 77318.837
[16 empty] | Commercial/Industrial | Warehouse | Turnover | Energy Star Steamer | 4.7676 | 1.4137 | 12193.442 | 1.4645 | 0.85037 | 9967 | Commercial/Industrial | Schools K-12 | Existing | Duct Sealing Repair | 10.7517 | 0.8099 | 107719.715 | 5.5222 | 19.558 | 28028.271
[16 empty] | Commercial/Industrial | Assembly | New | Energy Star Steamer | 4.7676 | 1.4137 | 12193.442 | 1.4645 | 0.85037 | 9967 | Commercial/Industrial | Warehouse | New | Duct Sealing Repair | 10.7517 | 0.8099 | 107719.715 | 5.5222 | 19.558 | 28028.271
[16 empty] | Commercial/Industrial | College and University | New | Energy Star Steamer | 4.7676 | 1.4137 | 12193.442 | 1.4645 | 0.85037 | 9967 | Commercial/Industrial | Healthcare | Existing | VAV System | 5.7961 | 1.1876 | 100282.0694 | 21.2554 | 21.5708 | 74681.6361
[16 empty] | Commercial/Industrial | Grocery | New | Energy Star Steamer | 4.7676 | 1.4137 | 12193.442 | 1.4645 | 0.85037 | 9967 | Commercial/Industrial | Healthcare | New | VAV System | 5.7961 | 1.1876 | 100282.0694 | 21.2554 | 21.5708 | 74681.6361
[16 empty] | Commercial/Industrial | Healthcare | New | Energy Star Steamer | 4.7676 | 1.4137 | 12193.442 | 1.4645 | 0.85037 | 9967 | Commercial/Industrial | Retail | Existing | VAV System | 5.7961 | 1.1876 | 97805.3326 | 20.7305 | 21.038 | 72837.1712
[16 empty] | Commercial/Industrial | Hospitals | New | Energy Star Steamer | 4.7676 | 1.4137 | 12193.442 | 1.4645 | 0.85037 | 9967 | Commercial/Industrial | Retail | New | VAV System | 5.7961 | 1.1876 | 97805.3326 | 20.7305 | 21.038 | 72837.1712
[16 empty] | Commercial/Industrial | Institutional | New | Energy Star Steamer | 4.7676 | 1.4137 | 12193.442 | 1.4645 | 0.85037 | 9967 | Commercial/Industrial | Grocery | Existing | VAV System | 5.7961 | 1.1876 | 93656.4821 | 19.8511 | 20.1456 | 69747.4569
[16 empty] | Commercial/Industrial | Lodging/Hospitality | New | Energy Star Steamer | 4.7676 | 1.4137 | 12193.442 | 1.4645 | 0.85037 | 9967 | Commercial/Industrial | Grocery | New | VAV System | 5.7961 | 1.1876 | 93656.4821 | 19.8511 | 20.1456 | 69747.4569
[16 empty] | Commercial/Industrial | Miscellaneous | New | Energy Star Steamer | 4.7676 | 1.4137 | 12193.442 | 1.4645 | 0.85037 | 9967 | Commercial/Industrial | Restaurants | Existing | Duct Sealing Repair | 9.5362 | 0.8099 | 92464.6573 | 4.7769 | 16.9185 | 24245.6858
[16 empty] | Commercial/Industrial | Offices | New | Energy Star Steamer | 4.7676 | 1.4137 | 12193.442 | 1.4645 | 0.85037 | 9967 | Commercial/Industrial | Restaurants | New | Duct Sealing Repair | 9.5362 | 0.8099 | 92464.6573 | 4.7769 | 16.9185 | 24245.6858
[16 empty] | Commercial/Industrial | Restaurants | New | Energy Star Steamer | 4.7676 | 1.4137 | 12193.442 | 1.4645 | 0.85037 | 9967 | Commercial/Industrial | Miscellaneous | Existing | Facility Energy Management System | 2.8701 | 1.3494 | 91958.7791 | 13.3506 | 1.148 | 63697.3454
[16 empty] | Commercial/Industrial | Retail | New | Energy Star Steamer | 4.7676 | 1.4137 | 12193.442 | 1.4645 | 0.85037 | 9967 | Commercial/Industrial | Miscellaneous | New | Facility Energy Management System | 2.8701 | 1.3494 | 91958.7791 | 13.3506 | 1.148 | 63697.3454
[16 empty] | Commercial/Industrial | Schools K-12 | New | Energy Star Steamer | 4.7676 | 1.4137 | 12193.442 | 1.4645 | 0.85037 | 9967 | Commercial/Industrial | Warehouse | Existing | Facility Energy Management System | 7.2793 | 1.3069 | 88353.8385 | 12.0451 | 5.5382 | 46156.6879
[16 empty] | Commercial/Industrial | Warehouse | New | Energy Star Steamer | 4.7676 | 1.4137 | 12193.442 | 1.4645 | 0.85037 | 9967 | Commercial/Industrial | Warehouse | New | Facility Energy Management System | 7.2793 | 1.3069 | 88353.8385 | 12.0451 | 5.5382 | 46156.6879
[16 empty] | Commercial/Industrial | Lodging/Hospitality | Turnover | High Efficiency Chiller (Water cooled-positive displacement, 100 tons) | 1.4692 | 1.2337 | 12028.3079 | 3.3122 | 0.14347 | 8412.8439 | Commercial/Industrial | Lodging/Hospitality | Existing | Facility Energy Management System | 7.5316 | 1.3069 | 85143.3485 | 11.5595 | 5.3149 | 44295.9859
[16 empty] | Commercial/Industrial | Lodging/Hospitality | New | High Efficiency Chiller (Water cooled-positive displacement, 100 tons) | 1.4692 | 1.2337 | 12028.3079 | 3.3122 | 0.14347 | 8412.8439 | Commercial/Industrial | Lodging/Hospitality | New | Facility Energy Management System | 7.5316 | 1.3069 | 85143.3485 | 11.5595 | 5.3149 | 44295.9859
[16 empty] | Commercial/Industrial | Institutional | Existing | Faucet Aerator | 3.6233 | 1.25 | 11531.1727 | 2.2257 | 1.3404 | 10679.2161 | Commercial/Industrial | College and University | Existing | Facility Energy Management System | 1.7376 | 1.3069 | 84994.186 | 19.134 | 8.7976 | 73321.6996
[16 empty] | Commercial/Industrial | Institutional | New | Faucet Aerator | 3.6233 | 1.25 | 11531.1727 | 2.2257 | 1.3404 | 10679.2161 | Commercial/Industrial | College and University | New | Facility Energy Management System | 1.7376 | 1.3069 | 84994.186 | 19.134 | 8.7976 | 73321.6996
[16 empty] | Commercial/Industrial | Restaurants | Turnover | High Efficiency Chiller (Water cooled-positive displacement, 100 tons) | 1.4413 | 1.2337 | 11516.6664 | 3.2493 | 0.14074 | 8253.0817 | Commercial/Industrial | Restaurants | Existing | Airside Economizer | 5.8995 | 1.2113 | 84906.7925 | -21.4554 | 0.00094663 | 104359.7599
[16 empty] | Commercial/Industrial | Restaurants | New | High Efficiency Chiller (Water cooled-positive displacement, 100 tons) | 1.4413 | 1.2337 | 11516.6664 | 3.2493 | 0.14074 | 8253.0817 | Commercial/Industrial | Restaurants | New | Airside Economizer | 5.8995 | 1.2113 | 84906.7925 | -21.4554 | 0.00094663 | 104359.7599
[16 empty] | Commercial/Industrial | Miscellaneous | Existing | Water Cooled Refrigeration Heat Recovery | 0.9175 | 1.7465 | 11497.6943 | 0 | 2.3284 | 34829.6652 | Commercial/Industrial | Healthcare | Turnover | High Efficiency Chiller (Water cooled-centrifugal, 200 tons) | 3.327 | 1.2337 | 84506.3855 | 13.7503 | 0.59559 | 34925.2223
[16 empty] | Commercial/Industrial | Miscellaneous | New | Water Cooled Refrigeration Heat Recovery | 0.9175 | 1.7465 | 11497.6943 | 0 | 2.3284 | 34829.6652 | Commercial/Industrial | Healthcare | New | High Efficiency Chiller (Water cooled-centrifugal, 200 tons) | 3.327 | 1.2337 | 84506.3855 | 13.7503 | 0.59559 | 34925.2223
[16 empty] | Commercial/Industrial | College and University | Existing | VSD Controlled Compressor | 1.6134 | 1.5616 | 11332.3582 | 1.7063 | 1.4292 | 13160.16 | Commercial/Industrial | Restaurants | Existing | Duct Sealing Repair | 5.3825 | 0.8099 | 83039.0452 | 4.53 | 16.0439 | 22992.2611
[16 empty] | Commercial/Industrial | Healthcare | Existing | VSD Controlled Compressor | 1.6134 | 1.5616 | 11332.3582 | 1.7063 | 1.4292 | 13160.16 | Commercial/Industrial | Restaurants | New | Duct Sealing Repair | 5.3825 | 0.8099 | 83039.0452 | 4.53 | 16.0439 | 22992.2611
[16 empty] | Commercial/Industrial | Hospitals | Existing | VSD Controlled Compressor | 1.6134 | 1.5616 | 11332.3582 | 1.7063 | 1.4292 | 13160.16 | Commercial/Industrial | Institutional | Existing | Duct Sealing Repair | 3.5912 | 0.80989 | 79859.2015 | 4.6547 | 16.4855 | 23625.2368
[16 empty] | Commercial/Industrial | Lodging/Hospitality | Existing | VSD Controlled Compressor | 1.6134 | 1.5616 | 11332.3582 | 1.7063 | 1.4292 | 13160.16 | Commercial/Industrial | Institutional | New | Duct Sealing Repair | 3.5912 | 0.80989 | 79859.2015 | 4.6547 | 16.4855 | 23625.2368
[16 empty] | Commercial/Industrial | Restaurants | Existing | VSD Controlled Compressor | 1.6134 | 1.5616 | 11332.3582 | 1.7063 | 1.4292 | 13160.16 | Commercial/Industrial | Offices | Turnover | High Efficiency Chiller (Water cooled-centrifugal, 200 tons) | 3.1515 | 1.2337 | 78607.1928 | 13.0251 | 0.56417 | 33083.1747
[16 empty] | Commercial/Industrial | Schools K-12 | Existing | VSD Controlled Compressor | 1.6134 | 1.5616 | 11332.3582 | 1.7063 | 1.4292 | 13160.16 | Commercial/Industrial | Offices | New | High Efficiency Chiller (Water cooled-centrifugal, 200 tons) | 3.1515 | 1.2337 | 78607.1928 | 13.0251 | 0.56417 | 33083.1747
[16 empty] | Commercial/Industrial | College and University | New | VSD Controlled Compressor | 1.6134 | 1.5616 | 11332.3582 | 1.7063 | 1.4292 | 13160.16 | Commercial/Industrial | Assembly | Existing | VAV System | 5.7961 | 1.1876 | 78090.76 | 16.5519 | 16.7974 | 58155.4186
[16 empty] | Commercial/Industrial | Healthcare | New | VSD Controlled Compressor | 1.6134 | 1.5616 | 11332.3582 | 1.7063 | 1.4292 | 13160.16 | Commercial/Industrial | Assembly | New | VAV System | 5.7961 | 1.1876 | 78090.76 | 16.5519 | 16.7974 | 58155.4186
[16 empty] | Commercial/Industrial | Hospitals | New | VSD Controlled Compressor | 1.6134 | 1.5616 | 11332.3582 | 1.7063 | 1.4292 | 13160.16 | Commercial/Industrial | Offices | Existing | VAV System | 5.7961 | 1.1876 | 78085.7032 | 16.5508 | 16.7963 | 58151.6527
[16 empty] | Commercial/Industrial | Lodging/Hospitality | New | VSD Controlled Compressor | 1.6134 | 1.5616 | 11332.3582 | 1.7063 | 1.4292 | 13160.16 | Commercial/Industrial | Offices | New | VAV System | 5.7961 | 1.1876 | 78085.7032 | 16.5508 | 16.7963 | 58151.6527
[16 empty] | Commercial/Industrial | Restaurants | New | VSD Controlled Compressor | 1.6134 | 1.5616 | 11332.3582 | 1.7063 | 1.4292 | 13160.16 | Commercial/Industrial | Miscellaneous | Existing | Duct Sealing Repair | 9.8396 | 0.8099 | 76336.0946 | 3.9354 | 13.9379 | 19974.2506
[16 empty] | Commercial/Industrial | Schools K-12 | New | VSD Controlled Compressor | 1.6134 | 1.5616 | 11332.3582 | 1.7063 | 1.4292 | 13160.16 | Commercial/Industrial | Miscellaneous | New | Duct Sealing Repair | 9.8396 | 0.8099 | 76336.0946 | 3.9354 | 13.9379 | 19974.2506
[16 empty] | Commercial/Industrial | College and University | Existing | Chilled Water Controls Optimization | 27.7465 | 1.2078 | 11125.6015 | 1.8849 | 0.89883 | 8018.1238 | Commercial/Industrial | Hospitals | Existing | Retro-Commissioning | 2.6809 | 0.69057 | 73116.2863 | 15.7616 | 48.8673 | 94278.48
[16 empty] | Commercial/Industrial | College and University | New | Chilled Water Controls Optimization | 27.7465 | 1.2078 | 11125.6015 | 1.8849 | 0.89883 | 8018.1238 | Commercial/Industrial | Hospitals | New | Retro-Commissioning | 2.6809 | 0.69057 | 73116.2863 | 15.7616 | 48.8673 | 94278.48
[16 empty] | Commercial/Industrial | Assembly | Turnover | Heat Pump Pool Heater | 3.9089 | 1.8042 | 10868.1176 | 0 | 0.34381 | 9411.7647 | Commercial/Industrial | Grocery | Turnover | Heat Pump Water Heater | 4.8818 | 0.83885 | 64447.1391 | 2.9603 | 15.5303 | 42193.5604
[16 empty] | Commercial/Industrial | College and University | Turnover | Heat Pump Pool Heater | 3.9089 | 1.8042 | 10868.1176 | 0 | 0.34381 | 9411.7647 | Commercial/Industrial | Grocery | New | Heat Pump Water Heater | 4.8818 | 0.83885 | 64447.1391 | 2.9603 | 15.5303 | 42193.5604
[16 empty] | Commercial/Industrial | Grocery | Turnover | Heat Pump Pool Heater | 3.9089 | 1.8042 | 10868.1176 | 0 | 0.34381 | 9411.7647 | Commercial/Industrial | Grocery | Existing | Retro-Commissioning | 2.3778 | 0.69057 | 61291.6236 | 13.6345 | 42.2724 | 81555.02
[16 empty] | Commercial/Industrial | Healthcare | Turnover | Heat Pump Pool Heater | 3.9089 | 1.8042 | 10868.1176 | 0 | 0.34381 | 9411.7647 | Commercial/Industrial | Grocery | New | Retro-Commissioning | 2.3778 | 0.69057 | 61291.6236 | 13.6345 | 42.2724 | 81555.02
[16 empty] | Commercial/Industrial | Hospitals | Turnover | Heat Pump Pool Heater | 3.9089 | 1.8042 | 10868.1176 | 0 | 0.34381 | 9411.7647 | Commercial/Industrial | Hospitals | Turnover | High Efficiency Chiller (Air Cooled, 50 tons) | 3.4999 | 1.4184 | 59434.4984 | 8.037 | 8.1562 | 28238.2483
[16 empty] | Commercial/Industrial | Institutional | Turnover | Heat Pump Pool Heater | 3.9089 | 1.8042 | 10868.1176 | 0 | 0.34381 | 9411.7647 | Commercial/Industrial | Hospitals | New | High Efficiency Chiller (Air Cooled, 50 tons) | 3.4999 | 1.4184 | 59434.4984 | 8.037 | 8.1562 | 28238.2483
[16 empty] | Commercial/Industrial | Lodging/Hospitality | Turnover | Heat Pump Pool Heater | 3.9089 | 1.8042 | 10868.1176 | 0 | 0.34381 | 9411.7647 | Commercial/Industrial | Retail | Turnover | High Efficiency Chiller (Water cooled-centrifugal, 200 tons) | 2.5257 | 1.2337 | 57566.7392 | 10.4385 | 0.45213 | 26513.205
[16 empty] | Commercial/Industrial | Miscellaneous | Turnover | Heat Pump Pool Heater | 3.9089 | 1.8042 | 10868.1176 | 0 | 0.34381 | 9411.7647 | Commercial/Industrial | Retail | New | High Efficiency Chiller (Water cooled-centrifugal, 200 tons) | 2.5257 | 1.2337 | 57566.7392 | 10.4385 | 0.45213 | 26513.205
[16 empty] | Commercial/Industrial | Offices | Turnover | Heat Pump Pool Heater | 3.9089 | 1.8042 | 10868.1176 | 0 | 0.34381 | 9411.7647 | Commercial/Industrial | Grocery | Existing | Duct Sealing Repair | 22.5487 | 0.80989 | 57385.0646 | 2.8517 | 10.0998 | 14473.841
[16 empty] | Commercial/Industrial | Restaurants | Turnover | Heat Pump Pool Heater | 3.9089 | 1.8042 | 10868.1176 | 0 | 0.34381 | 9411.7647 | Commercial/Industrial | Grocery | New | Duct Sealing Repair | 22.5487 | 0.80989 | 57385.0646 | 2.8517 | 10.0998 | 14473.841
[16 empty] | Commercial/Industrial | Retail | Turnover | Heat Pump Pool Heater | 3.9089 | 1.8042 | 10868.1176 | 0 | 0.34381 | 9411.7647 | Commercial/Industrial | Hospitals | Turnover | High Efficiency Chiller (Water cooled-centrifugal, 200 tons) | 2.4777 | 1.2337 | 55954.2932 | 10.2402 | 0.44355 | 26009.712
[16 empty] | Commercial/Industrial | Schools K-12 | Turnover | Heat Pump Pool Heater | 3.9089 | 1.8042 | 10868.1176 | 0 | 0.34381 | 9411.7647 | Commercial/Industrial | Hospitals | New | High Efficiency Chiller (Water cooled-centrifugal, 200 tons) | 2.4777 | 1.2337 | 55954.2932 | 10.2402 | 0.44355 | 26009.712
[16 empty] | Commercial/Industrial | Warehouse | Turnover | Heat Pump Pool Heater | 3.9089 | 1.8042 | 10868.1176 | 0 | 0.34381 | 9411.7647 | Commercial/Industrial | Healthcare | Existing | VAV System | 5.7961 | 1.1876 | 55627.5634 | 11.7906 | 11.9655 | 41426.7224
[16 empty] | Commercial/Industrial | Assembly | New | Heat Pump Pool Heater | 3.9089 | 1.8042 | 10868.1176 | 0 | 0.34381 | 9411.7647 | Commercial/Industrial | Healthcare | New | VAV System | 5.7961 | 1.1876 | 55627.5634 | 11.7906 | 11.9655 | 41426.7224
[16 empty] | Commercial/Industrial | College and University | New | Heat Pump Pool Heater | 3.9089 | 1.8042 | 10868.1176 | 0 | 0.34381 | 9411.7647 | Commercial/Industrial | Retail | Turnover | High Efficiency Chiller (Air Cooled, 50 tons) | 3.3153 | 1.4184 | 55271.1333 | 7.6131 | 7.726 | 26748.8892
[16 empty] | Commercial/Industrial | Grocery | New | Heat Pump Pool Heater | 3.9089 | 1.8042 | 10868.1176 | 0 | 0.34381 | 9411.7647 | Commercial/Industrial | Retail | New | High Efficiency Chiller (Air Cooled, 50 tons) | 3.3153 | 1.4184 | 55271.1333 | 7.6131 | 7.726 | 26748.8892
[16 empty] | Commercial/Industrial | Healthcare | New | Heat Pump Pool Heater | 3.9089 | 1.8042 | 10868.1176 | 0 | 0.34381 | 9411.7647 | Commercial/Industrial | Healthcare | Existing | Duct Sealing Repair | 23.3304 | 0.8099 | 55123.2394 | 2.7367 | 9.6926 | 13890.361
[16 empty] | Commercial/Industrial | Hospitals | New | Heat Pump Pool Heater | 3.9089 | 1.8042 | 10868.1176 | 0 | 0.34381 | 9411.7647 | Commercial/Industrial | Healthcare | New | Duct Sealing Repair | 23.3304 | 0.8099 | 55123.2394 | 2.7367 | 9.6926 | 13890.361
[16 empty] | Commercial/Industrial | Institutional | New | Heat Pump Pool Heater | 3.9089 | 1.8042 | 10868.1176 | 0 | 0.34381 | 9411.7647 | Commercial/Industrial | Schools K-12 | Existing | Retro-Commissioning | 1.5552 | 0.71478 | 52210.0217 | 23.8781 | 46.2663 | 77338.89
[16 empty] | Commercial/Industrial | Lodging/Hospitality | New | Heat Pump Pool Heater | 3.9089 | 1.8042 | 10868.1176 | 0 | 0.34381 | 9411.7647 | Commercial/Industrial | Schools K-12 | New | Retro-Commissioning | 1.5552 | 0.71478 | 52210.0217 | 23.8781 | 46.2663 | 77338.89
[16 empty] | Commercial/Industrial | Miscellaneous | New | Heat Pump Pool Heater | 3.9089 | 1.8042 | 10868.1176 | 0 | 0.34381 | 9411.7647 | Commercial/Industrial | Retail | Existing | Retro-Commissioning | 2.4534 | 0.69057 | 50933.3701 | 11.2325 | 34.8251 | 67187.23
[16 empty] | Commercial/Industrial | Offices | New | Heat Pump Pool Heater | 3.9089 | 1.8042 | 10868.1176 | 0 | 0.34381 | 9411.7647 | Commercial/Industrial | Retail | New | Retro-Commissioning | 2.4534 | 0.69057 | 50933.3701 | 11.2325 | 34.8251 | 67187.23
[16 empty] | Commercial/Industrial | Restaurants | New | Heat Pump Pool Heater | 3.9089 | 1.8042 | 10868.1176 | 0 | 0.34381 | 9411.7647 | Commercial/Industrial | Healthcare | Existing | Demand Controlled Ventilation | 2.5829 | 0.70328 | 49546.4088 | 2.9093 | 16.3792 | 27943.0441
[16 empty] | Commercial/Industrial | Retail | New | Heat Pump Pool Heater | 3.9089 | 1.8042 | 10868.1176 | 0 | 0.34381 | 9411.7647 | Commercial/Industrial | Healthcare | New | Demand Controlled Ventilation | 2.5829 | 0.70328 | 49546.4088 | 2.9093 | 16.3792 | 27943.0441
[16 empty] | Commercial/Industrial | Schools K-12 | New | Heat Pump Pool Heater | 3.9089 | 1.8042 | 10868.1176 | 0 | 0.34381 | 9411.7647 | Commercial/Industrial | Retail | Existing | Thermostatic Shower Restriction Valve | 8.9006 | 0.83885 | 48233.4807 | 2.0889 | 10.9586 | 29772.9694
[16 empty] | Commercial/Industrial | Warehouse | New | Heat Pump Pool Heater | 3.9089 | 1.8042 | 10868.1176 | 0 | 0.34381 | 9411.7647 | Commercial/Industrial | Retail | New | Thermostatic Shower Restriction Valve | 8.9006 | 0.83885 | 48233.4807 | 2.0889 | 10.9586 | 29772.9694
[16 empty] | Commercial/Industrial | Assembly | Turnover | Efficient Exhaust Hood | 2.2733 | 1.3585 | 10553.4586 | 1.7635 | 0.69217 | 8066.5 | Commercial/Industrial | Miscellaneous | Existing | Retro-Commissioning | 6.5151 | 0.71478 | 46806.3698 | 15.0315 | 29.1251 | 48685.54
[16 empty] | Commercial/Industrial | College and University | Turnover | Efficient Exhaust Hood | 2.2733 | 1.3585 | 10553.4586 | 1.7635 | 0.69217 | 8066.5 | Commercial/Industrial | Miscellaneous | New | Retro-Commissioning | 6.5151 | 0.71478 | 46806.3698 | 15.0315 | 29.1251 | 48685.54
[16 empty] | Commercial/Industrial | Grocery | Turnover | Efficient Exhaust Hood | 2.2733 | 1.3585 | 10553.4586 | 1.7635 | 0.69217 | 8066.5 | Commercial/Industrial | Assembly | Existing | Retro-Commissioning | 6.741 | 0.71478 | 45060.0127 | 14.4255 | 27.951 | 46722.91
[16 empty] | Commercial/Industrial | Healthcare | Turnover | Efficient Exhaust Hood | 2.2733 | 1.3585 | 10553.4586 | 1.7635 | 0.69217 | 8066.5 | Commercial/Industrial | College and University | New | Retro-Commissioning | 6.741 | 0.71478 | 45060.0127 | 14.4255 | 27.951 | 46722.91
[16 empty] | Commercial/Industrial | Hospitals | Turnover | Efficient Exhaust Hood | 2.2733 | 1.3585 | 10553.4586 | 1.7635 | 0.69217 | 8066.5 | Commercial/Industrial | Grocery | Existing | Programmable Thermostat | 1.5152 | 0.3785 | 44834.6841 | -0.22094 | 20.6086 | 6897.6783
[16 empty] | Commercial/Industrial | Institutional | Turnover | Efficient Exhaust Hood | 2.2733 | 1.3585 | 10553.4586 | 1.7635 | 0.69217 | 8066.5 | Commercial/Industrial | Healthcare | New | Programmable Thermostat | 1.5152 | 0.3785 | 44834.6841 | -0.22094 | 20.6086 | 6897.6783
[16 empty] | Commercial/Industrial | Lodging/Hospitality | Turnover | Efficient Exhaust Hood | 2.2733 | 1.3585 | 10553.4586 | 1.7635 | 0.69217 | 8066.5 | Commercial/Industrial | Hospitals | Turnover | High Efficiency Chiller (Air Cooled, 50 tons) | 2.6569 | 1.4184 | 40421.7978 | 6.1012 | 6.1917 | 21436.8418
[16 empty] | Commercial/Industrial | Miscellaneous | Turnover | Efficient Exhaust Hood | 2.2733 | 1.3585 | 10553.4586 | 1.7635 | 0.69217 | 8066.5 | Commercial/Industrial | Institutional | New | High Efficiency Chiller (Air Cooled, 50 tons) | 2.6569 | 1.4184 | 40421.7978 | 6.1012 | 6.1917 | 21436.8418
[16 empty] | Commercial/Industrial | Offices | Turnover | Efficient Exhaust Hood | 2.2733 | 1.3585 | 10553.4586 | 1.7635 | 0.69217 | 8066.5 | Commercial/Industrial | Lodging/Hospitality | Turnover | High Efficiency Chiller (Air Cooled, 50 tons) | 2.6065 | 1.4184 | 39283.8113 | 5.9854 | 6.0742 | 21029.7503
[16 empty] | Commercial/Industrial | Restaurants | Turnover | Efficient Exhaust Hood | 2.2733 | 1.3585 | 10553.4586 | 1.7635 | 0.69217 | 8066.5 | Commercial/Industrial | Miscellaneous | New | High Efficiency Chiller (Air Cooled, 50 tons) | 2.6065 | 1.4184 | 39283.8113 | 5.9854 | 6.0742 | 21029.7503
[16 empty] | Commercial/Industrial | Retail | Turnover | Efficient Exhaust Hood | 2.2733 | 1.3585 | 10553.4586 | 1.7635 | 0.69217 | 8066.5 | Commercial/Industrial | Offices | Existing | Hot Water Pipe Insulation | 3.1044 | 1.4903 | 38350.2944 | 3.786 | 4.255 | 33889.8007
[16 empty] | Commercial/Industrial | Schools K-12 | Turnover | Efficient Exhaust Hood | 2.2733 | 1.3585 | 10553.4586 | 1.7635 | 0.69217 | 8066.5 | Commercial/Industrial | Restaurants | New | Hot Water Pipe Insulation | 3.1044 | 1.4903 | 38350.2944 | 3.786 | 4.255 | 33889.8007
[16 empty] | Commercial/Industrial | Warehouse | Turnover | Efficient Exhaust Hood | 2.2733 | 1.3585 | 10553.4586 | 1.7635 | 0.69217 | 8066.5 | Commercial/Industrial | Retail | Turnover | Heat Pump Water Heater | 4.0855 | 1.3132 | 38003.5664 | 6.1896 | 4.1168 | 36626.3545
[16 empty] | Commercial/Industrial | Assembly | New | Efficient Exhaust Hood | 2.2733 | 1.3585 | 10553.4586 | 1.7635 | 0.69217 | 8066.5 | Commercial/Industrial | Schools K-12 | New | Heat Pump Water Heater | 4.0855 | 1.3132 | 38003.5664 | 6.1896 | 4.1168 | 36626.3545
[16 empty] | Commercial/Industrial | College and University | New | Efficient Exhaust Hood | 2.2733 | 1.3585 | 10553.4586 | 1.7635 | 0.69217 | 8066.5 | Commercial/Industrial | Warehouse | Turnover | High Efficiency Chiller (Water cooled-centrifugal, 200 tons) | 1.9419 | 1.2337 | 37942.0917 | 8.0259 | 0.34763 | 20385.3267
[16 empty] | Commercial/Industrial | Grocery | New | Efficient Exhaust Hood | 2.2733 | 1.3585 | 10553.4586 | 1.7635 | 0.69217 | 8066.5 | Commercial/Industrial | Assembly | New | High Efficiency Chiller (Water cooled-centrifugal, 200 tons) | 1.9419 | 1.2337 | 37942.0917 | 8.0259 | 0.34763 | 20385.3267
[16 empty] | Commercial/Industrial | Healthcare | New | Efficient Exhaust Hood | 2.2733 | 1.3585 | 10553.4586 | 1.7635 | 0.69217 | 8066.5 | Commercial/Industrial | College and University | Existing | Facility Energy Management System | 1.0475 | 1.3494 | 37654.0767 | 15.7908 | 1.3579 | 75340.2418
[16 empty] | Commercial/Industrial | Hospitals | New | Efficient Exhaust Hood | 2.2733 | 1.3585 | 10553.4586 | 1.7635 | 0.69217 | 8066.5 | Commercial/Industrial | Grocery | New | Facility Energy Management System | 1.0475 | 1.3494 | 37654.0767 | 15.7908 | 1.3579 | 75340.2418
[16 empty] | Commercial/Industrial | Institutional | New | Efficient Exhaust Hood | 2.2733 | 1.3585 | 10553.4586 | 1.7635 | 0.69217 | 8066.5 | Commercial/Industrial | Healthcare | Turnover | Heat Pump Water Heater | 3.0206 | 0.83885 | 36576.6254 | 1.8317 | 9.6094 | 26107.2655
[16 empty] | Commercial/Industrial | Lodging/Hospitality | New | Efficient Exhaust Hood | 2.2733 | 1.3585 | 10553.4586 | 1.7635 | 0.69217 | 8066.5 | Commercial/Industrial | Hospitals | New | Heat Pump Water Heater | 3.0206 | 0.83885 | 36576.6254 | 1.8317 | 9.6094 | 26107.2655
[16 empty] | Commercial/Industrial | Miscellaneous | New | Efficient Exhaust Hood | 2.2733 | 1.3585 | 10553.4586 | 1.7635 | 0.69217 | 8066.5 | Commercial/Industrial | Institutional | Existing | Demand Controlled Ventilation | 2.6563 | 0.70327 | 34214.5398 | 1.9947 | 11.2299 | 19158.2709
[16 empty] | Commercial/Industrial | Offices | New | Efficient Exhaust Hood | 2.2733 | 1.3585 | 10553.4586 | 1.7635 | 0.69217 | 8066.5 | Commercial/Industrial | Lodging/Hospitality | New | Demand Controlled Ventilation | 2.6563 | 0.70327 | 34214.5398 | 1.9947 | 11.2299 | 19158.2709
[16 empty] | Commercial/Industrial | Restaurants | New | Efficient Exhaust Hood | 2.2733 | 1.3585 | 10553.4586 | 1.7635 | 0.69217 | 8066.5 | Commercial/Industrial | Miscellaneous | Existing | Chilled Water Controls Optimization | 76.8465 | 1.2077 | 31362.1504 | 5.2206 | 2.4895 | 22207.3793
[16 empty] | Commercial/Industrial | Retail | New | Efficient Exhaust Hood | 2.2733 | 1.3585 | 10553.4586 | 1.7635 | 0.69217 | 8066.5 | Commercial/Industrial | Offices | New | Chilled Water Controls Optimization | 76.8465 | 1.2077 | 31362.1504 | 5.2206 | 2.4895 | 22207.3793
[16 empty] | Commercial/Industrial | Schools K-12 | New | Efficient Exhaust Hood | 2.2733 | 1.3585 | 10553.4586 | 1.7635 | 0.69217 | 8066.5 | Commercial/Industrial | Restaurants | Existing | Hot Water Pipe Insulation | 3.1044 | 1.4903 | 30680.2355 | 3.0288 | 3.404 | 27111.8406
[16 empty] | Commercial/Industrial | Warehouse | New | Efficient Exhaust Hood | 2.2733 | 1.3585 | 10553.4586 | 1.7635 | 0.69217 | 8066.5 | Commercial/Industrial | Retail | New | Hot Water Pipe Insulation | 3.1044 | 1.4903 | 30680.2355 | 3.0288 | 3.404 | 27111.8406
[16 empty] | Commercial/Industrial | Institutional | Existing | Smart Thermostat | 1.2499 | 1.7605 | 10144.6651 | 0.27734 | -3.8379 | 23356.8925 | Commercial/Industrial | Schools K-12 | Turnover | High Efficiency Chiller (Water cooled-centrifugal, 200 tons) | 1.7208 | 1.2337 | 30509.109 | 7.1121 | 0.30805 | 18064.3467
[16 empty] | Commercial/Industrial | Institutional | New | Smart Thermostat | 1.2499 | 1.7605 | 10144.6651 | 0.27734 | -3.8379 | 23356.8925 | Commercial/Industrial | Warehouse | New | High Efficiency Chiller (Water cooled-centrifugal, 200 tons) | 1.7208 | 1.2337 | 30509.109 | 7.1121 | 0.30805 | 18064.3467
[16 empty] | Commercial/Industrial | Institutional | Existing | Airside Economizer | 5.8996 | 1.2113 | 8905.9793 | -2.2505 | 9.9293e-05 | 10946.4253 | Commercial/Industrial | Institutional | Turnover | High Efficiency Chiller (Water cooled-centrifugal, 200 tons) | 1.6962 | 1.2337 | 29683.222 | 7.0105 | 0.30366 | 17806.4601
[16 empty] | Commercial/Industrial | Institutional | New | Airside Economizer | 5.8996 | 1.2113 | 8905.9793 | -2.2505 | 9.9293e-05 | 10946.4253 | Commercial/Industrial | Institutional | New | High Efficiency Chiller (Water cooled-centrifugal, 200 tons) | 1.6962 | 1.2337 | 29683.222 | 7.0105 | 0.30366 | 17806.4601
[16 empty] | Commercial/Industrial | Offices | Turnover | Solar Water Heater | 0.90687 | 1.7028 | 8564.599 | 3.213 | 0.45109 | 42987.9545 | Commercial/Industrial | Healthcare | Turnover | High Efficiency Chiller (Water cooled-centrifugal, 200 tons) | 1.6881 | 1.2337 | 29407.9264 | 6.9767 | 0.30219 | 17720.4978
[16 empty] | Commercial/Industrial | Offices | New | Solar Water Heater | 0.90687 | 1.7028 | 8564.599 | 3.213 | 0.45109 | 42987.9545 | Commercial/Industrial | Healthcare | New | High Efficiency Chiller (Water cooled-centrifugal, 200 tons) | 1.6881 | 1.2337 | 29407.9264 | 6.9767 | 0.30219 | 17720.4978
[16 empty] | Commercial/Industrial | Warehouse | Turnover | Heat Pump Water Heater | 2.9416 | 1.3132 | 8312.9768 | 1.4855 | 0.98804 | 8790.3251 | Commercial/Industrial | Assembly | Turnover | Energy Star Commercial Dishwasher | 10.7817 | 1.706 | 26838.0381 | 1.3584 | -0.00014452 | 18720.0898
[16 empty] | Commercial/Industrial | Warehouse | New | Heat Pump Water Heater | 2.9416 | 1.3132 | 8312.9768 | 1.4855 | 0.98804 | 8790.3251 | Commercial/Industrial | Assembly | Turnover | Energy Star Commercial Dishwasher | 10.7817 | 1.706 | 26838.0381 | 1.3584 | -0.00014452 | 18720.0898
[16 empty] | Commercial/Industrial | Assembly | Existing | Chilled Water System - Variable Speed Drives | 1.9501 | 1.5463 | 7913.8614 | 1.0305 | 1.0305 | 9027.4109 | Commercial/Industrial | Healthcare | Turnover | Energy Star Commercial Dishwasher | 10.7817 | 1.706 | 26838.0381 | 1.3584 | -0.00014452 | 18720.0898
[16 empty] | Commercial/Industrial | College and University | Existing | Chilled Water System - Variable Speed Drives | 1.9501 | 1.5463 | 7913.8614 | 1.0305 | 1.0305 | 9027.4109 | Commercial/Industrial | Healthcare | Turnover | Energy Star Commercial Dishwasher | 10.7817 | 1.706 | 26838.0381 | 1.3584 | -0.00014452 | 18720.0898
[16 empty] | Commercial/Industrial | Grocery | Existing | Chilled Water System - Variable Speed Drives | 1.9501 | 1.5463 | 7913.8614 | 1.0305 | 1.0305 | 9027.4109 | Commercial/Industrial | Hospitals | Turnover | Energy Star Commercial Dishwasher | 10.7817 | 1.706 | 26838.0381 | 1.3584 | -0.00014452 | 18720.0898
[16 empty] | Commercial/Industrial | Healthcare | Existing | Chilled Water System - Variable Speed Drives | 1.9501 | 1.5463 | 7913.8614 | 1.0305 | 1.0305 | 9027.4109 | Commercial/Industrial | Hospitals | Turnover | Energy Star Commercial Dishwasher | 10.7817 | 1.706 | 26838.0381 | 1.3584 | -0.00014452 | 18720.0898
[16 empty] | Commercial/Industrial | Hospitals | Existing | Chilled Water System - Variable Speed Drives | 1.9501 | 1.5463 | 7913.8614 | 1.0305 | 1.0305 | 9027.4109 | Commercial/Industrial | Grocery | Turnover | Energy Star Commercial Dishwasher | 10.7817 | 1.706 | 26838.0381 | 1.3584 | -0.00014452 | 18720.0898
[16 empty] | Commercial/Industrial | Institutional | Existing | Chilled Water System - Variable Speed Drives | 1.9501 | 1.5463 | 7913.8614 | 1.0305 | 1.0305 | 9027.4109 | Commercial/Industrial | Grocery | Turnover | Energy Star Commercial Dishwasher | 10.7817 | 1.706 | 26838.0381 | 1.3584 | -0.00014452 | 18720.0898
[16 empty] | Commercial/Industrial | Lodging/Hospitality | Existing | Chilled Water System - Variable Speed Drives | 1.9501 | 1.5463 | 7913.8614 | 1.0305 | 1.0305 | 9027.4109 | Commercial/Industrial | Miscellaneous | Turnover | Energy Star Commercial Dishwasher | 10.7817 | 1.706 | 26838.0381 | 1.3584 | -0.00014452 | 18720.0898
[16 empty] | Commercial/Industrial | Miscellaneous | Existing | Chilled Water System - Variable Speed Drives | 1.9501 | 1.5463 | 7913.8614 | 1.0305 | 1.0305 | 9027.4109 | Commercial/Industrial | Miscellaneous | Turnover | Energy Star Commercial Dishwasher | 10.7817 | 1.706 | 26838.0381 | 1.3584 | -0.00014452 | 18720.0898
[16 empty] | Commercial/Industrial | Offices | Existing | Chilled Water System - Variable Speed Drives | 1.9501 | 1.5463 | 7913.8614 | 1.0305 | 1.0305 | 9027.4109 | Commercial/Industrial | Assembly | Turnover | Energy Star Commercial Dishwasher | 10.7817 | 1.706 | 26838.0381 | 1.3584 | -0.00014452 | 18720.0898
[16 empty] | Commercial/Industrial | Restaurants | Existing | Chilled Water System - Variable Speed Drives | 1.9501 | 1.5463 | 7913.8614 | 1.0305 | 1.0305 | 9027.4109 | Commercial/Industrial | Grocery | Turnover | Energy Star Commercial Dishwasher | 10.7817 | 1.706 | 26838.0381 | 1.3584 | -0.00014452 | 18720.0898
[16 empty] | Commercial/Industrial | Retail | Existing | Chilled Water System - Variable Speed Drives | 1.9501 | 1.5463 | 7913.8614 | 1.0305 | 1.0305 | 9027.4109 | Commercial/Industrial | Institutional | Turnover | Energy Star Commercial Dishwasher | 10.7817 | 1.706 | 26838.0381 | 1.3584 | -0.00014452 | 18720.0898
[16 empty] | Commercial/Industrial | Schools K-12 | Existing | Chilled Water System - Variable Speed Drives | 1.9501 | 1.5463 | 7913.8614 | 1.0305 | 1.0305 | 9027.4109 | Commercial/Industrial | Miscellaneous | New | Energy Star Commercial Dishwasher | 10.7817 | 1.706 | 26838.0381 | 1.3584 | -0.00014452 | 18720.0898
[16 empty] | Commercial/Industrial | Warehouse | Existing | Chilled Water System - Variable Speed Drives | 1.9501 | 1.5463 | 7913.8614 | 1.0305 | 1.0305 | 9027.4109 | Commercial/Industrial | Offices | New | Energy Star Commercial Dishwasher | 10.7817 | 1.706 | 26838.0381 | 1.3584 | -0.00014452 | 18720.0898
[16 empty] | Commercial/Industrial | Assembly | New | Chilled Water System - Variable Speed Drives | 1.9501 | 1.5463 | 7913.8614 | 1.0305 | 1.0305 | 9027.4109 | Commercial/Industrial | Retail | New | Energy Star Commercial Dishwasher | 10.7817 | 1.706 | 26838.0381 | 1.3584 | -0.00014452 | 18720.0898
[16 empty] | Commercial/Industrial | College and University | New | Chilled Water System - Variable Speed Drives | 1.9501 | 1.5463 | 7913.8614 | 1.0305 | 1.0305 | 9027.4109 | Commercial/Industrial | Warehouse | New | Energy Star Commercial Dishwasher | 10.7817 | 1.706 | 26838.0381 | 1.3584 | -0.00014452 | 18720.0898
[16 empty] | Commercial/Industrial | Grocery | New | Chilled Water System - Variable Speed Drives | 1.9501 | 1.5463 | 7913.8614 | 1.0305 | 1.0305 | 9027.4109 | Commercial/Industrial | Assembly | New | Energy Star Commercial Dishwasher | 10.7817 | 1.706 | 26838.0381 | 1.3584 | -0.00014452 | 18720.0898
[16 empty] | Commercial/Industrial | Healthcare | New | Chilled Water System - Variable Speed Drives | 1.9501 | 1.5463 | 7913.8614 | 1.0305 | 1.0305 | 9027.4109 | Commercial/Industrial | Grocery | New | Energy Star Commercial Dishwasher | 10.7817 | 1.706 | 26838.0381 | 1.3584 | -0.00014452 | 18720.0898
[16 empty] | Commercial/Industrial | Hospitals | New | Chilled Water System - Variable Speed Drives | 1.9501 | 1.5463 | 7913.8614 | 1.0305 | 1.0305 | 9027.4109 | Commercial/Industrial | Institutional | New | Energy Star Commercial Dishwasher | 10.7817 | 1.706 | 26838.0381 | 1.3584 | -0.00014452 | 18720.0898
[16 empty] | Commercial/Industrial | Institutional | New | Chilled Water System - Variable Speed Drives | 1.9501 | 1.5463 | 7913.8614 | 1.0305 | 1.0305 | 9027.4109 | Commercial/Industrial | Miscellaneous | New | Energy Star Commercial Dishwasher | 10.7817 | 1.706 | 26838.0381 | 1.3584 | -0.00014452 | 18720.0898
[16 empty] | Commercial/Industrial | Lodging/Hospitality | New | Chilled Water System - Variable Speed Drives | 1.9501 | 1.5463 | 7913.8614 | 1.0305 | 1.0305 | 9027.4109 | Commercial/Industrial | Offices | New | Energy Star Commercial Dishwasher | 10.7817 | 1.706 | 26838.0381 | 1.3584 | -0.00014452 | 18720.0898
[16 empty] | Commercial/Industrial | Miscellaneous | New | Chilled Water System - Variable Speed Drives | 1.9501 | 1.5463 | 7913.8614 | 1.0305 | 1.0305 | 9027.4109 | Commercial/Industrial | Retail | New | Energy Star Commercial Dishwasher | 10.7817 | 1.706 | 26838.0381 | 1.3584 | -0.00014452 | 18720.0898
[16 empty] | Commercial/Industrial | Offices | New | Chilled Water System - Variable Speed Drives | 1.9501 | 1.5463 | 7913.8614 | 1.0305 | 1.0305 | 9027.4109 | Commercial/Industrial | Warehouse | New | Energy Star Commercial Dishwasher | 10.7817 | 1.706 | 26838.0381 | 1.3584 | -0.00014452 | 18720.0898
[16 empty] | Commercial/Industrial | Restaurants | New | Chilled Water System - Variable Speed Drives | 1.9501 | 1.5463 | 7913.8614 | 1.0305 | 1.0305 | 9027.4109 | Commercial/Industrial | College and University | New | Energy Star Commercial Dishwasher | 10.7817 | 1.706 | 26838.0381 | 1.3584 | -0.00014452 | 18720.0898
[16 empty] | Commercial/Industrial | Retail | New | Chilled Water System - Variable Speed Drives | 1.9501 | 1.5463 | 7913.8614 | 1.0305 | 1.0305 | 9027.4109 | Commercial/Industrial | Healthcare | New | Energy Star Commercial Dishwasher | 10.7817 | 1.706 | 26838.0381 | 1.3584 | -0.00014452 | 18720.0898
[16 empty] | Commercial/Industrial | Schools K-12 | New | Chilled Water System - Variable Speed Drives | 1.9501 | 1.5463 | 7913.8614 | 1.0305 | 1.0305 | 9027.4109 | Commercial/Industrial | Hospitals | Turnover | High Efficiency Chiller (Air Cooled, 50 tons) | 2.0428 | 1.4184 | 26571.6698 | 4.6911 | 4.7607 | 16482.2406
[16 empty] | Commercial/Industrial | Warehouse | New | Chilled Water System - Variable Speed Drives | 1.9501 | 1.5463 | 7913.8614 | 1.0305 | 1.0305 | 9027.4109 | Commercial/Industrial | Lodging/Hospitality | New | High Efficiency Chiller (Air Cooled, 50 tons) | 2.0428 | 1.4184 | 26571.6698 | 4.6911 | 4.7607 | 16482.2406
[16 empty] | Commercial/Industrial | Healthcare | Existing | Airside Economizer | 5.8994 | 1.2113 | 7704.0634 | -1.9468 | 8.5893e-05 | 9469.1388 | Commercial/Industrial | Restaurants | Existing | Thermostatic Shower Restriction Valve | 8.35 | 1.0426 | 26344.8281 | 1.8299 | 4.7834 | 19848.6463
[16 empty] | Commercial/Industrial | Healthcare | New | Airside Economizer | 5.8994 | 1.2113 | 7704.0634 | -1.9468 | 8.5893e-05 | 9469.1388 | Commercial/Industrial | Schools K-12 | New | Thermostatic Shower Restriction Valve | 8.35 | 1.0426 | 26344.8281 | 1.8299 | 4.7834 | 19848.6463
[16 empty] | Commercial/Industrial | Schools K-12 | Existing | Airside Economizer | 5.8996 | 1.2113 | 7506.9158 | -1.8969 | 8.3695e-05 | 9226.8228 | Commercial/Industrial | College and University | Existing | Demand Controlled Ventilation | 2.1142 | 0.70327 | 25475.792 | 1.5876 | 8.938 | 15248.3191
[16 empty] | Commercial/Industrial | Schools K-12 | New | Airside Economizer | 5.8996 | 1.2113 | 7506.9158 | -1.8969 | 8.3695e-05 | 9226.8228 | Commercial/Industrial | Healthcare | New | Demand Controlled Ventilation | 2.1142 | 0.70327 | 25475.792 | 1.5876 | 8.938 | 15248.3191
[16 empty] | Commercial/Industrial | Lodging/Hospitality | Existing | Airside Economizer | 5.6687 | 1.114 | 7444.8229 | -2.0055 | 0.060432 | 8979.6145 | Commercial/Industrial | Hospitals | Existing | VAV System | 5.7961 | 1.1876 | 24692.4246 | 5.2337 | 5.3114 | 18388.8374
[16 empty] | Commercial/Industrial | Lodging/Hospitality | New | Airside Economizer | 5.6687 | 1.114 | 7444.8229 | -2.0055 | 0.060432 | 8979.6145 | Commercial/Industrial | Lodging/Hospitality | New | VAV System | 5.7961 | 1.1876 | 24692.4246 | 5.2337 | 5.3114 | 18388.8374
[16 empty] | Commercial/Industrial | Restaurants | Existing | Chilled Water Controls Optimization | 17.2527 | 1.0281 | 7075.1042 | 1.6468 | 0.0016413 | 4059.3282 | Commercial/Industrial | Restaurants | Turnover | High Efficiency Chiller (Water cooled-centrifugal, 200 tons) | 1.529 | 1.2337 | 24059.3251 | 6.3192 | 0.27371 | 16050.3747
[16 empty] | Commercial/Industrial | Restaurants | New | Chilled Water Controls Optimization | 17.2527 | 1.0281 | 7075.1042 | 1.6468 | 0.0016413 | 4059.3282 | Commercial/Industrial | Schools K-12 | New | High Efficiency Chiller (Water cooled-centrifugal, 200 tons) | 1.529 | 1.2337 | 24059.3251 | 6.3192 | 0.27371 | 16050.3747
[16 empty] | Commercial/Industrial | Healthcare | Existing | Smart Thermostat | 1.0812 | 1.7605 | 6972.6369 | 0.23991 | -3.3199 | 20204.7382 | Commercial/Industrial | Miscellaneous | Existing | VAV System | 5.796 | 1.1876 | 22903.158 | 4.8545 | 4.9265 | 17056.3424
[16 empty] | Commercial/Industrial | Healthcare | New | Smart Thermostat | 1.0812 | 1.7605 | 6972.6369 | 0.23991 | -3.3199 | 20204.7382 | Commercial/Industrial | Miscellaneous | New | VAV System | 5.796 | 1.1876 | 22903.158 | 4.8545 | 4.9265 | 17056.3424
[16 empty] | Commercial/Industrial | Healthcare | Existing | Chilled Water Controls Optimization | 16.252 | 1.0281 | 6646.7723 | 1.5513 | 0.0015461 | 3823.8816 | Commercial/Industrial | Offices | Existing | Hot Water Pipe Insulation | 3.0879 | 1.5463 | 22343.2795 | 2.3212 | 2.3212 | 20333.8804
[16 empty] | Commercial/Industrial | Healthcare | New | Chilled Water Controls Optimization | 16.252 | 1.0281 | 6646.7723 | 1.5513 | 0.0015461 | 3823.8816 | Commercial/Industrial | Offices | New | Hot Water Pipe Insulation | 3.0879 | 1.5463 | 22343.2795 | 2.3212 | 2.3212 | 20333.8804
[16 empty] | Commercial/Industrial | Offices | Existing | Smart Thermostat | 1.1648 | 1.7604 | 6534.0745 | 0.19764 | -2.735 | 16645.2088 | Commercial/Industrial | Schools K-12 | Existing | Demand Controlled Ventilation | 1.9179 | 0.70327 | 22311.8164 | 1.4402 | 8.1082 | 13832.6709
[16 empty] | Commercial/Industrial | Offices | New | Smart Thermostat | 1.1648 | 1.7604 | 6534.0745 | 0.19764 | -2.735 | 16645.2088 | Commercial/Industrial | Schools K-12 | New | Demand Controlled Ventilation | 1.9179 | 0.70327 | 22311.8164 | 1.4402 | 8.1082 | 13832.6709
[16 empty] | Commercial/Industrial | Offices | Existing | Airside Economizer | 5.8993 | 1.2113 | 6346.8154 | -1.6038 | 7.0761e-05 | 7800.9322 | Commercial/Industrial | Healthcare | Existing | Duct Sealing Repair | 4.3717 | 0.80989 | 22153.9835 | 1.2455 | 4.4113 | 6321.8213
[16 empty] | Commercial/Industrial | Offices | New | Airside Economizer | 5.8993 | 1.2113 | 6346.8154 | -1.6038 | 7.0761e-05 | 7800.9322 | Commercial/Industrial | Healthcare | New | Duct Sealing Repair | 4.3717 | 0.80989 | 22153.9835 | 1.2455 | 4.4113 | 6321.8213
[16 empty] | Commercial/Industrial | Assembly | Turnover | Energy Star Commercial Oven | 2.1678 | 1.3794 | 6153.0615 | 1.0341 | 0.54113 | 6368 | Commercial/Industrial | Healthcare | Turnover | High Efficiency Chiller (Air Cooled, 50 tons) | 1.8103 | 1.4184 | 21325.8298 | 4.157 | 4.2186 | 14605.6481
[16 empty] | Commercial/Industrial | College and University | Turnover | Energy Star Commercial Oven | 2.1678 | 1.3794 | 6153.0615 | 1.0341 | 0.54113 | 6368 | Commercial/Industrial | Healthcare | New | High Efficiency Chiller (Air Cooled, 50 tons) | 1.8103 | 1.4184 | 21325.8298 | 4.157 | 4.2186 | 14605.6481
[16 empty] | Commercial/Industrial | Grocery | Turnover | Energy Star Commercial Oven | 2.1678 | 1.3794 | 6153.0615 | 1.0341 | 0.54113 | 6368 | Commercial/Industrial | Hospitals | Turnover | High Efficiency Chiller (Air Cooled, 50 tons) | 1.7844 | 1.4184 | 20742.9587 | 4.0976 | 4.1584 | 14397.1378
[16 empty] | Commercial/Industrial | Healthcare | Turnover | Energy Star Commercial Oven | 2.1678 | 1.3794 | 6153.0615 | 1.0341 | 0.54113 | 6368 | Commercial/Industrial | Hospitals | New | High Efficiency Chiller (Air Cooled, 50 tons) | 1.7844 | 1.4184 | 20742.9587 | 4.0976 | 4.1584 | 14397.1378
[16 empty] | Commercial/Industrial | Hospitals | Turnover | Energy Star Commercial Oven | 2.1678 | 1.3794 | 6153.0615 | 1.0341 | 0.54113 | 6368 | Commercial/Industrial | Retail | Turnover | High Efficiency Chiller (Water cooled-positive displacement, 100 tons) | 1.9354 | 1.2337 | 20576.4649 | 4.3631 | 0.18898 | 11082.0417
[16 empty] | Commercial/Industrial | Institutional | Turnover | Energy Star Commercial Oven | 2.1678 | 1.3794 | 6153.0615 | 1.0341 | 0.54113 | 6368 | Commercial/Industrial | Retail | New | High Efficiency Chiller (Water cooled-positive displacement, 100 tons) | 1.9354 | 1.2337 | 20576.4649 | 4.3631 | 0.18898 | 11082.0417
[16 empty] | Commercial/Industrial | Lodging/Hospitality | Turnover | Energy Star Commercial Oven | 2.1678 | 1.3794 | 6153.0615 | 1.0341 | 0.54113 | 6368 | Commercial/Industrial | Warehouse | Turnover | High Efficiency Chiller (Air Cooled, 50 tons) | 1.7758 | 1.4184 | 20548.6683 | 4.0778 | 4.1383 | 14327.6344
[16 empty] | Commercial/Industrial | Miscellaneous | Turnover | Energy Star Commercial Oven | 2.1678 | 1.3794 | 6153.0615 | 1.0341 | 0.54113 | 6368 | Commercial/Industrial | Warehouse | New | High Efficiency Chiller (Air Cooled, 50 tons) | 1.7758 | 1.4184 | 20548.6683 | 4.0778 | 4.1383 | 14327.6344
[16 empty] | Commercial/Industrial | Offices | Turnover | Energy Star Commercial Oven | 2.1678 | 1.3794 | 6153.0615 | 1.0341 | 0.54113 | 6368 | Commercial/Industrial | Lodging/Hospitality | Turnover | Heat Pump Water Heater | 2.5426 | 0.83886 | 19612.4164 | 1.0279 | 5.3925 | 14650.5418
[16 empty] | Commercial/Industrial | Restaurants | Turnover | Energy Star Commercial Oven | 2.1678 | 1.3794 | 6153.0615 | 1.0341 | 0.54113 | 6368 | Commercial/Industrial | Lodging/Hospitality | New | Heat Pump Water Heater | 2.5426 | 0.83886 | 19612.4164 | 1.0279 | 5.3925 | 14650.5418
[16 empty] | Commercial/Industrial | Retail | Turnover | Energy Star Commercial Oven | 2.1678 | 1.3794 | 6153.0615 | 1.0341 | 0.54113 | 6368 | Commercial/Industrial | Assembly | Existing | Thermostatic Shower Restriction Valve | 8.5809 | 1.3132 | 19505.892 | 2.8382 | 1.8878 | 16795.0084
[16 empty] | Commercial/Industrial | Schools K-12 | Turnover | Energy Star Commercial Oven | 2.1678 | 1.3794 | 6153.0615 | 1.0341 | 0.54113 | 6368 | Commercial/Industrial | College and University | New | Thermostatic Shower Restriction Valve | 8.5809 | 1.3132 | 19505.892 | 2.8382 | 1.8878 | 16795.0084
[16 empty] | Commercial/Industrial | Warehouse | Turnover | Energy Star Commercial Oven | 2.1678 | 1.3794 | 6153.0615 | 1.0341 | 0.54113 | 6368 | Commercial/Industrial | Grocery | Existing | Smart Thermostat | 4.3108 | 1.076 | 19051.5842 | 4.4698 | -0.0084818 | 12061.5342
[16 empty] | Commercial/Industrial | Assembly | New | Energy Star Commercial Oven | 2.1678 | 1.3794 | 6153.0615 | 1.0341 | 0.54113 | 6368 | Commercial/Industrial | Healthcare | New | Smart Thermostat | 4.3108 | 1.076 | 19051.5842 | 4.4698 | -0.0084818 | 12061.5342
[16 empty] | Commercial/Industrial | College and University | New | Energy Star Commercial Oven | 2.1678 | 1.3794 | 6153.0615 | 1.0341 | 0.54113 | 6368 | Commercial/Industrial | Hospitals | Existing | Smart Thermostat | 5.1712 | 1.076 | 18911.016 | 4.2896 | -0.0081399 | 11575.3008
[16 empty] | Commercial/Industrial | Grocery | New | Energy Star Commercial Oven | 2.1678 | 1.3794 | 6153.0615 | 1.0341 | 0.54113 | 6368 | Commercial/Industrial | Institutional | New | Smart Thermostat | 5.1712 | 1.076 | 18911.016 | 4.2896 | -0.0081399 | 11575.3008
[16 empty] | Commercial/Industrial | Healthcare | New | Energy Star Commercial Oven | 2.1678 | 1.3794 | 6153.0615 | 1.0341 | 0.54113 | 6368 | Commercial/Industrial | Lodging/Hospitality | Existing | Facility Energy Management System | 1.4113 | 1.3069 | 18747.0641 | 5.261 | 2.419 | 20160.1173
[16 empty] | Commercial/Industrial | Hospitals | New | Energy Star Commercial Oven | 2.1678 | 1.3794 | 6153.0615 | 1.0341 | 0.54113 | 6368 | Commercial/Industrial | Miscellaneous | New | Facility Energy Management System | 1.4113 | 1.3069 | 18747.0641 | 5.261 | 2.419 | 20160.1173
[16 empty] | Commercial/Industrial | Institutional | New | Energy Star Commercial Oven | 2.1678 | 1.3794 | 6153.0615 | 1.0341 | 0.54113 | 6368 | Commercial/Industrial | Offices | Turnover | Solar Water Heater | 1.0447 | 1.7028 | 18716.5835 | 3.7014 | 0.51965 | 49522.1236
[16 empty] | Commercial/Industrial | Lodging/Hospitality | New | Energy Star Commercial Oven | 2.1678 | 1.3794 | 6153.0615 | 1.0341 | 0.54113 | 6368 | Commercial/Industrial | Restaurants | New | Solar Water Heater | 1.0447 | 1.7028 | 18716.5835 | 3.7014 | 0.51965 | 49522.1236
[16 empty] | Commercial/Industrial | Miscellaneous | New | Energy Star Commercial Oven | 2.1678 | 1.3794 | 6153.0615 | 1.0341 | 0.54113 | 6368 | Commercial/Industrial | Retail | Turnover | High Efficiency Chiller (Water cooled-positive displacement, 100 tons) | 1.8333 | 1.2337 | 18704.6057 | 4.133 | 0.17902 | 10497.5458
[16 empty] | Commercial/Industrial | Offices | New | Energy Star Commercial Oven | 2.1678 | 1.3794 | 6153.0615 | 1.0341 | 0.54113 | 6368 | Commercial/Industrial | Schools K-12 | New | High Efficiency Chiller (Water cooled-positive displacement, 100 tons) | 1.8333 | 1.2337 | 18704.6057 | 4.133 | 0.17902 | 10497.5458
[16 empty] | Commercial/Industrial | Restaurants | New | Energy Star Commercial Oven | 2.1678 | 1.3794 | 6153.0615 | 1.0341 | 0.54113 | 6368 | Commercial/Industrial | Warehouse | Existing | Chilled Water Controls Optimization | 44.2361 | 1.0281 | 18624.9982 | 4.2225 | 0.0042083 | 10408.106
[16 empty] | Commercial/Industrial | Retail | New | Energy Star Commercial Oven | 2.1678 | 1.3794 | 6153.0615 | 1.0341 | 0.54113 | 6368 | Commercial/Industrial | Assembly | New | Chilled Water Controls Optimization | 44.2361 | 1.0281 | 18624.9982 | 4.2225 | 0.0042083 | 10408.106
[16 empty] | Commercial/Industrial | Schools K-12 | New | Energy Star Commercial Oven | 2.1678 | 1.3794 | 6153.0615 | 1.0341 | 0.54113 | 6368 | Commercial/Industrial | College and University | Existing | Duct Sealing Repair | 2.3697 | 0.80991 | 17434.3678 | 1.1367 | 4.0258 | 5769.3882
[16 empty] | Commercial/Industrial | Warehouse | New | Energy Star Commercial Oven | 2.1678 | 1.3794 | 6153.0615 | 1.0341 | 0.54113 | 6368 | Commercial/Industrial | Grocery | New | Duct Sealing Repair | 2.3697 | 0.80991 | 17434.3678 | 1.1367 | 4.0258 | 5769.3882
[16 empty] | Commercial/Industrial | Grocery | Existing | Programmable Thermostat | 2.915 | 1.076 | 5932.0559 | 1.5442 | -0.0029304 | 4167.1083 | Commercial/Industrial | Healthcare | Turnover | High Efficiency Chiller (Air Cooled, 50 tons) | 1.6084 | 1.4184 | 16773.884 | 3.6935 | 3.7483 | 12977.2822
[16 empty] | Commercial/Industrial | Grocery | New | Programmable Thermostat | 2.915 | 1.076 | 5932.0559 | 1.5442 | -0.0029304 | 4167.1083 | Commercial/Industrial | Hospitals | New | High Efficiency Chiller (Air Cooled, 50 tons) | 1.6084 | 1.4184 | 16773.884 | 3.6935 | 3.7483 | 12977.2822
[16 empty] | Commercial/Industrial | Assembly | Turnover | Energy Star Commercial Glass Door Freezer | 10.3223 | 1.4013 | 5926.9893 | 0.64112 | 0.22051 | 4389.9823 | Commercial/Industrial | Institutional | Existing | Demand Controlled Ventilation | 2.5804 | 0.70326 | 16495.8026 | 0.96884 | 5.4546 | 9305.5485
[16 empty] | Commercial/Industrial | Grocery | Turnover | Energy Star Commercial Glass Door Freezer | 10.3223 | 1.4013 | 5926.9893 | 0.64112 | 0.22051 | 4389.9823 | Commercial/Industrial | Lodging/Hospitality | New | Demand Controlled Ventilation | 2.5804 | 0.70326 | 16495.8026 | 0.96884 | 5.4546 | 9305.5485
[16 empty] | Commercial/Industrial | Institutional | Turnover | Energy Star Commercial Glass Door Freezer | 10.3223 | 1.4013 | 5926.9893 | 0.64112 | 0.22051 | 4389.9823 | Commercial/Industrial | Miscellaneous | Existing | Demand Controlled Ventilation | 2.5167 | 0.70327 | 15982.1419 | 0.94492 | 5.3199 | 9075.7228
[16 empty] | Commercial/Industrial | Miscellaneous | Turnover | Energy Star Commercial Glass Door Freezer | 10.3223 | 1.4013 | 5926.9893 | 0.64112 | 0.22051 | 4389.9823 | Commercial/Industrial | Offices | New | Demand Controlled Ventilation | 2.5167 | 0.70327 | 15982.1419 | 0.94492 | 5.3199 | 9075.7228
[16 empty] | Commercial/Industrial | Offices | Turnover | Energy Star Commercial Glass Door Freezer | 10.3223 | 1.4013 | 5926.9893 | 0.64112 | 0.22051 | 4389.9823 | Commercial/Industrial | Restaurants | Existing | Thermostatic Shower Restriction Valve | 9.2329 | 0.74944 | 15219.4004 | 0.44437 | 3.7919 | 8397.5042
[16 empty] | Commercial/Industrial | Retail | Turnover | Energy Star Commercial Glass Door Freezer | 10.3223 | 1.4013 | 5926.9893 | 0.64112 | 0.22051 | 4389.9823 | Commercial/Industrial | Retail | New | Thermostatic Shower Restriction Valve | 9.2329 | 0.74944 | 15219.4004 | 0.44437 | 3.7919 | 8397.5042
[16 empty] | Commercial/Industrial | Warehouse | Turnover | Energy Star Commercial Glass Door Freezer | 10.3223 | 1.4013 | 5926.9893 | 0.64112 | 0.22051 | 4389.9823 | Commercial/Industrial | Schools K-12 | Existing | Airside Economizer | 8.6525 | 0.93949 | 15097.1957 | -1.6012 | 1.8007 | 13457.661
[16 empty] | Commercial/Industrial | Assembly | New | Energy Star Commercial Glass Door Freezer | 10.3223 | 1.4013 | 5926.9893 | 0.64112 | 0.22051 | 4389.9823 | Commercial/Industrial | Warehouse | New | Airside Economizer | 8.6525 | 0.93949 | 15097.1957 | -1.6012 | 1.8007 | 13457.661
[16 empty] | Commercial/Industrial | Grocery | New | Energy Star Commercial Glass Door Freezer | 10.3223 | 1.4013 | 5926.9893 | 0.64112 | 0.22051 | 4389.9823 | Commercial/Industrial | Assembly | Existing | Thermostatic Shower Restriction Valve | 8.581 | 1.3132 | 15072.7348 | 2.1932 | 1.4587 | 12977.961
[16 empty] | Commercial/Industrial | Institutional | New | Energy Star Commercial Glass Door Freezer | 10.3223 | 1.4013 | 5926.9893 | 0.64112 | 0.22051 | 4389.9823 | Commercial/Industrial | College and University | New | Thermostatic Shower Restriction Valve | 8.581 | 1.3132 | 15072.7348 | 2.1932 | 1.4587 | 12977.961
[16 empty] | Commercial/Industrial | Miscellaneous | New | Energy Star Commercial Glass Door Freezer | 10.3223 | 1.4013 | 5926.9893 | 0.64112 | 0.22051 | 4389.9823 | Commercial/Industrial | Grocery | Existing | Hot Water Pipe Insulation | 3.0879 | 1.5463 | 14895.5196 | 1.5475 | 1.5475 | 13555.9203
[16 empty] | Commercial/Industrial | Offices | New | Energy Star Commercial Glass Door Freezer | 10.3223 | 1.4013 | 5926.9893 | 0.64112 | 0.22051 | 4389.9823 | Commercial/Industrial | Healthcare | New | Hot Water Pipe Insulation | 3.0879 | 1.5463 | 14895.5196 | 1.5475 | 1.5475 | 13555.9203
[16 empty] | Commercial/Industrial | Retail | New | Energy Star Commercial Glass Door Freezer | 10.3223 | 1.4013 | 5926.9893 | 0.64112 | 0.22051 | 4389.9823 | Commercial/Industrial | Hospitals | Existing | Retro-Commissioning | 1.2631 | 0.71478 | 12506.3879 | 6.5654 | 12.7211 | 21264.66
[16 empty] | Commercial/Industrial | Warehouse | New | Energy Star Commercial Glass Door Freezer | 10.3223 | 1.4013 | 5926.9893 | 0.64112 | 0.22051 | 4389.9823 | Commercial/Industrial | Institutional | New | Retro-Commissioning | 1.2631 | 0.71478 | 12506.3879 | 6.5654 | 12.7211 | 21264.66
[16 empty] | Commercial/Industrial | Grocery | New | Facility Commissioning | 1.0115 | 1.2069 | 5879.2791 | 3.3572 | 0.33698 | 15623.633 | Commercial/Industrial | Lodging/Hospitality | Turnover | Heat Pump Water Heater | 3.0511 | 0.83885 | 12344.5063 | 0.61672 | 3.2355 | 8790.3251
[16 empty] | Commercial/Industrial | Retail | Turnover | High Efficiency Chiller (Water cooled-positive displacement, 100 tons) | 1.1296 | 1.2337 | 5801.2563 | 2.5467 | 0.11031 | 6468.421 | Commercial/Industrial | Miscellaneous | New | Heat Pump Water Heater | 3.0511 | 0.83885 | 12344.5063 | 0.61672 | 3.2355 | 8790.3251
[16 empty] | Commercial/Industrial | Retail | New | High Efficiency Chiller (Water cooled-positive displacement, 100 tons) | 1.1296 | 1.2337 | 5801.2563 | 2.5467 | 0.11031 | 6468.421 | Commercial/Industrial | Offices | Existing | VSD Controlled Compressor | 1.654 | 1.4885 | 12224.2052 | 1.9843 | 0.92875 | 13160.16
[16 empty] | Commercial/Industrial | Restaurants | Existing | Programmable Thermostat | 2.4299 | 1.076 | 5763.683 | 1.6091 | -0.0030535 | 4342.1523 | Commercial/Industrial | Restaurants | Existing | VSD Controlled Compressor | 1.654 | 1.4885 | 12224.2052 | 1.9843 | 0.92875 | 13160.16
[16 empty] | Commercial/Industrial | Restaurants | New | Programmable Thermostat | 2.4299 | 1.076 | 5763.683 | 1.6091 | -0.0030535 | 4342.1523 | Commercial/Industrial | Retail | Existing | VSD Controlled Compressor | 1.654 | 1.4885 | 12224.2052 | 1.9843 | 0.92875 | 13160.16
[16 empty] | Commercial/Industrial | College and University | Turnover | Energy Star Commercial Glass Door Freezer | 10.2056 | 1.4666 | 5732.9754 | 0.56918 | 0.47676 | 4389.9823 | Commercial/Industrial | Schools K-12 | Existing | VSD Controlled Compressor | 1.654 | 1.4885 | 12224.2052 | 1.9843 | 0.92875 | 13160.16
[16 empty] | Commercial/Industrial | Healthcare | Turnover | Energy Star Commercial Glass Door Freezer | 10.2056 | 1.4666 | 5732.9754 | 0.56918 | 0.47676 | 4389.9823 | Commercial/Industrial | Warehouse | Existing | VSD Controlled Compressor | 1.654 | 1.4885 | 12224.2052 | 1.9843 | 0.92875 | 13160.16
[16 empty] | Commercial/Industrial | Hospitals | Turnover | Energy Star Commercial Glass Door Freezer | 10.2056 | 1.4666 | 5732.9754 | 0.56918 | 0.47676 | 4389.9823 | Commercial/Industrial | Assembly | Existing | VSD Controlled Compressor | 1.654 | 1.4885 | 12224.2052 | 1.9843 | 0.92875 | 13160.16
[16 empty] | Commercial/Industrial | Lodging/Hospitality | Turnover | Energy Star Commercial Glass Door Freezer | 10.2056 | 1.4666 | 5732.9754 | 0.56918 | 0.47676 | 4389.9823 | Commercial/Industrial | College and University | Existing | VSD Controlled Compressor | 1.654 | 1.4885 | 12224.2052 | 1.9843 | 0.92875 | 13160.16
[16 empty] | Commercial/Industrial | Restaurants | Turnover | Energy Star Commercial Glass Door Freezer | 10.2056 | 1.4666 | 5732.9754 | 0.56918 | 0.47676 | 4389.9823 | Commercial/Industrial | Grocery | New | VSD Controlled Compressor | 1.654 | 1.4885 | 12224.2052 | 1.9843 | 0.92875 | 13160.16
[16 empty] | Commercial/Industrial | Schools K-12 | Turnover | Energy Star Commercial Glass Door Freezer | 10.2056 | 1.4666 | 5732.9754 | 0.56918 | 0.47676 | 4389.9823 | Commercial/Industrial | Healthcare | New | VSD Controlled Compressor | 1.654 | 1.4885 | 12224.2052 | 1.9843 | 0.92875 | 13160.16
[16 empty] | Commercial/Industrial | College and University | New | Energy Star Commercial Glass Door Freezer | 10.2056 | 1.4666 | 5732.9754 | 0.56918 | 0.47676 | 4389.9823 | Commercial/Industrial | Hospitals | New | VSD Controlled Compressor | 1.654 | 1.4885 | 12224.2052 | 1.9843 | 0.92875 | 13160.16
[16 empty] | Commercial/Industrial | Healthcare | New | Energy Star Commercial Glass Door Freezer | 10.2056 | 1.4666 | 5732.9754 | 0.56918 | 0.47676 | 4389.9823 | Commercial/Industrial | Institutional | New | VSD Controlled Compressor | 1.654 | 1.4885 | 12224.2052 | 1.9843 | 0.92875 | 13160.16
[16 empty] | Commercial/Industrial | Hospitals | New | Energy Star Commercial Glass Door Freezer | 10.2056 | 1.4666 | 5732.9754 | 0.56918 | 0.47676 | 4389.9823 | Commercial/Industrial | Lodging/Hospitality | New | VSD Controlled Compressor | 1.654 | 1.4885 | 12224.2052 | 1.9843 | 0.92875 | 13160.16
[16 empty] | Commercial/Industrial | Lodging/Hospitality | New | Energy Star Commercial Glass Door Freezer | 10.2056 | 1.4666 | 5732.9754 | 0.56918 | 0.47676 | 4389.9823 | Commercial/Industrial | Miscellaneous | New | VSD Controlled Compressor | 1.654 | 1.4885 | 12224.2052 | 1.9843 | 0.92875 | 13160.16
[16 empty] | Commercial/Industrial | Restaurants | New | Energy Star Commercial Glass Door Freezer | 10.2056 | 1.4666 | 5732.9754 | 0.56918 | 0.47676 | 4389.9823 | Commercial/Industrial | Offices | New | VSD Controlled Compressor | 1.654 | 1.4885 | 12224.2052 | 1.9843 | 0.92875 | 13160.16
[16 empty] | Commercial/Industrial | Schools K-12 | New | Energy Star Commercial Glass Door Freezer | 10.2056 | 1.4666 | 5732.9754 | 0.56918 | 0.47676 | 4389.9823 | Commercial/Industrial | Restaurants | Turnover | Energy Star Steamer | 4.7676 | 1.4137 | 12193.442 | 1.4645 | 0.85037 | 9967
[16 empty] | Commercial/Industrial | Offices | Existing | Chilled Water Controls Optimization | 14.0305 | 1.0281 | 5695.8339 | 1.3393 | 0.0013348 | 3301.1671 | Commercial/Industrial | Retail | Turnover | Energy Star Steamer | 4.7676 | 1.4137 | 12193.442 | 1.4645 | 0.85037 | 9967
[16 empty] | Commercial/Industrial | Offices | New | Chilled Water Controls Optimization | 14.0305 | 1.0281 | 5695.8339 | 1.3393 | 0.0013348 | 3301.1671 | Commercial/Industrial | Schools K-12 | Turnover | Energy Star Steamer | 4.7676 | 1.4137 | 12193.442 | 1.4645 | 0.85037 | 9967
[16 empty] | Commercial/Industrial | Hospitals | Existing | Programmable Thermostat | 0.80878 | 1.5359 | 5573.9368 | 6.3351 | 1.8716 | 75790.8694 | Commercial/Industrial | Warehouse | Turnover | Energy Star Steamer | 4.7676 | 1.4137 | 12193.442 | 1.4645 | 0.85037 | 9967
[16 empty] | Commercial/Industrial | Hospitals | New | Programmable Thermostat | 0.80878 | 1.5359 | 5573.9368 | 6.3351 | 1.8716 | 75790.8694 | Commercial/Industrial | Lodging/Hospitality | Turnover | Energy Star Steamer | 4.7676 | 1.4137 | 12193.442 | 1.4645 | 0.85037 | 9967
[16 empty] | Commercial/Industrial | Restaurants | New | Facility Commissioning | 0.97765 | 1.2068 | 5560.0865 | 3.4982 | 0.35113 | 16279.921 | Commercial/Industrial | Lodging/Hospitality | Turnover | Energy Star Steamer | 4.7676 | 1.4137 | 12193.442 | 1.4645 | 0.85037 | 9967
[16 empty] | Commercial/Industrial | Miscellaneous | Existing | Chilled Water Controls Optimization | 13.6974 | 1.028 | 5553.528 | 1.3075 | 0.0013031 | 3222.944 | Commercial/Industrial | Warehouse | Turnover | Energy Star Steamer | 4.7676 | 1.4137 | 12193.442 | 1.4645 | 0.85037 | 9967
[16 empty] | Commercial/Industrial | Miscellaneous | New | Chilled Water Controls Optimization | 13.6974 | 1.028 | 5553.528 | 1.3075 | 0.0013031 | 3222.944 | Commercial/Industrial | Warehouse | Turnover | Energy Star Steamer | 4.7676 | 1.4137 | 12193.442 | 1.4645 | 0.85037 | 9967
[16 empty] | Commercial/Industrial | Assembly | Existing | CO Sensors for Parking Garage Exhaust | 3.3105 | 1.895 | 5445.5559 | 0.20046 | 0.20046 | 4980.032 | Commercial/Industrial | Grocery | Turnover | Energy Star Steamer | 4.7676 | 1.4137 | 12193.442 | 1.4645 | 0.85037 | 9967
[16 empty] | Commercial/Industrial | College and University | Existing | CO Sensors for Parking Garage Exhaust | 3.3105 | 1.895 | 5445.5559 | 0.20046 | 0.20046 | 4980.032 | Commercial/Industrial | Restaurants | Turnover | Energy Star Steamer | 4.7676 | 1.4137 | 12193.442 | 1.4645 | 0.85037 | 9967
[16 empty] | Commercial/Industrial | Grocery | Existing | CO Sensors for Parking Garage Exhaust | 3.3105 | 1.895 | 5445.5559 | 0.20046 | 0.20046 | 4980.032 | Commercial/Industrial | Grocery | Turnover | Energy Star Steamer | 4.7676 | 1.4137 | 12193.442 | 1.4645 | 0.85037 | 9967
[16 empty] | Commercial/Industrial | Healthcare | Existing | CO Sensors for Parking Garage Exhaust | 3.3105 | 1.895 | 5445.5559 | 0.20046 | 0.20046 | 4980.032 | Commercial/Industrial | Restaurants | Turnover | Energy Star Steamer | 4.7676 | 1.4137 | 12193.442 | 1.4645 | 0.85037 | 9967
[16 empty] | Commercial/Industrial | Hospitals | Existing | CO Sensors for Parking Garage Exhaust | 3.3105 | 1.895 | 5445.5559 | 0.20046 | 0.20046 | 4980.032 | Commercial/Industrial | College and University | Turnover | Energy Star Steamer | 4.7676 | 1.4137 | 12193.442 | 1.4645 | 0.85037 | 9967
[16 empty] | Commercial/Industrial | Institutional | Existing | CO Sensors for Parking Garage Exhaust | 3.3105 | 1.895 | 5445.5559 | 0.20046 | 0.20046 | 4980.032 | Commercial/Industrial | College and University | New | Energy Star Steamer | 4.7676 | 1.4137 | 12193.442 | 1.4645 | 0.85037 | 9967
[16 empty] | Commercial/Industrial | Lodging/Hospitality | Existing | CO Sensors for Parking Garage Exhaust | 3.3105 | 1.895 | 5445.5559 | 0.20046 | 0.20046 | 4980.032 | Commercial/Industrial | Retail | New | Energy Star Steamer | 4.7676 | 1.4137 | 12193.442 | 1.4645 | 0.85037 | 9967
[16 empty] | Commercial/Industrial | Miscellaneous | Existing | CO Sensors for Parking Garage Exhaust | 3.3105 | 1.895 | 5445.5559 | 0.20046 | 0.20046 | 4980.032 | Commercial/Industrial | Retail | New | Energy Star Steamer | 4.7676 | 1.4137 | 12193.442 | 1.4645 | 0.85037 | 9967
[16 empty] | Commercial/Industrial | Offices | Existing | CO Sensors for Parking Garage Exhaust | 3.3105 | 1.895 | 5445.5559 | 0.20046 | 0.20046 | 4980.032 | Commercial/Industrial | College and University | New | Energy Star Steamer | 4.7676 | 1.4137 | 12193.442 | 1.4645 | 0.85037 | 9967
[16 empty] | Commercial/Industrial | Restaurants | Existing | CO Sensors for Parking Garage Exhaust | 3.3105 | 1.895 | 5445.5559 | 0.20046 | 0.20046 | 4980.032 | Commercial/Industrial | College and University | New | Energy Star Steamer | 4.7676 | 1.4137 | 12193.442 | 1.4645 | 0.85037 | 9967
[16 empty] | Commercial/Industrial | Retail | Existing | CO Sensors for Parking Garage Exhaust | 3.3105 | 1.895 | 5445.5559 | 0.20046 | 0.20046 | 4980.032 | Commercial/Industrial | Warehouse | New | Energy Star Steamer | 4.7676 | 1.4137 | 12193.442 | 1.4645 | 0.85037 | 9967
[16 empty] | Commercial/Industrial | Schools K-12 | Existing | CO Sensors for Parking Garage Exhaust | 3.3105 | 1.895 | 5445.5559 | 0.20046 | 0.20046 | 4980.032 | Commercial/Industrial | Warehouse | New | Energy Star Steamer | 4.7676 | 1.4137 | 12193.442 | 1.4645 | 0.85037 | 9967
[16 empty] | Commercial/Industrial | Warehouse | Existing | CO Sensors for Parking Garage Exhaust | 3.3105 | 1.895 | 5445.5559 | 0.20046 | 0.20046 | 4980.032 | Commercial/Industrial | Lodging/Hospitality | New | Energy Star Steamer | 4.7676 | 1.4137 | 12193.442 | 1.4645 | 0.85037 | 9967
[16 empty] | Commercial/Industrial | Assembly | New | CO Sensors for Parking Garage Exhaust | 3.3105 | 1.895 | 5445.5559 | 0.20046 | 0.20046 | 4980.032 | Commercial/Industrial | Lodging/Hospitality | New | Energy Star Steamer | 4.7676 | 1.4137 | 12193.442 | 1.4645 | 0.85037 | 9967
[16 empty] | Commercial/Industrial | College and University | New | CO Sensors for Parking Garage Exhaust | 3.3105 | 1.895 | 5445.5559 | 0.20046 | 0.20046 | 4980.032 | Commercial/Industrial | Hospitals | New | Energy Star Steamer | 4.7676 | 1.4137 | 12193.442 | 1.4645 | 0.85037 | 9967
[16 empty] | Commercial/Industrial | Grocery | New | CO Sensors for Parking Garage Exhaust | 3.3105 | 1.895 | 5445.5559 | 0.20046 | 0.20046 | 4980.032 | Commercial/Industrial | Hospitals | New | Energy Star Steamer | 4.7676 | 1.4137 | 12193.442 | 1.4645 | 0.85037 | 9967
[16 empty] | Commercial/Industrial | Healthcare | New | CO Sensors for Parking Garage Exhaust | 3.3105 | 1.895 | 5445.5559 | 0.20046 | 0.20046 | 4980.032 | Commercial/Industrial | College and University | New | Energy Star Steamer | 4.7676 | 1.4137 | 12193.442 | 1.4645 | 0.85037 | 9967
[16 empty] | Commercial/Industrial | Hospitals | New | CO Sensors for Parking Garage Exhaust | 3.3105 | 1.895 | 5445.5559 | 0.20046 | 0.20046 | 4980.032 | Commercial/Industrial | College and University | New | Energy Star Steamer | 4.7676 | 1.4137 | 12193.442 | 1.4645 | 0.85037 | 9967
[16 empty] | Commercial/Industrial | Institutional | New | CO Sensors for Parking Garage Exhaust | 3.3105 | 1.895 | 5445.5559 | 0.20046 | 0.20046 | 4980.032 | Commercial/Industrial | Miscellaneous | Turnover | High Efficiency Chiller (Water cooled-positive displacement, 100 tons) | 1.4692 | 1.2337 | 12028.3079 | 3.3122 | 0.14347 | 8412.8439
[16 empty] | Commercial/Industrial | Lodging/Hospitality | New | CO Sensors for Parking Garage Exhaust | 3.3105 | 1.895 | 5445.5559 | 0.20046 | 0.20046 | 4980.032 | Commercial/Industrial | Miscellaneous | New | High Efficiency Chiller (Water cooled-positive displacement, 100 tons) | 1.4692 | 1.2337 | 12028.3079 | 3.3122 | 0.14347 | 8412.8439
[16 empty] | Commercial/Industrial | Miscellaneous | New | CO Sensors for Parking Garage Exhaust | 3.3105 | 1.895 | 5445.5559 | 0.20046 | 0.20046 | 4980.032 | Commercial/Industrial | Institutional | Existing | Demand Controlled Ventilation | 2.0094 | 0.70328 | 11893.455 | 0.75445 | 4.2476 | 7246.3338
[16 empty] | Commercial/Industrial | Offices | New | CO Sensors for Parking Garage Exhaust | 3.3105 | 1.895 | 5445.5559 | 0.20046 | 0.20046 | 4980.032 | Commercial/Industrial | Institutional | New | Demand Controlled Ventilation | 2.0094 | 0.70328 | 11893.455 | 0.75445 | 4.2476 | 7246.3338
[16 empty] | Commercial/Industrial | Restaurants | New | CO Sensors for Parking Garage Exhaust | 3.3105 | 1.895 | 5445.5559 | 0.20046 | 0.20046 | 4980.032 | Commercial/Industrial | Assembly | Existing | Faucet Aerator | 3.6233 | 1.25 | 11531.1727 | 2.2257 | 1.3404 | 10679.2161
[16 empty] | Commercial/Industrial | Retail | New | CO Sensors for Parking Garage Exhaust | 3.3105 | 1.895 | 5445.5559 | 0.20046 | 0.20046 | 4980.032 | Commercial/Industrial | Offices | New | Faucet Aerator | 3.6233 | 1.25 | 11531.1727 | 2.2257 | 1.3404 | 10679.2161
[16 empty] | Commercial/Industrial | Schools K-12 | New | CO Sensors for Parking Garage Exhaust | 3.3105 | 1.895 | 5445.5559 | 0.20046 | 0.20046 | 4980.032 | Commercial/Industrial | Schools K-12 | Turnover | High Efficiency Chiller (Water cooled-positive displacement, 100 tons) | 1.4413 | 1.2337 | 11516.6664 | 3.2493 | 0.14074 | 8253.0817
[16 empty] | Commercial/Industrial | Warehouse | New | CO Sensors for Parking Garage Exhaust | 3.3105 | 1.895 | 5445.5559 | 0.20046 | 0.20046 | 4980.032 | Commercial/Industrial | Warehouse | New | High Efficiency Chiller (Water cooled-positive displacement, 100 tons) | 1.4413 | 1.2337 | 11516.6664 | 3.2493 | 0.14074 | 8253.0817
[16 empty] | Commercial/Industrial | Retail | Existing | Chilled Water Controls Optimization | 12.6253 | 1.0281 | 5094.296 | 1.2051 | 0.0012011 | 2970.5121 | Commercial/Industrial | Assembly | Existing | VSD Controlled Compressor | 1.6134 | 1.5616 | 11332.3582 | 1.7063 | 1.4292 | 13160.16
[16 empty] | Commercial/Industrial | Retail | New | Chilled Water Controls Optimization | 12.6253 | 1.0281 | 5094.296 | 1.2051 | 0.0012011 | 2970.5121 | Commercial/Industrial | Offices | Existing | VSD Controlled Compressor | 1.6134 | 1.5616 | 11332.3582 | 1.7063 | 1.4292 | 13160.16
[16 empty] | Commercial/Industrial | Hospitals | Existing | Low Flow Shower Head | 4.2395 | 1.0427 | 4918.5405 | 0.37223 | 0.97305 | 4037.6135 | Commercial/Industrial | Schools K-12 | Existing | VSD Controlled Compressor | 1.6134 | 1.5616 | 11332.3582 | 1.7063 | 1.4292 | 13160.16
[16 empty] | Commercial/Industrial | Hospitals | New | Low Flow Shower Head | 4.2395 | 1.0427 | 4918.5405 | 0.37223 | 0.97305 | 4037.6135 | Commercial/Industrial | Warehouse | Existing | VSD Controlled Compressor | 1.6134 | 1.5616 | 11332.3582 | 1.7063 | 1.4292 | 13160.16
[16 empty] | Commercial/Industrial | Assembly | Turnover | LED Parking Lighting | 9.1602 | 2.3079 | 4728.805 | 0 | 0 | 3375.12 | Commercial/Industrial | Hospitals | Existing | VSD Controlled Compressor | 1.6134 | 1.5616 | 11332.3582 | 1.7063 | 1.4292 | 13160.16
[16 empty] | Commercial/Industrial | College and University | Turnover | LED Parking Lighting | 9.1602 | 2.3079 | 4728.805 | 0 | 0 | 3375.12 | Commercial/Industrial | Hospitals | Existing | VSD Controlled Compressor | 1.6134 | 1.5616 | 11332.3582 | 1.7063 | 1.4292 | 13160.16
[16 empty] | Commercial/Industrial | Grocery | Turnover | LED Parking Lighting | 9.1602 | 2.3079 | 4728.805 | 0 | 0 | 3375.12 | Commercial/Industrial | Lodging/Hospitality | New | VSD Controlled Compressor | 1.6134 | 1.5616 | 11332.3582 | 1.7063 | 1.4292 | 13160.16
[16 empty] | Commercial/Industrial | Healthcare | Turnover | LED Parking Lighting | 9.1602 | 2.3079 | 4728.805 | 0 | 0 | 3375.12 | Commercial/Industrial | Lodging/Hospitality | New | VSD Controlled Compressor | 1.6134 | 1.5616 | 11332.3582 | 1.7063 | 1.4292 | 13160.16
[16 empty] | Commercial/Industrial | Hospitals | Turnover | LED Parking Lighting | 9.1602 | 2.3079 | 4728.805 | 0 | 0 | 3375.12 | Commercial/Industrial | Grocery | New | VSD Controlled Compressor | 1.6134 | 1.5616 | 11332.3582 | 1.7063 | 1.4292 | 13160.16
[16 empty] | Commercial/Industrial | Institutional | Turnover | LED Parking Lighting | 9.1602 | 2.3079 | 4728.805 | 0 | 0 | 3375.12 | Commercial/Industrial | Grocery | New | VSD Controlled Compressor | 1.6134 | 1.5616 | 11332.3582 | 1.7063 | 1.4292 | 13160.16
[16 empty] | Commercial/Industrial | Lodging/Hospitality | Turnover | LED Parking Lighting | 9.1602 | 2.3079 | 4728.805 | 0 | 0 | 3375.12 | Commercial/Industrial | Miscellaneous | New | VSD Controlled Compressor | 1.6134 | 1.5616 | 11332.3582 | 1.7063 | 1.4292 | 13160.16
[16 empty] | Commercial/Industrial | Miscellaneous | Turnover | LED Parking Lighting | 9.1602 | 2.3079 | 4728.805 | 0 | 0 | 3375.12 | Commercial/Industrial | Miscellaneous | New | VSD Controlled Compressor | 1.6134 | 1.5616 | 11332.3582 | 1.7063 | 1.4292 | 13160.16
[16 empty] | Commercial/Industrial | Offices | Turnover | LED Parking Lighting | 9.1602 | 2.3079 | 4728.805 | 0 | 0 | 3375.12 | Commercial/Industrial | Hospitals | Existing | Chilled Water Controls Optimization | 27.7465 | 1.2078 | 11125.6015 | 1.8849 | 0.89883 | 8018.1238
[16 empty] | Commercial/Industrial | Restaurants | Turnover | LED Parking Lighting | 9.1602 | 2.3079 | 4728.805 | 0 | 0 | 3375.12 | Commercial/Industrial | Hospitals | New | Chilled Water Controls Optimization | 27.7465 | 1.2078 | 11125.6015 | 1.8849 | 0.89883 | 8018.1238
[16 empty] | Commercial/Industrial | Retail | Turnover | LED Parking Lighting | 9.1602 | 2.3079 | 4728.805 | 0 | 0 | 3375.12 | Commercial/Industrial | Healthcare | Turnover | Heat Pump Pool Heater | 3.9089 | 1.8042 | 10868.1176 | 0 | 0.34381 | 9411.7647
[16 empty] | Commercial/Industrial | Schools K-12 | Turnover | LED Parking Lighting | 9.1602 | 2.3079 | 4728.805 | 0 | 0 | 3375.12 | Commercial/Industrial | Healthcare | Turnover | Heat Pump Pool Heater | 3.9089 | 1.8042 | 10868.1176 | 0 | 0.34381 | 9411.7647
[16 empty] | Commercial/Industrial | Warehouse | Turnover | LED Parking Lighting | 9.1602 | 2.3079 | 4728.805 | 0 | 0 | 3375.12 | Commercial/Industrial | College and University | Turnover | Heat Pump Pool Heater | 3.9089 | 1.8042 | 10868.1176 | 0 | 0.34381 | 9411.7647
[16 empty] | Commercial/Industrial | Assembly | New | LED Parking Lighting | 9.1602 | 2.3079 | 4728.805 | 0 | 0 | 3375.12 | Commercial/Industrial | College and University | Turnover | Heat Pump Pool Heater | 3.9089 | 1.8042 | 10868.1176 | 0 | 0.34381 | 9411.7647
[16 empty] | Commercial/Industrial | College and University | New | LED Parking Lighting | 9.1602 | 2.3079 | 4728.805 | 0 | 0 | 3375.12 | Commercial/Industrial | Restaurants | Turnover | Heat Pump Pool Heater | 3.9089 | 1.8042 | 10868.1176 | 0 | 0.34381 | 9411.7647
[16 empty] | Commercial/Industrial | Grocery | New | LED Parking Lighting | 9.1602 | 2.3079 | 4728.805 | 0 | 0 | 3375.12 | Commercial/Industrial | Restaurants | Turnover | Heat Pump Pool Heater | 3.9089 | 1.8042 | 10868.1176 | 0 | 0.34381 | 9411.7647
[16 empty] | Commercial/Industrial | Healthcare | New | LED Parking Lighting | 9.1602 | 2.3079 | 4728.805 | 0 | 0 | 3375.12 | Commercial/Industrial | Lodging/Hospitality | Turnover | Heat Pump Pool Heater | 3.9089 | 1.8042 | 10868.1176 | 0 | 0.34381 | 9411.7647
[16 empty] | Commercial/Industrial | Hospitals | New | LED Parking Lighting | 9.1602 | 2.3079 | 4728.805 | 0 | 0 | 3375.12 | Commercial/Industrial | Lodging/Hospitality | Turnover | Heat Pump Pool Heater | 3.9089 | 1.8042 | 10868.1176 | 0 | 0.34381 | 9411.7647
[16 empty] | Commercial/Industrial | Institutional | New | LED Parking Lighting | 9.1602 | 2.3079 | 4728.805 | 0 | 0 | 3375.12 | Commercial/Industrial | Restaurants | Turnover | Heat Pump Pool Heater | 3.9089 | 1.8042 | 10868.1176 | 0 | 0.34381 | 9411.7647
[16 empty] | Commercial/Industrial | Lodging/Hospitality | New | LED Parking Lighting | 9.1602 | 2.3079 | 4728.805 | 0 | 0 | 3375.12 | Commercial/Industrial | Restaurants | Turnover | Heat Pump Pool Heater | 3.9089 | 1.8042 | 10868.1176 | 0 | 0.34381 | 9411.7647
[16 empty] | Commercial/Industrial | Miscellaneous | New | LED Parking Lighting | 9.1602 | 2.3079 | 4728.805 | 0 | 0 | 3375.12 | Commercial/Industrial | Institutional | Turnover | Heat Pump Pool Heater | 3.9089 | 1.8042 | 10868.1176 | 0 | 0.34381 | 9411.7647
[16 empty] | Commercial/Industrial | Offices | New | LED Parking Lighting | 9.1602 | 2.3079 | 4728.805 | 0 | 0 | 3375.12 | Commercial/Industrial | Institutional | Turnover | Heat Pump Pool Heater | 3.9089 | 1.8042 | 10868.1176 | 0 | 0.34381 | 9411.7647
[16 empty] | Commercial/Industrial | Restaurants | New | LED Parking Lighting | 9.1602 | 2.3079 | 4728.805 | 0 | 0 | 3375.12 | Commercial/Industrial | College and University | Turnover | Heat Pump Pool Heater | 3.9089 | 1.8042 | 10868.1176 | 0 | 0.34381 | 9411.7647
[16 empty] | Commercial/Industrial | Retail | New | LED Parking Lighting | 9.1602 | 2.3079 | 4728.805 | 0 | 0 | 3375.12 | Commercial/Industrial | College and University | New | Heat Pump Pool Heater | 3.9089 | 1.8042 | 10868.1176 | 0 | 0.34381 | 9411.7647
[16 empty] | Commercial/Industrial | Schools K-12 | New | LED Parking Lighting | 9.1602 | 2.3079 | 4728.805 | 0 | 0 | 3375.12 | Commercial/Industrial | Lodging/Hospitality | New | Heat Pump Pool Heater | 3.9089 | 1.8042 | 10868.1176 | 0 | 0.34381 | 9411.7647
[16 empty] | Commercial/Industrial | Warehouse | New | LED Parking Lighting | 9.1602 | 2.3079 | 4728.805 | 0 | 0 | 3375.12 | Commercial/Industrial | Lodging/Hospitality | New | Heat Pump Pool Heater | 3.9089 | 1.8042 | 10868.1176 | 0 | 0.34381 | 9411.7647
[16 empty] | Commercial/Industrial | Lodging/Hospitality | Existing | Hot Water Pipe Insulation | 2.9917 | 1.3836 | 4724.7563 | 0.32002 | 0.55325 | 4066.7761 | Commercial/Industrial | Offices | New | Heat Pump Pool Heater | 3.9089 | 1.8042 | 10868.1176 | 0 | 0.34381 | 9411.7647
[16 empty] | Commercial/Industrial | Retail | Existing | Hot Water Pipe Insulation | 2.9917 | 1.3836 | 4724.7563 | 0.32002 | 0.55325 | 4066.7761 | Commercial/Industrial | Offices | New | Heat Pump Pool Heater | 3.9089 | 1.8042 | 10868.1176 | 0 | 0.34381 | 9411.7647
[16 empty] | Commercial/Industrial | Lodging/Hospitality | New | Hot Water Pipe Insulation | 2.9917 | 1.3836 | 4724.7563 | 0.32002 | 0.55325 | 4066.7761 | Commercial/Industrial | Hospitals | New | Heat Pump Pool Heater | 3.9089 | 1.8042 | 10868.1176 | 0 | 0.34381 | 9411.7647
[16 empty] | Commercial/Industrial | Retail | New | Hot Water Pipe Insulation | 2.9917 | 1.3836 | 4724.7563 | 0.32002 | 0.55325 | 4066.7761 | Commercial/Industrial | Hospitals | New | Heat Pump Pool Heater | 3.9089 | 1.8042 | 10868.1176 | 0 | 0.34381 | 9411.7647
[16 empty] | Commercial/Industrial | Restaurants | Existing | Airside Economizer | 5.6681 | 1.1139 | 4686.5849 | -1.2625 | 0.038043 | 5652.7504 | Commercial/Industrial | Restaurants | New | Heat Pump Pool Heater | 3.9089 | 1.8042 | 10868.1176 | 0 | 0.34381 | 9411.7647
[16 empty] | Commercial/Industrial | Restaurants | New | Airside Economizer | 5.6681 | 1.1139 | 4686.5849 | -1.2625 | 0.038043 | 5652.7504 | Commercial/Industrial | Restaurants | New | Heat Pump Pool Heater | 3.9089 | 1.8042 | 10868.1176 | 0 | 0.34381 | 9411.7647
[16 empty] | Commercial/Industrial | Healthcare | Turnover | High Efficiency PTHP | 10.6505 | 1.0808 | 4626.9196 | 0.85282 | 0.00031225 | 1714.6605 | Commercial/Industrial | Healthcare | New | Heat Pump Pool Heater | 3.9089 | 1.8042 | 10868.1176 | 0 | 0.34381 | 9411.7647
[16 empty] | Commercial/Industrial | Healthcare | New | High Efficiency PTHP | 10.6505 | 1.0808 | 4626.9196 | 0.85282 | 0.00031225 | 1714.6605 | Commercial/Industrial | Healthcare | New | Heat Pump Pool Heater | 3.9089 | 1.8042 | 10868.1176 | 0 | 0.34381 | 9411.7647
[16 empty] | Commercial/Industrial | Offices | Existing | Hot Water Pipe Insulation | 3.1044 | 1.4903 | 4602.0353 | 0.45432 | 0.51059 | 4066.7761 | Commercial/Industrial | Institutional | New | Heat Pump Pool Heater | 3.9089 | 1.8042 | 10868.1176 | 0 | 0.34381 | 9411.7647
[16 empty] | Commercial/Industrial | Offices | New | Hot Water Pipe Insulation | 3.1044 | 1.4903 | 4602.0353 | 0.45432 | 0.51059 | 4066.7761 | Commercial/Industrial | Institutional | New | Heat Pump Pool Heater | 3.9089 | 1.8042 | 10868.1176 | 0 | 0.34381 | 9411.7647
[16 empty] | Commercial/Industrial | Healthcare | Turnover | High Efficiency PTAC | 10.5652 | 1.0806 | 4587.6909 | 0.84622 | 0 | 1700.9037 | Commercial/Industrial | Restaurants | Turnover | Efficient Exhaust Hood | 2.2733 | 1.3585 | 10553.4586 | 1.7635 | 0.69217 | 8066.5
[16 empty] | Commercial/Industrial | Healthcare | New | High Efficiency PTAC | 10.5652 | 1.0806 | 4587.6909 | 0.84622 | 0 | 1700.9037 | Commercial/Industrial | Restaurants | Turnover | Efficient Exhaust Hood | 2.2733 | 1.3585 | 10553.4586 | 1.7635 | 0.69217 | 8066.5
[16 empty] | Commercial/Industrial | Healthcare | Turnover | Heat Pump Water Heater | 1.961 | 1.3132 | 4580.2237 | 0.99034 | 0.65869 | 5860.2167 | Commercial/Industrial | Hospitals | Turnover | Efficient Exhaust Hood | 2.2733 | 1.3585 | 10553.4586 | 1.7635 | 0.69217 | 8066.5
[16 empty] | Commercial/Industrial | Healthcare | New | Heat Pump Water Heater | 1.961 | 1.3132 | 4580.2237 | 0.99034 | 0.65869 | 5860.2167 | Commercial/Industrial | Hospitals | Turnover | Efficient Exhaust Hood | 2.2733 | 1.3585 | 10553.4586 | 1.7635 | 0.69217 | 8066.5
[16 empty] | Commercial/Industrial | Assembly | Turnover | Solar Pool Heater | 1.0975 | 1.8042 | 4525.9299 | 0 | 0.37007 | 10130.719 | Commercial/Industrial | Offices | Turnover | Efficient Exhaust Hood | 2.2733 | 1.3585 | 10553.4586 | 1.7635 | 0.69217 | 8066.5
[16 empty] | Commercial/Industrial | College and University | Turnover | Solar Pool Heater | 1.0975 | 1.8042 | 4525.9299 | 0 | 0.37007 | 10130.719 | Commercial/Industrial | Offices | Turnover | Efficient Exhaust Hood | 2.2733 | 1.3585 | 10553.4586 | 1.7635 | 0.69217 | 8066.5
[16 empty] | Commercial/Industrial | Grocery | Turnover | Solar Pool Heater | 1.0975 | 1.8042 | 4525.9299 | 0 | 0.37007 | 10130.719 | Commercial/Industrial | Restaurants | Turnover | Efficient Exhaust Hood | 2.2733 | 1.3585 | 10553.4586 | 1.7635 | 0.69217 | 8066.5
[16 empty] | Commercial/Industrial | Healthcare | Turnover | Solar Pool Heater | 1.0975 | 1.8042 | 4525.9299 | 0 | 0.37007 | 10130.719 | Commercial/Industrial | Restaurants | Turnover | Efficient Exhaust Hood | 2.2733 | 1.3585 | 10553.4586 | 1.7635 | 0.69217 | 8066.5
[16 empty] | Commercial/Industrial | Hospitals | Turnover | Solar Pool Heater | 1.0975 | 1.8042 | 4525.9299 | 0 | 0.37007 | 10130.719 | Commercial/Industrial | Retail | Turnover | Efficient Exhaust Hood | 2.2733 | 1.3585 | 10553.4586 | 1.7635 | 0.69217 | 8066.5
[16 empty] | Commercial/Industrial | Institutional | Turnover | Solar Pool Heater | 1.0975 | 1.8042 | 4525.9299 | 0 | 0.37007 | 10130.719 | Commercial/Industrial | Retail | Turnover | Efficient Exhaust Hood | 2.2733 | 1.3585 | 10553.4586 | 1.7635 | 0.69217 | 8066.5
[16 empty] | Commercial/Industrial | Lodging/Hospitality | Turnover | Solar Pool Heater | 1.0975 | 1.8042 | 4525.9299 | 0 | 0.37007 | 10130.719 | Commercial/Industrial | Institutional | Turnover | Efficient Exhaust Hood | 2.2733 | 1.3585 | 10553.4586 | 1.7635 | 0.69217 | 8066.5
[16 empty] | Commercial/Industrial | Miscellaneous | Turnover | Solar Pool Heater | 1.0975 | 1.8042 | 4525.9299 | 0 | 0.37007 | 10130.719 | Commercial/Industrial | Institutional | Turnover | Efficient Exhaust Hood | 2.2733 | 1.3585 | 10553.4586 | 1.7635 | 0.69217 | 8066.5
[16 empty] | Commercial/Industrial | Offices | Turnover | Solar Pool Heater | 1.0975 | 1.8042 | 4525.9299 | 0 | 0.37007 | 10130.719 | Commercial/Industrial | Grocery | Turnover | Efficient Exhaust Hood | 2.2733 | 1.3585 | 10553.4586 | 1.7635 | 0.69217 | 8066.5
[16 empty] | Commercial/Industrial | Restaurants | Turnover | Solar Pool Heater | 1.0975 | 1.8042 | 4525.9299 | 0 | 0.37007 | 10130.719 | Commercial/Industrial | Grocery | New | Efficient Exhaust Hood | 2.2733 | 1.3585 | 10553.4586 | 1.7635 | 0.69217 | 8066.5
[16 empty] | Commercial/Industrial | Retail | Turnover | Solar Pool Heater | 1.0975 | 1.8042 | 4525.9299 | 0 | 0.37007 | 10130.719 | Commercial/Industrial | Offices | New | Efficient Exhaust Hood | 2.2733 | 1.3585 | 10553.4586 | 1.7635 | 0.69217 | 8066.5
[16 empty] | Commercial/Industrial | Schools K-12 | Turnover | Solar Pool Heater | 1.0975 | 1.8042 | 4525.9299 | 0 | 0.37007 | 10130.719 | Commercial/Industrial | Offices | New | Efficient Exhaust Hood | 2.2733 | 1.3585 | 10553.4586 | 1.7635 | 0.69217 | 8066.5
[16 empty] | Commercial/Industrial | Warehouse | Turnover | Solar Pool Heater | 1.0975 | 1.8042 | 4525.9299 | 0 | 0.37007 | 10130.719 | Commercial/Industrial | Hospitals | New | Efficient Exhaust Hood | 2.2733 | 1.3585 | 10553.4586 | 1.7635 | 0.69217 | 8066.5
[16 empty] | Commercial/Industrial | Assembly | New | Solar Pool Heater | 1.0975 | 1.8042 | 4525.9299 | 0 | 0.37007 | 10130.719 | Commercial/Industrial | Hospitals | New | Efficient Exhaust Hood | 2.2733 | 1.3585 | 10553.4586 | 1.7635 | 0.69217 | 8066.5
[16 empty] | Commercial/Industrial | College and University | New | Solar Pool Heater | 1.0975 | 1.8042 | 4525.9299 | 0 | 0.37007 | 10130.719 | Commercial/Industrial | Warehouse | New | Efficient Exhaust Hood | 2.2733 | 1.3585 | 10553.4586 | 1.7635 | 0.69217 | 8066.5
[16 empty] | Commercial/Industrial | Grocery | New | Solar Pool Heater | 1.0975 | 1.8042 | 4525.9299 | 0 | 0.37007 | 10130.719 | Commercial/Industrial | Warehouse | New | Efficient Exhaust Hood | 2.2733 | 1.3585 | 10553.4586 | 1.7635 | 0.69217 | 8066.5
[16 empty] | Commercial/Industrial | Healthcare | New | Solar Pool Heater | 1.0975 | 1.8042 | 4525.9299 | 0 | 0.37007 | 10130.719 | Commercial/Industrial | Miscellaneous | New | Efficient Exhaust Hood | 2.2733 | 1.3585 | 10553.4586 | 1.7635 | 0.69217 | 8066.5
[16 empty] | Commercial/Industrial | Hospitals | New | Solar Pool Heater | 1.0975 | 1.8042 | 4525.9299 | 0 | 0.37007 | 10130.719 | Commercial/Industrial | Miscellaneous | New | Efficient Exhaust Hood | 2.2733 | 1.3585 | 10553.4586 | 1.7635 | 0.69217 | 8066.5
[16 empty] | Commercial/Industrial | Institutional | New | Solar Pool Heater | 1.0975 | 1.8042 | 4525.9299 | 0 | 0.37007 | 10130.719 | Commercial/Industrial | Restaurants | New | Efficient Exhaust Hood | 2.2733 | 1.3585 | 10553.4586 | 1.7635 | 0.69217 | 8066.5
[16 empty] | Commercial/Industrial | Lodging/Hospitality | New | Solar Pool Heater | 1.0975 | 1.8042 | 4525.9299 | 0 | 0.37007 | 10130.719 | Commercial/Industrial | Restaurants | New | Efficient Exhaust Hood | 2.2733 | 1.3585 | 10553.4586 | 1.7635 | 0.69217 | 8066.5
[16 empty] | Commercial/Industrial | Miscellaneous | New | Solar Pool Heater | 1.0975 | 1.8042 | 4525.9299 | 0 | 0.37007 | 10130.719 | Commercial/Industrial | Lodging/Hospitality | New | Efficient Exhaust Hood | 2.2733 | 1.3585 | 10553.4586 | 1.7635 | 0.69217 | 8066.5
[16 empty] | Commercial/Industrial | Offices | New | Solar Pool Heater | 1.0975 | 1.8042 | 4525.9299 | 0 | 0.37007 | 10130.719 | Commercial/Industrial | Lodging/Hospitality | New | Efficient Exhaust Hood | 2.2733 | 1.3585 | 10553.4586 | 1.7635 | 0.69217 | 8066.5
[16 empty] | Commercial/Industrial | Restaurants | New | Solar Pool Heater | 1.0975 | 1.8042 | 4525.9299 | 0 | 0.37007 | 10130.719 | Commercial/Industrial | Assembly | Existing | Smart Thermostat | 1.2499 | 1.7605 | 10144.6651 | 0.27734 | -3.8379 | 23356.8925
[16 empty] | Commercial/Industrial | Retail | New | Solar Pool Heater | 1.0975 | 1.8042 | 4525.9299 | 0 | 0.37007 | 10130.719 | Commercial/Industrial | Assembly | New | Smart Thermostat | 1.2499 | 1.7605 | 10144.6651 | 0.27734 | -3.8379 | 23356.8925
[16 empty] | Commercial/Industrial | Schools K-12 | New | Solar Pool Heater | 1.0975 | 1.8042 | 4525.9299 | 0 | 0.37007 | 10130.719 | Commercial/Industrial | Miscellaneous | Existing | Low Flow Shower Head | 4.5189 | 0.83886 | 9150.8689 | 0.42491 | 2.2292 | 6056.4203
[16 empty] | Commercial/Industrial | Warehouse | New | Solar Pool Heater | 1.0975 | 1.8042 | 4525.9299 | 0 | 0.37007 | 10130.719 | Commercial/Industrial | Miscellaneous | New | Low Flow Shower Head | 4.5189 | 0.83886 | 9150.8689 | 0.42491 | 2.2292 | 6056.4203
[16 empty] | Commercial/Industrial | Healthcare | Turnover | Variable Refrigerant Flow (VRF) HVAC Systems | 1.2249 | 1.2993 | 4509.6997 | 1.8466 | 1.8664 | 6068.4799 | Commercial/Industrial | College and University | Existing | Airside Economizer | 5.8996 | 1.2113 | 8905.9793 | -2.2505 | 9.9293e-05 | 10946.4253
[16 empty] | Commercial/Industrial | Healthcare | New | Variable Refrigerant Flow (VRF) HVAC Systems | 1.2249 | 1.2993 | 4509.6997 | 1.8466 | 1.8664 | 6068.4799 | Commercial/Industrial | College and University | New | Airside Economizer | 5.8996 | 1.2113 | 8905.9793 | -2.2505 | 9.9293e-05 | 10946.4253
[16 empty] | Commercial/Industrial | Grocery | Existing | Airside Economizer | 5.6685 | 1.114 | 4497.6558 | -1.2116 | 0.036509 | 5424.8726 | Commercial/Industrial | Assembly | Turnover | Heat Pump Water Heater | 2.9416 | 1.3132 | 8312.9768 | 1.4855 | 0.98804 | 8790.3251
[16 empty] | Commercial/Industrial | Grocery | New | Airside Economizer | 5.6685 | 1.114 | 4497.6558 | -1.2116 | 0.036509 | 5424.8726 | Commercial/Industrial | Assembly | New | Heat Pump Water Heater | 2.9416 | 1.3132 | 8312.9768 | 1.4855 | 0.98804 | 8790.3251
[16 empty] | Commercial/Industrial | Assembly | Existing | Chilled Water Controls Optimization | 10.6467 | 1.0281 | 4247.3807 | 1.0162 | 0.0010128 | 2504.9773 | Commercial/Industrial | Grocery | Existing | Chilled Water System - Variable Speed Drives | 1.9501 | 1.5463 | 7913.8614 | 1.0305 | 1.0305 | 9027.4109
[16 empty] | Commercial/Industrial | Assembly | New | Chilled Water Controls Optimization | 10.6467 | 1.0281 | 4247.3807 | 1.0162 | 0.0010128 | 2504.9773 | Commercial/Industrial | Grocery | Existing | Chilled Water System - Variable Speed Drives | 1.9501 | 1.5463 | 7913.8614 | 1.0305 | 1.0305 | 9027.4109
[16 empty] | Commercial/Industrial | Hospitals | Turnover | Variable Refrigerant Flow (VRF) HVAC Systems | 1.1673 | 1.2993 | 3853.7508 | 1.7598 | 1.7787 | 5783.3358 | Commercial/Industrial | Assembly | Existing | Chilled Water System - Variable Speed Drives | 1.9501 | 1.5463 | 7913.8614 | 1.0305 | 1.0305 | 9027.4109
[16 empty] | Commercial/Industrial | Hospitals | New | Variable Refrigerant Flow (VRF) HVAC Systems | 1.1673 | 1.2993 | 3853.7508 | 1.7598 | 1.7787 | 5783.3358 | Commercial/Industrial | Assembly | Existing | Chilled Water System - Variable Speed Drives | 1.9501 | 1.5463 | 7913.8614 | 1.0305 | 1.0305 | 9027.4109
[16 empty] | Commercial/Industrial | Schools K-12 | Existing | Chilled Water Controls Optimization | 9.6852 | 1.0281 | 3835.9576 | 0.9245 | 0.00092139 | 2278.8251 | Commercial/Industrial | Restaurants | Existing | Chilled Water System - Variable Speed Drives | 1.9501 | 1.5463 | 7913.8614 | 1.0305 | 1.0305 | 9027.4109
[16 empty] | Commercial/Industrial | Schools K-12 | New | Chilled Water Controls Optimization | 9.6852 | 1.0281 | 3835.9576 | 0.9245 | 0.00092139 | 2278.8251 | Commercial/Industrial | Restaurants | Existing | Chilled Water System - Variable Speed Drives | 1.9501 | 1.5463 | 7913.8614 | 1.0305 | 1.0305 | 9027.4109
[16 empty] | Commercial/Industrial | Assembly | Existing | Floating Head Pressure Controls | 4.1176 | 1.4884 | 3655.8052 | 0.38051 | 0.1781 | 2523.5714 | Commercial/Industrial | Restaurants | Existing | Chilled Water System - Variable Speed Drives | 1.9501 | 1.5463 | 7913.8614 | 1.0305 | 1.0305 | 9027.4109
[16 empty] | Commercial/Industrial | Grocery | Existing | Floating Head Pressure Controls | 4.1176 | 1.4884 | 3655.8052 | 0.38051 | 0.1781 | 2523.5714 | Commercial/Industrial | Restaurants | Existing | Chilled Water System - Variable Speed Drives | 1.9501 | 1.5463 | 7913.8614 | 1.0305 | 1.0305 | 9027.4109
[16 empty] | Commercial/Industrial | Institutional | Existing | Floating Head Pressure Controls | 4.1176 | 1.4884 | 3655.8052 | 0.38051 | 0.1781 | 2523.5714 | Commercial/Industrial | Retail | Existing | Chilled Water System - Variable Speed Drives | 1.9501 | 1.5463 | 7913.8614 | 1.0305 | 1.0305 | 9027.4109
[16 empty] | Commercial/Industrial | Miscellaneous | Existing | Floating Head Pressure Controls | 4.1176 | 1.4884 | 3655.8052 | 0.38051 | 0.1781 | 2523.5714 | Commercial/Industrial | Retail | Existing | Chilled Water System - Variable Speed Drives | 1.9501 | 1.5463 | 7913.8614 | 1.0305 | 1.0305 | 9027.4109
[16 empty] | Commercial/Industrial | Offices | Existing | Floating Head Pressure Controls | 4.1176 | 1.4884 | 3655.8052 | 0.38051 | 0.1781 | 2523.5714 | Commercial/Industrial | Institutional | Existing | Chilled Water System - Variable Speed Drives | 1.9501 | 1.5463 | 7913.8614 | 1.0305 | 1.0305 | 9027.4109
[16 empty] | Commercial/Industrial | Retail | Existing | Floating Head Pressure Controls | 4.1176 | 1.4884 | 3655.8052 | 0.38051 | 0.1781 | 2523.5714 | Commercial/Industrial | Institutional | Existing | Chilled Water System - Variable Speed Drives | 1.9501 | 1.5463 | 7913.8614 | 1.0305 | 1.0305 | 9027.4109
[16 empty] | Commercial/Industrial | Warehouse | Existing | Floating Head Pressure Controls | 4.1176 | 1.4884 | 3655.8052 | 0.38051 | 0.1781 | 2523.5714 | Commercial/Industrial | Offices | Existing | Chilled Water System - Variable Speed Drives | 1.9501 | 1.5463 | 7913.8614 | 1.0305 | 1.0305 | 9027.4109
[16 empty] | Commercial/Industrial | Assembly | New | Floating Head Pressure Controls | 4.1176 | 1.4884 | 3655.8052 | 0.38051 | 0.1781 | 2523.5714 | Commercial/Industrial | Offices | New | Chilled Water System - Variable Speed Drives | 1.9501 | 1.5463 | 7913.8614 | 1.0305 | 1.0305 | 9027.4109
[16 empty] | Commercial/Industrial | Grocery | New | Floating Head Pressure Controls | 4.1176 | 1.4884 | 3655.8052 | 0.38051 | 0.1781 | 2523.5714 | Commercial/Industrial | Retail | New | Chilled Water System - Variable Speed Drives | 1.9501 | 1.5463 | 7913.8614 | 1.0305 | 1.0305 | 9027.4109
[16 empty] | Commercial/Industrial | Institutional | New | Floating Head Pressure Controls | 4.1176 | 1.4884 | 3655.8052 | 0.38051 | 0.1781 | 2523.5714 | Commercial/Industrial | Retail | New | Chilled Water System - Variable Speed Drives | 1.9501 | 1.5463 | 7913.8614 | 1.0305 | 1.0305 | 9027.4109
[16 empty] | Commercial/Industrial | Miscellaneous | New | Floating Head Pressure Controls | 4.1176 | 1.4884 | 3655.8052 | 0.38051 | 0.1781 | 2523.5714 | Commercial/Industrial | Grocery | New | Chilled Water System - Variable Speed Drives | 1.9501 | 1.5463 | 7913.8614 | 1.0305 | 1.0305 | 9027.4109
[16 empty] | Commercial/Industrial | Offices | New | Floating Head Pressure Controls | 4.1176 | 1.4884 | 3655.8052 | 0.38051 | 0.1781 | 2523.5714 | Commercial/Industrial | Grocery | New | Chilled Water System - Variable Speed Drives | 1.9501 | 1.5463 | 7913.8614 | 1.0305 | 1.0305 | 9027.4109
[16 empty] | Commercial/Industrial | Retail | New | Floating Head Pressure Controls | 4.1176 | 1.4884 | 3655.8052 | 0.38051 | 0.1781 | 2523.5714 | Commercial/Industrial | Assembly | New | Chilled Water System - Variable Speed Drives | 1.9501 | 1.5463 | 7913.8614 | 1.0305 | 1.0305 | 9027.4109
[16 empty] | Commercial/Industrial | Warehouse | New | Floating Head Pressure Controls | 4.1176 | 1.4884 | 3655.8052 | 0.38051 | 0.1781 | 2523.5714 | Commercial/Industrial | Grocery | New | Chilled Water System - Variable Speed Drives | 1.9501 | 1.5463 | 7913.8614 | 1.0305 | 1.0305 | 9027.4109
[16 empty] | Commercial/Industrial | Institutional | Existing | Low Flow Shower Head | 4.3564 | 1.3131 | 3595.1369 | 0.57736 | 0.38401 | 3416.4422 | Commercial/Industrial | Institutional | New | Chilled Water System - Variable Speed Drives | 1.9501 | 1.5463 | 7913.8614 | 1.0305 | 1.0305 | 9027.4109
[16 empty] | Commercial/Industrial | Institutional | New | Low Flow Shower Head | 4.3564 | 1.3131 | 3595.1369 | 0.57736 | 0.38401 | 3416.4422 | Commercial/Industrial | Miscellaneous | New | Chilled Water System - Variable Speed Drives | 1.9501 | 1.5463 | 7913.8614 | 1.0305 | 1.0305 | 9027.4109
[16 empty] | Commercial/Industrial | College and University | Existing | Floating Head Pressure Controls | 4.0169 | 1.5617 | 3484.786 | 0.32719 | 0.27407 | 2523.5714 | Commercial/Industrial | Offices | New | Chilled Water System - Variable Speed Drives | 1.9501 | 1.5463 | 7913.8614 | 1.0305 | 1.0305 | 9027.4109
[16 empty] | Commercial/Industrial | Healthcare | Existing | Floating Head Pressure Controls | 4.0169 | 1.5617 | 3484.786 | 0.32719 | 0.27407 | 2523.5714 | Commercial/Industrial | Retail | New | Chilled Water System - Variable Speed Drives | 1.9501 | 1.5463 | 7913.8614 | 1.0305 | 1.0305 | 9027.4109
[16 empty] | Commercial/Industrial | Hospitals | Existing | Floating Head Pressure Controls | 4.0169 | 1.5617 | 3484.786 | 0.32719 | 0.27407 | 2523.5714 | Commercial/Industrial | Warehouse | New | Chilled Water System - Variable Speed Drives | 1.9501 | 1.5463 | 7913.8614 | 1.0305 | 1.0305 | 9027.4109
[16 empty] | Commercial/Industrial | Lodging/Hospitality | Existing | Floating Head Pressure Controls | 4.0169 | 1.5617 | 3484.786 | 0.32719 | 0.27407 | 2523.5714 | Commercial/Industrial | Assembly | New | Chilled Water System - Variable Speed Drives | 1.9501 | 1.5463 | 7913.8614 | 1.0305 | 1.0305 | 9027.4109
[16 empty] | Commercial/Industrial | Restaurants | Existing | Floating Head Pressure Controls | 4.0169 | 1.5617 | 3484.786 | 0.32719 | 0.27407 | 2523.5714 | Commercial/Industrial | Grocery | Existing | Airside Economizer | 5.8994 | 1.2113 | 7704.0634 | -1.9468 | 8.5893e-05 | 9469.1388
[16 empty] | Commercial/Industrial | Schools K-12 | Existing | Floating Head Pressure Controls | 4.0169 | 1.5617 | 3484.786 | 0.32719 | 0.27407 | 2523.5714 | Commercial/Industrial | Institutional | New | Airside Economizer | 5.8994 | 1.2113 | 7704.0634 | -1.9468 | 8.5893e-05 | 9469.1388
[16 empty] | Commercial/Industrial | College and University | New | Floating Head Pressure Controls | 4.0169 | 1.5617 | 3484.786 | 0.32719 | 0.27407 | 2523.5714 | Commercial/Industrial | Miscellaneous | Existing | Airside Economizer | 5.8996 | 1.2113 | 7506.9158 | -1.8969 | 8.3695e-05 | 9226.8228
[16 empty] | Commercial/Industrial | Healthcare | New | Floating Head Pressure Controls | 4.0169 | 1.5617 | 3484.786 | 0.32719 | 0.27407 | 2523.5714 | Commercial/Industrial | Offices | New | Airside Economizer | 5.8996 | 1.2113 | 7506.9158 | -1.8969 | 8.3695e-05 | 9226.8228
[16 empty] | Commercial/Industrial | Hospitals | New | Floating Head Pressure Controls | 4.0169 | 1.5617 | 3484.786 | 0.32719 | 0.27407 | 2523.5714 | Commercial/Industrial | Retail | Existing | Airside Economizer | 5.6687 | 1.114 | 7444.8229 | -2.0055 | 0.060432 | 8979.6145
[16 empty] | Commercial/Industrial | Lodging/Hospitality | New | Floating Head Pressure Controls | 4.0169 | 1.5617 | 3484.786 | 0.32719 | 0.27407 | 2523.5714 | Commercial/Industrial | Warehouse | New | Airside Economizer | 5.6687 | 1.114 | 7444.8229 | -2.0055 | 0.060432 | 8979.6145
[16 empty] | Commercial/Industrial | Restaurants | New | Floating Head Pressure Controls | 4.0169 | 1.5617 | 3484.786 | 0.32719 | 0.27407 | 2523.5714 | Commercial/Industrial | Warehouse | Existing | Demand Controlled Ventilation | 1.4216 | 0.70329 | 7155.6602 | 0.53375 | 3.005 | 5126.5164
[16 empty] | Commercial/Industrial | Schools K-12 | New | Floating Head Pressure Controls | 4.0169 | 1.5617 | 3484.786 | 0.32719 | 0.27407 | 2523.5714 | Commercial/Industrial | Warehouse | New | Demand Controlled Ventilation | 1.4216 | 0.70329 | 7155.6602 | 0.53375 | 3.005 | 5126.5164
[16 empty] | Commercial/Industrial | Offices | Turnover | High Efficiency Chiller (Water cooled-positive displacement, 100 tons) | 1.0011 | 1.2337 | 3442.7138 | 2.2567 | 0.097748 | 5731.9562 | Commercial/Industrial | Assembly | Existing | Chilled Water Controls Optimization | 17.2527 | 1.0281 | 7075.1042 | 1.6468 | 0.0016413 | 4059.3282
[16 empty] | Commercial/Industrial | Offices | New | High Efficiency Chiller (Water cooled-positive displacement, 100 tons) | 1.0011 | 1.2337 | 3442.7138 | 2.2567 | 0.097748 | 5731.9562 | Commercial/Industrial | Assembly | New | Chilled Water Controls Optimization | 17.2527 | 1.0281 | 7075.1042 | 1.6468 | 0.0016413 | 4059.3282
[16 empty] | Commercial/Industrial | Lodging/Hospitality | Turnover | High Efficiency PTHP | 8.0774 | 1.0807 | 3422.0199 | 0.64682 | 0.00023683 | 1300.4923 | Commercial/Industrial | Schools K-12 | Existing | Smart Thermostat | 1.0812 | 1.7605 | 6972.6369 | 0.23991 | -3.3199 | 20204.7382
[16 empty] | Commercial/Industrial | Lodging/Hospitality | New | High Efficiency PTHP | 8.0774 | 1.0807 | 3422.0199 | 0.64682 | 0.00023683 | 1300.4923 | Commercial/Industrial | Schools K-12 | New | Smart Thermostat | 1.0812 | 1.7605 | 6972.6369 | 0.23991 | -3.3199 | 20204.7382
[16 empty] | Commercial/Industrial | Restaurants | Turnover | High Efficiency PTHP | 8.0684 | 1.0807 | 3417.8625 | 0.64611 | 0.00023657 | 1299.0632 | Commercial/Industrial | Institutional | Existing | Chilled Water Controls Optimization | 16.252 | 1.0281 | 6646.7723 | 1.5513 | 0.0015461 | 3823.8816
[16 empty] | Commercial/Industrial | Restaurants | New | High Efficiency PTHP | 8.0684 | 1.0807 | 3417.8625 | 0.64611 | 0.00023657 | 1299.0632 | Commercial/Industrial | Institutional | New | Chilled Water Controls Optimization | 16.252 | 1.0281 | 6646.7723 | 1.5513 | 0.0015461 | 3823.8816
[16 empty] | Commercial/Industrial | Lodging/Hospitality | Turnover | High Efficiency PTAC | 8.0211 | 1.0807 | 3395.6685 | 0.6424 | 0 | 1291.2275 | Commercial/Industrial | Miscellaneous | Existing | Smart Thermostat | 1.1648 | 1.7604 | 6534.0745 | 0.19764 | -2.735 | 16645.2088
[16 empty] | Commercial/Industrial | Lodging/Hospitality | New | High Efficiency PTAC | 8.0211 | 1.0807 | 3395.6685 | 0.6424 | 0 | 1291.2275 | Commercial/Industrial | Miscellaneous | New | Smart Thermostat | 1.1648 | 1.7604 | 6534.0745 | 0.19764 | -2.735 | 16645.2088
[16 empty] | Commercial/Industrial | Assembly | Turnover | Two Speed Pool Pump | 3.1679 | 1.1845 | 3394.5338 | 0.72975 | 0.11327 | 3100.8409 | Commercial/Industrial | Healthcare | Existing | Airside Economizer | 5.8993 | 1.2113 | 6346.8154 | -1.6038 | 7.0761e-05 | 7800.9322
[16 empty] | Commercial/Industrial | College and University | Turnover | Two Speed Pool Pump | 3.1679 | 1.1845 | 3394.5338 | 0.72975 | 0.11327 | 3100.8409 | Commercial/Industrial | Healthcare | New | Airside Economizer | 5.8993 | 1.2113 | 6346.8154 | -1.6038 | 7.0761e-05 | 7800.9322
[16 empty] | Commercial/Industrial | Grocery | Turnover | Two Speed Pool Pump | 3.1679 | 1.1845 | 3394.5338 | 0.72975 | 0.11327 | 3100.8409 | Commercial/Industrial | Offices | Existing | Demand Controlled Ventilation | 1.2973 | 0.70326 | 6154.4215 | 0.4871 | 2.7424 | 4678.5352
[16 empty] | Commercial/Industrial | Healthcare | Turnover | Two Speed Pool Pump | 3.1679 | 1.1845 | 3394.5338 | 0.72975 | 0.11327 | 3100.8409 | Commercial/Industrial | Offices | New | Demand Controlled Ventilation | 1.2973 | 0.70326 | 6154.4215 | 0.4871 | 2.7424 | 4678.5352
[16 empty] | Commercial/Industrial | Hospitals | Turnover | Two Speed Pool Pump | 3.1679 | 1.1845 | 3394.5338 | 0.72975 | 0.11327 | 3100.8409 | Commercial/Industrial | Warehouse | Turnover | Energy Star Commercial Oven | 2.1678 | 1.3794 | 6153.0615 | 1.0341 | 0.54113 | 6368
[16 empty] | Commercial/Industrial | Institutional | Turnover | Two Speed Pool Pump | 3.1679 | 1.1845 | 3394.5338 | 0.72975 | 0.11327 | 3100.8409 | Commercial/Industrial | Warehouse | Turnover | Energy Star Commercial Oven | 2.1678 | 1.3794 | 6153.0615 | 1.0341 | 0.54113 | 6368
[16 empty] | Commercial/Industrial | Lodging/Hospitality | Turnover | Two Speed Pool Pump | 3.1679 | 1.1845 | 3394.5338 | 0.72975 | 0.11327 | 3100.8409 | Commercial/Industrial | College and University | Turnover | Energy Star Commercial Oven | 2.1678 | 1.3794 | 6153.0615 | 1.0341 | 0.54113 | 6368
[16 empty] | Commercial/Industrial | Miscellaneous | Turnover | Two Speed Pool Pump | 3.1679 | 1.1845 | 3394.5338 | 0.72975 | 0.11327 | 3100.8409 | Commercial/Industrial | Healthcare | Turnover | Energy Star Commercial Oven | 2.1678 | 1.3794 | 6153.0615 | 1.0341 | 0.54113 | 6368
[16 empty] | Commercial/Industrial | Offices | Turnover | Two Speed Pool Pump | 3.1679 | 1.1845 | 3394.5338 | 0.72975 | 0.11327 | 3100.8409 | Commercial/Industrial | Hospitals | Turnover | Energy Star Commercial Oven | 2.1678 | 1.3794 | 6153.0615 | 1.0341 | 0.54113 | 6368
[16 empty] | Commercial/Industrial | Restaurants | Turnover | Two Speed Pool Pump | 3.1679 | 1.1845 | 3394.5338 | 0.72975 | 0.11327 | 3100.8409 | Commercial/Industrial | Lodging/Hospitality | Turnover | Energy Star Commercial Oven | 2.1678 | 1.3794 | 6153.0615 | 1.0341 | 0.54113 | 6368
[16 empty] | Commercial/Industrial | Retail | Turnover | Two Speed Pool Pump | 3.1679 | 1.1845 | 3394.5338 | 0.72975 | 0.11327 | 3100.8409 | Commercial/Industrial | Restaurants | Turnover | Energy Star Commercial Oven | 2.1678 | 1.3794 | 6153.0615 | 1.0341 | 0.54113 | 6368
[16 empty] | Commercial/Industrial | Schools K-12 | Turnover | Two Speed Pool Pump | 3.1679 | 1.1845 | 3394.5338 | 0.72975 | 0.11327 | 3100.8409 | Commercial/Industrial | Schools K-12 | Turnover | Energy Star Commercial Oven | 2.1678 | 1.3794 | 6153.0615 | 1.0341 | 0.54113 | 6368
[16 empty] | Commercial/Industrial | Warehouse | Turnover | Two Speed Pool Pump | 3.1679 | 1.1845 | 3394.5338 | 0.72975 | 0.11327 | 3100.8409 | Commercial/Industrial | College and University | Turnover | Energy Star Commercial Oven | 2.1678 | 1.3794 | 6153.0615 | 1.0341 | 0.54113 | 6368
[16 empty] | Commercial/Industrial | Assembly | New | Two Speed Pool Pump | 3.1679 | 1.1845 | 3394.5338 | 0.72975 | 0.11327 | 3100.8409 | Commercial/Industrial | Healthcare | Turnover | Energy Star Commercial Oven | 2.1678 | 1.3794 | 6153.0615 | 1.0341 | 0.54113 | 6368
[16 empty] | Commercial/Industrial | College and University | New | Two Speed Pool Pump | 3.1679 | 1.1845 | 3394.5338 | 0.72975 | 0.11327 | 3100.8409 | Commercial/Industrial | Hospitals | Turnover | Energy Star Commercial Oven | 2.1678 | 1.3794 | 6153.0615 | 1.0341 | 0.54113 | 6368
[16 empty] | Commercial/Industrial | Grocery | New | Two Speed Pool Pump | 3.1679 | 1.1845 | 3394.5338 | 0.72975 | 0.11327 | 3100.8409 | Commercial/Industrial | Lodging/Hospitality | Turnover | Energy Star Commercial Oven | 2.1678 | 1.3794 | 6153.0615 | 1.0341 | 0.54113 | 6368
[16 empty] | Commercial/Industrial | Healthcare | New | Two Speed Pool Pump | 3.1679 | 1.1845 | 3394.5338 | 0.72975 | 0.11327 | 3100.8409 | Commercial/Industrial | Restaurants | Turnover | Energy Star Commercial Oven | 2.1678 | 1.3794 | 6153.0615 | 1.0341 | 0.54113 | 6368
[16 empty] | Commercial/Industrial | Hospitals | New | Two Speed Pool Pump | 3.1679 | 1.1845 | 3394.5338 | 0.72975 | 0.11327 | 3100.8409 | Commercial/Industrial | Schools K-12 | New | Energy Star Commercial Oven | 2.1678 | 1.3794 | 6153.0615 | 1.0341 | 0.54113 | 6368
[16 empty] | Commercial/Industrial | Institutional | New | Two Speed Pool Pump | 3.1679 | 1.1845 | 3394.5338 | 0.72975 | 0.11327 | 3100.8409 | Commercial/Industrial | Schools K-12 | New | Energy Star Commercial Oven | 2.1678 | 1.3794 | 6153.0615 | 1.0341 | 0.54113 | 6368
[16 empty] | Commercial/Industrial | Lodging/Hospitality | New | Two Speed Pool Pump | 3.1679 | 1.1845 | 3394.5338 | 0.72975 | 0.11327 | 3100.8409 | Commercial/Industrial | Schools K-12 | New | Energy Star Commercial Oven | 2.1678 | 1.3794 | 6153.0615 | 1.0341 | 0.54113 | 6368
[16 empty] | Commercial/Industrial | Miscellaneous | New | Two Speed Pool Pump | 3.1679 | 1.1845 | 3394.5338 | 0.72975 | 0.11327 | 3100.8409 | Commercial/Industrial | Warehouse | New | Energy Star Commercial Oven | 2.1678 | 1.3794 | 6153.0615 | 1.0341 | 0.54113 | 6368
[16 empty] | Commercial/Industrial | Offices | New | Two Speed Pool Pump | 3.1679 | 1.1845 | 3394.5338 | 0.72975 | 0.11327 | 3100.8409 | Commercial/Industrial | Warehouse | New | Energy Star Commercial Oven | 2.1678 | 1.3794 | 6153.0615 | 1.0341 | 0.54113 | 6368
[16 empty] | Commercial/Industrial | Restaurants | New | Two Speed Pool Pump | 3.1679 | 1.1845 | 3394.5338 | 0.72975 | 0.11327 | 3100.8409 | Commercial/Industrial | Assembly | New | Energy Star Commercial Oven | 2.1678 | 1.3794 | 6153.0615 | 1.0341 | 0.54113 | 6368
[16 empty] | Commercial/Industrial | Retail | New | Two Speed Pool Pump | 3.1679 | 1.1845 | 3394.5338 | 0.72975 | 0.11327 | 3100.8409 | Commercial/Industrial | Assembly | New | Energy Star Commercial Oven | 2.1678 | 1.3794 | 6153.0615 | 1.0341 | 0.54113 | 6368
[16 empty] | Commercial/Industrial | Schools K-12 | New | Two Speed Pool Pump | 3.1679 | 1.1845 | 3394.5338 | 0.72975 | 0.11327 | 3100.8409 | Commercial/Industrial | Schools K-12 | New | Energy Star Commercial Oven | 2.1678 | 1.3794 | 6153.0615 | 1.0341 | 0.54113 | 6368
[16 empty] | Commercial/Industrial | Warehouse | New | Two Speed Pool Pump | 3.1679 | 1.1845 | 3394.5338 | 0.72975 | 0.11327 | 3100.8409 | Commercial/Industrial | Schools K-12 | New | Energy Star Commercial Oven | 2.1678 | 1.3794 | 6153.0615 | 1.0341 | 0.54113 | 6368
[16 empty] | Commercial/Industrial | Restaurants | Turnover | High Efficiency PTAC | 7.869 | 1.0807 | 3324.3212 | 0.6302 | 0 | 1266.7068 | Commercial/Industrial | College and University | New | Energy Star Commercial Oven | 2.1678 | 1.3794 | 6153.0615 | 1.0341 | 0.54113 | 6368
[16 empty] | Commercial/Industrial | Restaurants | New | High Efficiency PTAC | 7.869 | 1.0807 | 3324.3212 | 0.6302 | 0 | 1266.7068 | Commercial/Industrial | College and University | New | Energy Star Commercial Oven | 2.1678 | 1.3794 | 6153.0615 | 1.0341 | 0.54113 | 6368
[16 empty] | Commercial/Industrial | Hospitals | Turnover | High Efficiency PTHP | 7.9506 | 1.2668 | 3260.7302 | 0.46284 | 0.13995 | 1626.8454 | Commercial/Industrial | Hospitals | New | Energy Star Commercial Oven | 2.1678 | 1.3794 | 6153.0615 | 1.0341 | 0.54113 | 6368
[16 empty] | Commercial/Industrial | Hospitals | New | High Efficiency PTHP | 7.9506 | 1.2668 | 3260.7302 | 0.46284 | 0.13995 | 1626.8454 | Commercial/Industrial | Hospitals | New | Energy Star Commercial Oven | 2.1678 | 1.3794 | 6153.0615 | 1.0341 | 0.54113 | 6368
[16 empty] | Commercial/Industrial | Assembly | Turnover | Energy Star Commercial Solid Door Freezer | 6.0195 | 1.4005 | 3241.216 | 0.37834 | 0.16907 | 2533.0469 | Commercial/Industrial | Lodging/Hospitality | Existing | Programmable Thermostat | 2.915 | 1.076 | 5932.0559 | 1.5442 | -0.0029304 | 4167.1083
[16 empty] | Commercial/Industrial | Grocery | Turnover | Energy Star Commercial Solid Door Freezer | 6.0195 | 1.4005 | 3241.216 | 0.37834 | 0.16907 | 2533.0469 | Commercial/Industrial | Lodging/Hospitality | New | Programmable Thermostat | 2.915 | 1.076 | 5932.0559 | 1.5442 | -0.0029304 | 4167.1083
[16 empty] | Commercial/Industrial | Institutional | Turnover | Energy Star Commercial Solid Door Freezer | 6.0195 | 1.4005 | 3241.216 | 0.37834 | 0.16907 | 2533.0469 | Commercial/Industrial | Miscellaneous | Turnover | Energy Star Commercial Glass Door Freezer | 10.3223 | 1.4013 | 5926.9893 | 0.64112 | 0.22051 | 4389.9823
[16 empty] | Commercial/Industrial | Miscellaneous | Turnover | Energy Star Commercial Solid Door Freezer | 6.0195 | 1.4005 | 3241.216 | 0.37834 | 0.16907 | 2533.0469 | Commercial/Industrial | Miscellaneous | Turnover | Energy Star Commercial Glass Door Freezer | 10.3223 | 1.4013 | 5926.9893 | 0.64112 | 0.22051 | 4389.9823
[16 empty] | Commercial/Industrial | Offices | Turnover | Energy Star Commercial Solid Door Freezer | 6.0195 | 1.4005 | 3241.216 | 0.37834 | 0.16907 | 2533.0469 | Commercial/Industrial | Offices | Turnover | Energy Star Commercial Glass Door Freezer | 10.3223 | 1.4013 | 5926.9893 | 0.64112 | 0.22051 | 4389.9823
[16 empty] | Commercial/Industrial | Retail | Turnover | Energy Star Commercial Solid Door Freezer | 6.0195 | 1.4005 | 3241.216 | 0.37834 | 0.16907 | 2533.0469 | Commercial/Industrial | Offices | Turnover | Energy Star Commercial Glass Door Freezer | 10.3223 | 1.4013 | 5926.9893 | 0.64112 | 0.22051 | 4389.9823
[16 empty] | Commercial/Industrial | Warehouse | Turnover | Energy Star Commercial Solid Door Freezer | 6.0195 | 1.4005 | 3241.216 | 0.37834 | 0.16907 | 2533.0469 | Commercial/Industrial | Retail | Turnover | Energy Star Commercial Glass Door Freezer | 10.3223 | 1.4013 | 5926.9893 | 0.64112 | 0.22051 | 4389.9823
[16 empty] | Commercial/Industrial | Assembly | New | Energy Star Commercial Solid Door Freezer | 6.0195 | 1.4005 | 3241.216 | 0.37834 | 0.16907 | 2533.0469 | Commercial/Industrial | Retail | Turnover | Energy Star Commercial Glass Door Freezer | 10.3223 | 1.4013 | 5926.9893 | 0.64112 | 0.22051 | 4389.9823
[16 empty] | Commercial/Industrial | Grocery | New | Energy Star Commercial Solid Door Freezer | 6.0195 | 1.4005 | 3241.216 | 0.37834 | 0.16907 | 2533.0469 | Commercial/Industrial | Institutional | Turnover | Energy Star Commercial Glass Door Freezer | 10.3223 | 1.4013 | 5926.9893 | 0.64112 | 0.22051 | 4389.9823
[16 empty] | Commercial/Industrial | Institutional | New | Energy Star Commercial Solid Door Freezer | 6.0195 | 1.4005 | 3241.216 | 0.37834 | 0.16907 | 2533.0469 | Commercial/Industrial | Institutional | New | Energy Star Commercial Glass Door Freezer | 10.3223 | 1.4013 | 5926.9893 | 0.64112 | 0.22051 | 4389.9823
[16 empty] | Commercial/Industrial | Miscellaneous | New | Energy Star Commercial Solid Door Freezer | 6.0195 | 1.4005 | 3241.216 | 0.37834 | 0.16907 | 2533.0469 | Commercial/Industrial | Healthcare | New | Energy Star Commercial Glass Door Freezer | 10.3223 | 1.4013 | 5926.9893 | 0.64112 | 0.22051 | 4389.9823
[16 empty] | Commercial/Industrial | Offices | New | Energy Star Commercial Solid Door Freezer | 6.0195 | 1.4005 | 3241.216 | 0.37834 | 0.16907 | 2533.0469 | Commercial/Industrial | Healthcare | New | Energy Star Commercial Glass Door Freezer | 10.3223 | 1.4013 | 5926.9893 | 0.64112 | 0.22051 | 4389.9823
[16 empty] | Commercial/Industrial | Retail | New | Energy Star Commercial Solid Door Freezer | 6.0195 | 1.4005 | 3241.216 | 0.37834 | 0.16907 | 2533.0469 | Commercial/Industrial | Restaurants | New | Energy Star Commercial Glass Door Freezer | 10.3223 | 1.4013 | 5926.9893 | 0.64112 | 0.22051 | 4389.9823
[16 empty] | Commercial/Industrial | Warehouse | New | Energy Star Commercial Solid Door Freezer | 6.0195 | 1.4005 | 3241.216 | 0.37834 | 0.16907 | 2533.0469 | Commercial/Industrial | Restaurants | New | Energy Star Commercial Glass Door Freezer | 10.3223 | 1.4013 | 5926.9893 | 0.64112 | 0.22051 | 4389.9823
[16 empty] | Commercial/Industrial | Hospitals | Turnover | High Efficiency PTAC | 7.7272 | 1.24 | 3231.6857 | 0.4602 | 0 | 1611.1936 | Commercial/Industrial | Grocery | New | Energy Star Commercial Glass Door Freezer | 10.3223 | 1.4013 | 5926.9893 | 0.64112 | 0.22051 | 4389.9823
[16 empty] | Commercial/Industrial | Hospitals | New | High Efficiency PTAC | 7.7272 | 1.24 | 3231.6857 | 0.4602 | 0 | 1611.1936 | Commercial/Industrial | Grocery | New | Energy Star Commercial Glass Door Freezer | 10.3223 | 1.4013 | 5926.9893 | 0.64112 | 0.22051 | 4389.9823
[16 empty] | Commercial/Industrial | College and University | Turnover | High Efficiency Chiller (Water cooled-positive displacement, 100 tons) | 0.98674 | 1.2337 | 3180.6535 | 2.2245 | 0.096353 | 5650.1267 | Commercial/Industrial | Institutional | New | Facility Commissioning | 1.0115 | 1.2069 | 5879.2791 | 3.3572 | 0.33698 | 15623.633
[16 empty] | Commercial/Industrial | College and University | New | High Efficiency Chiller (Water cooled-positive displacement, 100 tons) | 0.98674 | 1.2337 | 3180.6535 | 2.2245 | 0.096353 | 5650.1267 | Commercial/Industrial | Institutional | Turnover | High Efficiency Chiller (Water cooled-positive displacement, 100 tons) | 1.1296 | 1.2337 | 5801.2563 | 2.5467 | 0.11031 | 6468.421
[16 empty] | Commercial/Industrial | Restaurants | Existing | Hot Water Pipe Insulation | 2.9919 | 1.3837 | 3149.8375 | 0.21335 | 0.36883 | 2711.1841 | Commercial/Industrial | Lodging/Hospitality | New | High Efficiency Chiller (Water cooled-positive displacement, 100 tons) | 1.1296 | 1.2337 | 5801.2563 | 2.5467 | 0.11031 | 6468.421
[16 empty] | Commercial/Industrial | Restaurants | New | Hot Water Pipe Insulation | 2.9919 | 1.3837 | 3149.8375 | 0.21335 | 0.36883 | 2711.1841 | Commercial/Industrial | Lodging/Hospitality | Existing | Programmable Thermostat | 2.4299 | 1.076 | 5763.683 | 1.6091 | -0.0030535 | 4342.1523
[16 empty] | Commercial/Industrial | College and University | Turnover | Energy Star Commercial Solid Door Freezer | 5.8887 | 1.4666 | 3106.5748 | 0.32842 | 0.27509 | 2533.0469 | Commercial/Industrial | Lodging/Hospitality | New | Programmable Thermostat | 2.4299 | 1.076 | 5763.683 | 1.6091 | -0.0030535 | 4342.1523
[16 empty] | Commercial/Industrial | Healthcare | Turnover | Energy Star Commercial Solid Door Freezer | 5.8887 | 1.4666 | 3106.5748 | 0.32842 | 0.27509 | 2533.0469 | Commercial/Industrial | Lodging/Hospitality | Turnover | Energy Star Commercial Glass Door Freezer | 10.2056 | 1.4666 | 5732.9754 | 0.56918 | 0.47676 | 4389.9823
[16 empty] | Commercial/Industrial | Hospitals | Turnover | Energy Star Commercial Solid Door Freezer | 5.8887 | 1.4666 | 3106.5748 | 0.32842 | 0.27509 | 2533.0469 | Commercial/Industrial | Retail | Turnover | Energy Star Commercial Glass Door Freezer | 10.2056 | 1.4666 | 5732.9754 | 0.56918 | 0.47676 | 4389.9823
[16 empty] | Commercial/Industrial | Lodging/Hospitality | Turnover | Energy Star Commercial Solid Door Freezer | 5.8887 | 1.4666 | 3106.5748 | 0.32842 | 0.27509 | 2533.0469 | Commercial/Industrial | Retail | Turnover | Energy Star Commercial Glass Door Freezer | 10.2056 | 1.4666 | 5732.9754 | 0.56918 | 0.47676 | 4389.9823
[16 empty] | Commercial/Industrial | Restaurants | Turnover | Energy Star Commercial Solid Door Freezer | 5.8887 | 1.4666 | 3106.5748 | 0.32842 | 0.27509 | 2533.0469 | Commercial/Industrial | Grocery | Turnover | Energy Star Commercial Glass Door Freezer | 10.2056 | 1.4666 | 5732.9754 | 0.56918 | 0.47676 | 4389.9823
[16 empty] | Commercial/Industrial | Schools K-12 | Turnover | Energy Star Commercial Solid Door Freezer | 5.8887 | 1.4666 | 3106.5748 | 0.32842 | 0.27509 | 2533.0469 | Commercial/Industrial | Grocery | Turnover | Energy Star Commercial Glass Door Freezer | 10.2056 | 1.4666 | 5732.9754 | 0.56918 | 0.47676 | 4389.9823
[16 empty] | Commercial/Industrial | College and University | New | Energy Star Commercial Solid Door Freezer | 5.8887 | 1.4666 | 3106.5748 | 0.32842 | 0.27509 | 2533.0469 | Commercial/Industrial | Restaurants | Turnover | Energy Star Commercial Glass Door Freezer | 10.2056 | 1.4666 | 5732.9754 | 0.56918 | 0.47676 | 4389.9823
[16 empty] | Commercial/Industrial | Healthcare | New | Energy Star Commercial Solid Door Freezer | 5.8887 | 1.4666 | 3106.5748 | 0.32842 | 0.27509 | 2533.0469 | Commercial/Industrial | Restaurants | New | Energy Star Commercial Glass Door Freezer | 10.2056 | 1.4666 | 5732.9754 | 0.56918 | 0.47676 | 4389.9823
[16 empty] | Commercial/Industrial | Hospitals | New | Energy Star Commercial Solid Door Freezer | 5.8887 | 1.4666 | 3106.5748 | 0.32842 | 0.27509 | 2533.0469 | Commercial/Industrial | Schools K-12 | New | Energy Star Commercial Glass Door Freezer | 10.2056 | 1.4666 | 5732.9754 | 0.56918 | 0.47676 | 4389.9823
[16 empty] | Commercial/Industrial | Lodging/Hospitality | New | Energy Star Commercial Solid Door Freezer | 5.8887 | 1.4666 | 3106.5748 | 0.32842 | 0.27509 | 2533.0469 | Commercial/Industrial | Schools K-12 | New | Energy Star Commercial Glass Door Freezer | 10.2056 | 1.4666 | 5732.9754 | 0.56918 | 0.47676 | 4389.9823
[16 empty] | Commercial/Industrial | Restaurants | New | Energy Star Commercial Solid Door Freezer | 5.8887 | 1.4666 | 3106.5748 | 0.32842 | 0.27509 | 2533.0469 | Commercial/Industrial | College and University | New | Energy Star Commercial Glass Door Freezer | 10.2056 | 1.4666 | 5732.9754 | 0.56918 | 0.47676 | 4389.9823
[16 empty] | Commercial/Industrial | Schools K-12 | New | Energy Star Commercial Solid Door Freezer | 5.8887 | 1.4666 | 3106.5748 | 0.32842 | 0.27509 | 2533.0469 | Commercial/Industrial | College and University | New | Energy Star Commercial Glass Door Freezer | 10.2056 | 1.4666 | 5732.9754 | 0.56918 | 0.47676 | 4389.9823
[16 empty] | Commercial/Industrial | Schools K-12 | Turnover | High Efficiency Chiller (Water cooled-positive displacement, 100 tons) | 0.982 | 1.2337 | 3093.3 | 2.2138 | 0.095887 | 5622.8503 | Commercial/Industrial | Healthcare | New | Energy Star Commercial Glass Door Freezer | 10.2056 | 1.4666 | 5732.9754 | 0.56918 | 0.47676 | 4389.9823
[16 empty] | Commercial/Industrial | Schools K-12 | New | High Efficiency Chiller (Water cooled-positive displacement, 100 tons) | 0.982 | 1.2337 | 3093.3 | 2.2138 | 0.095887 | 5622.8503 | Commercial/Industrial | Healthcare | Existing | Chilled Water Controls Optimization | 14.0305 | 1.0281 | 5695.8339 | 1.3393 | 0.0013348 | 3301.1671
[16 empty] | Commercial/Industrial | Hospitals | Existing | Faucet Aerator | 3.2969 | 1.0426 | 2968.9797 | 0.23702 | 0.61958 | 2570.9224 | Commercial/Industrial | Offices | New | Chilled Water Controls Optimization | 14.0305 | 1.0281 | 5695.8339 | 1.3393 | 0.0013348 | 3301.1671
[16 empty] | Commercial/Industrial | Hospitals | New | Faucet Aerator | 3.2969 | 1.0426 | 2968.9797 | 0.23702 | 0.61958 | 2570.9224 | Commercial/Industrial | Offices | Existing | Chilled Water Controls Optimization | 13.6974 | 1.028 | 5553.528 | 1.3075 | 0.0013031 | 3222.944
[16 empty] | Commercial/Industrial | Assembly | Turnover | Energy Star Griddle | #DIV/0! | 1.357 | 2884.7549 | 0.3156 | 0.080771 | 1910 | Commercial/Industrial | Assembly | New | Chilled Water Controls Optimization | 13.6974 | 1.028 | 5553.528 | 1.3075 | 0.0013031 | 3222.944
[16 empty] | Commercial/Industrial | College and University | Turnover | Energy Star Griddle | #DIV/0! | 1.357 | 2884.7549 | 0.3156 | 0.080771 | 1910 | Commercial/Industrial | Assembly | Existing | CO Sensors for Parking Garage Exhaust | 3.3105 | 1.895 | 5445.5559 | 0.20046 | 0.20046 | 4980.032
[16 empty] | Commercial/Industrial | Grocery | Turnover | Energy Star Griddle | #DIV/0! | 1.357 | 2884.7549 | 0.3156 | 0.080771 | 1910 | Commercial/Industrial | Schools K-12 | Existing | CO Sensors for Parking Garage Exhaust | 3.3105 | 1.895 | 5445.5559 | 0.20046 | 0.20046 | 4980.032
[16 empty] | Commercial/Industrial | Healthcare | Turnover | Energy Star Griddle | #DIV/0! | 1.357 | 2884.7549 | 0.3156 | 0.080771 | 1910 | Commercial/Industrial | Schools K-12 | Existing | CO Sensors for Parking Garage Exhaust | 3.3105 | 1.895 | 5445.5559 | 0.20046 | 0.20046 | 4980.032
[16 empty] | Commercial/Industrial | Hospitals | Turnover | Energy Star Griddle | #DIV/0! | 1.357 | 2884.7549 | 0.3156 | 0.080771 | 1910 | Commercial/Industrial | Schools K-12 | Existing | CO Sensors for Parking Garage Exhaust | 3.3105 | 1.895 | 5445.5559 | 0.20046 | 0.20046 | 4980.032
[16 empty] | Commercial/Industrial | Institutional | Turnover | Energy Star Griddle | #DIV/0! | 1.357 | 2884.7549 | 0.3156 | 0.080771 | 1910 | Commercial/Industrial | Schools K-12 | Existing | CO Sensors for Parking Garage Exhaust | 3.3105 | 1.895 | 5445.5559 | 0.20046 | 0.20046 | 4980.032
[16 empty] | Commercial/Industrial | Lodging/Hospitality | Turnover | Energy Star Griddle | #DIV/0! | 1.357 | 2884.7549 | 0.3156 | 0.080771 | 1910 | Commercial/Industrial | Retail | Existing | CO Sensors for Parking Garage Exhaust | 3.3105 | 1.895 | 5445.5559 | 0.20046 | 0.20046 | 4980.032
[16 empty] | Commercial/Industrial | Miscellaneous | Turnover | Energy Star Griddle | #DIV/0! | 1.357 | 2884.7549 | 0.3156 | 0.080771 | 1910 | Commercial/Industrial | Retail | Existing | CO Sensors for Parking Garage Exhaust | 3.3105 | 1.895 | 5445.5559 | 0.20046 | 0.20046 | 4980.032
[16 empty] | Commercial/Industrial | Offices | Turnover | Energy Star Griddle | #DIV/0! | 1.357 | 2884.7549 | 0.3156 | 0.080771 | 1910 | Commercial/Industrial | Lodging/Hospitality | Existing | CO Sensors for Parking Garage Exhaust | 3.3105 | 1.895 | 5445.5559 | 0.20046 | 0.20046 | 4980.032
[16 empty] | Commercial/Industrial | Restaurants | Turnover | Energy Star Griddle | #DIV/0! | 1.357 | 2884.7549 | 0.3156 | 0.080771 | 1910 | Commercial/Industrial | Lodging/Hospitality | Existing | CO Sensors for Parking Garage Exhaust | 3.3105 | 1.895 | 5445.5559 | 0.20046 | 0.20046 | 4980.032
[16 empty] | Commercial/Industrial | Retail | Turnover | Energy Star Griddle | #DIV/0! | 1.357 | 2884.7549 | 0.3156 | 0.080771 | 1910 | Commercial/Industrial | Schools K-12 | Existing | CO Sensors for Parking Garage Exhaust | 3.3105 | 1.895 | 5445.5559 | 0.20046 | 0.20046 | 4980.032
[16 empty] | Commercial/Industrial | Schools K-12 | Turnover | Energy Star Griddle | #DIV/0! | 1.357 | 2884.7549 | 0.3156 | 0.080771 | 1910 | Commercial/Industrial | Schools K-12 | Existing | CO Sensors for Parking Garage Exhaust | 3.3105 | 1.895 | 5445.5559 | 0.20046 | 0.20046 | 4980.032
[16 empty] | Commercial/Industrial | Warehouse | Turnover | Energy Star Griddle | #DIV/0! | 1.357 | 2884.7549 | 0.3156 | 0.080771 | 1910 | Commercial/Industrial | Grocery | Existing | CO Sensors for Parking Garage Exhaust | 3.3105 | 1.895 | 5445.5559 | 0.20046 | 0.20046 | 4980.032
[16 empty] | Commercial/Industrial | Assembly | New | Energy Star Griddle | #DIV/0! | 1.357 | 2884.7549 | 0.3156 | 0.080771 | 1910 | Commercial/Industrial | Grocery | Existing | CO Sensors for Parking Garage Exhaust | 3.3105 | 1.895 | 5445.5559 | 0.20046 | 0.20046 | 4980.032
[16 empty] | Commercial/Industrial | College and University | New | Energy Star Griddle | #DIV/0! | 1.357 | 2884.7549 | 0.3156 | 0.080771 | 1910 | Commercial/Industrial | Institutional | New | CO Sensors for Parking Garage Exhaust | 3.3105 | 1.895 | 5445.5559 | 0.20046 | 0.20046 | 4980.032
[16 empty] | Commercial/Industrial | Grocery | New | Energy Star Griddle | #DIV/0! | 1.357 | 2884.7549 | 0.3156 | 0.080771 | 1910 | Commercial/Industrial | Institutional | New | CO Sensors for Parking Garage Exhaust | 3.3105 | 1.895 | 5445.5559 | 0.20046 | 0.20046 | 4980.032
[16 empty] | Commercial/Industrial | Healthcare | New | Energy Star Griddle | #DIV/0! | 1.357 | 2884.7549 | 0.3156 | 0.080771 | 1910 | Commercial/Industrial | Restaurants | New | CO Sensors for Parking Garage Exhaust | 3.3105 | 1.895 | 5445.5559 | 0.20046 | 0.20046 | 4980.032
[16 empty] | Commercial/Industrial | Hospitals | New | Energy Star Griddle | #DIV/0! | 1.357 | 2884.7549 | 0.3156 | 0.080771 | 1910 | Commercial/Industrial | Restaurants | New | CO Sensors for Parking Garage Exhaust | 3.3105 | 1.895 | 5445.5559 | 0.20046 | 0.20046 | 4980.032
[16 empty] | Commercial/Industrial | Institutional | New | Energy Star Griddle | #DIV/0! | 1.357 | 2884.7549 | 0.3156 | 0.080771 | 1910 | Commercial/Industrial | Offices | New | CO Sensors for Parking Garage Exhaust | 3.3105 | 1.895 | 5445.5559 | 0.20046 | 0.20046 | 4980.032
[16 empty] | Commercial/Industrial | Lodging/Hospitality | New | Energy Star Griddle | #DIV/0! | 1.357 | 2884.7549 | 0.3156 | 0.080771 | 1910 | Commercial/Industrial | Offices | New | CO Sensors for Parking Garage Exhaust | 3.3105 | 1.895 | 5445.5559 | 0.20046 | 0.20046 | 4980.032
[16 empty] | Commercial/Industrial | Miscellaneous | New | Energy Star Griddle | #DIV/0! | 1.357 | 2884.7549 | 0.3156 | 0.080771 | 1910 | Commercial/Industrial | Hospitals | New | CO Sensors for Parking Garage Exhaust | 3.3105 | 1.895 | 5445.5559 | 0.20046 | 0.20046 | 4980.032
[16 empty] | Commercial/Industrial | Offices | New | Energy Star Griddle | #DIV/0! | 1.357 | 2884.7549 | 0.3156 | 0.080771 | 1910 | Commercial/Industrial | Hospitals | New | CO Sensors for Parking Garage Exhaust | 3.3105 | 1.895 | 5445.5559 | 0.20046 | 0.20046 | 4980.032
[16 empty] | Commercial/Industrial | Restaurants | New | Energy Star Griddle | #DIV/0! | 1.357 | 2884.7549 | 0.3156 | 0.080771 | 1910 | Commercial/Industrial | Offices | New | CO Sensors for Parking Garage Exhaust | 3.3105 | 1.895 | 5445.5559 | 0.20046 | 0.20046 | 4980.032
[16 empty] | Commercial/Industrial | Retail | New | Energy Star Griddle | #DIV/0! | 1.357 | 2884.7549 | 0.3156 | 0.080771 | 1910 | Commercial/Industrial | Offices | New | CO Sensors for Parking Garage Exhaust | 3.3105 | 1.895 | 5445.5559 | 0.20046 | 0.20046 | 4980.032
[16 empty] | Commercial/Industrial | Schools K-12 | New | Energy Star Griddle | #DIV/0! | 1.357 | 2884.7549 | 0.3156 | 0.080771 | 1910 | Commercial/Industrial | Assembly | New | CO Sensors for Parking Garage Exhaust | 3.3105 | 1.895 | 5445.5559 | 0.20046 | 0.20046 | 4980.032
[16 empty] | Commercial/Industrial | Warehouse | New | Energy Star Griddle | #DIV/0! | 1.357 | 2884.7549 | 0.3156 | 0.080771 | 1910 | Commercial/Industrial | Assembly | New | CO Sensors for Parking Garage Exhaust | 3.3105 | 1.895 | 5445.5559 | 0.20046 | 0.20046 | 4980.032
[16 empty] | Commercial/Industrial | Miscellaneous | Existing | Low Flow Shower Head | 4.3563 | 1.3131 | 2778.0603 | 0.44614 | 0.29674 | 2639.9781 | Commercial/Industrial | Lodging/Hospitality | New | CO Sensors for Parking Garage Exhaust | 3.3105 | 1.895 | 5445.5559 | 0.20046 | 0.20046 | 4980.032
[16 empty] | Commercial/Industrial | Miscellaneous | New | Low Flow Shower Head | 4.3563 | 1.3131 | 2778.0603 | 0.44614 | 0.29674 | 2639.9781 | Commercial/Industrial | Lodging/Hospitality | Existing | Chilled Water Controls Optimization | 12.6253 | 1.0281 | 5094.296 | 1.2051 | 0.0012011 | 2970.5121
[16 empty] | Commercial/Industrial | Assembly | Turnover | Heat Pump Water Heater | 1.4707 | 1.3131 | 2713.8471 | 0.74275 | 0.49402 | 4395.1625 | Commercial/Industrial | Assembly | New | Chilled Water Controls Optimization | 12.6253 | 1.0281 | 5094.296 | 1.2051 | 0.0012011 | 2970.5121
[16 empty] | Commercial/Industrial | Assembly | New | Heat Pump Water Heater | 1.4707 | 1.3131 | 2713.8471 | 0.74275 | 0.49402 | 4395.1625 | Commercial/Industrial | Assembly | Existing | Low Flow Shower Head | 4.2395 | 1.0427 | 4918.5405 | 0.37223 | 0.97305 | 4037.6135
[16 empty] | Commercial/Industrial | College and University | Existing | Faucet Aerator | 3.2968 | 1.0426 | 2588.3413 | 0.20663 | 0.54015 | 2241.317 | Commercial/Industrial | College and University | New | Low Flow Shower Head | 4.2395 | 1.0427 | 4918.5405 | 0.37223 | 0.97305 | 4037.6135
[16 empty] | Commercial/Industrial | College and University | New | Faucet Aerator | 3.2968 | 1.0426 | 2588.3413 | 0.20663 | 0.54015 | 2241.317 | Commercial/Industrial | Miscellaneous | Turnover | LED Parking Lighting | 9.1602 | 2.3079 | 4728.805 | 0 | 0 | 3375.12
[16 empty] | Commercial/Industrial | Retail | Turnover | High Efficiency PTHP | 6.2922 | 1.0807 | 2585.8676 | 0.50387 | 0.00018449 | 1013.0761 | Commercial/Industrial | College and University | Turnover | LED Parking Lighting | 9.1602 | 2.3079 | 4728.805 | 0 | 0 | 3375.12
[16 empty] | Commercial/Industrial | Retail | New | High Efficiency PTHP | 6.2922 | 1.0807 | 2585.8676 | 0.50387 | 0.00018449 | 1013.0761 | Commercial/Industrial | Miscellaneous | Turnover | LED Parking Lighting | 9.1602 | 2.3079 | 4728.805 | 0 | 0 | 3375.12
[16 empty] | Commercial/Industrial | Retail | Turnover | High Efficiency PTAC | 6.1672 | 1.0807 | 2527.3193 | 0.49393 | 0 | 992.7919 | Commercial/Industrial | Assembly | Turnover | LED Parking Lighting | 9.1602 | 2.3079 | 4728.805 | 0 | 0 | 3375.12
[16 empty] | Commercial/Industrial | Retail | New | High Efficiency PTAC | 6.1672 | 1.0807 | 2527.3193 | 0.49393 | 0 | 992.7919 | Commercial/Industrial | College and University | Turnover | LED Parking Lighting | 9.1602 | 2.3079 | 4728.805 | 0 | 0 | 3375.12
[16 empty] | Commercial/Industrial | Hospitals | Turnover | High Bay Fluorescent (T5) | 7.4368 | 1.4564 | 2311.9249 | 0.252 | 0.24724 | 1362.6673 | Commercial/Industrial | Grocery | Turnover | LED Parking Lighting | 9.1602 | 2.3079 | 4728.805 | 0 | 0 | 3375.12
[16 empty] | Commercial/Industrial | Hospitals | New | High Bay Fluorescent (T5) | 7.4368 | 1.4564 | 2311.9249 | 0.252 | 0.24724 | 1362.6673 | Commercial/Industrial | Healthcare | Turnover | LED Parking Lighting | 9.1602 | 2.3079 | 4728.805 | 0 | 0 | 3375.12
[16 empty] | Commercial/Industrial | Offices | Turnover | High Efficiency PTHP | 5.4967 | 1.0809 | 2212.9215 | 0.44011 | 0.00016114 | 884.8808 | Commercial/Industrial | Hospitals | Turnover | LED Parking Lighting | 9.1602 | 2.3079 | 4728.805 | 0 | 0 | 3375.12
[16 empty] | Commercial/Industrial | Offices | New | High Efficiency PTHP | 5.4967 | 1.0809 | 2212.9215 | 0.44011 | 0.00016114 | 884.8808 | Commercial/Industrial | Institutional | Turnover | LED Parking Lighting | 9.1602 | 2.3079 | 4728.805 | 0 | 0 | 3375.12
[16 empty] | Commercial/Industrial | Schools K-12 | Turnover | High Efficiency PTHP | 5.4759 | 1.0807 | 2203.6129 | 0.43852 | 0.00016056 | 881.6812 | Commercial/Industrial | Lodging/Hospitality | Turnover | LED Parking Lighting | 9.1602 | 2.3079 | 4728.805 | 0 | 0 | 3375.12
[16 empty] | Commercial/Industrial | Schools K-12 | New | High Efficiency PTHP | 5.4759 | 1.0807 | 2203.6129 | 0.43852 | 0.00016056 | 881.6812 | Commercial/Industrial | Miscellaneous | Turnover | LED Parking Lighting | 9.1602 | 2.3079 | 4728.805 | 0 | 0 | 3375.12
[16 empty] | Commercial/Industrial | Hospitals | Turnover | High Bay LED | 5.0405 | 1.4563 | 2197.3333 | 0.25451 | 0.24971 | 1376.2713 | Commercial/Industrial | Offices | Turnover | LED Parking Lighting | 9.1602 | 2.3079 | 4728.805 | 0 | 0 | 3375.12
[16 empty] | Commercial/Industrial | Hospitals | New | High Bay LED | 5.0405 | 1.4563 | 2197.3333 | 0.25451 | 0.24971 | 1376.2713 | Commercial/Industrial | Restaurants | Turnover | LED Parking Lighting | 9.1602 | 2.3079 | 4728.805 | 0 | 0 | 3375.12
[16 empty] | Commercial/Industrial | Retail | Existing | Smart Thermostat | 0.94143 | 1.076 | 2178.9507 | 1.9523 | -0.0037047 | 5268.1844 | Commercial/Industrial | Retail | New | LED Parking Lighting | 9.1602 | 2.3079 | 4728.805 | 0 | 0 | 3375.12
[16 empty] | Commercial/Industrial | Retail | New | Smart Thermostat | 0.94143 | 1.076 | 2178.9507 | 1.9523 | -0.0037047 | 5268.1844 | Commercial/Industrial | Schools K-12 | New | LED Parking Lighting | 9.1602 | 2.3079 | 4728.805 | 0 | 0 | 3375.12
[16 empty] | Commercial/Industrial | Institutional | Existing | Chilled Water Controls Optimization | 5.7509 | 1.0281 | 2151.8667 | 0.54895 | 0.0005471 | 1353.1094 | Commercial/Industrial | Warehouse | New | LED Parking Lighting | 9.1602 | 2.3079 | 4728.805 | 0 | 0 | 3375.12
[16 empty] | Commercial/Industrial | Institutional | New | Chilled Water Controls Optimization | 5.7509 | 1.0281 | 2151.8667 | 0.54895 | 0.0005471 | 1353.1094 | Commercial/Industrial | Assembly | New | LED Parking Lighting | 9.1602 | 2.3079 | 4728.805 | 0 | 0 | 3375.12
[16 empty] | Commercial/Industrial | Schools K-12 | Turnover | High Efficiency PTAC | 5.3606 | 1.0806 | 2149.7005 | 0.42936 | 0 | 863.0113 | Commercial/Industrial | College and University | New | LED Parking Lighting | 9.1602 | 2.3079 | 4728.805 | 0 | 0 | 3375.12
[16 empty] | Commercial/Industrial | Schools K-12 | New | High Efficiency PTAC | 5.3606 | 1.0806 | 2149.7005 | 0.42936 | 0 | 863.0113 | Commercial/Industrial | Grocery | New | LED Parking Lighting | 9.1602 | 2.3079 | 4728.805 | 0 | 0 | 3375.12
[16 empty] | Commercial/Industrial | Retail | Existing | Airside Economizer | 5.6686 | 1.114 | 2046.9861 | -0.55142 | 0.016616 | 2468.9837 | Commercial/Industrial | Healthcare | New | LED Parking Lighting | 9.1602 | 2.3079 | 4728.805 | 0 | 0 | 3375.12
[16 empty] | Commercial/Industrial | Retail | New | Airside Economizer | 5.6686 | 1.114 | 2046.9861 | -0.55142 | 0.016616 | 2468.9837 | Commercial/Industrial | Hospitals | New | LED Parking Lighting | 9.1602 | 2.3079 | 4728.805 | 0 | 0 | 3375.12
[16 empty] | Commercial/Industrial | Restaurants | Existing | ECM Motors on Furnaces | 2.4037 | 1.3668 | 2045.6587 | 0 | 0.19492 | 1707.525 | Commercial/Industrial | Institutional | New | LED Parking Lighting | 9.1602 | 2.3079 | 4728.805 | 0 | 0 | 3375.12
[16 empty] | Commercial/Industrial | Restaurants | New | ECM Motors on Furnaces | 2.4037 | 1.3668 | 2045.6587 | 0 | 0.19492 | 1707.525 | Commercial/Industrial | Lodging/Hospitality | New | LED Parking Lighting | 9.1602 | 2.3079 | 4728.805 | 0 | 0 | 3375.12
[16 empty] | Commercial/Industrial | Offices | Turnover | High Efficiency PTAC | 4.974 | 1.1292 | 1962.74 | 0.36421 | 0 | 879.7571 | Commercial/Industrial | Miscellaneous | New | LED Parking Lighting | 9.1602 | 2.3079 | 4728.805 | 0 | 0 | 3375.12
[16 empty] | Commercial/Industrial | Offices | New | High Efficiency PTAC | 4.974 | 1.1292 | 1962.74 | 0.36421 | 0 | 879.7571 | Commercial/Industrial | Offices | New | LED Parking Lighting | 9.1602 | 2.3079 | 4728.805 | 0 | 0 | 3375.12
[16 empty] | Commercial/Industrial | Assembly | Turnover | High Efficiency PTHP | 4.9099 | 1.0808 | 1938.1957 | 0.39314 | 0.00014395 | 790.4475 | Commercial/Industrial | Restaurants | New | LED Parking Lighting | 9.1602 | 2.3079 | 4728.805 | 0 | 0 | 3375.12
[16 empty] | Commercial/Industrial | Assembly | New | High Efficiency PTHP | 4.9099 | 1.0808 | 1938.1957 | 0.39314 | 0.00014395 | 790.4475 | Commercial/Industrial | Retail | Existing | Hot Water Pipe Insulation | 2.9917 | 1.3836 | 4724.7563 | 0.32002 | 0.55325 | 4066.7761
[16 empty] | Commercial/Industrial | Assembly | Turnover | LED Street Lights | 3.1138 | 2.3079 | 1917.7465 | 0 | 0 | 1691.1226 | Commercial/Industrial | Schools K-12 | Existing | Hot Water Pipe Insulation | 2.9917 | 1.3836 | 4724.7563 | 0.32002 | 0.55325 | 4066.7761
[16 empty] | Commercial/Industrial | College and University | Turnover | LED Street Lights | 3.1138 | 2.3079 | 1917.7465 | 0 | 0 | 1691.1226 | Commercial/Industrial | Warehouse | New | Hot Water Pipe Insulation | 2.9917 | 1.3836 | 4724.7563 | 0.32002 | 0.55325 | 4066.7761
[16 empty] | Commercial/Industrial | Grocery | Turnover | LED Street Lights | 3.1138 | 2.3079 | 1917.7465 | 0 | 0 | 1691.1226 | Commercial/Industrial | Institutional | New | Hot Water Pipe Insulation | 2.9917 | 1.3836 | 4724.7563 | 0.32002 | 0.55325 | 4066.7761
[16 empty] | Commercial/Industrial | Healthcare | Turnover | LED Street Lights | 3.1138 | 2.3079 | 1917.7465 | 0 | 0 | 1691.1226 | Commercial/Industrial | Institutional | Existing | Airside Economizer | 5.6681 | 1.1139 | 4686.5849 | -1.2625 | 0.038043 | 5652.7504
[16 empty] | Commercial/Industrial | Hospitals | Turnover | LED Street Lights | 3.1138 | 2.3079 | 1917.7465 | 0 | 0 | 1691.1226 | Commercial/Industrial | Lodging/Hospitality | New | Airside Economizer | 5.6681 | 1.1139 | 4686.5849 | -1.2625 | 0.038043 | 5652.7504
[16 empty] | Commercial/Industrial | Institutional | Turnover | LED Street Lights | 3.1138 | 2.3079 | 1917.7465 | 0 | 0 | 1691.1226 | Commercial/Industrial | Lodging/Hospitality | Turnover | High Efficiency PTHP | 10.6505 | 1.0808 | 4626.9196 | 0.85282 | 0.00031225 | 1714.6605
[16 empty] | Commercial/Industrial | Lodging/Hospitality | Turnover | LED Street Lights | 3.1138 | 2.3079 | 1917.7465 | 0 | 0 | 1691.1226 | Commercial/Industrial | Schools K-12 | New | High Efficiency PTHP | 10.6505 | 1.0808 | 4626.9196 | 0.85282 | 0.00031225 | 1714.6605
[16 empty] | Commercial/Industrial | Miscellaneous | Turnover | LED Street Lights | 3.1138 | 2.3079 | 1917.7465 | 0 | 0 | 1691.1226 | Commercial/Industrial | Schools K-12 | Existing | Hot Water Pipe Insulation | 3.1044 | 1.4903 | 4602.0353 | 0.45432 | 0.51059 | 4066.7761
[16 empty] | Commercial/Industrial | Offices | Turnover | LED Street Lights | 3.1138 | 2.3079 | 1917.7465 | 0 | 0 | 1691.1226 | Commercial/Industrial | College and University | New | Hot Water Pipe Insulation | 3.1044 | 1.4903 | 4602.0353 | 0.45432 | 0.51059 | 4066.7761
[16 empty] | Commercial/Industrial | Restaurants | Turnover | LED Street Lights | 3.1138 | 2.3079 | 1917.7465 | 0 | 0 | 1691.1226 | Commercial/Industrial | Grocery | Turnover | High Efficiency PTAC | 10.5652 | 1.0806 | 4587.6909 | 0.84622 | 0 | 1700.9037
[16 empty] | Commercial/Industrial | Retail | Turnover | LED Street Lights | 3.1138 | 2.3079 | 1917.7465 | 0 | 0 | 1691.1226 | Commercial/Industrial | Restaurants | New | High Efficiency PTAC | 10.5652 | 1.0806 | 4587.6909 | 0.84622 | 0 | 1700.9037
[16 empty] | Commercial/Industrial | Schools K-12 | Turnover | LED Street Lights | 3.1138 | 2.3079 | 1917.7465 | 0 | 0 | 1691.1226 | Commercial/Industrial | Retail | Turnover | Heat Pump Water Heater | 1.961 | 1.3132 | 4580.2237 | 0.99034 | 0.65869 | 5860.2167
[16 empty] | Commercial/Industrial | Warehouse | Turnover | LED Street Lights | 3.1138 | 2.3079 | 1917.7465 | 0 | 0 | 1691.1226 | Commercial/Industrial | College and University | New | Heat Pump Water Heater | 1.961 | 1.3132 | 4580.2237 | 0.99034 | 0.65869 | 5860.2167
[16 empty] | Commercial/Industrial | Assembly | New | LED Street Lights | 3.1138 | 2.3079 | 1917.7465 | 0 | 0 | 1691.1226 | Commercial/Industrial | Grocery | Turnover | Solar Pool Heater | 1.0975 | 1.8042 | 4525.9299 | 0 | 0.37007 | 10130.719
[16 empty] | Commercial/Industrial | College and University | New | LED Street Lights | 3.1138 | 2.3079 | 1917.7465 | 0 | 0 | 1691.1226 | Commercial/Industrial | Restaurants | Turnover | Solar Pool Heater | 1.0975 | 1.8042 | 4525.9299 | 0 | 0.37007 | 10130.719
[16 empty] | Commercial/Industrial | Grocery | New | LED Street Lights | 3.1138 | 2.3079 | 1917.7465 | 0 | 0 | 1691.1226 | Commercial/Industrial | Retail | Turnover | Solar Pool Heater | 1.0975 | 1.8042 | 4525.9299 | 0 | 0.37007 | 10130.719
[16 empty] | Commercial/Industrial | Healthcare | New | LED Street Lights | 3.1138 | 2.3079 | 1917.7465 | 0 | 0 | 1691.1226 | Commercial/Industrial | Assembly | Turnover | Solar Pool Heater | 1.0975 | 1.8042 | 4525.9299 | 0 | 0.37007 | 10130.719
[16 empty] | Commercial/Industrial | Hospitals | New | LED Street Lights | 3.1138 | 2.3079 | 1917.7465 | 0 | 0 | 1691.1226 | Commercial/Industrial | Assembly | Turnover | Solar Pool Heater | 1.0975 | 1.8042 | 4525.9299 | 0 | 0.37007 | 10130.719
[16 empty] | Commercial/Industrial | Institutional | New | LED Street Lights | 3.1138 | 2.3079 | 1917.7465 | 0 | 0 | 1691.1226 | Commercial/Industrial | Miscellaneous | Turnover | Solar Pool Heater | 1.0975 | 1.8042 | 4525.9299 | 0 | 0.37007 | 10130.719
[16 empty] | Commercial/Industrial | Lodging/Hospitality | New | LED Street Lights | 3.1138 | 2.3079 | 1917.7465 | 0 | 0 | 1691.1226 | Commercial/Industrial | Miscellaneous | Turnover | Solar Pool Heater | 1.0975 | 1.8042 | 4525.9299 | 0 | 0.37007 | 10130.719
[16 empty] | Commercial/Industrial | Miscellaneous | New | LED Street Lights | 3.1138 | 2.3079 | 1917.7465 | 0 | 0 | 1691.1226 | Commercial/Industrial | Retail | Turnover | Solar Pool Heater | 1.0975 | 1.8042 | 4525.9299 | 0 | 0.37007 | 10130.719
[16 empty] | Commercial/Industrial | Offices | New | LED Street Lights | 3.1138 | 2.3079 | 1917.7465 | 0 | 0 | 1691.1226 | Commercial/Industrial | Retail | Turnover | Solar Pool Heater | 1.0975 | 1.8042 | 4525.9299 | 0 | 0.37007 | 10130.719
[16 empty] | Commercial/Industrial | Restaurants | New | LED Street Lights | 3.1138 | 2.3079 | 1917.7465 | 0 | 0 | 1691.1226 | Commercial/Industrial | Institutional | Turnover | Solar Pool Heater | 1.0975 | 1.8042 | 4525.9299 | 0 | 0.37007 | 10130.719
[16 empty] | Commercial/Industrial | Retail | New | LED Street Lights | 3.1138 | 2.3079 | 1917.7465 | 0 | 0 | 1691.1226 | Commercial/Industrial | Institutional | Turnover | Solar Pool Heater | 1.0975 | 1.8042 | 4525.9299 | 0 | 0.37007 | 10130.719
[16 empty] | Commercial/Industrial | Schools K-12 | New | LED Street Lights | 3.1138 | 2.3079 | 1917.7465 | 0 | 0 | 1691.1226 | Commercial/Industrial | Miscellaneous | Turnover | Solar Pool Heater | 1.0975 | 1.8042 | 4525.9299 | 0 | 0.37007 | 10130.719
[16 empty] | Commercial/Industrial | Warehouse | New | LED Street Lights | 3.1138 | 2.3079 | 1917.7465 | 0 | 0 | 1691.1226 | Commercial/Industrial | Miscellaneous | Turnover | Solar Pool Heater | 1.0975 | 1.8042 | 4525.9299 | 0 | 0.37007 | 10130.719
[16 empty] | Commercial/Industrial | Assembly | Turnover | High Efficiency PTAC | 4.8555 | 1.0806 | 1913.0362 | 0.38889 | 0 | 781.6741 | Commercial/Industrial | Assembly | New | Solar Pool Heater | 1.0975 | 1.8042 | 4525.9299 | 0 | 0.37007 | 10130.719
[16 empty] | Commercial/Industrial | Assembly | New | High Efficiency PTAC | 4.8555 | 1.0806 | 1913.0362 | 0.38889 | 0 | 781.6741 | Commercial/Industrial | Offices | New | Solar Pool Heater | 1.0975 | 1.8042 | 4525.9299 | 0 | 0.37007 | 10130.719
[16 empty] | Commercial/Industrial | Assembly | Existing | Airside Economizer | 5.9003 | 1.2115 | 1833.2223 | -0.46324 | 2.0439e-05 | 2253.2313 | Commercial/Industrial | Schools K-12 | New | Solar Pool Heater | 1.0975 | 1.8042 | 4525.9299 | 0 | 0.37007 | 10130.719
[16 empty] | Commercial/Industrial | Assembly | New | Airside Economizer | 5.9003 | 1.2115 | 1833.2223 | -0.46324 | 2.0439e-05 | 2253.2313 | Commercial/Industrial | Warehouse | New | Solar Pool Heater | 1.0975 | 1.8042 | 4525.9299 | 0 | 0.37007 | 10130.719
[16 empty] | Commercial/Industrial | Grocery | Turnover | High Bay Fluorescent (T5) | 6.0599 | 1.456 | 1831.3007 | 0.20539 | 0.20151 | 1110.648 | Commercial/Industrial | Assembly | New | Solar Pool Heater | 1.0975 | 1.8042 | 4525.9299 | 0 | 0.37007 | 10130.719
[16 empty] | Commercial/Industrial | Grocery | New | High Bay Fluorescent (T5) | 6.0599 | 1.456 | 1831.3007 | 0.20539 | 0.20151 | 1110.648 | Commercial/Industrial | Offices | New | Solar Pool Heater | 1.0975 | 1.8042 | 4525.9299 | 0 | 0.37007 | 10130.719
[16 empty] | Commercial/Industrial | Offices | Existing | Thermostatic Shower Restriction Valve | 8.5805 | 1.3131 | 1773.2629 | 0.25802 | 0.17162 | 1526.8189 | Commercial/Industrial | Schools K-12 | New | Solar Pool Heater | 1.0975 | 1.8042 | 4525.9299 | 0 | 0.37007 | 10130.719
[16 empty] | Commercial/Industrial | Offices | New | Thermostatic Shower Restriction Valve | 8.5805 | 1.3131 | 1773.2629 | 0.25802 | 0.17162 | 1526.8189 | Commercial/Industrial | Warehouse | New | Solar Pool Heater | 1.0975 | 1.8042 | 4525.9299 | 0 | 0.37007 | 10130.719
[16 empty] | Commercial/Industrial | Grocery | Turnover | High Bay LED | 4.1079 | 1.4561 | 1711.911 | 0.20744 | 0.20353 | 1121.736 | Commercial/Industrial | Grocery | New | Solar Pool Heater | 1.0975 | 1.8042 | 4525.9299 | 0 | 0.37007 | 10130.719
[16 empty] | Commercial/Industrial | Grocery | New | High Bay LED | 4.1079 | 1.4561 | 1711.911 | 0.20744 | 0.20353 | 1121.736 | Commercial/Industrial | Grocery | New | Solar Pool Heater | 1.0975 | 1.8042 | 4525.9299 | 0 | 0.37007 | 10130.719
[16 empty] | Commercial/Industrial | Miscellaneous | Existing | Faucet Aerator | 3.6233 | 1.25 | 1708.3219 | 0.32974 | 0.19858 | 1582.1061 | Commercial/Industrial | Restaurants | New | Solar Pool Heater | 1.0975 | 1.8042 | 4525.9299 | 0 | 0.37007 | 10130.719
[16 empty] | Commercial/Industrial | Miscellaneous | New | Faucet Aerator | 3.6233 | 1.25 | 1708.3219 | 0.32974 | 0.19858 | 1582.1061 | Commercial/Industrial | Restaurants | New | Solar Pool Heater | 1.0975 | 1.8042 | 4525.9299 | 0 | 0.37007 | 10130.719
[16 empty] | Commercial/Industrial | Healthcare | Turnover | High Bay Fluorescent (T5) | 5.4969 | 1.4563 | 1634.1608 | 0.18628 | 0.18276 | 1007.276 | Commercial/Industrial | College and University | New | Solar Pool Heater | 1.0975 | 1.8042 | 4525.9299 | 0 | 0.37007 | 10130.719
[16 empty] | Commercial/Industrial | Healthcare | New | High Bay Fluorescent (T5) | 5.4969 | 1.4563 | 1634.1608 | 0.18628 | 0.18276 | 1007.276 | Commercial/Industrial | College and University | Turnover | Variable Refrigerant Flow (VRF) HVAC Systems | 1.2249 | 1.2993 | 4509.6997 | 1.8466 | 1.8664 | 6068.4799
[16 empty] | Commercial/Industrial | Restaurants | Turnover | Variable Refrigerant Flow (VRF) HVAC Systems | 0.97163 | 1.2993 | 1623.9201 | 1.4649 | 1.4806 | 4814.0178 | Commercial/Industrial | Hospitals | New | Variable Refrigerant Flow (VRF) HVAC Systems | 1.2249 | 1.2993 | 4509.6997 | 1.8466 | 1.8664 | 6068.4799
[16 empty] | Commercial/Industrial | Restaurants | New | Variable Refrigerant Flow (VRF) HVAC Systems | 0.97163 | 1.2993 | 1623.9201 | 1.4649 | 1.4806 | 4814.0178 | Commercial/Industrial | Hospitals | Existing | Airside Economizer | 5.6685 | 1.114 | 4497.6558 | -1.2116 | 0.036509 | 5424.8726
[16 empty] | Commercial/Industrial | Retail | Turnover | High Bay Fluorescent (T5) | 5.4478 | 1.456 | 1617.3504 | 0.18465 | 0.18116 | 998.4613 | Commercial/Industrial | Healthcare | New | Airside Economizer | 5.6685 | 1.114 | 4497.6558 | -1.2116 | 0.036509 | 5424.8726
[16 empty] | Commercial/Industrial | Retail | New | High Bay Fluorescent (T5) | 5.4478 | 1.456 | 1617.3504 | 0.18465 | 0.18116 | 998.4613 | Commercial/Industrial | Healthcare | Existing | Duct Sealing Repair | 1.1562 | 0.8099 | 4496.8803 | 0.4624 | 1.6377 | 2346.9401
[16 empty] | Commercial/Industrial | College and University | Turnover | High Efficiency PTHP | 4.2813 | 1.2669 | 1588.9382 | 0.24922 | 0.075355 | 875.9712 | Commercial/Industrial | Restaurants | New | Duct Sealing Repair | 1.1562 | 0.8099 | 4496.8803 | 0.4624 | 1.6377 | 2346.9401
[16 empty] | Commercial/Industrial | College and University | New | High Efficiency PTHP | 4.2813 | 1.2669 | 1588.9382 | 0.24922 | 0.075355 | 875.9712 | Commercial/Industrial | Restaurants | Existing | Chilled Water Controls Optimization | 10.6467 | 1.0281 | 4247.3807 | 1.0162 | 0.0010128 | 2504.9773
[16 empty] | Commercial/Industrial | Grocery | Existing | Hot Water Pipe Insulation | 2.9915 | 1.3835 | 1574.9188 | 0.10667 | 0.18442 | 1355.592 | Commercial/Industrial | Warehouse | New | Chilled Water Controls Optimization | 10.6467 | 1.0281 | 4247.3807 | 1.0162 | 0.0010128 | 2504.9773
[16 empty] | Commercial/Industrial | Grocery | New | Hot Water Pipe Insulation | 2.9915 | 1.3835 | 1574.9188 | 0.10667 | 0.18442 | 1355.592 | Commercial/Industrial | Warehouse | Turnover | Variable Refrigerant Flow (VRF) HVAC Systems | 1.1673 | 1.2993 | 3853.7508 | 1.7598 | 1.7787 | 5783.3358
[16 empty] | Commercial/Industrial | College and University | Turnover | High Efficiency PTAC | 4.1592 | 1.24 | 1572.5281 | 0.24769 | 0 | 867.1977 | Commercial/Industrial | College and University | New | Variable Refrigerant Flow (VRF) HVAC Systems | 1.1673 | 1.2993 | 3853.7508 | 1.7598 | 1.7787 | 5783.3358
[16 empty] | Commercial/Industrial | College and University | New | High Efficiency PTAC | 4.1592 | 1.24 | 1572.5281 | 0.24769 | 0 | 867.1977 | Commercial/Industrial | College and University | Existing | Chilled Water Controls Optimization | 9.6852 | 1.0281 | 3835.9576 | 0.9245 | 0.00092139 | 2278.8251
[16 empty] | Commercial/Industrial | Assembly | Existing | Hot Water Pipe Insulation | 3.1041 | 1.4902 | 1534.0118 | 0.15144 | 0.1702 | 1355.592 | Commercial/Industrial | Assembly | New | Chilled Water Controls Optimization | 9.6852 | 1.0281 | 3835.9576 | 0.9245 | 0.00092139 | 2278.8251
[16 empty] | Commercial/Industrial | Healthcare | Existing | Hot Water Pipe Insulation | 3.1041 | 1.4902 | 1534.0118 | 0.15144 | 0.1702 | 1355.592 | Commercial/Industrial | Grocery | Existing | Floating Head Pressure Controls | 4.1176 | 1.4884 | 3655.8052 | 0.38051 | 0.1781 | 2523.5714
[16 empty] | Commercial/Industrial | Schools K-12 | Existing | Hot Water Pipe Insulation | 3.1041 | 1.4902 | 1534.0118 | 0.15144 | 0.1702 | 1355.592 | Commercial/Industrial | Institutional | Existing | Floating Head Pressure Controls | 4.1176 | 1.4884 | 3655.8052 | 0.38051 | 0.1781 | 2523.5714
[16 empty] | Commercial/Industrial | Warehouse | Existing | Hot Water Pipe Insulation | 3.1041 | 1.4902 | 1534.0118 | 0.15144 | 0.1702 | 1355.592 | Commercial/Industrial | Miscellaneous | Existing | Floating Head Pressure Controls | 4.1176 | 1.4884 | 3655.8052 | 0.38051 | 0.1781 | 2523.5714
[16 empty] | Commercial/Industrial | Assembly | New | Hot Water Pipe Insulation | 3.1041 | 1.4902 | 1534.0118 | 0.15144 | 0.1702 | 1355.592 | Commercial/Industrial | Offices | Existing | Floating Head Pressure Controls | 4.1176 | 1.4884 | 3655.8052 | 0.38051 | 0.1781 | 2523.5714
[16 empty] | Commercial/Industrial | Healthcare | New | Hot Water Pipe Insulation | 3.1041 | 1.4902 | 1534.0118 | 0.15144 | 0.1702 | 1355.592 | Commercial/Industrial | Retail | Existing | Floating Head Pressure Controls | 4.1176 | 1.4884 | 3655.8052 | 0.38051 | 0.1781 | 2523.5714
[16 empty] | Commercial/Industrial | Schools K-12 | New | Hot Water Pipe Insulation | 3.1041 | 1.4902 | 1534.0118 | 0.15144 | 0.1702 | 1355.592 | Commercial/Industrial | Warehouse | Existing | Floating Head Pressure Controls | 4.1176 | 1.4884 | 3655.8052 | 0.38051 | 0.1781 | 2523.5714
[16 empty] | Commercial/Industrial | Warehouse | New | Hot Water Pipe Insulation | 3.1041 | 1.4902 | 1534.0118 | 0.15144 | 0.1702 | 1355.592 | Commercial/Industrial | Assembly | Existing | Floating Head Pressure Controls | 4.1176 | 1.4884 | 3655.8052 | 0.38051 | 0.1781 | 2523.5714
[16 empty] | Commercial/Industrial | Healthcare | Turnover | High Bay LED | 3.7258 | 1.4562 | 1512.8029 | 0.18814 | 0.18458 | 1017.332 | Commercial/Industrial | Grocery | New | Floating Head Pressure Controls | 4.1176 | 1.4884 | 3655.8052 | 0.38051 | 0.1781 | 2523.5714
[16 empty] | Commercial/Industrial | Healthcare | New | High Bay LED | 3.7258 | 1.4562 | 1512.8029 | 0.18814 | 0.18458 | 1017.332 | Commercial/Industrial | Institutional | New | Floating Head Pressure Controls | 4.1176 | 1.4884 | 3655.8052 | 0.38051 | 0.1781 | 2523.5714
[16 empty] | Commercial/Industrial | Assembly | Turnover | Variable Speed Pool Pump | 1.0919 | 1.1844 | 1496.9496 | 0.7602 | 0.118 | 3230.25 | Commercial/Industrial | Miscellaneous | New | Floating Head Pressure Controls | 4.1176 | 1.4884 | 3655.8052 | 0.38051 | 0.1781 | 2523.5714
[16 empty] | Commercial/Industrial | College and University | Turnover | Variable Speed Pool Pump | 1.0919 | 1.1844 | 1496.9496 | 0.7602 | 0.118 | 3230.25 | Commercial/Industrial | Offices | New | Floating Head Pressure Controls | 4.1176 | 1.4884 | 3655.8052 | 0.38051 | 0.1781 | 2523.5714
[16 empty] | Commercial/Industrial | Grocery | Turnover | Variable Speed Pool Pump | 1.0919 | 1.1844 | 1496.9496 | 0.7602 | 0.118 | 3230.25 | Commercial/Industrial | Retail | New | Floating Head Pressure Controls | 4.1176 | 1.4884 | 3655.8052 | 0.38051 | 0.1781 | 2523.5714
[16 empty] | Commercial/Industrial | Healthcare | Turnover | Variable Speed Pool Pump | 1.0919 | 1.1844 | 1496.9496 | 0.7602 | 0.118 | 3230.25 | Commercial/Industrial | Warehouse | New | Floating Head Pressure Controls | 4.1176 | 1.4884 | 3655.8052 | 0.38051 | 0.1781 | 2523.5714
[16 empty] | Commercial/Industrial | Hospitals | Turnover | Variable Speed Pool Pump | 1.0919 | 1.1844 | 1496.9496 | 0.7602 | 0.118 | 3230.25 | Commercial/Industrial | Grocery | New | Floating Head Pressure Controls | 4.1176 | 1.4884 | 3655.8052 | 0.38051 | 0.1781 | 2523.5714
[16 empty] | Commercial/Industrial | Institutional | Turnover | Variable Speed Pool Pump | 1.0919 | 1.1844 | 1496.9496 | 0.7602 | 0.118 | 3230.25 | Commercial/Industrial | Grocery | Existing | Low Flow Shower Head | 4.3564 | 1.3131 | 3595.1369 | 0.57736 | 0.38401 | 3416.4422
[16 empty] | Commercial/Industrial | Lodging/Hospitality | Turnover | Variable Speed Pool Pump | 1.0919 | 1.1844 | 1496.9496 | 0.7602 | 0.118 | 3230.25 | Commercial/Industrial | Lodging/Hospitality | New | Low Flow Shower Head | 4.3564 | 1.3131 | 3595.1369 | 0.57736 | 0.38401 | 3416.4422
[16 empty] | Commercial/Industrial | Miscellaneous | Turnover | Variable Speed Pool Pump | 1.0919 | 1.1844 | 1496.9496 | 0.7602 | 0.118 | 3230.25 | Commercial/Industrial | Lodging/Hospitality | Existing | Floating Head Pressure Controls | 4.0169 | 1.5617 | 3484.786 | 0.32719 | 0.27407 | 2523.5714
[16 empty] | Commercial/Industrial | Offices | Turnover | Variable Speed Pool Pump | 1.0919 | 1.1844 | 1496.9496 | 0.7602 | 0.118 | 3230.25 | Commercial/Industrial | Offices | Existing | Floating Head Pressure Controls | 4.0169 | 1.5617 | 3484.786 | 0.32719 | 0.27407 | 2523.5714
[16 empty] | Commercial/Industrial | Restaurants | Turnover | Variable Speed Pool Pump | 1.0919 | 1.1844 | 1496.9496 | 0.7602 | 0.118 | 3230.25 | Commercial/Industrial | Offices | Existing | Floating Head Pressure Controls | 4.0169 | 1.5617 | 3484.786 | 0.32719 | 0.27407 | 2523.5714
[16 empty] | Commercial/Industrial | Retail | Turnover | Variable Speed Pool Pump | 1.0919 | 1.1844 | 1496.9496 | 0.7602 | 0.118 | 3230.25 | Commercial/Industrial | College and University | Existing | Floating Head Pressure Controls | 4.0169 | 1.5617 | 3484.786 | 0.32719 | 0.27407 | 2523.5714
[16 empty] | Commercial/Industrial | Schools K-12 | Turnover | Variable Speed Pool Pump | 1.0919 | 1.1844 | 1496.9496 | 0.7602 | 0.118 | 3230.25 | Commercial/Industrial | Healthcare | Existing | Floating Head Pressure Controls | 4.0169 | 1.5617 | 3484.786 | 0.32719 | 0.27407 | 2523.5714
[16 empty] | Commercial/Industrial | Assembly | New | Variable Speed Pool Pump | 1.0919 | 1.1844 | 1496.9496 | 0.7602 | 0.118 | 3230.25 | Commercial/Industrial | Hospitals | Existing | Floating Head Pressure Controls | 4.0169 | 1.5617 | 3484.786 | 0.32719 | 0.27407 | 2523.5714
[16 empty] | Commercial/Industrial | College and University | New | Variable Speed Pool Pump | 1.0919 | 1.1844 | 1496.9496 | 0.7602 | 0.118 | 3230.25 | Commercial/Industrial | Lodging/Hospitality | New | Floating Head Pressure Controls | 4.0169 | 1.5617 | 3484.786 | 0.32719 | 0.27407 | 2523.5714
[16 empty] | Commercial/Industrial | Grocery | New | Variable Speed Pool Pump | 1.0919 | 1.1844 | 1496.9496 | 0.7602 | 0.118 | 3230.25 | Commercial/Industrial | Restaurants | New | Floating Head Pressure Controls | 4.0169 | 1.5617 | 3484.786 | 0.32719 | 0.27407 | 2523.5714
[16 empty] | Commercial/Industrial | Healthcare | New | Variable Speed Pool Pump | 1.0919 | 1.1844 | 1496.9496 | 0.7602 | 0.118 | 3230.25 | Commercial/Industrial | Schools K-12 | New | Floating Head Pressure Controls | 4.0169 | 1.5617 | 3484.786 | 0.32719 | 0.27407 | 2523.5714
[16 empty] | Commercial/Industrial | Hospitals | New | Variable Speed Pool Pump | 1.0919 | 1.1844 | 1496.9496 | 0.7602 | 0.118 | 3230.25 | Commercial/Industrial | College and University | New | Floating Head Pressure Controls | 4.0169 | 1.5617 | 3484.786 | 0.32719 | 0.27407 | 2523.5714
[16 empty] | Commercial/Industrial | Institutional | New | Variable Speed Pool Pump | 1.0919 | 1.1844 | 1496.9496 | 0.7602 | 0.118 | 3230.25 | Commercial/Industrial | Healthcare | New | Floating Head Pressure Controls | 4.0169 | 1.5617 | 3484.786 | 0.32719 | 0.27407 | 2523.5714
[16 empty] | Commercial/Industrial | Lodging/Hospitality | New | Variable Speed Pool Pump | 1.0919 | 1.1844 | 1496.9496 | 0.7602 | 0.118 | 3230.25 | Commercial/Industrial | Hospitals | New | Floating Head Pressure Controls | 4.0169 | 1.5617 | 3484.786 | 0.32719 | 0.27407 | 2523.5714
[16 empty] | Commercial/Industrial | Miscellaneous | New | Variable Speed Pool Pump | 1.0919 | 1.1844 | 1496.9496 | 0.7602 | 0.118 | 3230.25 | Commercial/Industrial | Lodging/Hospitality | Turnover | High Efficiency Chiller (Water cooled-positive displacement, 100 tons) | 1.0011 | 1.2337 | 3442.7138 | 2.2567 | 0.097748 | 5731.9562
[16 empty] | Commercial/Industrial | Offices | New | Variable Speed Pool Pump | 1.0919 | 1.1844 | 1496.9496 | 0.7602 | 0.118 | 3230.25 | Commercial/Industrial | Restaurants | New | High Efficiency Chiller (Water cooled-positive displacement, 100 tons) | 1.0011 | 1.2337 | 3442.7138 | 2.2567 | 0.097748 | 5731.9562
[16 empty] | Commercial/Industrial | Restaurants | New | Variable Speed Pool Pump | 1.0919 | 1.1844 | 1496.9496 | 0.7602 | 0.118 | 3230.25 | Commercial/Industrial | Schools K-12 | Turnover | High Efficiency PTHP | 8.0774 | 1.0807 | 3422.0199 | 0.64682 | 0.00023683 | 1300.4923
[16 empty] | Commercial/Industrial | Retail | New | Variable Speed Pool Pump | 1.0919 | 1.1844 | 1496.9496 | 0.7602 | 0.118 | 3230.25 | Commercial/Industrial | Assembly | New | High Efficiency PTHP | 8.0774 | 1.0807 | 3422.0199 | 0.64682 | 0.00023683 | 1300.4923
[16 empty] | Commercial/Industrial | Schools K-12 | New | Variable Speed Pool Pump | 1.0919 | 1.1844 | 1496.9496 | 0.7602 | 0.118 | 3230.25 | Commercial/Industrial | College and University | Turnover | High Efficiency PTHP | 8.0684 | 1.0807 | 3417.8625 | 0.64611 | 0.00023657 | 1299.0632
[16 empty] | Commercial/Industrial | Retail | Turnover | High Bay LED | 3.6938 | 1.4564 | 1495.8247 | 0.18649 | 0.18297 | 1008.4293 | Commercial/Industrial | Grocery | New | High Efficiency PTHP | 8.0684 | 1.0807 | 3417.8625 | 0.64611 | 0.00023657 | 1299.0632
[16 empty] | Commercial/Industrial | Retail | New | High Bay LED | 3.6938 | 1.4564 | 1495.8247 | 0.18649 | 0.18297 | 1008.4293 | Commercial/Industrial | Healthcare | Turnover | High Efficiency PTAC | 8.0211 | 1.0807 | 3395.6685 | 0.6424 | 0 | 1291.2275
[16 empty] | Commercial/Industrial | College and University | Turnover | High Bay Fluorescent (T5) | 4.8181 | 1.456 | 1397.2872 | 0.16331 | 0.16022 | 883.0693 | Commercial/Industrial | Hospitals | New | High Efficiency PTAC | 8.0211 | 1.0807 | 3395.6685 | 0.6424 | 0 | 1291.2275
[16 empty] | Commercial/Industrial | Miscellaneous | Turnover | High Bay Fluorescent (T5) | 4.8181 | 1.456 | 1397.2872 | 0.16331 | 0.16022 | 883.0693 | Commercial/Industrial | Institutional | Turnover | Two Speed Pool Pump | 3.1679 | 1.1845 | 3394.5338 | 0.72975 | 0.11327 | 3100.8409
[16 empty] | Commercial/Industrial | College and University | New | High Bay Fluorescent (T5) | 4.8181 | 1.456 | 1397.2872 | 0.16331 | 0.16022 | 883.0693 | Commercial/Industrial | Lodging/Hospitality | Turnover | Two Speed Pool Pump | 3.1679 | 1.1845 | 3394.5338 | 0.72975 | 0.11327 | 3100.8409
[16 empty] | Commercial/Industrial | Miscellaneous | New | High Bay Fluorescent (T5) | 4.8181 | 1.456 | 1397.2872 | 0.16331 | 0.16022 | 883.0693 | Commercial/Industrial | Miscellaneous | Turnover | Two Speed Pool Pump | 3.1679 | 1.1845 | 3394.5338 | 0.72975 | 0.11327 | 3100.8409
[16 empty] | Commercial/Industrial | Assembly | Turnover | High Efficiency Chiller (Water cooled-positive displacement, 100 tons) | 0.88942 | 1.2336 | 1396.1477 | 2.0051 | 0.08685 | 5092.9074 | Commercial/Industrial | Offices | Turnover | Two Speed Pool Pump | 3.1679 | 1.1845 | 3394.5338 | 0.72975 | 0.11327 | 3100.8409
[16 empty] | Commercial/Industrial | Assembly | New | High Efficiency Chiller (Water cooled-positive displacement, 100 tons) | 0.88942 | 1.2336 | 1396.1477 | 2.0051 | 0.08685 | 5092.9074 | Commercial/Industrial | Restaurants | Turnover | Two Speed Pool Pump | 3.1679 | 1.1845 | 3394.5338 | 0.72975 | 0.11327 | 3100.8409
[16 empty] | Commercial/Industrial | Miscellaneous | Turnover | High Efficiency Chiller (Water cooled-centrifugal, 200 tons) | 0.85397 | 1.2337 | 1367.0975 | 3.5294 | 0.15288 | 8964.6316 | Commercial/Industrial | Retail | Turnover | Two Speed Pool Pump | 3.1679 | 1.1845 | 3394.5338 | 0.72975 | 0.11327 | 3100.8409
[16 empty] | Commercial/Industrial | Miscellaneous | New | High Efficiency Chiller (Water cooled-centrifugal, 200 tons) | 0.85397 | 1.2337 | 1367.0975 | 3.5294 | 0.15288 | 8964.6316 | Commercial/Industrial | Schools K-12 | Turnover | Two Speed Pool Pump | 3.1679 | 1.1845 | 3394.5338 | 0.72975 | 0.11327 | 3100.8409
[16 empty] | Commercial/Industrial | Warehouse | Existing | Chilled Water Controls Optimization | 3.7416 | 1.0281 | 1291.7874 | 0.35715 | 0.00035595 | 880.3386 | Commercial/Industrial | Warehouse | Turnover | Two Speed Pool Pump | 3.1679 | 1.1845 | 3394.5338 | 0.72975 | 0.11327 | 3100.8409
[16 empty] | Commercial/Industrial | Warehouse | New | Chilled Water Controls Optimization | 3.7416 | 1.0281 | 1291.7874 | 0.35715 | 0.00035595 | 880.3386 | Commercial/Industrial | Assembly | Turnover | Two Speed Pool Pump | 3.1679 | 1.1845 | 3394.5338 | 0.72975 | 0.11327 | 3100.8409
[16 empty] | Commercial/Industrial | College and University | Turnover | High Bay LED | 3.2666 | 1.4563 | 1273.5645 | 0.16494 | 0.16182 | 891.8853 | Commercial/Industrial | College and University | Turnover | Two Speed Pool Pump | 3.1679 | 1.1845 | 3394.5338 | 0.72975 | 0.11327 | 3100.8409
[16 empty] | Commercial/Industrial | Miscellaneous | Turnover | High Bay LED | 3.2666 | 1.4563 | 1273.5645 | 0.16494 | 0.16182 | 891.8853 | Commercial/Industrial | Grocery | Turnover | Two Speed Pool Pump | 3.1679 | 1.1845 | 3394.5338 | 0.72975 | 0.11327 | 3100.8409
[16 empty] | Commercial/Industrial | College and University | New | High Bay LED | 3.2666 | 1.4563 | 1273.5645 | 0.16494 | 0.16182 | 891.8853 | Commercial/Industrial | Healthcare | Turnover | Two Speed Pool Pump | 3.1679 | 1.1845 | 3394.5338 | 0.72975 | 0.11327 | 3100.8409
[16 empty] | Commercial/Industrial | Miscellaneous | New | High Bay LED | 3.2666 | 1.4563 | 1273.5645 | 0.16494 | 0.16182 | 891.8853 | Commercial/Industrial | Hospitals | Turnover | Two Speed Pool Pump | 3.1679 | 1.1845 | 3394.5338 | 0.72975 | 0.11327 | 3100.8409
[16 empty] | Commercial/Industrial | Healthcare | Turnover | High Efficiency DX 135k- less than 240k BTU | 0.86964 | 1.1295 | 1188.0492 | 1.6817 | 0 | 4066.8949 | Commercial/Industrial | Institutional | New | Two Speed Pool Pump | 3.1679 | 1.1845 | 3394.5338 | 0.72975 | 0.11327 | 3100.8409
[16 empty] | Commercial/Industrial | Healthcare | New | High Efficiency DX 135k- less than 240k BTU | 0.86964 | 1.1295 | 1188.0492 | 1.6817 | 0 | 4066.8949 | Commercial/Industrial | Lodging/Hospitality | New | Two Speed Pool Pump | 3.1679 | 1.1845 | 3394.5338 | 0.72975 | 0.11327 | 3100.8409
[16 empty] | Commercial/Industrial | Warehouse | Turnover | High Bay Fluorescent (T5) | 4.1797 | 1.456 | 1174.1676 | 0.14167 | 0.13899 | 766.0747 | Commercial/Industrial | Miscellaneous | New | Two Speed Pool Pump | 3.1679 | 1.1845 | 3394.5338 | 0.72975 | 0.11327 | 3100.8409
[16 empty] | Commercial/Industrial | Warehouse | New | High Bay Fluorescent (T5) | 4.1797 | 1.456 | 1174.1676 | 0.14167 | 0.13899 | 766.0747 | Commercial/Industrial | Offices | New | Two Speed Pool Pump | 3.1679 | 1.1845 | 3394.5338 | 0.72975 | 0.11327 | 3100.8409
[16 empty] | Commercial/Industrial | Lodging/Hospitality | Turnover | High Bay Fluorescent (T5) | 4.1043 | 1.4564 | 1147.4238 | 0.13908 | 0.13645 | 752.0513 | Commercial/Industrial | Restaurants | New | Two Speed Pool Pump | 3.1679 | 1.1845 | 3394.5338 | 0.72975 | 0.11327 | 3100.8409
[16 empty] | Commercial/Industrial | Lodging/Hospitality | New | High Bay Fluorescent (T5) | 4.1043 | 1.4564 | 1147.4238 | 0.13908 | 0.13645 | 752.0513 | Commercial/Industrial | Retail | New | Two Speed Pool Pump | 3.1679 | 1.1845 | 3394.5338 | 0.72975 | 0.11327 | 3100.8409
[16 empty] | Commercial/Industrial | Healthcare | Existing | Dedicated Outdoor Air System on VRF unit | 1.1445 | 1.2992 | 1091.3633 | 0.52396 | 0.52959 | 1721.9094 | Commercial/Industrial | Schools K-12 | New | Two Speed Pool Pump | 3.1679 | 1.1845 | 3394.5338 | 0.72975 | 0.11327 | 3100.8409
[16 empty] | Commercial/Industrial | Healthcare | New | Dedicated Outdoor Air System on VRF unit | 1.1445 | 1.2992 | 1091.3633 | 0.52396 | 0.52959 | 1721.9094 | Commercial/Industrial | Warehouse | New | Two Speed Pool Pump | 3.1679 | 1.1845 | 3394.5338 | 0.72975 | 0.11327 | 3100.8409
[16 empty] | Commercial/Industrial | Grocery | Turnover | High Efficiency Chiller (Water cooled-centrifugal, 200 tons) | 0.84462 | 1.2337 | 1052.4739 | 3.4908 | 0.1512 | 8866.3891 | Commercial/Industrial | Assembly | New | Two Speed Pool Pump | 3.1679 | 1.1845 | 3394.5338 | 0.72975 | 0.11327 | 3100.8409
[16 empty] | Commercial/Industrial | Grocery | New | High Efficiency Chiller (Water cooled-centrifugal, 200 tons) | 0.84462 | 1.2337 | 1052.4739 | 3.4908 | 0.1512 | 8866.3891 | Commercial/Industrial | College and University | New | Two Speed Pool Pump | 3.1679 | 1.1845 | 3394.5338 | 0.72975 | 0.11327 | 3100.8409
[16 empty] | Commercial/Industrial | Warehouse | Turnover | High Bay LED | 2.8335 | 1.4562 | 1048.2174 | 0.14308 | 0.14038 | 773.7227 | Commercial/Industrial | Grocery | New | Two Speed Pool Pump | 3.1679 | 1.1845 | 3394.5338 | 0.72975 | 0.11327 | 3100.8409
[16 empty] | Commercial/Industrial | Warehouse | New | High Bay LED | 2.8335 | 1.4562 | 1048.2174 | 0.14308 | 0.14038 | 773.7227 | Commercial/Industrial | Healthcare | New | Two Speed Pool Pump | 3.1679 | 1.1845 | 3394.5338 | 0.72975 | 0.11327 | 3100.8409
[16 empty] | Commercial/Industrial | Lodging/Hospitality | Turnover | High Bay LED | 2.7813 | 1.456 | 1021.2067 | 0.14047 | 0.13781 | 759.5593 | Commercial/Industrial | Hospitals | New | Two Speed Pool Pump | 3.1679 | 1.1845 | 3394.5338 | 0.72975 | 0.11327 | 3100.8409
[16 empty] | Commercial/Industrial | Lodging/Hospitality | New | High Bay LED | 2.7813 | 1.456 | 1021.2067 | 0.14047 | 0.13781 | 759.5593 | Commercial/Industrial | Institutional | Turnover | High Efficiency PTAC | 7.869 | 1.0807 | 3324.3212 | 0.6302 | 0 | 1266.7068
[16 empty] | Commercial/Industrial | Healthcare | Existing | Thermostatic Shower Restriction Valve | 8.349 | 1.0425 | 1013.2626 | 0.070379 | 0.18398 | 763.4095 | Commercial/Industrial | Lodging/Hospitality | New | High Efficiency PTAC | 7.869 | 1.0807 | 3324.3212 | 0.6302 | 0 | 1266.7068
[16 empty] | Commercial/Industrial | Healthcare | New | Thermostatic Shower Restriction Valve | 8.349 | 1.0425 | 1013.2626 | 0.070379 | 0.18398 | 763.4095 | Commercial/Industrial | Miscellaneous | Turnover | High Efficiency PTHP | 7.9506 | 1.2668 | 3260.7302 | 0.46284 | 0.13995 | 1626.8454
[16 empty] | Commercial/Industrial | Restaurants | Turnover | High Bay Fluorescent (T5) | 3.6702 | 1.4563 | 995.7483 | 0.12437 | 0.12202 | 672.519 | Commercial/Industrial | Offices | New | High Efficiency PTHP | 7.9506 | 1.2668 | 3260.7302 | 0.46284 | 0.13995 | 1626.8454
[16 empty] | Commercial/Industrial | Restaurants | New | High Bay Fluorescent (T5) | 3.6702 | 1.4563 | 995.7483 | 0.12437 | 0.12202 | 672.519 | Commercial/Industrial | Restaurants | Turnover | Energy Star Commercial Solid Door Freezer | 6.0195 | 1.4005 | 3241.216 | 0.37834 | 0.16907 | 2533.0469
[16 empty] | Commercial/Industrial | Grocery | Turnover | LED Display Lighting (Interior) | 8.4582 | 1.2935 | 989.7759 | 0.1264 | 9.1014e-06 | 521.136 | Commercial/Industrial | Retail | Turnover | Energy Star Commercial Solid Door Freezer | 6.0195 | 1.4005 | 3241.216 | 0.37834 | 0.16907 | 2533.0469
[16 empty] | Commercial/Industrial | Grocery | New | LED Display Lighting (Interior) | 8.4582 | 1.2935 | 989.7759 | 0.1264 | 9.1014e-06 | 521.136 | Commercial/Industrial | Schools K-12 | Turnover | Energy Star Commercial Solid Door Freezer | 6.0195 | 1.4005 | 3241.216 | 0.37834 | 0.16907 | 2533.0469
[16 empty] | Commercial/Industrial | Retail | Existing | ECM Motors on Furnaces | 1.5069 | 1.3669 | 975.3053 | 0 | 0.1222 | 1070.4441 | Commercial/Industrial | Warehouse | Turnover | Energy Star Commercial Solid Door Freezer | 6.0195 | 1.4005 | 3241.216 | 0.37834 | 0.16907 | 2533.0469
[16 empty] | Commercial/Industrial | Retail | New | ECM Motors on Furnaces | 1.5069 | 1.3669 | 975.3053 | 0 | 0.1222 | 1070.4441 | Commercial/Industrial | Assembly | Turnover | Energy Star Commercial Solid Door Freezer | 6.0195 | 1.4005 | 3241.216 | 0.37834 | 0.16907 | 2533.0469
[16 empty] | Commercial/Industrial | Institutional | Turnover | High Bay Fluorescent (T5) | 3.607 | 1.4564 | 973.5892 | 0.12222 | 0.11991 | 660.8997 | Commercial/Industrial | College and University | Turnover | Energy Star Commercial Solid Door Freezer | 6.0195 | 1.4005 | 3241.216 | 0.37834 | 0.16907 | 2533.0469
[16 empty] | Commercial/Industrial | Institutional | New | High Bay Fluorescent (T5) | 3.607 | 1.4564 | 973.5892 | 0.12222 | 0.11991 | 660.8997 | Commercial/Industrial | Grocery | Turnover | Energy Star Commercial Solid Door Freezer | 6.0195 | 1.4005 | 3241.216 | 0.37834 | 0.16907 | 2533.0469
[16 empty] | Commercial/Industrial | Offices | Turnover | High Bay Fluorescent (T5) | 3.5561 | 1.4562 | 956.0147 | 0.12052 | 0.11824 | 651.6843 | Commercial/Industrial | Healthcare | New | Energy Star Commercial Solid Door Freezer | 6.0195 | 1.4005 | 3241.216 | 0.37834 | 0.16907 | 2533.0469
[16 empty] | Commercial/Industrial | Offices | New | High Bay Fluorescent (T5) | 3.5561 | 1.4562 | 956.0147 | 0.12052 | 0.11824 | 651.6843 | Commercial/Industrial | Hospitals | New | Energy Star Commercial Solid Door Freezer | 6.0195 | 1.4005 | 3241.216 | 0.37834 | 0.16907 | 2533.0469
[16 empty] | Commercial/Industrial | Hospitals | Turnover | LED Display Lighting (Interior) | 8.523 | 1.6349 | 955.1224 | 0.067152 | 0.062943 | 639.388 | Commercial/Industrial | Institutional | New | Energy Star Commercial Solid Door Freezer | 6.0195 | 1.4005 | 3241.216 | 0.37834 | 0.16907 | 2533.0469
[16 empty] | Commercial/Industrial | Hospitals | New | LED Display Lighting (Interior) | 8.523 | 1.6349 | 955.1224 | 0.067152 | 0.062943 | 639.388 | Commercial/Industrial | Lodging/Hospitality | New | Energy Star Commercial Solid Door Freezer | 6.0195 | 1.4005 | 3241.216 | 0.37834 | 0.16907 | 2533.0469
[16 empty] | Commercial/Industrial | Grocery | Turnover | High Efficiency PTHP | 2.776 | 1.0808 | 938.7313 | 0.22227 | 8.1383e-05 | 446.895 | Commercial/Industrial | Miscellaneous | New | Energy Star Commercial Solid Door Freezer | 6.0195 | 1.4005 | 3241.216 | 0.37834 | 0.16907 | 2533.0469
[16 empty] | Commercial/Industrial | Grocery | New | High Efficiency PTHP | 2.776 | 1.0808 | 938.7313 | 0.22227 | 8.1383e-05 | 446.895 | Commercial/Industrial | Offices | New | Energy Star Commercial Solid Door Freezer | 6.0195 | 1.4005 | 3241.216 | 0.37834 | 0.16907 | 2533.0469
[16 empty] | Commercial/Industrial | Grocery | Turnover | LED Linear - Fixture Replacement | 13.408 | 1.292 | 929.9578 | 0.11487 | 6.293e-06 | 471.0182 | Commercial/Industrial | Restaurants | New | Energy Star Commercial Solid Door Freezer | 6.0195 | 1.4005 | 3241.216 | 0.37834 | 0.16907 | 2533.0469
[16 empty] | Commercial/Industrial | Grocery | New | LED Linear - Fixture Replacement | 13.408 | 1.292 | 929.9578 | 0.11487 | 6.293e-06 | 471.0182 | Commercial/Industrial | Retail | Turnover | High Efficiency PTAC | 7.7272 | 1.24 | 3231.6857 | 0.4602 | 0 | 1611.1936
[16 empty] | Commercial/Industrial | Miscellaneous | Turnover | High Efficiency PTHP | 2.7412 | 1.0805 | 922.8388 | 0.21955 | 8.0388e-05 | 441.4321 | Commercial/Industrial | Schools K-12 | New | High Efficiency PTAC | 7.7272 | 1.24 | 3231.6857 | 0.4602 | 0 | 1611.1936
[16 empty] | Commercial/Industrial | Miscellaneous | New | High Efficiency PTHP | 2.7412 | 1.0805 | 922.8388 | 0.21955 | 8.0388e-05 | 441.4321 | Commercial/Industrial | Warehouse | Existing | Hot Water Pipe Insulation | 2.9919 | 1.3837 | 3149.8375 | 0.21335 | 0.36883 | 2711.1841
[16 empty] | Commercial/Industrial | Hospitals | Existing | Dedicated Outdoor Air System on VRF unit | 1.0903 | 1.2992 | 904.094 | 0.49919 | 0.50455 | 1640.5025 | Commercial/Industrial | Hospitals | New | Hot Water Pipe Insulation | 2.9919 | 1.3837 | 3149.8375 | 0.21335 | 0.36883 | 2711.1841
[16 empty] | Commercial/Industrial | Hospitals | New | Dedicated Outdoor Air System on VRF unit | 1.0903 | 1.2992 | 904.094 | 0.49919 | 0.50455 | 1640.5025 | Commercial/Industrial | Hospitals | Turnover | Energy Star Commercial Solid Door Freezer | 5.8887 | 1.4666 | 3106.5748 | 0.32842 | 0.27509 | 2533.0469
[16 empty] | Commercial/Industrial | Hospitals | Turnover | LED Linear - Fixture Replacement | 13.4714 | 1.6352 | 896.2034 | 0.060559 | 0.056172 | 577.8979 | Commercial/Industrial | Hospitals | Turnover | Energy Star Commercial Solid Door Freezer | 5.8887 | 1.4666 | 3106.5748 | 0.32842 | 0.27509 | 2533.0469
[16 empty] | Commercial/Industrial | Hospitals | New | LED Linear - Fixture Replacement | 13.4714 | 1.6352 | 896.2034 | 0.060559 | 0.056172 | 577.8979 | Commercial/Industrial | Hospitals | Turnover | Energy Star Commercial Solid Door Freezer | 5.8887 | 1.4666 | 3106.5748 | 0.32842 | 0.27509 | 2533.0469
[16 empty] | Commercial/Industrial | Grocery | Turnover | High Efficiency PTAC | 2.683 | 1.0809 | 895.0317 | 0.21483 | 0 | 431.8047 | Commercial/Industrial | Warehouse | Turnover | Energy Star Commercial Solid Door Freezer | 5.8887 | 1.4666 | 3106.5748 | 0.32842 | 0.27509 | 2533.0469
[16 empty] | Commercial/Industrial | Grocery | New | High Efficiency PTAC | 2.683 | 1.0809 | 895.0317 | 0.21483 | 0 | 431.8047 | Commercial/Industrial | Warehouse | Turnover | Energy Star Commercial Solid Door Freezer | 5.8887 | 1.4666 | 3106.5748 | 0.32842 | 0.27509 | 2533.0469
[16 empty] | Commercial/Industrial | Healthcare | Turnover | LED Display Lighting (Interior) | 7.8129 | 1.3074 | 892.8904 | 0.11606 | 0.026219 | 472.632 | Commercial/Industrial | Healthcare | Turnover | Energy Star Commercial Solid Door Freezer | 5.8887 | 1.4666 | 3106.5748 | 0.32842 | 0.27509 | 2533.0469
[16 empty] | Commercial/Industrial | Healthcare | New | LED Display Lighting (Interior) | 7.8129 | 1.3074 | 892.8904 | 0.11606 | 0.026219 | 472.632 | Commercial/Industrial | Healthcare | New | Energy Star Commercial Solid Door Freezer | 5.8887 | 1.4666 | 3106.5748 | 0.32842 | 0.27509 | 2533.0469
[16 empty] | Commercial/Industrial | Institutional | Turnover | High Efficiency PTHP | 2.6703 | 1.0809 | 889.2488 | 0.21381 | 7.8285e-05 | 429.886 | Commercial/Industrial | Schools K-12 | New | Energy Star Commercial Solid Door Freezer | 5.8887 | 1.4666 | 3106.5748 | 0.32842 | 0.27509 | 2533.0469
[16 empty] | Commercial/Industrial | Institutional | New | High Efficiency PTHP | 2.6703 | 1.0809 | 889.2488 | 0.21381 | 7.8285e-05 | 429.886 | Commercial/Industrial | Schools K-12 | New | Energy Star Commercial Solid Door Freezer | 5.8887 | 1.4666 | 3106.5748 | 0.32842 | 0.27509 | 2533.0469
[16 empty] | Commercial/Industrial | Assembly | Existing | Thermostatic Shower Restriction Valve | 8.5805 | 1.3131 | 886.6315 | 0.12901 | 0.085808 | 763.4095 | Commercial/Industrial | Retail | New | Energy Star Commercial Solid Door Freezer | 5.8887 | 1.4666 | 3106.5748 | 0.32842 | 0.27509 | 2533.0469
[16 empty] | Commercial/Industrial | Schools K-12 | Existing | Thermostatic Shower Restriction Valve | 8.5805 | 1.3131 | 886.6315 | 0.12901 | 0.085808 | 763.4095 | Commercial/Industrial | Retail | New | Energy Star Commercial Solid Door Freezer | 5.8887 | 1.4666 | 3106.5748 | 0.32842 | 0.27509 | 2533.0469
[16 empty] | Commercial/Industrial | Warehouse | Existing | Thermostatic Shower Restriction Valve | 8.5805 | 1.3131 | 886.6315 | 0.12901 | 0.085808 | 763.4095 | Commercial/Industrial | Restaurants | New | Energy Star Commercial Solid Door Freezer | 5.8887 | 1.4666 | 3106.5748 | 0.32842 | 0.27509 | 2533.0469
[16 empty] | Commercial/Industrial | Assembly | New | Thermostatic Shower Restriction Valve | 8.5805 | 1.3131 | 886.6315 | 0.12901 | 0.085808 | 763.4095 | Commercial/Industrial | Restaurants | Existing | Faucet Aerator | 3.2969 | 1.0426 | 2968.9797 | 0.23702 | 0.61958 | 2570.9224
[16 empty] | Commercial/Industrial | Schools K-12 | New | Thermostatic Shower Restriction Valve | 8.5805 | 1.3131 | 886.6315 | 0.12901 | 0.085808 | 763.4095 | Commercial/Industrial | Grocery | New | Faucet Aerator | 3.2969 | 1.0426 | 2968.9797 | 0.23702 | 0.61958 | 2570.9224
[16 empty] | Commercial/Industrial | Warehouse | New | Thermostatic Shower Restriction Valve | 8.5805 | 1.3131 | 886.6315 | 0.12901 | 0.085808 | 763.4095 | Commercial/Industrial | Lodging/Hospitality | Existing | Low Flow Shower Head | 4.6876 | 0.74945 | 2909.5551 | 0.090394 | 0.77136 | 1708.2211
[16 empty] | Commercial/Industrial | Retail | Turnover | LED Display Lighting (Interior) | 7.6026 | 1.2933 | 879.6589 | 0.11363 | 8.182e-06 | 468.496 | Commercial/Industrial | Restaurants | New | Low Flow Shower Head | 4.6876 | 0.74945 | 2909.5551 | 0.090394 | 0.77136 | 1708.2211
[16 empty] | Commercial/Industrial | Retail | New | LED Display Lighting (Interior) | 7.6026 | 1.2933 | 879.6589 | 0.11363 | 8.182e-06 | 468.496 | Commercial/Industrial | Retail | Turnover | Energy Star Griddle | #DIV/0! | 1.357 | 2884.7549 | 0.3156 | 0.080771 | 1910
[16 empty] | Commercial/Industrial | Assembly | Turnover | Energy Star Commercial Glass Door Refrigerator | 2.1961 | 1.401 | 875.6997 | 0.13478 | 0.046356 | 922.8665 | Commercial/Industrial | Grocery | Turnover | Energy Star Griddle | #DIV/0! | 1.357 | 2884.7549 | 0.3156 | 0.080771 | 1910
[16 empty] | Commercial/Industrial | Grocery | Turnover | Energy Star Commercial Glass Door Refrigerator | 2.1961 | 1.401 | 875.6997 | 0.13478 | 0.046356 | 922.8665 | Commercial/Industrial | Lodging/Hospitality | Turnover | Energy Star Griddle | #DIV/0! | 1.357 | 2884.7549 | 0.3156 | 0.080771 | 1910
[16 empty] | Commercial/Industrial | Institutional | Turnover | Energy Star Commercial Glass Door Refrigerator | 2.1961 | 1.401 | 875.6997 | 0.13478 | 0.046356 | 922.8665 | Commercial/Industrial | Restaurants | Turnover | Energy Star Griddle | #DIV/0! | 1.357 | 2884.7549 | 0.3156 | 0.080771 | 1910
[16 empty] | Commercial/Industrial | Miscellaneous | Turnover | Energy Star Commercial Glass Door Refrigerator | 2.1961 | 1.401 | 875.6997 | 0.13478 | 0.046356 | 922.8665 | Commercial/Industrial | Retail | Turnover | Energy Star Griddle | #DIV/0! | 1.357 | 2884.7549 | 0.3156 | 0.080771 | 1910
[16 empty] | Commercial/Industrial | Offices | Turnover | Energy Star Commercial Glass Door Refrigerator | 2.1961 | 1.401 | 875.6997 | 0.13478 | 0.046356 | 922.8665 | Commercial/Industrial | Institutional | Turnover | Energy Star Griddle | #DIV/0! | 1.357 | 2884.7549 | 0.3156 | 0.080771 | 1910
[16 empty] | Commercial/Industrial | Retail | Turnover | Energy Star Commercial Glass Door Refrigerator | 2.1961 | 1.401 | 875.6997 | 0.13478 | 0.046356 | 922.8665 | Commercial/Industrial | Institutional | Turnover | Energy Star Griddle | #DIV/0! | 1.357 | 2884.7549 | 0.3156 | 0.080771 | 1910
[16 empty] | Commercial/Industrial | Warehouse | Turnover | Energy Star Commercial Glass Door Refrigerator | 2.1961 | 1.401 | 875.6997 | 0.13478 | 0.046356 | 922.8665 | Commercial/Industrial | Miscellaneous | Turnover | Energy Star Griddle | #DIV/0! | 1.357 | 2884.7549 | 0.3156 | 0.080771 | 1910
[16 empty] | Commercial/Industrial | Assembly | New | Energy Star Commercial Glass Door Refrigerator | 2.1961 | 1.401 | 875.6997 | 0.13478 | 0.046356 | 922.8665 | Commercial/Industrial | Miscellaneous | Turnover | Energy Star Griddle | #DIV/0! | 1.357 | 2884.7549 | 0.3156 | 0.080771 | 1910
[16 empty] | Commercial/Industrial | Grocery | New | Energy Star Commercial Glass Door Refrigerator | 2.1961 | 1.401 | 875.6997 | 0.13478 | 0.046356 | 922.8665 | Commercial/Industrial | Assembly | Turnover | Energy Star Griddle | #DIV/0! | 1.357 | 2884.7549 | 0.3156 | 0.080771 | 1910
[16 empty] | Commercial/Industrial | Institutional | New | Energy Star Commercial Glass Door Refrigerator | 2.1961 | 1.401 | 875.6997 | 0.13478 | 0.046356 | 922.8665 | Commercial/Industrial | Healthcare | Turnover | Energy Star Griddle | #DIV/0! | 1.357 | 2884.7549 | 0.3156 | 0.080771 | 1910
[16 empty] | Commercial/Industrial | Miscellaneous | New | Energy Star Commercial Glass Door Refrigerator | 2.1961 | 1.401 | 875.6997 | 0.13478 | 0.046356 | 922.8665 | Commercial/Industrial | Offices | Turnover | Energy Star Griddle | #DIV/0! | 1.357 | 2884.7549 | 0.3156 | 0.080771 | 1910
[16 empty] | Commercial/Industrial | Offices | New | Energy Star Commercial Glass Door Refrigerator | 2.1961 | 1.401 | 875.6997 | 0.13478 | 0.046356 | 922.8665 | Commercial/Industrial | Assembly | Turnover | Energy Star Griddle | #DIV/0! | 1.357 | 2884.7549 | 0.3156 | 0.080771 | 1910
[16 empty] | Commercial/Industrial | Retail | New | Energy Star Commercial Glass Door Refrigerator | 2.1961 | 1.401 | 875.6997 | 0.13478 | 0.046356 | 922.8665 | Commercial/Industrial | Healthcare | New | Energy Star Griddle | #DIV/0! | 1.357 | 2884.7549 | 0.3156 | 0.080771 | 1910
[16 empty] | Commercial/Industrial | Warehouse | New | Energy Star Commercial Glass Door Refrigerator | 2.1961 | 1.401 | 875.6997 | 0.13478 | 0.046356 | 922.8665 | Commercial/Industrial | Offices | New | Energy Star Griddle | #DIV/0! | 1.357 | 2884.7549 | 0.3156 | 0.080771 | 1910
[16 empty] | Commercial/Industrial | Restaurants | Turnover | High Bay LED | 2.4876 | 1.4562 | 868.0169 | 0.12561 | 0.12324 | 679.233 | Commercial/Industrial | Schools K-12 | New | Energy Star Griddle | #DIV/0! | 1.357 | 2884.7549 | 0.3156 | 0.080771 | 1910
[16 empty] | Commercial/Industrial | Restaurants | New | High Bay LED | 2.4876 | 1.4562 | 868.0169 | 0.12561 | 0.12324 | 679.233 | Commercial/Industrial | Warehouse | New | Energy Star Griddle | #DIV/0! | 1.357 | 2884.7549 | 0.3156 | 0.080771 | 1910
[16 empty] | Commercial/Industrial | Institutional | Turnover | High Efficiency PTAC | 2.6235 | 1.0809 | 867.1888 | 0.21007 | 0 | 422.2356 | Commercial/Industrial | Schools K-12 | New | Energy Star Griddle | #DIV/0! | 1.357 | 2884.7549 | 0.3156 | 0.080771 | 1910
[16 empty] | Commercial/Industrial | Institutional | New | High Efficiency PTAC | 2.6235 | 1.0809 | 867.1888 | 0.21007 | 0 | 422.2356 | Commercial/Industrial | Warehouse | New | Energy Star Griddle | #DIV/0! | 1.357 | 2884.7549 | 0.3156 | 0.080771 | 1910
[16 empty] | Commercial/Industrial | Institutional | Turnover | High Bay LED | 2.4449 | 1.4564 | 845.6366 | 0.12344 | 0.12111 | 667.4977 | Commercial/Industrial | Institutional | New | Energy Star Griddle | #DIV/0! | 1.357 | 2884.7549 | 0.3156 | 0.080771 | 1910
[16 empty] | Commercial/Industrial | Institutional | New | High Bay LED | 2.4449 | 1.4564 | 845.6366 | 0.12344 | 0.12111 | 667.4977 | Commercial/Industrial | Institutional | New | Energy Star Griddle | #DIV/0! | 1.357 | 2884.7549 | 0.3156 | 0.080771 | 1910
[16 empty] | Commercial/Industrial | Healthcare | Turnover | LED Linear - Fixture Replacement | 12.2974 | 1.3115 | 836.0548 | 0.10355 | 0.023688 | 427.1789 | Commercial/Industrial | College and University | New | Energy Star Griddle | #DIV/0! | 1.357 | 2884.7549 | 0.3156 | 0.080771 | 1910
[16 empty] | Commercial/Industrial | Healthcare | New | LED Linear - Fixture Replacement | 12.2974 | 1.3115 | 836.0548 | 0.10355 | 0.023688 | 427.1789 | Commercial/Industrial | College and University | New | Energy Star Griddle | #DIV/0! | 1.357 | 2884.7549 | 0.3156 | 0.080771 | 1910
[16 empty] | Commercial/Industrial | College and University | Turnover | Energy Star Commercial Glass Door Refrigerator | 2.1719 | 1.4668 | 834.914 | 0.11965 | 0.10023 | 922.8665 | Commercial/Industrial | Schools K-12 | New | Energy Star Griddle | #DIV/0! | 1.357 | 2884.7549 | 0.3156 | 0.080771 | 1910
[16 empty] | Commercial/Industrial | Healthcare | Turnover | Energy Star Commercial Glass Door Refrigerator | 2.1719 | 1.4668 | 834.914 | 0.11965 | 0.10023 | 922.8665 | Commercial/Industrial | Schools K-12 | New | Energy Star Griddle | #DIV/0! | 1.357 | 2884.7549 | 0.3156 | 0.080771 | 1910
[16 empty] | Commercial/Industrial | Hospitals | Turnover | Energy Star Commercial Glass Door Refrigerator | 2.1719 | 1.4668 | 834.914 | 0.11965 | 0.10023 | 922.8665 | Commercial/Industrial | Offices | New | Energy Star Griddle | #DIV/0! | 1.357 | 2884.7549 | 0.3156 | 0.080771 | 1910
[16 empty] | Commercial/Industrial | Lodging/Hospitality | Turnover | Energy Star Commercial Glass Door Refrigerator | 2.1719 | 1.4668 | 834.914 | 0.11965 | 0.10023 | 922.8665 | Commercial/Industrial | Offices | Existing | Low Flow Shower Head | 4.3563 | 1.3131 | 2778.0603 | 0.44614 | 0.29674 | 2639.9781
[16 empty] | Commercial/Industrial | Restaurants | Turnover | Energy Star Commercial Glass Door Refrigerator | 2.1719 | 1.4668 | 834.914 | 0.11965 | 0.10023 | 922.8665 | Commercial/Industrial | Healthcare | New | Low Flow Shower Head | 4.3563 | 1.3131 | 2778.0603 | 0.44614 | 0.29674 | 2639.9781
[16 empty] | Commercial/Industrial | Schools K-12 | Turnover | Energy Star Commercial Glass Door Refrigerator | 2.1719 | 1.4668 | 834.914 | 0.11965 | 0.10023 | 922.8665 | Commercial/Industrial | Healthcare | Turnover | Heat Pump Water Heater | 1.4707 | 1.3131 | 2713.8471 | 0.74275 | 0.49402 | 4395.1625
[16 empty] | Commercial/Industrial | College and University | New | Energy Star Commercial Glass Door Refrigerator | 2.1719 | 1.4668 | 834.914 | 0.11965 | 0.10023 | 922.8665 | Commercial/Industrial | Healthcare | New | Heat Pump Water Heater | 1.4707 | 1.3131 | 2713.8471 | 0.74275 | 0.49402 | 4395.1625
[16 empty] | Commercial/Industrial | Healthcare | New | Energy Star Commercial Glass Door Refrigerator | 2.1719 | 1.4668 | 834.914 | 0.11965 | 0.10023 | 922.8665 | Commercial/Industrial | Healthcare | Existing | Faucet Aerator | 3.2968 | 1.0426 | 2588.3413 | 0.20663 | 0.54015 | 2241.317
[16 empty] | Commercial/Industrial | Hospitals | New | Energy Star Commercial Glass Door Refrigerator | 2.1719 | 1.4668 | 834.914 | 0.11965 | 0.10023 | 922.8665 | Commercial/Industrial | Hospitals | New | Faucet Aerator | 3.2968 | 1.0426 | 2588.3413 | 0.20663 | 0.54015 | 2241.317
[16 empty] | Commercial/Industrial | Lodging/Hospitality | New | Energy Star Commercial Glass Door Refrigerator | 2.1719 | 1.4668 | 834.914 | 0.11965 | 0.10023 | 922.8665 | Commercial/Industrial | Hospitals | Turnover | High Efficiency PTHP | 6.2922 | 1.0807 | 2585.8676 | 0.50387 | 0.00018449 | 1013.0761
[16 empty] | Commercial/Industrial | Restaurants | New | Energy Star Commercial Glass Door Refrigerator | 2.1719 | 1.4668 | 834.914 | 0.11965 | 0.10023 | 922.8665 | Commercial/Industrial | Assembly | New | High Efficiency PTHP | 6.2922 | 1.0807 | 2585.8676 | 0.50387 | 0.00018449 | 1013.0761
[16 empty] | Commercial/Industrial | Schools K-12 | New | Energy Star Commercial Glass Door Refrigerator | 2.1719 | 1.4668 | 834.914 | 0.11965 | 0.10023 | 922.8665 | Commercial/Industrial | College and University | Turnover | High Efficiency PTAC | 6.1672 | 1.0807 | 2527.3193 | 0.49393 | 0 | 992.7919
[16 empty] | Commercial/Industrial | Retail | Turnover | LED Linear - Fixture Replacement | 12.0503 | 1.2917 | 830.2286 | 0.10326 | 5.6573e-06 | 423.4406 | Commercial/Industrial | Grocery | New | High Efficiency PTAC | 6.1672 | 1.0807 | 2527.3193 | 0.49393 | 0 | 992.7919
[16 empty] | Commercial/Industrial | Retail | New | LED Linear - Fixture Replacement | 12.0503 | 1.2917 | 830.2286 | 0.10326 | 5.6573e-06 | 423.4406 | Commercial/Industrial | Healthcare | Existing | Thermostatic Shower Restriction Valve | 8.9005 | 0.83885 | 2473.5118 | 0.10712 | 0.56198 | 1526.8189
[16 empty] | Commercial/Industrial | Offices | Turnover | High Bay LED | 2.4105 | 1.4562 | 827.8866 | 0.12172 | 0.11942 | 658.1903 | Commercial/Industrial | Hospitals | New | Thermostatic Shower Restriction Valve | 8.9005 | 0.83885 | 2473.5118 | 0.10712 | 0.56198 | 1526.8189
[16 empty] | Commercial/Industrial | Offices | New | High Bay LED | 2.4105 | 1.4562 | 827.8866 | 0.12172 | 0.11942 | 658.1903 | Commercial/Industrial | Institutional | Turnover | High Bay Fluorescent (T5) | 7.4368 | 1.4564 | 2311.9249 | 0.252 | 0.24724 | 1362.6673
[16 empty] | Commercial/Industrial | Assembly | Turnover | High Bay Fluorescent (T5) | 3.1448 | 1.4566 | 811.9803 | 0.10655 | 0.10454 | 576.1587 | Commercial/Industrial | Lodging/Hospitality | New | High Bay Fluorescent (T5) | 7.4368 | 1.4564 | 2311.9249 | 0.252 | 0.24724 | 1362.6673
[16 empty] | Commercial/Industrial | Assembly | New | High Bay Fluorescent (T5) | 3.1448 | 1.4566 | 811.9803 | 0.10655 | 0.10454 | 576.1587 | Commercial/Industrial | Miscellaneous | Turnover | High Efficiency PTHP | 5.4967 | 1.0809 | 2212.9215 | 0.44011 | 0.00016114 | 884.8808
[16 empty] | Commercial/Industrial | Miscellaneous | Turnover | High Efficiency PTAC | 2.4687 | 1.1293 | 791.9916 | 0.18074 | 0 | 436.5892 | Commercial/Industrial | Offices | New | High Efficiency PTHP | 5.4967 | 1.0809 | 2212.9215 | 0.44011 | 0.00016114 | 884.8808
[16 empty] | Commercial/Industrial | Miscellaneous | New | High Efficiency PTAC | 2.4687 | 1.1293 | 791.9916 | 0.18074 | 0 | 436.5892 | Commercial/Industrial | Restaurants | Turnover | High Efficiency PTHP | 5.4759 | 1.0807 | 2203.6129 | 0.43852 | 0.00016056 | 881.6812
[16 empty] | Commercial/Industrial | Assembly | Turnover | Energy Star Commercial Solid Door Refrigerator | 2.044 | 1.4002 | 776.9227 | 0.12695 | 0.056728 | 849.9239 | Commercial/Industrial | Retail | New | High Efficiency PTHP | 5.4759 | 1.0807 | 2203.6129 | 0.43852 | 0.00016056 | 881.6812
[16 empty] | Commercial/Industrial | Grocery | Turnover | Energy Star Commercial Solid Door Refrigerator | 2.044 | 1.4002 | 776.9227 | 0.12695 | 0.056728 | 849.9239 | Commercial/Industrial | Schools K-12 | Turnover | High Bay LED | 5.0405 | 1.4563 | 2197.3333 | 0.25451 | 0.24971 | 1376.2713
[16 empty] | Commercial/Industrial | Institutional | Turnover | Energy Star Commercial Solid Door Refrigerator | 2.044 | 1.4002 | 776.9227 | 0.12695 | 0.056728 | 849.9239 | Commercial/Industrial | Warehouse | New | High Bay LED | 5.0405 | 1.4563 | 2197.3333 | 0.25451 | 0.24971 | 1376.2713
[16 empty] | Commercial/Industrial | Miscellaneous | Turnover | Energy Star Commercial Solid Door Refrigerator | 2.044 | 1.4002 | 776.9227 | 0.12695 | 0.056728 | 849.9239 | Commercial/Industrial | Assembly | Existing | Chilled Water Controls Optimization | 5.7509 | 1.0281 | 2151.8667 | 0.54895 | 0.0005471 | 1353.1094
[16 empty] | Commercial/Industrial | Offices | Turnover | Energy Star Commercial Solid Door Refrigerator | 2.044 | 1.4002 | 776.9227 | 0.12695 | 0.056728 | 849.9239 | Commercial/Industrial | College and University | New | Chilled Water Controls Optimization | 5.7509 | 1.0281 | 2151.8667 | 0.54895 | 0.0005471 | 1353.1094
[16 empty] | Commercial/Industrial | Retail | Turnover | Energy Star Commercial Solid Door Refrigerator | 2.044 | 1.4002 | 776.9227 | 0.12695 | 0.056728 | 849.9239 | Commercial/Industrial | Grocery | Turnover | High Efficiency PTAC | 5.3606 | 1.0806 | 2149.7005 | 0.42936 | 0 | 863.0113
[16 empty] | Commercial/Industrial | Warehouse | Turnover | Energy Star Commercial Solid Door Refrigerator | 2.044 | 1.4002 | 776.9227 | 0.12695 | 0.056728 | 849.9239 | Commercial/Industrial | Healthcare | New | High Efficiency PTAC | 5.3606 | 1.0806 | 2149.7005 | 0.42936 | 0 | 863.0113
[16 empty] | Commercial/Industrial | Assembly | New | Energy Star Commercial Solid Door Refrigerator | 2.044 | 1.4002 | 776.9227 | 0.12695 | 0.056728 | 849.9239 | Commercial/Industrial | Hospitals | Existing | Airside Economizer | 5.6686 | 1.114 | 2046.9861 | -0.55142 | 0.016616 | 2468.9837
[16 empty] | Commercial/Industrial | Grocery | New | Energy Star Commercial Solid Door Refrigerator | 2.044 | 1.4002 | 776.9227 | 0.12695 | 0.056728 | 849.9239 | Commercial/Industrial | Institutional | New | Airside Economizer | 5.6686 | 1.114 | 2046.9861 | -0.55142 | 0.016616 | 2468.9837
[16 empty] | Commercial/Industrial | Institutional | New | Energy Star Commercial Solid Door Refrigerator | 2.044 | 1.4002 | 776.9227 | 0.12695 | 0.056728 | 849.9239 | Commercial/Industrial | Lodging/Hospitality | Existing | ECM Motors on Furnaces | 2.4037 | 1.3668 | 2045.6587 | 0 | 0.19492 | 1707.525
[16 empty] | Commercial/Industrial | Miscellaneous | New | Energy Star Commercial Solid Door Refrigerator | 2.044 | 1.4002 | 776.9227 | 0.12695 | 0.056728 | 849.9239 | Commercial/Industrial | Miscellaneous | New | ECM Motors on Furnaces | 2.4037 | 1.3668 | 2045.6587 | 0 | 0.19492 | 1707.525
[16 empty] | Commercial/Industrial | Offices | New | Energy Star Commercial Solid Door Refrigerator | 2.044 | 1.4002 | 776.9227 | 0.12695 | 0.056728 | 849.9239 | Commercial/Industrial | Offices | Turnover | High Efficiency PTAC | 4.974 | 1.1292 | 1962.74 | 0.36421 | 0 | 879.7571
[16 empty] | Commercial/Industrial | Retail | New | Energy Star Commercial Solid Door Refrigerator | 2.044 | 1.4002 | 776.9227 | 0.12695 | 0.056728 | 849.9239 | Commercial/Industrial | Restaurants | New | High Efficiency PTAC | 4.974 | 1.1292 | 1962.74 | 0.36421 | 0 | 879.7571
[16 empty] | Commercial/Industrial | Warehouse | New | Energy Star Commercial Solid Door Refrigerator | 2.044 | 1.4002 | 776.9227 | 0.12695 | 0.056728 | 849.9239 | Commercial/Industrial | Retail | Turnover | High Efficiency PTHP | 4.9099 | 1.0808 | 1938.1957 | 0.39314 | 0.00014395 | 790.4475
[16 empty] | Commercial/Industrial | Miscellaneous | Turnover | LED Display Lighting (Interior) | 6.8492 | 1.3073 | 770.4105 | 0.10175 | 0.022986 | 414.352 | Commercial/Industrial | Schools K-12 | New | High Efficiency PTHP | 4.9099 | 1.0808 | 1938.1957 | 0.39314 | 0.00014395 | 790.4475
[16 empty] | Commercial/Industrial | Miscellaneous | New | LED Display Lighting (Interior) | 6.8492 | 1.3073 | 770.4105 | 0.10175 | 0.022986 | 414.352 | Commercial/Industrial | Warehouse | Turnover | LED Street Lights | 3.1138 | 2.3079 | 1917.7465 | 0 | 0 | 1691.1226
[16 empty] | Commercial/Industrial | Miscellaneous | Turnover | High Efficiency Chiller (Air Cooled, 50 tons) | 0.89837 | 1.4184 | 758.8062 | 2.0629 | 2.0935 | 7248.2142 | Commercial/Industrial | Hospitals | Turnover | LED Street Lights | 3.1138 | 2.3079 | 1917.7465 | 0 | 0 | 1691.1226
[16 empty] | Commercial/Industrial | Miscellaneous | New | High Efficiency Chiller (Air Cooled, 50 tons) | 0.89837 | 1.4184 | 758.8062 | 2.0629 | 2.0935 | 7248.2142 | Commercial/Industrial | Hospitals | Turnover | LED Street Lights | 3.1138 | 2.3079 | 1917.7465 | 0 | 0 | 1691.1226
[16 empty] | Commercial/Industrial | Restaurants | Existing | Low-Flow Pre-Rinse Sprayers | 1.6403 | 1.1491 | 754.558 | 0.35603 | 0.19768 | 2261.9741 | Commercial/Industrial | College and University | Turnover | LED Street Lights | 3.1138 | 2.3079 | 1917.7465 | 0 | 0 | 1691.1226
[16 empty] | Commercial/Industrial | Restaurants | New | Low-Flow Pre-Rinse Sprayers | 1.6403 | 1.1491 | 754.558 | 0.35603 | 0.19768 | 2261.9741 | Commercial/Industrial | College and University | Turnover | LED Street Lights | 3.1138 | 2.3079 | 1917.7465 | 0 | 0 | 1691.1226
[16 empty] | Commercial/Industrial | Warehouse | Existing | Airside Economizer | 5.8981 | 1.211 | 745.7399 | -0.18844 | 8.3143e-06 | 916.5961 | Commercial/Industrial | College and University | Turnover | LED Street Lights | 3.1138 | 2.3079 | 1917.7465 | 0 | 0 | 1691.1226
[16 empty] | Commercial/Industrial | Warehouse | New | Airside Economizer | 5.8981 | 1.211 | 745.7399 | -0.18844 | 8.3143e-06 | 916.5961 | Commercial/Industrial | Miscellaneous | Turnover | LED Street Lights | 3.1138 | 2.3079 | 1917.7465 | 0 | 0 | 1691.1226
[16 empty] | Commercial/Industrial | College and University | Turnover | Energy Star Commercial Solid Door Refrigerator | 1.9999 | 1.4666 | 731.746 | 0.1102 | 0.092304 | 849.9239 | Commercial/Industrial | College and University | Turnover | LED Street Lights | 3.1138 | 2.3079 | 1917.7465 | 0 | 0 | 1691.1226
[16 empty] | Commercial/Industrial | Healthcare | Turnover | Energy Star Commercial Solid Door Refrigerator | 1.9999 | 1.4666 | 731.746 | 0.1102 | 0.092304 | 849.9239 | Commercial/Industrial | Miscellaneous | Turnover | LED Street Lights | 3.1138 | 2.3079 | 1917.7465 | 0 | 0 | 1691.1226
[16 empty] | Commercial/Industrial | Hospitals | Turnover | Energy Star Commercial Solid Door Refrigerator | 1.9999 | 1.4666 | 731.746 | 0.1102 | 0.092304 | 849.9239 | Commercial/Industrial | College and University | Turnover | LED Street Lights | 3.1138 | 2.3079 | 1917.7465 | 0 | 0 | 1691.1226
[16 empty] | Commercial/Industrial | Lodging/Hospitality | Turnover | Energy Star Commercial Solid Door Refrigerator | 1.9999 | 1.4666 | 731.746 | 0.1102 | 0.092304 | 849.9239 | Commercial/Industrial | College and University | Turnover | LED Street Lights | 3.1138 | 2.3079 | 1917.7465 | 0 | 0 | 1691.1226
[16 empty] | Commercial/Industrial | Restaurants | Turnover | Energy Star Commercial Solid Door Refrigerator | 1.9999 | 1.4666 | 731.746 | 0.1102 | 0.092304 | 849.9239 | Commercial/Industrial | Assembly | Turnover | LED Street Lights | 3.1138 | 2.3079 | 1917.7465 | 0 | 0 | 1691.1226
[16 empty] | Commercial/Industrial | Schools K-12 | Turnover | Energy Star Commercial Solid Door Refrigerator | 1.9999 | 1.4666 | 731.746 | 0.1102 | 0.092304 | 849.9239 | Commercial/Industrial | College and University | Turnover | LED Street Lights | 3.1138 | 2.3079 | 1917.7465 | 0 | 0 | 1691.1226
[16 empty] | Commercial/Industrial | College and University | New | Energy Star Commercial Solid Door Refrigerator | 1.9999 | 1.4666 | 731.746 | 0.1102 | 0.092304 | 849.9239 | Commercial/Industrial | Grocery | New | LED Street Lights | 3.1138 | 2.3079 | 1917.7465 | 0 | 0 | 1691.1226
[16 empty] | Commercial/Industrial | Healthcare | New | Energy Star Commercial Solid Door Refrigerator | 1.9999 | 1.4666 | 731.746 | 0.1102 | 0.092304 | 849.9239 | Commercial/Industrial | Healthcare | New | LED Street Lights | 3.1138 | 2.3079 | 1917.7465 | 0 | 0 | 1691.1226
[16 empty] | Commercial/Industrial | Hospitals | New | Energy Star Commercial Solid Door Refrigerator | 1.9999 | 1.4666 | 731.746 | 0.1102 | 0.092304 | 849.9239 | Commercial/Industrial | Hospitals | New | LED Street Lights | 3.1138 | 2.3079 | 1917.7465 | 0 | 0 | 1691.1226
[16 empty] | Commercial/Industrial | Lodging/Hospitality | New | Energy Star Commercial Solid Door Refrigerator | 1.9999 | 1.4666 | 731.746 | 0.1102 | 0.092304 | 849.9239 | Commercial/Industrial | Institutional | New | LED Street Lights | 3.1138 | 2.3079 | 1917.7465 | 0 | 0 | 1691.1226
[16 empty] | Commercial/Industrial | Restaurants | New | Energy Star Commercial Solid Door Refrigerator | 1.9999 | 1.4666 | 731.746 | 0.1102 | 0.092304 | 849.9239 | Commercial/Industrial | Lodging/Hospitality | New | LED Street Lights | 3.1138 | 2.3079 | 1917.7465 | 0 | 0 | 1691.1226
[16 empty] | Commercial/Industrial | Schools K-12 | New | Energy Star Commercial Solid Door Refrigerator | 1.9999 | 1.4666 | 731.746 | 0.1102 | 0.092304 | 849.9239 | Commercial/Industrial | Miscellaneous | New | LED Street Lights | 3.1138 | 2.3079 | 1917.7465 | 0 | 0 | 1691.1226
[16 empty] | Commercial/Industrial | Miscellaneous | Turnover | LED Linear - Fixture Replacement | 10.7854 | 1.312 | 725.8881 | 0.090781 | 0.020767 | 374.5037 | Commercial/Industrial | Offices | New | LED Street Lights | 3.1138 | 2.3079 | 1917.7465 | 0 | 0 | 1691.1226
[16 empty] | Commercial/Industrial | Miscellaneous | New | LED Linear - Fixture Replacement | 10.7854 | 1.312 | 725.8881 | 0.090781 | 0.020767 | 374.5037 | Commercial/Industrial | Restaurants | New | LED Street Lights | 3.1138 | 2.3079 | 1917.7465 | 0 | 0 | 1691.1226
[16 empty] | Commercial/Industrial | Assembly | Turnover | High Bay LED | 2.1311 | 1.4562 | 682.4143 | 0.10761 | 0.10558 | 581.9107 | Commercial/Industrial | Retail | New | LED Street Lights | 3.1138 | 2.3079 | 1917.7465 | 0 | 0 | 1691.1226
[16 empty] | Commercial/Industrial | Assembly | New | High Bay LED | 2.1311 | 1.4562 | 682.4143 | 0.10761 | 0.10558 | 581.9107 | Commercial/Industrial | Schools K-12 | New | LED Street Lights | 3.1138 | 2.3079 | 1917.7465 | 0 | 0 | 1691.1226
[16 empty] | Commercial/Industrial | Hospitals | Existing | ECM Motors on Furnaces | 1.2015 | 1.2331 | 666.4117 | 0 | 0.12604 | 825.9828 | Commercial/Industrial | Warehouse | New | LED Street Lights | 3.1138 | 2.3079 | 1917.7465 | 0 | 0 | 1691.1226
[16 empty] | Commercial/Industrial | Hospitals | New | ECM Motors on Furnaces | 1.2015 | 1.2331 | 666.4117 | 0 | 0.12604 | 825.9828 | Commercial/Industrial | Assembly | New | LED Street Lights | 3.1138 | 2.3079 | 1917.7465 | 0 | 0 | 1691.1226
[16 empty] | Commercial/Industrial | Warehouse | Turnover | LED Display Lighting (Interior) | 5.9446 | 1.3079 | 655.0422 | 0.08827 | 0.01994 | 359.456 | Commercial/Industrial | College and University | New | LED Street Lights | 3.1138 | 2.3079 | 1917.7465 | 0 | 0 | 1691.1226
[16 empty] | Commercial/Industrial | Warehouse | New | LED Display Lighting (Interior) | 5.9446 | 1.3079 | 655.0422 | 0.08827 | 0.01994 | 359.456 | Commercial/Industrial | Grocery | Turnover | High Efficiency PTAC | 4.8555 | 1.0806 | 1913.0362 | 0.38889 | 0 | 781.6741
[16 empty] | Commercial/Industrial | Lodging/Hospitality | Turnover | LED Display Lighting (Interior) | 5.7276 | 1.2936 | 637.7947 | 0.085589 | 6.1628e-06 | 352.876 | Commercial/Industrial | Healthcare | New | High Efficiency PTAC | 4.8555 | 1.0806 | 1913.0362 | 0.38889 | 0 | 781.6741
[16 empty] | Commercial/Industrial | Lodging/Hospitality | New | LED Display Lighting (Interior) | 5.7276 | 1.2936 | 637.7947 | 0.085589 | 6.1628e-06 | 352.876 | Commercial/Industrial | Hospitals | Existing | Airside Economizer | 5.9003 | 1.2115 | 1833.2223 | -0.46324 | 2.0439e-05 | 2253.2313
[16 empty] | Commercial/Industrial | Warehouse | Turnover | LED Linear - Fixture Replacement | 9.3516 | 1.3113 | 622.1182 | 0.078754 | 0.018016 | 324.887 | Commercial/Industrial | Institutional | New | Airside Economizer | 5.9003 | 1.2115 | 1833.2223 | -0.46324 | 2.0439e-05 | 2253.2313
[16 empty] | Commercial/Industrial | Warehouse | New | LED Linear - Fixture Replacement | 9.3516 | 1.3113 | 622.1182 | 0.078754 | 0.018016 | 324.887 | Commercial/Industrial | Lodging/Hospitality | Turnover | High Bay Fluorescent (T5) | 6.0599 | 1.456 | 1831.3007 | 0.20539 | 0.20151 | 1110.648
[16 empty] | Commercial/Industrial | Schools K-12 | Turnover | High Bay Fluorescent (T5) | 2.6002 | 1.456 | 622.0994 | 0.088136 | 0.086472 | 476.593 | Commercial/Industrial | Miscellaneous | New | High Bay Fluorescent (T5) | 6.0599 | 1.456 | 1831.3007 | 0.20539 | 0.20151 | 1110.648
[16 empty] | Commercial/Industrial | Schools K-12 | New | High Bay Fluorescent (T5) | 2.6002 | 1.456 | 622.0994 | 0.088136 | 0.086472 | 476.593 | Commercial/Industrial | Offices | Existing | Thermostatic Shower Restriction Valve | 8.5805 | 1.3131 | 1773.2629 | 0.25802 | 0.17162 | 1526.8189
[16 empty] | Commercial/Industrial | Hospitals | Turnover | High Efficiency DX 135k- less than 240k BTU | 0.82374 | 1.1295 | 621.7191 | 1.593 | 0 | 3852.3962 | Commercial/Industrial | Restaurants | New | Thermostatic Shower Restriction Valve | 8.5805 | 1.3131 | 1773.2629 | 0.25802 | 0.17162 | 1526.8189
[16 empty] | Commercial/Industrial | Hospitals | New | High Efficiency DX 135k- less than 240k BTU | 0.82374 | 1.1295 | 621.7191 | 1.593 | 0 | 3852.3962 | Commercial/Industrial | Retail | Turnover | High Bay LED | 4.1079 | 1.4561 | 1711.911 | 0.20744 | 0.20353 | 1121.736
[16 empty] | Commercial/Industrial | Lodging/Hospitality | Turnover | LED Linear - Fixture Replacement | 9.0795 | 1.2921 | 611.1805 | 0.07778 | 4.2611e-06 | 318.9398 | Commercial/Industrial | Schools K-12 | New | High Bay LED | 4.1079 | 1.4561 | 1711.911 | 0.20744 | 0.20353 | 1121.736
[16 empty] | Commercial/Industrial | Lodging/Hospitality | New | LED Linear - Fixture Replacement | 9.0795 | 1.2921 | 611.1805 | 0.07778 | 4.2611e-06 | 318.9398 | Commercial/Industrial | Warehouse | Existing | Faucet Aerator | 3.6233 | 1.25 | 1708.3219 | 0.32974 | 0.19858 | 1582.1061
[16 empty] | Commercial/Industrial | College and University | Turnover | LED Display Lighting (Interior) | 5.524 | 1.6351 | 583.6318 | 0.043517 | 0.04079 | 414.352 | Commercial/Industrial | Hospitals | New | Faucet Aerator | 3.6233 | 1.25 | 1708.3219 | 0.32974 | 0.19858 | 1582.1061
[16 empty] | Commercial/Industrial | College and University | New | LED Display Lighting (Interior) | 5.524 | 1.6351 | 583.6318 | 0.043517 | 0.04079 | 414.352 | Commercial/Industrial | Hospitals | Turnover | High Bay Fluorescent (T5) | 5.4969 | 1.4563 | 1634.1608 | 0.18628 | 0.18276 | 1007.276
[16 empty] | Commercial/Industrial | College and University | Turnover | LED Linear - Fixture Replacement | 8.7247 | 1.6342 | 560.5912 | 0.039245 | 0.036402 | 374.5037 | Commercial/Industrial | Assembly | New | High Bay Fluorescent (T5) | 5.4969 | 1.4563 | 1634.1608 | 0.18628 | 0.18276 | 1007.276
[16 empty] | Commercial/Industrial | College and University | New | LED Linear - Fixture Replacement | 8.7247 | 1.6342 | 560.5912 | 0.039245 | 0.036402 | 374.5037 | Commercial/Industrial | Assembly | Turnover | High Bay Fluorescent (T5) | 5.4478 | 1.456 | 1617.3504 | 0.18465 | 0.18116 | 998.4613
[16 empty] | Commercial/Industrial | Restaurants | Turnover | LED Display Lighting (Interior) | 5.1201 | 1.2931 | 559.7296 | 0.076537 | 5.511e-06 | 315.558 | Commercial/Industrial | Institutional | New | High Bay Fluorescent (T5) | 5.4478 | 1.456 | 1617.3504 | 0.18465 | 0.18116 | 998.4613
[16 empty] | Commercial/Industrial | Restaurants | New | LED Display Lighting (Interior) | 5.1201 | 1.2931 | 559.7296 | 0.076537 | 5.511e-06 | 315.558 | Commercial/Industrial | Institutional | Turnover | High Efficiency PTHP | 4.2813 | 1.2669 | 1588.9382 | 0.24922 | 0.075355 | 875.9712
[16 empty] | Commercial/Industrial | Institutional | Turnover | LED Display Lighting (Interior) | 5.1271 | 1.3076 | 551.3294 | 0.076152 | 0.017203 | 310.106 | Commercial/Industrial | Assembly | New | High Efficiency PTHP | 4.2813 | 1.2669 | 1588.9382 | 0.24922 | 0.075355 | 875.9712
[16 empty] | Commercial/Industrial | Institutional | New | LED Display Lighting (Interior) | 5.1271 | 1.3076 | 551.3294 | 0.076152 | 0.017203 | 310.106 | Commercial/Industrial | College and University | Existing | Hot Water Pipe Insulation | 2.9915 | 1.3835 | 1574.9188 | 0.10667 | 0.18442 | 1355.592
[16 empty] | Commercial/Industrial | Offices | Turnover | LED Display Lighting (Interior) | 5.0558 | 1.3077 | 542.2421 | 0.07509 | 0.016963 | 305.782 | Commercial/Industrial | Grocery | New | Hot Water Pipe Insulation | 2.9915 | 1.3835 | 1574.9188 | 0.10667 | 0.18442 | 1355.592
[16 empty] | Commercial/Industrial | Offices | New | LED Display Lighting (Interior) | 5.0558 | 1.3077 | 542.2421 | 0.07509 | 0.016963 | 305.782 | Commercial/Industrial | Healthcare | Turnover | High Efficiency PTAC | 4.1592 | 1.24 | 1572.5281 | 0.24769 | 0 | 867.1977
[16 empty] | Commercial/Industrial | Restaurants | Turnover | LED Linear - Fixture Replacement | 8.1142 | 1.2913 | 540.4796 | 0.069555 | 3.8105e-06 | 285.2107 | Commercial/Industrial | Hospitals | New | High Efficiency PTAC | 4.1592 | 1.24 | 1572.5281 | 0.24769 | 0 | 867.1977
[16 empty] | Commercial/Industrial | Restaurants | New | LED Linear - Fixture Replacement | 8.1142 | 1.2913 | 540.4796 | 0.069555 | 3.8105e-06 | 285.2107 | Commercial/Industrial | Institutional | Existing | Hot Water Pipe Insulation | 3.1041 | 1.4902 | 1534.0118 | 0.15144 | 0.1702 | 1355.592
[16 empty] | Commercial/Industrial | Grocery | Turnover | High Efficiency Chiller (Air Cooled, 50 tons) | 0.88851 | 1.4184 | 536.76 | 2.0403 | 2.0706 | 7168.7817 | Commercial/Industrial | Lodging/Hospitality | Existing | Hot Water Pipe Insulation | 3.1041 | 1.4902 | 1534.0118 | 0.15144 | 0.1702 | 1355.592
[16 empty] | Commercial/Industrial | Grocery | New | High Efficiency Chiller (Air Cooled, 50 tons) | 0.88851 | 1.4184 | 536.76 | 2.0403 | 2.0706 | 7168.7817 | Commercial/Industrial | Miscellaneous | Existing | Hot Water Pipe Insulation | 3.1041 | 1.4902 | 1534.0118 | 0.15144 | 0.1702 | 1355.592
[16 empty] | Commercial/Industrial | Institutional | Turnover | LED Linear - Fixture Replacement | 8.0668 | 1.3112 | 528.8319 | 0.067942 | 0.015543 | 280.283 | Commercial/Industrial | Offices | Existing | Hot Water Pipe Insulation | 3.1041 | 1.4902 | 1534.0118 | 0.15144 | 0.1702 | 1355.592
[16 empty] | Commercial/Industrial | Institutional | New | LED Linear - Fixture Replacement | 8.0668 | 1.3112 | 528.8319 | 0.067942 | 0.015543 | 280.283 | Commercial/Industrial | Restaurants | New | Hot Water Pipe Insulation | 3.1041 | 1.4902 | 1534.0118 | 0.15144 | 0.1702 | 1355.592
[16 empty] | Commercial/Industrial | Offices | Turnover | LED Linear - Fixture Replacement | 7.9605 | 1.3122 | 520.6582 | 0.066994 | 0.015326 | 276.3749 | Commercial/Industrial | Retail | New | Hot Water Pipe Insulation | 3.1041 | 1.4902 | 1534.0118 | 0.15144 | 0.1702 | 1355.592
[16 empty] | Commercial/Industrial | Offices | New | LED Linear - Fixture Replacement | 7.9605 | 1.3122 | 520.6582 | 0.066994 | 0.015326 | 276.3749 | Commercial/Industrial | Schools K-12 | New | Hot Water Pipe Insulation | 3.1041 | 1.4902 | 1534.0118 | 0.15144 | 0.1702 | 1355.592
[16 empty] | Commercial/Industrial | Grocery | Existing | ECM Motors on Furnaces | 1.1208 | 1.3665 | 514.8045 | 0 | 0.090908 | 796.3511 | Commercial/Industrial | Warehouse | New | Hot Water Pipe Insulation | 3.1041 | 1.4902 | 1534.0118 | 0.15144 | 0.1702 | 1355.592
[16 empty] | Commercial/Industrial | Grocery | New | ECM Motors on Furnaces | 1.1208 | 1.3665 | 514.8045 | 0 | 0.090908 | 796.3511 | Commercial/Industrial | Assembly | Turnover | High Bay LED | 3.7258 | 1.4562 | 1512.8029 | 0.18814 | 0.18458 | 1017.332
[16 empty] | Commercial/Industrial | Schools K-12 | Turnover | High Bay LED | 1.7626 | 1.456 | 490.6377 | 0.089016 | 0.087335 | 481.351 | Commercial/Industrial | College and University | New | High Bay LED | 3.7258 | 1.4562 | 1512.8029 | 0.18814 | 0.18458 | 1017.332
[16 empty] | Commercial/Industrial | Schools K-12 | New | High Bay LED | 1.7626 | 1.456 | 490.6377 | 0.089016 | 0.087335 | 481.351 | Commercial/Industrial | Grocery | Turnover | Variable Speed Pool Pump | 1.0919 | 1.1844 | 1496.9496 | 0.7602 | 0.118 | 3230.25
[16 empty] | Commercial/Industrial | Schools K-12 | Existing | ECM Motors on Furnaces | 1.249 | 2.1667 | 471.4361 | 0 | 0 | 985.253 | Commercial/Industrial | Healthcare | Turnover | Variable Speed Pool Pump | 1.0919 | 1.1844 | 1496.9496 | 0.7602 | 0.118 | 3230.25
[16 empty] | Commercial/Industrial | Schools K-12 | New | ECM Motors on Furnaces | 1.249 | 2.1667 | 471.4361 | 0 | 0 | 985.253 | Commercial/Industrial | Hospitals | Turnover | Variable Speed Pool Pump | 1.0919 | 1.1844 | 1496.9496 | 0.7602 | 0.118 | 3230.25
[16 empty] | Commercial/Industrial | College and University | Existing | Anti-Sweat Controls | 1.4422 | 1.3279 | 468.247 | 0.13259 | 0.11106 | 1022.6336 | Commercial/Industrial | Institutional | Turnover | Variable Speed Pool Pump | 1.0919 | 1.1844 | 1496.9496 | 0.7602 | 0.118 | 3230.25
[16 empty] | Commercial/Industrial | Healthcare | Existing | Anti-Sweat Controls | 1.4422 | 1.3279 | 468.247 | 0.13259 | 0.11106 | 1022.6336 | Commercial/Industrial | Lodging/Hospitality | Turnover | Variable Speed Pool Pump | 1.0919 | 1.1844 | 1496.9496 | 0.7602 | 0.118 | 3230.25
[16 empty] | Commercial/Industrial | Hospitals | Existing | Anti-Sweat Controls | 1.4422 | 1.3279 | 468.247 | 0.13259 | 0.11106 | 1022.6336 | Commercial/Industrial | Miscellaneous | Turnover | Variable Speed Pool Pump | 1.0919 | 1.1844 | 1496.9496 | 0.7602 | 0.118 | 3230.25
[16 empty] | Commercial/Industrial | Lodging/Hospitality | Existing | Anti-Sweat Controls | 1.4422 | 1.3279 | 468.247 | 0.13259 | 0.11106 | 1022.6336 | Commercial/Industrial | Offices | Turnover | Variable Speed Pool Pump | 1.0919 | 1.1844 | 1496.9496 | 0.7602 | 0.118 | 3230.25
[16 empty] | Commercial/Industrial | Restaurants | Existing | Anti-Sweat Controls | 1.4422 | 1.3279 | 468.247 | 0.13259 | 0.11106 | 1022.6336 | Commercial/Industrial | Restaurants | Turnover | Variable Speed Pool Pump | 1.0919 | 1.1844 | 1496.9496 | 0.7602 | 0.118 | 3230.25
[16 empty] | Commercial/Industrial | Schools K-12 | Existing | Anti-Sweat Controls | 1.4422 | 1.3279 | 468.247 | 0.13259 | 0.11106 | 1022.6336 | Commercial/Industrial | Retail | Turnover | Variable Speed Pool Pump | 1.0919 | 1.1844 | 1496.9496 | 0.7602 | 0.118 | 3230.25
[16 empty] | Commercial/Industrial | College and University | New | Anti-Sweat Controls | 1.4422 | 1.3279 | 468.247 | 0.13259 | 0.11106 | 1022.6336 | Commercial/Industrial | Schools K-12 | Turnover | Variable Speed Pool Pump | 1.0919 | 1.1844 | 1496.9496 | 0.7602 | 0.118 | 3230.25
[16 empty] | Commercial/Industrial | Healthcare | New | Anti-Sweat Controls | 1.4422 | 1.3279 | 468.247 | 0.13259 | 0.11106 | 1022.6336 | Commercial/Industrial | Warehouse | Turnover | Variable Speed Pool Pump | 1.0919 | 1.1844 | 1496.9496 | 0.7602 | 0.118 | 3230.25
[16 empty] | Commercial/Industrial | Hospitals | New | Anti-Sweat Controls | 1.4422 | 1.3279 | 468.247 | 0.13259 | 0.11106 | 1022.6336 | Commercial/Industrial | Offices | Turnover | Variable Speed Pool Pump | 1.0919 | 1.1844 | 1496.9496 | 0.7602 | 0.118 | 3230.25
[16 empty] | Commercial/Industrial | Lodging/Hospitality | New | Anti-Sweat Controls | 1.4422 | 1.3279 | 468.247 | 0.13259 | 0.11106 | 1022.6336 | Commercial/Industrial | Offices | New | Variable Speed Pool Pump | 1.0919 | 1.1844 | 1496.9496 | 0.7602 | 0.118 | 3230.25
[16 empty] | Commercial/Industrial | Restaurants | New | Anti-Sweat Controls | 1.4422 | 1.3279 | 468.247 | 0.13259 | 0.11106 | 1022.6336 | Commercial/Industrial | Institutional | New | Variable Speed Pool Pump | 1.0919 | 1.1844 | 1496.9496 | 0.7602 | 0.118 | 3230.25
[16 empty] | Commercial/Industrial | Schools K-12 | New | Anti-Sweat Controls | 1.4422 | 1.3279 | 468.247 | 0.13259 | 0.11106 | 1022.6336 | Commercial/Industrial | Institutional | New | Variable Speed Pool Pump | 1.0919 | 1.1844 | 1496.9496 | 0.7602 | 0.118 | 3230.25
[16 empty] | Commercial/Industrial | Assembly | Turnover | LED Display Lighting (Interior) | 4.4695 | 1.3075 | 467.7664 | 0.066388 | 0.014997 | 270.344 | Commercial/Industrial | Miscellaneous | New | Variable Speed Pool Pump | 1.0919 | 1.1844 | 1496.9496 | 0.7602 | 0.118 | 3230.25
[16 empty] | Commercial/Industrial | Assembly | New | LED Display Lighting (Interior) | 4.4695 | 1.3075 | 467.7664 | 0.066388 | 0.014997 | 270.344 | Commercial/Industrial | Miscellaneous | New | Variable Speed Pool Pump | 1.0919 | 1.1844 | 1496.9496 | 0.7602 | 0.118 | 3230.25
[16 empty] | Commercial/Industrial | Assembly | Turnover | ENERGY STAR Water Cooler | 2.2235 | 1.3261 | 459.8984 | 0.095219 | 0.095219 | 547.5 | Commercial/Industrial | Assembly | New | Variable Speed Pool Pump | 1.0919 | 1.1844 | 1496.9496 | 0.7602 | 0.118 | 3230.25
[16 empty] | Commercial/Industrial | College and University | Turnover | ENERGY STAR Water Cooler | 2.2235 | 1.3261 | 459.8984 | 0.095219 | 0.095219 | 547.5 | Commercial/Industrial | Healthcare | New | Variable Speed Pool Pump | 1.0919 | 1.1844 | 1496.9496 | 0.7602 | 0.118 | 3230.25
[16 empty] | Commercial/Industrial | Grocery | Turnover | ENERGY STAR Water Cooler | 2.2235 | 1.3261 | 459.8984 | 0.095219 | 0.095219 | 547.5 | Commercial/Industrial | Schools K-12 | New | Variable Speed Pool Pump | 1.0919 | 1.1844 | 1496.9496 | 0.7602 | 0.118 | 3230.25
[16 empty] | Commercial/Industrial | Healthcare | Turnover | ENERGY STAR Water Cooler | 2.2235 | 1.3261 | 459.8984 | 0.095219 | 0.095219 | 547.5 | Commercial/Industrial | Warehouse | New | Variable Speed Pool Pump | 1.0919 | 1.1844 | 1496.9496 | 0.7602 | 0.118 | 3230.25
[16 empty] | Commercial/Industrial | Hospitals | Turnover | ENERGY STAR Water Cooler | 2.2235 | 1.3261 | 459.8984 | 0.095219 | 0.095219 | 547.5 | Commercial/Industrial | Assembly | New | Variable Speed Pool Pump | 1.0919 | 1.1844 | 1496.9496 | 0.7602 | 0.118 | 3230.25
[16 empty] | Commercial/Industrial | Institutional | Turnover | ENERGY STAR Water Cooler | 2.2235 | 1.3261 | 459.8984 | 0.095219 | 0.095219 | 547.5 | Commercial/Industrial | Healthcare | New | Variable Speed Pool Pump | 1.0919 | 1.1844 | 1496.9496 | 0.7602 | 0.118 | 3230.25
[16 empty] | Commercial/Industrial | Lodging/Hospitality | Turnover | ENERGY STAR Water Cooler | 2.2235 | 1.3261 | 459.8984 | 0.095219 | 0.095219 | 547.5 | Commercial/Industrial | Schools K-12 | New | Variable Speed Pool Pump | 1.0919 | 1.1844 | 1496.9496 | 0.7602 | 0.118 | 3230.25
[16 empty] | Commercial/Industrial | Miscellaneous | Turnover | ENERGY STAR Water Cooler | 2.2235 | 1.3261 | 459.8984 | 0.095219 | 0.095219 | 547.5 | Commercial/Industrial | Warehouse | Turnover | High Bay LED | 3.6938 | 1.4564 | 1495.8247 | 0.18649 | 0.18297 | 1008.4293
[16 empty] | Commercial/Industrial | Offices | Turnover | ENERGY STAR Water Cooler | 2.2235 | 1.3261 | 459.8984 | 0.095219 | 0.095219 | 547.5 | Commercial/Industrial | College and University | New | High Bay LED | 3.6938 | 1.4564 | 1495.8247 | 0.18649 | 0.18297 | 1008.4293
[16 empty] | Commercial/Industrial | Restaurants | Turnover | ENERGY STAR Water Cooler | 2.2235 | 1.3261 | 459.8984 | 0.095219 | 0.095219 | 547.5 | Commercial/Industrial | College and University | Existing | Low-Flow Pre-Rinse Sprayers | 1.867 | 0.66707 | 1485.327 | 0.12005 | 1.0244 | 2261.9741
[16 empty] | Commercial/Industrial | Retail | Turnover | ENERGY STAR Water Cooler | 2.2235 | 1.3261 | 459.8984 | 0.095219 | 0.095219 | 547.5 | Commercial/Industrial | Hospitals | New | Low-Flow Pre-Rinse Sprayers | 1.867 | 0.66707 | 1485.327 | 0.12005 | 1.0244 | 2261.9741
[16 empty] | Commercial/Industrial | Schools K-12 | Turnover | ENERGY STAR Water Cooler | 2.2235 | 1.3261 | 459.8984 | 0.095219 | 0.095219 | 547.5 | Commercial/Industrial | Hospitals | Turnover | High Bay Fluorescent (T5) | 4.8181 | 1.456 | 1397.2872 | 0.16331 | 0.16022 | 883.0693
[16 empty] | Commercial/Industrial | Warehouse | Turnover | ENERGY STAR Water Cooler | 2.2235 | 1.3261 | 459.8984 | 0.095219 | 0.095219 | 547.5 | Commercial/Industrial | Grocery | Turnover | High Bay Fluorescent (T5) | 4.8181 | 1.456 | 1397.2872 | 0.16331 | 0.16022 | 883.0693
[16 empty] | Commercial/Industrial | Assembly | New | ENERGY STAR Water Cooler | 2.2235 | 1.3261 | 459.8984 | 0.095219 | 0.095219 | 547.5 | Commercial/Industrial | Grocery | New | High Bay Fluorescent (T5) | 4.8181 | 1.456 | 1397.2872 | 0.16331 | 0.16022 | 883.0693
[16 empty] | Commercial/Industrial | College and University | New | ENERGY STAR Water Cooler | 2.2235 | 1.3261 | 459.8984 | 0.095219 | 0.095219 | 547.5 | Commercial/Industrial | Retail | New | High Bay Fluorescent (T5) | 4.8181 | 1.456 | 1397.2872 | 0.16331 | 0.16022 | 883.0693
[16 empty] | Commercial/Industrial | Grocery | New | ENERGY STAR Water Cooler | 2.2235 | 1.3261 | 459.8984 | 0.095219 | 0.095219 | 547.5 | Commercial/Industrial | Retail | Existing | Chilled Water Controls Optimization | 3.7416 | 1.0281 | 1291.7874 | 0.35715 | 0.00035595 | 880.3386
[16 empty] | Commercial/Industrial | Healthcare | New | ENERGY STAR Water Cooler | 2.2235 | 1.3261 | 459.8984 | 0.095219 | 0.095219 | 547.5 | Commercial/Industrial | College and University | New | Chilled Water Controls Optimization | 3.7416 | 1.0281 | 1291.7874 | 0.35715 | 0.00035595 | 880.3386
[16 empty] | Commercial/Industrial | Hospitals | New | ENERGY STAR Water Cooler | 2.2235 | 1.3261 | 459.8984 | 0.095219 | 0.095219 | 547.5 | Commercial/Industrial | Hospitals | Turnover | High Bay LED | 3.2666 | 1.4563 | 1273.5645 | 0.16494 | 0.16182 | 891.8853
[16 empty] | Commercial/Industrial | Institutional | New | ENERGY STAR Water Cooler | 2.2235 | 1.3261 | 459.8984 | 0.095219 | 0.095219 | 547.5 | Commercial/Industrial | Lodging/Hospitality | Turnover | High Bay LED | 3.2666 | 1.4563 | 1273.5645 | 0.16494 | 0.16182 | 891.8853
[16 empty] | Commercial/Industrial | Lodging/Hospitality | New | ENERGY STAR Water Cooler | 2.2235 | 1.3261 | 459.8984 | 0.095219 | 0.095219 | 547.5 | Commercial/Industrial | Restaurants | New | High Bay LED | 3.2666 | 1.4563 | 1273.5645 | 0.16494 | 0.16182 | 891.8853
[16 empty] | Commercial/Industrial | Miscellaneous | New | ENERGY STAR Water Cooler | 2.2235 | 1.3261 | 459.8984 | 0.095219 | 0.095219 | 547.5 | Commercial/Industrial | Restaurants | New | High Bay LED | 3.2666 | 1.4563 | 1273.5645 | 0.16494 | 0.16182 | 891.8853
[16 empty] | Commercial/Industrial | Offices | New | ENERGY STAR Water Cooler | 2.2235 | 1.3261 | 459.8984 | 0.095219 | 0.095219 | 547.5 | Commercial/Industrial | Lodging/Hospitality | Existing | Thermostatic Shower Restriction Valve | 8.9024 | 0.83903 | 1236.7559 | 0.05356 | 0.28099 | 763.4095
[16 empty] | Commercial/Industrial | Restaurants | New | ENERGY STAR Water Cooler | 2.2235 | 1.3261 | 459.8984 | 0.095219 | 0.095219 | 547.5 | Commercial/Industrial | Retail | Existing | Thermostatic Shower Restriction Valve | 8.9024 | 0.83903 | 1236.7559 | 0.05356 | 0.28099 | 763.4095
[16 empty] | Commercial/Industrial | Retail | New | ENERGY STAR Water Cooler | 2.2235 | 1.3261 | 459.8984 | 0.095219 | 0.095219 | 547.5 | Commercial/Industrial | Lodging/Hospitality | New | Thermostatic Shower Restriction Valve | 8.9024 | 0.83903 | 1236.7559 | 0.05356 | 0.28099 | 763.4095
[16 empty] | Commercial/Industrial | Schools K-12 | New | ENERGY STAR Water Cooler | 2.2235 | 1.3261 | 459.8984 | 0.095219 | 0.095219 | 547.5 | Commercial/Industrial | Retail | New | Thermostatic Shower Restriction Valve | 8.9024 | 0.83903 | 1236.7559 | 0.05356 | 0.28099 | 763.4095
[16 empty] | Commercial/Industrial | Warehouse | New | ENERGY STAR Water Cooler | 2.2235 | 1.3261 | 459.8984 | 0.095219 | 0.095219 | 547.5 | Commercial/Industrial | Grocery | Turnover | High Bay Fluorescent (T5) | 4.1797 | 1.456 | 1174.1676 | 0.14167 | 0.13899 | 766.0747
[16 empty] | Commercial/Industrial | Assembly | Turnover | LED Linear - Fixture Replacement | 7.0401 | 1.3126 | 453.6698 | 0.05923 | 0.01355 | 244.345 | Commercial/Industrial | Grocery | New | High Bay Fluorescent (T5) | 4.1797 | 1.456 | 1174.1676 | 0.14167 | 0.13899 | 766.0747
[16 empty] | Commercial/Industrial | Assembly | New | LED Linear - Fixture Replacement | 7.0401 | 1.3126 | 453.6698 | 0.05923 | 0.01355 | 244.345 | Commercial/Industrial | College and University | Turnover | High Bay Fluorescent (T5) | 4.1043 | 1.4564 | 1147.4238 | 0.13908 | 0.13645 | 752.0513
[16 empty] | Commercial/Industrial | Institutional | Turnover | High Efficiency Chiller (Water cooled-centrifugal, 200 tons) | 0.82589 | 1.2337 | 423.2266 | 3.4134 | 0.14785 | 8669.904 | Commercial/Industrial | Hospitals | New | High Bay Fluorescent (T5) | 4.1043 | 1.4564 | 1147.4238 | 0.13908 | 0.13645 | 752.0513
[16 empty] | Commercial/Industrial | Institutional | New | High Efficiency Chiller (Water cooled-centrifugal, 200 tons) | 0.82589 | 1.2337 | 423.2266 | 3.4134 | 0.14785 | 8669.904 | Commercial/Industrial | Lodging/Hospitality | Existing | Dedicated Outdoor Air System on VRF unit | 1.1445 | 1.2992 | 1091.3633 | 0.52396 | 0.52959 | 1721.9094
[16 empty] | Commercial/Industrial | Assembly | Turnover | LED Display Lighting (Exterior) | 3.9261 | 2.1667 | 395.8859 | 0 | 0 | 377.692 | Commercial/Industrial | Warehouse | New | Dedicated Outdoor Air System on VRF unit | 1.1445 | 1.2992 | 1091.3633 | 0.52396 | 0.52959 | 1721.9094
[16 empty] | Commercial/Industrial | College and University | Turnover | LED Display Lighting (Exterior) | 3.9261 | 2.1667 | 395.8859 | 0 | 0 | 377.692 | Commercial/Industrial | Warehouse | Turnover | High Bay LED | 2.8335 | 1.4562 | 1048.2174 | 0.14308 | 0.14038 | 773.7227
[16 empty] | Commercial/Industrial | Grocery | Turnover | LED Display Lighting (Exterior) | 3.9261 | 2.1667 | 395.8859 | 0 | 0 | 377.692 | Commercial/Industrial | Grocery | New | High Bay LED | 2.8335 | 1.4562 | 1048.2174 | 0.14308 | 0.14038 | 773.7227
[16 empty] | Commercial/Industrial | Healthcare | Turnover | LED Display Lighting (Exterior) | 3.9261 | 2.1667 | 395.8859 | 0 | 0 | 377.692 | Commercial/Industrial | Restaurants | Turnover | High Bay LED | 2.7813 | 1.456 | 1021.2067 | 0.14047 | 0.13781 | 759.5593
[16 empty] | Commercial/Industrial | Hospitals | Turnover | LED Display Lighting (Exterior) | 3.9261 | 2.1667 | 395.8859 | 0 | 0 | 377.692 | Commercial/Industrial | Retail | New | High Bay LED | 2.7813 | 1.456 | 1021.2067 | 0.14047 | 0.13781 | 759.5593
[16 empty] | Commercial/Industrial | Institutional | Turnover | LED Display Lighting (Exterior) | 3.9261 | 2.1667 | 395.8859 | 0 | 0 | 377.692 | Commercial/Industrial | Grocery | Existing | Thermostatic Shower Restriction Valve | 8.349 | 1.0425 | 1013.2626 | 0.070379 | 0.18398 | 763.4095
[16 empty] | Commercial/Industrial | Lodging/Hospitality | Turnover | LED Display Lighting (Exterior) | 3.9261 | 2.1667 | 395.8859 | 0 | 0 | 377.692 | Commercial/Industrial | Grocery | New | Thermostatic Shower Restriction Valve | 8.349 | 1.0425 | 1013.2626 | 0.070379 | 0.18398 | 763.4095
[16 empty] | Commercial/Industrial | Miscellaneous | Turnover | LED Display Lighting (Exterior) | 3.9261 | 2.1667 | 395.8859 | 0 | 0 | 377.692 | Commercial/Industrial | Grocery | Turnover | High Bay Fluorescent (T5) | 3.6702 | 1.4563 | 995.7483 | 0.12437 | 0.12202 | 672.519
[16 empty] | Commercial/Industrial | Offices | Turnover | LED Display Lighting (Exterior) | 3.9261 | 2.1667 | 395.8859 | 0 | 0 | 377.692 | Commercial/Industrial | Restaurants | New | High Bay Fluorescent (T5) | 3.6702 | 1.4563 | 995.7483 | 0.12437 | 0.12202 | 672.519
[16 empty] | Commercial/Industrial | Restaurants | Turnover | LED Display Lighting (Exterior) | 3.9261 | 2.1667 | 395.8859 | 0 | 0 | 377.692 | Commercial/Industrial | Retail | Turnover | LED Display Lighting (Interior) | 8.4582 | 1.2935 | 989.7759 | 0.1264 | 9.1014e-06 | 521.136
[16 empty] | Commercial/Industrial | Retail | Turnover | LED Display Lighting (Exterior) | 3.9261 | 2.1667 | 395.8859 | 0 | 0 | 377.692 | Commercial/Industrial | Offices | New | LED Display Lighting (Interior) | 8.4582 | 1.2935 | 989.7759 | 0.1264 | 9.1014e-06 | 521.136
[16 empty] | Commercial/Industrial | Schools K-12 | Turnover | LED Display Lighting (Exterior) | 3.9261 | 2.1667 | 395.8859 | 0 | 0 | 377.692 | Commercial/Industrial | Offices | Existing | ECM Motors on Furnaces | 1.5069 | 1.3669 | 975.3053 | 0 | 0.1222 | 1070.4441
[16 empty] | Commercial/Industrial | Warehouse | Turnover | LED Display Lighting (Exterior) | 3.9261 | 2.1667 | 395.8859 | 0 | 0 | 377.692 | Commercial/Industrial | Warehouse | New | ECM Motors on Furnaces | 1.5069 | 1.3669 | 975.3053 | 0 | 0.1222 | 1070.4441
[16 empty] | Commercial/Industrial | Assembly | New | LED Display Lighting (Exterior) | 3.9261 | 2.1667 | 395.8859 | 0 | 0 | 377.692 | Commercial/Industrial | Warehouse | Turnover | High Bay Fluorescent (T5) | 3.607 | 1.4564 | 973.5892 | 0.12222 | 0.11991 | 660.8997
[16 empty] | Commercial/Industrial | College and University | New | LED Display Lighting (Exterior) | 3.9261 | 2.1667 | 395.8859 | 0 | 0 | 377.692 | Commercial/Industrial | Healthcare | New | High Bay Fluorescent (T5) | 3.607 | 1.4564 | 973.5892 | 0.12222 | 0.11991 | 660.8997
[16 empty] | Commercial/Industrial | Grocery | New | LED Display Lighting (Exterior) | 3.9261 | 2.1667 | 395.8859 | 0 | 0 | 377.692 | Commercial/Industrial | Healthcare | Existing | Low-Flow Pre-Rinse Sprayers | 1.6636 | 0.91638 | 961.3143 | 0.20853 | 0.54512 | 2261.9741
[16 empty] | Commercial/Industrial | Healthcare | New | LED Display Lighting (Exterior) | 3.9261 | 2.1667 | 395.8859 | 0 | 0 | 377.692 | Commercial/Industrial | Lodging/Hospitality | Existing | Low-Flow Pre-Rinse Sprayers | 1.6636 | 0.91638 | 961.3143 | 0.20853 | 0.54512 | 2261.9741
[16 empty] | Commercial/Industrial | Hospitals | New | LED Display Lighting (Exterior) | 3.9261 | 2.1667 | 395.8859 | 0 | 0 | 377.692 | Commercial/Industrial | Lodging/Hospitality | Existing | Low-Flow Pre-Rinse Sprayers | 1.6636 | 0.91638 | 961.3143 | 0.20853 | 0.54512 | 2261.9741
[16 empty] | Commercial/Industrial | Institutional | New | LED Display Lighting (Exterior) | 3.9261 | 2.1667 | 395.8859 | 0 | 0 | 377.692 | Commercial/Industrial | Grocery | Existing | Low-Flow Pre-Rinse Sprayers | 1.6636 | 0.91638 | 961.3143 | 0.20853 | 0.54512 | 2261.9741
[16 empty] | Commercial/Industrial | Lodging/Hospitality | New | LED Display Lighting (Exterior) | 3.9261 | 2.1667 | 395.8859 | 0 | 0 | 377.692 | Commercial/Industrial | Grocery | Existing | Low-Flow Pre-Rinse Sprayers | 1.6636 | 0.91638 | 961.3143 | 0.20853 | 0.54512 | 2261.9741
[16 empty] | Commercial/Industrial | Miscellaneous | New | LED Display Lighting (Exterior) | 3.9261 | 2.1667 | 395.8859 | 0 | 0 | 377.692 | Commercial/Industrial | Miscellaneous | Existing | Low-Flow Pre-Rinse Sprayers | 1.6636 | 0.91638 | 961.3143 | 0.20853 | 0.54512 | 2261.9741
[16 empty] | Commercial/Industrial | Offices | New | LED Display Lighting (Exterior) | 3.9261 | 2.1667 | 395.8859 | 0 | 0 | 377.692 | Commercial/Industrial | Miscellaneous | Existing | Low-Flow Pre-Rinse Sprayers | 1.6636 | 0.91638 | 961.3143 | 0.20853 | 0.54512 | 2261.9741
[16 empty] | Commercial/Industrial | Restaurants | New | LED Display Lighting (Exterior) | 3.9261 | 2.1667 | 395.8859 | 0 | 0 | 377.692 | Commercial/Industrial | Lodging/Hospitality | Existing | Low-Flow Pre-Rinse Sprayers | 1.6636 | 0.91638 | 961.3143 | 0.20853 | 0.54512 | 2261.9741
[16 empty] | Commercial/Industrial | Retail | New | LED Display Lighting (Exterior) | 3.9261 | 2.1667 | 395.8859 | 0 | 0 | 377.692 | Commercial/Industrial | Lodging/Hospitality | Existing | Low-Flow Pre-Rinse Sprayers | 1.6636 | 0.91638 | 961.3143 | 0.20853 | 0.54512 | 2261.9741
[16 empty] | Commercial/Industrial | Schools K-12 | New | LED Display Lighting (Exterior) | 3.9261 | 2.1667 | 395.8859 | 0 | 0 | 377.692 | Commercial/Industrial | Grocery | Existing | Low-Flow Pre-Rinse Sprayers | 1.6636 | 0.91638 | 961.3143 | 0.20853 | 0.54512 | 2261.9741
[16 empty] | Commercial/Industrial | Warehouse | New | LED Display Lighting (Exterior) | 3.9261 | 2.1667 | 395.8859 | 0 | 0 | 377.692 | Commercial/Industrial | Grocery | New | Low-Flow Pre-Rinse Sprayers | 1.6636 | 0.91638 | 961.3143 | 0.20853 | 0.54512 | 2261.9741
[16 empty] | Commercial/Industrial | Assembly | Existing | PSC to ECM Evaporator Fan Motor (Reach-In) | 1.3749 | 1.4925 | 379.4552 | 0.070139 | 0.0064253 | 503.9324 | Commercial/Industrial | Institutional | New | Low-Flow Pre-Rinse Sprayers | 1.6636 | 0.91638 | 961.3143 | 0.20853 | 0.54512 | 2261.9741
[16 empty] | Commercial/Industrial | Grocery | Existing | PSC to ECM Evaporator Fan Motor (Reach-In) | 1.3749 | 1.4925 | 379.4552 | 0.070139 | 0.0064253 | 503.9324 | Commercial/Industrial | Institutional | New | Low-Flow Pre-Rinse Sprayers | 1.6636 | 0.91638 | 961.3143 | 0.20853 | 0.54512 | 2261.9741
[16 empty] | Commercial/Industrial | Institutional | Existing | PSC to ECM Evaporator Fan Motor (Reach-In) | 1.3749 | 1.4925 | 379.4552 | 0.070139 | 0.0064253 | 503.9324 | Commercial/Industrial | Institutional | New | Low-Flow Pre-Rinse Sprayers | 1.6636 | 0.91638 | 961.3143 | 0.20853 | 0.54512 | 2261.9741
[16 empty] | Commercial/Industrial | Miscellaneous | Existing | PSC to ECM Evaporator Fan Motor (Reach-In) | 1.3749 | 1.4925 | 379.4552 | 0.070139 | 0.0064253 | 503.9324 | Commercial/Industrial | Institutional | New | Low-Flow Pre-Rinse Sprayers | 1.6636 | 0.91638 | 961.3143 | 0.20853 | 0.54512 | 2261.9741
[16 empty] | Commercial/Industrial | Offices | Existing | PSC to ECM Evaporator Fan Motor (Reach-In) | 1.3749 | 1.4925 | 379.4552 | 0.070139 | 0.0064253 | 503.9324 | Commercial/Industrial | Lodging/Hospitality | New | Low-Flow Pre-Rinse Sprayers | 1.6636 | 0.91638 | 961.3143 | 0.20853 | 0.54512 | 2261.9741
[16 empty] | Commercial/Industrial | Retail | Existing | PSC to ECM Evaporator Fan Motor (Reach-In) | 1.3749 | 1.4925 | 379.4552 | 0.070139 | 0.0064253 | 503.9324 | Commercial/Industrial | Lodging/Hospitality | New | Low-Flow Pre-Rinse Sprayers | 1.6636 | 0.91638 | 961.3143 | 0.20853 | 0.54512 | 2261.9741
[16 empty] | Commercial/Industrial | Warehouse | Existing | PSC to ECM Evaporator Fan Motor (Reach-In) | 1.3749 | 1.4925 | 379.4552 | 0.070139 | 0.0064253 | 503.9324 | Commercial/Industrial | Schools K-12 | New | Low-Flow Pre-Rinse Sprayers | 1.6636 | 0.91638 | 961.3143 | 0.20853 | 0.54512 | 2261.9741
[16 empty] | Commercial/Industrial | Assembly | New | PSC to ECM Evaporator Fan Motor (Reach-In) | 1.3749 | 1.4925 | 379.4552 | 0.070139 | 0.0064253 | 503.9324 | Commercial/Industrial | Schools K-12 | New | Low-Flow Pre-Rinse Sprayers | 1.6636 | 0.91638 | 961.3143 | 0.20853 | 0.54512 | 2261.9741
[16 empty] | Commercial/Industrial | Grocery | New | PSC to ECM Evaporator Fan Motor (Reach-In) | 1.3749 | 1.4925 | 379.4552 | 0.070139 | 0.0064253 | 503.9324 | Commercial/Industrial | Institutional | New | Low-Flow Pre-Rinse Sprayers | 1.6636 | 0.91638 | 961.3143 | 0.20853 | 0.54512 | 2261.9741
[16 empty] | Commercial/Industrial | Institutional | New | PSC to ECM Evaporator Fan Motor (Reach-In) | 1.3749 | 1.4925 | 379.4552 | 0.070139 | 0.0064253 | 503.9324 | Commercial/Industrial | Institutional | Turnover | High Bay Fluorescent (T5) | 3.5561 | 1.4562 | 956.0147 | 0.12052 | 0.11824 | 651.6843
[16 empty] | Commercial/Industrial | Miscellaneous | New | PSC to ECM Evaporator Fan Motor (Reach-In) | 1.3749 | 1.4925 | 379.4552 | 0.070139 | 0.0064253 | 503.9324 | Commercial/Industrial | Restaurants | New | High Bay Fluorescent (T5) | 3.5561 | 1.4562 | 956.0147 | 0.12052 | 0.11824 | 651.6843
[16 empty] | Commercial/Industrial | Offices | New | PSC to ECM Evaporator Fan Motor (Reach-In) | 1.3749 | 1.4925 | 379.4552 | 0.070139 | 0.0064253 | 503.9324 | Commercial/Industrial | Restaurants | Turnover | LED Display Lighting (Interior) | 8.523 | 1.6349 | 955.1224 | 0.067152 | 0.062943 | 639.388
[16 empty] | Commercial/Industrial | Retail | New | PSC to ECM Evaporator Fan Motor (Reach-In) | 1.3749 | 1.4925 | 379.4552 | 0.070139 | 0.0064253 | 503.9324 | Commercial/Industrial | Schools K-12 | New | LED Display Lighting (Interior) | 8.523 | 1.6349 | 955.1224 | 0.067152 | 0.062943 | 639.388
[16 empty] | Commercial/Industrial | Warehouse | New | PSC to ECM Evaporator Fan Motor (Reach-In) | 1.3749 | 1.4925 | 379.4552 | 0.070139 | 0.0064253 | 503.9324 | Commercial/Industrial | Schools K-12 | Turnover | High Efficiency PTHP | 2.776 | 1.0808 | 938.7313 | 0.22227 | 8.1383e-05 | 446.895
[16 empty] | Commercial/Industrial | Assembly | Turnover | Energy Star Hot Food Holding Cabinet | 0.89754 | 1.3382 | 375.3495 | 0.31862 | 0.15417 | 1730.1 | Commercial/Industrial | Hospitals | New | High Efficiency PTHP | 2.776 | 1.0808 | 938.7313 | 0.22227 | 8.1383e-05 | 446.895
[16 empty] | Commercial/Industrial | College and University | Turnover | Energy Star Hot Food Holding Cabinet | 0.89754 | 1.3382 | 375.3495 | 0.31862 | 0.15417 | 1730.1 | Commercial/Industrial | Hospitals | Turnover | LED Linear - Fixture Replacement | 13.408 | 1.292 | 929.9578 | 0.11487 | 6.293e-06 | 471.0182
[16 empty] | Commercial/Industrial | Grocery | Turnover | Energy Star Hot Food Holding Cabinet | 0.89754 | 1.3382 | 375.3495 | 0.31862 | 0.15417 | 1730.1 | Commercial/Industrial | College and University | New | LED Linear - Fixture Replacement | 13.408 | 1.292 | 929.9578 | 0.11487 | 6.293e-06 | 471.0182
[16 empty] | Commercial/Industrial | Healthcare | Turnover | Energy Star Hot Food Holding Cabinet | 0.89754 | 1.3382 | 375.3495 | 0.31862 | 0.15417 | 1730.1 | Commercial/Industrial | College and University | Turnover | High Efficiency PTHP | 2.7412 | 1.0805 | 922.8388 | 0.21955 | 8.0388e-05 | 441.4321
[16 empty] | Commercial/Industrial | Hospitals | Turnover | Energy Star Hot Food Holding Cabinet | 0.89754 | 1.3382 | 375.3495 | 0.31862 | 0.15417 | 1730.1 | Commercial/Industrial | Institutional | New | High Efficiency PTHP | 2.7412 | 1.0805 | 922.8388 | 0.21955 | 8.0388e-05 | 441.4321
[16 empty] | Commercial/Industrial | Institutional | Turnover | Energy Star Hot Food Holding Cabinet | 0.89754 | 1.3382 | 375.3495 | 0.31862 | 0.15417 | 1730.1 | Commercial/Industrial | Institutional | Existing | Dedicated Outdoor Air System on VRF unit | 1.0903 | 1.2992 | 904.094 | 0.49919 | 0.50455 | 1640.5025
[16 empty] | Commercial/Industrial | Lodging/Hospitality | Turnover | Energy Star Hot Food Holding Cabinet | 0.89754 | 1.3382 | 375.3495 | 0.31862 | 0.15417 | 1730.1 | Commercial/Industrial | Restaurants | New | Dedicated Outdoor Air System on VRF unit | 1.0903 | 1.2992 | 904.094 | 0.49919 | 0.50455 | 1640.5025
[16 empty] | Commercial/Industrial | Miscellaneous | Turnover | Energy Star Hot Food Holding Cabinet | 0.89754 | 1.3382 | 375.3495 | 0.31862 | 0.15417 | 1730.1 | Commercial/Industrial | Restaurants | Turnover | LED Linear - Fixture Replacement | 13.4714 | 1.6352 | 896.2034 | 0.060559 | 0.056172 | 577.8979
[16 empty] | Commercial/Industrial | Offices | Turnover | Energy Star Hot Food Holding Cabinet | 0.89754 | 1.3382 | 375.3495 | 0.31862 | 0.15417 | 1730.1 | Commercial/Industrial | Hospitals | New | LED Linear - Fixture Replacement | 13.4714 | 1.6352 | 896.2034 | 0.060559 | 0.056172 | 577.8979
[16 empty] | Commercial/Industrial | Restaurants | Turnover | Energy Star Hot Food Holding Cabinet | 0.89754 | 1.3382 | 375.3495 | 0.31862 | 0.15417 | 1730.1 | Commercial/Industrial | Hospitals | Turnover | High Efficiency PTAC | 2.683 | 1.0809 | 895.0317 | 0.21483 | 0 | 431.8047
[16 empty] | Commercial/Industrial | Retail | Turnover | Energy Star Hot Food Holding Cabinet | 0.89754 | 1.3382 | 375.3495 | 0.31862 | 0.15417 | 1730.1 | Commercial/Industrial | Lodging/Hospitality | New | High Efficiency PTAC | 2.683 | 1.0809 | 895.0317 | 0.21483 | 0 | 431.8047
[16 empty] | Commercial/Industrial | Schools K-12 | Turnover | Energy Star Hot Food Holding Cabinet | 0.89754 | 1.3382 | 375.3495 | 0.31862 | 0.15417 | 1730.1 | Commercial/Industrial | Lodging/Hospitality | Turnover | LED Display Lighting (Interior) | 7.8129 | 1.3074 | 892.8904 | 0.11606 | 0.026219 | 472.632
[16 empty] | Commercial/Industrial | Warehouse | Turnover | Energy Star Hot Food Holding Cabinet | 0.89754 | 1.3382 | 375.3495 | 0.31862 | 0.15417 | 1730.1 | Commercial/Industrial | Healthcare | New | LED Display Lighting (Interior) | 7.8129 | 1.3074 | 892.8904 | 0.11606 | 0.026219 | 472.632
[16 empty] | Commercial/Industrial | Assembly | New | Energy Star Hot Food Holding Cabinet | 0.89754 | 1.3382 | 375.3495 | 0.31862 | 0.15417 | 1730.1 | Commercial/Industrial | Healthcare | Turnover | High Efficiency PTHP | 2.6703 | 1.0809 | 889.2488 | 0.21381 | 7.8285e-05 | 429.886
[16 empty] | Commercial/Industrial | College and University | New | Energy Star Hot Food Holding Cabinet | 0.89754 | 1.3382 | 375.3495 | 0.31862 | 0.15417 | 1730.1 | Commercial/Industrial | Restaurants | New | High Efficiency PTHP | 2.6703 | 1.0809 | 889.2488 | 0.21381 | 7.8285e-05 | 429.886
[16 empty] | Commercial/Industrial | Grocery | New | Energy Star Hot Food Holding Cabinet | 0.89754 | 1.3382 | 375.3495 | 0.31862 | 0.15417 | 1730.1 | Commercial/Industrial | Restaurants | Existing | Thermostatic Shower Restriction Valve | 8.5805 | 1.3131 | 886.6315 | 0.12901 | 0.085808 | 763.4095
[16 empty] | Commercial/Industrial | Healthcare | New | Energy Star Hot Food Holding Cabinet | 0.89754 | 1.3382 | 375.3495 | 0.31862 | 0.15417 | 1730.1 | Commercial/Industrial | Restaurants | Existing | Thermostatic Shower Restriction Valve | 8.5805 | 1.3131 | 886.6315 | 0.12901 | 0.085808 | 763.4095
[16 empty] | Commercial/Industrial | Hospitals | New | Energy Star Hot Food Holding Cabinet | 0.89754 | 1.3382 | 375.3495 | 0.31862 | 0.15417 | 1730.1 | Commercial/Industrial | Restaurants | Existing | Thermostatic Shower Restriction Valve | 8.5805 | 1.3131 | 886.6315 | 0.12901 | 0.085808 | 763.4095
[16 empty] | Commercial/Industrial | Institutional | New | Energy Star Hot Food Holding Cabinet | 0.89754 | 1.3382 | 375.3495 | 0.31862 | 0.15417 | 1730.1 | Commercial/Industrial | Miscellaneous | New | Thermostatic Shower Restriction Valve | 8.5805 | 1.3131 | 886.6315 | 0.12901 | 0.085808 | 763.4095
[16 empty] | Commercial/Industrial | Lodging/Hospitality | New | Energy Star Hot Food Holding Cabinet | 0.89754 | 1.3382 | 375.3495 | 0.31862 | 0.15417 | 1730.1 | Commercial/Industrial | Miscellaneous | New | Thermostatic Shower Restriction Valve | 8.5805 | 1.3131 | 886.6315 | 0.12901 | 0.085808 | 763.4095
[16 empty] | Commercial/Industrial | Miscellaneous | New | Energy Star Hot Food Holding Cabinet | 0.89754 | 1.3382 | 375.3495 | 0.31862 | 0.15417 | 1730.1 | Commercial/Industrial | Offices | New | Thermostatic Shower Restriction Valve | 8.5805 | 1.3131 | 886.6315 | 0.12901 | 0.085808 | 763.4095
[16 empty] | Commercial/Industrial | Offices | New | Energy Star Hot Food Holding Cabinet | 0.89754 | 1.3382 | 375.3495 | 0.31862 | 0.15417 | 1730.1 | Commercial/Industrial | Offices | Turnover | LED Display Lighting (Interior) | 7.6026 | 1.2933 | 879.6589 | 0.11363 | 8.182e-06 | 468.496
[16 empty] | Commercial/Industrial | Restaurants | New | Energy Star Hot Food Holding Cabinet | 0.89754 | 1.3382 | 375.3495 | 0.31862 | 0.15417 | 1730.1 | Commercial/Industrial | Institutional | New | LED Display Lighting (Interior) | 7.6026 | 1.2933 | 879.6589 | 0.11363 | 8.182e-06 | 468.496
[16 empty] | Commercial/Industrial | Retail | New | Energy Star Hot Food Holding Cabinet | 0.89754 | 1.3382 | 375.3495 | 0.31862 | 0.15417 | 1730.1 | Commercial/Industrial | Institutional | Turnover | Energy Star Commercial Glass Door Refrigerator | 2.1961 | 1.401 | 875.6997 | 0.13478 | 0.046356 | 922.8665
[16 empty] | Commercial/Industrial | Schools K-12 | New | Energy Star Hot Food Holding Cabinet | 0.89754 | 1.3382 | 375.3495 | 0.31862 | 0.15417 | 1730.1 | Commercial/Industrial | Restaurants | Turnover | Energy Star Commercial Glass Door Refrigerator | 2.1961 | 1.401 | 875.6997 | 0.13478 | 0.046356 | 922.8665
[16 empty] | Commercial/Industrial | Warehouse | New | Energy Star Hot Food Holding Cabinet | 0.89754 | 1.3382 | 375.3495 | 0.31862 | 0.15417 | 1730.1 | Commercial/Industrial | Restaurants | Turnover | Energy Star Commercial Glass Door Refrigerator | 2.1961 | 1.401 | 875.6997 | 0.13478 | 0.046356 | 922.8665
[16 empty] | Commercial/Industrial | Assembly | Existing | Anti-Sweat Controls | 1.3026 | 1.4558 | 374.3808 | 0.081727 | 0.082167 | 1022.6336 | Commercial/Industrial | Assembly | Turnover | Energy Star Commercial Glass Door Refrigerator | 2.1961 | 1.401 | 875.6997 | 0.13478 | 0.046356 | 922.8665
[16 empty] | Commercial/Industrial | Grocery | Existing | Anti-Sweat Controls | 1.3026 | 1.4558 | 374.3808 | 0.081727 | 0.082167 | 1022.6336 | Commercial/Industrial | Healthcare | Turnover | Energy Star Commercial Glass Door Refrigerator | 2.1961 | 1.401 | 875.6997 | 0.13478 | 0.046356 | 922.8665
[16 empty] | Commercial/Industrial | Institutional | Existing | Anti-Sweat Controls | 1.3026 | 1.4558 | 374.3808 | 0.081727 | 0.082167 | 1022.6336 | Commercial/Industrial | Institutional | Turnover | Energy Star Commercial Glass Door Refrigerator | 2.1961 | 1.401 | 875.6997 | 0.13478 | 0.046356 | 922.8665
[16 empty] | Commercial/Industrial | Miscellaneous | Existing | Anti-Sweat Controls | 1.3026 | 1.4558 | 374.3808 | 0.081727 | 0.082167 | 1022.6336 | Commercial/Industrial | Miscellaneous | Turnover | Energy Star Commercial Glass Door Refrigerator | 2.1961 | 1.401 | 875.6997 | 0.13478 | 0.046356 | 922.8665
[16 empty] | Commercial/Industrial | Offices | Existing | Anti-Sweat Controls | 1.3026 | 1.4558 | 374.3808 | 0.081727 | 0.082167 | 1022.6336 | Commercial/Industrial | Offices | New | Energy Star Commercial Glass Door Refrigerator | 2.1961 | 1.401 | 875.6997 | 0.13478 | 0.046356 | 922.8665
[16 empty] | Commercial/Industrial | Retail | Existing | Anti-Sweat Controls | 1.3026 | 1.4558 | 374.3808 | 0.081727 | 0.082167 | 1022.6336 | Commercial/Industrial | Schools K-12 | New | Energy Star Commercial Glass Door Refrigerator | 2.1961 | 1.401 | 875.6997 | 0.13478 | 0.046356 | 922.8665
[16 empty] | Commercial/Industrial | Warehouse | Existing | Anti-Sweat Controls | 1.3026 | 1.4558 | 374.3808 | 0.081727 | 0.082167 | 1022.6336 | Commercial/Industrial | Offices | New | Energy Star Commercial Glass Door Refrigerator | 2.1961 | 1.401 | 875.6997 | 0.13478 | 0.046356 | 922.8665
[16 empty] | Commercial/Industrial | Assembly | New | Anti-Sweat Controls | 1.3026 | 1.4558 | 374.3808 | 0.081727 | 0.082167 | 1022.6336 | Commercial/Industrial | Offices | New | Energy Star Commercial Glass Door Refrigerator | 2.1961 | 1.401 | 875.6997 | 0.13478 | 0.046356 | 922.8665
[16 empty] | Commercial/Industrial | Grocery | New | Anti-Sweat Controls | 1.3026 | 1.4558 | 374.3808 | 0.081727 | 0.082167 | 1022.6336 | Commercial/Industrial | Restaurants | New | Energy Star Commercial Glass Door Refrigerator | 2.1961 | 1.401 | 875.6997 | 0.13478 | 0.046356 | 922.8665
[16 empty] | Commercial/Industrial | Institutional | New | Anti-Sweat Controls | 1.3026 | 1.4558 | 374.3808 | 0.081727 | 0.082167 | 1022.6336 | Commercial/Industrial | Restaurants | New | Energy Star Commercial Glass Door Refrigerator | 2.1961 | 1.401 | 875.6997 | 0.13478 | 0.046356 | 922.8665
[16 empty] | Commercial/Industrial | Miscellaneous | New | Anti-Sweat Controls | 1.3026 | 1.4558 | 374.3808 | 0.081727 | 0.082167 | 1022.6336 | Commercial/Industrial | Assembly | New | Energy Star Commercial Glass Door Refrigerator | 2.1961 | 1.401 | 875.6997 | 0.13478 | 0.046356 | 922.8665
[16 empty] | Commercial/Industrial | Offices | New | Anti-Sweat Controls | 1.3026 | 1.4558 | 374.3808 | 0.081727 | 0.082167 | 1022.6336 | Commercial/Industrial | Healthcare | Turnover | High Bay LED | 2.4876 | 1.4562 | 868.0169 | 0.12561 | 0.12324 | 679.233
[16 empty] | Commercial/Industrial | Retail | New | Anti-Sweat Controls | 1.3026 | 1.4558 | 374.3808 | 0.081727 | 0.082167 | 1022.6336 | Commercial/Industrial | Institutional | New | High Bay LED | 2.4876 | 1.4562 | 868.0169 | 0.12561 | 0.12324 | 679.233
[16 empty] | Commercial/Industrial | Warehouse | New | Anti-Sweat Controls | 1.3026 | 1.4558 | 374.3808 | 0.081727 | 0.082167 | 1022.6336 | Commercial/Industrial | Miscellaneous | Turnover | High Efficiency PTAC | 2.6235 | 1.0809 | 867.1888 | 0.21007 | 0 | 422.2356
[16 empty] | Commercial/Industrial | Schools K-12 | Turnover | LED Display Lighting (Interior) | 3.6963 | 1.3072 | 369.5849 | 0.054915 | 0.012405 | 223.626 | Commercial/Industrial | Offices | New | High Efficiency PTAC | 2.6235 | 1.0809 | 867.1888 | 0.21007 | 0 | 422.2356
[16 empty] | Commercial/Industrial | Schools K-12 | New | LED Display Lighting (Interior) | 3.6963 | 1.3072 | 369.5849 | 0.054915 | 0.012405 | 223.626 | Commercial/Industrial | Schools K-12 | Existing | Faucet Aerator | 3.6497 | 0.74867 | 866.4312 | 0.027988 | 0.23883 | 527.3687
[16 empty] | Commercial/Industrial | Schools K-12 | Turnover | LED Linear - Fixture Replacement | 5.8181 | 1.3114 | 365.3587 | 0.048995 | 0.011208 | 202.1198 | Commercial/Industrial | Healthcare | New | Faucet Aerator | 3.6497 | 0.74867 | 866.4312 | 0.027988 | 0.23883 | 527.3687
[16 empty] | Commercial/Industrial | Schools K-12 | New | LED Linear - Fixture Replacement | 5.8181 | 1.3114 | 365.3587 | 0.048995 | 0.011208 | 202.1198 | Commercial/Industrial | Healthcare | Turnover | High Bay LED | 2.4449 | 1.4564 | 845.6366 | 0.12344 | 0.12111 | 667.4977
[16 empty] | Commercial/Industrial | College and University | Existing | PSC to ECM Evaporator Fan Motor (Reach-In) | 1.3916 | 1.562 | 364.0554 | 0.065337 | 0.054728 | 503.9324 | Commercial/Industrial | Assembly | New | High Bay LED | 2.4449 | 1.4564 | 845.6366 | 0.12344 | 0.12111 | 667.4977
[16 empty] | Commercial/Industrial | Healthcare | Existing | PSC to ECM Evaporator Fan Motor (Reach-In) | 1.3916 | 1.562 | 364.0554 | 0.065337 | 0.054728 | 503.9324 | Commercial/Industrial | Assembly | Turnover | LED Linear - Fixture Replacement | 12.2974 | 1.3115 | 836.0548 | 0.10355 | 0.023688 | 427.1789
[16 empty] | Commercial/Industrial | Hospitals | Existing | PSC to ECM Evaporator Fan Motor (Reach-In) | 1.3916 | 1.562 | 364.0554 | 0.065337 | 0.054728 | 503.9324 | Commercial/Industrial | Assembly | New | LED Linear - Fixture Replacement | 12.2974 | 1.3115 | 836.0548 | 0.10355 | 0.023688 | 427.1789
[16 empty] | Commercial/Industrial | Lodging/Hospitality | Existing | PSC to ECM Evaporator Fan Motor (Reach-In) | 1.3916 | 1.562 | 364.0554 | 0.065337 | 0.054728 | 503.9324 | Commercial/Industrial | College and University | Turnover | Energy Star Commercial Glass Door Refrigerator | 2.1719 | 1.4668 | 834.914 | 0.11965 | 0.10023 | 922.8665
[16 empty] | Commercial/Industrial | Restaurants | Existing | PSC to ECM Evaporator Fan Motor (Reach-In) | 1.3916 | 1.562 | 364.0554 | 0.065337 | 0.054728 | 503.9324 | Commercial/Industrial | Grocery | Turnover | Energy Star Commercial Glass Door Refrigerator | 2.1719 | 1.4668 | 834.914 | 0.11965 | 0.10023 | 922.8665
[16 empty] | Commercial/Industrial | Schools K-12 | Existing | PSC to ECM Evaporator Fan Motor (Reach-In) | 1.3916 | 1.562 | 364.0554 | 0.065337 | 0.054728 | 503.9324 | Commercial/Industrial | Healthcare | Turnover | Energy Star Commercial Glass Door Refrigerator | 2.1719 | 1.4668 | 834.914 | 0.11965 | 0.10023 | 922.8665
[16 empty] | Commercial/Industrial | College and University | New | PSC to ECM Evaporator Fan Motor (Reach-In) | 1.3916 | 1.562 | 364.0554 | 0.065337 | 0.054728 | 503.9324 | Commercial/Industrial | Hospitals | Turnover | Energy Star Commercial Glass Door Refrigerator | 2.1719 | 1.4668 | 834.914 | 0.11965 | 0.10023 | 922.8665
[16 empty] | Commercial/Industrial | Healthcare | New | PSC to ECM Evaporator Fan Motor (Reach-In) | 1.3916 | 1.562 | 364.0554 | 0.065337 | 0.054728 | 503.9324 | Commercial/Industrial | Institutional | Turnover | Energy Star Commercial Glass Door Refrigerator | 2.1719 | 1.4668 | 834.914 | 0.11965 | 0.10023 | 922.8665
[16 empty] | Commercial/Industrial | Hospitals | New | PSC to ECM Evaporator Fan Motor (Reach-In) | 1.3916 | 1.562 | 364.0554 | 0.065337 | 0.054728 | 503.9324 | Commercial/Industrial | Lodging/Hospitality | Turnover | Energy Star Commercial Glass Door Refrigerator | 2.1719 | 1.4668 | 834.914 | 0.11965 | 0.10023 | 922.8665
[16 empty] | Commercial/Industrial | Lodging/Hospitality | New | PSC to ECM Evaporator Fan Motor (Reach-In) | 1.3916 | 1.562 | 364.0554 | 0.065337 | 0.054728 | 503.9324 | Commercial/Industrial | Miscellaneous | New | Energy Star Commercial Glass Door Refrigerator | 2.1719 | 1.4668 | 834.914 | 0.11965 | 0.10023 | 922.8665
[16 empty] | Commercial/Industrial | Restaurants | New | PSC to ECM Evaporator Fan Motor (Reach-In) | 1.3916 | 1.562 | 364.0554 | 0.065337 | 0.054728 | 503.9324 | Commercial/Industrial | Offices | New | Energy Star Commercial Glass Door Refrigerator | 2.1719 | 1.4668 | 834.914 | 0.11965 | 0.10023 | 922.8665
[16 empty] | Commercial/Industrial | Schools K-12 | New | PSC to ECM Evaporator Fan Motor (Reach-In) | 1.3916 | 1.562 | 364.0554 | 0.065337 | 0.054728 | 503.9324 | Commercial/Industrial | Restaurants | New | Energy Star Commercial Glass Door Refrigerator | 2.1719 | 1.4668 | 834.914 | 0.11965 | 0.10023 | 922.8665
[16 empty] | Commercial/Industrial | Lodging/Hospitality | Existing | Low U-Value Windows | 1.0367 | 1.1807 | 330.7716 | 0.15422 | -0.034707 | 349.5006 | Commercial/Industrial | Retail | New | Energy Star Commercial Glass Door Refrigerator | 2.1719 | 1.4668 | 834.914 | 0.11965 | 0.10023 | 922.8665
[16 empty] | Commercial/Industrial | Offices | Existing | Low Flow Shower Head | 4.3546 | 1.3126 | 326.8306 | 0.052487 | 0.03491 | 310.5857 | Commercial/Industrial | Schools K-12 | New | Energy Star Commercial Glass Door Refrigerator | 2.1719 | 1.4668 | 834.914 | 0.11965 | 0.10023 | 922.8665
[16 empty] | Commercial/Industrial | Offices | New | Low Flow Shower Head | 4.3546 | 1.3126 | 326.8306 | 0.052487 | 0.03491 | 310.5857 | Commercial/Industrial | Warehouse | New | Energy Star Commercial Glass Door Refrigerator | 2.1719 | 1.4668 | 834.914 | 0.11965 | 0.10023 | 922.8665
[16 empty] | Commercial/Industrial | Assembly | Turnover | LED - 9W Flood | 26.0713 | 2.1667 | 286.6435 | 0 | 0 | 225.008 | Commercial/Industrial | Assembly | Turnover | LED Linear - Fixture Replacement | 12.0503 | 1.2917 | 830.2286 | 0.10326 | 5.6573e-06 | 423.4406
[16 empty] | Commercial/Industrial | College and University | Turnover | LED - 9W Flood | 26.0713 | 2.1667 | 286.6435 | 0 | 0 | 225.008 | Commercial/Industrial | College and University | New | LED Linear - Fixture Replacement | 12.0503 | 1.2917 | 830.2286 | 0.10326 | 5.6573e-06 | 423.4406
[16 empty] | Commercial/Industrial | Grocery | Turnover | LED - 9W Flood | 26.0713 | 2.1667 | 286.6435 | 0 | 0 | 225.008 | Commercial/Industrial | Grocery | Turnover | High Bay LED | 2.4105 | 1.4562 | 827.8866 | 0.12172 | 0.11942 | 658.1903
[16 empty] | Commercial/Industrial | Healthcare | Turnover | LED - 9W Flood | 26.0713 | 2.1667 | 286.6435 | 0 | 0 | 225.008 | Commercial/Industrial | Healthcare | New | High Bay LED | 2.4105 | 1.4562 | 827.8866 | 0.12172 | 0.11942 | 658.1903
[16 empty] | Commercial/Industrial | Hospitals | Turnover | LED - 9W Flood | 26.0713 | 2.1667 | 286.6435 | 0 | 0 | 225.008 | Commercial/Industrial | Hospitals | Turnover | High Bay Fluorescent (T5) | 3.1448 | 1.4566 | 811.9803 | 0.10655 | 0.10454 | 576.1587
[16 empty] | Commercial/Industrial | Institutional | Turnover | LED - 9W Flood | 26.0713 | 2.1667 | 286.6435 | 0 | 0 | 225.008 | Commercial/Industrial | Institutional | New | High Bay Fluorescent (T5) | 3.1448 | 1.4566 | 811.9803 | 0.10655 | 0.10454 | 576.1587
[16 empty] | Commercial/Industrial | Lodging/Hospitality | Turnover | LED - 9W Flood | 26.0713 | 2.1667 | 286.6435 | 0 | 0 | 225.008 | Commercial/Industrial | Lodging/Hospitality | Turnover | High Efficiency PTAC | 2.4687 | 1.1293 | 791.9916 | 0.18074 | 0 | 436.5892
[16 empty] | Commercial/Industrial | Miscellaneous | Turnover | LED - 9W Flood | 26.0713 | 2.1667 | 286.6435 | 0 | 0 | 225.008 | Commercial/Industrial | Miscellaneous | New | High Efficiency PTAC | 2.4687 | 1.1293 | 791.9916 | 0.18074 | 0 | 436.5892
[16 empty] | Commercial/Industrial | Offices | Turnover | LED - 9W Flood | 26.0713 | 2.1667 | 286.6435 | 0 | 0 | 225.008 | Commercial/Industrial | Offices | Turnover | Energy Star Commercial Solid Door Refrigerator | 2.044 | 1.4002 | 776.9227 | 0.12695 | 0.056728 | 849.9239
[16 empty] | Commercial/Industrial | Restaurants | Turnover | LED - 9W Flood | 26.0713 | 2.1667 | 286.6435 | 0 | 0 | 225.008 | Commercial/Industrial | Restaurants | Turnover | Energy Star Commercial Solid Door Refrigerator | 2.044 | 1.4002 | 776.9227 | 0.12695 | 0.056728 | 849.9239
[16 empty] | Commercial/Industrial | Retail | Turnover | LED - 9W Flood | 26.0713 | 2.1667 | 286.6435 | 0 | 0 | 225.008 | Commercial/Industrial | Retail | Turnover | Energy Star Commercial Solid Door Refrigerator | 2.044 | 1.4002 | 776.9227 | 0.12695 | 0.056728 | 849.9239
[16 empty] | Commercial/Industrial | Schools K-12 | Turnover | LED - 9W Flood | 26.0713 | 2.1667 | 286.6435 | 0 | 0 | 225.008 | Commercial/Industrial | Schools K-12 | Turnover | Energy Star Commercial Solid Door Refrigerator | 2.044 | 1.4002 | 776.9227 | 0.12695 | 0.056728 | 849.9239
[16 empty] | Commercial/Industrial | Warehouse | Turnover | LED - 9W Flood | 26.0713 | 2.1667 | 286.6435 | 0 | 0 | 225.008 | Commercial/Industrial | Warehouse | Turnover | Energy Star Commercial Solid Door Refrigerator | 2.044 | 1.4002 | 776.9227 | 0.12695 | 0.056728 | 849.9239
[16 empty] | Commercial/Industrial | Assembly | New | LED - 9W Flood | 26.0713 | 2.1667 | 286.6435 | 0 | 0 | 225.008 | Commercial/Industrial | Assembly | Turnover | Energy Star Commercial Solid Door Refrigerator | 2.044 | 1.4002 | 776.9227 | 0.12695 | 0.056728 | 849.9239
[16 empty] | Commercial/Industrial | College and University | New | LED - 9W Flood | 26.0713 | 2.1667 | 286.6435 | 0 | 0 | 225.008 | Commercial/Industrial | College and University | Turnover | Energy Star Commercial Solid Door Refrigerator | 2.044 | 1.4002 | 776.9227 | 0.12695 | 0.056728 | 849.9239
[16 empty] | Commercial/Industrial | Grocery | New | LED - 9W Flood | 26.0713 | 2.1667 | 286.6435 | 0 | 0 | 225.008 | Commercial/Industrial | Grocery | New | Energy Star Commercial Solid Door Refrigerator | 2.044 | 1.4002 | 776.9227 | 0.12695 | 0.056728 | 849.9239
[16 empty] | Commercial/Industrial | Healthcare | New | LED - 9W Flood | 26.0713 | 2.1667 | 286.6435 | 0 | 0 | 225.008 | Commercial/Industrial | Healthcare | New | Energy Star Commercial Solid Door Refrigerator | 2.044 | 1.4002 | 776.9227 | 0.12695 | 0.056728 | 849.9239
[16 empty] | Commercial/Industrial | Hospitals | New | LED - 9W Flood | 26.0713 | 2.1667 | 286.6435 | 0 | 0 | 225.008 | Commercial/Industrial | Hospitals | New | Energy Star Commercial Solid Door Refrigerator | 2.044 | 1.4002 | 776.9227 | 0.12695 | 0.056728 | 849.9239
[16 empty] | Commercial/Industrial | Institutional | New | LED - 9W Flood | 26.0713 | 2.1667 | 286.6435 | 0 | 0 | 225.008 | Commercial/Industrial | Institutional | New | Energy Star Commercial Solid Door Refrigerator | 2.044 | 1.4002 | 776.9227 | 0.12695 | 0.056728 | 849.9239
[16 empty] | Commercial/Industrial | Lodging/Hospitality | New | LED - 9W Flood | 26.0713 | 2.1667 | 286.6435 | 0 | 0 | 225.008 | Commercial/Industrial | Lodging/Hospitality | New | Energy Star Commercial Solid Door Refrigerator | 2.044 | 1.4002 | 776.9227 | 0.12695 | 0.056728 | 849.9239
[16 empty] | Commercial/Industrial | Miscellaneous | New | LED - 9W Flood | 26.0713 | 2.1667 | 286.6435 | 0 | 0 | 225.008 | Commercial/Industrial | Miscellaneous | New | Energy Star Commercial Solid Door Refrigerator | 2.044 | 1.4002 | 776.9227 | 0.12695 | 0.056728 | 849.9239
[16 empty] | Commercial/Industrial | Offices | New | LED - 9W Flood | 26.0713 | 2.1667 | 286.6435 | 0 | 0 | 225.008 | Commercial/Industrial | Offices | New | Energy Star Commercial Solid Door Refrigerator | 2.044 | 1.4002 | 776.9227 | 0.12695 | 0.056728 | 849.9239
[16 empty] | Commercial/Industrial | Restaurants | New | LED - 9W Flood | 26.0713 | 2.1667 | 286.6435 | 0 | 0 | 225.008 | Commercial/Industrial | Restaurants | Turnover | LED Display Lighting (Interior) | 6.8492 | 1.3073 | 770.4105 | 0.10175 | 0.022986 | 414.352
[16 empty] | Commercial/Industrial | Retail | New | LED - 9W Flood | 26.0713 | 2.1667 | 286.6435 | 0 | 0 | 225.008 | Commercial/Industrial | Retail | New | LED Display Lighting (Interior) | 6.8492 | 1.3073 | 770.4105 | 0.10175 | 0.022986 | 414.352
[16 empty] | Commercial/Industrial | Schools K-12 | New | LED - 9W Flood | 26.0713 | 2.1667 | 286.6435 | 0 | 0 | 225.008 | Commercial/Industrial | Schools K-12 | Existing | Low-Flow Pre-Rinse Sprayers | 1.6403 | 1.1491 | 754.558 | 0.35603 | 0.19768 | 2261.9741
[16 empty] | Commercial/Industrial | Warehouse | New | LED - 9W Flood | 26.0713 | 2.1667 | 286.6435 | 0 | 0 | 225.008 | Commercial/Industrial | Warehouse | New | Low-Flow Pre-Rinse Sprayers | 1.6403 | 1.1491 | 754.558 | 0.35603 | 0.19768 | 2261.9741
[16 empty] | Commercial/Industrial | Assembly | Turnover | Energy Star Servers | 1.5132 | 1.1092 | 265.9748 | 0.16919 | 0.11767 | 1136.6997 | Commercial/Industrial | Assembly | Existing | Airside Economizer | 5.8981 | 1.211 | 745.7399 | -0.18844 | 8.3143e-06 | 916.5961
[16 empty] | Commercial/Industrial | College and University | Turnover | Energy Star Servers | 1.5132 | 1.1092 | 265.9748 | 0.16919 | 0.11767 | 1136.6997 | Commercial/Industrial | College and University | New | Airside Economizer | 5.8981 | 1.211 | 745.7399 | -0.18844 | 8.3143e-06 | 916.5961
[16 empty] | Commercial/Industrial | Grocery | Turnover | Energy Star Servers | 1.5132 | 1.1092 | 265.9748 | 0.16919 | 0.11767 | 1136.6997 | Commercial/Industrial | Grocery | Turnover | Energy Star Commercial Solid Door Refrigerator | 1.9999 | 1.4666 | 731.746 | 0.1102 | 0.092304 | 849.9239
[16 empty] | Commercial/Industrial | Healthcare | Turnover | Energy Star Servers | 1.5132 | 1.1092 | 265.9748 | 0.16919 | 0.11767 | 1136.6997 | Commercial/Industrial | Healthcare | Turnover | Energy Star Commercial Solid Door Refrigerator | 1.9999 | 1.4666 | 731.746 | 0.1102 | 0.092304 | 849.9239
[16 empty] | Commercial/Industrial | Hospitals | Turnover | Energy Star Servers | 1.5132 | 1.1092 | 265.9748 | 0.16919 | 0.11767 | 1136.6997 | Commercial/Industrial | Hospitals | Turnover | Energy Star Commercial Solid Door Refrigerator | 1.9999 | 1.4666 | 731.746 | 0.1102 | 0.092304 | 849.9239
[16 empty] | Commercial/Industrial | Institutional | Turnover | Energy Star Servers | 1.5132 | 1.1092 | 265.9748 | 0.16919 | 0.11767 | 1136.6997 | Commercial/Industrial | Institutional | Turnover | Energy Star Commercial Solid Door Refrigerator | 1.9999 | 1.4666 | 731.746 | 0.1102 | 0.092304 | 849.9239
[16 empty] | Commercial/Industrial | Lodging/Hospitality | Turnover | Energy Star Servers | 1.5132 | 1.1092 | 265.9748 | 0.16919 | 0.11767 | 1136.6997 | Commercial/Industrial | Lodging/Hospitality | Turnover | Energy Star Commercial Solid Door Refrigerator | 1.9999 | 1.4666 | 731.746 | 0.1102 | 0.092304 | 849.9239
[16 empty] | Commercial/Industrial | Miscellaneous | Turnover | Energy Star Servers | 1.5132 | 1.1092 | 265.9748 | 0.16919 | 0.11767 | 1136.6997 | Commercial/Industrial | Miscellaneous | Turnover | Energy Star Commercial Solid Door Refrigerator | 1.9999 | 1.4666 | 731.746 | 0.1102 | 0.092304 | 849.9239
[16 empty] | Commercial/Industrial | Offices | Turnover | Energy Star Servers | 1.5132 | 1.1092 | 265.9748 | 0.16919 | 0.11767 | 1136.6997 | Commercial/Industrial | Offices | New | Energy Star Commercial Solid Door Refrigerator | 1.9999 | 1.4666 | 731.746 | 0.1102 | 0.092304 | 849.9239
[16 empty] | Commercial/Industrial | Restaurants | Turnover | Energy Star Servers | 1.5132 | 1.1092 | 265.9748 | 0.16919 | 0.11767 | 1136.6997 | Commercial/Industrial | Restaurants | New | Energy Star Commercial Solid Door Refrigerator | 1.9999 | 1.4666 | 731.746 | 0.1102 | 0.092304 | 849.9239
[16 empty] | Commercial/Industrial | Retail | Turnover | Energy Star Servers | 1.5132 | 1.1092 | 265.9748 | 0.16919 | 0.11767 | 1136.6997 | Commercial/Industrial | Retail | New | Energy Star Commercial Solid Door Refrigerator | 1.9999 | 1.4666 | 731.746 | 0.1102 | 0.092304 | 849.9239
[16 empty] | Commercial/Industrial | Schools K-12 | Turnover | Energy Star Servers | 1.5132 | 1.1092 | 265.9748 | 0.16919 | 0.11767 | 1136.6997 | Commercial/Industrial | Schools K-12 | New | Energy Star Commercial Solid Door Refrigerator | 1.9999 | 1.4666 | 731.746 | 0.1102 | 0.092304 | 849.9239
[16 empty] | Commercial/Industrial | Warehouse | Turnover | Energy Star Servers | 1.5132 | 1.1092 | 265.9748 | 0.16919 | 0.11767 | 1136.6997 | Commercial/Industrial | Warehouse | New | Energy Star Commercial Solid Door Refrigerator | 1.9999 | 1.4666 | 731.746 | 0.1102 | 0.092304 | 849.9239
[16 empty] | Commercial/Industrial | Assembly | New | Energy Star Servers | 1.5132 | 1.1092 | 265.9748 | 0.16919 | 0.11767 | 1136.6997 | Commercial/Industrial | Assembly | New | Energy Star Commercial Solid Door Refrigerator | 1.9999 | 1.4666 | 731.746 | 0.1102 | 0.092304 | 849.9239
[16 empty] | Commercial/Industrial | College and University | New | Energy Star Servers | 1.5132 | 1.1092 | 265.9748 | 0.16919 | 0.11767 | 1136.6997 | Commercial/Industrial | Grocery | Turnover | LED Linear - Fixture Replacement | 10.7854 | 1.312 | 725.8881 | 0.090781 | 0.020767 | 374.5037
[16 empty] | Commercial/Industrial | Grocery | New | Energy Star Servers | 1.5132 | 1.1092 | 265.9748 | 0.16919 | 0.11767 | 1136.6997 | Commercial/Industrial | Institutional | New | LED Linear - Fixture Replacement | 10.7854 | 1.312 | 725.8881 | 0.090781 | 0.020767 | 374.5037
[16 empty] | Commercial/Industrial | Healthcare | New | Energy Star Servers | 1.5132 | 1.1092 | 265.9748 | 0.16919 | 0.11767 | 1136.6997 | Commercial/Industrial | Miscellaneous | Turnover | High Bay LED | 2.1311 | 1.4562 | 682.4143 | 0.10761 | 0.10558 | 581.9107
[16 empty] | Commercial/Industrial | Hospitals | New | Energy Star Servers | 1.5132 | 1.1092 | 265.9748 | 0.16919 | 0.11767 | 1136.6997 | Commercial/Industrial | Offices | New | High Bay LED | 2.1311 | 1.4562 | 682.4143 | 0.10761 | 0.10558 | 581.9107
[16 empty] | Commercial/Industrial | Institutional | New | Energy Star Servers | 1.5132 | 1.1092 | 265.9748 | 0.16919 | 0.11767 | 1136.6997 | Commercial/Industrial | Retail | Existing | ECM Motors on Furnaces | 1.2015 | 1.2331 | 666.4117 | 0 | 0.12604 | 825.9828
[16 empty] | Commercial/Industrial | Lodging/Hospitality | New | Energy Star Servers | 1.5132 | 1.1092 | 265.9748 | 0.16919 | 0.11767 | 1136.6997 | Commercial/Industrial | Warehouse | New | ECM Motors on Furnaces | 1.2015 | 1.2331 | 666.4117 | 0 | 0.12604 | 825.9828
[16 empty] | Commercial/Industrial | Miscellaneous | New | Energy Star Servers | 1.5132 | 1.1092 | 265.9748 | 0.16919 | 0.11767 | 1136.6997 | Commercial/Industrial | Assembly | Turnover | LED Display Lighting (Interior) | 5.9446 | 1.3079 | 655.0422 | 0.08827 | 0.01994 | 359.456
[16 empty] | Commercial/Industrial | Offices | New | Energy Star Servers | 1.5132 | 1.1092 | 265.9748 | 0.16919 | 0.11767 | 1136.6997 | Commercial/Industrial | Grocery | New | LED Display Lighting (Interior) | 5.9446 | 1.3079 | 655.0422 | 0.08827 | 0.01994 | 359.456
[16 empty] | Commercial/Industrial | Restaurants | New | Energy Star Servers | 1.5132 | 1.1092 | 265.9748 | 0.16919 | 0.11767 | 1136.6997 | Commercial/Industrial | Institutional | Turnover | LED Display Lighting (Interior) | 5.7276 | 1.2936 | 637.7947 | 0.085589 | 6.1628e-06 | 352.876
[16 empty] | Commercial/Industrial | Retail | New | Energy Star Servers | 1.5132 | 1.1092 | 265.9748 | 0.16919 | 0.11767 | 1136.6997 | Commercial/Industrial | Miscellaneous | New | LED Display Lighting (Interior) | 5.7276 | 1.2936 | 637.7947 | 0.085589 | 6.1628e-06 | 352.876
[16 empty] | Commercial/Industrial | Schools K-12 | New | Energy Star Servers | 1.5132 | 1.1092 | 265.9748 | 0.16919 | 0.11767 | 1136.6997 | Commercial/Industrial | Offices | Turnover | LED Linear - Fixture Replacement | 9.3516 | 1.3113 | 622.1182 | 0.078754 | 0.018016 | 324.887
[16 empty] | Commercial/Industrial | Warehouse | New | Energy Star Servers | 1.5132 | 1.1092 | 265.9748 | 0.16919 | 0.11767 | 1136.6997 | Commercial/Industrial | Retail | New | LED Linear - Fixture Replacement | 9.3516 | 1.3113 | 622.1182 | 0.078754 | 0.018016 | 324.887
[16 empty] | Commercial/Industrial | Restaurants | Existing | Dedicated Outdoor Air System on VRF unit | 0.90504 | 1.2992 | 262.863 | 0.41437 | 0.41882 | 1361.7563 | Commercial/Industrial | Warehouse | Turnover | High Bay Fluorescent (T5) | 2.6002 | 1.456 | 622.0994 | 0.088136 | 0.086472 | 476.593
[16 empty] | Commercial/Industrial | Restaurants | New | Dedicated Outdoor Air System on VRF unit | 0.90504 | 1.2992 | 262.863 | 0.41437 | 0.41882 | 1361.7563 | Commercial/Industrial | College and University | New | High Bay Fluorescent (T5) | 2.6002 | 1.456 | 622.0994 | 0.088136 | 0.086472 | 476.593
[16 empty] | Commercial/Industrial | Assembly | Existing | Low U-Value Windows | 0.9795 | 1.2643 | 224.1522 | 0.12991 | 0.0014526 | 349.5006 | Commercial/Industrial | Healthcare | Turnover | LED Linear - Fixture Replacement | 9.0795 | 1.2921 | 611.1805 | 0.07778 | 4.2611e-06 | 318.9398
[16 empty] | Commercial/Industrial | College and University | Existing | Low U-Value Windows | 0.9795 | 1.2643 | 224.1522 | 0.12991 | 0.0014526 | 349.5006 | Commercial/Industrial | Hospitals | New | LED Linear - Fixture Replacement | 9.0795 | 1.2921 | 611.1805 | 0.07778 | 4.2611e-06 | 318.9398
[16 empty] | Commercial/Industrial | Grocery | Existing | Low U-Value Windows | 0.9795 | 1.2643 | 224.1522 | 0.12991 | 0.0014526 | 349.5006 | Commercial/Industrial | Lodging/Hospitality | Turnover | LED Display Lighting (Interior) | 5.524 | 1.6351 | 583.6318 | 0.043517 | 0.04079 | 414.352
[16 empty] | Commercial/Industrial | Healthcare | Existing | Low U-Value Windows | 0.9795 | 1.2643 | 224.1522 | 0.12991 | 0.0014526 | 349.5006 | Commercial/Industrial | Restaurants | New | LED Display Lighting (Interior) | 5.524 | 1.6351 | 583.6318 | 0.043517 | 0.04079 | 414.352
[16 empty] | Commercial/Industrial | Hospitals | Existing | Low U-Value Windows | 0.9795 | 1.2643 | 224.1522 | 0.12991 | 0.0014526 | 349.5006 | Commercial/Industrial | Schools K-12 | Turnover | LED Linear - Fixture Replacement | 8.7247 | 1.6342 | 560.5912 | 0.039245 | 0.036402 | 374.5037
[16 empty] | Commercial/Industrial | Institutional | Existing | Low U-Value Windows | 0.9795 | 1.2643 | 224.1522 | 0.12991 | 0.0014526 | 349.5006 | Commercial/Industrial | College and University | New | LED Linear - Fixture Replacement | 8.7247 | 1.6342 | 560.5912 | 0.039245 | 0.036402 | 374.5037
[16 empty] | Commercial/Industrial | Offices | Existing | Low U-Value Windows | 0.9795 | 1.2643 | 224.1522 | 0.12991 | 0.0014526 | 349.5006 | Commercial/Industrial | Healthcare | Turnover | LED Display Lighting (Interior) | 5.1201 | 1.2931 | 559.7296 | 0.076537 | 5.511e-06 | 315.558
[16 empty] | Commercial/Industrial | Restaurants | Existing | Low U-Value Windows | 0.9795 | 1.2643 | 224.1522 | 0.12991 | 0.0014526 | 349.5006 | Commercial/Industrial | Hospitals | New | LED Display Lighting (Interior) | 5.1201 | 1.2931 | 559.7296 | 0.076537 | 5.511e-06 | 315.558
[16 empty] | Commercial/Industrial | Retail | Existing | Low U-Value Windows | 0.9795 | 1.2643 | 224.1522 | 0.12991 | 0.0014526 | 349.5006 | Commercial/Industrial | Lodging/Hospitality | Turnover | LED Display Lighting (Interior) | 5.1271 | 1.3076 | 551.3294 | 0.076152 | 0.017203 | 310.106
[16 empty] | Commercial/Industrial | Schools K-12 | Existing | Low U-Value Windows | 0.9795 | 1.2643 | 224.1522 | 0.12991 | 0.0014526 | 349.5006 | Commercial/Industrial | Restaurants | New | LED Display Lighting (Interior) | 5.1271 | 1.3076 | 551.3294 | 0.076152 | 0.017203 | 310.106
[16 empty] | Commercial/Industrial | Hospitals | Existing | Interior Lighting Controls | 1.0819 | 1.8228 | 214.3773 | 0 | 0 | 952.28 | Commercial/Industrial | Schools K-12 | Turnover | LED Display Lighting (Interior) | 5.0558 | 1.3077 | 542.2421 | 0.07509 | 0.016963 | 305.782
[16 empty] | Commercial/Industrial | Hospitals | New | Interior Lighting Controls | 1.0819 | 1.8228 | 214.3773 | 0 | 0 | 952.28 | Commercial/Industrial | Assembly | New | LED Display Lighting (Interior) | 5.0558 | 1.3077 | 542.2421 | 0.07509 | 0.016963 | 305.782
[16 empty] | Commercial/Industrial | Assembly | Existing | Faucet Aerator | 3.6204 | 1.2489 | 213.5402 | 0.041217 | 0.024823 | 197.7633 | Commercial/Industrial | College and University | Turnover | LED Linear - Fixture Replacement | 8.1142 | 1.2913 | 540.4796 | 0.069555 | 3.8105e-06 | 285.2107
[16 empty] | Commercial/Industrial | Healthcare | Existing | Faucet Aerator | 3.6204 | 1.2489 | 213.5402 | 0.041217 | 0.024823 | 197.7633 | Commercial/Industrial | Grocery | New | LED Linear - Fixture Replacement | 8.1142 | 1.2913 | 540.4796 | 0.069555 | 3.8105e-06 | 285.2107
[16 empty] | Commercial/Industrial | Offices | Existing | Faucet Aerator | 3.6204 | 1.2489 | 213.5402 | 0.041217 | 0.024823 | 197.7633 | Commercial/Industrial | Healthcare | Turnover | LED Linear - Fixture Replacement | 8.0668 | 1.3112 | 528.8319 | 0.067942 | 0.015543 | 280.283
[16 empty] | Commercial/Industrial | Assembly | New | Faucet Aerator | 3.6204 | 1.2489 | 213.5402 | 0.041217 | 0.024823 | 197.7633 | Commercial/Industrial | Hospitals | New | LED Linear - Fixture Replacement | 8.0668 | 1.3112 | 528.8319 | 0.067942 | 0.015543 | 280.283
[16 empty] | Commercial/Industrial | Healthcare | New | Faucet Aerator | 3.6204 | 1.2489 | 213.5402 | 0.041217 | 0.024823 | 197.7633 | Commercial/Industrial | Institutional | Turnover | LED Linear - Fixture Replacement | 7.9605 | 1.3122 | 520.6582 | 0.066994 | 0.015326 | 276.3749
[16 empty] | Commercial/Industrial | Offices | New | Faucet Aerator | 3.6204 | 1.2489 | 213.5402 | 0.041217 | 0.024823 | 197.7633 | Commercial/Industrial | Lodging/Hospitality | New | LED Linear - Fixture Replacement | 7.9605 | 1.3122 | 520.6582 | 0.066994 | 0.015326 | 276.3749
[16 empty] | Commercial/Industrial | Warehouse | Turnover | High Efficiency PTHP | 1.2074 | 1.0806 | 204.2601 | 0.096704 | 3.5407e-05 | 194.4303 | Commercial/Industrial | Miscellaneous | Existing | ECM Motors on Furnaces | 1.1208 | 1.3665 | 514.8045 | 0 | 0.090908 | 796.3511
[16 empty] | Commercial/Industrial | Warehouse | New | High Efficiency PTHP | 1.2074 | 1.0806 | 204.2601 | 0.096704 | 3.5407e-05 | 194.4303 | Commercial/Industrial | Offices | New | ECM Motors on Furnaces | 1.1208 | 1.3665 | 514.8045 | 0 | 0.090908 | 796.3511
[16 empty] | Commercial/Industrial | Warehouse | Turnover | High Efficiency PTAC | 1.1782 | 1.0811 | 190.2593 | 0.094322 | 0 | 189.5874 | Commercial/Industrial | Restaurants | Turnover | High Bay LED | 1.7626 | 1.456 | 490.6377 | 0.089016 | 0.087335 | 481.351
[16 empty] | Commercial/Industrial | Warehouse | New | High Efficiency PTAC | 1.1782 | 1.0811 | 190.2593 | 0.094322 | 0 | 189.5874 | Commercial/Industrial | Retail | New | High Bay LED | 1.7626 | 1.456 | 490.6377 | 0.089016 | 0.087335 | 481.351
[16 empty] | Commercial/Industrial | Healthcare | Existing | Low Flow Shower Head | 4.2384 | 1.0424 | 189.1746 | 0.014317 | 0.037425 | 155.2928 | Commercial/Industrial | Schools K-12 | Existing | Low-Flow Pre-Rinse Sprayers | 1.6634 | 0.91627 | 480.6571 | 0.10427 | 0.27256 | 1130.987
[16 empty] | Commercial/Industrial | Healthcare | New | Low Flow Shower Head | 4.2384 | 1.0424 | 189.1746 | 0.014317 | 0.037425 | 155.2928 | Commercial/Industrial | Warehouse | New | Low-Flow Pre-Rinse Sprayers | 1.6634 | 0.91627 | 480.6571 | 0.10427 | 0.27256 | 1130.987
[16 empty] | Commercial/Industrial | Miscellaneous | Existing | Smart Strip Plug Outlet | 1.0181 | 1.0882 | 187.5509 | 0.18222 | 0 | 1225.4519 | Commercial/Industrial | Assembly | Existing | ECM Motors on Furnaces | 1.249 | 2.1667 | 471.4361 | 0 | 0 | 985.253
[16 empty] | Commercial/Industrial | Miscellaneous | New | Smart Strip Plug Outlet | 1.0181 | 1.0882 | 187.5509 | 0.18222 | 0 | 1225.4519 | Commercial/Industrial | College and University | New | ECM Motors on Furnaces | 1.249 | 2.1667 | 471.4361 | 0 | 0 | 985.253
[16 empty] | Commercial/Industrial | Miscellaneous | Existing | Low U-Value Windows | 0.93733 | 1.2771 | 182.094 | 0.12032 | -0.020318 | 349.5006 | Commercial/Industrial | Grocery | Existing | Low Flow Shower Head | 4.5189 | 0.83886 | 469.2753 | 0.021791 | 0.11432 | 310.5857
[16 empty] | Commercial/Industrial | Warehouse | Existing | Low U-Value Windows | 0.93733 | 1.2771 | 182.094 | 0.12032 | -0.020318 | 349.5006 | Commercial/Industrial | Healthcare | New | Low Flow Shower Head | 4.5189 | 0.83886 | 469.2753 | 0.021791 | 0.11432 | 310.5857
[16 empty] | Commercial/Industrial | Grocery | Turnover | LED - 14W | 26.7221 | 1.2952 | 179.6843 | 0.021364 | 5.7838e-06 | 88.704 | Commercial/Industrial | Hospitals | Existing | Anti-Sweat Controls | 1.4422 | 1.3279 | 468.247 | 0.13259 | 0.11106 | 1022.6336
[16 empty] | Commercial/Industrial | Grocery | New | LED - 14W | 26.7221 | 1.2952 | 179.6843 | 0.021364 | 5.7838e-06 | 88.704 | Commercial/Industrial | Institutional | Existing | Anti-Sweat Controls | 1.4422 | 1.3279 | 468.247 | 0.13259 | 0.11106 | 1022.6336
[16 empty] | Commercial/Industrial | Hospitals | Turnover | LED - 14W | 26.8656 | 1.6481 | 173.0877 | 0.011062 | 0.010833 | 108.832 | Commercial/Industrial | Lodging/Hospitality | Existing | Anti-Sweat Controls | 1.4422 | 1.3279 | 468.247 | 0.13259 | 0.11106 | 1022.6336
[16 empty] | Commercial/Industrial | Hospitals | New | LED - 14W | 26.8656 | 1.6481 | 173.0877 | 0.011062 | 0.010833 | 108.832 | Commercial/Industrial | Miscellaneous | Existing | Anti-Sweat Controls | 1.4422 | 1.3279 | 468.247 | 0.13259 | 0.11106 | 1022.6336
[16 empty] | Commercial/Industrial | Assembly | Existing | Low Flow Shower Head | 4.3546 | 1.3126 | 163.4153 | 0.026243 | 0.017455 | 155.2928 | Commercial/Industrial | Offices | Existing | Anti-Sweat Controls | 1.4422 | 1.3279 | 468.247 | 0.13259 | 0.11106 | 1022.6336
[16 empty] | Commercial/Industrial | Schools K-12 | Existing | Low Flow Shower Head | 4.3546 | 1.3126 | 163.4153 | 0.026243 | 0.017455 | 155.2928 | Commercial/Industrial | Restaurants | Existing | Anti-Sweat Controls | 1.4422 | 1.3279 | 468.247 | 0.13259 | 0.11106 | 1022.6336
[16 empty] | Commercial/Industrial | Warehouse | Existing | Low Flow Shower Head | 4.3546 | 1.3126 | 163.4153 | 0.026243 | 0.017455 | 155.2928 | Commercial/Industrial | Retail | New | Anti-Sweat Controls | 1.4422 | 1.3279 | 468.247 | 0.13259 | 0.11106 | 1022.6336
[16 empty] | Commercial/Industrial | Assembly | New | Low Flow Shower Head | 4.3546 | 1.3126 | 163.4153 | 0.026243 | 0.017455 | 155.2928 | Commercial/Industrial | Schools K-12 | New | Anti-Sweat Controls | 1.4422 | 1.3279 | 468.247 | 0.13259 | 0.11106 | 1022.6336
[16 empty] | Commercial/Industrial | Schools K-12 | New | Low Flow Shower Head | 4.3546 | 1.3126 | 163.4153 | 0.026243 | 0.017455 | 155.2928 | Commercial/Industrial | Warehouse | New | Anti-Sweat Controls | 1.4422 | 1.3279 | 468.247 | 0.13259 | 0.11106 | 1022.6336
[16 empty] | Commercial/Industrial | Warehouse | New | Low Flow Shower Head | 4.3546 | 1.3126 | 163.4153 | 0.026243 | 0.017455 | 155.2928 | Commercial/Industrial | Hospitals | New | Anti-Sweat Controls | 1.4422 | 1.3279 | 468.247 | 0.13259 | 0.11106 | 1022.6336
[16 empty] | Commercial/Industrial | Healthcare | Turnover | LED - 14W | 24.5292 | 1.314 | 162.2228 | 0.019302 | 0.0044629 | 80.448 | Commercial/Industrial | Miscellaneous | New | Anti-Sweat Controls | 1.4422 | 1.3279 | 468.247 | 0.13259 | 0.11106 | 1022.6336
[16 empty] | Commercial/Industrial | Healthcare | New | LED - 14W | 24.5292 | 1.314 | 162.2228 | 0.019302 | 0.0044629 | 80.448 | Commercial/Industrial | Miscellaneous | New | Anti-Sweat Controls | 1.4422 | 1.3279 | 468.247 | 0.13259 | 0.11106 | 1022.6336
[16 empty] | Commercial/Industrial | Retail | Turnover | LED - 14W | 24.0097 | 1.2945 | 160.9897 | 0.019206 | 5.1996e-06 | 79.744 | Commercial/Industrial | Assembly | Turnover | LED Display Lighting (Interior) | 4.4695 | 1.3075 | 467.7664 | 0.066388 | 0.014997 | 270.344
[16 empty] | Commercial/Industrial | Retail | New | LED - 14W | 24.0097 | 1.2945 | 160.9897 | 0.019206 | 5.1996e-06 | 79.744 | Commercial/Industrial | Assembly | New | LED Display Lighting (Interior) | 4.4695 | 1.3075 | 467.7664 | 0.066388 | 0.014997 | 270.344
[16 empty] | Commercial/Industrial | Miscellaneous | Turnover | LED - 14W | 21.4842 | 1.3128 | 141.5543 | 0.016922 | 0.0039125 | 70.528 | Commercial/Industrial | College and University | Turnover | ENERGY STAR Water Cooler | 2.2235 | 1.3261 | 459.8984 | 0.095219 | 0.095219 | 547.5
[16 empty] | Commercial/Industrial | Miscellaneous | New | LED - 14W | 21.4842 | 1.3128 | 141.5543 | 0.016922 | 0.0039125 | 70.528 | Commercial/Industrial | Lodging/Hospitality | Turnover | ENERGY STAR Water Cooler | 2.2235 | 1.3261 | 459.8984 | 0.095219 | 0.095219 | 547.5
[16 empty] | Commercial/Industrial | Healthcare | Existing | ECM Motors on Furnaces | 0.92031 | 2.1667 | 130.7589 | 0 | 0 | 725.9759 | Commercial/Industrial | Restaurants | Turnover | ENERGY STAR Water Cooler | 2.2235 | 1.3261 | 459.8984 | 0.095219 | 0.095219 | 547.5
[16 empty] | Commercial/Industrial | Healthcare | New | ECM Motors on Furnaces | 0.92031 | 2.1667 | 130.7589 | 0 | 0 | 725.9759 | Commercial/Industrial | Lodging/Hospitality | Turnover | ENERGY STAR Water Cooler | 2.2235 | 1.3261 | 459.8984 | 0.095219 | 0.095219 | 547.5
[16 empty] | Commercial/Industrial | Hospitals | Existing | Smart Strip Plug Outlet | 1.0213 | 1.1095 | 130.5407 | 0.1304 | 0.090625 | 876.9623 | Commercial/Industrial | Lodging/Hospitality | Turnover | ENERGY STAR Water Cooler | 2.2235 | 1.3261 | 459.8984 | 0.095219 | 0.095219 | 547.5
[16 empty] | Commercial/Industrial | Hospitals | New | Smart Strip Plug Outlet | 1.0213 | 1.1095 | 130.5407 | 0.1304 | 0.090625 | 876.9623 | Commercial/Industrial | Grocery | Turnover | ENERGY STAR Water Cooler | 2.2235 | 1.3261 | 459.8984 | 0.095219 | 0.095219 | 547.5
[16 empty] | Commercial/Industrial | Assembly | Turnover | CFL - 15W Flood | 9.105 | 1.8228 | 128.6044 | 0 | 0 | 200.9 | Commercial/Industrial | Retail | Turnover | ENERGY STAR Water Cooler | 2.2235 | 1.3261 | 459.8984 | 0.095219 | 0.095219 | 547.5
[16 empty] | Commercial/Industrial | College and University | Turnover | CFL - 15W Flood | 9.105 | 1.8228 | 128.6044 | 0 | 0 | 200.9 | Commercial/Industrial | Assembly | Turnover | ENERGY STAR Water Cooler | 2.2235 | 1.3261 | 459.8984 | 0.095219 | 0.095219 | 547.5
[16 empty] | Commercial/Industrial | Grocery | Turnover | CFL - 15W Flood | 9.105 | 1.8228 | 128.6044 | 0 | 0 | 200.9 | Commercial/Industrial | Grocery | Turnover | ENERGY STAR Water Cooler | 2.2235 | 1.3261 | 459.8984 | 0.095219 | 0.095219 | 547.5
[16 empty] | Commercial/Industrial | Healthcare | Turnover | CFL - 15W Flood | 9.105 | 1.8228 | 128.6044 | 0 | 0 | 200.9 | Commercial/Industrial | Institutional | Turnover | ENERGY STAR Water Cooler | 2.2235 | 1.3261 | 459.8984 | 0.095219 | 0.095219 | 547.5
[16 empty] | Commercial/Industrial | Hospitals | Turnover | CFL - 15W Flood | 9.105 | 1.8228 | 128.6044 | 0 | 0 | 200.9 | Commercial/Industrial | Miscellaneous | Turnover | ENERGY STAR Water Cooler | 2.2235 | 1.3261 | 459.8984 | 0.095219 | 0.095219 | 547.5
[16 empty] | Commercial/Industrial | Institutional | Turnover | CFL - 15W Flood | 9.105 | 1.8228 | 128.6044 | 0 | 0 | 200.9 | Commercial/Industrial | Offices | Turnover | ENERGY STAR Water Cooler | 2.2235 | 1.3261 | 459.8984 | 0.095219 | 0.095219 | 547.5
[16 empty] | Commercial/Industrial | Lodging/Hospitality | Turnover | CFL - 15W Flood | 9.105 | 1.8228 | 128.6044 | 0 | 0 | 200.9 | Commercial/Industrial | Retail | Turnover | ENERGY STAR Water Cooler | 2.2235 | 1.3261 | 459.8984 | 0.095219 | 0.095219 | 547.5
[16 empty] | Commercial/Industrial | Miscellaneous | Turnover | CFL - 15W Flood | 9.105 | 1.8228 | 128.6044 | 0 | 0 | 200.9 | Commercial/Industrial | Warehouse | New | ENERGY STAR Water Cooler | 2.2235 | 1.3261 | 459.8984 | 0.095219 | 0.095219 | 547.5
[16 empty] | Commercial/Industrial | Offices | Turnover | CFL - 15W Flood | 9.105 | 1.8228 | 128.6044 | 0 | 0 | 200.9 | Commercial/Industrial | Assembly | New | ENERGY STAR Water Cooler | 2.2235 | 1.3261 | 459.8984 | 0.095219 | 0.095219 | 547.5
[16 empty] | Commercial/Industrial | Restaurants | Turnover | CFL - 15W Flood | 9.105 | 1.8228 | 128.6044 | 0 | 0 | 200.9 | Commercial/Industrial | Grocery | New | ENERGY STAR Water Cooler | 2.2235 | 1.3261 | 459.8984 | 0.095219 | 0.095219 | 547.5
[16 empty] | Commercial/Industrial | Retail | Turnover | CFL - 15W Flood | 9.105 | 1.8228 | 128.6044 | 0 | 0 | 200.9 | Commercial/Industrial | Institutional | New | ENERGY STAR Water Cooler | 2.2235 | 1.3261 | 459.8984 | 0.095219 | 0.095219 | 547.5
[16 empty] | Commercial/Industrial | Schools K-12 | Turnover | CFL - 15W Flood | 9.105 | 1.8228 | 128.6044 | 0 | 0 | 200.9 | Commercial/Industrial | Miscellaneous | New | ENERGY STAR Water Cooler | 2.2235 | 1.3261 | 459.8984 | 0.095219 | 0.095219 | 547.5
[16 empty] | Commercial/Industrial | Warehouse | Turnover | CFL - 15W Flood | 9.105 | 1.8228 | 128.6044 | 0 | 0 | 200.9 | Commercial/Industrial | Offices | New | ENERGY STAR Water Cooler | 2.2235 | 1.3261 | 459.8984 | 0.095219 | 0.095219 | 547.5
[16 empty] | Commercial/Industrial | Assembly | New | CFL - 15W Flood | 9.105 | 1.8228 | 128.6044 | 0 | 0 | 200.9 | Commercial/Industrial | Retail | New | ENERGY STAR Water Cooler | 2.2235 | 1.3261 | 459.8984 | 0.095219 | 0.095219 | 547.5
[16 empty] | Commercial/Industrial | College and University | New | CFL - 15W Flood | 9.105 | 1.8228 | 128.6044 | 0 | 0 | 200.9 | Commercial/Industrial | Warehouse | New | ENERGY STAR Water Cooler | 2.2235 | 1.3261 | 459.8984 | 0.095219 | 0.095219 | 547.5
[16 empty] | Commercial/Industrial | Grocery | New | CFL - 15W Flood | 9.105 | 1.8228 | 128.6044 | 0 | 0 | 200.9 | Commercial/Industrial | Retail | New | ENERGY STAR Water Cooler | 2.2235 | 1.3261 | 459.8984 | 0.095219 | 0.095219 | 547.5
[16 empty] | Commercial/Industrial | Healthcare | New | CFL - 15W Flood | 9.105 | 1.8228 | 128.6044 | 0 | 0 | 200.9 | Commercial/Industrial | Retail | New | ENERGY STAR Water Cooler | 2.2235 | 1.3261 | 459.8984 | 0.095219 | 0.095219 | 547.5
[16 empty] | Commercial/Industrial | Hospitals | New | CFL - 15W Flood | 9.105 | 1.8228 | 128.6044 | 0 | 0 | 200.9 | Commercial/Industrial | Offices | New | ENERGY STAR Water Cooler | 2.2235 | 1.3261 | 459.8984 | 0.095219 | 0.095219 | 547.5
[16 empty] | Commercial/Industrial | Institutional | New | CFL - 15W Flood | 9.105 | 1.8228 | 128.6044 | 0 | 0 | 200.9 | Commercial/Industrial | Offices | New | ENERGY STAR Water Cooler | 2.2235 | 1.3261 | 459.8984 | 0.095219 | 0.095219 | 547.5
[16 empty] | Commercial/Industrial | Lodging/Hospitality | New | CFL - 15W Flood | 9.105 | 1.8228 | 128.6044 | 0 | 0 | 200.9 | Commercial/Industrial | College and University | New | ENERGY STAR Water Cooler | 2.2235 | 1.3261 | 459.8984 | 0.095219 | 0.095219 | 547.5
[16 empty] | Commercial/Industrial | Miscellaneous | New | CFL - 15W Flood | 9.105 | 1.8228 | 128.6044 | 0 | 0 | 200.9 | Commercial/Industrial | Healthcare | Turnover | LED Linear - Fixture Replacement | 7.0401 | 1.3126 | 453.6698 | 0.05923 | 0.01355 | 244.345
[16 empty] | Commercial/Industrial | Offices | New | CFL - 15W Flood | 9.105 | 1.8228 | 128.6044 | 0 | 0 | 200.9 | Commercial/Industrial | Hospitals | New | LED Linear - Fixture Replacement | 7.0401 | 1.3126 | 453.6698 | 0.05923 | 0.01355 | 244.345
[16 empty] | Commercial/Industrial | Restaurants | New | CFL - 15W Flood | 9.105 | 1.8228 | 128.6044 | 0 | 0 | 200.9 | Commercial/Industrial | Lodging/Hospitality | Turnover | LED Display Lighting (Exterior) | 3.9261 | 2.1667 | 395.8859 | 0 | 0 | 377.692
[16 empty] | Commercial/Industrial | Retail | New | CFL - 15W Flood | 9.105 | 1.8228 | 128.6044 | 0 | 0 | 200.9 | Commercial/Industrial | Restaurants | Turnover | LED Display Lighting (Exterior) | 3.9261 | 2.1667 | 395.8859 | 0 | 0 | 377.692
[16 empty] | Commercial/Industrial | Schools K-12 | New | CFL - 15W Flood | 9.105 | 1.8228 | 128.6044 | 0 | 0 | 200.9 | Commercial/Industrial | Schools K-12 | Turnover | LED Display Lighting (Exterior) | 3.9261 | 2.1667 | 395.8859 | 0 | 0 | 377.692
[16 empty] | Commercial/Industrial | Warehouse | New | CFL - 15W Flood | 9.105 | 1.8228 | 128.6044 | 0 | 0 | 200.9 | Commercial/Industrial | College and University | Turnover | LED Display Lighting (Exterior) | 3.9261 | 2.1667 | 395.8859 | 0 | 0 | 377.692
[16 empty] | Commercial/Industrial | Warehouse | Turnover | LED - 14W | 18.6714 | 1.3151 | 122.0859 | 0.01468 | 0.0033942 | 61.184 | Commercial/Industrial | Healthcare | Turnover | LED Display Lighting (Exterior) | 3.9261 | 2.1667 | 395.8859 | 0 | 0 | 377.692
[16 empty] | Commercial/Industrial | Warehouse | New | LED - 14W | 18.6714 | 1.3151 | 122.0859 | 0.01468 | 0.0033942 | 61.184 | Commercial/Industrial | Hospitals | Turnover | LED Display Lighting (Exterior) | 3.9261 | 2.1667 | 395.8859 | 0 | 0 | 377.692
[16 empty] | Commercial/Industrial | Lodging/Hospitality | Turnover | LED - 14W | 18.0688 | 1.2934 | 119.9284 | 0.014466 | 3.9164e-06 | 60.064 | Commercial/Industrial | Lodging/Hospitality | Turnover | LED Display Lighting (Exterior) | 3.9261 | 2.1667 | 395.8859 | 0 | 0 | 377.692
[16 empty] | Commercial/Industrial | Lodging/Hospitality | New | LED - 14W | 18.0688 | 1.2934 | 119.9284 | 0.014466 | 3.9164e-06 | 60.064 | Commercial/Industrial | Restaurants | Turnover | LED Display Lighting (Exterior) | 3.9261 | 2.1667 | 395.8859 | 0 | 0 | 377.692
[16 empty] | Commercial/Industrial | College and University | Turnover | LED - 14W | 17.4122 | 1.6483 | 110.2708 | 0.0071686 | 0.0070204 | 70.528 | Commercial/Industrial | Schools K-12 | Turnover | LED Display Lighting (Exterior) | 3.9261 | 2.1667 | 395.8859 | 0 | 0 | 377.692
[16 empty] | Commercial/Industrial | College and University | New | LED - 14W | 17.4122 | 1.6483 | 110.2708 | 0.0071686 | 0.0070204 | 70.528 | Commercial/Industrial | Healthcare | Turnover | LED Display Lighting (Exterior) | 3.9261 | 2.1667 | 395.8859 | 0 | 0 | 377.692
[16 empty] | Commercial/Industrial | Restaurants | Turnover | LED - 14W | 16.1695 | 1.2943 | 106.6753 | 0.012937 | 3.5022e-06 | 53.712 | Commercial/Industrial | Healthcare | Turnover | LED Display Lighting (Exterior) | 3.9261 | 2.1667 | 395.8859 | 0 | 0 | 377.692
[16 empty] | Commercial/Industrial | Restaurants | New | LED - 14W | 16.1695 | 1.2943 | 106.6753 | 0.012937 | 3.5022e-06 | 53.712 | Commercial/Industrial | Assembly | Turnover | LED Display Lighting (Exterior) | 3.9261 | 2.1667 | 395.8859 | 0 | 0 | 377.692
[16 empty] | Commercial/Industrial | Institutional | Turnover | LED - 14W | 16.0862 | 1.3133 | 104.5844 | 0.012665 | 0.0029282 | 52.784 | Commercial/Industrial | College and University | Turnover | LED Display Lighting (Exterior) | 3.9261 | 2.1667 | 395.8859 | 0 | 0 | 377.692
[16 empty] | Commercial/Industrial | Institutional | New | LED - 14W | 16.0862 | 1.3133 | 104.5844 | 0.012665 | 0.0029282 | 52.784 | Commercial/Industrial | Grocery | New | LED Display Lighting (Exterior) | 3.9261 | 2.1667 | 395.8859 | 0 | 0 | 377.692
[16 empty] | Commercial/Industrial | Offices | Turnover | LED - 14W | 15.9087 | 1.3172 | 103.0509 | 0.012488 | 0.0028874 | 52.048 | Commercial/Industrial | Healthcare | New | LED Display Lighting (Exterior) | 3.9261 | 2.1667 | 395.8859 | 0 | 0 | 377.692
[16 empty] | Commercial/Industrial | Offices | New | LED - 14W | 15.9087 | 1.3172 | 103.0509 | 0.012488 | 0.0028874 | 52.048 | Commercial/Industrial | Hospitals | New | LED Display Lighting (Exterior) | 3.9261 | 2.1667 | 395.8859 | 0 | 0 | 377.692
[16 empty] | Commercial/Industrial | Institutional | Turnover | High Efficiency Chiller (Air Cooled, 50 tons) | 0.86884 | 1.4184 | 92.6678 | 1.9951 | 2.0247 | 7009.9168 | Commercial/Industrial | Institutional | New | LED Display Lighting (Exterior) | 3.9261 | 2.1667 | 395.8859 | 0 | 0 | 377.692
[16 empty] | Commercial/Industrial | Institutional | New | High Efficiency Chiller (Air Cooled, 50 tons) | 0.86884 | 1.4184 | 92.6678 | 1.9951 | 2.0247 | 7009.9168 | Commercial/Industrial | Lodging/Hospitality | New | LED Display Lighting (Exterior) | 3.9261 | 2.1667 | 395.8859 | 0 | 0 | 377.692
[16 empty] | Commercial/Industrial | Grocery | Existing | Interior Lighting Controls | 0.88177 | 1.8228 | 91.7795 | 0 | 0 | 776.16 | Commercial/Industrial | Miscellaneous | New | LED Display Lighting (Exterior) | 3.9261 | 2.1667 | 395.8859 | 0 | 0 | 377.692
[16 empty] | Commercial/Industrial | Grocery | New | Interior Lighting Controls | 0.88177 | 1.8228 | 91.7795 | 0 | 0 | 776.16 | Commercial/Industrial | Offices | New | LED Display Lighting (Exterior) | 3.9261 | 2.1667 | 395.8859 | 0 | 0 | 377.692
[16 empty] | Commercial/Industrial | Assembly | Turnover | LED - 14W | 14.0811 | 1.3187 | 90.4831 | 0.011041 | 0.0025527 | 46.016 | Commercial/Industrial | Restaurants | New | LED Display Lighting (Exterior) | 3.9261 | 2.1667 | 395.8859 | 0 | 0 | 377.692
[16 empty] | Commercial/Industrial | Assembly | New | LED - 14W | 14.0811 | 1.3187 | 90.4831 | 0.011041 | 0.0025527 | 46.016 | Commercial/Industrial | Retail | New | LED Display Lighting (Exterior) | 3.9261 | 2.1667 | 395.8859 | 0 | 0 | 377.692
[16 empty] | Commercial/Industrial | Grocery | Turnover | LED Linear - Lamp Replacement | 10.4626 | 1.2947 | 76.703 | 0.0095754 | 1.6038e-06 | 39.695 | Commercial/Industrial | Schools K-12 | New | LED Display Lighting (Exterior) | 3.9261 | 2.1667 | 395.8859 | 0 | 0 | 377.692
[16 empty] | Commercial/Industrial | Grocery | New | LED Linear - Lamp Replacement | 10.4626 | 1.2947 | 76.703 | 0.0095754 | 1.6038e-06 | 39.695 | Commercial/Industrial | Warehouse | New | LED Display Lighting (Exterior) | 3.9261 | 2.1667 | 395.8859 | 0 | 0 | 377.692
[16 empty] | Commercial/Industrial | Hospitals | Turnover | LED Linear - Lamp Replacement | 10.5646 | 1.6437 | 74.0048 | 0.0050442 | 0.0048434 | 48.7023 | Commercial/Industrial | Assembly | New | LED Display Lighting (Exterior) | 3.9261 | 2.1667 | 395.8859 | 0 | 0 | 377.692
[16 empty] | Commercial/Industrial | Hospitals | New | LED Linear - Lamp Replacement | 10.5646 | 1.6437 | 74.0048 | 0.0050442 | 0.0048434 | 48.7023 | Commercial/Industrial | College and University | New | LED Display Lighting (Exterior) | 3.9261 | 2.1667 | 395.8859 | 0 | 0 | 377.692
[16 empty] | Commercial/Industrial | Schools K-12 | Turnover | LED - 14W | 11.6038 | 1.3138 | 73.915 | 0.0091329 | 0.0021116 | 38.064 | Commercial/Industrial | Grocery | Existing | PSC to ECM Evaporator Fan Motor (Reach-In) | 1.3749 | 1.4925 | 379.4552 | 0.070139 | 0.0064253 | 503.9324
[16 empty] | Commercial/Industrial | Schools K-12 | New | LED - 14W | 11.6038 | 1.3138 | 73.915 | 0.0091329 | 0.0021116 | 38.064 | Commercial/Industrial | Healthcare | Existing | PSC to ECM Evaporator Fan Motor (Reach-In) | 1.3749 | 1.4925 | 379.4552 | 0.070139 | 0.0064253 | 503.9324
[16 empty] | Commercial/Industrial | Schools K-12 | Existing | Faucet Aerator | 3.6146 | 1.2469 | 71.1801 | 0.013739 | 0.0082744 | 65.9211 | Commercial/Industrial | Hospitals | Existing | PSC to ECM Evaporator Fan Motor (Reach-In) | 1.3749 | 1.4925 | 379.4552 | 0.070139 | 0.0064253 | 503.9324
[16 empty] | Commercial/Industrial | Warehouse | Existing | Faucet Aerator | 3.6146 | 1.2469 | 71.1801 | 0.013739 | 0.0082744 | 65.9211 | Commercial/Industrial | Institutional | Existing | PSC to ECM Evaporator Fan Motor (Reach-In) | 1.3749 | 1.4925 | 379.4552 | 0.070139 | 0.0064253 | 503.9324
[16 empty] | Commercial/Industrial | Schools K-12 | New | Faucet Aerator | 3.6146 | 1.2469 | 71.1801 | 0.013739 | 0.0082744 | 65.9211 | Commercial/Industrial | Lodging/Hospitality | Existing | PSC to ECM Evaporator Fan Motor (Reach-In) | 1.3749 | 1.4925 | 379.4552 | 0.070139 | 0.0064253 | 503.9324
[16 empty] | Commercial/Industrial | Warehouse | New | Faucet Aerator | 3.6146 | 1.2469 | 71.1801 | 0.013739 | 0.0082744 | 65.9211 | Commercial/Industrial | Miscellaneous | Existing | PSC to ECM Evaporator Fan Motor (Reach-In) | 1.3749 | 1.4925 | 379.4552 | 0.070139 | 0.0064253 | 503.9324
[16 empty] | Commercial/Industrial | Healthcare | Turnover | LED Linear - Lamp Replacement | 9.6399 | 1.3142 | 69.0285 | 0.0086962 | 0.0019966 | 36.0005 | Commercial/Industrial | Offices | Existing | PSC to ECM Evaporator Fan Motor (Reach-In) | 1.3749 | 1.4925 | 379.4552 | 0.070139 | 0.0064253 | 503.9324
[16 empty] | Commercial/Industrial | Healthcare | New | LED Linear - Lamp Replacement | 9.6399 | 1.3142 | 69.0285 | 0.0086962 | 0.0019966 | 36.0005 | Commercial/Industrial | Restaurants | New | PSC to ECM Evaporator Fan Motor (Reach-In) | 1.3749 | 1.4925 | 379.4552 | 0.070139 | 0.0064253 | 503.9324
[16 empty] | Commercial/Industrial | Retail | Turnover | LED Linear - Lamp Replacement | 9.3753 | 1.2905 | 68.3324 | 0.0086082 | 1.4418e-06 | 35.6854 | Commercial/Industrial | Retail | New | PSC to ECM Evaporator Fan Motor (Reach-In) | 1.3749 | 1.4925 | 379.4552 | 0.070139 | 0.0064253 | 503.9324
[16 empty] | Commercial/Industrial | Retail | New | LED Linear - Lamp Replacement | 9.3753 | 1.2905 | 68.3324 | 0.0086082 | 1.4418e-06 | 35.6854 | Commercial/Industrial | Schools K-12 | New | PSC to ECM Evaporator Fan Motor (Reach-In) | 1.3749 | 1.4925 | 379.4552 | 0.070139 | 0.0064253 | 503.9324
[16 empty] | Commercial/Industrial | Assembly | Existing | PSC to ECM Evaporator Fan Motor (Walk-In, Refrigerator) | 0.89175 | 1.4915 | 68.0807 | 0.04552 | 0.00417 | 327.0516 | Commercial/Industrial | Warehouse | New | PSC to ECM Evaporator Fan Motor (Reach-In) | 1.3749 | 1.4925 | 379.4552 | 0.070139 | 0.0064253 | 503.9324
[16 empty] | Commercial/Industrial | Grocery | Existing | PSC to ECM Evaporator Fan Motor (Walk-In, Refrigerator) | 0.89175 | 1.4915 | 68.0807 | 0.04552 | 0.00417 | 327.0516 | Commercial/Industrial | Retail | New | PSC to ECM Evaporator Fan Motor (Reach-In) | 1.3749 | 1.4925 | 379.4552 | 0.070139 | 0.0064253 | 503.9324
[16 empty] | Commercial/Industrial | Institutional | Existing | PSC to ECM Evaporator Fan Motor (Walk-In, Refrigerator) | 0.89175 | 1.4915 | 68.0807 | 0.04552 | 0.00417 | 327.0516 | Commercial/Industrial | Retail | New | PSC to ECM Evaporator Fan Motor (Reach-In) | 1.3749 | 1.4925 | 379.4552 | 0.070139 | 0.0064253 | 503.9324
[16 empty] | Commercial/Industrial | Miscellaneous | Existing | PSC to ECM Evaporator Fan Motor (Walk-In, Refrigerator) | 0.89175 | 1.4915 | 68.0807 | 0.04552 | 0.00417 | 327.0516 | Commercial/Industrial | Healthcare | New | PSC to ECM Evaporator Fan Motor (Reach-In) | 1.3749 | 1.4925 | 379.4552 | 0.070139 | 0.0064253 | 503.9324
[16 empty] | Commercial/Industrial | Offices | Existing | PSC to ECM Evaporator Fan Motor (Walk-In, Refrigerator) | 0.89175 | 1.4915 | 68.0807 | 0.04552 | 0.00417 | 327.0516 | Commercial/Industrial | Healthcare | Existing | Anti-Sweat Controls | 1.3026 | 1.4558 | 374.3808 | 0.081727 | 0.082167 | 1022.6336
[16 empty] | Commercial/Industrial | Retail | Existing | PSC to ECM Evaporator Fan Motor (Walk-In, Refrigerator) | 0.89175 | 1.4915 | 68.0807 | 0.04552 | 0.00417 | 327.0516 | Commercial/Industrial | Miscellaneous | Existing | Anti-Sweat Controls | 1.3026 | 1.4558 | 374.3808 | 0.081727 | 0.082167 | 1022.6336
[16 empty] | Commercial/Industrial | Warehouse | Existing | PSC to ECM Evaporator Fan Motor (Walk-In, Refrigerator) | 0.89175 | 1.4915 | 68.0807 | 0.04552 | 0.00417 | 327.0516 | Commercial/Industrial | Miscellaneous | Existing | Anti-Sweat Controls | 1.3026 | 1.4558 | 374.3808 | 0.081727 | 0.082167 | 1022.6336
[16 empty] | Commercial/Industrial | Assembly | New | PSC to ECM Evaporator Fan Motor (Walk-In, Refrigerator) | 0.89175 | 1.4915 | 68.0807 | 0.04552 | 0.00417 | 327.0516 | Commercial/Industrial | Lodging/Hospitality | Existing | Anti-Sweat Controls | 1.3026 | 1.4558 | 374.3808 | 0.081727 | 0.082167 | 1022.6336
[16 empty] | Commercial/Industrial | Grocery | New | PSC to ECM Evaporator Fan Motor (Walk-In, Refrigerator) | 0.89175 | 1.4915 | 68.0807 | 0.04552 | 0.00417 | 327.0516 | Commercial/Industrial | Lodging/Hospitality | Existing | Anti-Sweat Controls | 1.3026 | 1.4558 | 374.3808 | 0.081727 | 0.082167 | 1022.6336
[16 empty] | Commercial/Industrial | Institutional | New | PSC to ECM Evaporator Fan Motor (Walk-In, Refrigerator) | 0.89175 | 1.4915 | 68.0807 | 0.04552 | 0.00417 | 327.0516 | Commercial/Industrial | Hospitals | Existing | Anti-Sweat Controls | 1.3026 | 1.4558 | 374.3808 | 0.081727 | 0.082167 | 1022.6336
[16 empty] | Commercial/Industrial | Miscellaneous | New | PSC to ECM Evaporator Fan Motor (Walk-In, Refrigerator) | 0.89175 | 1.4915 | 68.0807 | 0.04552 | 0.00417 | 327.0516 | Commercial/Industrial | Hospitals | Existing | Anti-Sweat Controls | 1.3026 | 1.4558 | 374.3808 | 0.081727 | 0.082167 | 1022.6336
[16 empty] | Commercial/Industrial | Offices | New | PSC to ECM Evaporator Fan Motor (Walk-In, Refrigerator) | 0.89175 | 1.4915 | 68.0807 | 0.04552 | 0.00417 | 327.0516 | Commercial/Industrial | Miscellaneous | New | Anti-Sweat Controls | 1.3026 | 1.4558 | 374.3808 | 0.081727 | 0.082167 | 1022.6336
[16 empty] | Commercial/Industrial | Retail | New | PSC to ECM Evaporator Fan Motor (Walk-In, Refrigerator) | 0.89175 | 1.4915 | 68.0807 | 0.04552 | 0.00417 | 327.0516 | Commercial/Industrial | Miscellaneous | New | Anti-Sweat Controls | 1.3026 | 1.4558 | 374.3808 | 0.081727 | 0.082167 | 1022.6336
[16 empty] | Commercial/Industrial | Warehouse | New | PSC to ECM Evaporator Fan Motor (Walk-In, Refrigerator) | 0.89175 | 1.4915 | 68.0807 | 0.04552 | 0.00417 | 327.0516 | Commercial/Industrial | Offices | New | Anti-Sweat Controls | 1.3026 | 1.4558 | 374.3808 | 0.081727 | 0.082167 | 1022.6336
[16 empty] | Commercial/Industrial | Miscellaneous | Turnover | LED Linear - Lamp Replacement | 8.4579 | 1.3153 | 59.7563 | 0.0076239 | 0.0017504 | 31.5613 | Commercial/Industrial | Offices | New | Anti-Sweat Controls | 1.3026 | 1.4558 | 374.3808 | 0.081727 | 0.082167 | 1022.6336
[16 empty] | Commercial/Industrial | Miscellaneous | New | LED Linear - Lamp Replacement | 8.4579 | 1.3153 | 59.7563 | 0.0076239 | 0.0017504 | 31.5613 | Commercial/Industrial | Schools K-12 | New | Anti-Sweat Controls | 1.3026 | 1.4558 | 374.3808 | 0.081727 | 0.082167 | 1022.6336
[16 empty] | Commercial/Industrial | College and University | Existing | PSC to ECM Evaporator Fan Motor (Walk-In, Refrigerator) | 0.90257 | 1.561 | 58.0862 | 0.042404 | 0.035519 | 327.0516 | Commercial/Industrial | College and University | New | Anti-Sweat Controls | 1.3026 | 1.4558 | 374.3808 | 0.081727 | 0.082167 | 1022.6336
[16 empty] | Commercial/Industrial | Healthcare | Existing | PSC to ECM Evaporator Fan Motor (Walk-In, Refrigerator) | 0.90257 | 1.561 | 58.0862 | 0.042404 | 0.035519 | 327.0516 | Commercial/Industrial | College and University | New | Anti-Sweat Controls | 1.3026 | 1.4558 | 374.3808 | 0.081727 | 0.082167 | 1022.6336
[16 empty] | Commercial/Industrial | Hospitals | Existing | PSC to ECM Evaporator Fan Motor (Walk-In, Refrigerator) | 0.90257 | 1.561 | 58.0862 | 0.042404 | 0.035519 | 327.0516 | Commercial/Industrial | Schools K-12 | Turnover | LED Display Lighting (Interior) | 3.6963 | 1.3072 | 369.5849 | 0.054915 | 0.012405 | 223.626
[16 empty] | Commercial/Industrial | Lodging/Hospitality | Existing | PSC to ECM Evaporator Fan Motor (Walk-In, Refrigerator) | 0.90257 | 1.561 | 58.0862 | 0.042404 | 0.035519 | 327.0516 | Commercial/Industrial | Schools K-12 | New | LED Display Lighting (Interior) | 3.6963 | 1.3072 | 369.5849 | 0.054915 | 0.012405 | 223.626
[16 empty] | Commercial/Industrial | Restaurants | Existing | PSC to ECM Evaporator Fan Motor (Walk-In, Refrigerator) | 0.90257 | 1.561 | 58.0862 | 0.042404 | 0.035519 | 327.0516 | Commercial/Industrial | Assembly | Turnover | LED Linear - Fixture Replacement | 5.8181 | 1.3114 | 365.3587 | 0.048995 | 0.011208 | 202.1198
[16 empty] | Commercial/Industrial | Schools K-12 | Existing | PSC to ECM Evaporator Fan Motor (Walk-In, Refrigerator) | 0.90257 | 1.561 | 58.0862 | 0.042404 | 0.035519 | 327.0516 | Commercial/Industrial | Schools K-12 | New | LED Linear - Fixture Replacement | 5.8181 | 1.3114 | 365.3587 | 0.048995 | 0.011208 | 202.1198
[16 empty] | Commercial/Industrial | College and University | New | PSC to ECM Evaporator Fan Motor (Walk-In, Refrigerator) | 0.90257 | 1.561 | 58.0862 | 0.042404 | 0.035519 | 327.0516 | Commercial/Industrial | Schools K-12 | Existing | PSC to ECM Evaporator Fan Motor (Reach-In) | 1.3916 | 1.562 | 364.0554 | 0.065337 | 0.054728 | 503.9324
[16 empty] | Commercial/Industrial | Healthcare | New | PSC to ECM Evaporator Fan Motor (Walk-In, Refrigerator) | 0.90257 | 1.561 | 58.0862 | 0.042404 | 0.035519 | 327.0516 | Commercial/Industrial | Warehouse | Existing | PSC to ECM Evaporator Fan Motor (Reach-In) | 1.3916 | 1.562 | 364.0554 | 0.065337 | 0.054728 | 503.9324
[16 empty] | Commercial/Industrial | Hospitals | New | PSC to ECM Evaporator Fan Motor (Walk-In, Refrigerator) | 0.90257 | 1.561 | 58.0862 | 0.042404 | 0.035519 | 327.0516 | Commercial/Industrial | Warehouse | Existing | PSC to ECM Evaporator Fan Motor (Reach-In) | 1.3916 | 1.562 | 364.0554 | 0.065337 | 0.054728 | 503.9324
[16 empty] | Commercial/Industrial | Lodging/Hospitality | New | PSC to ECM Evaporator Fan Motor (Walk-In, Refrigerator) | 0.90257 | 1.561 | 58.0862 | 0.042404 | 0.035519 | 327.0516 | Commercial/Industrial | Miscellaneous | Existing | PSC to ECM Evaporator Fan Motor (Reach-In) | 1.3916 | 1.562 | 364.0554 | 0.065337 | 0.054728 | 503.9324
[16 empty] | Commercial/Industrial | Restaurants | New | PSC to ECM Evaporator Fan Motor (Walk-In, Refrigerator) | 0.90257 | 1.561 | 58.0862 | 0.042404 | 0.035519 | 327.0516 | Commercial/Industrial | Offices | Existing | PSC to ECM Evaporator Fan Motor (Reach-In) | 1.3916 | 1.562 | 364.0554 | 0.065337 | 0.054728 | 503.9324
[16 empty] | Commercial/Industrial | Schools K-12 | New | PSC to ECM Evaporator Fan Motor (Walk-In, Refrigerator) | 0.90257 | 1.561 | 58.0862 | 0.042404 | 0.035519 | 327.0516 | Commercial/Industrial | Lodging/Hospitality | Existing | PSC to ECM Evaporator Fan Motor (Reach-In) | 1.3916 | 1.562 | 364.0554 | 0.065337 | 0.054728 | 503.9324
[16 empty] | Commercial/Industrial | Assembly | Turnover | LED Exterior Lighting | 0.82888 | 2.0686 | 55.7122 | 0 | 0 | 763.42 | Commercial/Industrial | Lodging/Hospitality | New | PSC to ECM Evaporator Fan Motor (Reach-In) | 1.3916 | 1.562 | 364.0554 | 0.065337 | 0.054728 | 503.9324
[16 empty] | Commercial/Industrial | College and University | Turnover | LED Exterior Lighting | 0.82888 | 2.0686 | 55.7122 | 0 | 0 | 763.42 | Commercial/Industrial | Institutional | New | PSC to ECM Evaporator Fan Motor (Reach-In) | 1.3916 | 1.562 | 364.0554 | 0.065337 | 0.054728 | 503.9324
[16 empty] | Commercial/Industrial | Grocery | Turnover | LED Exterior Lighting | 0.82888 | 2.0686 | 55.7122 | 0 | 0 | 763.42 | Commercial/Industrial | Offices | New | PSC to ECM Evaporator Fan Motor (Reach-In) | 1.3916 | 1.562 | 364.0554 | 0.065337 | 0.054728 | 503.9324
[16 empty] | Commercial/Industrial | Healthcare | Turnover | LED Exterior Lighting | 0.82888 | 2.0686 | 55.7122 | 0 | 0 | 763.42 | Commercial/Industrial | Offices | New | PSC to ECM Evaporator Fan Motor (Reach-In) | 1.3916 | 1.562 | 364.0554 | 0.065337 | 0.054728 | 503.9324
[16 empty] | Commercial/Industrial | Hospitals | Turnover | LED Exterior Lighting | 0.82888 | 2.0686 | 55.7122 | 0 | 0 | 763.42 | Commercial/Industrial | Institutional | New | PSC to ECM Evaporator Fan Motor (Reach-In) | 1.3916 | 1.562 | 364.0554 | 0.065337 | 0.054728 | 503.9324
[16 empty] | Commercial/Industrial | Institutional | Turnover | LED Exterior Lighting | 0.82888 | 2.0686 | 55.7122 | 0 | 0 | 763.42 | Commercial/Industrial | Institutional | New | PSC to ECM Evaporator Fan Motor (Reach-In) | 1.3916 | 1.562 | 364.0554 | 0.065337 | 0.054728 | 503.9324
[16 empty] | Commercial/Industrial | Lodging/Hospitality | Turnover | LED Exterior Lighting | 0.82888 | 2.0686 | 55.7122 | 0 | 0 | 763.42 | Commercial/Industrial | Healthcare | Existing | Low U-Value Windows | 1.0367 | 1.1807 | 330.7716 | 0.15422 | -0.034707 | 349.5006
[16 empty] | Commercial/Industrial | Miscellaneous | Turnover | LED Exterior Lighting | 0.82888 | 2.0686 | 55.7122 | 0 | 0 | 763.42 | Commercial/Industrial | College and University | Existing | Low Flow Shower Head | 4.3546 | 1.3126 | 326.8306 | 0.052487 | 0.03491 | 310.5857
[16 empty] | Commercial/Industrial | Offices | Turnover | LED Exterior Lighting | 0.82888 | 2.0686 | 55.7122 | 0 | 0 | 763.42 | Commercial/Industrial | College and University | New | Low Flow Shower Head | 4.3546 | 1.3126 | 326.8306 | 0.052487 | 0.03491 | 310.5857
[16 empty] | Commercial/Industrial | Restaurants | Turnover | LED Exterior Lighting | 0.82888 | 2.0686 | 55.7122 | 0 | 0 | 763.42 | Commercial/Industrial | Schools K-12 | Existing | Faucet Aerator | 3.6497 | 0.74867 | 324.9117 | 0.010496 | 0.08956 | 197.7633
[16 empty] | Commercial/Industrial | Retail | Turnover | LED Exterior Lighting | 0.82888 | 2.0686 | 55.7122 | 0 | 0 | 763.42 | Commercial/Industrial | Schools K-12 | New | Faucet Aerator | 3.6497 | 0.74867 | 324.9117 | 0.010496 | 0.08956 | 197.7633
[16 empty] | Commercial/Industrial | Schools K-12 | Turnover | LED Exterior Lighting | 0.82888 | 2.0686 | 55.7122 | 0 | 0 | 763.42 | Commercial/Industrial | Hospitals | Turnover | LED - 9W Flood | 26.0713 | 2.1667 | 286.6435 | 0 | 0 | 225.008
[16 empty] | Commercial/Industrial | Warehouse | Turnover | LED Exterior Lighting | 0.82888 | 2.0686 | 55.7122 | 0 | 0 | 763.42 | Commercial/Industrial | Hospitals | Turnover | LED - 9W Flood | 26.0713 | 2.1667 | 286.6435 | 0 | 0 | 225.008
[16 empty] | Commercial/Industrial | Assembly | New | LED Exterior Lighting | 0.82888 | 2.0686 | 55.7122 | 0 | 0 | 763.42 | Commercial/Industrial | Assembly | Turnover | LED - 9W Flood | 26.0713 | 2.1667 | 286.6435 | 0 | 0 | 225.008
[16 empty] | Commercial/Industrial | College and University | New | LED Exterior Lighting | 0.82888 | 2.0686 | 55.7122 | 0 | 0 | 763.42 | Commercial/Industrial | College and University | Turnover | LED - 9W Flood | 26.0713 | 2.1667 | 286.6435 | 0 | 0 | 225.008
[16 empty] | Commercial/Industrial | Grocery | New | LED Exterior Lighting | 0.82888 | 2.0686 | 55.7122 | 0 | 0 | 763.42 | Commercial/Industrial | Grocery | Turnover | LED - 9W Flood | 26.0713 | 2.1667 | 286.6435 | 0 | 0 | 225.008
[16 empty] | Commercial/Industrial | Healthcare | New | LED Exterior Lighting | 0.82888 | 2.0686 | 55.7122 | 0 | 0 | 763.42 | Commercial/Industrial | Healthcare | Turnover | LED - 9W Flood | 26.0713 | 2.1667 | 286.6435 | 0 | 0 | 225.008
[16 empty] | Commercial/Industrial | Hospitals | New | LED Exterior Lighting | 0.82888 | 2.0686 | 55.7122 | 0 | 0 | 763.42 | Commercial/Industrial | Hospitals | Turnover | LED - 9W Flood | 26.0713 | 2.1667 | 286.6435 | 0 | 0 | 225.008
[16 empty] | Commercial/Industrial | Institutional | New | LED Exterior Lighting | 0.82888 | 2.0686 | 55.7122 | 0 | 0 | 763.42 | Commercial/Industrial | Institutional | Turnover | LED - 9W Flood | 26.0713 | 2.1667 | 286.6435 | 0 | 0 | 225.008
[16 empty] | Commercial/Industrial | Lodging/Hospitality | New | LED Exterior Lighting | 0.82888 | 2.0686 | 55.7122 | 0 | 0 | 763.42 | Commercial/Industrial | Miscellaneous | Turnover | LED - 9W Flood | 26.0713 | 2.1667 | 286.6435 | 0 | 0 | 225.008
[16 empty] | Commercial/Industrial | Miscellaneous | New | LED Exterior Lighting | 0.82888 | 2.0686 | 55.7122 | 0 | 0 | 763.42 | Commercial/Industrial | Offices | Turnover | LED - 9W Flood | 26.0713 | 2.1667 | 286.6435 | 0 | 0 | 225.008
[16 empty] | Commercial/Industrial | Offices | New | LED Exterior Lighting | 0.82888 | 2.0686 | 55.7122 | 0 | 0 | 763.42 | Commercial/Industrial | Retail | Turnover | LED - 9W Flood | 26.0713 | 2.1667 | 286.6435 | 0 | 0 | 225.008
[16 empty] | Commercial/Industrial | Restaurants | New | LED Exterior Lighting | 0.82888 | 2.0686 | 55.7122 | 0 | 0 | 763.42 | Commercial/Industrial | Warehouse | Turnover | LED - 9W Flood | 26.0713 | 2.1667 | 286.6435 | 0 | 0 | 225.008
[16 empty] | Commercial/Industrial | Retail | New | LED Exterior Lighting | 0.82888 | 2.0686 | 55.7122 | 0 | 0 | 763.42 | Commercial/Industrial | Assembly | Turnover | LED - 9W Flood | 26.0713 | 2.1667 | 286.6435 | 0 | 0 | 225.008
[16 empty] | Commercial/Industrial | Schools K-12 | New | LED Exterior Lighting | 0.82888 | 2.0686 | 55.7122 | 0 | 0 | 763.42 | Commercial/Industrial | College and University | New | LED - 9W Flood | 26.0713 | 2.1667 | 286.6435 | 0 | 0 | 225.008
[16 empty] | Commercial/Industrial | Warehouse | New | LED Exterior Lighting | 0.82888 | 2.0686 | 55.7122 | 0 | 0 | 763.42 | Commercial/Industrial | Grocery | New | LED - 9W Flood | 26.0713 | 2.1667 | 286.6435 | 0 | 0 | 225.008
[16 empty] | Commercial/Industrial | Warehouse | Turnover | LED Linear - Lamp Replacement | 7.3304 | 1.314 | 51.0224 | 0.0066138 | 0.0015185 | 27.3798 | Commercial/Industrial | Healthcare | New | LED - 9W Flood | 26.0713 | 2.1667 | 286.6435 | 0 | 0 | 225.008
[16 empty] | Commercial/Industrial | Warehouse | New | LED Linear - Lamp Replacement | 7.3304 | 1.314 | 51.0224 | 0.0066138 | 0.0015185 | 27.3798 | Commercial/Industrial | Hospitals | New | LED - 9W Flood | 26.0713 | 2.1667 | 286.6435 | 0 | 0 | 225.008
[16 empty] | Commercial/Industrial | Lodging/Hospitality | Turnover | LED Linear - Lamp Replacement | 7.1167 | 1.3006 | 49.9468 | 0.0064838 | 1.086e-06 | 26.8786 | Commercial/Industrial | Institutional | New | LED - 9W Flood | 26.0713 | 2.1667 | 286.6435 | 0 | 0 | 225.008
[16 empty] | Commercial/Industrial | Lodging/Hospitality | New | LED Linear - Lamp Replacement | 7.1167 | 1.3006 | 49.9468 | 0.0064838 | 1.086e-06 | 26.8786 | Commercial/Industrial | Miscellaneous | New | LED - 9W Flood | 26.0713 | 2.1667 | 286.6435 | 0 | 0 | 225.008
[16 empty] | Commercial/Industrial | College and University | Turnover | LED Linear - Lamp Replacement | 6.8449 | 1.6433 | 45.7881 | 0.0032689 | 0.0031387 | 31.5613 | Commercial/Industrial | Offices | New | LED - 9W Flood | 26.0713 | 2.1667 | 286.6435 | 0 | 0 | 225.008
[16 empty] | Commercial/Industrial | College and University | New | LED Linear - Lamp Replacement | 6.8449 | 1.6433 | 45.7881 | 0.0032689 | 0.0031387 | 31.5613 | Commercial/Industrial | Retail | New | LED - 9W Flood | 26.0713 | 2.1667 | 286.6435 | 0 | 0 | 225.008
[16 empty] | Commercial/Industrial | Restaurants | Turnover | LED Linear - Lamp Replacement | 6.3562 | 1.299 | 44.0127 | 0.0057981 | 9.7112e-07 | 24.0361 | Commercial/Industrial | Warehouse | New | LED - 9W Flood | 26.0713 | 2.1667 | 286.6435 | 0 | 0 | 225.008
[16 empty] | Commercial/Industrial | Restaurants | New | LED Linear - Lamp Replacement | 6.3562 | 1.299 | 44.0127 | 0.0057981 | 9.7112e-07 | 24.0361 | Commercial/Industrial | Schools K-12 | New | LED - 9W Flood | 26.0713 | 2.1667 | 286.6435 | 0 | 0 | 225.008
[16 empty] | Commercial/Industrial | Institutional | Turnover | LED Linear - Lamp Replacement | 6.2921 | 1.3074 | 43.1709 | 0.0057058 | 0.00131 | 23.6208 | Commercial/Industrial | Schools K-12 | New | LED - 9W Flood | 26.0713 | 2.1667 | 286.6435 | 0 | 0 | 225.008
[16 empty] | Commercial/Industrial | Institutional | New | LED Linear - Lamp Replacement | 6.2921 | 1.3074 | 43.1709 | 0.0057058 | 0.00131 | 23.6208 | Commercial/Industrial | Assembly | New | LED - 9W Flood | 26.0713 | 2.1667 | 286.6435 | 0 | 0 | 225.008
[16 empty] | Commercial/Industrial | Offices | Turnover | LED Linear - Lamp Replacement | 6.2225 | 1.3112 | 42.483 | 0.0056262 | 0.0012918 | 23.2915 | Commercial/Industrial | Grocery | New | LED - 9W Flood | 26.0713 | 2.1667 | 286.6435 | 0 | 0 | 225.008
[16 empty] | Commercial/Industrial | Offices | New | LED Linear - Lamp Replacement | 6.2225 | 1.3112 | 42.483 | 0.0056262 | 0.0012918 | 23.2915 | Commercial/Industrial | Institutional | Turnover | Energy Star Servers | 1.5132 | 1.1092 | 265.9748 | 0.16919 | 0.11767 | 1136.6997
[16 empty] | Commercial/Industrial | Grocery | Turnover | CFL-23W | 12.8057 | 1.1052 | 41.9767 | 0.0093469 | 2.5304e-06 | 38.808 | Commercial/Industrial | Miscellaneous | Turnover | Energy Star Servers | 1.5132 | 1.1092 | 265.9748 | 0.16919 | 0.11767 | 1136.6997
[16 empty] | Commercial/Industrial | Grocery | New | CFL-23W | 12.8057 | 1.1052 | 41.9767 | 0.0093469 | 2.5304e-06 | 38.808 | Commercial/Industrial | Offices | Turnover | Energy Star Servers | 1.5132 | 1.1092 | 265.9748 | 0.16919 | 0.11767 | 1136.6997
[16 empty] | Commercial/Industrial | Healthcare | Existing | Interior Lighting Controls | 0.7997 | 1.8228 | 41.493 | 0 | 0 | 703.92 | Commercial/Industrial | Retail | Turnover | Energy Star Servers | 1.5132 | 1.1092 | 265.9748 | 0.16919 | 0.11767 | 1136.6997
[16 empty] | Commercial/Industrial | Healthcare | New | Interior Lighting Controls | 0.7997 | 1.8228 | 41.493 | 0 | 0 | 703.92 | Commercial/Industrial | Warehouse | Turnover | Energy Star Servers | 1.5132 | 1.1092 | 265.9748 | 0.16919 | 0.11767 | 1136.6997
[16 empty] | Commercial/Industrial | Hospitals | Turnover | CFL-23W | 12.7893 | 1.397 | 39.7158 | 0.0048396 | 0.0047395 | 47.614 | Commercial/Industrial | Assembly | Turnover | Energy Star Servers | 1.5132 | 1.1092 | 265.9748 | 0.16919 | 0.11767 | 1136.6997
[16 empty] | Commercial/Industrial | Hospitals | New | CFL-23W | 12.7893 | 1.397 | 39.7158 | 0.0048396 | 0.0047395 | 47.614 | Commercial/Industrial | Grocery | Turnover | Energy Star Servers | 1.5132 | 1.1092 | 265.9748 | 0.16919 | 0.11767 | 1136.6997
[16 empty] | Commercial/Industrial | Healthcare | Turnover | CFL-23W | 11.7808 | 1.1237 | 37.783 | 0.0084448 | 0.0019525 | 35.196 | Commercial/Industrial | Institutional | Turnover | Energy Star Servers | 1.5132 | 1.1092 | 265.9748 | 0.16919 | 0.11767 | 1136.6997
[16 empty] | Commercial/Industrial | Healthcare | New | CFL-23W | 11.7808 | 1.1237 | 37.783 | 0.0084448 | 0.0019525 | 35.196 | Commercial/Industrial | Miscellaneous | Turnover | Energy Star Servers | 1.5132 | 1.1092 | 265.9748 | 0.16919 | 0.11767 | 1136.6997
[16 empty] | Commercial/Industrial | Retail | Turnover | CFL-23W | 11.5653 | 1.1102 | 37.4904 | 0.0084028 | 2.2748e-06 | 34.888 | Commercial/Industrial | Offices | Turnover | Energy Star Servers | 1.5132 | 1.1092 | 265.9748 | 0.16919 | 0.11767 | 1136.6997
[16 empty] | Commercial/Industrial | Retail | New | CFL-23W | 11.5653 | 1.1102 | 37.4904 | 0.0084028 | 2.2748e-06 | 34.888 | Commercial/Industrial | Retail | Turnover | Energy Star Servers | 1.5132 | 1.1092 | 265.9748 | 0.16919 | 0.11767 | 1136.6997
[16 empty] | Commercial/Industrial | Retail | Existing | Interior Lighting Controls | 0.79271 | 1.8228 | 37.205 | 0 | 0 | 697.76 | Commercial/Industrial | Warehouse | Turnover | Energy Star Servers | 1.5132 | 1.1092 | 265.9748 | 0.16919 | 0.11767 | 1136.6997
[16 empty] | Commercial/Industrial | Retail | New | Interior Lighting Controls | 0.79271 | 1.8228 | 37.205 | 0 | 0 | 697.76 | Commercial/Industrial | Warehouse | Turnover | Energy Star Servers | 1.5132 | 1.1092 | 265.9748 | 0.16919 | 0.11767 | 1136.6997
[16 empty] | Commercial/Industrial | Assembly | Turnover | LED Linear - Lamp Replacement | 5.4895 | 1.3084 | 36.8449 | 0.0049742 | 0.0011421 | 20.5922 | Commercial/Industrial | Restaurants | New | Energy Star Servers | 1.5132 | 1.1092 | 265.9748 | 0.16919 | 0.11767 | 1136.6997
[16 empty] | Commercial/Industrial | Assembly | New | LED Linear - Lamp Replacement | 5.4895 | 1.3084 | 36.8449 | 0.0049742 | 0.0011421 | 20.5922 | Commercial/Industrial | Restaurants | New | Energy Star Servers | 1.5132 | 1.1092 | 265.9748 | 0.16919 | 0.11767 | 1136.6997
[16 empty] | Commercial/Industrial | Miscellaneous | Turnover | CFL-23W | 10.324 | 1.1232 | 32.8234 | 0.0074035 | 0.0017117 | 30.856 | Commercial/Industrial | College and University | New | Energy Star Servers | 1.5132 | 1.1092 | 265.9748 | 0.16919 | 0.11767 | 1136.6997
[16 empty] | Commercial/Industrial | Miscellaneous | New | CFL-23W | 10.324 | 1.1232 | 32.8234 | 0.0074035 | 0.0017117 | 30.856 | Commercial/Industrial | Healthcare | New | Energy Star Servers | 1.5132 | 1.1092 | 265.9748 | 0.16919 | 0.11767 | 1136.6997
[16 empty] | Commercial/Industrial | Schools K-12 | Turnover | LED Linear - Lamp Replacement | 4.5751 | 1.3183 | 29.4121 | 0.0041146 | 0.00094471 | 17.0336 | Commercial/Industrial | Hospitals | New | Energy Star Servers | 1.5132 | 1.1092 | 265.9748 | 0.16919 | 0.11767 | 1136.6997
[16 empty] | Commercial/Industrial | Schools K-12 | New | LED Linear - Lamp Replacement | 4.5751 | 1.3183 | 29.4121 | 0.0041146 | 0.00094471 | 17.0336 | Commercial/Industrial | Lodging/Hospitality | New | Energy Star Servers | 1.5132 | 1.1092 | 265.9748 | 0.16919 | 0.11767 | 1136.6997
[16 empty] | Commercial/Industrial | Warehouse | Turnover | CFL-23W | 8.9342 | 1.1205 | 28.1517 | 0.0064226 | 0.001485 | 26.768 | Commercial/Industrial | Restaurants | New | Energy Star Servers | 1.5132 | 1.1092 | 265.9748 | 0.16919 | 0.11767 | 1136.6997
[16 empty] | Commercial/Industrial | Warehouse | New | CFL-23W | 8.9342 | 1.1205 | 28.1517 | 0.0064226 | 0.001485 | 26.768 | Commercial/Industrial | Schools K-12 | New | Energy Star Servers | 1.5132 | 1.1092 | 265.9748 | 0.16919 | 0.11767 | 1136.6997
[16 empty] | Commercial/Industrial | Lodging/Hospitality | Turnover | CFL-23W | 8.6784 | 1.1061 | 27.6365 | 0.006329 | 1.7134e-06 | 26.278 | Commercial/Industrial | College and University | New | Energy Star Servers | 1.5132 | 1.1092 | 265.9748 | 0.16919 | 0.11767 | 1136.6997
[16 empty] | Commercial/Industrial | Lodging/Hospitality | New | CFL-23W | 8.6784 | 1.1061 | 27.6365 | 0.006329 | 1.7134e-06 | 26.278 | Commercial/Industrial | Healthcare | New | Energy Star Servers | 1.5132 | 1.1092 | 265.9748 | 0.16919 | 0.11767 | 1136.6997
[16 empty] | Commercial/Industrial | College and University | Turnover | CFL-23W | 8.2508 | 1.3907 | 24.8796 | 0.0031363 | 0.0030714 | 30.856 | Commercial/Industrial | Hospitals | New | Energy Star Servers | 1.5132 | 1.1092 | 265.9748 | 0.16919 | 0.11767 | 1136.6997
[16 empty] | Commercial/Industrial | College and University | New | CFL-23W | 8.2508 | 1.3907 | 24.8796 | 0.0031363 | 0.0030714 | 30.856 | Commercial/Industrial | Lodging/Hospitality | New | Energy Star Servers | 1.5132 | 1.1092 | 265.9748 | 0.16919 | 0.11767 | 1136.6997
[16 empty] | Commercial/Industrial | Restaurants | Turnover | CFL-23W | 7.7402 | 1.1032 | 24.456 | 0.0056597 | 1.5322e-06 | 23.499 | Commercial/Industrial | Restaurants | New | Energy Star Servers | 1.5132 | 1.1092 | 265.9748 | 0.16919 | 0.11767 | 1136.6997
[16 empty] | Commercial/Industrial | Restaurants | New | CFL-23W | 7.7402 | 1.1032 | 24.456 | 0.0056597 | 1.5322e-06 | 23.499 | Commercial/Industrial | Schools K-12 | Existing | Low Flow Shower Head | 4.5189 | 0.83886 | 234.6377 | 0.010895 | 0.057159 | 155.2928
[16 empty] | Commercial/Industrial | Institutional | Turnover | CFL-23W | 7.7552 | 1.1274 | 23.9521 | 0.0055408 | 0.0012811 | 23.093 | Commercial/Industrial | Assembly | Existing | Low Flow Shower Head | 4.5189 | 0.83886 | 234.6377 | 0.010895 | 0.057159 | 155.2928
[16 empty] | Commercial/Industrial | Institutional | New | CFL-23W | 7.7552 | 1.1274 | 23.9521 | 0.0055408 | 0.0012811 | 23.093 | Commercial/Industrial | Assembly | New | Low Flow Shower Head | 4.5189 | 0.83886 | 234.6377 | 0.010895 | 0.057159 | 155.2928
[16 empty] | Commercial/Industrial | Offices | Turnover | CFL-23W | 7.6696 | 1.1307 | 23.5841 | 0.0054636 | 0.0012632 | 22.771 | Commercial/Industrial | Offices | New | Low Flow Shower Head | 4.5189 | 0.83886 | 234.6377 | 0.010895 | 0.057159 | 155.2928
[16 empty] | Commercial/Industrial | Offices | New | CFL-23W | 7.6696 | 1.1307 | 23.5841 | 0.0054636 | 0.0012632 | 22.771 | Commercial/Industrial | Offices | Existing | Faucet Aerator | 3.6497 | 0.74867 | 216.6078 | 0.0069971 | 0.059707 | 131.8422
[16 empty] | Commercial/Industrial | Grocery | Turnover | Premium T8 - Lamp Replacement | 12.5267 | 1.1118 | 21.0858 | 0.0047075 | 7.8845e-07 | 19.5149 | Commercial/Industrial | Lodging/Hospitality | New | Faucet Aerator | 3.6497 | 0.74867 | 216.6078 | 0.0069971 | 0.059707 | 131.8422
[16 empty] | Commercial/Industrial | Grocery | New | Premium T8 - Lamp Replacement | 12.5267 | 1.1118 | 21.0858 | 0.0047075 | 7.8845e-07 | 19.5149 | Commercial/Industrial | Lodging/Hospitality | Existing | Interior Lighting Controls | 1.0819 | 1.8228 | 214.3773 | 0 | 0 | 952.28
[16 empty] | Commercial/Industrial | Assembly | Turnover | CFL-23W | 6.7661 | 1.1283 | 20.5683 | 0.0048304 | 0.0011168 | 20.132 | Commercial/Industrial | Assembly | New | Interior Lighting Controls | 1.0819 | 1.8228 | 214.3773 | 0 | 0 | 952.28
[16 empty] | Commercial/Industrial | Assembly | New | CFL-23W | 6.7661 | 1.1283 | 20.5683 | 0.0048304 | 0.0011168 | 20.132 | Commercial/Industrial | Assembly | Existing | Faucet Aerator | 3.6204 | 1.2489 | 213.5402 | 0.041217 | 0.024823 | 197.7633
[16 empty] | Commercial/Industrial | Hospitals | Turnover | Premium T8 - Lamp Replacement | 12.4356 | 1.3876 | 20.0213 | 0.0024798 | 0.0023811 | 23.943 | Commercial/Industrial | Healthcare | Existing | Faucet Aerator | 3.6204 | 1.2489 | 213.5402 | 0.041217 | 0.024823 | 197.7633
[16 empty] | Commercial/Industrial | Hospitals | New | Premium T8 - Lamp Replacement | 12.4356 | 1.3876 | 20.0213 | 0.0024798 | 0.0023811 | 23.943 | Commercial/Industrial | Healthcare | Existing | Faucet Aerator | 3.6204 | 1.2489 | 213.5402 | 0.041217 | 0.024823 | 197.7633
[16 empty] | Commercial/Industrial | Healthcare | Turnover | Premium T8 - Lamp Replacement | 11.4437 | 1.119 | 19.0168 | 0.0042752 | 0.00098159 | 17.6986 | Commercial/Industrial | Lodging/Hospitality | New | Faucet Aerator | 3.6204 | 1.2489 | 213.5402 | 0.041217 | 0.024823 | 197.7633
[16 empty] | Commercial/Industrial | Healthcare | New | Premium T8 - Lamp Replacement | 11.4437 | 1.119 | 19.0168 | 0.0042752 | 0.00098159 | 17.6986 | Commercial/Industrial | Lodging/Hospitality | New | Faucet Aerator | 3.6204 | 1.2489 | 213.5402 | 0.041217 | 0.024823 | 197.7633
[16 empty] | Commercial/Industrial | Retail | Turnover | Premium T8 - Lamp Replacement | 11.3225 | 1.1178 | 18.8285 | 0.004232 | 7.0881e-07 | 17.5437 | Commercial/Industrial | Assembly | New | Faucet Aerator | 3.6204 | 1.2489 | 213.5402 | 0.041217 | 0.024823 | 197.7633
[16 empty] | Commercial/Industrial | Retail | New | Premium T8 - Lamp Replacement | 11.3225 | 1.1178 | 18.8285 | 0.004232 | 7.0881e-07 | 17.5437 | Commercial/Industrial | College and University | Turnover | High Efficiency PTHP | 1.2074 | 1.0806 | 204.2601 | 0.096704 | 3.5407e-05 | 194.4303
[16 empty] | Commercial/Industrial | Assembly | Existing | Outdoor Lighting Controls | 0.76874 | 1.8228 | 18.7226 | 0 | 0 | 562.52 | Commercial/Industrial | Grocery | New | High Efficiency PTHP | 1.2074 | 1.0806 | 204.2601 | 0.096704 | 3.5407e-05 | 194.4303
[16 empty] | Commercial/Industrial | College and University | Existing | Outdoor Lighting Controls | 0.76874 | 1.8228 | 18.7226 | 0 | 0 | 562.52 | Commercial/Industrial | Healthcare | Turnover | High Efficiency PTAC | 1.1782 | 1.0811 | 190.2593 | 0.094322 | 0 | 189.5874
[16 empty] | Commercial/Industrial | Grocery | Existing | Outdoor Lighting Controls | 0.76874 | 1.8228 | 18.7226 | 0 | 0 | 562.52 | Commercial/Industrial | Hospitals | New | High Efficiency PTAC | 1.1782 | 1.0811 | 190.2593 | 0.094322 | 0 | 189.5874
[16 empty] | Commercial/Industrial | Healthcare | Existing | Outdoor Lighting Controls | 0.76874 | 1.8228 | 18.7226 | 0 | 0 | 562.52 | Commercial/Industrial | Institutional | Existing | Low Flow Shower Head | 4.2384 | 1.0424 | 189.1746 | 0.014317 | 0.037425 | 155.2928
[16 empty] | Commercial/Industrial | Hospitals | Existing | Outdoor Lighting Controls | 0.76874 | 1.8228 | 18.7226 | 0 | 0 | 562.52 | Commercial/Industrial | Lodging/Hospitality | New | Low Flow Shower Head | 4.2384 | 1.0424 | 189.1746 | 0.014317 | 0.037425 | 155.2928
[16 empty] | Commercial/Industrial | Institutional | Existing | Outdoor Lighting Controls | 0.76874 | 1.8228 | 18.7226 | 0 | 0 | 562.52 | Commercial/Industrial | Miscellaneous | Existing | Smart Strip Plug Outlet | 1.0181 | 1.0882 | 187.5509 | 0.18222 | 0 | 1225.4519
[16 empty] | Commercial/Industrial | Lodging/Hospitality | Existing | Outdoor Lighting Controls | 0.76874 | 1.8228 | 18.7226 | 0 | 0 | 562.52 | Commercial/Industrial | Offices | New | Smart Strip Plug Outlet | 1.0181 | 1.0882 | 187.5509 | 0.18222 | 0 | 1225.4519
[16 empty] | Commercial/Industrial | Miscellaneous | Existing | Outdoor Lighting Controls | 0.76874 | 1.8228 | 18.7226 | 0 | 0 | 562.52 | Commercial/Industrial | Restaurants | Turnover | LED - 14W | 26.7221 | 1.2952 | 179.6843 | 0.021364 | 5.7838e-06 | 88.704
[16 empty] | Commercial/Industrial | Offices | Existing | Outdoor Lighting Controls | 0.76874 | 1.8228 | 18.7226 | 0 | 0 | 562.52 | Commercial/Industrial | Retail | New | LED - 14W | 26.7221 | 1.2952 | 179.6843 | 0.021364 | 5.7838e-06 | 88.704
[16 empty] | Commercial/Industrial | Restaurants | Existing | Outdoor Lighting Controls | 0.76874 | 1.8228 | 18.7226 | 0 | 0 | 562.52 | Commercial/Industrial | Schools K-12 | Turnover | LED - 14W | 26.8656 | 1.6481 | 173.0877 | 0.011062 | 0.010833 | 108.832
[16 empty] | Commercial/Industrial | Retail | Existing | Outdoor Lighting Controls | 0.76874 | 1.8228 | 18.7226 | 0 | 0 | 562.52 | Commercial/Industrial | Warehouse | New | LED - 14W | 26.8656 | 1.6481 | 173.0877 | 0.011062 | 0.010833 | 108.832
[16 empty] | Commercial/Industrial | Schools K-12 | Existing | Outdoor Lighting Controls | 0.76874 | 1.8228 | 18.7226 | 0 | 0 | 562.52 | Commercial/Industrial | Assembly | Existing | Low Flow Shower Head | 4.3546 | 1.3126 | 163.4153 | 0.026243 | 0.017455 | 155.2928
[16 empty] | Commercial/Industrial | Warehouse | Existing | Outdoor Lighting Controls | 0.76874 | 1.8228 | 18.7226 | 0 | 0 | 562.52 | Commercial/Industrial | College and University | Existing | Low Flow Shower Head | 4.3546 | 1.3126 | 163.4153 | 0.026243 | 0.017455 | 155.2928
[16 empty] | Commercial/Industrial | Assembly | New | Outdoor Lighting Controls | 0.76874 | 1.8228 | 18.7226 | 0 | 0 | 562.52 | Commercial/Industrial | Grocery | Existing | Low Flow Shower Head | 4.3546 | 1.3126 | 163.4153 | 0.026243 | 0.017455 | 155.2928
[16 empty] | Commercial/Industrial | College and University | New | Outdoor Lighting Controls | 0.76874 | 1.8228 | 18.7226 | 0 | 0 | 562.52 | Commercial/Industrial | Healthcare | New | Low Flow Shower Head | 4.3546 | 1.3126 | 163.4153 | 0.026243 | 0.017455 | 155.2928
[16 empty] | Commercial/Industrial | Grocery | New | Outdoor Lighting Controls | 0.76874 | 1.8228 | 18.7226 | 0 | 0 | 562.52 | Commercial/Industrial | Hospitals | New | Low Flow Shower Head | 4.3546 | 1.3126 | 163.4153 | 0.026243 | 0.017455 | 155.2928
[16 empty] | Commercial/Industrial | Healthcare | New | Outdoor Lighting Controls | 0.76874 | 1.8228 | 18.7226 | 0 | 0 | 562.52 | Commercial/Industrial | Institutional | New | Low Flow Shower Head | 4.3546 | 1.3126 | 163.4153 | 0.026243 | 0.017455 | 155.2928
[16 empty] | Commercial/Industrial | Hospitals | New | Outdoor Lighting Controls | 0.76874 | 1.8228 | 18.7226 | 0 | 0 | 562.52 | Commercial/Industrial | Lodging/Hospitality | Turnover | LED - 14W | 24.5292 | 1.314 | 162.2228 | 0.019302 | 0.0044629 | 80.448
[16 empty] | Commercial/Industrial | Institutional | New | Outdoor Lighting Controls | 0.76874 | 1.8228 | 18.7226 | 0 | 0 | 562.52 | Commercial/Industrial | Miscellaneous | New | LED - 14W | 24.5292 | 1.314 | 162.2228 | 0.019302 | 0.0044629 | 80.448
[16 empty] | Commercial/Industrial | Lodging/Hospitality | New | Outdoor Lighting Controls | 0.76874 | 1.8228 | 18.7226 | 0 | 0 | 562.52 | Commercial/Industrial | Offices | Turnover | LED - 14W | 24.0097 | 1.2945 | 160.9897 | 0.019206 | 5.1996e-06 | 79.744
[16 empty] | Commercial/Industrial | Miscellaneous | New | Outdoor Lighting Controls | 0.76874 | 1.8228 | 18.7226 | 0 | 0 | 562.52 | Commercial/Industrial | Restaurants | New | LED - 14W | 24.0097 | 1.2945 | 160.9897 | 0.019206 | 5.1996e-06 | 79.744
[16 empty] | Commercial/Industrial | Offices | New | Outdoor Lighting Controls | 0.76874 | 1.8228 | 18.7226 | 0 | 0 | 562.52 | Commercial/Industrial | Retail | Turnover | LED - 14W | 21.4842 | 1.3128 | 141.5543 | 0.016922 | 0.0039125 | 70.528
[16 empty] | Commercial/Industrial | Restaurants | New | Outdoor Lighting Controls | 0.76874 | 1.8228 | 18.7226 | 0 | 0 | 562.52 | Commercial/Industrial | Schools K-12 | New | LED - 14W | 21.4842 | 1.3128 | 141.5543 | 0.016922 | 0.0039125 | 70.528
[16 empty] | Commercial/Industrial | Retail | New | Outdoor Lighting Controls | 0.76874 | 1.8228 | 18.7226 | 0 | 0 | 562.52 | Commercial/Industrial | Warehouse | Existing | Smart Strip Plug Outlet | 1.0213 | 1.1095 | 130.5407 | 0.1304 | 0.090625 | 876.9623
[16 empty] | Commercial/Industrial | Schools K-12 | New | Outdoor Lighting Controls | 0.76874 | 1.8228 | 18.7226 | 0 | 0 | 562.52 | Commercial/Industrial | Retail | New | Smart Strip Plug Outlet | 1.0213 | 1.1095 | 130.5407 | 0.1304 | 0.090625 | 876.9623
[16 empty] | Commercial/Industrial | Warehouse | New | Outdoor Lighting Controls | 0.76874 | 1.8228 | 18.7226 | 0 | 0 | 562.52 | Commercial/Industrial | Retail | Existing | HVAC tune-up | 1.1944 | 0.91172 | 130.4728 | 0.12637 | 0.015344 | 359.8065
[16 empty] | Commercial/Industrial | Schools K-12 | Turnover | CFL-23W | 5.5382 | 1.1164 | 16.5926 | 0.0039956 | 0.00092383 | 16.653 | Commercial/Industrial | Assembly | New | HVAC tune-up | 1.1944 | 0.91172 | 130.4728 | 0.12637 | 0.015344 | 359.8065
[16 empty] | Commercial/Industrial | Schools K-12 | New | CFL-23W | 5.5382 | 1.1164 | 16.5926 | 0.0039956 | 0.00092383 | 16.653 | Commercial/Industrial | Assembly | Turnover | CFL - 15W Flood | 9.105 | 1.8228 | 128.6044 | 0 | 0 | 200.9
[16 empty] | Commercial/Industrial | Miscellaneous | Turnover | Premium T8 - Lamp Replacement | 10.1262 | 1.1294 | 16.5163 | 0.003748 | 0.00086055 | 15.5162 | Commercial/Industrial | Lodging/Hospitality | Turnover | CFL - 15W Flood | 9.105 | 1.8228 | 128.6044 | 0 | 0 | 200.9
[16 empty] | Commercial/Industrial | Miscellaneous | New | Premium T8 - Lamp Replacement | 10.1262 | 1.1294 | 16.5163 | 0.003748 | 0.00086055 | 15.5162 | Commercial/Industrial | Lodging/Hospitality | Turnover | CFL - 15W Flood | 9.105 | 1.8228 | 128.6044 | 0 | 0 | 200.9
[16 empty] | Commercial/Industrial | Warehouse | Turnover | Premium T8 - Lamp Replacement | 8.6787 | 1.1158 | 14.1609 | 0.0032515 | 0.00074654 | 13.4605 | Commercial/Industrial | College and University | Turnover | CFL - 15W Flood | 9.105 | 1.8228 | 128.6044 | 0 | 0 | 200.9
[16 empty] | Commercial/Industrial | Warehouse | New | Premium T8 - Lamp Replacement | 8.6787 | 1.1158 | 14.1609 | 0.0032515 | 0.00074654 | 13.4605 | Commercial/Industrial | Healthcare | Turnover | CFL - 15W Flood | 9.105 | 1.8228 | 128.6044 | 0 | 0 | 200.9
[16 empty] | Commercial/Industrial | Restaurants | Existing | HVAC tune-up | 0.72404 | 1.0671 | 13.9911 | 0.053199 | 0.0096843 | 267.9572 | Commercial/Industrial | Hospitals | Turnover | CFL - 15W Flood | 9.105 | 1.8228 | 128.6044 | 0 | 0 | 200.9
[16 empty] | Commercial/Industrial | Restaurants | New | HVAC tune-up | 0.72404 | 1.0671 | 13.9911 | 0.053199 | 0.0096843 | 267.9572 | Commercial/Industrial | Lodging/Hospitality | Turnover | CFL - 15W Flood | 9.105 | 1.8228 | 128.6044 | 0 | 0 | 200.9
[16 empty] | Commercial/Industrial | Lodging/Hospitality | Turnover | Premium T8 - Lamp Replacement | 8.5207 | 1.1169 | 13.8704 | 0.0031876 | 5.3388e-07 | 13.2141 | Commercial/Industrial | Restaurants | Turnover | CFL - 15W Flood | 9.105 | 1.8228 | 128.6044 | 0 | 0 | 200.9
[16 empty] | Commercial/Industrial | Lodging/Hospitality | New | Premium T8 - Lamp Replacement | 8.5207 | 1.1169 | 13.8704 | 0.0031876 | 5.3388e-07 | 13.2141 | Commercial/Industrial | Schools K-12 | Turnover | CFL - 15W Flood | 9.105 | 1.8228 | 128.6044 | 0 | 0 | 200.9
[16 empty] | Commercial/Industrial | Schools K-12 | Existing | Smart Strip Plug Outlet | 0.93798 | 1.109 | 12.6628 | 0.014976 | 0.010408 | 100.717 | Commercial/Industrial | College and University | Turnover | CFL - 15W Flood | 9.105 | 1.8228 | 128.6044 | 0 | 0 | 200.9
[16 empty] | Commercial/Industrial | Schools K-12 | New | Smart Strip Plug Outlet | 0.93798 | 1.109 | 12.6628 | 0.014976 | 0.010408 | 100.717 | Commercial/Industrial | Healthcare | Turnover | CFL - 15W Flood | 9.105 | 1.8228 | 128.6044 | 0 | 0 | 200.9
[16 empty] | Commercial/Industrial | College and University | Turnover | Premium T8 - Lamp Replacement | 8.0229 | 1.3814 | 12.5306 | 0.001607 | 0.0015431 | 15.5162 | Commercial/Industrial | Hospitals | Turnover | CFL - 15W Flood | 9.105 | 1.8228 | 128.6044 | 0 | 0 | 200.9
[16 empty] | Commercial/Industrial | College and University | New | Premium T8 - Lamp Replacement | 8.0229 | 1.3814 | 12.5306 | 0.001607 | 0.0015431 | 15.5162 | Commercial/Industrial | Lodging/Hospitality | Turnover | CFL - 15W Flood | 9.105 | 1.8228 | 128.6044 | 0 | 0 | 200.9
[16 empty] | Commercial/Industrial | Healthcare | Existing | Smart Strip Plug Outlet | 0.93182 | 1.1099 | 12.3601 | 0.014866 | 0.010332 | 99.9794 | Commercial/Industrial | Restaurants | New | CFL - 15W Flood | 9.105 | 1.8228 | 128.6044 | 0 | 0 | 200.9
[16 empty] | Commercial/Industrial | Healthcare | New | Smart Strip Plug Outlet | 0.93182 | 1.1099 | 12.3601 | 0.014866 | 0.010332 | 99.9794 | Commercial/Industrial | Schools K-12 | New | CFL - 15W Flood | 9.105 | 1.8228 | 128.6044 | 0 | 0 | 200.9
[16 empty] | Commercial/Industrial | Restaurants | Turnover | Premium T8 - Lamp Replacement | 7.6102 | 1.1155 | 12.2701 | 0.0028505 | 4.7742e-07 | 11.8166 | Commercial/Industrial | Restaurants | New | CFL - 15W Flood | 9.105 | 1.8228 | 128.6044 | 0 | 0 | 200.9
[16 empty] | Commercial/Industrial | Restaurants | New | Premium T8 - Lamp Replacement | 7.6102 | 1.1155 | 12.2701 | 0.0028505 | 4.7742e-07 | 11.8166 | Commercial/Industrial | Restaurants | New | CFL - 15W Flood | 9.105 | 1.8228 | 128.6044 | 0 | 0 | 200.9
[16 empty] | Commercial/Industrial | Institutional | Turnover | Premium T8 - Lamp Replacement | 7.5332 | 1.1226 | 12.0435 | 0.0028051 | 0.00064404 | 11.6125 | Commercial/Industrial | Hospitals | New | CFL - 15W Flood | 9.105 | 1.8228 | 128.6044 | 0 | 0 | 200.9
[16 empty] | Commercial/Industrial | Institutional | New | Premium T8 - Lamp Replacement | 7.5332 | 1.1226 | 12.0435 | 0.0028051 | 0.00064404 | 11.6125 | Commercial/Industrial | Hospitals | New | CFL - 15W Flood | 9.105 | 1.8228 | 128.6044 | 0 | 0 | 200.9
[16 empty] | Commercial/Industrial | Offices | Turnover | Premium T8 - Lamp Replacement | 7.4499 | 1.1259 | 11.8579 | 0.002766 | 0.00063506 | 11.4506 | Commercial/Industrial | Retail | New | CFL - 15W Flood | 9.105 | 1.8228 | 128.6044 | 0 | 0 | 200.9
[16 empty] | Commercial/Industrial | Offices | New | Premium T8 - Lamp Replacement | 7.4499 | 1.1259 | 11.8579 | 0.002766 | 0.00063506 | 11.4506 | Commercial/Industrial | Retail | New | CFL - 15W Flood | 9.105 | 1.8228 | 128.6044 | 0 | 0 | 200.9
[16 empty] | Commercial/Industrial | College and University | Existing | ECM Motors on Furnaces | 0.67367 | 1.2334 | 11.8117 | 0 | 0.070648 | 462.9948 | Commercial/Industrial | Retail | New | CFL - 15W Flood | 9.105 | 1.8228 | 128.6044 | 0 | 0 | 200.9
[16 empty] | Commercial/Industrial | College and University | New | ECM Motors on Furnaces | 0.67367 | 1.2334 | 11.8117 | 0 | 0.070648 | 462.9948 | Commercial/Industrial | Retail | New | CFL - 15W Flood | 9.105 | 1.8228 | 128.6044 | 0 | 0 | 200.9
[16 empty] | Commercial/Industrial | Assembly | Turnover | Premium T8 - Lamp Replacement | 6.5723 | 1.1235 | 10.3374 | 0.0024454 | 0.00056146 | 10.1235 | Commercial/Industrial | College and University | New | CFL - 15W Flood | 9.105 | 1.8228 | 128.6044 | 0 | 0 | 200.9
[16 empty] | Commercial/Industrial | Assembly | New | Premium T8 - Lamp Replacement | 6.5723 | 1.1235 | 10.3374 | 0.0024454 | 0.00056146 | 10.1235 | Commercial/Industrial | Healthcare | New | CFL - 15W Flood | 9.105 | 1.8228 | 128.6044 | 0 | 0 | 200.9
[16 empty] | Commercial/Industrial | Grocery | Turnover | Premium T8 - Fixture Replacement | 0.82829 | 1.1064 | 9.9703 | 0.014277 | 7.8218e-07 | 58.5446 | Commercial/Industrial | Hospitals | New | CFL - 15W Flood | 9.105 | 1.8228 | 128.6044 | 0 | 0 | 200.9
[16 empty] | Commercial/Industrial | Grocery | New | Premium T8 - Fixture Replacement | 0.82829 | 1.1064 | 9.9703 | 0.014277 | 7.8218e-07 | 58.5446 | Commercial/Industrial | Lodging/Hospitality | Existing | HVAC tune-up | 1.1853 | 0.90691 | 125.6033 | 0.12881 | 0.043539 | 340.8294
[16 empty] | Commercial/Industrial | Institutional | Existing | Smart Strip Plug Outlet | 0.83417 | 1.0884 | 8.7844 | 0.013571 | 0 | 91.2687 | Commercial/Industrial | Restaurants | New | HVAC tune-up | 1.1853 | 0.90691 | 125.6033 | 0.12881 | 0.043539 | 340.8294
[16 empty] | Commercial/Industrial | Institutional | New | Smart Strip Plug Outlet | 0.83417 | 1.0884 | 8.7844 | 0.013571 | 0 | 91.2687 | Commercial/Industrial | Schools K-12 | Turnover | LED - 14W | 18.6714 | 1.3151 | 122.0859 | 0.01468 | 0.0033942 | 61.184
[16 empty] | Commercial/Industrial | Schools K-12 | Turnover | Premium T8 - Lamp Replacement | 5.4774 | 1.132 | 8.333 | 0.0020228 | 0.00046444 | 8.3741 | Commercial/Industrial | College and University | New | LED - 14W | 18.6714 | 1.3151 | 122.0859 | 0.01468 | 0.0033942 | 61.184
[16 empty] | Commercial/Industrial | Schools K-12 | New | Premium T8 - Lamp Replacement | 5.4774 | 1.132 | 8.333 | 0.0020228 | 0.00046444 | 8.3741 | Commercial/Industrial | Healthcare | Turnover | LED - 14W | 18.0688 | 1.2934 | 119.9284 | 0.014466 | 3.9164e-06 | 60.064
[16 empty] | Commercial/Industrial | Hospitals | Turnover | Premium T8 - Fixture Replacement | 0.82576 | 1.3894 | 6.6515 | 0.0075271 | 0.0069818 | 71.8291 | Commercial/Industrial | Hospitals | New | LED - 14W | 18.0688 | 1.2934 | 119.9284 | 0.014466 | 3.9164e-06 | 60.064
[16 empty] | Commercial/Industrial | Hospitals | New | Premium T8 - Fixture Replacement | 0.82576 | 1.3894 | 6.6515 | 0.0075271 | 0.0069818 | 71.8291 | Commercial/Industrial | Lodging/Hospitality | Turnover | LED - 14W | 17.4122 | 1.6483 | 110.2708 | 0.0071686 | 0.0070204 | 70.528
[16 empty] | Commercial/Industrial | Lodging/Hospitality | Existing | Hotel Card Energy Control Systems | 0.79093 | 2.0711 | 6.3744 | 0.0044883 | -0.016893 | 561.42 | Commercial/Industrial | Restaurants | New | LED - 14W | 17.4122 | 1.6483 | 110.2708 | 0.0071686 | 0.0070204 | 70.528
[16 empty] | Commercial/Industrial | Lodging/Hospitality | New | Hotel Card Energy Control Systems | 0.79093 | 2.0711 | 6.3744 | 0.0044883 | -0.016893 | 561.42 | Commercial/Industrial | Schools K-12 | Existing | Faucet Aerator | 3.6497 | 0.74867 | 108.3039 | 0.0034985 | 0.029853 | 65.9211
[16 empty] | Commercial/Industrial | Grocery | Existing | Ceiling Insulation(R2 to R38) | 2.929 | 1.1019 | 5.4261 | 0.00036978 | 0.00084567 | 1.812 | Commercial/Industrial | Assembly | New | Faucet Aerator | 3.6497 | 0.74867 | 108.3039 | 0.0034985 | 0.029853 | 65.9211
[16 empty] | Commercial/Industrial | Restaurants | Existing | Ceiling Insulation(R2 to R38) | 2.929 | 1.1019 | 5.4261 | 0.00036978 | 0.00084567 | 1.812 | Commercial/Industrial | Grocery | Turnover | LED - 14W | 16.1695 | 1.2943 | 106.6753 | 0.012937 | 3.5022e-06 | 53.712
[16 empty] | Commercial/Industrial | Retail | Existing | Ceiling Insulation(R2 to R38) | 2.929 | 1.1019 | 5.4261 | 0.00036978 | 0.00084567 | 1.812 | Commercial/Industrial | Institutional | New | LED - 14W | 16.1695 | 1.2943 | 106.6753 | 0.012937 | 3.5022e-06 | 53.712
[16 empty] | Commercial/Industrial | Grocery | New | Ceiling Insulation(R2 to R38) | 2.8951 | 1.1061 | 5.3145 | 0.0003641 | 0.00083269 | 1.7842 | Commercial/Industrial | Miscellaneous | Turnover | LED - 14W | 16.0862 | 1.3133 | 104.5844 | 0.012665 | 0.0029282 | 52.784
[16 empty] | Commercial/Industrial | Restaurants | New | Ceiling Insulation(R2 to R38) | 2.8951 | 1.1061 | 5.3145 | 0.0003641 | 0.00083269 | 1.7842 | Commercial/Industrial | Offices | New | LED - 14W | 16.0862 | 1.3133 | 104.5844 | 0.012665 | 0.0029282 | 52.784
[16 empty] | Commercial/Industrial | Retail | New | Ceiling Insulation(R2 to R38) | 2.8951 | 1.1061 | 5.3145 | 0.0003641 | 0.00083269 | 1.7842 | Commercial/Industrial | Retail | Turnover | LED - 14W | 15.9087 | 1.3172 | 103.0509 | 0.012488 | 0.0028874 | 52.048
[16 empty] | Commercial/Industrial | Restaurants | Existing | Wall Insulation | 2.1219 | 1.0814 | 5.1596 | 0.00039983 | 0.0009144 | 1.9593 | Commercial/Industrial | Warehouse | New | LED - 14W | 15.9087 | 1.3172 | 103.0509 | 0.012488 | 0.0028874 | 52.048
[16 empty] | Commercial/Industrial | Grocery | Existing | Wall Insulation | 2.0981 | 1.0851 | 5.0451 | 0.00039401 | 0.00090108 | 1.9307 | Commercial/Industrial | Assembly | Turnover | LED - 14W | 14.0811 | 1.3187 | 90.4831 | 0.011041 | 0.0025527 | 46.016
[16 empty] | Commercial/Industrial | Retail | Existing | Wall Insulation | 2.0981 | 1.0851 | 5.0451 | 0.00039401 | 0.00090108 | 1.9307 | Commercial/Industrial | Grocery | New | LED - 14W | 14.0811 | 1.3187 | 90.4831 | 0.011041 | 0.0025527 | 46.016
[16 empty] | Commercial/Industrial | Lodging/Hospitality | Existing | Smart Strip Plug Outlet | 0.7639 | 1.1081 | 5.0176 | 0.012207 | 0.0084835 | 82.0924 | Commercial/Industrial | Institutional | Turnover | LED Linear - Lamp Replacement | 10.4626 | 1.2947 | 76.703 | 0.0095754 | 1.6038e-06 | 39.695
[16 empty] | Commercial/Industrial | Lodging/Hospitality | New | Smart Strip Plug Outlet | 0.7639 | 1.1081 | 5.0176 | 0.012207 | 0.0084835 | 82.0924 | Commercial/Industrial | Miscellaneous | New | LED Linear - Lamp Replacement | 10.4626 | 1.2947 | 76.703 | 0.0095754 | 1.6038e-06 | 39.695
[16 empty] | Commercial/Industrial | College and University | Existing | Ceiling Insulation(R2 to R38) | 3.0011 | 1.2354 | 5.0039 | 0.00074942 | 0.00044143 | 1.812 | Commercial/Industrial | Offices | Turnover | LED Linear - Lamp Replacement | 10.5646 | 1.6437 | 74.0048 | 0.0050442 | 0.0048434 | 48.7023
[16 empty] | Commercial/Industrial | Hospitals | Existing | Ceiling Insulation(R2 to R38) | 3.0011 | 1.2354 | 5.0039 | 0.00074942 | 0.00044143 | 1.812 | Commercial/Industrial | Retail | New | LED Linear - Lamp Replacement | 10.5646 | 1.6437 | 74.0048 | 0.0050442 | 0.0048434 | 48.7023
[16 empty] | Commercial/Industrial | Lodging/Hospitality | Existing | Ceiling Insulation(R2 to R38) | 3.0011 | 1.2354 | 5.0039 | 0.00074942 | 0.00044143 | 1.812 | Commercial/Industrial | Warehouse | Turnover | LED - 14W | 11.6038 | 1.3138 | 73.915 | 0.0091329 | 0.0021116 | 38.064
[16 empty] | Commercial/Industrial | College and University | New | Ceiling Insulation(R2 to R38) | 2.9661 | 1.24 | 4.8988 | 0.00073791 | 0.00043466 | 1.7842 | Commercial/Industrial | Assembly | New | LED - 14W | 11.6038 | 1.3138 | 73.915 | 0.0091329 | 0.0021116 | 38.064
[16 empty] | Commercial/Industrial | Hospitals | New | Ceiling Insulation(R2 to R38) | 2.9661 | 1.24 | 4.8988 | 0.00073791 | 0.00043466 | 1.7842 | Commercial/Industrial | Grocery | Existing | Faucet Aerator | 3.6146 | 1.2469 | 71.1801 | 0.013739 | 0.0082744 | 65.9211
[16 empty] | Commercial/Industrial | Lodging/Hospitality | New | Ceiling Insulation(R2 to R38) | 2.9661 | 1.24 | 4.8988 | 0.00073791 | 0.00043466 | 1.7842 | Commercial/Industrial | Institutional | Existing | Faucet Aerator | 3.6146 | 1.2469 | 71.1801 | 0.013739 | 0.0082744 | 65.9211
[16 empty] | Commercial/Industrial | Hospitals | Existing | Wall Insulation | 2.1506 | 1.2171 | 4.5953 | 0.00079852 | 0.00047035 | 1.9307 | Commercial/Industrial | Miscellaneous | New | Faucet Aerator | 3.6146 | 1.2469 | 71.1801 | 0.013739 | 0.0082744 | 65.9211
[16 empty] | Commercial/Industrial | College and University | Existing | Wall Insulation | 2.1267 | 1.2212 | 4.4902 | 0.00078702 | 0.00046358 | 1.9029 | Commercial/Industrial | Offices | New | Faucet Aerator | 3.6146 | 1.2469 | 71.1801 | 0.013739 | 0.0082744 | 65.9211
[16 empty] | Commercial/Industrial | Lodging/Hospitality | Existing | Wall Insulation | 2.1267 | 1.2212 | 4.4902 | 0.00078702 | 0.00046358 | 1.9029 | Commercial/Industrial | Retail | Turnover | LED Linear - Lamp Replacement | 9.6399 | 1.3142 | 69.0285 | 0.0086962 | 0.0019966 | 36.0005
[16 empty] | Commercial/Industrial | Healthcare | Turnover | Premium T8 - Fixture Replacement | 0.76002 | 1.1236 | 3.5585 | 0.012871 | 0.0029443 | 53.0957 | Commercial/Industrial | Warehouse | New | LED Linear - Lamp Replacement | 9.6399 | 1.3142 | 69.0285 | 0.0086962 | 0.0019966 | 36.0005
[16 empty] | Commercial/Industrial | Healthcare | New | Premium T8 - Fixture Replacement | 0.76002 | 1.1236 | 3.5585 | 0.012871 | 0.0029443 | 53.0957 | Commercial/Industrial | Assembly | Turnover | LED Linear - Lamp Replacement | 9.3753 | 1.2905 | 68.3324 | 0.0086082 | 1.4418e-06 | 35.6854
[16 empty] | Commercial/Industrial | Retail | Turnover | Premium T8 - Fixture Replacement | 0.74436 | 1.106 | 3.1691 | 0.012835 | 7.0317e-07 | 52.631 | Commercial/Industrial | Grocery | New | LED Linear - Lamp Replacement | 9.3753 | 1.2905 | 68.3324 | 0.0086082 | 1.4418e-06 | 35.6854
[16 empty] | Commercial/Industrial | Retail | New | Premium T8 - Fixture Replacement | 0.74436 | 1.106 | 3.1691 | 0.012835 | 7.0317e-07 | 52.631 | Commercial/Industrial | Institutional | Turnover | LED Linear - Lamp Replacement | 8.4579 | 1.3153 | 59.7563 | 0.0076239 | 0.0017504 | 31.5613
[16 empty] | Commercial/Industrial | College and University | Existing | Smart Strip Plug Outlet | 0.6845 | 1.1098 | 2.9396 | 0.021843 | 0.015181 | 146.8994 | Commercial/Industrial | Miscellaneous | New | LED Linear - Lamp Replacement | 8.4579 | 1.3153 | 59.7563 | 0.0076239 | 0.0017504 | 31.5613
[16 empty] | Commercial/Industrial | College and University | New | Smart Strip Plug Outlet | 0.6845 | 1.1098 | 2.9396 | 0.021843 | 0.015181 | 146.8994 | Commercial/Industrial | Offices | Turnover | LED Linear - Lamp Replacement | 7.3304 | 1.314 | 51.0224 | 0.0066138 | 0.0015185 | 27.3798
[16 empty] | Commercial/Industrial | Warehouse | Existing | Wall Insulation | 1.6536 | 1.4743 | 2.8892 | 0.00022233 | 0.0003967 | 1.9593 | Commercial/Industrial | Retail | New | LED Linear - Lamp Replacement | 7.3304 | 1.314 | 51.0224 | 0.0066138 | 0.0015185 | 27.3798
[16 empty] | Commercial/Industrial | Assembly | Turnover | High Efficiency HID Lighting | 0.77993 | 2.0686 | 2.5753 | 0 | 0 | 484.169 | Commercial/Industrial | Warehouse | Turnover | LED Linear - Lamp Replacement | 7.1167 | 1.3006 | 49.9468 | 0.0064838 | 1.086e-06 | 26.8786
[16 empty] | Commercial/Industrial | College and University | Turnover | High Efficiency HID Lighting | 0.77993 | 2.0686 | 2.5753 | 0 | 0 | 484.169 | Commercial/Industrial | Assembly | New | LED Linear - Lamp Replacement | 7.1167 | 1.3006 | 49.9468 | 0.0064838 | 1.086e-06 | 26.8786
[16 empty] | Commercial/Industrial | Grocery | Turnover | High Efficiency HID Lighting | 0.77993 | 2.0686 | 2.5753 | 0 | 0 | 484.169 | Commercial/Industrial | Assembly | Turnover | LED Linear - Lamp Replacement | 6.8449 | 1.6433 | 45.7881 | 0.0032689 | 0.0031387 | 31.5613
[16 empty] | Commercial/Industrial | Healthcare | Turnover | High Efficiency HID Lighting | 0.77993 | 2.0686 | 2.5753 | 0 | 0 | 484.169 | Commercial/Industrial | Retail | New | LED Linear - Lamp Replacement | 6.8449 | 1.6433 | 45.7881 | 0.0032689 | 0.0031387 | 31.5613
[16 empty] | Commercial/Industrial | Hospitals | Turnover | High Efficiency HID Lighting | 0.77993 | 2.0686 | 2.5753 | 0 | 0 | 484.169 | Commercial/Industrial | Retail | Turnover | LED Linear - Lamp Replacement | 6.3562 | 1.299 | 44.0127 | 0.0057981 | 9.7112e-07 | 24.0361
[16 empty] | Commercial/Industrial | Institutional | Turnover | High Efficiency HID Lighting | 0.77993 | 2.0686 | 2.5753 | 0 | 0 | 484.169 | Commercial/Industrial | Institutional | New | LED Linear - Lamp Replacement | 6.3562 | 1.299 | 44.0127 | 0.0057981 | 9.7112e-07 | 24.0361
[16 empty] | Commercial/Industrial | Lodging/Hospitality | Turnover | High Efficiency HID Lighting | 0.77993 | 2.0686 | 2.5753 | 0 | 0 | 484.169 | Commercial/Industrial | Institutional | Turnover | LED Linear - Lamp Replacement | 6.2921 | 1.3074 | 43.1709 | 0.0057058 | 0.00131 | 23.6208
[16 empty] | Commercial/Industrial | Miscellaneous | Turnover | High Efficiency HID Lighting | 0.77993 | 2.0686 | 2.5753 | 0 | 0 | 484.169 | Commercial/Industrial | Schools K-12 | New | LED Linear - Lamp Replacement | 6.2921 | 1.3074 | 43.1709 | 0.0057058 | 0.00131 | 23.6208
[16 empty] | Commercial/Industrial | Offices | Turnover | High Efficiency HID Lighting | 0.77993 | 2.0686 | 2.5753 | 0 | 0 | 484.169 | Commercial/Industrial | Schools K-12 | Turnover | LED Linear - Lamp Replacement | 6.2225 | 1.3112 | 42.483 | 0.0056262 | 0.0012918 | 23.2915
[16 empty] | Commercial/Industrial | Restaurants | Turnover | High Efficiency HID Lighting | 0.77993 | 2.0686 | 2.5753 | 0 | 0 | 484.169 | Commercial/Industrial | Healthcare | New | LED Linear - Lamp Replacement | 6.2225 | 1.3112 | 42.483 | 0.0056262 | 0.0012918 | 23.2915
[16 empty] | Commercial/Industrial | Retail | Turnover | High Efficiency HID Lighting | 0.77993 | 2.0686 | 2.5753 | 0 | 0 | 484.169 | Commercial/Industrial | Healthcare | Turnover | CFL-23W | 12.8057 | 1.1052 | 41.9767 | 0.0093469 | 2.5304e-06 | 38.808
[16 empty] | Commercial/Industrial | Schools K-12 | Turnover | High Efficiency HID Lighting | 0.77993 | 2.0686 | 2.5753 | 0 | 0 | 484.169 | Commercial/Industrial | Warehouse | New | CFL-23W | 12.8057 | 1.1052 | 41.9767 | 0.0093469 | 2.5304e-06 | 38.808
[16 empty] | Commercial/Industrial | Warehouse | Turnover | High Efficiency HID Lighting | 0.77993 | 2.0686 | 2.5753 | 0 | 0 | 484.169 | Commercial/Industrial | Warehouse | Turnover | CFL-23W | 12.7893 | 1.397 | 39.7158 | 0.0048396 | 0.0047395 | 47.614
[16 empty] | Commercial/Industrial | Assembly | New | High Efficiency HID Lighting | 0.77993 | 2.0686 | 2.5753 | 0 | 0 | 484.169 | Commercial/Industrial | Hospitals | New | CFL-23W | 12.7893 | 1.397 | 39.7158 | 0.0048396 | 0.0047395 | 47.614
[16 empty] | Commercial/Industrial | College and University | New | High Efficiency HID Lighting | 0.77993 | 2.0686 | 2.5753 | 0 | 0 | 484.169 | Commercial/Industrial | Hospitals | Turnover | CFL-23W | 11.7808 | 1.1237 | 37.783 | 0.0084448 | 0.0019525 | 35.196
[16 empty] | Commercial/Industrial | Grocery | New | High Efficiency HID Lighting | 0.77993 | 2.0686 | 2.5753 | 0 | 0 | 484.169 | Commercial/Industrial | Healthcare | New | CFL-23W | 11.7808 | 1.1237 | 37.783 | 0.0084448 | 0.0019525 | 35.196
[16 empty] | Commercial/Industrial | Healthcare | New | High Efficiency HID Lighting | 0.77993 | 2.0686 | 2.5753 | 0 | 0 | 484.169 | Commercial/Industrial | Healthcare | Turnover | CFL-23W | 11.5653 | 1.1102 | 37.4904 | 0.0084028 | 2.2748e-06 | 34.888
[16 empty] | Commercial/Industrial | Hospitals | New | High Efficiency HID Lighting | 0.77993 | 2.0686 | 2.5753 | 0 | 0 | 484.169 | Commercial/Industrial | Hospitals | New | CFL-23W | 11.5653 | 1.1102 | 37.4904 | 0.0084028 | 2.2748e-06 | 34.888
[16 empty] | Commercial/Industrial | Institutional | New | High Efficiency HID Lighting | 0.77993 | 2.0686 | 2.5753 | 0 | 0 | 484.169 | Commercial/Industrial | Hospitals | Turnover | LED Linear - Lamp Replacement | 5.4895 | 1.3084 | 36.8449 | 0.0049742 | 0.0011421 | 20.5922
[16 empty] | Commercial/Industrial | Lodging/Hospitality | New | High Efficiency HID Lighting | 0.77993 | 2.0686 | 2.5753 | 0 | 0 | 484.169 | Commercial/Industrial | Warehouse | New | LED Linear - Lamp Replacement | 5.4895 | 1.3084 | 36.8449 | 0.0049742 | 0.0011421 | 20.5922
[16 empty] | Commercial/Industrial | Miscellaneous | New | High Efficiency HID Lighting | 0.77993 | 2.0686 | 2.5753 | 0 | 0 | 484.169 | Commercial/Industrial | Warehouse | Turnover | CFL-23W | 10.324 | 1.1232 | 32.8234 | 0.0074035 | 0.0017117 | 30.856
[16 empty] | Commercial/Industrial | Offices | New | High Efficiency HID Lighting | 0.77993 | 2.0686 | 2.5753 | 0 | 0 | 484.169 | Commercial/Industrial | Miscellaneous | New | CFL-23W | 10.324 | 1.1232 | 32.8234 | 0.0074035 | 0.0017117 | 30.856
[16 empty] | Commercial/Industrial | Restaurants | New | High Efficiency HID Lighting | 0.77993 | 2.0686 | 2.5753 | 0 | 0 | 484.169 | Commercial/Industrial | Miscellaneous | Turnover | LED Linear - Lamp Replacement | 4.5751 | 1.3183 | 29.4121 | 0.0041146 | 0.00094471 | 17.0336
[16 empty] | Commercial/Industrial | Retail | New | High Efficiency HID Lighting | 0.77993 | 2.0686 | 2.5753 | 0 | 0 | 484.169 | Commercial/Industrial | Hospitals | New | LED Linear - Lamp Replacement | 4.5751 | 1.3183 | 29.4121 | 0.0041146 | 0.00094471 | 17.0336
[16 empty] | Commercial/Industrial | Schools K-12 | New | High Efficiency HID Lighting | 0.77993 | 2.0686 | 2.5753 | 0 | 0 | 484.169 | Commercial/Industrial | Hospitals | Turnover | CFL-23W | 8.9342 | 1.1205 | 28.1517 | 0.0064226 | 0.001485 | 26.768
[16 empty] | Commercial/Industrial | Warehouse | New | High Efficiency HID Lighting | 0.77993 | 2.0686 | 2.5753 | 0 | 0 | 484.169 | Commercial/Industrial | Offices | New | CFL-23W | 8.9342 | 1.1205 | 28.1517 | 0.0064226 | 0.001485 | 26.768
[16 empty] | Commercial/Industrial | Warehouse | Existing | Ceiling Insulation(R2 to R38) | 1.7591 | 1.5787 | 1.9473 | 0.00015078 | 0.00026903 | 1.3287 | Commercial/Industrial | Offices | Turnover | CFL-23W | 8.6784 | 1.1061 | 27.6365 | 0.006329 | 1.7134e-06 | 26.278
[16 empty] | Commercial/Industrial | Warehouse | New | Ceiling Insulation(R2 to R38) | 1.7591 | 1.5787 | 1.9473 | 0.00015078 | 0.00026903 | 1.3287 | Commercial/Industrial | Warehouse | New | CFL-23W | 8.6784 | 1.1061 | 27.6365 | 0.006329 | 1.7134e-06 | 26.278
[16 empty] | Commercial/Industrial | Assembly | Turnover | Energy Star Uninterruptable Power Supply | 1.0555 | 1.4373 | 1.7043 | 0.00061097 | 0.00061097 | 5.3521 | Commercial/Industrial | Warehouse | Turnover | CFL-23W | 8.2508 | 1.3907 | 24.8796 | 0.0031363 | 0.0030714 | 30.856
[16 empty] | Commercial/Industrial | College and University | Turnover | Energy Star Uninterruptable Power Supply | 1.0555 | 1.4373 | 1.7043 | 0.00061097 | 0.00061097 | 5.3521 | Commercial/Industrial | Healthcare | New | CFL-23W | 8.2508 | 1.3907 | 24.8796 | 0.0031363 | 0.0030714 | 30.856
[16 empty] | Commercial/Industrial | Grocery | Turnover | Energy Star Uninterruptable Power Supply | 1.0555 | 1.4373 | 1.7043 | 0.00061097 | 0.00061097 | 5.3521 | Commercial/Industrial | Healthcare | Turnover | CFL-23W | 7.7402 | 1.1032 | 24.456 | 0.0056597 | 1.5322e-06 | 23.499
[16 empty] | Commercial/Industrial | Healthcare | Turnover | Energy Star Uninterruptable Power Supply | 1.0555 | 1.4373 | 1.7043 | 0.00061097 | 0.00061097 | 5.3521 | Commercial/Industrial | Retail | New | CFL-23W | 7.7402 | 1.1032 | 24.456 | 0.0056597 | 1.5322e-06 | 23.499
[16 empty] | Commercial/Industrial | Hospitals | Turnover | Energy Star Uninterruptable Power Supply | 1.0555 | 1.4373 | 1.7043 | 0.00061097 | 0.00061097 | 5.3521 | Commercial/Industrial | Retail | Turnover | CFL-23W | 7.7552 | 1.1274 | 23.9521 | 0.0055408 | 0.0012811 | 23.093
[16 empty] | Commercial/Industrial | Institutional | Turnover | Energy Star Uninterruptable Power Supply | 1.0555 | 1.4373 | 1.7043 | 0.00061097 | 0.00061097 | 5.3521 | Commercial/Industrial | Grocery | New | CFL-23W | 7.7552 | 1.1274 | 23.9521 | 0.0055408 | 0.0012811 | 23.093
[16 empty] | Commercial/Industrial | Lodging/Hospitality | Turnover | Energy Star Uninterruptable Power Supply | 1.0555 | 1.4373 | 1.7043 | 0.00061097 | 0.00061097 | 5.3521 | Commercial/Industrial | Grocery | Turnover | CFL-23W | 7.6696 | 1.1307 | 23.5841 | 0.0054636 | 0.0012632 | 22.771
[16 empty] | Commercial/Industrial | Miscellaneous | Turnover | Energy Star Uninterruptable Power Supply | 1.0555 | 1.4373 | 1.7043 | 0.00061097 | 0.00061097 | 5.3521 | Commercial/Industrial | Assembly | New | CFL-23W | 7.6696 | 1.1307 | 23.5841 | 0.0054636 | 0.0012632 | 22.771
[16 empty] | Commercial/Industrial | Offices | Turnover | Energy Star Uninterruptable Power Supply | 1.0555 | 1.4373 | 1.7043 | 0.00061097 | 0.00061097 | 5.3521 | Commercial/Industrial | College and University | Turnover | Premium T8 - Lamp Replacement | 12.5267 | 1.1118 | 21.0858 | 0.0047075 | 7.8845e-07 | 19.5149
[16 empty] | Commercial/Industrial | Restaurants | Turnover | Energy Star Uninterruptable Power Supply | 1.0555 | 1.4373 | 1.7043 | 0.00061097 | 0.00061097 | 5.3521 | Commercial/Industrial | Grocery | New | Premium T8 - Lamp Replacement | 12.5267 | 1.1118 | 21.0858 | 0.0047075 | 7.8845e-07 | 19.5149
[16 empty] | Commercial/Industrial | Retail | Turnover | Energy Star Uninterruptable Power Supply | 1.0555 | 1.4373 | 1.7043 | 0.00061097 | 0.00061097 | 5.3521 | Commercial/Industrial | Healthcare | Turnover | CFL-23W | 6.7661 | 1.1283 | 20.5683 | 0.0048304 | 0.0011168 | 20.132
[16 empty] | Commercial/Industrial | Schools K-12 | Turnover | Energy Star Uninterruptable Power Supply | 1.0555 | 1.4373 | 1.7043 | 0.00061097 | 0.00061097 | 5.3521 | Commercial/Industrial | Hospitals | New | CFL-23W | 6.7661 | 1.1283 | 20.5683 | 0.0048304 | 0.0011168 | 20.132
[16 empty] | Commercial/Industrial | Warehouse | Turnover | Energy Star Uninterruptable Power Supply | 1.0555 | 1.4373 | 1.7043 | 0.00061097 | 0.00061097 | 5.3521 | Commercial/Industrial | Institutional | Turnover | Premium T8 - Lamp Replacement | 12.4356 | 1.3876 | 20.0213 | 0.0024798 | 0.0023811 | 23.943
[16 empty] | Commercial/Industrial | Assembly | New | Energy Star Uninterruptable Power Supply | 1.0555 | 1.4373 | 1.7043 | 0.00061097 | 0.00061097 | 5.3521 | Commercial/Industrial | Lodging/Hospitality | New | Premium T8 - Lamp Replacement | 12.4356 | 1.3876 | 20.0213 | 0.0024798 | 0.0023811 | 23.943
[16 empty] | Commercial/Industrial | College and University | New | Energy Star Uninterruptable Power Supply | 1.0555 | 1.4373 | 1.7043 | 0.00061097 | 0.00061097 | 5.3521 | Commercial/Industrial | Miscellaneous | Turnover | Premium T8 - Lamp Replacement | 11.4437 | 1.119 | 19.0168 | 0.0042752 | 0.00098159 | 17.6986
[16 empty] | Commercial/Industrial | Grocery | New | Energy Star Uninterruptable Power Supply | 1.0555 | 1.4373 | 1.7043 | 0.00061097 | 0.00061097 | 5.3521 | Commercial/Industrial | Offices | New | Premium T8 - Lamp Replacement | 11.4437 | 1.119 | 19.0168 | 0.0042752 | 0.00098159 | 17.6986
[16 empty] | Commercial/Industrial | Healthcare | New | Energy Star Uninterruptable Power Supply | 1.0555 | 1.4373 | 1.7043 | 0.00061097 | 0.00061097 | 5.3521 | Commercial/Industrial | Restaurants | Turnover | Premium T8 - Lamp Replacement | 11.3225 | 1.1178 | 18.8285 | 0.004232 | 7.0881e-07 | 17.5437
[16 empty] | Commercial/Industrial | Hospitals | New | Energy Star Uninterruptable Power Supply | 1.0555 | 1.4373 | 1.7043 | 0.00061097 | 0.00061097 | 5.3521 | Commercial/Industrial | Retail | New | Premium T8 - Lamp Replacement | 11.3225 | 1.1178 | 18.8285 | 0.004232 | 7.0881e-07 | 17.5437
[16 empty] | Commercial/Industrial | Institutional | New | Energy Star Uninterruptable Power Supply | 1.0555 | 1.4373 | 1.7043 | 0.00061097 | 0.00061097 | 5.3521 | Commercial/Industrial | Schools K-12 | Turnover | CFL-23W | 5.5382 | 1.1164 | 16.5926 | 0.0039956 | 0.00092383 | 16.653
[16 empty] | Commercial/Industrial | Lodging/Hospitality | New | Energy Star Uninterruptable Power Supply | 1.0555 | 1.4373 | 1.7043 | 0.00061097 | 0.00061097 | 5.3521 | Commercial/Industrial | Warehouse | New | CFL-23W | 5.5382 | 1.1164 | 16.5926 | 0.0039956 | 0.00092383 | 16.653
[16 empty] | Commercial/Industrial | Miscellaneous | New | Energy Star Uninterruptable Power Supply | 1.0555 | 1.4373 | 1.7043 | 0.00061097 | 0.00061097 | 5.3521 | Commercial/Industrial | Assembly | Turnover | Premium T8 - Lamp Replacement | 10.1262 | 1.1294 | 16.5163 | 0.003748 | 0.00086055 | 15.5162
[16 empty] | Commercial/Industrial | Offices | New | Energy Star Uninterruptable Power Supply | 1.0555 | 1.4373 | 1.7043 | 0.00061097 | 0.00061097 | 5.3521 | Commercial/Industrial | College and University | New | Premium T8 - Lamp Replacement | 10.1262 | 1.1294 | 16.5163 | 0.003748 | 0.00086055 | 15.5162
[16 empty] | Commercial/Industrial | Restaurants | New | Energy Star Uninterruptable Power Supply | 1.0555 | 1.4373 | 1.7043 | 0.00061097 | 0.00061097 | 5.3521 | Commercial/Industrial | Grocery | Turnover | Premium T8 - Lamp Replacement | 8.6787 | 1.1158 | 14.1609 | 0.0032515 | 0.00074654 | 13.4605
[16 empty] | Commercial/Industrial | Retail | New | Energy Star Uninterruptable Power Supply | 1.0555 | 1.4373 | 1.7043 | 0.00061097 | 0.00061097 | 5.3521 | Commercial/Industrial | Healthcare | New | Premium T8 - Lamp Replacement | 8.6787 | 1.1158 | 14.1609 | 0.0032515 | 0.00074654 | 13.4605
[16 empty] | Commercial/Industrial | Schools K-12 | New | Energy Star Uninterruptable Power Supply | 1.0555 | 1.4373 | 1.7043 | 0.00061097 | 0.00061097 | 5.3521 | Commercial/Industrial | Hospitals | Turnover | Premium T8 - Lamp Replacement | 8.5207 | 1.1169 | 13.8704 | 0.0031876 | 5.3388e-07 | 13.2141
[16 empty] | Commercial/Industrial | Warehouse | New | Energy Star Uninterruptable Power Supply | 1.0555 | 1.4373 | 1.7043 | 0.00061097 | 0.00061097 | 5.3521 | Commercial/Industrial | Institutional | New | Premium T8 - Lamp Replacement | 8.5207 | 1.1169 | 13.8704 | 0.0031876 | 5.3388e-07 | 13.2141
[16 empty] | Commercial/Industrial | 0-15,000 kWh | Any | Central air conditioner - Load Shed | 4.3022 | #DIV/0! | -355.8133 | 0.63387 | 0 | 0 | Commercial/Industrial | Lodging/Hospitality | Turnover | Premium T8 - Lamp Replacement | 8.0229 | 1.3814 | 12.5306 | 0.001607 | 0.0015431 | 15.5162
[16 empty] | Commercial/Industrial | 15,001-25,000 kWh | Any | Central air conditioner - Load Shed | 12.2486 | #DIV/0! | -355.8133 | 1.8048 | 0 | 0 | Commercial/Industrial | Miscellaneous | New | Premium T8 - Lamp Replacement | 8.0229 | 1.3814 | 12.5306 | 0.001607 | 0.0015431 | 15.5162
[16 empty] | Commercial/Industrial | 25,001-50,000 kWh | Any | Central air conditioner - Load Shed | 26.2288 | #DIV/0! | -355.8133 | 3.8648 | 0 | 0 | Commercial/Industrial | Offices | Turnover | Premium T8 - Lamp Replacement | 7.6102 | 1.1155 | 12.2701 | 0.0028505 | 4.7742e-07 | 11.8166
[16 empty] | Commercial/Industrial | 50,001 kWh + | Any | Central air conditioner - Load Shed | 31.3523 | #DIV/0! | -355.8133 | 4.6198 | 0 | 0 | Commercial/Industrial | Restaurants | New | Premium T8 - Lamp Replacement | 7.6102 | 1.1155 | 12.2701 | 0.0028505 | 4.7742e-07 | 11.8166
[16 empty] | Commercial/Industrial | 0-15,000 kWh | Any | Central air conditioner - 50% cycling | 2.1504 | #DIV/0! | -355.8133 | 0.31693 | 0 | 0 | Commercial/Industrial | Retail | Turnover | Premium T8 - Lamp Replacement | 7.5332 | 1.1226 | 12.0435 | 0.0028051 | 0.00064404 | 11.6125
[16 empty] | Commercial/Industrial | 15,001-25,000 kWh | Any | Central air conditioner - 50% cycling | 6.1236 | #DIV/0! | -355.8133 | 0.90239 | 0 | 0 | Commercial/Industrial | Schools K-12 | New | Premium T8 - Lamp Replacement | 7.5332 | 1.1226 | 12.0435 | 0.0028051 | 0.00064404 | 11.6125
[16 empty] | Commercial/Industrial | 25,001-50,000 kWh | Any | Central air conditioner - 50% cycling | 13.1144 | #DIV/0! | -355.8133 | 1.9324 | 0 | 0 | Commercial/Industrial | Warehouse | Turnover | Premium T8 - Lamp Replacement | 7.4499 | 1.1259 | 11.8579 | 0.002766 | 0.00063506 | 11.4506
[16 empty] | Commercial/Industrial | 50,001 kWh + | Any | Central air conditioner - 50% cycling | 15.6761 | #DIV/0! | -355.8133 | 2.3099 | 0 | 0 | Commercial/Industrial | Assembly | New | Premium T8 - Lamp Replacement | 7.4499 | 1.1259 | 11.8579 | 0.002766 | 0.00063506 | 11.4506
[16 empty] | Commercial/Industrial | 0-15,000 kWh | Any | Smart thermostats - Utility Installation | 0.96904 | #DIV/0! | -828.8734 | 0.31693 | 0.091626 | 0 | Commercial/Industrial | College and University | Turnover | Premium T8 - Lamp Replacement | 6.5723 | 1.1235 | 10.3374 | 0.0024454 | 0.00056146 | 10.1235
[16 empty] | Commercial/Industrial | 15,001-25,000 kWh | Any | Smart thermostats - Utility Installation | 2.7836 | #DIV/0! | -828.8734 | 0.90239 | 0.30999 | 0 | Commercial/Industrial | Grocery | New | Premium T8 - Lamp Replacement | 6.5723 | 1.1235 | 10.3374 | 0.0024454 | 0.00056146 | 10.1235
[16 empty] | Commercial/Industrial | 25,001-50,000 kWh | Any | Smart thermostats - Utility Installation | 5.8888 | #DIV/0! | -828.8734 | 1.9324 | 0.51975 | 0 | Commercial/Industrial | Healthcare | Turnover | Premium T8 - Lamp Replacement | 5.4774 | 1.132 | 8.333 | 0.0020228 | 0.00046444 | 8.3741
[16 empty] | Commercial/Industrial | 50,001 kWh + | Any | Smart thermostats - Utility Installation | 7.2934 | #DIV/0! | -828.8734 | 2.3099 | 1.1301 | 0 | Commercial/Industrial | Hospitals | New | Premium T8 - Lamp Replacement | 5.4774 | 1.132 | 8.333 | 0.0020228 | 0.00046444 | 8.3741
[16 empty] | Commercial/Industrial | 0-15,000 kWh | Any | Smart thermostats - BYOT | 1.1247 | #DIV/0! | -714.1505 | 0.31693 | 0.091626 | 0 | Commercial/Industrial | Institutional | Existing | Ceiling Insulation(R2 to R38) | 2.929 | 1.1019 | 5.4261 | 0.00036978 | 0.00084567 | 1.812
[16 empty] | Commercial/Industrial | 15,001-25,000 kWh | Any | Smart thermostats - BYOT | 3.2308 | #DIV/0! | -714.1505 | 0.90239 | 0.30999 | 0 | Commercial/Industrial | Lodging/Hospitality | Existing | Ceiling Insulation(R2 to R38) | 2.929 | 1.1019 | 5.4261 | 0.00036978 | 0.00084567 | 1.812
[16 empty] | Commercial/Industrial | 25,001-50,000 kWh | Any | Smart thermostats - BYOT | 6.8348 | #DIV/0! | -714.1505 | 1.9324 | 0.51975 | 0 | Commercial/Industrial | Miscellaneous | Existing | Ceiling Insulation(R2 to R38) | 2.929 | 1.1019 | 5.4261 | 0.00036978 | 0.00084567 | 1.812
[16 empty] | Commercial/Industrial | 50,001 kWh + | Any | Smart thermostats - BYOT | 8.4651 | #DIV/0! | -714.1505 | 2.3099 | 1.1301 | 0 | Commercial/Industrial | Offices | New | Ceiling Insulation(R2 to R38) | 2.8951 | 1.1061 | 5.3145 | 0.0003641 | 0.00083269 | 1.7842
[16 empty] | Commercial/Industrial | 0-15,000 kWh | Any | CPP + Tech | 0.81113 | #DIV/0! | -1012.4302 | 0.31693 | 0.13474 | 0 | Commercial/Industrial | Restaurants | New | Ceiling Insulation(R2 to R38) | 2.8951 | 1.1061 | 5.3145 | 0.0003641 | 0.00083269 | 1.7842
[16 empty] | Commercial/Industrial | 15,001-25,000 kWh | Any | CPP + Tech | 2.3384 | #DIV/0! | -1012.4302 | 0.90239 | 0.45587 | 0 | Commercial/Industrial | Retail | New | Ceiling Insulation(R2 to R38) | 2.8951 | 1.1061 | 5.3145 | 0.0003641 | 0.00083269 | 1.7842
[16 empty] | Commercial/Industrial | 25,001-50,000 kWh | Any | CPP + Tech | 4.9214 | #DIV/0! | -1012.4302 | 1.9324 | 0.76434 | 0 | Commercial/Industrial | Schools K-12 | Existing | Ceiling Insulation(R2 to R38) | 2.4247 | 0.93586 | 5.3019 | 3.6259e-05 | 0.00081736 | 1.812
[16 empty] | Commercial/Industrial | 50,001 kWh + | Any | CPP + Tech | 6.1884 | #DIV/0! | -1012.4302 | 2.3099 | 1.6618 | 0 | Commercial/Industrial | Assembly | Existing | Ceiling Insulation(R2 to R38) | 2.4247 | 0.93586 | 5.3019 | 3.6259e-05 | 0.00081736 | 1.812
[16 empty] | Commercial/Industrial | 0-15,000 kWh | Any | Central Heating - Load Shed | 1.2225 | #DIV/0! | -355.8133 | 0 | 0.43118 | 0 | Commercial/Industrial | College and University | Existing | Ceiling Insulation(R2 to R38) | 2.4247 | 0.93586 | 5.3019 | 3.6259e-05 | 0.00081736 | 1.812
[16 empty] | Commercial/Industrial | 15,001-25,000 kWh | Any | Central Heating - Load Shed | 4.1339 | #DIV/0! | -355.8133 | 0 | 1.4588 | 0 | Commercial/Industrial | Grocery | Existing | Ceiling Insulation(R2 to R38) | 2.4247 | 0.93586 | 5.3019 | 3.6259e-05 | 0.00081736 | 1.812
[16 empty] | Commercial/Industrial | 25,001-50,000 kWh | Any | Central Heating - Load Shed | 6.9322 | #DIV/0! | -355.8133 | 0 | 2.4459 | 0 | Commercial/Industrial | Healthcare | Existing | Ceiling Insulation(R2 to R38) | 2.4247 | 0.93586 | 5.3019 | 3.6259e-05 | 0.00081736 | 1.812
[16 empty] | Commercial/Industrial | 50,001 kWh + | Any | Central Heating - Load Shed | 15.0713 | #DIV/0! | -355.8133 | 0 | 5.3179 | 0 | Commercial/Industrial | Hospitals | Existing | Ceiling Insulation(R2 to R38) | 2.4247 | 0.93586 | 5.3019 | 3.6259e-05 | 0.00081736 | 1.812
[16 empty] | Commercial/Industrial | 0-15,000 kWh | Any | Central Heating - 50% cycling | 0.61052 | #DIV/0! | -355.8133 | 0 | 0.21559 | 0 | Commercial/Industrial | Institutional | New | Ceiling Insulation(R2 to R38) | 2.393 | 0.93804 | 5.1922 | 3.5703e-05 | 0.00080482 | 1.7842
[16 empty] | Commercial/Industrial | 15,001-25,000 kWh | Any | Central Heating - 50% cycling | 2.067 | #DIV/0! | -355.8133 | 0 | 0.72938 | 0 | Commercial/Industrial | Lodging/Hospitality | New | Ceiling Insulation(R2 to R38) | 2.393 | 0.93804 | 5.1922 | 3.5703e-05 | 0.00080482 | 1.7842
[16 empty] | Commercial/Industrial | 25,001-50,000 kWh | Any | Central Heating - 50% cycling | 3.4654 | #DIV/0! | -355.8133 | 0 | 1.2229 | 0 | Commercial/Industrial | Miscellaneous | New | Ceiling Insulation(R2 to R38) | 2.393 | 0.93804 | 5.1922 | 3.5703e-05 | 0.00080482 | 1.7842
[16 empty] | Commercial/Industrial | 50,001 kWh + | Any | Central Heating - 50% cycling | 7.5349 | #DIV/0! | -355.8133 | 0 | 2.6589 | 0 | Commercial/Industrial | Offices | New | Ceiling Insulation(R2 to R38) | 2.393 | 0.93804 | 5.1922 | 3.5703e-05 | 0.00080482 | 1.7842
[16 empty] | Commercial/Industrial | 0-50 kW | Any | Auto DR | 28.348 | #DIV/0! | -2466.5437 | 19.3855 | 11.1804 | 0 | Commercial/Industrial | Restaurants | New | Ceiling Insulation(R2 to R38) | 2.393 | 0.93804 | 5.1922 | 3.5703e-05 | 0.00080482 | 1.7842
[16 empty] | Commercial/Industrial | 51-300 kW | Any | Auto DR | 113.3964 | #DIV/0! | -2466.5437 | 75.5927 | 55.8595 | 0 | Commercial/Industrial | Retail | New | Ceiling Insulation(R2 to R38) | 2.393 | 0.93804 | 5.1922 | 3.5703e-05 | 0.00080482 | 1.7842
[16 empty] | Commercial/Industrial | 301-500 kW | Any | Auto DR | 398.1273 | #DIV/0! | -2466.5437 | 262.2964 | 213.8319 | 0 | Commercial/Industrial | Schools K-12 | Existing | Wall Insulation | 2.1219 | 1.0814 | 5.1596 | 0.00039983 | 0.0009144 | 1.9593
[16 empty] | Commercial/Industrial | 501 kW + | Any | Auto DR | 1389.6124 | #DIV/0! | -2466.5437 | 925.6915 | 688.2752 | 0 | Commercial/Industrial | Hospitals | Existing | Wall Insulation | 1.7925 | 0.92348 | 5.1409 | 3.9792e-05 | 0.000897 | 1.9886
[16 empty] | Commercial/Industrial | 0-50 kW | Any | CPP | 28.348 | #DIV/0! | -2466.5437 | 19.3855 | 11.1804 | 0 | Commercial/Industrial | Hospitals | Existing | Wall Insulation | 2.0981 | 1.0851 | 5.0451 | 0.00039401 | 0.00090108 | 1.9307
[16 empty] | Commercial/Industrial | 51-300 kW | Any | CPP | 113.3964 | #DIV/0! | -2466.5437 | 75.5927 | 55.8595 | 0 | Commercial/Industrial | Hospitals | Existing | Wall Insulation | 2.0981 | 1.0851 | 5.0451 | 0.00039401 | 0.00090108 | 1.9307
[16 empty] | Commercial/Industrial | 301-500 kW | Any | CPP | 398.1273 | #DIV/0! | -2466.5437 | 262.2964 | 213.8319 | 0 | Commercial/Industrial | Hospitals | Existing | Wall Insulation | 1.7697 | 0.92538 | 5.0254 | 3.9206e-05 | 0.00088379 | 1.9593
[16 empty] | Commercial/Industrial | 501 kW + | Any | CPP | 1389.6124 | #DIV/0! | -2466.5437 | 925.6915 | 688.2752 | 0 | Commercial/Industrial | Healthcare | Existing | Ceiling Insulation(R2 to R38) | 3.0011 | 1.2354 | 5.0039 | 0.00074942 | 0.00044143 | 1.812
[16 empty] | Commercial/Industrial | 0-50 kW | Any | Firm Service Level | 28.348 | #DIV/0! | -2466.5437 | 19.3855 | 11.1804 | 0 | Commercial/Industrial | Healthcare | Existing | Ceiling Insulation(R2 to R38) | 3.0011 | 1.2354 | 5.0039 | 0.00074942 | 0.00044143 | 1.812
[16 empty] | Commercial/Industrial | 51-300 kW | Any | Firm Service Level | 113.3964 | #DIV/0! | -2466.5437 | 75.5927 | 55.8595 | 0 | Commercial/Industrial | Assembly | Existing | Ceiling Insulation(R2 to R38) | 3.0011 | 1.2354 | 5.0039 | 0.00074942 | 0.00044143 | 1.812
[16 empty] | Commercial/Industrial | 301-500 kW | Any | Firm Service Level | 398.1273 | #DIV/0! | -2466.5437 | 262.2964 | 213.8319 | 0 | Commercial/Industrial | College and University | Existing | Wall Insulation | 1.7475 | 0.92729 | 4.9128 | 3.8635e-05 | 0.00087092 | 1.9307
[16 empty] | Commercial/Industrial | 501 kW + | Any | Firm Service Level | 1389.6124 | #DIV/0! | -2466.5437 | 925.6915 | 688.2752 | 0 | Commercial/Industrial | Grocery | Existing | Wall Insulation | 1.7475 | 0.92729 | 4.9128 | 3.8635e-05 | 0.00087092 | 1.9307
[16 empty] | Commercial/Industrial | 0-50 kW | Any | Guaranteed Load Drop | 28.348 | #DIV/0! | -2466.5437 | 19.3855 | 11.1804 | 0 | Commercial/Industrial | Healthcare | New | Ceiling Insulation(R2 to R38) | 2.9661 | 1.24 | 4.8988 | 0.00073791 | 0.00043466 | 1.7842
[16 empty] | Commercial/Industrial | 51-300 kW | Any | Guaranteed Load Drop | 113.3964 | #DIV/0! | -2466.5437 | 75.5927 | 55.8595 | 0 | Commercial/Industrial | Hospitals | New | Ceiling Insulation(R2 to R38) | 2.9661 | 1.24 | 4.8988 | 0.00073791 | 0.00043466 | 1.7842
[16 empty] | Commercial/Industrial | 301-500 kW | Any | Guaranteed Load Drop | 398.1273 | #DIV/0! | -2466.5437 | 262.2964 | 213.8319 | 0 | Commercial/Industrial | Institutional | New | Ceiling Insulation(R2 to R38) | 2.9661 | 1.24 | 4.8988 | 0.00073791 | 0.00043466 | 1.7842
[16 empty] | Commercial/Industrial | 501 kW + | Any | Guaranteed Load Drop | 1389.6124 | #DIV/0! | -2466.5437 | 925.6915 | 688.2752 | 0 | Commercial/Industrial | Lodging/Hospitality | Existing | Wall Insulation | 1.7259 | 0.9292 | 4.8031 | 3.8078e-05 | 0.00085837 | 1.9029
[16 empty] | Commercial/Industrial | Primary Resources Industries | Any | Fan System Optimization | 98.4003 | 1.2923 | 2220846.3591 | 241.1308 | 234.762 | 1790649.789 | Commercial/Industrial | Miscellaneous | Existing | Wall Insulation | 1.7048 | 0.93112 | 4.6962 | 3.7536e-05 | 0.00084614 | 1.8758
[16 empty] | Commercial/Industrial | Primary Resources Industries | Any | Plant Energy Management | 15.5228 | 1.3221 | 1558928.0737 | 162.6094 | 158.812 | 1186146.2059 | Commercial/Industrial | Offices | Existing | Wall Insulation | 2.1506 | 1.2171 | 4.5953 | 0.00079852 | 0.00047035 | 1.9307
[16 empty] | Commercial/Industrial | Transportation Equipment | Any | Fan Improved Controls | 50.5122 | 1.443 | 1100267.8323 | 82.5972 | 80.4156 | 613370.8042 | Commercial/Industrial | Restaurants | Existing | Wall Insulation | 2.1267 | 1.2212 | 4.4902 | 0.00078702 | 0.00046358 | 1.9029
[16 empty] | Commercial/Industrial | Chemicals and Plastics | Any | Fan System Optimization | 3.9041 | 1.2923 | 693966.4662 | 92.1356 | 89.7021 | 684203.5418 | Commercial/Industrial | Retail | Existing | Wall Insulation | 2.1267 | 1.2212 | 4.4902 | 0.00078702 | 0.00046358 | 1.9029
[16 empty] | Commercial/Industrial | Chemicals and Plastics | Any | Compressed Air Equipment | 3.6904 | 1.443 | 658447.4261 | 61.7858 | 60.1539 | 458824.6722 | Commercial/Industrial | Schools K-12 | Existing | Wall Insulation | 1.6536 | 1.4743 | 2.8892 | 0.00022233 | 0.0003967 | 1.9593
[16 empty] | Commercial/Industrial | Transportation Equipment | Any | Pump System Optimization | 4.0894 | 1.2923 | 629901.4364 | 82.7596 | 80.5738 | 614577.2082 | Commercial/Industrial | Warehouse | Existing | Ceiling Insulation(R2 to R38) | 1.7591 | 1.5787 | 1.9473 | 0.00015078 | 0.00026903 | 1.3287
[16 empty] | Commercial/Industrial | Agriculture and Assembly | Any | HVAC Recommissioning | 4.0338 | 1.2751 | 484703.3101 | 66.4363 | 64.8244 | 466371.1843 | Commercial/Industrial | Assembly | New | Ceiling Insulation(R2 to R38) | 1.7591 | 1.5787 | 1.9473 | 0.00015078 | 0.00026903 | 1.3287
[16 empty] | Commercial/Industrial | Chemicals and Plastics | Any | Pump System Optimization | 3.3134 | 1.2923 | 421221.8829 | 58.3371 | 56.7963 | 433214.4934 | Commercial/Industrial | College and University | Turnover | Energy Star Uninterruptable Power Supply | 1.0555 | 1.4373 | 1.7043 | 0.00061097 | 0.00061097 | 5.3521
[16 empty] | Commercial/Industrial | Chemicals and Plastics | Any | Plant Energy Management | 15.4857 | 1.3248 | 390195.622 | 40.4573 | 39.5035 | 297677.8775 | Commercial/Industrial | Grocery | Turnover | Energy Star Uninterruptable Power Supply | 1.0555 | 1.4373 | 1.7043 | 0.00061097 | 0.00061097 | 5.3521
[16 empty] | Commercial/Industrial | Chemicals and Plastics | Any | Fan Improved Controls | 20.2405 | 1.443 | 386355.0533 | 29.7039 | 28.9194 | 220582.9709 | Commercial/Industrial | Healthcare | Turnover | Energy Star Uninterruptable Power Supply | 1.0555 | 1.4373 | 1.7043 | 0.00061097 | 0.00061097 | 5.3521
[16 empty] | Commercial/Industrial | Primary Resources Industries | Any | Compressed Air Equipment | 4.1199 | 1.443 | 352419.6444 | 32.1653 | 31.3158 | 238861.3339 | Commercial/Industrial | Hospitals | Turnover | Energy Star Uninterruptable Power Supply | 1.0555 | 1.4373 | 1.7043 | 0.00061097 | 0.00061097 | 5.3521
[16 empty] | Commercial/Industrial | Primary Resources Industries | Any | Efficient Lighting - High Bay | 2.1836 | 1.3947 | 351462.9322 | 44.5523 | 43.306 | 312128.045 | Commercial/Industrial | Institutional | Turnover | Energy Star Uninterruptable Power Supply | 1.0555 | 1.4373 | 1.7043 | 0.00061097 | 0.00061097 | 5.3521
[16 empty] | Commercial/Industrial | Agriculture and Assembly | Any | Plant Energy Management | 2.9781 | 1.3229 | 328040.9609 | 43.4096 | 42.4818 | 317412.4363 | Commercial/Industrial | Lodging/Hospitality | Turnover | Energy Star Uninterruptable Power Supply | 1.0555 | 1.4373 | 1.7043 | 0.00061097 | 0.00061097 | 5.3521
[16 empty] | Commercial/Industrial | Primary Resources Industries | Any | Motor Optimization | 5.2078 | 1.2923 | 322306.4731 | 40.4426 | 39.3744 | 300328.901 | Commercial/Industrial | Miscellaneous | Turnover | Energy Star Uninterruptable Power Supply | 1.0555 | 1.4373 | 1.7043 | 0.00061097 | 0.00061097 | 5.3521
[16 empty] | Commercial/Industrial | Textiles and Leather | Any | Motor Optimization | 1.0459 | 1.2923 | 315124.7391 | 114.3046 | 111.2855 | 848831.5375 | Commercial/Industrial | Offices | Turnover | Energy Star Uninterruptable Power Supply | 1.0555 | 1.4373 | 1.7043 | 0.00061097 | 0.00061097 | 5.3521
[16 empty] | Commercial/Industrial | Transportation Equipment | Any | HVAC Equipment Upgrades | 4.8622 | 1.5029 | 262571.7481 | 20.8867 | 20.3799 | 146620.7056 | Commercial/Industrial | Restaurants | Turnover | Energy Star Uninterruptable Power Supply | 1.0555 | 1.4373 | 1.7043 | 0.00061097 | 0.00061097 | 5.3521
[16 empty] | Commercial/Industrial | Transportation Equipment | Any | HVAC Recommissioning | 1.3977 | 1.2751 | 232431.7853 | 54.9173 | 53.5849 | 385509.7021 | Commercial/Industrial | Retail | Turnover | Energy Star Uninterruptable Power Supply | 1.0555 | 1.4373 | 1.7043 | 0.00061097 | 0.00061097 | 5.3521
[16 empty] | Commercial/Industrial | Primary Resources Industries | Any | Pump System Optimization | 38.2375 | 1.2923 | 223298.5877 | 24.5355 | 23.8875 | 182201.7698 | Commercial/Industrial | Schools K-12 | Turnover | Energy Star Uninterruptable Power Supply | 1.0555 | 1.4373 | 1.7043 | 0.00061097 | 0.00061097 | 5.3521
[16 empty] | Commercial/Industrial | Construction | Any | Fan Improved Controls | 14.9408 | 1.443 | 222000.9427 | 17.3154 | 16.8581 | 128585.2378 | Commercial/Industrial | Warehouse | Turnover | Energy Star Uninterruptable Power Supply | 1.0555 | 1.4373 | 1.7043 | 0.00061097 | 0.00061097 | 5.3521
[16 empty] | Commercial/Industrial | Primary Resources Industries | Any | Fan Improved Controls | 20.2405 | 1.443 | 210025.5592 | 16.1473 | 15.7208 | 119910.5885 | Commercial/Industrial | Schools K-12 | Turnover | Energy Star Uninterruptable Power Supply | 1.0555 | 1.4373 | 1.7043 | 0.00061097 | 0.00061097 | 5.3521
[16 empty] | Commercial/Industrial | Agriculture and Assembly | Any | Efficient Lighting - High Bay | 2.1836 | 1.3947 | 192750.9885 | 24.4336 | 23.7501 | 171178.7609 | Commercial/Industrial | Schools K-12 | New | Energy Star Uninterruptable Power Supply | 1.0555 | 1.4373 | 1.7043 | 0.00061097 | 0.00061097 | 5.3521
[16 empty] | Commercial/Industrial | Chemicals and Plastics | Any | Compressed Air Controls | 2.3552 | 1.3853 | 190686.8787 | 23.6707 | 23.0455 | 175779.7881 | Commercial/Industrial | Institutional | New | Energy Star Uninterruptable Power Supply | 1.0555 | 1.4373 | 1.7043 | 0.00061097 | 0.00061097 | 5.3521
[16 empty] | Commercial/Industrial | Lumber/Furniture/Pulp/Paper | Any | Compressed Air Equipment | 3.4212 | 1.443 | 189114.7226 | 18.1305 | 17.6516 | 134637.6612 | Commercial/Industrial | Institutional | New | Energy Star Uninterruptable Power Supply | 1.0555 | 1.4373 | 1.7043 | 0.00061097 | 0.00061097 | 5.3521
[16 empty] | Commercial/Industrial | Lumber/Furniture/Pulp/Paper | Any | Plant Energy Management | 2.9704 | 1.3257 | 179952.8256 | 23.6829 | 23.12 | 174731.5051 | Commercial/Industrial | Lodging/Hospitality | New | Energy Star Uninterruptable Power Supply | 1.0555 | 1.4373 | 1.7043 | 0.00061097 | 0.00061097 | 5.3521
[16 empty] | Commercial/Industrial | Metal Products and Machinery | Any | Plant Energy Management | 3.8035 | 1.3232 | 171944.1028 | 21.1926 | 20.7069 | 155147.9329 | Commercial/Industrial | Lodging/Hospitality | New | Energy Star Uninterruptable Power Supply | 1.0555 | 1.4373 | 1.7043 | 0.00061097 | 0.00061097 | 5.3521
[16 empty] | Commercial/Industrial | Metal Products and Machinery | Any | Fan System Optimization | 15.5396 | 1.2923 | 170357.6722 | 19.2703 | 18.7613 | 143101.9569 | Commercial/Industrial | Lodging/Hospitality | New | Energy Star Uninterruptable Power Supply | 1.0555 | 1.4373 | 1.7043 | 0.00061097 | 0.00061097 | 5.3521
[16 empty] | Commercial/Industrial | Transportation Equipment | Any | Plant Energy Management | 15.522 | 1.3225 | 159840.7479 | 16.6642 | 16.3394 | 121646.283 | Commercial/Industrial | Hospitals | New | Energy Star Uninterruptable Power Supply | 1.0555 | 1.4373 | 1.7043 | 0.00061097 | 0.00061097 | 5.3521
[16 empty] | Commercial/Industrial | Agriculture and Assembly | Any | Compressed Air Equipment | 2.161 | 1.443 | 149880.392 | 17.3816 | 16.9226 | 129077.005 | Commercial/Industrial | Hospitals | New | Energy Star Uninterruptable Power Supply | 1.0555 | 1.4373 | 1.7043 | 0.00061097 | 0.00061097 | 5.3521
[16 empty] | Commercial/Industrial | Chemicals and Plastics | Any | Motor Optimization | 3.4335 | 1.2923 | 148444.2028 | 20.3557 | 19.818 | 151162.2172 | Commercial/Industrial | Miscellaneous | New | Energy Star Uninterruptable Power Supply | 1.0555 | 1.4373 | 1.7043 | 0.00061097 | 0.00061097 | 5.3521
[16 empty] | Commercial/Industrial | Construction | Any | Fan System Optimization | 9.0697 | 1.2923 | 144227.1357 | 16.9136 | 16.4669 | 125601.5509 | Commercial/Industrial | Miscellaneous | New | Energy Star Uninterruptable Power Supply | 1.0555 | 1.4373 | 1.7043 | 0.00061097 | 0.00061097 | 5.3521
[16 empty] | Commercial/Industrial | Primary Resources Industries | Any | Compressed Air Controls | 9.4175 | 1.3853 | 139690.248 | 12.7408 | 12.4043 | 94613.6033 | Commercial/Industrial | Grocery | New | Energy Star Uninterruptable Power Supply | 1.0555 | 1.4373 | 1.7043 | 0.00061097 | 0.00061097 | 5.3521
[16 empty] | Commercial/Industrial | Chemicals and Plastics | Any | HVAC Equipment Upgrades | 6.3626 | 1.5029 | 138924.4003 | 10.5546 | 10.2986 | 74091.795 | Commercial/Industrial | Offices | New | Energy Star Uninterruptable Power Supply | 1.0555 | 1.4373 | 1.7043 | 0.00061097 | 0.00061097 | 5.3521
[16 empty] | Commercial/Industrial | Transportation Equipment | Any | Efficient Lighting - Other Interior Lighting | 1.2699 | 1.4222 | 136849.5993 | 27.5124 | 26.7428 | 192748.3236 | Commercial/Industrial | Offices | New | Energy Star Uninterruptable Power Supply | 1.0555 | 1.4373 | 1.7043 | 0.00061097 | 0.00061097 | 5.3521
[16 empty] | Commercial/Industrial | Primary Resources Industries | Any | HVAC Equipment Upgrades | 2.5268 | 1.5029 | 132733.8553 | 12.9438 | 12.6298 | 90863.5695 | Commercial/Industrial | 501 kW + | Any | Auto DR | 1389.6124 | #DIV/0! | -2466.5437 | 925.6915 | 688.2752 | 0
[16 empty] | Commercial/Industrial | Primary Resources Industries | Any | Pump Equipment Upgrade | 4.4765 | 1.443 | 130321.4242 | 11.6759 | 11.3675 | 86705.6693 | Commercial/Industrial | 501 kW + | Any | CPP | 1389.6124 | #DIV/0! | -2466.5437 | 925.6915 | 688.2752 | 0
[16 empty] | Commercial/Industrial | Transportation Equipment | Any | Fan System Optimization | 9.1362 | 1.2923 | 117531.0131 | 13.7741 | 13.4103 | 102287.2733 | Commercial/Industrial | 501 kW + | Any | Firm Service Level | 1389.6124 | #DIV/0! | -2466.5437 | 925.6915 | 688.2752 | 0
[16 empty] | Commercial/Industrial | Primary Resources Industries | Any | Efficient Lighting - Other Interior Lighting | 1.2699 | 1.4222 | 114375.9658 | 22.9942 | 22.351 | 161094.923 | Commercial/Industrial | 501 kW + | Any | Guaranteed Load Drop | 1389.6124 | #DIV/0! | -2466.5437 | 925.6915 | 688.2752 | 0
[16 empty] | Commercial/Industrial | Transportation Equipment | Any | Building Envelope Improvements | 5.7369 | 1.5997 | 113131.2878 | 6.971 | 6.8019 | 48935.2678 | Commercial/Industrial | 301-500 kW | Any | Auto DR | 398.1273 | #DIV/0! | -2466.5437 | 262.2964 | 213.8319 | 0
[16 empty] | Commercial/Industrial | Electrical and Electronic Equip. | Any | Plant Energy Management | 15.5365 | 1.3214 | 105578.2503 | 11.0329 | 10.816 | 80266.2836 | Commercial/Industrial | 301-500 kW | Any | CPP | 398.1273 | #DIV/0! | -2466.5437 | 262.2964 | 213.8319 | 0
[16 empty] | Commercial/Industrial | Agriculture and Assembly | Any | HVAC Improved Controls | 57.226 | 1.4231 | 104838.5344 | 8.1783 | 7.9798 | 57409.9009 | Commercial/Industrial | 301-500 kW | Any | Firm Service Level | 398.1273 | #DIV/0! | -2466.5437 | 262.2964 | 213.8319 | 0
[16 empty] | Commercial/Industrial | Lumber/Furniture/Pulp/Paper | Any | Fan System Optimization | 9.1362 | 1.2923 | 101340.6099 | 11.8767 | 11.563 | 88196.7609 | Commercial/Industrial | 301-500 kW | Any | Guaranteed Load Drop | 398.1273 | #DIV/0! | -2466.5437 | 262.2964 | 213.8319 | 0
[16 empty] | Commercial/Industrial | Chemicals and Plastics | Any | Efficient Lighting - Other Interior Lighting | 1.2699 | 1.4222 | 101279.6184 | 20.3613 | 19.7918 | 142649.1306 | Commercial/Industrial | 51-300 kW | Any | Auto DR | 113.3964 | #DIV/0! | -2466.5437 | 75.5927 | 55.8595 | 0
[16 empty] | Commercial/Industrial | Textiles and Leather | Any | Process Heat Equipment Upgrade | 8.6278 | 1.2856 | 100095.557 | 11.9767 | 11.6814 | 86994.1033 | Commercial/Industrial | 51-300 kW | Any | CPP | 113.3964 | #DIV/0! | -2466.5437 | 75.5927 | 55.8595 | 0
[16 empty] | Commercial/Industrial | Transportation Equipment | Any | Efficient Lighting - High Bay | 2.1836 | 1.3947 | 95632.0347 | 12.1226 | 11.7834 | 84929.127 | Commercial/Industrial | 51-300 kW | Any | Firm Service Level | 113.3964 | #DIV/0! | -2466.5437 | 75.5927 | 55.8595 | 0
[16 empty] | Commercial/Industrial | Stone/Clay/Glass/Concrete | Any | Plant Energy Management | 15.489 | 1.3245 | 92135.0764 | 9.5587 | 9.3277 | 70270.864 | Commercial/Industrial | 51-300 kW | Any | Guaranteed Load Drop | 113.3964 | #DIV/0! | -2466.5437 | 75.5927 | 55.8595 | 0
[16 empty] | Commercial/Industrial | Electrical and Electronic Equip. | Any | HVAC Equipment Upgrades | 4.8622 | 1.5029 | 89258.7772 | 7.1002 | 6.928 | 49842.3193 | Commercial/Industrial | 50,001 kWh + | Any | Central air conditioner - Load Shed | 31.3523 | #DIV/0! | -355.8133 | 4.6198 | 0 | 0
[16 empty] | Commercial/Industrial | Agriculture and Assembly | Any | Compressed Air Controls | 1.7488 | 1.3853 | 88332.34 | 13.1623 | 12.8147 | 97743.9554 | Commercial/Industrial | 0-50 kW | Any | Auto DR | 28.348 | #DIV/0! | -2466.5437 | 19.3855 | 11.1804 | 0
[16 empty] | Commercial/Industrial | Construction | Any | HVAC Recommissioning | 1.4087 | 1.2751 | 87995.6071 | 20.6141 | 20.114 | 144707.3819 | Commercial/Industrial | 0-50 kW | Any | CPP | 28.348 | #DIV/0! | -2466.5437 | 19.3855 | 11.1804 | 0
[16 empty] | Commercial/Industrial | Primary Resources Industries | Any | Compressed Air System Optimization | 7.002 | 1.2923 | 86998.9024 | 10.4753 | 10.1986 | 77790.0701 | Commercial/Industrial | 0-50 kW | Any | Firm Service Level | 28.348 | #DIV/0! | -2466.5437 | 19.3855 | 11.1804 | 0
[16 empty] | Commercial/Industrial | Stone/Clay/Glass/Concrete | Any | Process Heat Equipment Upgrade | 1.3892 | 1.2856 | 79439.8406 | 18.4632 | 18.0079 | 134109.6045 | Commercial/Industrial | 0-50 kW | Any | Guaranteed Load Drop | 28.348 | #DIV/0! | -2466.5437 | 19.3855 | 11.1804 | 0
[16 empty] | Commercial/Industrial | Chemicals and Plastics | Any | Efficient Lighting - High Bay | 2.1836 | 1.3947 | 76721.8919 | 9.7255 | 9.4534 | 68135.3634 | Commercial/Industrial | 25,001-50,000 kWh | Any | Central air conditioner - Load Shed | 26.2288 | #DIV/0! | -355.8133 | 3.8648 | 0 | 0
[16 empty] | Commercial/Industrial | Transportation Equipment | Any | Compressed Air Equipment | 5.746 | 1.443 | 72610.2833 | 6.2139 | 6.0498 | 46145.0098 | Commercial/Industrial | 50,001 kWh + | Any | Central air conditioner - 50% cycling | 15.6761 | #DIV/0! | -355.8133 | 2.3099 | 0 | 0
[16 empty] | Commercial/Industrial | Primary Resources Industries | Any | Fan Equipment Upgrades | 4.4765 | 1.443 | 65580.5221 | 5.8756 | 5.7204 | 43632.1434 | Commercial/Industrial | 50,001 kWh + | Any | Central Heating - Load Shed | 15.0713 | #DIV/0! | -355.8133 | 0 | 5.3179 | 0
[16 empty] | Commercial/Industrial | Electrical and Electronic Equip. | Any | Motor Optimization | 4.5144 | 1.2923 | 64895.4471 | 8.3539 | 8.1333 | 62036.5996 | Commercial/Industrial | 25,001-50,000 kWh | Any | Central air conditioner - 50% cycling | 13.1144 | #DIV/0! | -355.8133 | 1.9324 | 0 | 0
[16 empty] | Commercial/Industrial | Agriculture and Assembly | Any | HVAC Equipment Upgrades | 4.8622 | 1.5029 | 64407.5379 | 5.1234 | 4.9991 | 35965.3265 | Commercial/Industrial | 15,001-25,000 kWh | Any | Central air conditioner - Load Shed | 12.2486 | #DIV/0! | -355.8133 | 1.8048 | 0 | 0
[16 empty] | Commercial/Industrial | Metal Products and Machinery | Any | Process Heat Equipment Upgrade | 3.1523 | 1.2856 | 64262.8112 | 9.1729 | 8.9467 | 66628.3832 | Commercial/Industrial | 50,001 kWh + | Any | Smart thermostats - BYOT | 8.4651 | #DIV/0! | -714.1505 | 2.3099 | 1.1301 | 0
[16 empty] | Commercial/Industrial | Transportation Equipment | Any | HVAC Improved Controls | 33.5873 | 1.4231 | 62083.9687 | 4.8908 | 4.7722 | 34332.7173 | Commercial/Industrial | 50,001 kWh + | Any | Central Heating - 50% cycling | 7.5349 | #DIV/0! | -355.8133 | 0 | 2.6589 | 0
[16 empty] | Commercial/Industrial | Chemicals and Plastics | Any | Process Heat Equipment Upgrade | 1.3892 | 1.2856 | 59438.9118 | 13.8146 | 13.474 | 100344.2214 | Commercial/Industrial | 50,001 kWh + | Any | Smart thermostats - Utility Installation | 7.2934 | #DIV/0! | -828.8734 | 2.3099 | 1.1301 | 0
[16 empty] | Commercial/Industrial | Electrical and Electronic Equip. | Any | Efficient Lighting - Other Interior Lighting | 1.2699 | 1.4222 | 59305.0179 | 11.9227 | 11.5892 | 83529.2383 | Commercial/Industrial | 25,001-50,000 kWh | Any | Central Heating - Load Shed | 6.9322 | #DIV/0! | -355.8133 | 0 | 2.4459 | 0
[16 empty] | Commercial/Industrial | Chemicals and Plastics | Any | Process Refrig System Optimization | 6.347 | 1.1138 | 58907.9317 | 15.7697 | 15.3808 | 114545.0826 | Commercial/Industrial | 25,001-50,000 kWh | Any | Smart thermostats - BYOT | 6.8348 | #DIV/0! | -714.1505 | 1.9324 | 0.51975 | 0
[16 empty] | Commercial/Industrial | Electrical and Electronic Equip. | Any | Compressed Air Equipment | 13.024 | 1.443 | 58267.2307 | 4.582 | 4.461 | 34026.2379 | Commercial/Industrial | 50,001 kWh + | Any | CPP + Tech | 6.1884 | #DIV/0! | -1012.4302 | 2.3099 | 1.6618 | 0
[16 empty] | Commercial/Industrial | Electrical and Electronic Equip. | Any | HVAC Recommissioning | 9.0603 | 1.2751 | 55480.9697 | 6.7685 | 6.6043 | 47513.7294 | Commercial/Industrial | 15,001-25,000 kWh | Any | Central air conditioner - 50% cycling | 6.1236 | #DIV/0! | -355.8133 | 0.90239 | 0 | 0
[16 empty] | Commercial/Industrial | Construction | Any | Process Refrig Controls | 7.5527 | 1.4352 | 54895.1238 | 4.5993 | 4.4859 | 33407.3773 | Commercial/Industrial | 25,001-50,000 kWh | Any | Smart thermostats - Utility Installation | 5.8888 | #DIV/0! | -828.8734 | 1.9324 | 0.51975 | 0
[16 empty] | Commercial/Industrial | Lumber/Furniture/Pulp/Paper | Any | Fan Improved Controls | 20.2405 | 1.443 | 53809.6127 | 4.137 | 4.0277 | 30721.7004 | Commercial/Industrial | 25,001-50,000 kWh | Any | CPP + Tech | 4.9214 | #DIV/0! | -1012.4302 | 1.9324 | 0.76434 | 0
[16 empty] | Commercial/Industrial | Metal Products and Machinery | Any | Efficient Lighting - High Bay | 2.1836 | 1.3947 | 49578.6417 | 6.2847 | 6.1089 | 44029.9188 | Commercial/Industrial | 0-15,000 kWh | Any | Central air conditioner - Load Shed | 4.3022 | #DIV/0! | -355.8133 | 0.63387 | 0 | 0
[16 empty] | Commercial/Industrial | Chemicals and Plastics | Any | Compressed Air System Optimization | 6.0422 | 1.2923 | 48611.1301 | 5.9643 | 5.8068 | 44291.0646 | Commercial/Industrial | 15,001-25,000 kWh | Any | Central Heating - Load Shed | 4.1339 | #DIV/0! | -355.8133 | 0 | 1.4588 | 0
[16 empty] | Commercial/Industrial | Construction | Any | Plant Energy Management | 15.5028 | 1.3236 | 48184.1977 | 5.0093 | 4.8973 | 36716.3143 | Commercial/Industrial | 25,001-50,000 kWh | Any | Central Heating - 50% cycling | 3.4654 | #DIV/0! | -355.8133 | 0 | 1.2229 | 0
[16 empty] | Commercial/Industrial | Electrical and Electronic Equip. | Any | Fan Improved Controls | 20.2406 | 1.443 | 47983.3058 | 3.6891 | 3.5916 | 27395.2678 | Commercial/Industrial | 15,001-25,000 kWh | Any | Smart thermostats - BYOT | 3.2308 | #DIV/0! | -714.1505 | 0.90239 | 0.30999 | 0
[16 empty] | Commercial/Industrial | Electrical and Electronic Equip. | Any | Efficient Lighting - High Bay | 2.1836 | 1.3947 | 46710.1524 | 5.9211 | 5.7555 | 41482.4643 | Commercial/Industrial | 15,001-25,000 kWh | Any | Smart thermostats - Utility Installation | 2.7836 | #DIV/0! | -828.8734 | 0.90239 | 0.30999 | 0
[16 empty] | Commercial/Industrial | Lumber/Furniture/Pulp/Paper | Any | Pump System Optimization | 1.2658 | 1.2923 | 45876.9829 | 11.7934 | 11.4819 | 87578.2988 | Commercial/Industrial | 15,001-25,000 kWh | Any | CPP + Tech | 2.3384 | #DIV/0! | -1012.4302 | 0.90239 | 0.45587 | 0
[16 empty] | Commercial/Industrial | Primary Resources Industries | Any | Lighting Controls | 2.215 | 1.2743 | 45583.446 | 7.6556 | 7.4414 | 53634.1324 | Commercial/Industrial | 0-15,000 kWh | Any | Central air conditioner - 50% cycling | 2.1504 | #DIV/0! | -355.8133 | 0.31693 | 0 | 0
[16 empty] | Commercial/Industrial | Textiles and Leather | Any | HVAC Recommissioning | 5.4828 | 1.2751 | 45290.6423 | 5.8628 | 5.7206 | 41155.9701 | Commercial/Industrial | 15,001-25,000 kWh | Any | Central Heating - 50% cycling | 2.067 | #DIV/0! | -355.8133 | 0 | 0.72938 | 0
[16 empty] | Commercial/Industrial | Agriculture and Assembly | Any | Efficient Lighting - Other Interior Lighting | 1.2699 | 1.4222 | 44440.3592 | 8.9343 | 8.6844 | 62592.8376 | Commercial/Industrial | 0-15,000 kWh | Any | Central Heating - Load Shed | 1.2225 | #DIV/0! | -355.8133 | 0 | 0.43118 | 0
[16 empty] | Commercial/Industrial | Chemicals and Plastics | Any | HVAC Improved Controls | 29.2081 | 1.4231 | 40363.8871 | 3.1912 | 3.1138 | 22401.6205 | Commercial/Industrial | 0-15,000 kWh | Any | Smart thermostats - BYOT | 1.1247 | #DIV/0! | -714.1505 | 0.31693 | 0.091626 | 0
[16 empty] | Commercial/Industrial | Primary Resources Industries | Any | Process Refrig Equipment Upgrade | 2.1923 | 1.2856 | 39102.0435 | 6.4386 | 6.2798 | 46767.5107 | Commercial/Industrial | Primary Resources Industries | Any | Fan System Optimization | 98.4003 | 1.2923 | 2220846.3591 | 241.1308 | 234.762 | 1790649.789
[16 empty] | Commercial/Industrial | Electrical and Electronic Equip. | Any | HVAC Improved Controls | 3.7184 | 1.4231 | 37739.447 | 3.6787 | 3.5894 | 25823.5234 | Commercial/Industrial | Primary Resources Industries | Any | Plant Energy Management | 15.5228 | 1.3221 | 1558928.0737 | 162.6094 | 158.812 | 1186146.2059
[16 empty] | Commercial/Industrial | Textiles and Leather | Any | HVAC Improved Controls | 154.4281 | 1.4231 | 37217.4008 | 2.8781 | 2.8083 | 20203.8701 | Commercial/Industrial | Transportation Equipment | Any | Fan Improved Controls | 50.5122 | 1.443 | 1100267.8323 | 82.5972 | 80.4156 | 613370.8042
[16 empty] | Commercial/Industrial | Chemicals and Plastics | Any | Pump Equipment Upgrade | 2.1958 | 1.443 | 36303.1443 | 4.1724 | 4.0622 | 30984.6514 | Commercial/Industrial | Chemicals and Plastics | Any | Fan System Optimization | 3.9041 | 1.2923 | 693966.4662 | 92.1356 | 89.7021 | 684203.5418
[16 empty] | Commercial/Industrial | Agriculture and Assembly | Any | Fan Improved Controls | 20.2407 | 1.443 | 35752.1464 | 2.7487 | 2.6761 | 20412.0914 | Commercial/Industrial | Chemicals and Plastics | Any | Compressed Air Equipment | 3.6904 | 1.443 | 658447.4261 | 61.7858 | 60.1539 | 458824.6722
[16 empty] | Commercial/Industrial | Metal Products and Machinery | Any | HVAC Equipment Upgrades | 4.0734 | 1.5029 | 35746.0853 | 2.9577 | 2.8859 | 20762.3532 | Commercial/Industrial | Transportation Equipment | Any | Pump System Optimization | 4.0894 | 1.2923 | 629901.4364 | 82.7596 | 80.5738 | 614577.2082
[16 empty] | Commercial/Industrial | Primary Resources Industries | Any | Motor Improved Controls | 7.8046 | 1.443 | 33714.7394 | 2.7699 | 2.6967 | 20569.2483 | Commercial/Industrial | Agriculture and Assembly | Any | HVAC Recommissioning | 4.0338 | 1.2751 | 484703.3101 | 66.4363 | 64.8244 | 466371.1843
[16 empty] | Commercial/Industrial | Primary Resources Industries | Any | Pump Improved Controls | 7.8046 | 1.443 | 33513.1785 | 2.7533 | 2.6806 | 20446.2767 | Commercial/Industrial | Chemicals and Plastics | Any | Pump System Optimization | 3.3134 | 1.2923 | 421221.8829 | 58.3371 | 56.7963 | 433214.4934
[16 empty] | Commercial/Industrial | Construction | Any | Process Other Systems Optimization | 5.2579 | 1.1584 | 32982.6077 | 7.2372 | 7.0588 | 52568.6948 | Commercial/Industrial | Chemicals and Plastics | Any | Plant Energy Management | 15.4857 | 1.3248 | 390195.622 | 40.4573 | 39.5035 | 297677.8775
[16 empty] | Commercial/Industrial | Stone/Clay/Glass/Concrete | Any | Motor Optimization | 4.9042 | 1.2923 | 31987.2604 | 4.055 | 3.9479 | 30112.5486 | Commercial/Industrial | Chemicals and Plastics | Any | Fan Improved Controls | 20.2405 | 1.443 | 386355.0533 | 29.7039 | 28.9194 | 220582.9709
[16 empty] | Commercial/Industrial | Chemicals and Plastics | Any | Process Refrig Equipment Upgrade | 1.9344 | 1.2856 | 31508.9606 | 5.5624 | 5.4252 | 40403.141 | Commercial/Industrial | Primary Resources Industries | Any | Compressed Air Equipment | 4.1199 | 1.443 | 352419.6444 | 32.1653 | 31.3158 | 238861.3339
[16 empty] | Commercial/Industrial | Agriculture and Assembly | Any | Motor Optimization | 2.4923 | 1.2923 | 31258.158 | 4.778 | 4.6518 | 35481.3792 | Commercial/Industrial | Primary Resources Industries | Any | Efficient Lighting - High Bay | 2.1836 | 1.3947 | 351462.9322 | 44.5523 | 43.306 | 312128.045
[16 empty] | Commercial/Industrial | Chemicals and Plastics | Any | Motor Improved Controls | 4.6985 | 1.443 | 31184.2919 | 2.7661 | 2.6931 | 20541.5213 | Commercial/Industrial | Agriculture and Assembly | Any | Plant Energy Management | 2.9781 | 1.3229 | 328040.9609 | 43.4096 | 42.4818 | 317412.4363
[16 empty] | Commercial/Industrial | Lumber/Furniture/Pulp/Paper | Any | HVAC Improved Controls | 29.4187 | 1.4231 | 31008.215 | 2.451 | 2.3916 | 17205.9015 | Commercial/Industrial | Primary Resources Industries | Any | Motor Optimization | 5.2078 | 1.2923 | 322306.4731 | 40.4426 | 39.3744 | 300328.901
[16 empty] | Commercial/Industrial | Construction | Any | Motor Improved Controls | 4.8017 | 1.443 | 30340.2821 | 2.6797 | 2.609 | 19899.9473 | Commercial/Industrial | Textiles and Leather | Any | Motor Optimization | 1.0459 | 1.2923 | 315124.7391 | 114.3046 | 111.2855 | 848831.5375
[16 empty] | Commercial/Industrial | Lumber/Furniture/Pulp/Paper | Any | Fan Equipment Upgrades | 2.1509 | 1.443 | 29976.4598 | 3.4857 | 3.3936 | 25884.7363 | Commercial/Industrial | Transportation Equipment | Any | HVAC Equipment Upgrades | 4.8622 | 1.5029 | 262571.7481 | 20.8867 | 20.3799 | 146620.7056
[16 empty] | Commercial/Industrial | Chemicals and Plastics | Any | Building Envelope Improvements | 6.9533 | 1.5997 | 29033.4574 | 1.7379 | 1.6957 | 12199.7754 | Commercial/Industrial | Transportation Equipment | Any | HVAC Recommissioning | 1.3977 | 1.2751 | 232431.7853 | 54.9173 | 53.5849 | 385509.7021
[16 empty] | Commercial/Industrial | Transportation Equipment | Any | Motor Optimization | 3.8237 | 1.2923 | 28202.0929 | 3.7626 | 3.6633 | 27941.626 | Commercial/Industrial | Primary Resources Industries | Any | Pump System Optimization | 38.2375 | 1.2923 | 223298.5877 | 24.5355 | 23.8875 | 182201.7698
[16 empty] | Commercial/Industrial | Primary Resources Industries | Any | Building Envelope Improvements | 5.9816 | 1.5997 | 28056.2649 | 1.717 | 1.6753 | 12052.9238 | Commercial/Industrial | Construction | Any | Fan Improved Controls | 14.9408 | 1.443 | 222000.9427 | 17.3154 | 16.8581 | 128585.2378
[16 empty] | Commercial/Industrial | Agriculture and Assembly | Any | Building Envelope Improvements | 4.8186 | 1.5997 | 27910.0134 | 1.7767 | 1.7336 | 12472.0277 | Commercial/Industrial | Primary Resources Industries | Any | Fan Improved Controls | 20.2405 | 1.443 | 210025.5592 | 16.1473 | 15.7208 | 119910.5885
[16 empty] | Commercial/Industrial | Stone/Clay/Glass/Concrete | Any | Fan Improved Controls | 20.2403 | 1.443 | 27523.4925 | 2.1161 | 2.0602 | 15714.0788 | Commercial/Industrial | Agriculture and Assembly | Any | Efficient Lighting - High Bay | 2.1836 | 1.3947 | 192750.9885 | 24.4336 | 23.7501 | 171178.7609
[16 empty] | Commercial/Industrial | Miscellaneous Manufacturing | Any | HVAC Equipment Upgrades | 1.863 | 1.5029 | 26847.0169 | 3.1452 | 3.0689 | 22079.0115 | Commercial/Industrial | Chemicals and Plastics | Any | Compressed Air Controls | 2.3552 | 1.3853 | 190686.8787 | 23.6707 | 23.0455 | 175779.7881
[16 empty] | Commercial/Industrial | Lumber/Furniture/Pulp/Paper | Any | Motor Optimization | 4.0678 | 1.2923 | 26734.0375 | 3.5165 | 3.4237 | 26114.0667 | Commercial/Industrial | Lumber/Furniture/Pulp/Paper | Any | Compressed Air Equipment | 3.4212 | 1.443 | 189114.7226 | 18.1305 | 17.6516 | 134637.6612
[16 empty] | Commercial/Industrial | Metal Products and Machinery | Any | Building Envelope Improvements | 6.0284 | 1.5997 | 26694.621 | 1.6316 | 1.592 | 11453.7503 | Commercial/Industrial | Lumber/Furniture/Pulp/Paper | Any | Plant Energy Management | 2.9704 | 1.3257 | 179952.8256 | 23.6829 | 23.12 | 174731.5051
[16 empty] | Commercial/Industrial | Construction | Any | Process Refrig System Optimization | 1.1729 | 1.1138 | 25678.4564 | 14.1351 | 13.7866 | 102672.0373 | Commercial/Industrial | Metal Products and Machinery | Any | Plant Energy Management | 3.8035 | 1.3232 | 171944.1028 | 21.1926 | 20.7069 | 155147.9329
[16 empty] | Commercial/Industrial | Transportation Equipment | Any | Compressed Air System Optimization | 5.2449 | 1.2923 | 25612.3382 | 3.2101 | 3.1253 | 23838.1872 | Commercial/Industrial | Metal Products and Machinery | Any | Fan System Optimization | 15.5396 | 1.2923 | 170357.6722 | 19.2703 | 18.7613 | 143101.9569
[16 empty] | Commercial/Industrial | Chemicals and Plastics | Any | Process Other Systems Optimization | 7.4216 | 1.1584 | 25482.3379 | 5.3579 | 5.2258 | 38917.6715 | Commercial/Industrial | Transportation Equipment | Any | Plant Energy Management | 15.522 | 1.3225 | 159840.7479 | 16.6642 | 16.3394 | 121646.283
[16 empty] | Commercial/Industrial | Primary Resources Industries | Any | Efficient Lighting - Exterior | 2.9673 | 2.1278 | 25437.6142 | 0 | 0 | 28097.8143 | Commercial/Industrial | Agriculture and Assembly | Any | Compressed Air Equipment | 2.161 | 1.443 | 149880.392 | 17.3816 | 16.9226 | 129077.005
[16 empty] | Commercial/Industrial | Textiles and Leather | Any | HVAC Equipment Upgrades | 4.7423 | 1.5029 | 25428.454 | 2.033 | 1.9837 | 14271.206 | Commercial/Industrial | Chemicals and Plastics | Any | Motor Optimization | 3.4335 | 1.2923 | 148444.2028 | 20.3557 | 19.818 | 151162.2172
[16 empty] | Commercial/Industrial | Transportation Equipment | Any | Motor Equipment Upgrades | 10.1833 | 1.2923 | 24407.8597 | 2.835 | 2.7601 | 21052.7219 | Commercial/Industrial | Construction | Any | Fan System Optimization | 9.0697 | 1.2923 | 144227.1357 | 16.9136 | 16.4669 | 125601.5509
[16 empty] | Commercial/Industrial | Agriculture and Assembly | Any | Pump System Optimization | 5.7805 | 1.2923 | 24217.8127 | 2.9901 | 2.9111 | 22204.8243 | Commercial/Industrial | Primary Resources Industries | Any | Compressed Air Controls | 9.4175 | 1.3853 | 139690.248 | 12.7408 | 12.4043 | 94613.6033
[16 empty] | Commercial/Industrial | Metal Products and Machinery | Any | Process Other Systems Optimization | 0.96975 | 1.1584 | 23626.0673 | 15.3071 | 14.9297 | 111185.4178 | Commercial/Industrial | Chemicals and Plastics | Any | HVAC Equipment Upgrades | 6.3626 | 1.5029 | 138924.4003 | 10.5546 | 10.2986 | 74091.795
[16 empty] | Commercial/Industrial | Electrical and Electronic Equip. | Any | Process Refrig System Optimization | 18.4485 | 1.1138 | 23073.8846 | 5.7385 | 5.597 | 41682.6524 | Commercial/Industrial | Transportation Equipment | Any | Efficient Lighting - Other Interior Lighting | 1.2699 | 1.4222 | 136849.5993 | 27.5124 | 26.7428 | 192748.3236
[16 empty] | Commercial/Industrial | Metal Products and Machinery | Any | Motor Optimization | 3.9506 | 1.2923 | 22944.2218 | 3.0379 | 2.9577 | 22559.7811 | Commercial/Industrial | Primary Resources Industries | Any | HVAC Equipment Upgrades | 2.5268 | 1.5029 | 132733.8553 | 12.9438 | 12.6298 | 90863.5695
[16 empty] | Commercial/Industrial | Transportation Equipment | Any | Lighting Controls | 2.4769 | 1.2743 | 22100.6221 | 3.5267 | 3.4281 | 24707.9086 | Commercial/Industrial | Primary Resources Industries | Any | Pump Equipment Upgrade | 4.4765 | 1.443 | 130321.4242 | 11.6759 | 11.3675 | 86705.6693
[16 empty] | Commercial/Industrial | Electrical and Electronic Equip. | Any | Building Envelope Improvements | 4.4693 | 1.5997 | 22028.2815 | 1.4253 | 1.3907 | 10005.4113 | Commercial/Industrial | Transportation Equipment | Any | Fan System Optimization | 9.1362 | 1.2923 | 117531.0131 | 13.7741 | 13.4103 | 102287.2733
[16 empty] | Commercial/Industrial | Textiles and Leather | Any | Efficient Lighting - Other Interior Lighting | 1.2699 | 1.4222 | 21931.0597 | 4.409 | 4.2857 | 30889.2026 | Commercial/Industrial | Primary Resources Industries | Any | Efficient Lighting - Other Interior Lighting | 1.2699 | 1.4222 | 114375.9658 | 22.9942 | 22.351 | 161094.923
[16 empty] | Commercial/Industrial | Metal Products and Machinery | Any | HVAC Improved Controls | 8.6292 | 1.4231 | 21788.8918 | 1.8438 | 1.7991 | 12943.2916 | Commercial/Industrial | Transportation Equipment | Any | Building Envelope Improvements | 5.7369 | 1.5997 | 113131.2878 | 6.971 | 6.8019 | 48935.2678
[16 empty] | Commercial/Industrial | Construction | Any | HVAC Improved Controls | 10.0159 | 1.4231 | 21756.875 | 1.816 | 1.772 | 12748.0748 | Commercial/Industrial | Electrical and Electronic Equip. | Any | Plant Energy Management | 15.5365 | 1.3214 | 105578.2503 | 11.0329 | 10.816 | 80266.2836
[16 empty] | Commercial/Industrial | Metal Products and Machinery | Any | Fan Improved Controls | 20.2407 | 1.443 | 21504.2665 | 1.6533 | 1.6096 | 12277.5021 | Commercial/Industrial | Agriculture and Assembly | Any | HVAC Improved Controls | 57.226 | 1.4231 | 104838.5344 | 8.1783 | 7.9798 | 57409.9009
[16 empty] | Commercial/Industrial | Transportation Equipment | Any | Compressed Air Controls | 6.299 | 1.3853 | 21178.8469 | 2.0201 | 1.9668 | 15001.6536 | Commercial/Industrial | Lumber/Furniture/Pulp/Paper | Any | Fan System Optimization | 9.1362 | 1.2923 | 101340.6099 | 11.8767 | 11.563 | 88196.7609
[16 empty] | Commercial/Industrial | Metal Products and Machinery | Any | Efficient Lighting - Other Interior Lighting | 1.2699 | 1.4222 | 21096.8305 | 4.2413 | 4.1227 | 29714.2181 | Commercial/Industrial | Chemicals and Plastics | Any | Efficient Lighting - Other Interior Lighting | 1.2699 | 1.4222 | 101279.6184 | 20.3613 | 19.7918 | 142649.1306
[16 empty] | Commercial/Industrial | Construction | Any | Pump Equipment Upgrade | 3.7397 | 1.443 | 21052.2033 | 1.9684 | 1.9164 | 14617.7361 | Commercial/Industrial | Textiles and Leather | Any | Process Heat Equipment Upgrade | 8.6278 | 1.2856 | 100095.557 | 11.9767 | 11.6814 | 86994.1033
[16 empty] | Commercial/Industrial | Metal Products and Machinery | Any | Compressed Air Controls | 8.52 | 1.3853 | 21030.0455 | 1.9361 | 1.885 | 14377.8557 | Commercial/Industrial | Transportation Equipment | Any | Efficient Lighting - High Bay | 2.1836 | 1.3947 | 95632.0347 | 12.1226 | 11.7834 | 84929.127
[16 empty] | Commercial/Industrial | Chemicals and Plastics | Any | Pump Improved Controls | 7.8046 | 1.443 | 20172.0666 | 1.6573 | 1.6135 | 12306.9095 | Commercial/Industrial | Stone/Clay/Glass/Concrete | Any | Plant Energy Management | 15.489 | 1.3245 | 92135.0764 | 9.5587 | 9.3277 | 70270.864
[16 empty] | Commercial/Industrial | Construction | Any | Efficient Lighting - High Bay | 2.1836 | 1.3947 | 19905.5473 | 2.5233 | 2.4527 | 17677.7662 | Commercial/Industrial | Electrical and Electronic Equip. | Any | HVAC Equipment Upgrades | 4.8622 | 1.5029 | 89258.7772 | 7.1002 | 6.928 | 49842.3193
[16 empty] | Commercial/Industrial | Chemicals and Plastics | Any | Motor Equipment Upgrades | 1.4938 | 1.2923 | 19859.6181 | 4.2144 | 4.1031 | 31296.1261 | Commercial/Industrial | Agriculture and Assembly | Any | Compressed Air Controls | 1.7488 | 1.3853 | 88332.34 | 13.1623 | 12.8147 | 97743.9554
[16 empty] | Commercial/Industrial | Metal Products and Machinery | Any | Compressed Air Equipment | 5.0463 | 1.443 | 18395.6385 | 1.6095 | 1.567 | 11952.5439 | Commercial/Industrial | Construction | Any | HVAC Recommissioning | 1.4087 | 1.2751 | 87995.6071 | 20.6141 | 20.114 | 144707.3819
[16 empty] | Commercial/Industrial | Lumber/Furniture/Pulp/Paper | Any | Efficient Lighting - High Bay | 2.1835 | 1.3947 | 17528.5002 | 2.222 | 2.1598 | 15566.7526 | Commercial/Industrial | Primary Resources Industries | Any | Compressed Air System Optimization | 7.002 | 1.2923 | 86998.9024 | 10.4753 | 10.1986 | 77790.0701
[16 empty] | Commercial/Industrial | Stone/Clay/Glass/Concrete | Any | Efficient Lighting - High Bay | 2.1835 | 1.3947 | 17078.3518 | 2.1649 | 2.1043 | 15166.9837 | Commercial/Industrial | Stone/Clay/Glass/Concrete | Any | Process Heat Equipment Upgrade | 1.3892 | 1.2856 | 79439.8406 | 18.4632 | 18.0079 | 134109.6045
[16 empty] | Commercial/Industrial | Textiles and Leather | Any | Fan Improved Controls | 20.2404 | 1.443 | 16121.614 | 1.2395 | 1.2067 | 9204.3665 | Commercial/Industrial | Chemicals and Plastics | Any | Efficient Lighting - High Bay | 2.1836 | 1.3947 | 76721.8919 | 9.7255 | 9.4534 | 68135.3634
[16 empty] | Commercial/Industrial | Construction | Any | Pump System Optimization | 4.827 | 1.2923 | 16077.892 | 2.0439 | 1.99 | 15178.4005 | Commercial/Industrial | Transportation Equipment | Any | Compressed Air Equipment | 5.746 | 1.443 | 72610.2833 | 6.2139 | 6.0498 | 46145.0098
[16 empty] | Commercial/Industrial | Construction | Any | Compressed Air Equipment | 4.8093 | 1.443 | 16047.9533 | 1.417 | 1.3795 | 10522.4913 | Commercial/Industrial | Primary Resources Industries | Any | Fan Equipment Upgrades | 4.4765 | 1.443 | 65580.5221 | 5.8756 | 5.7204 | 43632.1434
[16 empty] | Commercial/Industrial | Lumber/Furniture/Pulp/Paper | Any | Pump Equipment Upgrade | 1.5755 | 1.443 | 15588.2758 | 2.2927 | 2.2322 | 17025.9946 | Commercial/Industrial | Electrical and Electronic Equip. | Any | Motor Optimization | 4.5144 | 1.2923 | 64895.4471 | 8.3539 | 8.1333 | 62036.5996
[16 empty] | Commercial/Industrial | Miscellaneous Manufacturing | Any | Building Envelope Improvements | 7.7856 | 1.5997 | 15580.7697 | 0.9194 | 0.8971 | 6454.0455 | Commercial/Industrial | Agriculture and Assembly | Any | HVAC Equipment Upgrades | 4.8622 | 1.5029 | 64407.5379 | 5.1234 | 4.9991 | 35965.3265
[16 empty] | Commercial/Industrial | Textiles and Leather | Any | Efficient Lighting - High Bay | 2.1836 | 1.3947 | 15524.3261 | 1.9679 | 1.9129 | 13786.8808 | Commercial/Industrial | Metal Products and Machinery | Any | Process Heat Equipment Upgrade | 3.1523 | 1.2856 | 64262.8112 | 9.1729 | 8.9467 | 66628.3832
[16 empty] | Commercial/Industrial | Agriculture and Assembly | Any | Compressed Air System Optimization | 6.4553 | 1.2923 | 15490.2222 | 1.8839 | 1.8341 | 13989.5773 | Commercial/Industrial | Transportation Equipment | Any | HVAC Improved Controls | 33.5873 | 1.4231 | 62083.9687 | 4.8908 | 4.7722 | 34332.7173
[16 empty] | Commercial/Industrial | Chemicals and Plastics | Any | Lighting Controls | 2.2991 | 1.2743 | 14830.9103 | 2.4464 | 2.378 | 17139.1276 | Commercial/Industrial | Chemicals and Plastics | Any | Process Heat Equipment Upgrade | 1.3892 | 1.2856 | 59438.9118 | 13.8146 | 13.474 | 100344.2214
[16 empty] | Commercial/Industrial | Electrical and Electronic Equip. | Any | Process Refrig Equipment Upgrade | 3.574 | 1.2856 | 14815.1112 | 2.0415 | 1.9911 | 14828.5214 | Commercial/Industrial | Electrical and Electronic Equip. | Any | Efficient Lighting - Other Interior Lighting | 1.2699 | 1.4222 | 59305.0179 | 11.9227 | 11.5892 | 83529.2383
[16 empty] | Commercial/Industrial | Transportation Equipment | Any | Efficient Lighting - Exterior | 2.9673 | 2.1278 | 14231.8355 | 0 | 0 | 15720.1642 | Commercial/Industrial | Chemicals and Plastics | Any | Process Refrig System Optimization | 6.347 | 1.1138 | 58907.9317 | 15.7697 | 15.3808 | 114545.0826
[16 empty] | Commercial/Industrial | Stone/Clay/Glass/Concrete | Any | Compressed Air Equipment | 2.2494 | 1.443 | 14023.6374 | 1.5907 | 1.5487 | 11812.8005 | Commercial/Industrial | Electrical and Electronic Equip. | Any | Compressed Air Equipment | 13.024 | 1.443 | 58267.2307 | 4.582 | 4.461 | 34026.2379
[16 empty] | Commercial/Industrial | Construction | Any | Efficient Lighting - Other Interior Lighting | 1.2699 | 1.4222 | 13887.4686 | 2.7919 | 2.7138 | 19560.0594 | Commercial/Industrial | Electrical and Electronic Equip. | Any | HVAC Recommissioning | 9.0603 | 1.2751 | 55480.9697 | 6.7685 | 6.6043 | 47513.7294
[16 empty] | Commercial/Industrial | Construction | Any | HVAC Equipment Upgrades | 4.4085 | 1.5029 | 13673.2053 | 1.1104 | 1.0835 | 7795.0583 | Commercial/Industrial | Construction | Any | Process Refrig Controls | 7.5527 | 1.4352 | 54895.1238 | 4.5993 | 4.4859 | 33407.3773
[16 empty] | Commercial/Industrial | Miscellaneous Manufacturing | Any | Plant Energy Management | 15.521 | 1.3225 | 13595.0855 | 1.4172 | 1.3889 | 10346.9062 | Commercial/Industrial | Lumber/Furniture/Pulp/Paper | Any | Fan Improved Controls | 20.2405 | 1.443 | 53809.6127 | 4.137 | 4.0277 | 30721.7004
[16 empty] | Commercial/Industrial | Stone/Clay/Glass/Concrete | Any | Efficient Lighting - Other Interior Lighting | 1.2699 | 1.4222 | 13047.0137 | 2.623 | 2.5496 | 18376.3053 | Commercial/Industrial | Metal Products and Machinery | Any | Efficient Lighting - High Bay | 2.1836 | 1.3947 | 49578.6417 | 6.2847 | 6.1089 | 44029.9188
[16 empty] | Commercial/Industrial | Lumber/Furniture/Pulp/Paper | Any | Efficient Lighting - Other Interior Lighting | 1.2699 | 1.4222 | 13014.3972 | 2.6164 | 2.5432 | 18330.3659 | Commercial/Industrial | Chemicals and Plastics | Any | Compressed Air System Optimization | 6.0422 | 1.2923 | 48611.1301 | 5.9643 | 5.8068 | 44291.0646
[16 empty] | Commercial/Industrial | Lumber/Furniture/Pulp/Paper | Any | Motor Improved Controls | 10.1182 | 1.443 | 12702.7387 | 1.0176 | 0.99076 | 7556.9964 | Commercial/Industrial | Construction | Any | Plant Energy Management | 15.5028 | 1.3236 | 48184.1977 | 5.0093 | 4.8973 | 36716.3143
[16 empty] | Commercial/Industrial | Textiles and Leather | Any | Compressed Air Controls | 7.8124 | 1.3853 | 11689.4363 | 1.0859 | 1.0572 | 8063.9272 | Commercial/Industrial | Electrical and Electronic Equip. | Any | Fan Improved Controls | 20.2406 | 1.443 | 47983.3058 | 3.6891 | 3.5916 | 27395.2678
[16 empty] | Commercial/Industrial | Primary Resources Industries | Any | Process Refrig System Optimization | 23.8183 | 1.1138 | 11660.948 | 2.876 | 2.8051 | 20890.0483 | Commercial/Industrial | Electrical and Electronic Equip. | Any | Efficient Lighting - High Bay | 2.1836 | 1.3947 | 46710.1524 | 5.9211 | 5.7555 | 41482.4643
[16 empty] | Commercial/Industrial | Chemicals and Plastics | Any | Efficient Lighting - Exterior | 2.9673 | 2.1278 | 11417.6529 | 0 | 0 | 12611.6817 | Commercial/Industrial | Lumber/Furniture/Pulp/Paper | Any | Pump System Optimization | 1.2658 | 1.2923 | 45876.9829 | 11.7934 | 11.4819 | 87578.2988
[16 empty] | Commercial/Industrial | Textiles and Leather | Any | Compressed Air Equipment | 3.9551 | 1.443 | 11399.5078 | 1.0507 | 1.023 | 7802.6892 | Commercial/Industrial | Primary Resources Industries | Any | Lighting Controls | 2.215 | 1.2743 | 45583.446 | 7.6556 | 7.4414 | 53634.1324
[16 empty] | Commercial/Industrial | Stone/Clay/Glass/Concrete | Any | Compressed Air System Optimization | 5.202 | 1.2923 | 11096.7841 | 1.3927 | 1.3559 | 10342.0206 | Commercial/Industrial | Textiles and Leather | Any | HVAC Recommissioning | 5.4828 | 1.2751 | 45290.6423 | 5.8628 | 5.7206 | 41155.9701
[16 empty] | Commercial/Industrial | Primary Resources Industries | Any | Motor Equipment Upgrades | 1.8541 | 1.2923 | 10804.5796 | 1.9294 | 1.8784 | 14327.8776 | Commercial/Industrial | Agriculture and Assembly | Any | Efficient Lighting - Other Interior Lighting | 1.2699 | 1.4222 | 44440.3592 | 8.9343 | 8.6844 | 62592.8376
[16 empty] | Commercial/Industrial | Miscellaneous Manufacturing | Any | HVAC Improved Controls | 81.0532 | 1.4231 | 10753.5406 | 0.83545 | 0.81518 | 5864.7433 | Commercial/Industrial | Chemicals and Plastics | Any | HVAC Improved Controls | 29.2081 | 1.4231 | 40363.8871 | 3.1912 | 3.1138 | 22401.6205
[16 empty] | Commercial/Industrial | Chemicals and Plastics | Any | Fan Equipment Upgrades | 2.1928 | 1.443 | 10671.56 | 1.2274 | 1.195 | 9115.0869 | Commercial/Industrial | Primary Resources Industries | Any | Process Refrig Equipment Upgrade | 2.1923 | 1.2856 | 39102.0435 | 6.4386 | 6.2798 | 46767.5107
[16 empty] | Commercial/Industrial | Lumber/Furniture/Pulp/Paper | Any | Compressed Air System Optimization | 6.5265 | 1.2923 | 10564.5135 | 1.283 | 1.2491 | 9527.6887 | Commercial/Industrial | Electrical and Electronic Equip. | Any | HVAC Improved Controls | 3.7184 | 1.4231 | 37739.447 | 3.6787 | 3.5894 | 25823.5234
[16 empty] | Commercial/Industrial | Miscellaneous Manufacturing | Any | Efficient Lighting - High Bay | 2.1836 | 1.3947 | 10417.0005 | 1.3205 | 1.2835 | 9251.1548 | Commercial/Industrial | Textiles and Leather | Any | HVAC Improved Controls | 154.4281 | 1.4231 | 37217.4008 | 2.8781 | 2.8083 | 20203.8701
[16 empty] | Commercial/Industrial | Water and Wastewater | Any | Fan Improved Controls | 14.9405 | 1.443 | 10211.928 | 0.7965 | 0.77546 | 5914.8541 | Commercial/Industrial | Chemicals and Plastics | Any | Pump Equipment Upgrade | 2.1958 | 1.443 | 36303.1443 | 4.1724 | 4.0622 | 30984.6514
[16 empty] | Commercial/Industrial | Lumber/Furniture/Pulp/Paper | Any | Process Other Equipment Upgrades | 3.6844 | 1.2855 | 9119.0136 | 1.2469 | 1.2161 | 9056.9681 | Commercial/Industrial | Agriculture and Assembly | Any | Fan Improved Controls | 20.2407 | 1.443 | 35752.1464 | 2.7487 | 2.6761 | 20412.0914
[16 empty] | Commercial/Industrial | Electrical and Electronic Equip. | Any | Compressed Air Controls | 13.9808 | 1.3853 | 8532.8479 | 0.75642 | 0.73644 | 5617.205 | Commercial/Industrial | Metal Products and Machinery | Any | HVAC Equipment Upgrades | 4.0734 | 1.5029 | 35746.0853 | 2.9577 | 2.8859 | 20762.3532
[16 empty] | Commercial/Industrial | Primary Resources Industries | Any | HVAC Improved Controls | 16.2289 | 1.4231 | 8501.7332 | 0.6873 | 0.67062 | 4824.724 | Commercial/Industrial | Primary Resources Industries | Any | Motor Improved Controls | 7.8046 | 1.443 | 33714.7394 | 2.7699 | 2.6967 | 20569.2483
[16 empty] | Commercial/Industrial | Metal Products and Machinery | Any | Pump System Optimization | 10.9677 | 1.2923 | 8465.8108 | 0.97787 | 0.95204 | 7261.6779 | Commercial/Industrial | Primary Resources Industries | Any | Pump Improved Controls | 7.8046 | 1.443 | 33513.1785 | 2.7533 | 2.6806 | 20446.2767
[16 empty] | Commercial/Industrial | Construction | Any | Building Envelope Improvements | 5.3826 | 1.5997 | 8452.2365 | 0.52664 | 0.51386 | 3696.916 | Commercial/Industrial | Construction | Any | Process Other Systems Optimization | 5.2579 | 1.1584 | 32982.6077 | 7.2372 | 7.0588 | 52568.6948
[16 empty] | Commercial/Industrial | Construction | Any | Compressed Air Controls | 7.7542 | 1.3853 | 8378.3501 | 0.77895 | 0.75837 | 5784.509 | Commercial/Industrial | Stone/Clay/Glass/Concrete | Any | Motor Optimization | 4.9042 | 1.2923 | 31987.2604 | 4.055 | 3.9479 | 30112.5486
[16 empty] | Commercial/Industrial | Agriculture and Assembly | Any | Pump Equipment Upgrade | 1.6765 | 1.443 | 8154.7615 | 1.1319 | 1.102 | 8405.3604 | Commercial/Industrial | Chemicals and Plastics | Any | Process Refrig Equipment Upgrade | 1.9344 | 1.2856 | 31508.9606 | 5.5624 | 5.4252 | 40403.141
[16 empty] | Commercial/Industrial | Metal Products and Machinery | Any | Compressed Air System Optimization | 6.7257 | 1.2923 | 7987.8083 | 0.96645 | 0.94092 | 7176.8987 | Commercial/Industrial | Agriculture and Assembly | Any | Motor Optimization | 2.4923 | 1.2923 | 31258.158 | 4.778 | 4.6518 | 35481.3792
[16 empty] | Commercial/Industrial | Transportation Equipment | Any | Pump Equipment Upgrade | 1.9622 | 1.443 | 7699.1654 | 0.9475 | 0.92248 | 7036.2138 | Commercial/Industrial | Chemicals and Plastics | Any | Motor Improved Controls | 4.6985 | 1.443 | 31184.2919 | 2.7661 | 2.6931 | 20541.5213
[16 empty] | Commercial/Industrial | Electrical and Electronic Equip. | Any | Compressed Air System Optimization | 6.6409 | 1.2923 | 7541.6741 | 0.9139 | 0.88977 | 6786.6994 | Commercial/Industrial | Lumber/Furniture/Pulp/Paper | Any | HVAC Improved Controls | 29.4187 | 1.4231 | 31008.215 | 2.451 | 2.3916 | 17205.9015
[16 empty] | Commercial/Industrial | Transportation Equipment | Any | Pump Improved Controls | 7.8049 | 1.4431 | 7355.2641 | 0.60428 | 0.58832 | 4487.4217 | Commercial/Industrial | Construction | Any | Motor Improved Controls | 4.8017 | 1.443 | 30340.2821 | 2.6797 | 2.609 | 19899.9473
[16 empty] | Commercial/Industrial | Textiles and Leather | Any | Building Envelope Improvements | 2.7597 | 1.5997 | 7325.1276 | 0.55134 | 0.53796 | 3870.3101 | Commercial/Industrial | Lumber/Furniture/Pulp/Paper | Any | Fan Equipment Upgrades | 2.1509 | 1.443 | 29976.4598 | 3.4857 | 3.3936 | 25884.7363
[16 empty] | Commercial/Industrial | Electrical and Electronic Equip. | Any | Lighting Controls | 2.2534 | 1.2743 | 7311.4013 | 1.2176 | 1.1836 | 8530.5893 | Commercial/Industrial | Chemicals and Plastics | Any | Building Envelope Improvements | 6.9533 | 1.5997 | 29033.4574 | 1.7379 | 1.6957 | 12199.7754
[16 empty] | Commercial/Industrial | Transportation Equipment | Any | Motor Improved Controls | 7.8045 | 1.443 | 7310.4524 | 0.6006 | 0.58474 | 4460.0822 | Commercial/Industrial | Transportation Equipment | Any | Motor Optimization | 3.8237 | 1.2923 | 28202.0929 | 3.7626 | 3.6633 | 27941.626
[16 empty] | Commercial/Industrial | Agriculture and Assembly | Any | Motor Equipment Upgrades | 2.0228 | 1.2923 | 7250.9035 | 1.2275 | 1.1951 | 9115.6447 | Commercial/Industrial | Primary Resources Industries | Any | Building Envelope Improvements | 5.9816 | 1.5997 | 28056.2649 | 1.717 | 1.6753 | 12052.9238
[16 empty] | Commercial/Industrial | Stone/Clay/Glass/Concrete | Any | Pump Equipment Upgrade | 2.7301 | 1.443 | 7182.271 | 0.74458 | 0.72491 | 5529.2743 | Commercial/Industrial | Agriculture and Assembly | Any | Building Envelope Improvements | 4.8186 | 1.5997 | 27910.0134 | 1.7767 | 1.7336 | 12472.0277
[16 empty] | Commercial/Industrial | Lumber/Furniture/Pulp/Paper | Any | Motor Equipment Upgrades | 4.8814 | 1.2923 | 7179.9011 | 0.91094 | 0.88688 | 6764.6869 | Commercial/Industrial | Stone/Clay/Glass/Concrete | Any | Fan Improved Controls | 20.2403 | 1.443 | 27523.4925 | 2.1161 | 2.0602 | 15714.0788
[16 empty] | Commercial/Industrial | Construction | Any | Compressed Air System Optimization | 5.9349 | 1.2923 | 6953.3046 | 0.85527 | 0.83268 | 6351.2539 | Commercial/Industrial | Miscellaneous Manufacturing | Any | HVAC Equipment Upgrades | 1.863 | 1.5029 | 26847.0169 | 3.1452 | 3.0689 | 22079.0115
[16 empty] | Commercial/Industrial | Electrical and Electronic Equip. | Any | Efficient Lighting - Exterior | 2.9673 | 2.1278 | 6951.3444 | 0 | 0 | 7678.298 | Commercial/Industrial | Lumber/Furniture/Pulp/Paper | Any | Motor Optimization | 4.0678 | 1.2923 | 26734.0375 | 3.5165 | 3.4237 | 26114.0667
[16 empty] | Commercial/Industrial | Textiles and Leather | Any | Compressed Air System Optimization | 6.4091 | 1.2922 | 6912.8417 | 0.84149 | 0.81926 | 6248.9255 | Commercial/Industrial | Metal Products and Machinery | Any | Building Envelope Improvements | 6.0284 | 1.5997 | 26694.621 | 1.6316 | 1.592 | 11453.7503
[16 empty] | Commercial/Industrial | Lumber/Furniture/Pulp/Paper | Any | Compressed Air Controls | 12.5799 | 1.3853 | 6770.0098 | 0.60404 | 0.58809 | 4485.6518 | Commercial/Industrial | Construction | Any | Process Refrig System Optimization | 1.1729 | 1.1138 | 25678.4564 | 14.1351 | 13.7866 | 102672.0373
[16 empty] | Commercial/Industrial | Water and Wastewater | Any | Fan System Optimization | 9.0698 | 1.2923 | 6634.3733 | 0.77802 | 0.75747 | 5777.606 | Commercial/Industrial | Transportation Equipment | Any | Compressed Air System Optimization | 5.2449 | 1.2923 | 25612.3382 | 3.2101 | 3.1253 | 23838.1872
[16 empty] | Commercial/Industrial | Agriculture and Assembly | Any | Fan Equipment Upgrades | 2.3039 | 1.443 | 6504.2302 | 0.72858 | 0.70934 | 5410.4698 | Commercial/Industrial | Chemicals and Plastics | Any | Process Other Systems Optimization | 7.4216 | 1.1584 | 25482.3379 | 5.3579 | 5.2258 | 38917.6715
[16 empty] | Commercial/Industrial | Agriculture and Assembly | Any | Efficient Lighting - Exterior | 2.9673 | 2.1278 | 6477.3158 | 0 | 0 | 7154.6968 | Commercial/Industrial | Primary Resources Industries | Any | Efficient Lighting - Exterior | 2.9673 | 2.1278 | 25437.6142 | 0 | 0 | 28097.8143
[16 empty] | Commercial/Industrial | Electrical and Electronic Equip. | Any | Motor Equipment Upgrades | 1.9483 | 1.2923 | 6302.5585 | 1.0908 | 1.062 | 8100.4152 | Commercial/Industrial | Textiles and Leather | Any | HVAC Equipment Upgrades | 4.7423 | 1.5029 | 25428.454 | 2.033 | 1.9837 | 14271.206
[16 empty] | Commercial/Industrial | Construction | Any | Fan Equipment Upgrades | 2.7302 | 1.443 | 6133.7225 | 0.63588 | 0.61908 | 4722.0488 | Commercial/Industrial | Transportation Equipment | Any | Motor Equipment Upgrades | 10.1833 | 1.2923 | 24407.8597 | 2.835 | 2.7601 | 21052.7219
[16 empty] | Commercial/Industrial | Construction | Any | Process Refrig Equipment Upgrade | 1.5593 | 1.2856 | 6050.0327 | 1.2527 | 1.2218 | 9099.2988 | Commercial/Industrial | Agriculture and Assembly | Any | Pump System Optimization | 5.7805 | 1.2923 | 24217.8127 | 2.9901 | 2.9111 | 22204.8243
[16 empty] | Commercial/Industrial | Metal Products and Machinery | Any | Pump Equipment Upgrade | 3.3895 | 1.443 | 6034.0599 | 0.5801 | 0.56478 | 4307.8371 | Commercial/Industrial | Electrical and Electronic Equip. | Any | Process Refrig System Optimization | 18.4485 | 1.1138 | 23073.8846 | 5.7385 | 5.597 | 41682.6524
[16 empty] | Commercial/Industrial | Agriculture and Assembly | Any | Pump Improved Controls | 7.8047 | 1.443 | 5983.6508 | 0.49159 | 0.47861 | 3650.6051 | Commercial/Industrial | Metal Products and Machinery | Any | Motor Optimization | 3.9506 | 1.2923 | 22944.2218 | 3.0379 | 2.9577 | 22559.7811
[16 empty] | Commercial/Industrial | Agriculture and Assembly | Any | Motor Improved Controls | 7.8045 | 1.443 | 5948.0694 | 0.48867 | 0.47576 | 3628.897 | Commercial/Industrial | Transportation Equipment | Any | Lighting Controls | 2.4769 | 1.2743 | 22100.6221 | 3.5267 | 3.4281 | 24707.9086
[16 empty] | Commercial/Industrial | Chemicals and Plastics | Any | Process Refrig Controls | 1.5743 | 1.4352 | 5821.7827 | 0.87044 | 0.84898 | 6322.5701 | Commercial/Industrial | Electrical and Electronic Equip. | Any | Building Envelope Improvements | 4.4693 | 1.5997 | 22028.2815 | 1.4253 | 1.3907 | 10005.4113
[16 empty] | Commercial/Industrial | Textiles and Leather | Any | Pump Equipment Upgrade | 3.8938 | 1.443 | 5739.2563 | 0.53106 | 0.51703 | 3943.6799 | Commercial/Industrial | Textiles and Leather | Any | Efficient Lighting - Other Interior Lighting | 1.2699 | 1.4222 | 21931.0597 | 4.409 | 4.2857 | 30889.2026
[16 empty] | Commercial/Industrial | Miscellaneous Manufacturing | Any | Pump System Optimization | 2.2775 | 1.2923 | 5385.7798 | 0.85706 | 0.83443 | 6364.5928 | Commercial/Industrial | Metal Products and Machinery | Any | HVAC Improved Controls | 8.6292 | 1.4231 | 21788.8918 | 1.8438 | 1.7991 | 12943.2916
[16 empty] | Commercial/Industrial | Stone/Clay/Glass/Concrete | Any | Compressed Air Controls | 8.0279 | 1.3853 | 5255.6485 | 0.48681 | 0.47395 | 3615.0596 | Commercial/Industrial | Construction | Any | HVAC Improved Controls | 10.0159 | 1.4231 | 21756.875 | 1.816 | 1.772 | 12748.0748
[16 empty] | Commercial/Industrial | Agriculture and Assembly | Any | Process Refrig Equipment Upgrade | 1.7533 | 1.2855 | 5157.4613 | 0.97196 | 0.948 | 7059.9939 | Commercial/Industrial | Metal Products and Machinery | Any | Fan Improved Controls | 20.2407 | 1.443 | 21504.2665 | 1.6533 | 1.6096 | 12277.5021
[16 empty] | Commercial/Industrial | Miscellaneous Manufacturing | Any | Efficient Lighting - Other Interior Lighting | 1.2699 | 1.4222 | 4778.4804 | 0.96067 | 0.9338 | 6730.3381 | Commercial/Industrial | Transportation Equipment | Any | Compressed Air Controls | 6.299 | 1.3853 | 21178.8469 | 2.0201 | 1.9668 | 15001.6536
[16 empty] | Commercial/Industrial | Agriculture and Assembly | Any | Lighting Controls | 2.5749 | 1.2743 | 4732.3709 | 0.74325 | 0.72246 | 5207.0968 | Commercial/Industrial | Metal Products and Machinery | Any | Efficient Lighting - Other Interior Lighting | 1.2699 | 1.4222 | 21096.8305 | 4.2413 | 4.1227 | 29714.2181
[16 empty] | Commercial/Industrial | Lumber/Furniture/Pulp/Paper | Any | Pump Improved Controls | 7.8047 | 1.443 | 4549.0856 | 0.37374 | 0.36386 | 2775.3817 | Commercial/Industrial | Construction | Any | Pump Equipment Upgrade | 3.7397 | 1.443 | 21052.2033 | 1.9684 | 1.9164 | 14617.7361
[16 empty] | Commercial/Industrial | Stone/Clay/Glass/Concrete | Any | Motor Improved Controls | 7.8047 | 1.443 | 4534.2733 | 0.37252 | 0.36268 | 2766.3448 | Commercial/Industrial | Metal Products and Machinery | Any | Compressed Air Controls | 8.52 | 1.3853 | 21030.0455 | 1.9361 | 1.885 | 14377.8557
[16 empty] | Commercial/Industrial | Stone/Clay/Glass/Concrete | Any | Pump Improved Controls | 7.8042 | 1.4429 | 4506.8748 | 0.37027 | 0.36049 | 2749.629 | Commercial/Industrial | Chemicals and Plastics | Any | Pump Improved Controls | 7.8046 | 1.443 | 20172.0666 | 1.6573 | 1.6135 | 12306.9095
[16 empty] | Commercial/Industrial | Lumber/Furniture/Pulp/Paper | Any | HVAC Equipment Upgrades | 4.8625 | 1.503 | 4185.9755 | 0.33298 | 0.3249 | 2337.459 | Commercial/Industrial | Construction | Any | Efficient Lighting - High Bay | 2.1836 | 1.3947 | 19905.5473 | 2.5233 | 2.4527 | 17677.7662
[16 empty] | Commercial/Industrial | Miscellaneous Manufacturing | Any | Compressed Air Controls | 65.9873 | 1.3853 | 4161.0998 | 0.35277 | 0.34345 | 2619.6918 | Commercial/Industrial | Chemicals and Plastics | Any | Motor Equipment Upgrades | 1.4938 | 1.2923 | 19859.6181 | 4.2144 | 4.1031 | 31296.1261
[16 empty] | Commercial/Industrial | Metal Products and Machinery | Any | Lighting Controls | 2.0455 | 1.2743 | 4135.8993 | 0.72437 | 0.70411 | 5074.8733 | Commercial/Industrial | Metal Products and Machinery | Any | Compressed Air Equipment | 5.0463 | 1.443 | 18395.6385 | 1.6095 | 1.567 | 11952.5439
[16 empty] | Commercial/Industrial | Water and Wastewater | Any | HVAC Recommissioning | 1.4086 | 1.2751 | 4047.7522 | 0.94824 | 0.92523 | 6656.4643 | Commercial/Industrial | Lumber/Furniture/Pulp/Paper | Any | Efficient Lighting - High Bay | 2.1835 | 1.3947 | 17528.5002 | 2.222 | 2.1598 | 15566.7526
[16 empty] | Commercial/Industrial | Stone/Clay/Glass/Concrete | Any | Fan Equipment Upgrades | 2.7301 | 1.443 | 4010.6128 | 0.41578 | 0.40479 | 3087.572 | Commercial/Industrial | Stone/Clay/Glass/Concrete | Any | Efficient Lighting - High Bay | 2.1835 | 1.3947 | 17078.3518 | 2.1649 | 2.1043 | 15166.9837
[16 empty] | Commercial/Industrial | Textiles and Leather | Any | Fan Equipment Upgrades | 3.8939 | 1.443 | 3864.3146 | 0.35757 | 0.34813 | 2655.33 | Commercial/Industrial | Textiles and Leather | Any | Fan Improved Controls | 20.2404 | 1.443 | 16121.614 | 1.2395 | 1.2067 | 9204.3665
[16 empty] | Commercial/Industrial | Lumber/Furniture/Pulp/Paper | Any | Lighting Controls | 1.8656 | 1.2742 | 3757.3199 | 0.69565 | 0.67619 | 4873.6057 | Commercial/Industrial | Construction | Any | Pump System Optimization | 4.827 | 1.2923 | 16077.892 | 2.0439 | 1.99 | 15178.4005
[16 empty] | Commercial/Industrial | Stone/Clay/Glass/Concrete | Any | Building Envelope Improvements | 5.0193 | 1.5996 | 3701.1917 | 0.23368 | 0.22801 | 1640.3616 | Commercial/Industrial | Construction | Any | Compressed Air Equipment | 4.8093 | 1.443 | 16047.9533 | 1.417 | 1.3795 | 10522.4913
[16 empty] | Commercial/Industrial | Miscellaneous Manufacturing | Any | Pump Equipment Upgrade | 3.7395 | 1.4429 | 3697.0443 | 0.34568 | 0.33655 | 2567.0671 | Commercial/Industrial | Lumber/Furniture/Pulp/Paper | Any | Pump Equipment Upgrade | 1.5755 | 1.443 | 15588.2758 | 2.2927 | 2.2322 | 17025.9946
[16 empty] | Commercial/Industrial | Miscellaneous Manufacturing | Any | Fan Improved Controls | 20.2411 | 1.4431 | 3518.5121 | 0.27051 | 0.26337 | 2008.8358 | Commercial/Industrial | Miscellaneous Manufacturing | Any | Building Envelope Improvements | 7.7856 | 1.5997 | 15580.7697 | 0.9194 | 0.8971 | 6454.0455
[16 empty] | Commercial/Industrial | Stone/Clay/Glass/Concrete | Any | Lighting Controls | 2.1721 | 1.2743 | 3476.3482 | 0.58961 | 0.57311 | 4130.7181 | Commercial/Industrial | Textiles and Leather | Any | Efficient Lighting - High Bay | 2.1836 | 1.3947 | 15524.3261 | 1.9679 | 1.9129 | 13786.8808
[16 empty] | Commercial/Industrial | Metal Products and Machinery | Any | Efficient Lighting - Exterior | 2.9673 | 2.1278 | 3444.8645 | 0 | 0 | 3805.1195 | Commercial/Industrial | Agriculture and Assembly | Any | Compressed Air System Optimization | 6.4553 | 1.2923 | 15490.2222 | 1.8839 | 1.8341 | 13989.5773
[16 empty] | Commercial/Industrial | Miscellaneous Manufacturing | Any | Lighting Controls | 2.8842 | 1.2743 | 3400.505 | 0.51216 | 0.49783 | 3588.1374 | Commercial/Industrial | Chemicals and Plastics | Any | Lighting Controls | 2.2991 | 1.2743 | 14830.9103 | 2.4464 | 2.378 | 17139.1276
[16 empty] | Commercial/Industrial | Stone/Clay/Glass/Concrete | Any | HVAC Equipment Upgrades | 4.8619 | 1.5029 | 3336.9631 | 0.26544 | 0.259 | 1863.3683 | Commercial/Industrial | Electrical and Electronic Equip. | Any | Process Refrig Equipment Upgrade | 3.574 | 1.2856 | 14815.1112 | 2.0415 | 1.9911 | 14828.5214
[16 empty] | Commercial/Industrial | Construction | Any | Motor Equipment Upgrades | 1.9215 | 1.2923 | 3326.7321 | 0.58069 | 0.56535 | 4312.2117 | Commercial/Industrial | Transportation Equipment | Any | Efficient Lighting - Exterior | 2.9673 | 2.1278 | 14231.8355 | 0 | 0 | 15720.1642
[16 empty] | Commercial/Industrial | Transportation Equipment | Any | Fan Equipment Upgrades | 1.9622 | 1.443 | 3264.0674 | 0.4017 | 0.39109 | 2983.0086 | Commercial/Industrial | Stone/Clay/Glass/Concrete | Any | Compressed Air Equipment | 2.2494 | 1.443 | 14023.6374 | 1.5907 | 1.5487 | 11812.8005
[16 empty] | Commercial/Industrial | Metal Products and Machinery | Any | Pump Improved Controls | 7.8042 | 1.4429 | 3086.32 | 0.25356 | 0.24686 | 1882.9534 | Commercial/Industrial | Construction | Any | Efficient Lighting - Other Interior Lighting | 1.2699 | 1.4222 | 13887.4686 | 2.7919 | 2.7138 | 19560.0594
[16 empty] | Commercial/Industrial | Metal Products and Machinery | Any | Fan Equipment Upgrades | 3.3897 | 1.4431 | 3081.56 | 0.29625 | 0.28843 | 2199.9879 | Commercial/Industrial | Construction | Any | HVAC Equipment Upgrades | 4.4085 | 1.5029 | 13673.2053 | 1.1104 | 1.0835 | 7795.0583
[16 empty] | Commercial/Industrial | Electrical and Electronic Equip. | Any | Motor Improved Controls | 7.8048 | 1.443 | 2927.7925 | 0.24054 | 0.23418 | 1786.2363 | Commercial/Industrial | Miscellaneous Manufacturing | Any | Plant Energy Management | 15.521 | 1.3225 | 13595.0855 | 1.4172 | 1.3889 | 10346.9062
[16 empty] | Commercial/Industrial | Electrical and Electronic Equip. | Any | Pump Improved Controls | 7.8045 | 1.443 | 2910.1236 | 0.23908 | 0.23277 | 1775.4565 | Commercial/Industrial | Stone/Clay/Glass/Concrete | Any | Efficient Lighting - Other Interior Lighting | 1.2699 | 1.4222 | 13047.0137 | 2.623 | 2.5496 | 18376.3053
[16 empty] | Commercial/Industrial | Textiles and Leather | Any | Lighting Controls | 2.5357 | 1.2743 | 2658.2432 | 0.42009 | 0.40834 | 2943.0846 | Commercial/Industrial | Lumber/Furniture/Pulp/Paper | Any | Efficient Lighting - Other Interior Lighting | 1.2699 | 1.4222 | 13014.3972 | 2.6164 | 2.5432 | 18330.3659
[16 empty] | Commercial/Industrial | Primary Resources Industries | Any | Process Other Systems Optimization | 0.89231 | 1.1584 | 2636.5695 | 2.1563 | 2.1031 | 15662.4021 | Commercial/Industrial | Lumber/Furniture/Pulp/Paper | Any | Motor Improved Controls | 10.1182 | 1.443 | 12702.7387 | 1.0176 | 0.99076 | 7556.9964
[16 empty] | Commercial/Industrial | Lumber/Furniture/Pulp/Paper | Any | Efficient Lighting - Exterior | 2.9673 | 2.1278 | 2608.5686 | 0 | 0 | 2881.366 | Commercial/Industrial | Textiles and Leather | Any | Compressed Air Controls | 7.8124 | 1.3853 | 11689.4363 | 1.0859 | 1.0572 | 8063.9272
[16 empty] | Commercial/Industrial | Stone/Clay/Glass/Concrete | Any | Efficient Lighting - Exterior | 2.9673 | 2.1278 | 2541.5782 | 0 | 0 | 2807.3699 | Commercial/Industrial | Primary Resources Industries | Any | Process Refrig System Optimization | 23.8183 | 1.1138 | 11660.948 | 2.876 | 2.8051 | 20890.0483
[16 empty] | Commercial/Industrial | Water and Wastewater | Any | Process Refrig Controls | 7.5535 | 1.4354 | 2525.1472 | 0.21156 | 0.20635 | 1536.722 | Commercial/Industrial | Chemicals and Plastics | Any | Efficient Lighting - Exterior | 2.9673 | 2.1278 | 11417.6529 | 0 | 0 | 12611.6817
[16 empty] | Commercial/Industrial | Construction | Any | Lighting Controls | 2.3269 | 1.2742 | 2491.8584 | 0.40874 | 0.39731 | 2863.6139 | Commercial/Industrial | Textiles and Leather | Any | Compressed Air Equipment | 3.9551 | 1.443 | 11399.5078 | 1.0507 | 1.023 | 7802.6892
[16 empty] | Commercial/Industrial | Stone/Clay/Glass/Concrete | Any | Motor Equipment Upgrades | 5.2323 | 1.2922 | 2440.7692 | 0.30603 | 0.29794 | 2272.5757 | Commercial/Industrial | Stone/Clay/Glass/Concrete | Any | Compressed Air System Optimization | 5.202 | 1.2923 | 11096.7841 | 1.3927 | 1.3559 | 10342.0206
[16 empty] | Commercial/Industrial | Textiles and Leather | Any | Efficient Lighting - Exterior | 2.9673 | 2.1278 | 2310.3101 | 0 | 0 | 2551.9164 | Commercial/Industrial | Primary Resources Industries | Any | Motor Equipment Upgrades | 1.8541 | 1.2923 | 10804.5796 | 1.9294 | 1.8784 | 14327.8776
[16 empty] | Commercial/Industrial | Primary Resources Industries | Any | Lighting Controls - Exterior | 1.5795 | 1.9249 | 2306.014 | 0 | 0 | 4980.25 | Commercial/Industrial | Miscellaneous Manufacturing | Any | HVAC Improved Controls | 81.0532 | 1.4231 | 10753.5406 | 0.83545 | 0.81518 | 5864.7433
[16 empty] | Commercial/Industrial | Textiles and Leather | Any | Pump Improved Controls | 7.8043 | 1.443 | 2278.8284 | 0.18722 | 0.18228 | 1390.3055 | Commercial/Industrial | Chemicals and Plastics | Any | Fan Equipment Upgrades | 2.1928 | 1.443 | 10671.56 | 1.2274 | 1.195 | 9115.0869
[16 empty] | Commercial/Industrial | Textiles and Leather | Any | Motor Improved Controls | 7.8039 | 1.4429 | 2264.9447 | 0.18608 | 0.18116 | 1381.8351 | Commercial/Industrial | Lumber/Furniture/Pulp/Paper | Any | Compressed Air System Optimization | 6.5265 | 1.2923 | 10564.5135 | 1.283 | 1.2491 | 9527.6887
[16 empty] | Commercial/Industrial | Construction | Any | Pump Improved Controls | 7.8046 | 1.443 | 2245.4575 | 0.18448 | 0.17961 | 1369.946 | Commercial/Industrial | Miscellaneous Manufacturing | Any | Efficient Lighting - High Bay | 2.1836 | 1.3947 | 10417.0005 | 1.3205 | 1.2835 | 9251.1548
[16 empty] | Commercial/Industrial | Metal Products and Machinery | Any | Motor Improved Controls | 10.9823 | 1.4428 | 2240.7158 | 0.17833 | 0.17362 | 1324.2604 | Commercial/Industrial | Water and Wastewater | Any | Fan Improved Controls | 14.9405 | 1.443 | 10211.928 | 0.7965 | 0.77546 | 5914.8541
[16 empty] | Commercial/Industrial | Stone/Clay/Glass/Concrete | Any | Process Other Systems Optimization | 7.4219 | 1.1584 | 2188.6766 | 0.46019 | 0.44884 | 3342.6367 | Commercial/Industrial | Lumber/Furniture/Pulp/Paper | Any | Process Other Equipment Upgrades | 3.6844 | 1.2855 | 9119.0136 | 1.2469 | 1.2161 | 9056.9681
[16 empty] | Commercial/Industrial | Water and Wastewater | Any | Plant Energy Management | 15.5024 | 1.3238 | 2156.3889 | 0.22414 | 0.21915 | 1643.2936 | Commercial/Industrial | Electrical and Electronic Equip. | Any | Compressed Air Controls | 13.9808 | 1.3853 | 8532.8479 | 0.75642 | 0.73644 | 5617.205
[16 empty] | Commercial/Industrial | Textiles and Leather | Any | Motor Equipment Upgrades | 2.2768 | 1.2922 | 2148.9855 | 0.34202 | 0.33299 | 2539.8748 | Commercial/Industrial | Primary Resources Industries | Any | HVAC Improved Controls | 16.2289 | 1.4231 | 8501.7332 | 0.6873 | 0.67062 | 4824.724
[16 empty] | Commercial/Industrial | Construction | Any | Efficient Lighting - Exterior | 2.9673 | 2.1278 | 1923.3193 | 0 | 0 | 2124.4551 | Commercial/Industrial | Metal Products and Machinery | Any | Pump System Optimization | 10.9677 | 1.2923 | 8465.8108 | 0.97787 | 0.95204 | 7261.6779
[16 empty] | Commercial/Industrial | Metal Products and Machinery | Any | Process Refrig Equipment Upgrade | 1.648 | 1.2855 | 1910.1449 | 0.37737 | 0.36807 | 2741.0997 | Commercial/Industrial | Construction | Any | Building Envelope Improvements | 5.3826 | 1.5997 | 8452.2365 | 0.52664 | 0.51386 | 3696.916
[16 empty] | Commercial/Industrial | Transportation Equipment | Any | Process Refrig Equipment Upgrade | 2.6341 | 1.2856 | 1816.4906 | 0.27579 | 0.26899 | 2003.2006 | Commercial/Industrial | Construction | Any | Compressed Air Controls | 7.7542 | 1.3853 | 8378.3501 | 0.77895 | 0.75837 | 5784.509
[16 empty] | Commercial/Industrial | Textiles and Leather | Any | Process Refrig Equipment Upgrade | 1.9578 | 1.2856 | 1769.0753 | 0.31003 | 0.30238 | 2251.9345 | Commercial/Industrial | Agriculture and Assembly | Any | Pump Equipment Upgrade | 1.6765 | 1.443 | 8154.7615 | 1.1319 | 1.102 | 8405.3604
[16 empty] | Commercial/Industrial | Metal Products and Machinery | Any | Motor Equipment Upgrades | 1.7488 | 1.2923 | 1598.4844 | 0.29721 | 0.28936 | 2207.0603 | Commercial/Industrial | Metal Products and Machinery | Any | Compressed Air System Optimization | 6.7257 | 1.2923 | 7987.8083 | 0.96645 | 0.94092 | 7176.8987
[16 empty] | Commercial/Industrial | Miscellaneous Manufacturing | Any | Efficient Lighting - Exterior | 2.9673 | 2.1278 | 1550.2445 | 0 | 0 | 1712.3651 | Commercial/Industrial | Transportation Equipment | Any | Pump Equipment Upgrade | 1.9622 | 1.443 | 7699.1654 | 0.9475 | 0.92248 | 7036.2138
[16 empty] | Commercial/Industrial | Water and Wastewater | Any | Motor Improved Controls | 4.8018 | 1.443 | 1395.6371 | 0.12327 | 0.12001 | 915.3872 | Commercial/Industrial | Electrical and Electronic Equip. | Any | Compressed Air System Optimization | 6.6409 | 1.2923 | 7541.6741 | 0.9139 | 0.88977 | 6786.6994
[16 empty] | Commercial/Industrial | Agriculture and Assembly | Any | Process Other Systems Optimization | 7.4217 | 1.1584 | 1390.4077 | 0.29235 | 0.28514 | 2123.4877 | Commercial/Industrial | Transportation Equipment | Any | Pump Improved Controls | 7.8049 | 1.4431 | 7355.2641 | 0.60428 | 0.58832 | 4487.4217
[16 empty] | Commercial/Industrial | Stone/Clay/Glass/Concrete | Any | Process Refrig Equipment Upgrade | 1.2511 | 1.2855 | 1387.2579 | 0.36806 | 0.35899 | 2673.4852 | Commercial/Industrial | Textiles and Leather | Any | Building Envelope Improvements | 2.7597 | 1.5997 | 7325.1276 | 0.55134 | 0.53796 | 3870.3101
[16 empty] | Commercial/Industrial | Miscellaneous Manufacturing | Any | Compressed Air System Optimization | 4.3325 | 1.2921 | 1348.2467 | 0.17498 | 0.17036 | 1299.4403 | Commercial/Industrial | Electrical and Electronic Equip. | Any | Lighting Controls | 2.2534 | 1.2743 | 7311.4013 | 1.2176 | 1.1836 | 8530.5893
[16 empty] | Commercial/Industrial | Stone/Clay/Glass/Concrete | Any | HVAC Improved Controls | 12.4195 | 1.4233 | 1328.0453 | 0.10906 | 0.10641 | 765.5806 | Commercial/Industrial | Transportation Equipment | Any | Motor Improved Controls | 7.8045 | 1.443 | 7310.4524 | 0.6006 | 0.58474 | 4460.0822
[16 empty] | Commercial/Industrial | Textiles and Leather | Any | Process Other Systems Optimization | 3.1487 | 1.1583 | 1296.4768 | 0.31615 | 0.30835 | 2296.3945 | Commercial/Industrial | Agriculture and Assembly | Any | Motor Equipment Upgrades | 2.0228 | 1.2923 | 7250.9035 | 1.2275 | 1.1951 | 9115.6447
[16 empty] | Commercial/Industrial | Metal Products and Machinery | Any | Process Refrig System Optimization | 23.8192 | 1.1138 | 1233.7144 | 0.30428 | 0.29677 | 2210.1421 | Commercial/Industrial | Stone/Clay/Glass/Concrete | Any | Pump Equipment Upgrade | 2.7301 | 1.443 | 7182.271 | 0.74458 | 0.72491 | 5529.2743
[16 empty] | Commercial/Industrial | Water and Wastewater | Any | Process Refrig System Optimization | 1.1729 | 1.1137 | 1181.1956 | 0.65021 | 0.63417 | 4722.8603 | Commercial/Industrial | Lumber/Furniture/Pulp/Paper | Any | Motor Equipment Upgrades | 4.8814 | 1.2923 | 7179.9011 | 0.91094 | 0.88688 | 6764.6869
[16 empty] | Commercial/Industrial | Water and Wastewater | Any | Process Other Systems Optimization | 5.258 | 1.1584 | 1131.4143 | 0.24826 | 0.24214 | 1803.2829 | Commercial/Industrial | Construction | Any | Compressed Air System Optimization | 5.9349 | 1.2923 | 6953.3046 | 0.85527 | 0.83268 | 6351.2539
[16 empty] | Commercial/Industrial | Chemicals and Plastics | Any | Lighting Controls - Exterior | 1.6395 | 1.9249 | 1069.5411 | 0 | 0 | 2235.3813 | Commercial/Industrial | Electrical and Electronic Equip. | Any | Efficient Lighting - Exterior | 2.9673 | 2.1278 | 6951.3444 | 0 | 0 | 7678.298
[16 empty] | Commercial/Industrial | Electrical and Electronic Equip. | Any | Process Other Systems Optimization | 1.4356 | 1.1584 | 1059.1448 | 0.38619 | 0.37667 | 2805.1499 | Commercial/Industrial | Textiles and Leather | Any | Compressed Air System Optimization | 6.4091 | 1.2922 | 6912.8417 | 0.84149 | 0.81926 | 6248.9255
[16 empty] | Commercial/Industrial | Water and Wastewater | Any | HVAC Improved Controls | 10.0182 | 1.4234 | 1000.8049 | 0.083536 | 0.081509 | 586.4048 | Commercial/Industrial | Lumber/Furniture/Pulp/Paper | Any | Compressed Air Controls | 12.5799 | 1.3853 | 6770.0098 | 0.60404 | 0.58809 | 4485.6518
[16 empty] | Commercial/Industrial | Miscellaneous Manufacturing | Any | Compressed Air Equipment | 34.5494 | 1.4432 | 982.8729 | 0.074326 | 0.072363 | 551.9476 | Commercial/Industrial | Water and Wastewater | Any | Fan System Optimization | 9.0698 | 1.2923 | 6634.3733 | 0.77802 | 0.75747 | 5777.606
[16 empty] | Commercial/Industrial | Water and Wastewater | Any | Pump Equipment Upgrade | 3.74 | 1.4431 | 968.3904 | 0.090547 | 0.088156 | 672.4083 | Commercial/Industrial | Agriculture and Assembly | Any | Fan Equipment Upgrades | 2.3039 | 1.443 | 6504.2302 | 0.72858 | 0.70934 | 5410.4698
[16 empty] | Commercial/Industrial | Water and Wastewater | Any | Efficient Lighting - High Bay | 2.1837 | 1.3948 | 915.6448 | 0.11607 | 0.11282 | 813.1681 | Commercial/Industrial | Agriculture and Assembly | Any | Efficient Lighting - Exterior | 2.9673 | 2.1278 | 6477.3158 | 0 | 0 | 7154.6968
[16 empty] | Commercial/Industrial | Transportation Equipment | Any | Lighting Controls - Exterior | 1.7662 | 1.9249 | 770.4663 | 0 | 0 | 1517.8276 | Commercial/Industrial | Electrical and Electronic Equip. | Any | Motor Equipment Upgrades | 1.9483 | 1.2923 | 6302.5585 | 1.0908 | 1.062 | 8100.4152
[16 empty] | Commercial/Industrial | Water and Wastewater | Any | Pump System Optimization | 4.8259 | 1.292 | 739.5747 | 0.09402 | 0.091537 | 698.1985 | Commercial/Industrial | Construction | Any | Fan Equipment Upgrades | 2.7302 | 1.443 | 6133.7225 | 0.63588 | 0.61908 | 4722.0488
[16 empty] | Commercial/Industrial | Water and Wastewater | Any | Compressed Air Equipment | 4.8082 | 1.4427 | 738.1975 | 0.06518 | 0.063458 | 484.0291 | Commercial/Industrial | Construction | Any | Process Refrig Equipment Upgrade | 1.5593 | 1.2856 | 6050.0327 | 1.2527 | 1.2218 | 9099.2988
[16 empty] | Commercial/Industrial | Agriculture and Assembly | Any | Lighting Controls - Exterior | 1.8362 | 1.9249 | 661.9307 | 0 | 0 | 1268.1477 | Commercial/Industrial | Metal Products and Machinery | Any | Pump Equipment Upgrade | 3.3895 | 1.443 | 6034.0599 | 0.5801 | 0.56478 | 4307.8371
[16 empty] | Commercial/Industrial | Electrical and Electronic Equip. | Any | Lighting Controls - Exterior | 1.6069 | 1.9249 | 639.9425 | 0 | 0 | 1360.9544 | Commercial/Industrial | Agriculture and Assembly | Any | Pump Improved Controls | 7.8047 | 1.443 | 5983.6508 | 0.49159 | 0.47861 | 3650.6051
[16 empty] | Commercial/Industrial | Water and Wastewater | Any | Efficient Lighting - Other Interior Lighting | 1.2699 | 1.4222 | 638.8163 | 0.12843 | 0.12484 | 899.7526 | Commercial/Industrial | Agriculture and Assembly | Any | Motor Improved Controls | 7.8045 | 1.443 | 5948.0694 | 0.48867 | 0.47576 | 3628.897
[16 empty] | Commercial/Industrial | Water and Wastewater | Any | HVAC Equipment Upgrades | 4.4071 | 1.5024 | 628.9603 | 0.051079 | 0.04984 | 358.5686 | Commercial/Industrial | Chemicals and Plastics | Any | Process Refrig Controls | 1.5743 | 1.4352 | 5821.7827 | 0.87044 | 0.84898 | 6322.5701
[16 empty] | Commercial/Industrial | Miscellaneous Manufacturing | Any | Pump Improved Controls | 7.8083 | 1.4437 | 531.4821 | 0.043665 | 0.042511 | 324.2554 | Commercial/Industrial | Textiles and Leather | Any | Pump Equipment Upgrade | 3.8938 | 1.443 | 5739.2563 | 0.53106 | 0.51703 | 3943.6799
[16 empty] | Commercial/Industrial | Miscellaneous Manufacturing | Any | Motor Improved Controls | 7.8073 | 1.4435 | 528.244 | 0.043399 | 0.042252 | 322.2799 | Commercial/Industrial | Miscellaneous Manufacturing | Any | Pump System Optimization | 2.2775 | 1.2923 | 5385.7798 | 0.85706 | 0.83443 | 6364.5928
[16 empty] | Commercial/Industrial | Miscellaneous Manufacturing | Any | Fan Equipment Upgrades | 2.7297 | 1.4428 | 512.7035 | 0.053151 | 0.051748 | 394.705 | Commercial/Industrial | Stone/Clay/Glass/Concrete | Any | Compressed Air Controls | 8.0279 | 1.3853 | 5255.6485 | 0.48681 | 0.47395 | 3615.0596
[16 empty] | Commercial/Industrial | Water and Wastewater | Any | Building Envelope Improvements | 5.3848 | 1.6003 | 388.7985 | 0.024225 | 0.023637 | 170.0562 | Commercial/Industrial | Agriculture and Assembly | Any | Process Refrig Equipment Upgrade | 1.7533 | 1.2855 | 5157.4613 | 0.97196 | 0.948 | 7059.9939
[16 empty] | Commercial/Industrial | Water and Wastewater | Any | Compressed Air Controls | 7.7494 | 1.3844 | 385.3997 | 0.035831 | 0.034885 | 266.0844 | Commercial/Industrial | Miscellaneous Manufacturing | Any | Efficient Lighting - Other Interior Lighting | 1.2699 | 1.4222 | 4778.4804 | 0.96067 | 0.9338 | 6730.3381
[16 empty] | Commercial/Industrial | Miscellaneous Manufacturing | Any | Motor Equipment Upgrades | 1.4721 | 1.2924 | 325.8839 | 0.070162 | 0.068309 | 521.0287 | Commercial/Industrial | Agriculture and Assembly | Any | Lighting Controls | 2.5749 | 1.2743 | 4732.3709 | 0.74325 | 0.72246 | 5207.0968
[16 empty] | Commercial/Industrial | Water and Wastewater | Any | Compressed Air System Optimization | 5.9339 | 1.292 | 319.8484 | 0.039342 | 0.038303 | 292.1544 | Commercial/Industrial | Lumber/Furniture/Pulp/Paper | Any | Pump Improved Controls | 7.8047 | 1.443 | 4549.0856 | 0.37374 | 0.36386 | 2775.3817
[16 empty] | Commercial/Industrial | Agriculture and Assembly | Any | Process Refrig Controls | 1.129 | 1.435 | 291.0414 | 0.071425 | 0.069664 | 518.8079 | Commercial/Industrial | Stone/Clay/Glass/Concrete | Any | Motor Improved Controls | 7.8047 | 1.443 | 4534.2733 | 0.37252 | 0.36268 | 2766.3448
[16 empty] | Commercial/Industrial | Metal Products and Machinery | Any | Lighting Controls - Exterior | 1.4586 | 1.9249 | 288.7379 | 0 | 0 | 674.4456 | Commercial/Industrial | Stone/Clay/Glass/Concrete | Any | Pump Improved Controls | 7.8042 | 1.4429 | 4506.8748 | 0.37027 | 0.36049 | 2749.629
[16 empty] | Commercial/Industrial | Water and Wastewater | Any | Fan Equipment Upgrades | 2.7323 | 1.4442 | 282.148 | 0.02925 | 0.028477 | 217.2118 | Commercial/Industrial | Lumber/Furniture/Pulp/Paper | Any | HVAC Equipment Upgrades | 4.8625 | 1.503 | 4185.9755 | 0.33298 | 0.3249 | 2337.459
[16 empty] | Commercial/Industrial | Water and Wastewater | Any | Process Refrig Equipment Upgrade | 1.559 | 1.2854 | 278.2984 | 0.057624 | 0.056204 | 418.563 | Commercial/Industrial | Miscellaneous Manufacturing | Any | Compressed Air Controls | 65.9873 | 1.3853 | 4161.0998 | 0.35277 | 0.34345 | 2619.6918
[16 empty] | Commercial/Industrial | Transportation Equipment | Any | Process Other Systems Optimization | 7.4215 | 1.1583 | 270.9978 | 0.05698 | 0.055575 | 413.879 | Commercial/Industrial | Metal Products and Machinery | Any | Lighting Controls | 2.0455 | 1.2743 | 4135.8993 | 0.72437 | 0.70411 | 5074.8733
[16 empty] | Commercial/Industrial | Chemicals and Plastics | Any | Process Heat Improved Controls | 0.81729 | 1.4352 | 255.5473 | 0.46655 | 0.45505 | 3388.8584 | Commercial/Industrial | Water and Wastewater | Any | HVAC Recommissioning | 1.4086 | 1.2751 | 4047.7522 | 0.94824 | 0.92523 | 6656.4643
[16 empty] | Commercial/Industrial | Lumber/Furniture/Pulp/Paper | Any | Process Refrig Equipment Upgrade | 1.346 | 1.2851 | 236.8465 | 0.057085 | 0.055677 | 414.644 | Commercial/Industrial | Stone/Clay/Glass/Concrete | Any | Fan Equipment Upgrades | 2.7301 | 1.443 | 4010.6128 | 0.41578 | 0.40479 | 3087.572
[16 empty] | Commercial/Industrial | Textiles and Leather | Any | Lighting Controls - Exterior | 1.8082 | 1.9249 | 233.5561 | 0 | 0 | 452.3192 | Commercial/Industrial | Textiles and Leather | Any | Fan Equipment Upgrades | 3.8939 | 1.443 | 3864.3146 | 0.35757 | 0.34813 | 2655.33
[16 empty] | Commercial/Industrial | Stone/Clay/Glass/Concrete | Any | Lighting Controls - Exterior | 1.5489 | 1.9249 | 226.2676 | 0 | 0 | 497.5976 | Commercial/Industrial | Lumber/Furniture/Pulp/Paper | Any | Lighting Controls | 1.8656 | 1.2742 | 3757.3199 | 0.69565 | 0.67619 | 4873.6057
[16 empty] | Commercial/Industrial | Miscellaneous Manufacturing | Any | Process Other Systems Optimization | 7.4203 | 1.1582 | 199.9041 | 0.042032 | 0.040995 | 305.3018 | Commercial/Industrial | Stone/Clay/Glass/Concrete | Any | Building Envelope Improvements | 5.0193 | 1.5996 | 3701.1917 | 0.23368 | 0.22801 | 1640.3616
[16 empty] | Commercial/Industrial | Lumber/Furniture/Pulp/Paper | Any | Lighting Controls - Exterior | 1.3304 | 1.9249 | 196.159 | 0 | 0 | 510.7132 | Commercial/Industrial | Miscellaneous Manufacturing | Any | Pump Equipment Upgrade | 3.7395 | 1.4429 | 3697.0443 | 0.34568 | 0.33655 | 2567.0671
[16 empty] | Commercial/Industrial | Construction | Any | Lighting Controls - Exterior | 1.6593 | 1.9249 | 181.9938 | 0 | 0 | 376.553 | Commercial/Industrial | Miscellaneous Manufacturing | Any | Fan Improved Controls | 20.2411 | 1.4431 | 3518.5121 | 0.27051 | 0.26337 | 2008.8358
[16 empty] | Commercial/Industrial | Miscellaneous Manufacturing | Any | Lighting Controls - Exterior | 2.0566 | 1.9249 | 170.2223 | 0 | 0 | 303.5114 | Commercial/Industrial | Stone/Clay/Glass/Concrete | Any | Lighting Controls | 2.1721 | 1.2743 | 3476.3482 | 0.58961 | 0.57311 | 4130.7181
[16 empty] | Commercial/Industrial | Water and Wastewater | Any | Motor Equipment Upgrades | 1.9213 | 1.2922 | 153.0279 | 0.026711 | 0.026006 | 198.3595 | Commercial/Industrial | Metal Products and Machinery | Any | Efficient Lighting - Exterior | 2.9673 | 2.1278 | 3444.8645 | 0 | 0 | 3805.1195
[16 empty] | Commercial/Industrial | Water and Wastewater | Any | Lighting Controls | 2.329 | 1.2754 | 114.6242 | 0.018802 | 0.018276 | 131.7248 | Commercial/Industrial | Miscellaneous Manufacturing | Any | Lighting Controls | 2.8842 | 1.2743 | 3400.505 | 0.51216 | 0.49783 | 3588.1374
[16 empty] | Commercial/Industrial | Miscellaneous Manufacturing | Any | Process Refrig Equipment Upgrade | 1.3592 | 1.2844 | 107.6678 | 0.025633 | 0.025001 | 186.1908 | Commercial/Industrial | Stone/Clay/Glass/Concrete | Any | HVAC Equipment Upgrades | 4.8619 | 1.5029 | 3336.9631 | 0.26544 | 0.259 | 1863.3683
[16 empty] | Commercial/Industrial | Water and Wastewater | Any | Pump Improved Controls | 7.792 | 1.4407 | 103.2899 | 0.0084859 | 0.0082618 | 63.0168 | Commercial/Industrial | Construction | Any | Motor Equipment Upgrades | 1.9215 | 1.2923 | 3326.7321 | 0.58069 | 0.56535 | 4312.2117
[16 empty] | Commercial/Industrial | Lumber/Furniture/Pulp/Paper | Any | Process Other Systems Optimization | 1.4589 | 1.1582 | 101.9381 | 0.03663 | 0.035727 | 266.0672 | Commercial/Industrial | Transportation Equipment | Any | Fan Equipment Upgrades | 1.9622 | 1.443 | 3264.0674 | 0.4017 | 0.39109 | 2983.0086
[16 empty] | Commercial/Industrial | Water and Wastewater | Any | Efficient Lighting - Exterior | 2.9673 | 2.1278 | 88.4717 | 0 | 0 | 97.7238 | Commercial/Industrial | Metal Products and Machinery | Any | Pump Improved Controls | 7.8042 | 1.4429 | 3086.32 | 0.25356 | 0.24686 | 1882.9534
[16 empty] | Commercial/Industrial | Metal Products and Machinery | Any | Process Refrig Controls | 0.84195 | 1.4353 | 54.4243 | 0.059063 | 0.057607 | 429.013 | Commercial/Industrial | Metal Products and Machinery | Any | Fan Equipment Upgrades | 3.3897 | 1.4431 | 3081.56 | 0.29625 | 0.28843 | 2199.9879
[16 empty] | Commercial/Industrial | Water and Wastewater | Any | Lighting Controls - Exterior | 1.6593 | 1.9249 | 8.3716 | 0 | 0 | 17.3212 | Commercial/Industrial | Electrical and Electronic Equip. | Any | Motor Improved Controls | 7.8048 | 1.443 | 2927.7925 | 0.24054 | 0.23418 | 1786.2363
[26 empty] | Commercial/Industrial | Electrical and Electronic Equip. | Any | Pump Improved Controls | 7.8045 | 1.443 | 2910.1236 | 0.23908 | 0.23277 | 1775.4565
[26 empty] | Commercial/Industrial | Textiles and Leather | Any | Lighting Controls | 2.5357 | 1.2743 | 2658.2432 | 0.42009 | 0.40834 | 2943.0846
[26 empty] | Commercial/Industrial | Lumber/Furniture/Pulp/Paper | Any | Efficient Lighting - Exterior | 2.9673 | 2.1278 | 2608.5686 | 0 | 0 | 2881.366
[26 empty] | Commercial/Industrial | Stone/Clay/Glass/Concrete | Any | Efficient Lighting - Exterior | 2.9673 | 2.1278 | 2541.5782 | 0 | 0 | 2807.3699
[26 empty] | Commercial/Industrial | Water and Wastewater | Any | Process Refrig Controls | 7.5535 | 1.4354 | 2525.1472 | 0.21156 | 0.20635 | 1536.722
[26 empty] | Commercial/Industrial | Construction | Any | Lighting Controls | 2.3269 | 1.2742 | 2491.8584 | 0.40874 | 0.39731 | 2863.6139
[26 empty] | Commercial/Industrial | Stone/Clay/Glass/Concrete | Any | Motor Equipment Upgrades | 5.2323 | 1.2922 | 2440.7692 | 0.30603 | 0.29794 | 2272.5757
[26 empty] | Commercial/Industrial | Textiles and Leather | Any | Efficient Lighting - Exterior | 2.9673 | 2.1278 | 2310.3101 | 0 | 0 | 2551.9164
[26 empty] | Commercial/Industrial | Primary Resources Industries | Any | Lighting Controls - Exterior | 1.5795 | 1.9249 | 2306.014 | 0 | 0 | 4980.25
[26 empty] | Commercial/Industrial | Textiles and Leather | Any | Pump Improved Controls | 7.8043 | 1.443 | 2278.8284 | 0.18722 | 0.18228 | 1390.3055
[26 empty] | Commercial/Industrial | Textiles and Leather | Any | Motor Improved Controls | 7.8039 | 1.4429 | 2264.9447 | 0.18608 | 0.18116 | 1381.8351
[26 empty] | Commercial/Industrial | Construction | Any | Pump Improved Controls | 7.8046 | 1.443 | 2245.4575 | 0.18448 | 0.17961 | 1369.946
[26 empty] | Commercial/Industrial | Metal Products and Machinery | Any | Motor Improved Controls | 10.9823 | 1.4428 | 2240.7158 | 0.17833 | 0.17362 | 1324.2604
[26 empty] | Commercial/Industrial | Stone/Clay/Glass/Concrete | Any | Process Other Systems Optimization | 7.4219 | 1.1584 | 2188.6766 | 0.46019 | 0.44884 | 3342.6367
[26 empty] | Commercial/Industrial | Water and Wastewater | Any | Plant Energy Management | 15.5024 | 1.3238 | 2156.3889 | 0.22414 | 0.21915 | 1643.2936
[26 empty] | Commercial/Industrial | Textiles and Leather | Any | Motor Equipment Upgrades | 2.2768 | 1.2922 | 2148.9855 | 0.34202 | 0.33299 | 2539.8748
[26 empty] | Commercial/Industrial | Construction | Any | Efficient Lighting - Exterior | 2.9673 | 2.1278 | 1923.3193 | 0 | 0 | 2124.4551
[26 empty] | Commercial/Industrial | Metal Products and Machinery | Any | Process Refrig Equipment Upgrade | 1.648 | 1.2855 | 1910.1449 | 0.37737 | 0.36807 | 2741.0997
[26 empty] | Commercial/Industrial | Transportation Equipment | Any | Process Refrig Equipment Upgrade | 2.6341 | 1.2856 | 1816.4906 | 0.27579 | 0.26899 | 2003.2006
[26 empty] | Commercial/Industrial | Textiles and Leather | Any | Process Refrig Equipment Upgrade | 1.9578 | 1.2856 | 1769.0753 | 0.31003 | 0.30238 | 2251.9345
[26 empty] | Commercial/Industrial | Metal Products and Machinery | Any | Motor Equipment Upgrades | 1.7488 | 1.2923 | 1598.4844 | 0.29721 | 0.28936 | 2207.0603
[26 empty] | Commercial/Industrial | Miscellaneous Manufacturing | Any | Efficient Lighting - Exterior | 2.9673 | 2.1278 | 1550.2445 | 0 | 0 | 1712.3651
[26 empty] | Commercial/Industrial | Water and Wastewater | Any | Motor Improved Controls | 4.8018 | 1.443 | 1395.6371 | 0.12327 | 0.12001 | 915.3872
[26 empty] | Commercial/Industrial | Agriculture and Assembly | Any | Process Other Systems Optimization | 7.4217 | 1.1584 | 1390.4077 | 0.29235 | 0.28514 | 2123.4877
[26 empty] | Commercial/Industrial | Stone/Clay/Glass/Concrete | Any | Process Refrig Equipment Upgrade | 1.2511 | 1.2855 | 1387.2579 | 0.36806 | 0.35899 | 2673.4852
[26 empty] | Commercial/Industrial | Miscellaneous Manufacturing | Any | Compressed Air System Optimization | 4.3325 | 1.2921 | 1348.2467 | 0.17498 | 0.17036 | 1299.4403
[26 empty] | Commercial/Industrial | Stone/Clay/Glass/Concrete | Any | HVAC Improved Controls | 12.4195 | 1.4233 | 1328.0453 | 0.10906 | 0.10641 | 765.5806
[26 empty] | Commercial/Industrial | Textiles and Leather | Any | Process Other Systems Optimization | 3.1487 | 1.1583 | 1296.4768 | 0.31615 | 0.30835 | 2296.3945
[26 empty] | Commercial/Industrial | Metal Products and Machinery | Any | Process Refrig System Optimization | 23.8192 | 1.1138 | 1233.7144 | 0.30428 | 0.29677 | 2210.1421
[26 empty] | Commercial/Industrial | Water and Wastewater | Any | Process Refrig System Optimization | 1.1729 | 1.1137 | 1181.1956 | 0.65021 | 0.63417 | 4722.8603
[26 empty] | Commercial/Industrial | Water and Wastewater | Any | Process Other Systems Optimization | 5.258 | 1.1584 | 1131.4143 | 0.24826 | 0.24214 | 1803.2829
[26 empty] | Commercial/Industrial | Chemicals and Plastics | Any | Lighting Controls - Exterior | 1.6395 | 1.9249 | 1069.5411 | 0 | 0 | 2235.3813
[26 empty] | Commercial/Industrial | Electrical and Electronic Equip. | Any | Process Other Systems Optimization | 1.4356 | 1.1584 | 1059.1448 | 0.38619 | 0.37667 | 2805.1499
[26 empty] | Commercial/Industrial | Water and Wastewater | Any | HVAC Improved Controls | 10.0182 | 1.4234 | 1000.8049 | 0.083536 | 0.081509 | 586.4048
[26 empty] | Commercial/Industrial | Miscellaneous Manufacturing | Any | Compressed Air Equipment | 34.5494 | 1.4432 | 982.8729 | 0.074326 | 0.072363 | 551.9476
[26 empty] | Commercial/Industrial | Water and Wastewater | Any | Pump Equipment Upgrade | 3.74 | 1.4431 | 968.3904 | 0.090547 | 0.088156 | 672.4083
[26 empty] | Commercial/Industrial | Water and Wastewater | Any | Efficient Lighting - High Bay | 2.1837 | 1.3948 | 915.6448 | 0.11607 | 0.11282 | 813.1681
[26 empty] | Commercial/Industrial | Transportation Equipment | Any | Lighting Controls - Exterior | 1.7662 | 1.9249 | 770.4663 | 0 | 0 | 1517.8276
[26 empty] | Commercial/Industrial | Water and Wastewater | Any | Pump System Optimization | 4.8259 | 1.292 | 739.5747 | 0.09402 | 0.091537 | 698.1985
[26 empty] | Commercial/Industrial | Water and Wastewater | Any | Compressed Air Equipment | 4.8082 | 1.4427 | 738.1975 | 0.06518 | 0.063458 | 484.0291
[26 empty] | Commercial/Industrial | Agriculture and Assembly | Any | Lighting Controls - Exterior | 1.8362 | 1.9249 | 661.9307 | 0 | 0 | 1268.1477
[26 empty] | Commercial/Industrial | Electrical and Electronic Equip. | Any | Lighting Controls - Exterior | 1.6069 | 1.9249 | 639.9425 | 0 | 0 | 1360.9544
[26 empty] | Commercial/Industrial | Water and Wastewater | Any | Efficient Lighting - Other Interior Lighting | 1.2699 | 1.4222 | 638.8163 | 0.12843 | 0.12484 | 899.7526
[26 empty] | Commercial/Industrial | Water and Wastewater | Any | HVAC Equipment Upgrades | 4.4071 | 1.5024 | 628.9603 | 0.051079 | 0.04984 | 358.5686
[26 empty] | Commercial/Industrial | Miscellaneous Manufacturing | Any | Pump Improved Controls | 7.8083 | 1.4437 | 531.4821 | 0.043665 | 0.042511 | 324.2554
[26 empty] | Commercial/Industrial | Miscellaneous Manufacturing | Any | Motor Improved Controls | 7.8073 | 1.4435 | 528.244 | 0.043399 | 0.042252 | 322.2799
[26 empty] | Commercial/Industrial | Miscellaneous Manufacturing | Any | Fan Equipment Upgrades | 2.7297 | 1.4428 | 512.7035 | 0.053151 | 0.051748 | 394.705
[26 empty] | Commercial/Industrial | Water and Wastewater | Any | Building Envelope Improvements | 5.3848 | 1.6003 | 388.7985 | 0.024225 | 0.023637 | 170.0562
[26 empty] | Commercial/Industrial | Water and Wastewater | Any | Compressed Air Controls | 7.7494 | 1.3844 | 385.3997 | 0.035831 | 0.034885 | 266.0844
[26 empty] | Commercial/Industrial | Miscellaneous Manufacturing | Any | Motor Equipment Upgrades | 1.4721 | 1.2924 | 325.8839 | 0.070162 | 0.068309 | 521.0287
[26 empty] | Commercial/Industrial | Water and Wastewater | Any | Compressed Air System Optimization | 5.9339 | 1.292 | 319.8484 | 0.039342 | 0.038303 | 292.1544
[26 empty] | Commercial/Industrial | Agriculture and Assembly | Any | Process Refrig Controls | 1.129 | 1.435 | 291.0414 | 0.071425 | 0.069664 | 518.8079
[26 empty] | Commercial/Industrial | Metal Products and Machinery | Any | Lighting Controls - Exterior | 1.4586 | 1.9249 | 288.7379 | 0 | 0 | 674.4456
[26 empty] | Commercial/Industrial | Water and Wastewater | Any | Fan Equipment Upgrades | 2.7323 | 1.4442 | 282.148 | 0.02925 | 0.028477 | 217.2118
[26 empty] | Commercial/Industrial | Water and Wastewater | Any | Process Refrig Equipment Upgrade | 1.559 | 1.2854 | 278.2984 | 0.057624 | 0.056204 | 418.563
[26 empty] | Commercial/Industrial | Transportation Equipment | Any | Process Other Systems Optimization | 7.4215 | 1.1583 | 270.9978 | 0.05698 | 0.055575 | 413.879
[26 empty] | Commercial/Industrial | Lumber/Furniture/Pulp/Paper | Any | Process Refrig Equipment Upgrade | 1.346 | 1.2851 | 236.8465 | 0.057085 | 0.055677 | 414.644
[26 empty] | Commercial/Industrial | Textiles and Leather | Any | Lighting Controls - Exterior | 1.8082 | 1.9249 | 233.5561 | 0 | 0 | 452.3192
[26 empty] | Commercial/Industrial | Stone/Clay/Glass/Concrete | Any | Lighting Controls - Exterior | 1.5489 | 1.9249 | 226.2676 | 0 | 0 | 497.5976
[26 empty] | Commercial/Industrial | Miscellaneous Manufacturing | Any | Process Other Systems Optimization | 7.4203 | 1.1582 | 199.9041 | 0.042032 | 0.040995 | 305.3018
[26 empty] | Commercial/Industrial | Lumber/Furniture/Pulp/Paper | Any | Lighting Controls - Exterior | 1.3304 | 1.9249 | 196.159 | 0 | 0 | 510.7132
[26 empty] | Commercial/Industrial | Construction | Any | Lighting Controls - Exterior | 1.6593 | 1.9249 | 181.9938 | 0 | 0 | 376.553
[26 empty] | Commercial/Industrial | Miscellaneous Manufacturing | Any | Lighting Controls - Exterior | 2.0566 | 1.9249 | 170.2223 | 0 | 0 | 303.5114
[26 empty] | Commercial/Industrial | Water and Wastewater | Any | Motor Equipment Upgrades | 1.9213 | 1.2922 | 153.0279 | 0.026711 | 0.026006 | 198.3595
[26 empty] | Commercial/Industrial | Water and Wastewater | Any | Lighting Controls | 2.329 | 1.2754 | 114.6242 | 0.018802 | 0.018276 | 131.7248
[26 empty] | Commercial/Industrial | Miscellaneous Manufacturing | Any | Process Refrig Equipment Upgrade | 1.3592 | 1.2844 | 107.6678 | 0.025633 | 0.025001 | 186.1908
[26 empty] | Commercial/Industrial | Water and Wastewater | Any | Pump Improved Controls | 7.792 | 1.4407 | 103.2899 | 0.0084859 | 0.0082618 | 63.0168
[26 empty] | Commercial/Industrial | Lumber/Furniture/Pulp/Paper | Any | Process Other Systems Optimization | 1.4589 | 1.1582 | 101.9381 | 0.03663 | 0.035727 | 266.0672
[26 empty] | Commercial/Industrial | Water and Wastewater | Any | Efficient Lighting - Exterior | 2.9673 | 2.1278 | 88.4717 | 0 | 0 | 97.7238
[26 empty] | Commercial/Industrial | Water and Wastewater | Any | Lighting Controls - Exterior | 1.6593 | 1.9249 | 8.3716 | 0 | 0 | 17.3212

## AP Failing
Failing Measures Results | [8 empty] | Failing Measures Results | [8 empty] | Failing Measures Results | [7 empty] | Failing Measures Results
Achievable Potential – RIM | [8 empty] | Achievable Potential – TRC | [8 empty] | Achievable Potential – RIM PCT | [7 empty] | Achievable Potential – TRC PCT
Customer | Measure | TRC | RIM | PCT | Summer | Winter | Energy | Reason for Failure | Customer | Measure | TRC | RIM | PCT | Summer | Winter | Energy | Reason for Failure | Customer Class | Measure Name | TRC | RIM | PCT | Summer | Winter | Energy | Customer Class | Measure Name | TRC | RIM | PCT | Summer | Winter | Energy
Class | Name |  |  |  | (MW) | (MW) | (GWh) |  | Class | Name |  |  |  | (MW) | (MW) | (GWh) | [6 empty] | (MW) | (MW) | (GWh) | [5 empty] | (MW) | (MW) | (GWh)
Residential | Energy Star Room AC | 1.5876 | 0.92226 | 172.8001 | 0.093 | 0 | 150.6455 | RIM score less than one | Residential | LED Specialty Lamps-5W Chandelier | 0.86299 | 0.62394 | 6.7038 | 0.00065139 | 0.00068392 | 7.4054 | TRC score less than one | Note 1 | [7 empty] | Note 1
Residential | Energy Star Room AC | 1.5876 | 0.92226 | 172.8001 | 0.093 | 0 | 150.6455 | RIM score less than one | Residential | LED Specialty Lamps-5W Chandelier | 0.86299 | 0.62394 | 6.7038 | 0.00065139 | 0.00068392 | 7.4054 | TRC score less than one
Residential | Energy Star Room AC | 1.5876 | 0.92226 | 172.8001 | 0.093 | 0 | 150.6455 | RIM score less than one | Residential | LED Specialty Lamps-5W Chandelier | 0.86299 | 0.62394 | 6.7038 | 0.00065139 | 0.00068392 | 7.4054 | TRC score less than one
Residential | Energy Star Room AC | 1.5876 | 0.92226 | 172.8001 | 0.093 | 0 | 150.6455 | RIM score less than one | Residential | LED Specialty Lamps-5W Chandelier | 0.86299 | 0.62394 | 6.7038 | 0.00065139 | 0.00068392 | 7.4054 | TRC score less than one
Residential | Energy Star Room AC | 1.5876 | 0.92226 | 172.8001 | 0.093 | 0 | 150.6455 | RIM score less than one | Residential | LED Specialty Lamps-5W Chandelier | 0.86299 | 0.62394 | 6.7038 | 0.00065139 | 0.00068392 | 7.4054 | TRC score less than one | Note 1: The participant cost test are done at the Economic Potential level, There are no cost effectiveness results for PCT done at the Achievable Potential level.
Residential | Energy Star Room AC | 1.5876 | 0.92226 | 172.8001 | 0.093 | 0 | 150.6455 | RIM score less than one | Residential | LED Specialty Lamps-5W Chandelier | 0.86299 | 0.62394 | 6.7038 | 0.00065139 | 0.00068392 | 7.4054 | TRC score less than one
Residential | Programmable Thermostat | 0.96546 | 0.98563 | 40.723 | 0.066717 | 0 | 74.0116 | RIM score less than one | Residential | Programmable Thermostat | 0.96546 | 0.98563 | 40.723 | 0.066717 | 0 | 74.0116 | TRC score less than one
Residential | Central air conditioner - 50% cycling | 0.49209 | 0.67757 | -590.8233 | 0.43878 | 0 | 0 | RIM score less than one | Residential | Pool pump switches | 0.98574 | 1.3573 | -590.8233 | 0.79425 | 0.49487 | 0 | TRC score less than one
Residential | Water heater switches | 0.52498 | 0.72286 | -590.8233 | 0.40952 | 0.34267 | 0 | RIM score less than one | Residential | Pool pump switches | 0.98574 | 1.3573 | -590.8233 | 0.79425 | 0.49487 | 0 | TRC score less than one
Residential | Water heater switches | 0.52498 | 0.72286 | -590.8233 | 0.40952 | 0.34267 | 0 | RIM score less than one | Residential | Pool pump switches | 0.98574 | 1.3573 | -590.8233 | 0.79425 | 0.49487 | 0 | TRC score less than one
Residential | Water heater switches | 0.52498 | 0.72286 | -590.8233 | 0.40952 | 0.34267 | 0 | RIM score less than one | Residential | Central air conditioner - Load Shed | 0.98394 | 1.3548 | -590.8233 | 0.87756 | 0 | 0 | TRC score less than one
Residential | Room AC control | 0.37013 | 0.50085 | -553.5383 | 0.28091 | 0.25409 | 0 | RIM score less than one | Residential | Central Heating - Load Shed | 0.95084 | 1.3092 | -590.8233 | 0 | 2.0327 | 0 | TRC score less than one
Residential | Room AC control | 0.15479 | 0.20945 | -553.5383 | 0.10969 | 0.12692 | 0 | RIM score less than one | Residential | Central air conditioner - 50% cycling | 0.87781 | 1.2087 | -590.8233 | 0.78274 | 0 | 0 | TRC score less than one
Residential | Room AC control | 0.27951 | 0.37822 | -553.5383 | 0.19569 | 0.23334 | 0 | RIM score less than one | Residential | Central Heating - Load Shed | 0.87319 | 1.2023 | -590.8233 | 0 | 1.8667 | 0 | TRC score less than one
Residential | Smart thermostats - Utility Installation | 0.48002 | 0.73473 | -831.7415 | 0.43878 | 0.21577 | 0 | RIM score less than one | Residential | CPP + Tech | 0.99087 | 1.649 | -1041.1109 | 0.97379 | 0.54996 | 0 | TRC score less than one
Residential | Central Heating - Load Shed | 0.47499 | 0.65403 | -590.8233 | 0 | 1.0154 | 0 | RIM score less than one | Residential | Smart thermostats - Utility Installation | 0.85824 | 1.3137 | -831.7415 | 0.78274 | 0.39668 | 0 | TRC score less than one
Residential | Central Heating - 50% cycling | 0.47554 | 0.65478 | -590.8233 | 0 | 1.0164 | 0 | RIM score less than one | Residential | Water heater switches | 0.52498 | 0.72286 | -590.8233 | 0.40952 | 0.34267 | 0 | TRC score less than one
Residential | Central Heating - 50% cycling | 0.2375 | 0.32702 | -590.8233 | 0 | 0.50769 | 0 | RIM score less than one | Residential | Water heater switches | 0.78496 | 1.3289 | -590.8233 | 0.40952 | 0.34267 | 0 | TRC score less than one
Residential | Central Heating - 50% cycling | 0.43659 | 0.60116 | -590.8233 | 0 | 0.93336 | 0 | RIM score less than one | Residential | Water heater switches | 0.78496 | 1.3289 | -590.8233 | 0.40952 | 0.34267 | 0 | TRC score less than one
Commercial/Industrial | Anti-Sweat Controls | 0.90519 | 0.97662 | 374.3808 | 0.081727 | 0.082167 | 1022.6336 | RIM score less than one | Residential | Central air conditioner - 50% cycling | 0.73578 | 1.2456 | -590.8233 | 0.43878 | 0 | 0 | TRC score less than one
Commercial/Industrial | Anti-Sweat Controls | 0.90519 | 0.97662 | 374.3808 | 0.081727 | 0.082167 | 1022.6336 | RIM score less than one | Residential | Central Heating - 50% cycling | 0.47554 | 0.65478 | -590.8233 | 0 | 1.0164 | 0 | TRC score less than one
Commercial/Industrial | Anti-Sweat Controls | 1.0022 | 0.94564 | 468.247 | 0.13259 | 0.11106 | 1022.6336 | RIM score less than one | Residential | Central Heating - Load Shed | 0.47499 | 0.65403 | -590.8233 | 0 | 1.0154 | 0 | TRC score less than one
Commercial/Industrial | Anti-Sweat Controls | 1.0022 | 0.94564 | 468.247 | 0.13259 | 0.11106 | 1022.6336 | RIM score less than one | Residential | Smart thermostats - BYOT | 0.73505 | 1.3507 | -714.1505 | 0.43878 | 0.21577 | 0 | TRC score less than one
Commercial/Industrial | Anti-Sweat Controls | 0.90519 | 0.97662 | 374.3808 | 0.081727 | 0.082167 | 1022.6336 | RIM score less than one | Residential | Central Heating - 50% cycling | 0.43659 | 0.60116 | -590.8233 | 0 | 0.93336 | 0 | TRC score less than one
Commercial/Industrial | Anti-Sweat Controls | 0.90519 | 0.97662 | 374.3808 | 0.081727 | 0.082167 | 1022.6336 | RIM score less than one | Residential | Room AC control | 0.37013 | 0.50085 | -553.5383 | 0.28091 | 0.25409 | 0 | TRC score less than one
Commercial/Industrial | Anti-Sweat Controls | 1.0022 | 0.94564 | 468.247 | 0.13259 | 0.11106 | 1022.6336 | RIM score less than one | Residential | Smart thermostats - Utility Installation | 0.48002 | 0.73473 | -831.7415 | 0.43878 | 0.21577 | 0 | TRC score less than one
Commercial/Industrial | Anti-Sweat Controls | 1.0022 | 0.94564 | 468.247 | 0.13259 | 0.11106 | 1022.6336 | RIM score less than one | Residential | Room AC control | 0.27951 | 0.37822 | -553.5383 | 0.19569 | 0.23334 | 0 | TRC score less than one
Commercial/Industrial | Anti-Sweat Controls | 1.0022 | 0.94564 | 468.247 | 0.13259 | 0.11106 | 1022.6336 | RIM score less than one | Commercial/Industrial | Anti-Sweat Controls | 0.90519 | 0.97662 | 374.3808 | 0.081727 | 0.082167 | 1022.6336 | TRC score less than one
Commercial/Industrial | Anti-Sweat Controls | 1.0022 | 0.94564 | 468.247 | 0.13259 | 0.11106 | 1022.6336 | RIM score less than one | Commercial/Industrial | Anti-Sweat Controls | 0.90519 | 0.97662 | 374.3808 | 0.081727 | 0.082167 | 1022.6336 | TRC score less than one
Commercial/Industrial | Anti-Sweat Controls | 0.90519 | 0.97662 | 374.3808 | 0.081727 | 0.082167 | 1022.6336 | RIM score less than one | Commercial/Industrial | Anti-Sweat Controls | 0.90519 | 0.97662 | 374.3808 | 0.081727 | 0.082167 | 1022.6336 | TRC score less than one
Commercial/Industrial | Anti-Sweat Controls | 0.90519 | 0.97662 | 374.3808 | 0.081727 | 0.082167 | 1022.6336 | RIM score less than one | Commercial/Industrial | Anti-Sweat Controls | 0.90519 | 0.97662 | 374.3808 | 0.081727 | 0.082167 | 1022.6336 | TRC score less than one
Commercial/Industrial | Anti-Sweat Controls | 1.0022 | 0.94564 | 468.247 | 0.13259 | 0.11106 | 1022.6336 | RIM score less than one | Commercial/Industrial | Anti-Sweat Controls | 0.90519 | 0.97662 | 374.3808 | 0.081727 | 0.082167 | 1022.6336 | TRC score less than one
Commercial/Industrial | Anti-Sweat Controls | 1.0022 | 0.94564 | 468.247 | 0.13259 | 0.11106 | 1022.6336 | RIM score less than one | Commercial/Industrial | Anti-Sweat Controls | 0.90519 | 0.97662 | 374.3808 | 0.081727 | 0.082167 | 1022.6336 | TRC score less than one
Commercial/Industrial | Anti-Sweat Controls | 0.90519 | 0.97662 | 374.3808 | 0.081727 | 0.082167 | 1022.6336 | RIM score less than one | Commercial/Industrial | Anti-Sweat Controls | 0.90519 | 0.97662 | 374.3808 | 0.081727 | 0.082167 | 1022.6336 | TRC score less than one
Commercial/Industrial | Anti-Sweat Controls | 0.90519 | 0.97662 | 374.3808 | 0.081727 | 0.082167 | 1022.6336 | RIM score less than one | Commercial/Industrial | Anti-Sweat Controls | 0.90519 | 0.97662 | 374.3808 | 0.081727 | 0.082167 | 1022.6336 | TRC score less than one
Commercial/Industrial | Anti-Sweat Controls | 0.90519 | 0.97662 | 374.3808 | 0.081727 | 0.082167 | 1022.6336 | RIM score less than one | Commercial/Industrial | Anti-Sweat Controls | 0.90519 | 0.97662 | 374.3808 | 0.081727 | 0.082167 | 1022.6336 | TRC score less than one
Commercial/Industrial | Anti-Sweat Controls | 0.90519 | 0.97662 | 374.3808 | 0.081727 | 0.082167 | 1022.6336 | RIM score less than one | Commercial/Industrial | Anti-Sweat Controls | 0.90519 | 0.97662 | 374.3808 | 0.081727 | 0.082167 | 1022.6336 | TRC score less than one
Commercial/Industrial | Anti-Sweat Controls | 1.0022 | 0.94564 | 468.247 | 0.13259 | 0.11106 | 1022.6336 | RIM score less than one | Commercial/Industrial | Anti-Sweat Controls | 0.90519 | 0.97662 | 374.3808 | 0.081727 | 0.082167 | 1022.6336 | TRC score less than one
Commercial/Industrial | Anti-Sweat Controls | 1.0022 | 0.94564 | 468.247 | 0.13259 | 0.11106 | 1022.6336 | RIM score less than one | Commercial/Industrial | Ceiling Insulation(R2 to R38) | 0.0072978 | 0.0072634 | 5.1922 | 3.5703e-05 | 0.00080482 | 1.7842 | TRC score less than one
Commercial/Industrial | Anti-Sweat Controls | 0.90519 | 0.97662 | 374.3808 | 0.081727 | 0.082167 | 1022.6336 | RIM score less than one | Commercial/Industrial | Ceiling Insulation(R2 to R38) | 0.0091522 | 0.0091125 | 5.0039 | 0.00074942 | 0.00044143 | 1.812 | TRC score less than one
Commercial/Industrial | Anti-Sweat Controls | 0.90519 | 0.97662 | 374.3808 | 0.081727 | 0.082167 | 1022.6336 | RIM score less than one | Commercial/Industrial | Ceiling Insulation(R2 to R38) | 0.0090455 | 0.0090073 | 4.8988 | 0.00073791 | 0.00043466 | 1.7842 | TRC score less than one
Commercial/Industrial | Anti-Sweat Controls | 1.0022 | 0.94564 | 468.247 | 0.13259 | 0.11106 | 1022.6336 | RIM score less than one | Commercial/Industrial | Ceiling Insulation(R2 to R38) | 0.008829 | 0.0087856 | 5.3145 | 0.0003641 | 0.00083269 | 1.7842 | TRC score less than one
Commercial/Industrial | Anti-Sweat Controls | 1.0022 | 0.94564 | 468.247 | 0.13259 | 0.11106 | 1022.6336 | RIM score less than one | Commercial/Industrial | Ceiling Insulation(R2 to R38) | 0.0073944 | 0.0073587 | 5.3019 | 3.6259e-05 | 0.00081736 | 1.812 | TRC score less than one
Commercial/Industrial | Anti-Sweat Controls | 0.90519 | 0.97662 | 374.3808 | 0.081727 | 0.082167 | 1022.6336 | RIM score less than one | Commercial/Industrial | Ceiling Insulation(R2 to R38) | 0.0072978 | 0.0072634 | 5.1922 | 3.5703e-05 | 0.00080482 | 1.7842 | TRC score less than one
Commercial/Industrial | Anti-Sweat Controls | 0.90519 | 0.97662 | 374.3808 | 0.081727 | 0.082167 | 1022.6336 | RIM score less than one | Commercial/Industrial | Ceiling Insulation(R2 to R38) | 0.0091522 | 0.0091125 | 5.0039 | 0.00074942 | 0.00044143 | 1.812 | TRC score less than one
Commercial/Industrial | Ceiling Insulation(R2 to R38) | 0.0091522 | 0.0091125 | 5.0039 | 0.00074942 | 0.00044143 | 1.812 | RIM score less than one | Commercial/Industrial | Ceiling Insulation(R2 to R38) | 0.0090455 | 0.0090073 | 4.8988 | 0.00073791 | 0.00043466 | 1.7842 | TRC score less than one
Commercial/Industrial | Ceiling Insulation(R2 to R38) | 0.0090455 | 0.0090073 | 4.8988 | 0.00073791 | 0.00043466 | 1.7842 | RIM score less than one | Commercial/Industrial | Ceiling Insulation(R2 to R38) | 0.0072978 | 0.0072634 | 5.1922 | 3.5703e-05 | 0.00080482 | 1.7842 | TRC score less than one
Commercial/Industrial | Ceiling Insulation(R2 to R38) | 0.0089322 | 0.0088873 | 5.4261 | 0.00036978 | 0.00084567 | 1.812 | RIM score less than one | Commercial/Industrial | Ceiling Insulation(R2 to R38) | 0.0091522 | 0.0091125 | 5.0039 | 0.00074942 | 0.00044143 | 1.812 | TRC score less than one
Commercial/Industrial | Ceiling Insulation(R2 to R38) | 0.008829 | 0.0087856 | 5.3145 | 0.0003641 | 0.00083269 | 1.7842 | RIM score less than one | Commercial/Industrial | Ceiling Insulation(R2 to R38) | 0.0073944 | 0.0073587 | 5.3019 | 3.6259e-05 | 0.00081736 | 1.812 | TRC score less than one
Commercial/Industrial | Ceiling Insulation(R2 to R38) | 0.0091522 | 0.0091125 | 5.0039 | 0.00074942 | 0.00044143 | 1.812 | RIM score less than one | Commercial/Industrial | Ceiling Insulation(R2 to R38) | 0.0089322 | 0.0088873 | 5.4261 | 0.00036978 | 0.00084567 | 1.812 | TRC score less than one
Commercial/Industrial | Ceiling Insulation(R2 to R38) | 0.0090455 | 0.0090073 | 4.8988 | 0.00073791 | 0.00043466 | 1.7842 | RIM score less than one | Commercial/Industrial | Ceiling Insulation(R2 to R38) | 0.0089322 | 0.0088873 | 5.4261 | 0.00036978 | 0.00084567 | 1.812 | TRC score less than one
Commercial/Industrial | Ceiling Insulation(R2 to R38) | 0.0091522 | 0.0091125 | 5.0039 | 0.00074942 | 0.00044143 | 1.812 | RIM score less than one | Commercial/Industrial | Ceiling Insulation(R2 to R38) | 0.008829 | 0.0087856 | 5.3145 | 0.0003641 | 0.00083269 | 1.7842 | TRC score less than one
Commercial/Industrial | Ceiling Insulation(R2 to R38) | 0.0090455 | 0.0090073 | 4.8988 | 0.00073791 | 0.00043466 | 1.7842 | RIM score less than one | Commercial/Industrial | Ceiling Insulation(R2 to R38) | 0.0073944 | 0.0073587 | 5.3019 | 3.6259e-05 | 0.00081736 | 1.812 | TRC score less than one
Commercial/Industrial | Ceiling Insulation(R2 to R38) | 0.0089322 | 0.0088873 | 5.4261 | 0.00036978 | 0.00084567 | 1.812 | RIM score less than one | Commercial/Industrial | Ceiling Insulation(R2 to R38) | 0.0053645 | 0.0053626 | 1.9473 | 0.00015078 | 0.00026903 | 1.3287 | TRC score less than one
Commercial/Industrial | Ceiling Insulation(R2 to R38) | 0.008829 | 0.0087856 | 5.3145 | 0.0003641 | 0.00083269 | 1.7842 | RIM score less than one | Commercial/Industrial | Dedicated Outdoor Air System on VRF unit | 0.96916 | 1.1307 | 904.094 | 0.49919 | 0.50455 | 1640.5025 | TRC score less than one
Commercial/Industrial | Ceiling Insulation(R2 to R38) | 0.0089322 | 0.0088873 | 5.4261 | 0.00036978 | 0.00084567 | 1.812 | RIM score less than one | Commercial/Industrial | Dedicated Outdoor Air System on VRF unit | 0.26157 | 0.83721 | -1851.4366 | 0.1347 | 0.13614 | 442.6603 | TRC score less than one
Commercial/Industrial | Ceiling Insulation(R2 to R38) | 0.008829 | 0.0087856 | 5.3145 | 0.0003641 | 0.00083269 | 1.7842 | RIM score less than one | Commercial/Industrial | Dedicated Outdoor Air System on VRF unit | 0.54092 | 1.0254 | -763.3658 | 0.27862 | 0.28162 | 915.6498 | TRC score less than one
Commercial/Industrial | Ceiling Insulation(R2 to R38) | 0.0053645 | 0.0053626 | 1.9473 | 0.00015078 | 0.00026903 | 1.3287 | RIM score less than one | Commercial/Industrial | Dedicated Outdoor Air System on VRF unit | 0.12049 | 0.59114 | -2400.8815 | 0.062019 | 0.062685 | 203.814 | TRC score less than one
Commercial/Industrial | Ceiling Insulation(R2 to R38) | 0.0053645 | 0.0053626 | 1.9473 | 0.00015078 | 0.00026903 | 1.3287 | RIM score less than one | Commercial/Industrial | Demand Controlled Ventilation | 0.58648 | 0.64385 | 818.953 | 0.23856 | 1.3431 | 2291.3025 | TRC score less than one
Commercial/Industrial | ECM Motors on Furnaces | 0.46914 | 0.68593 | 11.8117 | 0 | 0.070648 | 462.9948 | RIM score less than one | Commercial/Industrial | Demand Controlled Ventilation | 0.58648 | 0.64385 | 818.953 | 0.23856 | 1.3431 | 2291.3025 | TRC score less than one
Commercial/Industrial | ECM Motors on Furnaces | 0.46914 | 0.68593 | 11.8117 | 0 | 0.070648 | 462.9948 | RIM score less than one | Commercial/Industrial | ECM Motors on Furnaces | 0.40874 | 0.83035 | -214.7851 | 0 | 0 | 462.9948 | TRC score less than one
Commercial/Industrial | ECM Motors on Furnaces | 0.7805 | 0.89224 | 514.8045 | 0 | 0.090908 | 796.3511 | RIM score less than one | Commercial/Industrial | ECM Motors on Furnaces | 0.46914 | 0.68593 | 11.8117 | 0 | 0.070648 | 462.9948 | TRC score less than one
Commercial/Industrial | ECM Motors on Furnaces | 0.7805 | 0.89224 | 514.8045 | 0 | 0.090908 | 796.3511 | RIM score less than one | Commercial/Industrial | ECM Motors on Furnaces | 0.64091 | 1.0692 | 130.7589 | 0 | 0 | 725.9759 | TRC score less than one
Commercial/Industrial | ECM Motors on Furnaces | 0.83674 | 0.85194 | 666.4117 | 0 | 0.12604 | 825.9828 | RIM score less than one | Commercial/Industrial | ECM Motors on Furnaces | 0.83674 | 0.85194 | 666.4117 | 0 | 0.12604 | 825.9828 | TRC score less than one
Commercial/Industrial | ECM Motors on Furnaces | 0.83674 | 0.85194 | 666.4117 | 0 | 0.12604 | 825.9828 | RIM score less than one | Commercial/Industrial | ECM Motors on Furnaces | 0.83674 | 0.85194 | 666.4117 | 0 | 0.12604 | 825.9828 | TRC score less than one
Commercial/Industrial | ECM Motors on Furnaces | 1.0494 | 0.97955 | 975.3053 | 0 | 0.1222 | 1070.4441 | RIM score less than one | Commercial/Industrial | ECM Motors on Furnaces | 0.35642 | 0.76142 | -292.6542 | 0 | 0 | 403.7315 | TRC score less than one
Commercial/Industrial | ECM Motors on Furnaces | 1.0494 | 0.97955 | 975.3053 | 0 | 0.1222 | 1070.4441 | RIM score less than one | Commercial/Industrial | ECM Motors on Furnaces | 0.2387 | 0.5769 | -467.8596 | 0 | 0 | 270.389 | TRC score less than one
Commercial/Industrial | Energy Star Uninterruptable Power Supply | 0.039275 | 0.039667 | 1.7043 | 0.00061097 | 0.00061097 | 5.3521 | RIM score less than one | Commercial/Industrial | ENERGY STAR certified buildings program | 0.44958 | 0.94796 | -35661.9912 | 3.0616 | 9.492 | 18312.7076 | TRC score less than one
Commercial/Industrial | Energy Star Uninterruptable Power Supply | 0.039275 | 0.039667 | 1.7043 | 0.00061097 | 0.00061097 | 5.3521 | RIM score less than one | Commercial/Industrial | ENERGY STAR certified buildings program | 0.62797 | 1.2192 | -96715.8847 | 38.6582 | 0.44413 | 91682.9859 | TRC score less than one
Commercial/Industrial | Energy Star Uninterruptable Power Supply | 0.039275 | 0.039667 | 1.7043 | 0.00061097 | 0.00061097 | 5.3521 | RIM score less than one | Commercial/Industrial | ENERGY STAR certified buildings program | 0.99879 | 0.98872 | 81975.9027 | 18.8877 | 36.5968 | 61175.4055 | TRC score less than one
Commercial/Industrial | Energy Star Uninterruptable Power Supply | 0.039275 | 0.039667 | 1.7043 | 0.00061097 | 0.00061097 | 5.3521 | RIM score less than one | Commercial/Industrial | ENERGY STAR certified buildings program | 0.57136 | 0.94887 | -39658.1222 | 10.509 | 32.582 | 62859.5605 | TRC score less than one
Commercial/Industrial | Energy Star Uninterruptable Power Supply | 0.039275 | 0.039667 | 1.7043 | 0.00061097 | 0.00061097 | 5.3521 | RIM score less than one | Commercial/Industrial | ENERGY STAR certified buildings program | 0.57136 | 0.94887 | -39658.1222 | 10.509 | 32.582 | 62859.5605 | TRC score less than one
Commercial/Industrial | Energy Star Uninterruptable Power Supply | 0.039275 | 0.039667 | 1.7043 | 0.00061097 | 0.00061097 | 5.3521 | RIM score less than one | Commercial/Industrial | ENERGY STAR certified buildings program | 0.18385 | 0.94552 | -67980.9705 | 1.044 | 3.2367 | 6244.4932 | TRC score less than one
Commercial/Industrial | Energy Star Uninterruptable Power Supply | 0.039275 | 0.039667 | 1.7043 | 0.00061097 | 0.00061097 | 5.3521 | RIM score less than one | Commercial/Industrial | Energy Star Uninterruptable Power Supply | 0.039275 | 0.039667 | 1.7043 | 0.00061097 | 0.00061097 | 5.3521 | TRC score less than one
Commercial/Industrial | Energy Star Uninterruptable Power Supply | 0.039275 | 0.039667 | 1.7043 | 0.00061097 | 0.00061097 | 5.3521 | RIM score less than one | Commercial/Industrial | Energy Star Uninterruptable Power Supply | 0.039275 | 0.039667 | 1.7043 | 0.00061097 | 0.00061097 | 5.3521 | TRC score less than one
Commercial/Industrial | Energy Star Uninterruptable Power Supply | 0.039275 | 0.039667 | 1.7043 | 0.00061097 | 0.00061097 | 5.3521 | RIM score less than one | Commercial/Industrial | Energy Star Uninterruptable Power Supply | 0.039275 | 0.039667 | 1.7043 | 0.00061097 | 0.00061097 | 5.3521 | TRC score less than one
Commercial/Industrial | Energy Star Uninterruptable Power Supply | 0.039275 | 0.039667 | 1.7043 | 0.00061097 | 0.00061097 | 5.3521 | RIM score less than one | Commercial/Industrial | Energy Star Uninterruptable Power Supply | 0.039275 | 0.039667 | 1.7043 | 0.00061097 | 0.00061097 | 5.3521 | TRC score less than one
Commercial/Industrial | Energy Star Uninterruptable Power Supply | 0.039275 | 0.039667 | 1.7043 | 0.00061097 | 0.00061097 | 5.3521 | RIM score less than one | Commercial/Industrial | Energy Star Uninterruptable Power Supply | 0.039275 | 0.039667 | 1.7043 | 0.00061097 | 0.00061097 | 5.3521 | TRC score less than one
Commercial/Industrial | Energy Star Uninterruptable Power Supply | 0.039275 | 0.039667 | 1.7043 | 0.00061097 | 0.00061097 | 5.3521 | RIM score less than one | Commercial/Industrial | Energy Star Uninterruptable Power Supply | 0.039275 | 0.039667 | 1.7043 | 0.00061097 | 0.00061097 | 5.3521 | TRC score less than one
Commercial/Industrial | Energy Star Uninterruptable Power Supply | 0.039275 | 0.039667 | 1.7043 | 0.00061097 | 0.00061097 | 5.3521 | RIM score less than one | Commercial/Industrial | Energy Star Uninterruptable Power Supply | 0.039275 | 0.039667 | 1.7043 | 0.00061097 | 0.00061097 | 5.3521 | TRC score less than one
Commercial/Industrial | Energy Star Uninterruptable Power Supply | 0.039275 | 0.039667 | 1.7043 | 0.00061097 | 0.00061097 | 5.3521 | RIM score less than one | Commercial/Industrial | Energy Star Uninterruptable Power Supply | 0.039275 | 0.039667 | 1.7043 | 0.00061097 | 0.00061097 | 5.3521 | TRC score less than one
Commercial/Industrial | Energy Star Uninterruptable Power Supply | 0.039275 | 0.039667 | 1.7043 | 0.00061097 | 0.00061097 | 5.3521 | RIM score less than one | Commercial/Industrial | Energy Star Uninterruptable Power Supply | 0.039275 | 0.039667 | 1.7043 | 0.00061097 | 0.00061097 | 5.3521 | TRC score less than one
Commercial/Industrial | Energy Star Uninterruptable Power Supply | 0.039275 | 0.039667 | 1.7043 | 0.00061097 | 0.00061097 | 5.3521 | RIM score less than one | Commercial/Industrial | Energy Star Uninterruptable Power Supply | 0.039275 | 0.039667 | 1.7043 | 0.00061097 | 0.00061097 | 5.3521 | TRC score less than one
Commercial/Industrial | Energy Star Uninterruptable Power Supply | 0.039275 | 0.039667 | 1.7043 | 0.00061097 | 0.00061097 | 5.3521 | RIM score less than one | Commercial/Industrial | Energy Star Uninterruptable Power Supply | 0.039275 | 0.039667 | 1.7043 | 0.00061097 | 0.00061097 | 5.3521 | TRC score less than one
Commercial/Industrial | Energy Star Uninterruptable Power Supply | 0.039275 | 0.039667 | 1.7043 | 0.00061097 | 0.00061097 | 5.3521 | RIM score less than one | Commercial/Industrial | Energy Star Uninterruptable Power Supply | 0.039275 | 0.039667 | 1.7043 | 0.00061097 | 0.00061097 | 5.3521 | TRC score less than one
Commercial/Industrial | Energy Star Uninterruptable Power Supply | 0.039275 | 0.039667 | 1.7043 | 0.00061097 | 0.00061097 | 5.3521 | RIM score less than one | Commercial/Industrial | Energy Star Uninterruptable Power Supply | 0.039275 | 0.039667 | 1.7043 | 0.00061097 | 0.00061097 | 5.3521 | TRC score less than one
Commercial/Industrial | Energy Star Uninterruptable Power Supply | 0.039275 | 0.039667 | 1.7043 | 0.00061097 | 0.00061097 | 5.3521 | RIM score less than one | Commercial/Industrial | Energy Star Uninterruptable Power Supply | 0.039275 | 0.039667 | 1.7043 | 0.00061097 | 0.00061097 | 5.3521 | TRC score less than one
Commercial/Industrial | Energy Star Uninterruptable Power Supply | 0.039275 | 0.039667 | 1.7043 | 0.00061097 | 0.00061097 | 5.3521 | RIM score less than one | Commercial/Industrial | Energy Star Uninterruptable Power Supply | 0.039275 | 0.039667 | 1.7043 | 0.00061097 | 0.00061097 | 5.3521 | TRC score less than one
Commercial/Industrial | Energy Star Uninterruptable Power Supply | 0.039275 | 0.039667 | 1.7043 | 0.00061097 | 0.00061097 | 5.3521 | RIM score less than one | Commercial/Industrial | Energy Star Uninterruptable Power Supply | 0.039275 | 0.039667 | 1.7043 | 0.00061097 | 0.00061097 | 5.3521 | TRC score less than one
Commercial/Industrial | Energy Star Uninterruptable Power Supply | 0.039275 | 0.039667 | 1.7043 | 0.00061097 | 0.00061097 | 5.3521 | RIM score less than one | Commercial/Industrial | Facility Commissioning | 0.049534 | 0.93489 | -49802.3964 | 0.56723 | 0.056937 | 2639.7968 | TRC score less than one
Commercial/Industrial | Energy Star Uninterruptable Power Supply | 0.039275 | 0.039667 | 1.7043 | 0.00061097 | 0.00061097 | 5.3521 | RIM score less than one | Commercial/Industrial | Facility Energy Management System | 0.33107 | 1.2555 | -19689.1803 | 1.5687 | 0.13489 | 7484.3286 | TRC score less than one
Commercial/Industrial | Energy Star Uninterruptable Power Supply | 0.039275 | 0.039667 | 1.7043 | 0.00061097 | 0.00061097 | 5.3521 | RIM score less than one | Commercial/Industrial | Facility Energy Management System | 0.33107 | 1.2555 | -19689.1803 | 1.5687 | 0.13489 | 7484.3286 | TRC score less than one
Commercial/Industrial | Energy Star Uninterruptable Power Supply | 0.039275 | 0.039667 | 1.7043 | 0.00061097 | 0.00061097 | 5.3521 | RIM score less than one | Commercial/Industrial | Heat Pump Water Heater | 0.52192 | 0.9563 | -552.2607 | 0.30949 | 0.20585 | 1831.3579 | TRC score less than one
Commercial/Industrial | High Bay Fluorescent (T5) | 1.1429 | 0.80416 | 811.9803 | 0.10655 | 0.10454 | 576.1587 | RIM score less than one | Commercial/Industrial | High Bay LED | 0.97952 | 0.8075 | 682.4143 | 0.10761 | 0.10558 | 581.9107 | TRC score less than one
Commercial/Industrial | High Bay Fluorescent (T5) | 1.1429 | 0.80416 | 811.9803 | 0.10655 | 0.10454 | 576.1587 | RIM score less than one | Commercial/Industrial | High Efficiency Chiller (Air Cooled, 50 tons) | 0.86187 | 1.3517 | 536.76 | 2.0403 | 2.0706 | 7168.7817 | TRC score less than one
Commercial/Industrial | High Bay Fluorescent (T5) | 1.3108 | 0.85308 | 973.5892 | 0.12222 | 0.11991 | 660.8997 | RIM score less than one | Commercial/Industrial | High Efficiency Chiller (Air Cooled, 50 tons) | 0.86187 | 1.3517 | 536.76 | 2.0403 | 2.0706 | 7168.7817 | TRC score less than one
Commercial/Industrial | High Bay Fluorescent (T5) | 1.3108 | 0.85308 | 973.5892 | 0.12222 | 0.11991 | 660.8997 | RIM score less than one | Commercial/Industrial | High Efficiency Chiller (Air Cooled, 50 tons) | 0.84278 | 1.3503 | 92.6678 | 1.9951 | 2.0247 | 7009.9168 | TRC score less than one
Commercial/Industrial | High Bay Fluorescent (T5) | 1.2924 | 0.84797 | 956.0147 | 0.12052 | 0.11824 | 651.6843 | RIM score less than one | Commercial/Industrial | High Efficiency Chiller (Air Cooled, 50 tons) | 0.87143 | 1.3524 | 758.8062 | 2.0629 | 2.0935 | 7248.2142 | TRC score less than one
Commercial/Industrial | High Bay Fluorescent (T5) | 1.2924 | 0.84797 | 956.0147 | 0.12052 | 0.11824 | 651.6843 | RIM score less than one | Commercial/Industrial | High Efficiency Chiller (Air Cooled, 50 tons) | 0.87143 | 1.3524 | 758.8062 | 2.0629 | 2.0935 | 7248.2142 | TRC score less than one
Commercial/Industrial | High Bay Fluorescent (T5) | 1.3338 | 0.85916 | 995.7483 | 0.12437 | 0.12202 | 672.519 | RIM score less than one | Commercial/Industrial | High Efficiency Chiller (Water cooled-centrifugal, 200 tons) | 0.8264 | 1.1952 | 1052.4739 | 3.4908 | 0.1512 | 8866.3891 | TRC score less than one
Commercial/Industrial | High Bay Fluorescent (T5) | 1.3338 | 0.85916 | 995.7483 | 0.12437 | 0.12202 | 672.519 | RIM score less than one | Commercial/Industrial | High Efficiency Chiller (Water cooled-centrifugal, 200 tons) | 0.80808 | 1.1943 | 423.2266 | 3.4134 | 0.14785 | 8669.904 | TRC score less than one
Commercial/Industrial | High Bay Fluorescent (T5) | 0.94497 | 0.73503 | 622.0994 | 0.088136 | 0.086472 | 476.593 | RIM score less than one | Commercial/Industrial | High Efficiency Chiller (Water cooled-centrifugal, 200 tons) | 0.83555 | 1.1956 | 1367.0975 | 3.5294 | 0.15288 | 8964.6316 | TRC score less than one
Commercial/Industrial | High Bay Fluorescent (T5) | 0.94497 | 0.73503 | 622.0994 | 0.088136 | 0.086472 | 476.593 | RIM score less than one | Commercial/Industrial | High Efficiency Chiller (Water cooled-centrifugal, 200 tons) | 0.83555 | 1.1956 | 1367.0975 | 3.5294 | 0.15288 | 8964.6316 | TRC score less than one
Commercial/Industrial | High Bay LED | 0.97952 | 0.8075 | 682.4143 | 0.10761 | 0.10558 | 581.9107 | RIM score less than one | Commercial/Industrial | High Efficiency Chiller (Water cooled-centrifugal, 200 tons) | 0.36283 | 1.1493 | -14875.3462 | 1.5327 | 0.066386 | 3892.8606 | TRC score less than one
Commercial/Industrial | High Bay LED | 0.97952 | 0.8075 | 682.4143 | 0.10761 | 0.10558 | 581.9107 | RIM score less than one | Commercial/Industrial | High Efficiency Chiller (Water cooled-centrifugal, 200 tons) | 0.36283 | 1.1493 | -14875.3462 | 1.5327 | 0.066386 | 3892.8606 | TRC score less than one
Commercial/Industrial | High Bay LED | 1.5015 | 0.95552 | 1273.5645 | 0.16494 | 0.16182 | 891.8853 | RIM score less than one | Commercial/Industrial | High Efficiency Chiller (Water cooled-positive displacement, 100 tons) | 0.85487 | 1.1682 | 1396.1477 | 2.0051 | 0.08685 | 5092.9074 | TRC score less than one
Commercial/Industrial | High Bay LED | 1.5015 | 0.95552 | 1273.5645 | 0.16494 | 0.16182 | 891.8853 | RIM score less than one | Commercial/Industrial | High Efficiency Chiller (Water cooled-positive displacement, 100 tons) | 0.47223 | 1.12 | -5904.1032 | 1.1076 | 0.047977 | 2813.3735 | TRC score less than one
Commercial/Industrial | High Bay LED | 1.7125 | 0.99776 | 1512.8029 | 0.18814 | 0.18458 | 1017.332 | RIM score less than one | Commercial/Industrial | High Efficiency Chiller (Water cooled-positive displacement, 100 tons) | 0.47223 | 1.12 | -5904.1032 | 1.1076 | 0.047977 | 2813.3735 | TRC score less than one
Commercial/Industrial | High Bay LED | 1.7125 | 0.99776 | 1512.8029 | 0.18814 | 0.18458 | 1017.332 | RIM score less than one | Commercial/Industrial | High Efficiency Chiller (Water cooled-positive displacement, 100 tons) | 0.47747 | 1.1211 | -5804.2707 | 1.1199 | 0.048509 | 2844.5466 | TRC score less than one
Commercial/Industrial | High Bay LED | 1.1238 | 0.85656 | 845.6366 | 0.12344 | 0.12111 | 667.4977 | RIM score less than one | Commercial/Industrial | High Efficiency Chiller (Water cooled-positive displacement, 100 tons) | 0.47747 | 1.1211 | -5804.2707 | 1.1199 | 0.048509 | 2844.5466 | TRC score less than one
Commercial/Industrial | High Bay LED | 1.1238 | 0.85656 | 845.6366 | 0.12344 | 0.12111 | 667.4977 | RIM score less than one | Commercial/Industrial | High Efficiency Chiller (Water cooled-positive displacement, 100 tons) | 0.96216 | 1.1751 | 3442.7138 | 2.2567 | 0.097748 | 5731.9562 | TRC score less than one
Commercial/Industrial | High Bay LED | 1.2784 | 0.9013 | 1021.2067 | 0.14047 | 0.13781 | 759.5593 | RIM score less than one | Commercial/Industrial | High Efficiency Chiller (Water cooled-positive displacement, 100 tons) | 0.94385 | 1.1741 | 3093.3 | 2.2138 | 0.095887 | 5622.8503 | TRC score less than one
Commercial/Industrial | High Bay LED | 1.2784 | 0.9013 | 1021.2067 | 0.14047 | 0.13781 | 759.5593 | RIM score less than one | Commercial/Industrial | High Efficiency Chiller (Water cooled-positive displacement, 100 tons) | 0.20733 | 1.002 | -10958.123 | 0.48632 | 0.021065 | 1235.2346 | TRC score less than one
Commercial/Industrial | High Bay LED | 1.5015 | 0.95552 | 1273.5645 | 0.16494 | 0.16182 | 891.8853 | RIM score less than one | Commercial/Industrial | High Efficiency Chiller (Water cooled-positive displacement, 100 tons) | 0.20733 | 1.002 | -10958.123 | 0.48632 | 0.021065 | 1235.2346 | TRC score less than one
Commercial/Industrial | High Bay LED | 1.5015 | 0.95552 | 1273.5645 | 0.16494 | 0.16182 | 891.8853 | RIM score less than one | Commercial/Industrial | High Efficiency PTAC | 0.89409 | 0.83704 | 190.2593 | 0.094322 | 0 | 189.5874 | TRC score less than one
Commercial/Industrial | High Bay LED | 1.108 | 0.85149 | 827.8866 | 0.12172 | 0.11942 | 658.1903 | RIM score less than one | Commercial/Industrial | High Efficiency PTHP | 0.91628 | 0.84132 | 204.2601 | 0.096704 | 3.5407e-05 | 194.4303 | TRC score less than one
Commercial/Industrial | High Bay LED | 1.108 | 0.85149 | 827.8866 | 0.12172 | 0.11942 | 658.1903 | RIM score less than one | Commercial/Industrial | HVAC tune-up | 0.30249 | 0.49889 | -49.0222 | 0.032828 | 0.0059761 | 165.3541 | TRC score less than one
Commercial/Industrial | High Bay LED | 1.1434 | 0.8626 | 868.0169 | 0.12561 | 0.12324 | 679.233 | RIM score less than one | Commercial/Industrial | HVAC tune-up | 0.073583 | 0.18792 | -125.9435 | 0.0079622 | 0.0014494 | 40.105 | TRC score less than one
Commercial/Industrial | High Bay LED | 1.1434 | 0.8626 | 868.0169 | 0.12561 | 0.12324 | 679.233 | RIM score less than one | Commercial/Industrial | Interior Lighting Controls | 0.38948 | 0.59178 | -18.9288 | 0 | 0 | 617.12 | TRC score less than one
Commercial/Industrial | High Bay LED | 1.6978 | 0.99515 | 1495.8247 | 0.18649 | 0.18297 | 1008.4293 | RIM score less than one | Commercial/Industrial | Interior Lighting Controls | 0.2102 | 0.3755 | -216.664 | 0 | 0 | 333.06 | TRC score less than one
Commercial/Industrial | High Bay LED | 1.6978 | 0.99515 | 1495.8247 | 0.18649 | 0.18297 | 1008.4293 | RIM score less than one | Commercial/Industrial | LED Display Lighting (Exterior) | 0.65384 | 0.57595 | 395.8859 | 0 | 0 | 377.692 | TRC score less than one
Commercial/Industrial | High Bay LED | 0.81018 | 0.73868 | 490.6377 | 0.089016 | 0.087335 | 481.351 | RIM score less than one | Commercial/Industrial | LED Display Lighting (Exterior) | 0.65384 | 0.57595 | 395.8859 | 0 | 0 | 377.692 | TRC score less than one
Commercial/Industrial | High Bay LED | 0.81018 | 0.73868 | 490.6377 | 0.089016 | 0.087335 | 481.351 | RIM score less than one | Commercial/Industrial | LED Display Lighting (Exterior) | 0.65384 | 0.57595 | 395.8859 | 0 | 0 | 377.692 | TRC score less than one
Commercial/Industrial | High Bay LED | 1.3024 | 0.90774 | 1048.2174 | 0.14308 | 0.14038 | 773.7227 | RIM score less than one | Commercial/Industrial | LED Display Lighting (Exterior) | 0.65384 | 0.57595 | 395.8859 | 0 | 0 | 377.692 | TRC score less than one
Commercial/Industrial | High Bay LED | 1.3024 | 0.90774 | 1048.2174 | 0.14308 | 0.14038 | 773.7227 | RIM score less than one | Commercial/Industrial | LED Display Lighting (Exterior) | 0.65384 | 0.57595 | 395.8859 | 0 | 0 | 377.692 | TRC score less than one
Commercial/Industrial | High Efficiency HID Lighting | 0.4093 | 0.6081 | 2.5753 | 0 | 0 | 484.169 | RIM score less than one | Commercial/Industrial | LED Display Lighting (Exterior) | 0.65384 | 0.57595 | 395.8859 | 0 | 0 | 377.692 | TRC score less than one
Commercial/Industrial | High Efficiency HID Lighting | 0.4093 | 0.6081 | 2.5753 | 0 | 0 | 484.169 | RIM score less than one | Commercial/Industrial | LED Display Lighting (Exterior) | 0.65384 | 0.57595 | 395.8859 | 0 | 0 | 377.692 | TRC score less than one
Commercial/Industrial | High Efficiency HID Lighting | 0.4093 | 0.6081 | 2.5753 | 0 | 0 | 484.169 | RIM score less than one | Commercial/Industrial | LED Display Lighting (Exterior) | 0.65384 | 0.57595 | 395.8859 | 0 | 0 | 377.692 | TRC score less than one
Commercial/Industrial | High Efficiency HID Lighting | 0.4093 | 0.6081 | 2.5753 | 0 | 0 | 484.169 | RIM score less than one | Commercial/Industrial | LED Display Lighting (Exterior) | 0.65384 | 0.57595 | 395.8859 | 0 | 0 | 377.692 | TRC score less than one
Commercial/Industrial | High Efficiency HID Lighting | 0.4093 | 0.6081 | 2.5753 | 0 | 0 | 484.169 | RIM score less than one | Commercial/Industrial | LED Display Lighting (Exterior) | 0.65384 | 0.57595 | 395.8859 | 0 | 0 | 377.692 | TRC score less than one
Commercial/Industrial | High Efficiency HID Lighting | 0.4093 | 0.6081 | 2.5753 | 0 | 0 | 484.169 | RIM score less than one | Commercial/Industrial | LED Display Lighting (Exterior) | 0.65384 | 0.57595 | 395.8859 | 0 | 0 | 377.692 | TRC score less than one
Commercial/Industrial | High Efficiency HID Lighting | 0.4093 | 0.6081 | 2.5753 | 0 | 0 | 484.169 | RIM score less than one | Commercial/Industrial | LED Display Lighting (Exterior) | 0.65384 | 0.57595 | 395.8859 | 0 | 0 | 377.692 | TRC score less than one
Commercial/Industrial | High Efficiency HID Lighting | 0.4093 | 0.6081 | 2.5753 | 0 | 0 | 484.169 | RIM score less than one | Commercial/Industrial | LED Display Lighting (Exterior) | 0.65384 | 0.57595 | 395.8859 | 0 | 0 | 377.692 | TRC score less than one
Commercial/Industrial | High Efficiency HID Lighting | 0.4093 | 0.6081 | 2.5753 | 0 | 0 | 484.169 | RIM score less than one | Commercial/Industrial | LED Display Lighting (Exterior) | 0.65384 | 0.57595 | 395.8859 | 0 | 0 | 377.692 | TRC score less than one
Commercial/Industrial | High Efficiency HID Lighting | 0.4093 | 0.6081 | 2.5753 | 0 | 0 | 484.169 | RIM score less than one | Commercial/Industrial | LED Display Lighting (Exterior) | 0.65384 | 0.57595 | 395.8859 | 0 | 0 | 377.692 | TRC score less than one
Commercial/Industrial | High Efficiency HID Lighting | 0.4093 | 0.6081 | 2.5753 | 0 | 0 | 484.169 | RIM score less than one | Commercial/Industrial | LED Display Lighting (Exterior) | 0.65384 | 0.57595 | 395.8859 | 0 | 0 | 377.692 | TRC score less than one
Commercial/Industrial | High Efficiency HID Lighting | 0.4093 | 0.6081 | 2.5753 | 0 | 0 | 484.169 | RIM score less than one | Commercial/Industrial | LED Display Lighting (Exterior) | 0.65384 | 0.57595 | 395.8859 | 0 | 0 | 377.692 | TRC score less than one
Commercial/Industrial | High Efficiency HID Lighting | 0.4093 | 0.6081 | 2.5753 | 0 | 0 | 484.169 | RIM score less than one | Commercial/Industrial | LED Display Lighting (Exterior) | 0.65384 | 0.57595 | 395.8859 | 0 | 0 | 377.692 | TRC score less than one
Commercial/Industrial | High Efficiency HID Lighting | 0.4093 | 0.6081 | 2.5753 | 0 | 0 | 484.169 | RIM score less than one | Commercial/Industrial | LED Display Lighting (Exterior) | 0.65384 | 0.57595 | 395.8859 | 0 | 0 | 377.692 | TRC score less than one
Commercial/Industrial | High Efficiency HID Lighting | 0.4093 | 0.6081 | 2.5753 | 0 | 0 | 484.169 | RIM score less than one | Commercial/Industrial | LED Display Lighting (Exterior) | 0.65384 | 0.57595 | 395.8859 | 0 | 0 | 377.692 | TRC score less than one
Commercial/Industrial | High Efficiency HID Lighting | 0.4093 | 0.6081 | 2.5753 | 0 | 0 | 484.169 | RIM score less than one | Commercial/Industrial | LED Display Lighting (Exterior) | 0.65384 | 0.57595 | 395.8859 | 0 | 0 | 377.692 | TRC score less than one
Commercial/Industrial | High Efficiency HID Lighting | 0.4093 | 0.6081 | 2.5753 | 0 | 0 | 484.169 | RIM score less than one | Commercial/Industrial | LED Display Lighting (Exterior) | 0.65384 | 0.57595 | 395.8859 | 0 | 0 | 377.692 | TRC score less than one
Commercial/Industrial | High Efficiency HID Lighting | 0.4093 | 0.6081 | 2.5753 | 0 | 0 | 484.169 | RIM score less than one | Commercial/Industrial | LED Display Lighting (Exterior) | 0.65384 | 0.57595 | 395.8859 | 0 | 0 | 377.692 | TRC score less than one
Commercial/Industrial | High Efficiency HID Lighting | 0.4093 | 0.6081 | 2.5753 | 0 | 0 | 484.169 | RIM score less than one | Commercial/Industrial | LED Display Lighting (Exterior) | 0.65384 | 0.57595 | 395.8859 | 0 | 0 | 377.692 | TRC score less than one
Commercial/Industrial | High Efficiency HID Lighting | 0.4093 | 0.6081 | 2.5753 | 0 | 0 | 484.169 | RIM score less than one | Commercial/Industrial | LED Display Lighting (Interior) | 0.61556 | 0.47193 | 369.5849 | 0.054915 | 0.012405 | 223.626 | TRC score less than one
Commercial/Industrial | High Efficiency HID Lighting | 0.4093 | 0.6081 | 2.5753 | 0 | 0 | 484.169 | RIM score less than one | Commercial/Industrial | LED Display Lighting (Interior) | 0.61556 | 0.47193 | 369.5849 | 0.054915 | 0.012405 | 223.626 | TRC score less than one
Commercial/Industrial | High Efficiency HID Lighting | 0.4093 | 0.6081 | 2.5753 | 0 | 0 | 484.169 | RIM score less than one | Commercial/Industrial | Low U-Value Windows | 0.81049 | 0.99619 | 224.1522 | 0.12991 | 0.0014526 | 349.5006 | TRC score less than one
Commercial/Industrial | High Efficiency HID Lighting | 0.4093 | 0.6081 | 2.5753 | 0 | 0 | 484.169 | RIM score less than one | Commercial/Industrial | Programmable Thermostat | 0.62237 | 1.5343 | -494.4402 | 0.071151 | -0.98461 | 5992.2752 | TRC score less than one
Commercial/Industrial | High Efficiency HID Lighting | 0.4093 | 0.6081 | 2.5753 | 0 | 0 | 484.169 | RIM score less than one | Commercial/Industrial | Programmable Thermostat | 0.62237 | 1.5343 | -494.4402 | 0.071151 | -0.98461 | 5992.2752 | TRC score less than one
Commercial/Industrial | High Efficiency HID Lighting | 0.4093 | 0.6081 | 2.5753 | 0 | 0 | 484.169 | RIM score less than one | Commercial/Industrial | PSC to ECM Evaporator Fan Motor (Reach-In) | 0.8055 | 0.84447 | 379.4552 | 0.070139 | 0.0064253 | 503.9324 | TRC score less than one
Commercial/Industrial | High Efficiency HID Lighting | 0.4093 | 0.6081 | 2.5753 | 0 | 0 | 484.169 | RIM score less than one | Commercial/Industrial | PSC to ECM Evaporator Fan Motor (Reach-In) | 0.8055 | 0.84447 | 379.4552 | 0.070139 | 0.0064253 | 503.9324 | TRC score less than one
Commercial/Industrial | High Efficiency PTAC | 2.036 | 0.95823 | 895.0317 | 0.21483 | 0 | 431.8047 | RIM score less than one | Commercial/Industrial | PSC to ECM Evaporator Fan Motor (Reach-In) | 0.8055 | 0.84447 | 379.4552 | 0.070139 | 0.0064253 | 503.9324 | TRC score less than one
Commercial/Industrial | High Efficiency PTAC | 2.036 | 0.95823 | 895.0317 | 0.21483 | 0 | 431.8047 | RIM score less than one | Commercial/Industrial | PSC to ECM Evaporator Fan Motor (Reach-In) | 0.8055 | 0.84447 | 379.4552 | 0.070139 | 0.0064253 | 503.9324 | TRC score less than one
Commercial/Industrial | High Efficiency PTAC | 1.9909 | 0.95576 | 867.1888 | 0.21007 | 0 | 422.2356 | RIM score less than one | Commercial/Industrial | PSC to ECM Evaporator Fan Motor (Reach-In) | 0.81529 | 0.87096 | 364.0554 | 0.065337 | 0.054728 | 503.9324 | TRC score less than one
Commercial/Industrial | High Efficiency PTAC | 1.9909 | 0.95576 | 867.1888 | 0.21007 | 0 | 422.2356 | RIM score less than one | Commercial/Industrial | PSC to ECM Evaporator Fan Motor (Reach-In) | 0.81529 | 0.87096 | 364.0554 | 0.065337 | 0.054728 | 503.9324 | TRC score less than one
Commercial/Industrial | High Efficiency PTAC | 1.8734 | 0.98598 | 791.9916 | 0.18074 | 0 | 436.5892 | RIM score less than one | Commercial/Industrial | PSC to ECM Evaporator Fan Motor (Reach-In) | 0.81529 | 0.87096 | 364.0554 | 0.065337 | 0.054728 | 503.9324 | TRC score less than one
Commercial/Industrial | High Efficiency PTAC | 1.8734 | 0.98598 | 791.9916 | 0.18074 | 0 | 436.5892 | RIM score less than one | Commercial/Industrial | PSC to ECM Evaporator Fan Motor (Reach-In) | 0.81529 | 0.87096 | 364.0554 | 0.065337 | 0.054728 | 503.9324 | TRC score less than one
Commercial/Industrial | High Efficiency PTAC | 0.89409 | 0.83704 | 190.2593 | 0.094322 | 0 | 189.5874 | RIM score less than one | Commercial/Industrial | PSC to ECM Evaporator Fan Motor (Reach-In) | 0.8055 | 0.84447 | 379.4552 | 0.070139 | 0.0064253 | 503.9324 | TRC score less than one
Commercial/Industrial | High Efficiency PTAC | 0.89409 | 0.83704 | 190.2593 | 0.094322 | 0 | 189.5874 | RIM score less than one | Commercial/Industrial | PSC to ECM Evaporator Fan Motor (Reach-In) | 0.8055 | 0.84447 | 379.4552 | 0.070139 | 0.0064253 | 503.9324 | TRC score less than one
Commercial/Industrial | High Efficiency PTHP | 2.1066 | 0.96184 | 938.7313 | 0.22227 | 8.1383e-05 | 446.895 | RIM score less than one | Commercial/Industrial | PSC to ECM Evaporator Fan Motor (Reach-In) | 0.8055 | 0.84447 | 379.4552 | 0.070139 | 0.0064253 | 503.9324 | TRC score less than one
Commercial/Industrial | High Efficiency PTHP | 2.1066 | 0.96184 | 938.7313 | 0.22227 | 8.1383e-05 | 446.895 | RIM score less than one | Commercial/Industrial | PSC to ECM Evaporator Fan Motor (Reach-In) | 0.8055 | 0.84447 | 379.4552 | 0.070139 | 0.0064253 | 503.9324 | TRC score less than one
Commercial/Industrial | High Efficiency PTHP | 2.0264 | 0.95768 | 889.2488 | 0.21381 | 7.8285e-05 | 429.886 | RIM score less than one | Commercial/Industrial | PSC to ECM Evaporator Fan Motor (Reach-In) | 0.8055 | 0.84447 | 379.4552 | 0.070139 | 0.0064253 | 503.9324 | TRC score less than one
Commercial/Industrial | High Efficiency PTHP | 2.0264 | 0.95768 | 889.2488 | 0.21381 | 7.8285e-05 | 429.886 | RIM score less than one | Commercial/Industrial | PSC to ECM Evaporator Fan Motor (Reach-In) | 0.8055 | 0.84447 | 379.4552 | 0.070139 | 0.0064253 | 503.9324 | TRC score less than one
Commercial/Industrial | High Efficiency PTHP | 2.0802 | 0.96024 | 922.8388 | 0.21955 | 8.0388e-05 | 441.4321 | RIM score less than one | Commercial/Industrial | PSC to ECM Evaporator Fan Motor (Reach-In) | 0.8055 | 0.84447 | 379.4552 | 0.070139 | 0.0064253 | 503.9324 | TRC score less than one
Commercial/Industrial | High Efficiency PTHP | 2.0802 | 0.96024 | 922.8388 | 0.21955 | 8.0388e-05 | 441.4321 | RIM score less than one | Commercial/Industrial | PSC to ECM Evaporator Fan Motor (Reach-In) | 0.8055 | 0.84447 | 379.4552 | 0.070139 | 0.0064253 | 503.9324 | TRC score less than one
Commercial/Industrial | High Efficiency PTHP | 0.91628 | 0.84132 | 204.2601 | 0.096704 | 3.5407e-05 | 194.4303 | RIM score less than one | Commercial/Industrial | PSC to ECM Evaporator Fan Motor (Reach-In) | 0.81529 | 0.87096 | 364.0554 | 0.065337 | 0.054728 | 503.9324 | TRC score less than one
Commercial/Industrial | High Efficiency PTHP | 0.91628 | 0.84132 | 204.2601 | 0.096704 | 3.5407e-05 | 194.4303 | RIM score less than one | Commercial/Industrial | PSC to ECM Evaporator Fan Motor (Reach-In) | 0.81529 | 0.87096 | 364.0554 | 0.065337 | 0.054728 | 503.9324 | TRC score less than one
Commercial/Industrial | Hotel Card Energy Control Systems | 0.53397 | 0.91636 | 6.3744 | 0.0044883 | -0.016893 | 561.42 | RIM score less than one | Commercial/Industrial | PSC to ECM Evaporator Fan Motor (Reach-In) | 0.8055 | 0.84447 | 379.4552 | 0.070139 | 0.0064253 | 503.9324 | TRC score less than one
Commercial/Industrial | Hotel Card Energy Control Systems | 0.53397 | 0.91636 | 6.3744 | 0.0044883 | -0.016893 | 561.42 | RIM score less than one | Commercial/Industrial | PSC to ECM Evaporator Fan Motor (Reach-In) | 0.8055 | 0.84447 | 379.4552 | 0.070139 | 0.0064253 | 503.9324 | TRC score less than one
Commercial/Industrial | HVAC tune-up | 0.49033 | 0.6268 | 13.9911 | 0.053199 | 0.0096843 | 267.9572 | RIM score less than one | Commercial/Industrial | Smart Thermostat | 0.90032 | 1.0227 | 2178.9507 | 1.9523 | -0.0037047 | 5268.1844 | TRC score less than one
Commercial/Industrial | HVAC tune-up | 0.49033 | 0.6268 | 13.9911 | 0.053199 | 0.0096843 | 267.9572 | RIM score less than one | Commercial/Industrial | Smart Thermostat | 0.90032 | 1.0227 | 2178.9507 | 1.9523 | -0.0037047 | 5268.1844 | TRC score less than one
Commercial/Industrial | Interior Lighting Controls | 0.48985 | 0.68683 | 91.7795 | 0 | 0 | 776.16 | RIM score less than one | Commercial/Industrial | Smart Thermostat | 0.1322 | 1.2124 | -8247.9657 | 0.023223 | -0.32136 | 1955.7834 | TRC score less than one
Commercial/Industrial | Interior Lighting Controls | 0.48985 | 0.68683 | 91.7795 | 0 | 0 | 776.16 | RIM score less than one | Commercial/Industrial | Solar Water Heater | 0.6491 | 1.6769 | -3378.8084 | 0.77112 | 0.10826 | 10317.1091 | TRC score less than one
Commercial/Industrial | Interior Lighting Controls | 0.44426 | 0.64554 | 41.493 | 0 | 0 | 703.92 | RIM score less than one | Commercial/Industrial | Solar Water Heater | 0.43273 | 1.6643 | -8721.9581 | 0.51408 | 0.072174 | 6878.0727 | TRC score less than one
Commercial/Industrial | Interior Lighting Controls | 0.44426 | 0.64554 | 41.493 | 0 | 0 | 703.92 | RIM score less than one | Commercial/Industrial | Solar Water Heater | 0.8775 | 1.7015 | 32136.6953 | 15.5509 | 2.1833 | 208061.6998 | TRC score less than one
Commercial/Industrial | Interior Lighting Controls | 0.601 | 0.77631 | 214.3773 | 0 | 0 | 952.28 | RIM score less than one | Commercial/Industrial | Variable Refrigerant Flow (VRF) HVAC Systems | 0.31165 | 1.2373 | -5855.0042 | 0.47558 | 0.48068 | 1562.894 | TRC score less than one
Commercial/Industrial | Interior Lighting Controls | 0.601 | 0.77631 | 214.3773 | 0 | 0 | 952.28 | RIM score less than one | Commercial/Industrial | Variable Refrigerant Flow (VRF) HVAC Systems | 0.77772 | 1.3649 | -293.5072 | 0.97409 | 0.71564 | 4591.1322 | TRC score less than one
Commercial/Industrial | Interior Lighting Controls | 0.44037 | 0.64188 | 37.205 | 0 | 0 | 697.76 | RIM score less than one | Commercial/Industrial | Variable Refrigerant Flow (VRF) HVAC Systems | 0.73893 | 1.2725 | -926.3825 | 1.1275 | 1.1396 | 3705.3892 | TRC score less than one
Commercial/Industrial | Interior Lighting Controls | 0.44037 | 0.64188 | 37.205 | 0 | 0 | 697.76 | RIM score less than one | Commercial/Industrial | Variable Refrigerant Flow (VRF) HVAC Systems | 0.6451 | 1.2687 | -2008.8548 | 0.98433 | 0.9949 | 3234.8334 | TRC score less than one
Commercial/Industrial | LED Display Lighting (Exterior) | 0.65384 | 0.57595 | 395.8859 | 0 | 0 | 377.692 | RIM score less than one | Commercial/Industrial | Wall Insulation | 0.0078946 | 0.0078626 | 5.0254 | 3.9206e-05 | 0.00088379 | 1.9593 | TRC score less than one
Commercial/Industrial | LED Display Lighting (Exterior) | 0.65384 | 0.57595 | 395.8859 | 0 | 0 | 377.692 | RIM score less than one | Commercial/Industrial | Wall Insulation | 0 | 0 | -2.7014 | 0 | 0 | 0 | TRC score less than one
Commercial/Industrial | LED Display Lighting (Exterior) | 0.65384 | 0.57595 | 395.8859 | 0 | 0 | 377.692 | RIM score less than one | Commercial/Industrial | Wall Insulation | 0.0093598 | 0.009321 | 5.0451 | 0.00039401 | 0.00090108 | 1.9307 | TRC score less than one
Commercial/Industrial | LED Display Lighting (Exterior) | 0.65384 | 0.57595 | 395.8859 | 0 | 0 | 377.692 | RIM score less than one | Commercial/Industrial | Wall Insulation | 0.0076051 | 0.0075771 | 4.6962 | 3.7536e-05 | 0.00084614 | 1.8758 | TRC score less than one
Commercial/Industrial | LED Display Lighting (Exterior) | 0.65384 | 0.57595 | 395.8859 | 0 | 0 | 377.692 | RIM score less than one | Commercial/Industrial | Wall Insulation | 0 | 0 | -2.7014 | 0 | 0 | 0 | TRC score less than one
Commercial/Industrial | LED Display Lighting (Exterior) | 0.65384 | 0.57595 | 395.8859 | 0 | 0 | 377.692 | RIM score less than one | Commercial/Industrial | Wall Insulation | 0.0095938 | 0.0095611 | 4.5953 | 0.00079852 | 0.00047035 | 1.9307 | TRC score less than one
Commercial/Industrial | LED Display Lighting (Exterior) | 0.65384 | 0.57595 | 395.8859 | 0 | 0 | 377.692 | RIM score less than one | Commercial/Industrial | Wall Insulation | 0.0076992 | 0.0076698 | 4.8031 | 3.8078e-05 | 0.00085837 | 1.9029 | TRC score less than one
Commercial/Industrial | LED Display Lighting (Exterior) | 0.65384 | 0.57595 | 395.8859 | 0 | 0 | 377.692 | RIM score less than one | Commercial/Industrial | Wall Insulation | 0.0077956 | 0.007765 | 4.9128 | 3.8635e-05 | 0.00087092 | 1.9307 | TRC score less than one
Commercial/Industrial | LED Display Lighting (Exterior) | 0.65384 | 0.57595 | 395.8859 | 0 | 0 | 377.692 | RIM score less than one | Commercial/Industrial | Wall Insulation | 0 | 0 | -2.7014 | 0 | 0 | 0 | TRC score less than one
Commercial/Industrial | LED Display Lighting (Exterior) | 0.65384 | 0.57595 | 395.8859 | 0 | 0 | 377.692 | RIM score less than one | Commercial/Industrial | Wall Insulation | 0.0077956 | 0.007765 | 4.9128 | 3.8635e-05 | 0.00087092 | 1.9307 | TRC score less than one
Commercial/Industrial | LED Display Lighting (Exterior) | 0.65384 | 0.57595 | 395.8859 | 0 | 0 | 377.692 | RIM score less than one | Commercial/Industrial | Wall Insulation | 0 | 0 | -2.7014 | 0 | 0 | 0 | TRC score less than one
Commercial/Industrial | LED Display Lighting (Exterior) | 0.65384 | 0.57595 | 395.8859 | 0 | 0 | 377.692 | RIM score less than one | Commercial/Industrial | Wall Insulation | 0.0073768 | 0.0073728 | 2.8892 | 0.00022233 | 0.0003967 | 1.9593 | TRC score less than one
Commercial/Industrial | LED Display Lighting (Exterior) | 0.65384 | 0.57595 | 395.8859 | 0 | 0 | 377.692 | RIM score less than one | Commercial/Industrial | Building Envelope Improvements | 0.56325 | 0.45155 | 388.7985 | 0.024225 | 0.023637 | 170.0562 | TRC score less than one
Commercial/Industrial | LED Display Lighting (Exterior) | 0.65384 | 0.57595 | 395.8859 | 0 | 0 | 377.692 | RIM score less than one | Commercial/Industrial | Efficient Lighting - Exterior | 0.17801 | 0.1739 | 88.4717 | 0 | 0 | 97.7238 | TRC score less than one
Commercial/Industrial | LED Display Lighting (Exterior) | 0.65384 | 0.57595 | 395.8859 | 0 | 0 | 377.692 | RIM score less than one | Commercial/Industrial | Efficient Lighting - Other Interior Lighting | 0.85301 | 0.91912 | 638.8163 | 0.12843 | 0.12484 | 899.7526 | TRC score less than one
Commercial/Industrial | LED Display Lighting (Exterior) | 0.65384 | 0.57595 | 395.8859 | 0 | 0 | 377.692 | RIM score less than one | Commercial/Industrial | Fan Equipment Upgrades | 0.65711 | 0.54104 | 282.148 | 0.02925 | 0.028477 | 217.2118 | TRC score less than one
Commercial/Industrial | LED Display Lighting (Exterior) | 0.65384 | 0.57595 | 395.8859 | 0 | 0 | 377.692 | RIM score less than one | Commercial/Industrial | Lighting Controls | 0.29903 | 0.27035 | 114.6242 | 0.018802 | 0.018276 | 131.7248 | TRC score less than one
Commercial/Industrial | LED Display Lighting (Exterior) | 0.65384 | 0.57595 | 395.8859 | 0 | 0 | 377.692 | RIM score less than one | Commercial/Industrial | Lighting Controls - Exterior | 0.49168 | 0.51263 | 181.9938 | 0 | 0 | 376.553 | TRC score less than one
Commercial/Industrial | LED Display Lighting (Exterior) | 0.65384 | 0.57595 | 395.8859 | 0 | 0 | 377.692 | RIM score less than one | Commercial/Industrial | Lighting Controls - Exterior | 0.98201 | 1.0923 | 639.9425 | 0 | 0 | 1360.9544 | TRC score less than one
Commercial/Industrial | LED Display Lighting (Exterior) | 0.65384 | 0.57595 | 395.8859 | 0 | 0 | 377.692 | RIM score less than one | Commercial/Industrial | Lighting Controls - Exterior | 0.55343 | 0.63502 | 196.159 | 0 | 0 | 510.7132 | TRC score less than one
Commercial/Industrial | LED Display Lighting (Exterior) | 0.65384 | 0.57595 | 395.8859 | 0 | 0 | 377.692 | RIM score less than one | Commercial/Industrial | Lighting Controls - Exterior | 0.67357 | 0.7584 | 288.7379 | 0 | 0 | 674.4456 | TRC score less than one
Commercial/Industrial | LED Display Lighting (Exterior) | 0.65384 | 0.57595 | 395.8859 | 0 | 0 | 377.692 | RIM score less than one | Commercial/Industrial | Lighting Controls - Exterior | 0.44212 | 0.4357 | 170.2223 | 0 | 0 | 303.5114 | TRC score less than one
Commercial/Industrial | LED Display Lighting (Exterior) | 0.65384 | 0.57595 | 395.8859 | 0 | 0 | 377.692 | RIM score less than one | Commercial/Industrial | Lighting Controls - Exterior | 0.57849 | 0.624 | 226.2676 | 0 | 0 | 497.5976 | TRC score less than one
Commercial/Industrial | LED Display Lighting (Exterior) | 0.65384 | 0.57595 | 395.8859 | 0 | 0 | 377.692 | RIM score less than one | Commercial/Industrial | Lighting Controls - Exterior | 0.57323 | 0.58446 | 233.5561 | 0 | 0 | 452.3192 | TRC score less than one
Commercial/Industrial | LED Display Lighting (Exterior) | 0.65384 | 0.57595 | 395.8859 | 0 | 0 | 377.692 | RIM score less than one | Commercial/Industrial | Lighting Controls - Exterior | 0.03153 | 0.031613 | 8.3716 | 0 | 0 | 17.3212 | TRC score less than one
Commercial/Industrial | LED Display Lighting (Exterior) | 0.65384 | 0.57595 | 395.8859 | 0 | 0 | 377.692 | RIM score less than one | Commercial/Industrial | Motor Equipment Upgrades | 0.6998 | 0.65641 | 325.8839 | 0.070162 | 0.068309 | 521.0287 | TRC score less than one
Commercial/Industrial | LED Display Lighting (Interior) | 0.61556 | 0.47193 | 369.5849 | 0.054915 | 0.012405 | 223.626 | RIM score less than one | Commercial/Industrial | Motor Equipment Upgrades | 0.40162 | 0.36452 | 153.0279 | 0.026711 | 0.026006 | 198.3595 | TRC score less than one
Commercial/Industrial | LED Display Lighting (Interior) | 0.61556 | 0.47193 | 369.5849 | 0.054915 | 0.012405 | 223.626 | RIM score less than one | Commercial/Industrial | Process Refrig Controls | 0.73143 | 0.84868 | 291.0414 | 0.071425 | 0.069664 | 518.8079 | TRC score less than one
Commercial/Industrial | LED Exterior Lighting | 0.51472 | 0.81983 | 55.7122 | 0 | 0 | 763.42 | RIM score less than one | Commercial/Industrial | Process Refrig Equipment Upgrade | 0.59544 | 0.58321 | 236.8465 | 0.057085 | 0.055677 | 414.644 | TRC score less than one
Commercial/Industrial | LED Exterior Lighting | 0.51472 | 0.81983 | 55.7122 | 0 | 0 | 763.42 | RIM score less than one | Commercial/Industrial | Process Refrig Equipment Upgrade | 0.35428 | 0.34898 | 107.6678 | 0.025633 | 0.025001 | 186.1908 | TRC score less than one
Commercial/Industrial | LED Exterior Lighting | 0.51472 | 0.81983 | 55.7122 | 0 | 0 | 763.42 | RIM score less than one | Commercial/Industrial | Process Refrig Equipment Upgrade | 0.63734 | 0.58631 | 278.2984 | 0.057624 | 0.056204 | 418.563 | TRC score less than one
Commercial/Industrial | LED Exterior Lighting | 0.51472 | 0.81983 | 55.7122 | 0 | 0 | 763.42 | RIM score less than one | Commercial/Industrial | Central Heating - 50% cycling | 0.98936 | 1.1389 | -355.8133 | 0 | 2.6589 | 0 | TRC score less than one
Commercial/Industrial | LED Exterior Lighting | 0.51472 | 0.81983 | 55.7122 | 0 | 0 | 763.42 | RIM score less than one | Commercial/Industrial | Central Heating - Load Shed | 0.91022 | 1.0478 | -355.8133 | 0 | 2.4459 | 0 | TRC score less than one
Commercial/Industrial | LED Exterior Lighting | 0.51472 | 0.81983 | 55.7122 | 0 | 0 | 763.42 | RIM score less than one | Commercial/Industrial | Central air conditioner - 50% cycling | 0.80405 | 0.92558 | -355.8133 | 0.90239 | 0 | 0 | TRC score less than one
Commercial/Industrial | LED Exterior Lighting | 0.51472 | 0.81983 | 55.7122 | 0 | 0 | 763.42 | RIM score less than one | Commercial/Industrial | Central air conditioner - Load Shed | 0.56489 | 0.65027 | -355.8133 | 0.63387 | 0 | 0 | TRC score less than one
Commercial/Industrial | LED Exterior Lighting | 0.51472 | 0.81983 | 55.7122 | 0 | 0 | 763.42 | RIM score less than one | Commercial/Industrial | Central Heating - Load Shed | 0.5428 | 0.62484 | -355.8133 | 0 | 1.4588 | 0 | TRC score less than one
Commercial/Industrial | LED Exterior Lighting | 0.51472 | 0.81983 | 55.7122 | 0 | 0 | 763.42 | RIM score less than one | Commercial/Industrial | Central Heating - 50% cycling | 0.45502 | 0.52379 | -355.8133 | 0 | 1.2229 | 0 | TRC score less than one
Commercial/Industrial | LED Exterior Lighting | 0.51472 | 0.81983 | 55.7122 | 0 | 0 | 763.42 | RIM score less than one | Commercial/Industrial | Smart thermostats - Utility Installation | 0.96283 | 1.472 | -828.8734 | 0.90239 | 0.30999 | 0 | TRC score less than one
Commercial/Industrial | LED Exterior Lighting | 0.51472 | 0.81983 | 55.7122 | 0 | 0 | 763.42 | RIM score less than one | Commercial/Industrial | CPP + Tech | 0.60967 | 0.82468 | -1012.4302 | 0.90239 | 0.45587 | 0 | TRC score less than one
Commercial/Industrial | LED Exterior Lighting | 0.51472 | 0.81983 | 55.7122 | 0 | 0 | 763.42 | RIM score less than one | Commercial/Industrial | Central air conditioner - 50% cycling | 0.28235 | 0.32503 | -355.8133 | 0.31693 | 0 | 0 | TRC score less than one
Commercial/Industrial | LED Exterior Lighting | 0.51472 | 0.81983 | 55.7122 | 0 | 0 | 763.42 | RIM score less than one | Commercial/Industrial | Central Heating - 50% cycling | 0.2714 | 0.31242 | -355.8133 | 0 | 0.72938 | 0 | TRC score less than one
Commercial/Industrial | LED Exterior Lighting | 0.51472 | 0.81983 | 55.7122 | 0 | 0 | 763.42 | RIM score less than one | Commercial/Industrial | Central Heating - Load Shed | 0.16051 | 0.18477 | -355.8133 | 0 | 0.43118 | 0 | TRC score less than one
Commercial/Industrial | LED Exterior Lighting | 0.51472 | 0.81983 | 55.7122 | 0 | 0 | 763.42 | RIM score less than one | Commercial/Industrial | Smart thermostats - BYOT | 0.51265 | 0.94204 | -714.1505 | 0.31693 | 0.091626 | 0 | TRC score less than one
Commercial/Industrial | LED Exterior Lighting | 0.51472 | 0.81983 | 55.7122 | 0 | 0 | 763.42 | RIM score less than one | [8 empty] | TRC score less than one
Commercial/Industrial | LED Exterior Lighting | 0.51472 | 0.81983 | 55.7122 | 0 | 0 | 763.42 | RIM score less than one | [8 empty] | TRC score less than one
Commercial/Industrial | LED Exterior Lighting | 0.51472 | 0.81983 | 55.7122 | 0 | 0 | 763.42 | RIM score less than one | [8 empty] | TRC score less than one
Commercial/Industrial | LED Exterior Lighting | 0.51472 | 0.81983 | 55.7122 | 0 | 0 | 763.42 | RIM score less than one | [8 empty] | TRC score less than one
Commercial/Industrial | LED Exterior Lighting | 0.51472 | 0.81983 | 55.7122 | 0 | 0 | 763.42 | RIM score less than one | [8 empty] | TRC score less than one
Commercial/Industrial | LED Exterior Lighting | 0.51472 | 0.81983 | 55.7122 | 0 | 0 | 763.42 | RIM score less than one | [8 empty] | TRC score less than one
Commercial/Industrial | LED Exterior Lighting | 0.51472 | 0.81983 | 55.7122 | 0 | 0 | 763.42 | RIM score less than one | [8 empty] | TRC score less than one
Commercial/Industrial | LED Exterior Lighting | 0.51472 | 0.81983 | 55.7122 | 0 | 0 | 763.42 | RIM score less than one | [8 empty] | TRC score less than one
Commercial/Industrial | LED Exterior Lighting | 0.51472 | 0.81983 | 55.7122 | 0 | 0 | 763.42 | RIM score less than one | [8 empty] | TRC score less than one
Commercial/Industrial | LED Exterior Lighting | 0.51472 | 0.81983 | 55.7122 | 0 | 0 | 763.42 | RIM score less than one | [8 empty] | TRC score less than one
Commercial/Industrial | LED Exterior Lighting | 0.51472 | 0.81983 | 55.7122 | 0 | 0 | 763.42 | RIM score less than one | [8 empty] | TRC score less than one
Commercial/Industrial | Low U-Value Windows | 0.81049 | 0.99619 | 224.1522 | 0.12991 | 0.0014526 | 349.5006 | RIM score less than one | [8 empty] | TRC score less than one
Commercial/Industrial | Low U-Value Windows | 0.81049 | 0.99619 | 224.1522 | 0.12991 | 0.0014526 | 349.5006 | RIM score less than one | [8 empty] | TRC score less than one
Commercial/Industrial | Low U-Value Windows | 0.81049 | 0.99619 | 224.1522 | 0.12991 | 0.0014526 | 349.5006 | RIM score less than one | [8 empty] | TRC score less than one
Commercial/Industrial | Low U-Value Windows | 0.81049 | 0.99619 | 224.1522 | 0.12991 | 0.0014526 | 349.5006 | RIM score less than one | [8 empty] | TRC score less than one
Commercial/Industrial | Low U-Value Windows | 0.81049 | 0.99619 | 224.1522 | 0.12991 | 0.0014526 | 349.5006 | RIM score less than one | [8 empty] | TRC score less than one
Commercial/Industrial | Low U-Value Windows | 0.81049 | 0.99619 | 224.1522 | 0.12991 | 0.0014526 | 349.5006 | RIM score less than one | [8 empty] | TRC score less than one
Commercial/Industrial | Low U-Value Windows | 0.85779 | 0.95413 | 330.7716 | 0.15422 | -0.034707 | 349.5006 | RIM score less than one | [8 empty] | TRC score less than one
Commercial/Industrial | Low U-Value Windows | 0.77559 | 0.9945 | 182.094 | 0.12032 | -0.020318 | 349.5006 | RIM score less than one | [8 empty] | TRC score less than one
Commercial/Industrial | Low U-Value Windows | 0.81049 | 0.99619 | 224.1522 | 0.12991 | 0.0014526 | 349.5006 | RIM score less than one | [8 empty] | TRC score less than one
Commercial/Industrial | Low U-Value Windows | 0.81049 | 0.99619 | 224.1522 | 0.12991 | 0.0014526 | 349.5006 | RIM score less than one | [8 empty] | TRC score less than one
Commercial/Industrial | Low U-Value Windows | 0.81049 | 0.99619 | 224.1522 | 0.12991 | 0.0014526 | 349.5006 | RIM score less than one | [8 empty] | TRC score less than one
Commercial/Industrial | Low U-Value Windows | 0.81049 | 0.99619 | 224.1522 | 0.12991 | 0.0014526 | 349.5006 | RIM score less than one | [8 empty] | TRC score less than one
Commercial/Industrial | Low U-Value Windows | 0.77559 | 0.9945 | 182.094 | 0.12032 | -0.020318 | 349.5006 | RIM score less than one | [8 empty] | TRC score less than one
Commercial/Industrial | Outdoor Lighting Controls | 0.39173 | 0.55538 | 18.7226 | 0 | 0 | 562.52 | RIM score less than one | [8 empty] | TRC score less than one
Commercial/Industrial | Outdoor Lighting Controls | 0.39173 | 0.55538 | 18.7226 | 0 | 0 | 562.52 | RIM score less than one | [8 empty] | TRC score less than one
Commercial/Industrial | Outdoor Lighting Controls | 0.39173 | 0.55538 | 18.7226 | 0 | 0 | 562.52 | RIM score less than one | [8 empty] | TRC score less than one
Commercial/Industrial | Outdoor Lighting Controls | 0.39173 | 0.55538 | 18.7226 | 0 | 0 | 562.52 | RIM score less than one | [8 empty] | TRC score less than one
Commercial/Industrial | Outdoor Lighting Controls | 0.39173 | 0.55538 | 18.7226 | 0 | 0 | 562.52 | RIM score less than one | [8 empty] | TRC score less than one
Commercial/Industrial | Outdoor Lighting Controls | 0.39173 | 0.55538 | 18.7226 | 0 | 0 | 562.52 | RIM score less than one | [8 empty] | TRC score less than one
Commercial/Industrial | Outdoor Lighting Controls | 0.39173 | 0.55538 | 18.7226 | 0 | 0 | 562.52 | RIM score less than one | [8 empty] | TRC score less than one
Commercial/Industrial | Outdoor Lighting Controls | 0.39173 | 0.55538 | 18.7226 | 0 | 0 | 562.52 | RIM score less than one | [8 empty] | TRC score less than one
Commercial/Industrial | Outdoor Lighting Controls | 0.39173 | 0.55538 | 18.7226 | 0 | 0 | 562.52 | RIM score less than one | [8 empty] | TRC score less than one
Commercial/Industrial | Outdoor Lighting Controls | 0.39173 | 0.55538 | 18.7226 | 0 | 0 | 562.52 | RIM score less than one | [8 empty] | TRC score less than one
Commercial/Industrial | Outdoor Lighting Controls | 0.39173 | 0.55538 | 18.7226 | 0 | 0 | 562.52 | RIM score less than one | [8 empty] | TRC score less than one
Commercial/Industrial | Outdoor Lighting Controls | 0.39173 | 0.55538 | 18.7226 | 0 | 0 | 562.52 | RIM score less than one | [8 empty] | TRC score less than one
Commercial/Industrial | Outdoor Lighting Controls | 0.39173 | 0.55538 | 18.7226 | 0 | 0 | 562.52 | RIM score less than one | [8 empty] | TRC score less than one
Commercial/Industrial | Outdoor Lighting Controls | 0.39173 | 0.55538 | 18.7226 | 0 | 0 | 562.52 | RIM score less than one | [8 empty] | TRC score less than one
Commercial/Industrial | Outdoor Lighting Controls | 0.39173 | 0.55538 | 18.7226 | 0 | 0 | 562.52 | RIM score less than one | [8 empty] | TRC score less than one
Commercial/Industrial | Outdoor Lighting Controls | 0.39173 | 0.55538 | 18.7226 | 0 | 0 | 562.52 | RIM score less than one | [8 empty] | TRC score less than one
Commercial/Industrial | Outdoor Lighting Controls | 0.39173 | 0.55538 | 18.7226 | 0 | 0 | 562.52 | RIM score less than one | [8 empty] | TRC score less than one
Commercial/Industrial | Outdoor Lighting Controls | 0.39173 | 0.55538 | 18.7226 | 0 | 0 | 562.52 | RIM score less than one | [8 empty] | TRC score less than one
Commercial/Industrial | Outdoor Lighting Controls | 0.39173 | 0.55538 | 18.7226 | 0 | 0 | 562.52 | RIM score less than one | [8 empty] | TRC score less than one
Commercial/Industrial | Outdoor Lighting Controls | 0.39173 | 0.55538 | 18.7226 | 0 | 0 | 562.52 | RIM score less than one | [8 empty] | TRC score less than one
Commercial/Industrial | Outdoor Lighting Controls | 0.39173 | 0.55538 | 18.7226 | 0 | 0 | 562.52 | RIM score less than one | [8 empty] | TRC score less than one
Commercial/Industrial | Outdoor Lighting Controls | 0.39173 | 0.55538 | 18.7226 | 0 | 0 | 562.52 | RIM score less than one | [8 empty] | TRC score less than one
Commercial/Industrial | Outdoor Lighting Controls | 0.39173 | 0.55538 | 18.7226 | 0 | 0 | 562.52 | RIM score less than one | [8 empty] | TRC score less than one
Commercial/Industrial | Outdoor Lighting Controls | 0.39173 | 0.55538 | 18.7226 | 0 | 0 | 562.52 | RIM score less than one | [8 empty] | TRC score less than one
Commercial/Industrial | Outdoor Lighting Controls | 0.39173 | 0.55538 | 18.7226 | 0 | 0 | 562.52 | RIM score less than one | [8 empty] | TRC score less than one
Commercial/Industrial | Outdoor Lighting Controls | 0.39173 | 0.55538 | 18.7226 | 0 | 0 | 562.52 | RIM score less than one | [8 empty] | TRC score less than one
Commercial/Industrial | Premium T8 - Fixture Replacement | 0.084881 | 0.087125 | 9.9703 | 0.014277 | 7.8218e-07 | 58.5446 | RIM score less than one | [8 empty] | TRC score less than one
Commercial/Industrial | Premium T8 - Fixture Replacement | 0.084881 | 0.087125 | 9.9703 | 0.014277 | 7.8218e-07 | 58.5446 | RIM score less than one | [8 empty] | TRC score less than one
Commercial/Industrial | Premium T8 - Fixture Replacement | 0.077884 | 0.080555 | 3.5585 | 0.012871 | 0.0029443 | 53.0957 | RIM score less than one | [8 empty] | TRC score less than one
Commercial/Industrial | Premium T8 - Fixture Replacement | 0.077884 | 0.080555 | 3.5585 | 0.012871 | 0.0029443 | 53.0957 | RIM score less than one | [8 empty] | TRC score less than one
Commercial/Industrial | Premium T8 - Fixture Replacement | 0.084622 | 0.088292 | 6.6515 | 0.0075271 | 0.0069818 | 71.8291 | RIM score less than one | [8 empty] | TRC score less than one
Commercial/Industrial | Premium T8 - Fixture Replacement | 0.084622 | 0.088292 | 6.6515 | 0.0075271 | 0.0069818 | 71.8291 | RIM score less than one | [8 empty] | TRC score less than one
Commercial/Industrial | Premium T8 - Fixture Replacement | 0.07628 | 0.078925 | 3.1691 | 0.012835 | 7.0317e-07 | 52.631 | RIM score less than one | [8 empty] | TRC score less than one
Commercial/Industrial | Premium T8 - Fixture Replacement | 0.07628 | 0.078925 | 3.1691 | 0.012835 | 7.0317e-07 | 52.631 | RIM score less than one | [8 empty] | TRC score less than one
Commercial/Industrial | PSC to ECM Evaporator Fan Motor (Reach-In) | 0.8055 | 0.84447 | 379.4552 | 0.070139 | 0.0064253 | 503.9324 | RIM score less than one | [8 empty] | TRC score less than one
Commercial/Industrial | PSC to ECM Evaporator Fan Motor (Reach-In) | 0.8055 | 0.84447 | 379.4552 | 0.070139 | 0.0064253 | 503.9324 | RIM score less than one | [8 empty] | TRC score less than one
Commercial/Industrial | PSC to ECM Evaporator Fan Motor (Reach-In) | 0.81529 | 0.87096 | 364.0554 | 0.065337 | 0.054728 | 503.9324 | RIM score less than one | [8 empty] | TRC score less than one
Commercial/Industrial | PSC to ECM Evaporator Fan Motor (Reach-In) | 0.81529 | 0.87096 | 364.0554 | 0.065337 | 0.054728 | 503.9324 | RIM score less than one | [8 empty] | TRC score less than one
Commercial/Industrial | PSC to ECM Evaporator Fan Motor (Reach-In) | 0.8055 | 0.84447 | 379.4552 | 0.070139 | 0.0064253 | 503.9324 | RIM score less than one | [8 empty] | TRC score less than one
Commercial/Industrial | PSC to ECM Evaporator Fan Motor (Reach-In) | 0.8055 | 0.84447 | 379.4552 | 0.070139 | 0.0064253 | 503.9324 | RIM score less than one | [8 empty] | TRC score less than one
Commercial/Industrial | PSC to ECM Evaporator Fan Motor (Reach-In) | 0.81529 | 0.87096 | 364.0554 | 0.065337 | 0.054728 | 503.9324 | RIM score less than one | [8 empty] | TRC score less than one
Commercial/Industrial | PSC to ECM Evaporator Fan Motor (Reach-In) | 0.81529 | 0.87096 | 364.0554 | 0.065337 | 0.054728 | 503.9324 | RIM score less than one | [8 empty] | TRC score less than one
Commercial/Industrial | PSC to ECM Evaporator Fan Motor (Reach-In) | 0.81529 | 0.87096 | 364.0554 | 0.065337 | 0.054728 | 503.9324 | RIM score less than one | [8 empty] | TRC score less than one
Commercial/Industrial | PSC to ECM Evaporator Fan Motor (Reach-In) | 0.81529 | 0.87096 | 364.0554 | 0.065337 | 0.054728 | 503.9324 | RIM score less than one | [8 empty] | TRC score less than one
Commercial/Industrial | PSC to ECM Evaporator Fan Motor (Reach-In) | 0.8055 | 0.84447 | 379.4552 | 0.070139 | 0.0064253 | 503.9324 | RIM score less than one | [8 empty] | TRC score less than one
Commercial/Industrial | PSC to ECM Evaporator Fan Motor (Reach-In) | 0.8055 | 0.84447 | 379.4552 | 0.070139 | 0.0064253 | 503.9324 | RIM score less than one | [8 empty] | TRC score less than one
Commercial/Industrial | PSC to ECM Evaporator Fan Motor (Reach-In) | 0.81529 | 0.87096 | 364.0554 | 0.065337 | 0.054728 | 503.9324 | RIM score less than one | [8 empty] | TRC score less than one
Commercial/Industrial | PSC to ECM Evaporator Fan Motor (Reach-In) | 0.81529 | 0.87096 | 364.0554 | 0.065337 | 0.054728 | 503.9324 | RIM score less than one | [8 empty] | TRC score less than one
Commercial/Industrial | PSC to ECM Evaporator Fan Motor (Reach-In) | 0.8055 | 0.84447 | 379.4552 | 0.070139 | 0.0064253 | 503.9324 | RIM score less than one | [8 empty] | TRC score less than one
Commercial/Industrial | PSC to ECM Evaporator Fan Motor (Reach-In) | 0.8055 | 0.84447 | 379.4552 | 0.070139 | 0.0064253 | 503.9324 | RIM score less than one | [8 empty] | TRC score less than one
Commercial/Industrial | PSC to ECM Evaporator Fan Motor (Reach-In) | 0.8055 | 0.84447 | 379.4552 | 0.070139 | 0.0064253 | 503.9324 | RIM score less than one | [8 empty] | TRC score less than one
Commercial/Industrial | PSC to ECM Evaporator Fan Motor (Reach-In) | 0.8055 | 0.84447 | 379.4552 | 0.070139 | 0.0064253 | 503.9324 | RIM score less than one | [8 empty] | TRC score less than one
Commercial/Industrial | PSC to ECM Evaporator Fan Motor (Reach-In) | 0.81529 | 0.87096 | 364.0554 | 0.065337 | 0.054728 | 503.9324 | RIM score less than one | [8 empty] | TRC score less than one
Commercial/Industrial | PSC to ECM Evaporator Fan Motor (Reach-In) | 0.81529 | 0.87096 | 364.0554 | 0.065337 | 0.054728 | 503.9324 | RIM score less than one | [8 empty] | TRC score less than one
Commercial/Industrial | PSC to ECM Evaporator Fan Motor (Reach-In) | 0.8055 | 0.84447 | 379.4552 | 0.070139 | 0.0064253 | 503.9324 | RIM score less than one | [8 empty] | TRC score less than one
Commercial/Industrial | PSC to ECM Evaporator Fan Motor (Reach-In) | 0.8055 | 0.84447 | 379.4552 | 0.070139 | 0.0064253 | 503.9324 | RIM score less than one | [8 empty] | TRC score less than one
Commercial/Industrial | PSC to ECM Evaporator Fan Motor (Reach-In) | 0.81529 | 0.87096 | 364.0554 | 0.065337 | 0.054728 | 503.9324 | RIM score less than one | [8 empty] | TRC score less than one
Commercial/Industrial | PSC to ECM Evaporator Fan Motor (Reach-In) | 0.81529 | 0.87096 | 364.0554 | 0.065337 | 0.054728 | 503.9324 | RIM score less than one | [8 empty] | TRC score less than one
Commercial/Industrial | PSC to ECM Evaporator Fan Motor (Reach-In) | 0.8055 | 0.84447 | 379.4552 | 0.070139 | 0.0064253 | 503.9324 | RIM score less than one | [8 empty] | TRC score less than one
Commercial/Industrial | PSC to ECM Evaporator Fan Motor (Reach-In) | 0.8055 | 0.84447 | 379.4552 | 0.070139 | 0.0064253 | 503.9324 | RIM score less than one | [8 empty] | TRC score less than one
Commercial/Industrial | PSC to ECM Evaporator Fan Motor (Walk-In, Refrigerator) | 0.52244 | 0.68346 | 68.0807 | 0.04552 | 0.00417 | 327.0516 | RIM score less than one | [8 empty] | TRC score less than one
Commercial/Industrial | PSC to ECM Evaporator Fan Motor (Walk-In, Refrigerator) | 0.52244 | 0.68346 | 68.0807 | 0.04552 | 0.00417 | 327.0516 | RIM score less than one | [8 empty] | TRC score less than one
Commercial/Industrial | PSC to ECM Evaporator Fan Motor (Walk-In, Refrigerator) | 0.52878 | 0.70235 | 58.0862 | 0.042404 | 0.035519 | 327.0516 | RIM score less than one | [8 empty] | TRC score less than one
Commercial/Industrial | PSC to ECM Evaporator Fan Motor (Walk-In, Refrigerator) | 0.52878 | 0.70235 | 58.0862 | 0.042404 | 0.035519 | 327.0516 | RIM score less than one | [8 empty] | TRC score less than one
Commercial/Industrial | PSC to ECM Evaporator Fan Motor (Walk-In, Refrigerator) | 0.52244 | 0.68346 | 68.0807 | 0.04552 | 0.00417 | 327.0516 | RIM score less than one | [8 empty] | TRC score less than one
Commercial/Industrial | PSC to ECM Evaporator Fan Motor (Walk-In, Refrigerator) | 0.52244 | 0.68346 | 68.0807 | 0.04552 | 0.00417 | 327.0516 | RIM score less than one | [8 empty] | TRC score less than one
Commercial/Industrial | PSC to ECM Evaporator Fan Motor (Walk-In, Refrigerator) | 0.52878 | 0.70235 | 58.0862 | 0.042404 | 0.035519 | 327.0516 | RIM score less than one | [8 empty] | TRC score less than one
Commercial/Industrial | PSC to ECM Evaporator Fan Motor (Walk-In, Refrigerator) | 0.52878 | 0.70235 | 58.0862 | 0.042404 | 0.035519 | 327.0516 | RIM score less than one | [8 empty] | TRC score less than one
Commercial/Industrial | PSC to ECM Evaporator Fan Motor (Walk-In, Refrigerator) | 0.52878 | 0.70235 | 58.0862 | 0.042404 | 0.035519 | 327.0516 | RIM score less than one | [8 empty] | TRC score less than one
Commercial/Industrial | PSC to ECM Evaporator Fan Motor (Walk-In, Refrigerator) | 0.52878 | 0.70235 | 58.0862 | 0.042404 | 0.035519 | 327.0516 | RIM score less than one | [8 empty] | TRC score less than one
Commercial/Industrial | PSC to ECM Evaporator Fan Motor (Walk-In, Refrigerator) | 0.52244 | 0.68346 | 68.0807 | 0.04552 | 0.00417 | 327.0516 | RIM score less than one | [8 empty] | TRC score less than one
Commercial/Industrial | PSC to ECM Evaporator Fan Motor (Walk-In, Refrigerator) | 0.52244 | 0.68346 | 68.0807 | 0.04552 | 0.00417 | 327.0516 | RIM score less than one | [8 empty] | TRC score less than one
Commercial/Industrial | PSC to ECM Evaporator Fan Motor (Walk-In, Refrigerator) | 0.52878 | 0.70235 | 58.0862 | 0.042404 | 0.035519 | 327.0516 | RIM score less than one | [8 empty] | TRC score less than one
Commercial/Industrial | PSC to ECM Evaporator Fan Motor (Walk-In, Refrigerator) | 0.52878 | 0.70235 | 58.0862 | 0.042404 | 0.035519 | 327.0516 | RIM score less than one | [8 empty] | TRC score less than one
Commercial/Industrial | PSC to ECM Evaporator Fan Motor (Walk-In, Refrigerator) | 0.52244 | 0.68346 | 68.0807 | 0.04552 | 0.00417 | 327.0516 | RIM score less than one | [8 empty] | TRC score less than one
Commercial/Industrial | PSC to ECM Evaporator Fan Motor (Walk-In, Refrigerator) | 0.52244 | 0.68346 | 68.0807 | 0.04552 | 0.00417 | 327.0516 | RIM score less than one | [8 empty] | TRC score less than one
Commercial/Industrial | PSC to ECM Evaporator Fan Motor (Walk-In, Refrigerator) | 0.52244 | 0.68346 | 68.0807 | 0.04552 | 0.00417 | 327.0516 | RIM score less than one | [8 empty] | TRC score less than one
Commercial/Industrial | PSC to ECM Evaporator Fan Motor (Walk-In, Refrigerator) | 0.52244 | 0.68346 | 68.0807 | 0.04552 | 0.00417 | 327.0516 | RIM score less than one | [8 empty] | TRC score less than one
Commercial/Industrial | PSC to ECM Evaporator Fan Motor (Walk-In, Refrigerator) | 0.52878 | 0.70235 | 58.0862 | 0.042404 | 0.035519 | 327.0516 | RIM score less than one | [8 empty] | TRC score less than one
Commercial/Industrial | PSC to ECM Evaporator Fan Motor (Walk-In, Refrigerator) | 0.52878 | 0.70235 | 58.0862 | 0.042404 | 0.035519 | 327.0516 | RIM score less than one | [8 empty] | TRC score less than one
Commercial/Industrial | PSC to ECM Evaporator Fan Motor (Walk-In, Refrigerator) | 0.52244 | 0.68346 | 68.0807 | 0.04552 | 0.00417 | 327.0516 | RIM score less than one | [8 empty] | TRC score less than one
Commercial/Industrial | PSC to ECM Evaporator Fan Motor (Walk-In, Refrigerator) | 0.52244 | 0.68346 | 68.0807 | 0.04552 | 0.00417 | 327.0516 | RIM score less than one | [8 empty] | TRC score less than one
Commercial/Industrial | PSC to ECM Evaporator Fan Motor (Walk-In, Refrigerator) | 0.52878 | 0.70235 | 58.0862 | 0.042404 | 0.035519 | 327.0516 | RIM score less than one | [8 empty] | TRC score less than one
Commercial/Industrial | PSC to ECM Evaporator Fan Motor (Walk-In, Refrigerator) | 0.52878 | 0.70235 | 58.0862 | 0.042404 | 0.035519 | 327.0516 | RIM score less than one | [8 empty] | TRC score less than one
Commercial/Industrial | PSC to ECM Evaporator Fan Motor (Walk-In, Refrigerator) | 0.52244 | 0.68346 | 68.0807 | 0.04552 | 0.00417 | 327.0516 | RIM score less than one | [8 empty] | TRC score less than one
Commercial/Industrial | PSC to ECM Evaporator Fan Motor (Walk-In, Refrigerator) | 0.52244 | 0.68346 | 68.0807 | 0.04552 | 0.00417 | 327.0516 | RIM score less than one | [8 empty] | TRC score less than one
Commercial/Industrial | Smart Strip Plug Outlet | 0.094337 | 0.099596 | 2.9396 | 0.021843 | 0.015181 | 146.8994 | RIM score less than one | [8 empty] | TRC score less than one
Commercial/Industrial | Smart Strip Plug Outlet | 0.094337 | 0.099596 | 2.9396 | 0.021843 | 0.015181 | 146.8994 | RIM score less than one | [8 empty] | TRC score less than one
Commercial/Industrial | Wall Insulation | 0.0094873 | 0.009456 | 4.4902 | 0.00078702 | 0.00046358 | 1.9029 | RIM score less than one | [8 empty] | TRC score less than one
Commercial/Industrial | Wall Insulation | 0.0093598 | 0.009321 | 5.0451 | 0.00039401 | 0.00090108 | 1.9307 | RIM score less than one | [8 empty] | TRC score less than one
Commercial/Industrial | Wall Insulation | 0.0095938 | 0.0095611 | 4.5953 | 0.00079852 | 0.00047035 | 1.9307 | RIM score less than one | [8 empty] | TRC score less than one
Commercial/Industrial | Wall Insulation | 0.0094873 | 0.009456 | 4.4902 | 0.00078702 | 0.00046358 | 1.9029 | RIM score less than one | [8 empty] | TRC score less than one
Commercial/Industrial | Wall Insulation | 0.0094656 | 0.0094252 | 5.1596 | 0.00039983 | 0.0009144 | 1.9593 | RIM score less than one | [8 empty] | TRC score less than one
Commercial/Industrial | Wall Insulation | 0.0093598 | 0.009321 | 5.0451 | 0.00039401 | 0.00090108 | 1.9307 | RIM score less than one | [8 empty] | TRC score less than one
Commercial/Industrial | Wall Insulation | 0.0073768 | 0.0073728 | 2.8892 | 0.00022233 | 0.0003967 | 1.9593 | RIM score less than one | [8 empty] | TRC score less than one
Commercial/Industrial | Building Envelope Improvements | 0.56325 | 0.45155 | 388.7985 | 0.024225 | 0.023637 | 170.0562 | RIM score less than one | [8 empty] | TRC score less than one
Commercial/Industrial | Efficient Lighting - Exterior | 0.17801 | 0.1739 | 88.4717 | 0 | 0 | 97.7238 | RIM score less than one | [8 empty] | TRC score less than one
Commercial/Industrial | Efficient Lighting - High Bay | 1.093 | 0.85185 | 915.6448 | 0.11607 | 0.11282 | 813.1681 | RIM score less than one | [8 empty] | TRC score less than one
Commercial/Industrial | Efficient Lighting - Other Interior Lighting | 0.85301 | 0.91912 | 638.8163 | 0.12843 | 0.12484 | 899.7526 | RIM score less than one | [8 empty] | TRC score less than one
Commercial/Industrial | Fan Equipment Upgrades | 0.99698 | 0.75199 | 512.7035 | 0.053151 | 0.051748 | 394.705 | RIM score less than one | [8 empty] | TRC score less than one
Commercial/Industrial | Fan Equipment Upgrades | 0.65711 | 0.54104 | 282.148 | 0.02925 | 0.028477 | 217.2118 | RIM score less than one | [8 empty] | TRC score less than one
Commercial/Industrial | HVAC Equipment Upgrades | 1.2445 | 0.80502 | 628.9603 | 0.051079 | 0.04984 | 358.5686 | RIM score less than one | [8 empty] | TRC score less than one
Commercial/Industrial | Lighting Controls | 0.29903 | 0.27035 | 114.6242 | 0.018802 | 0.018276 | 131.7248 | RIM score less than one | [8 empty] | TRC score less than one
Commercial/Industrial | Lighting Controls - Exterior | 0.49168 | 0.51263 | 181.9938 | 0 | 0 | 376.553 | RIM score less than one | [8 empty] | TRC score less than one
Commercial/Industrial | Lighting Controls - Exterior | 0.55343 | 0.63502 | 196.159 | 0 | 0 | 510.7132 | RIM score less than one | [8 empty] | TRC score less than one
Commercial/Industrial | Lighting Controls - Exterior | 0.67357 | 0.7584 | 288.7379 | 0 | 0 | 674.4456 | RIM score less than one | [8 empty] | TRC score less than one
Commercial/Industrial | Lighting Controls - Exterior | 0.44212 | 0.4357 | 170.2223 | 0 | 0 | 303.5114 | RIM score less than one | [8 empty] | TRC score less than one
Commercial/Industrial | Lighting Controls - Exterior | 0.57849 | 0.624 | 226.2676 | 0 | 0 | 497.5976 | RIM score less than one | [8 empty] | TRC score less than one
Commercial/Industrial | Lighting Controls - Exterior | 0.57323 | 0.58446 | 233.5561 | 0 | 0 | 452.3192 | RIM score less than one | [8 empty] | TRC score less than one
Commercial/Industrial | Lighting Controls - Exterior | 0.03153 | 0.031613 | 8.3716 | 0 | 0 | 17.3212 | RIM score less than one | [8 empty] | TRC score less than one
Commercial/Industrial | Motor Equipment Upgrades | 0.6998 | 0.65641 | 325.8839 | 0.070162 | 0.068309 | 521.0287 | RIM score less than one | [8 empty] | TRC score less than one
Commercial/Industrial | Motor Equipment Upgrades | 0.40162 | 0.36452 | 153.0279 | 0.026711 | 0.026006 | 198.3595 | RIM score less than one | [8 empty] | TRC score less than one
Commercial/Industrial | Process Refrig Controls | 0.73143 | 0.84868 | 291.0414 | 0.071425 | 0.069664 | 518.8079 | RIM score less than one | [8 empty] | TRC score less than one
Commercial/Industrial | Process Refrig Controls | 0.56501 | 0.78194 | 54.4243 | 0.059063 | 0.057607 | 429.013 | RIM score less than one | [8 empty] | TRC score less than one
Commercial/Industrial | Process Refrig Equipment Upgrade | 0.59544 | 0.58321 | 236.8465 | 0.057085 | 0.055677 | 414.644 | RIM score less than one | [8 empty] | TRC score less than one
Commercial/Industrial | Process Refrig Equipment Upgrade | 0.35428 | 0.34898 | 107.6678 | 0.025633 | 0.025001 | 186.1908 | RIM score less than one | [8 empty] | TRC score less than one
Commercial/Industrial | Process Refrig Equipment Upgrade | 0.63734 | 0.58631 | 278.2984 | 0.057624 | 0.056204 | 418.563 | RIM score less than one | [8 empty] | TRC score less than one
Commercial/Industrial | Pump Equipment Upgrade | 1.56 | 0.93757 | 968.3904 | 0.090547 | 0.088156 | 672.4083 | RIM score less than one | [8 empty] | TRC score less than one
Commercial/Industrial | Central air conditioner - Load Shed | 0.56489 | 0.65027 | -355.8133 | 0.63387 | 0 | 0 | RIM score less than one | [8 empty] | TRC score less than one
Commercial/Industrial | Central air conditioner - 50% cycling | 0.28235 | 0.32503 | -355.8133 | 0.31693 | 0 | 0 | RIM score less than one | [8 empty] | TRC score less than one
Commercial/Industrial | Central air conditioner - 50% cycling | 0.80405 | 0.92558 | -355.8133 | 0.90239 | 0 | 0 | RIM score less than one | [8 empty] | TRC score less than one
Commercial/Industrial | Smart thermostats - Utility Installation | 0.33518 | 0.51243 | -828.8734 | 0.31693 | 0.091626 | 0 | RIM score less than one | [8 empty] | TRC score less than one
Commercial/Industrial | Smart thermostats - BYOT | 0.51265 | 0.94204 | -714.1505 | 0.31693 | 0.091626 | 0 | RIM score less than one | [8 empty] | TRC score less than one
Commercial/Industrial | CPP + Tech | 0.21148 | 0.28606 | -1012.4302 | 0.31693 | 0.13474 | 0 | RIM score less than one | [8 empty] | TRC score less than one
Commercial/Industrial | CPP + Tech | 0.60967 | 0.82468 | -1012.4302 | 0.90239 | 0.45587 | 0 | RIM score less than one | [8 empty] | TRC score less than one
Commercial/Industrial | Central Heating - Load Shed | 0.16051 | 0.18477 | -355.8133 | 0 | 0.43118 | 0 | RIM score less than one | [8 empty] | TRC score less than one
Commercial/Industrial | Central Heating - Load Shed | 0.5428 | 0.62484 | -355.8133 | 0 | 1.4588 | 0 | RIM score less than one | [8 empty] | TRC score less than one
Commercial/Industrial | Central Heating - 50% cycling | 0.080163 | 0.09228 | -355.8133 | 0 | 0.21559 | 0 | RIM score less than one | [8 empty] | TRC score less than one
Commercial/Industrial | Central Heating - 50% cycling | 0.2714 | 0.31242 | -355.8133 | 0 | 0.72938 | 0 | RIM score less than one | [8 empty] | TRC score less than one
Commercial/Industrial | Central Heating - 50% cycling | 0.45502 | 0.52379 | -355.8133 | 0 | 1.2229 | 0 | RIM score less than one | [8 empty] | TRC score less than one
[8 empty] | RIM score less than one | [8 empty] | TRC score less than one
[8 empty] | RIM score less than one | [8 empty] | TRC score less than one
[8 empty] | RIM score less than one | [8 empty] | TRC score less than one
[8 empty] | RIM score less than one | [8 empty] | TRC score less than one
[8 empty] | RIM score less than one | [8 empty] | TRC score less than one
[8 empty] | RIM score less than one | [8 empty] | TRC score less than one
[8 empty] | RIM score less than one | [8 empty] | TRC score less than one
[8 empty] | RIM score less than one | [8 empty] | TRC score less than one
[8 empty] | RIM score less than one | [8 empty] | TRC score less than one
[8 empty] | RIM score less than one | [8 empty] | TRC score less than one
[8 empty] | RIM score less than one | [8 empty] | TRC score less than one
[8 empty] | RIM score less than one | [8 empty] | TRC score less than one
[8 empty] | RIM score less than one | [8 empty] | TRC score less than one
[8 empty] | RIM score less than one | [8 empty] | TRC score less than one
[8 empty] | RIM score less than one | [8 empty] | TRC score less than one
[8 empty] | RIM score less than one | [8 empty] | TRC score less than one
[8 empty] | RIM score less than one | [8 empty] | TRC score less than one
[8 empty] | RIM score less than one | [8 empty] | TRC score less than one
[8 empty] | RIM score less than one | [8 empty] | TRC score less than one
[8 empty] | RIM score less than one | [8 empty] | TRC score less than one
[8 empty] | RIM score less than one | [8 empty] | TRC score less than one
[8 empty] | RIM score less than one | [8 empty] | TRC score less than one
[8 empty] | RIM score less than one | [8 empty] | TRC score less than one
[8 empty] | RIM score less than one | [8 empty] | TRC score less than one
[8 empty] | RIM score less than one | [8 empty] | TRC score less than one
[8 empty] | RIM score less than one | [8 empty] | TRC score less than one
[8 empty] | RIM score less than one | [8 empty] | TRC score less than one
[8 empty] | RIM score less than one | [8 empty] | TRC score less than one
[8 empty] | RIM score less than one | [8 empty] | TRC score less than one
[8 empty] | RIM score less than one | [8 empty] | TRC score less than one
[8 empty] | RIM score less than one | [8 empty] | TRC score less than one
[8 empty] | RIM score less than one | [8 empty] | TRC score less than one
[8 empty] | RIM score less than one | [8 empty] | TRC score less than one
[8 empty] | RIM score less than one | [8 empty] | TRC score less than one
[8 empty] | RIM score less than one | [8 empty] | TRC score less than one
[8 empty] | RIM score less than one | [8 empty] | TRC score less than one
[8 empty] | RIM score less than one | [8 empty] | TRC score less than one
[8 empty] | RIM score less than one | [8 empty] | TRC score less than one
[8 empty] | RIM score less than one | [8 empty] | TRC score less than one
[8 empty] | RIM score less than one | [8 empty] | TRC score less than one
[8 empty] | RIM score less than one | [8 empty] | TRC score less than one
[8 empty] | RIM score less than one | [8 empty] | TRC score less than one
[8 empty] | RIM score less than one | [8 empty] | TRC score less than one
[8 empty] | RIM score less than one | [8 empty] | TRC score less than one
[8 empty] | RIM score less than one | [8 empty] | TRC score less than one
[8 empty] | RIM score less than one | [8 empty] | TRC score less than one
[8 empty] | RIM score less than one | [8 empty] | TRC score less than one
[8 empty] | RIM score less than one | [8 empty] | TRC score less than one
[8 empty] | RIM score less than one | [8 empty] | TRC score less than one
[8 empty] | RIM score less than one | [8 empty] | TRC score less than one
[8 empty] | RIM score less than one | [8 empty] | TRC score less than one
[8 empty] | RIM score less than one | [8 empty] | TRC score less than one
[8 empty] | RIM score less than one | [8 empty] | TRC score less than one
[8 empty] | RIM score less than one | [8 empty] | TRC score less than one
[8 empty] | RIM score less than one | [8 empty] | TRC score less than one
[8 empty] | RIM score less than one | [8 empty] | TRC score less than one
[8 empty] | RIM score less than one | [8 empty] | TRC score less than one
[8 empty] | RIM score less than one | [8 empty] | TRC score less than one
[8 empty] | RIM score less than one | [8 empty] | TRC score less than one
[8 empty] | RIM score less than one | [8 empty] | TRC score less than one
[8 empty] | RIM score less than one | [8 empty] | TRC score less than one
[8 empty] | RIM score less than one | [8 empty] | TRC score less than one
[8 empty] | RIM score less than one | [8 empty] | TRC score less than one
[8 empty] | RIM score less than one | [8 empty] | TRC score less than one
[8 empty] | RIM score less than one | [8 empty] | TRC score less than one
[8 empty] | RIM score less than one | [8 empty] | TRC score less than one
[8 empty] | RIM score less than one | [8 empty] | TRC score less than one
[8 empty] | RIM score less than one | [8 empty] | TRC score less than one
[8 empty] | RIM score less than one | [8 empty] | TRC score less than one
[8 empty] | RIM score less than one | [8 empty] | TRC score less than one
[8 empty] | RIM score less than one | [8 empty] | TRC score less than one
[8 empty] | RIM score less than one | [8 empty] | TRC score less than one
[8 empty] | RIM score less than one | [8 empty] | TRC score less than one
[8 empty] | RIM score less than one | [8 empty] | TRC score less than one
[8 empty] | RIM score less than one | [8 empty] | TRC score less than one
[8 empty] | RIM score less than one | [8 empty] | TRC score less than one
[8 empty] | RIM score less than one | [8 empty] | TRC score less than one
[8 empty] | RIM score less than one | [8 empty] | TRC score less than one
[8 empty] | RIM score less than one | [8 empty] | TRC score less than one
[8 empty] | RIM score less than one | [8 empty] | TRC score less than one
[8 empty] | RIM score less than one | [8 empty] | TRC score less than one
[8 empty] | RIM score less than one | [8 empty] | TRC score less than one
[8 empty] | RIM score less than one | [8 empty] | TRC score less than one
[8 empty] | RIM score less than one | [8 empty] | TRC score less than one
[8 empty] | RIM score less than one | [8 empty] | TRC score less than one
[8 empty] | RIM score less than one | [8 empty] | TRC score less than one
[8 empty] | RIM score less than one | [8 empty] | TRC score less than one
[8 empty] | RIM score less than one | [8 empty] | TRC score less than one
[8 empty] | RIM score less than one | [8 empty] | TRC score less than one
[8 empty] | RIM score less than one | [8 empty] | TRC score less than one
[8 empty] | RIM score less than one | [8 empty] | TRC score less than one
[8 empty] | RIM score less than one | [8 empty] | TRC score less than one
[8 empty] | RIM score less than one | [8 empty] | TRC score less than one
[8 empty] | RIM score less than one | [8 empty] | TRC score less than one
[8 empty] | RIM score less than one | [8 empty] | TRC score less than one
[8 empty] | RIM score less than one | [8 empty] | TRC score less than one
[8 empty] | RIM score less than one | [8 empty] | TRC score less than one
[8 empty] | RIM score less than one | [8 empty] | TRC score less than one
[8 empty] | RIM score less than one | [8 empty] | TRC score less than one
[8 empty] | RIM score less than one | [8 empty] | TRC score less than one
[8 empty] | RIM score less than one | [8 empty] | TRC score less than one
[8 empty] | RIM score less than one | [8 empty] | TRC score less than one
[8 empty] | RIM score less than one | [8 empty] | TRC score less than one
[8 empty] | RIM score less than one | [8 empty] | TRC score less than one
[8 empty] | RIM score less than one | [8 empty] | TRC score less than one
[8 empty] | RIM score less than one | [8 empty] | TRC score less than one
[8 empty] | RIM score less than one | [8 empty] | TRC score less than one
[8 empty] | RIM score less than one | [8 empty] | TRC score less than one
[8 empty] | RIM score less than one | [8 empty] | TRC score less than one
[8 empty] | RIM score less than one | [8 empty] | TRC score less than one
[8 empty] | RIM score less than one | [8 empty] | TRC score less than one
[8 empty] | RIM score less than one | [8 empty] | TRC score less than one
[8 empty] | RIM score less than one | [8 empty] | TRC score less than one
[8 empty] | RIM score less than one | [8 empty] | TRC score less than one
[8 empty] | RIM score less than one | [8 empty] | TRC score less than one
[8 empty] | RIM score less than one | [8 empty] | TRC score less than one
[8 empty] | RIM score less than one | [8 empty] | TRC score less than one
[8 empty] | RIM score less than one | [8 empty] | TRC score less than one
[8 empty] | RIM score less than one | [8 empty] | TRC score less than one
[8 empty] | RIM score less than one | [8 empty] | TRC score less than one
[8 empty] | RIM score less than one | [8 empty] | TRC score less than one
[8 empty] | RIM score less than one | [8 empty] | TRC score less than one
[8 empty] | RIM score less than one | [8 empty] | TRC score less than one
[8 empty] | RIM score less than one | [8 empty] | TRC score less than one
[8 empty] | RIM score less than one | [8 empty] | TRC score less than one
[8 empty] | RIM score less than one | [8 empty] | TRC score less than one
[8 empty] | RIM score less than one | [8 empty] | TRC score less than one
[8 empty] | RIM score less than one | [8 empty] | TRC score less than one
[8 empty] | RIM score less than one | [8 empty] | TRC score less than one
[8 empty] | RIM score less than one | [8 empty] | TRC score less than one
[8 empty] | RIM score less than one | [8 empty] | TRC score less than one
[8 empty] | RIM score less than one | [8 empty] | TRC score less than one
[8 empty] | RIM score less than one | [8 empty] | TRC score less than one
[8 empty] | RIM score less than one | [8 empty] | TRC score less than one
[8 empty] | RIM score less than one | [8 empty] | TRC score less than one
[8 empty] | RIM score less than one | [8 empty] | TRC score less than one
[8 empty] | RIM score less than one | [8 empty] | TRC score less than one
[8 empty] | RIM score less than one | [8 empty] | TRC score less than one
[8 empty] | RIM score less than one | [8 empty] | TRC score less than one
[8 empty] | RIM score less than one | [8 empty] | TRC score less than one
[8 empty] | RIM score less than one | [8 empty] | TRC score less than one
[8 empty] | RIM score less than one | [8 empty] | TRC score less than one
[8 empty] | RIM score less than one | [8 empty] | TRC score less than one
[8 empty] | RIM score less than one | [8 empty] | TRC score less than one
[8 empty] | RIM score less than one | [8 empty] | TRC score less than one
[8 empty] | RIM score less than one | [8 empty] | TRC score less than one
[8 empty] | RIM score less than one | [8 empty] | TRC score less than one
[8 empty] | RIM score less than one | [8 empty] | TRC score less than one
[8 empty] | RIM score less than one | [8 empty] | TRC score less than one
[8 empty] | RIM score less than one | [8 empty] | TRC score less than one
[8 empty] | RIM score less than one | [8 empty] | TRC score less than one
[8 empty] | RIM score less than one | [8 empty] | TRC score less than one
[8 empty] | RIM score less than one | [8 empty] | TRC score less than one
[8 empty] | RIM score less than one | [8 empty] | TRC score less than one
[8 empty] | RIM score less than one | [8 empty] | TRC score less than one
[8 empty] | RIM score less than one | [8 empty] | TRC score less than one
[8 empty] | RIM score less than one | [8 empty] | TRC score less than one
[8 empty] | RIM score less than one | [8 empty] | TRC score less than one
[8 empty] | RIM score less than one | [8 empty] | TRC score less than one
[8 empty] | RIM score less than one | [8 empty] | TRC score less than one
[8 empty] | RIM score less than one | [8 empty] | TRC score less than one
[8 empty] | RIM score less than one | [8 empty] | TRC score less than one
[8 empty] | RIM score less than one | [8 empty] | TRC score less than one
[8 empty] | RIM score less than one | [8 empty] | TRC score less than one
[8 empty] | RIM score less than one | [8 empty] | TRC score less than one
[8 empty] | RIM score less than one | [8 empty] | TRC score less than one
[8 empty] | RIM score less than one | [8 empty] | TRC score less than one
[8 empty] | RIM score less than one | [8 empty] | TRC score less than one
[8 empty] | RIM score less than one | [8 empty] | TRC score less than one
[8 empty] | RIM score less than one | [8 empty] | TRC score less than one
[8 empty] | RIM score less than one | [8 empty] | TRC score less than one
[8 empty] | RIM score less than one | [8 empty] | TRC score less than one
[8 empty] | RIM score less than one | [8 empty] | TRC score less than one
[8 empty] | RIM score less than one | [8 empty] | TRC score less than one
[8 empty] | RIM score less than one | [8 empty] | TRC score less than one
[8 empty] | RIM score less than one | [8 empty] | TRC score less than one
[8 empty] | RIM score less than one | [8 empty] | TRC score less than one
[8 empty] | RIM score less than one | [8 empty] | TRC score less than one
[8 empty] | RIM score less than one | [8 empty] | TRC score less than one
[8 empty] | RIM score less than one | [8 empty] | TRC score less than one
[8 empty] | RIM score less than one | [8 empty] | TRC score less than one
[8 empty] | RIM score less than one | [8 empty] | TRC score less than one
[8 empty] | RIM score less than one | [8 empty] | TRC score less than one
[8 empty] | RIM score less than one | [8 empty] | TRC score less than one
[8 empty] | RIM score less than one | [8 empty] | TRC score less than one
[8 empty] | RIM score less than one | [8 empty] | TRC score less than one
[8 empty] | RIM score less than one | [8 empty] | TRC score less than one
[8 empty] | RIM score less than one | [8 empty] | TRC score less than one
[8 empty] | RIM score less than one | [8 empty] | TRC score less than one
[8 empty] | RIM score less than one | [8 empty] | TRC score less than one
[8 empty] | RIM score less than one | [8 empty] | TRC score less than one
[8 empty] | RIM score less than one | [8 empty] | TRC score less than one
[8 empty] | RIM score less than one | [8 empty] | TRC score less than one
[8 empty] | RIM score less than one | [8 empty] | TRC score less than one
[8 empty] | RIM score less than one | [8 empty] | TRC score less than one
[8 empty] | RIM score less than one | [8 empty] | TRC score less than one
[8 empty] | RIM score less than one | [8 empty] | TRC score less than one
[8 empty] | RIM score less than one | [8 empty] | TRC score less than one
[8 empty] | RIM score less than one | [8 empty] | TRC score less than one
[8 empty] | RIM score less than one | [8 empty] | TRC score less than one
[8 empty] | RIM score less than one | [8 empty] | TRC score less than one
[8 empty] | RIM score less than one | [8 empty] | TRC score less than one
[8 empty] | RIM score less than one | [8 empty] | TRC score less than one
[8 empty] | RIM score less than one | [8 empty] | TRC score less than one
[8 empty] | RIM score less than one | [8 empty] | TRC score less than one
[8 empty] | RIM score less than one | [8 empty] | TRC score less than one
[8 empty] | RIM score less than one | [8 empty] | TRC score less than one
[8 empty] | RIM score less than one | [8 empty] | TRC score less than one
[8 empty] | RIM score less than one | [8 empty] | TRC score less than one
[8 empty] | RIM score less than one | [8 empty] | TRC score less than one
[8 empty] | RIM score less than one | [8 empty] | TRC score less than one
[8 empty] | RIM score less than one | [8 empty] | TRC score less than one
[8 empty] | RIM score less than one | [8 empty] | TRC score less than one
[8 empty] | RIM score less than one | [8 empty] | TRC score less than one
[8 empty] | RIM score less than one | [8 empty] | TRC score less than one
[8 empty] | RIM score less than one | [8 empty] | TRC score less than one
[8 empty] | RIM score less than one | [8 empty] | TRC score less than one
[8 empty] | RIM score less than one | [8 empty] | TRC score less than one
[8 empty] | RIM score less than one | [8 empty] | TRC score less than one
[8 empty] | RIM score less than one | [8 empty] | TRC score less than one
[8 empty] | RIM score less than one | [8 empty] | TRC score less than one
[8 empty] | RIM score less than one | [8 empty] | TRC score less than one
[8 empty] | RIM score less than one | [8 empty] | TRC score less than one
[8 empty] | RIM score less than one | [8 empty] | TRC score less than one
[8 empty] | RIM score less than one | [8 empty] | TRC score less than one
[8 empty] | RIM score less than one | [8 empty] | TRC score less than one
[8 empty] | RIM score less than one | [8 empty] | TRC score less than one
[8 empty] | RIM score less than one | [8 empty] | TRC score less than one
[8 empty] | RIM score less than one | [8 empty] | TRC score less than one
[8 empty] | RIM score less than one | [8 empty] | TRC score less than one
[8 empty] | RIM score less than one | [8 empty] | TRC score less than one
[8 empty] | RIM score less than one | [8 empty] | TRC score less than one
[8 empty] | RIM score less than one | [8 empty] | TRC score less than one
[8 empty] | RIM score less than one | [8 empty] | TRC score less than one
[8 empty] | RIM score less than one | [8 empty] | TRC score less than one
[8 empty] | RIM score less than one | [8 empty] | TRC score less than one
[8 empty] | RIM score less than one | [8 empty] | TRC score less than one
[8 empty] | RIM score less than one | [8 empty] | TRC score less than one
[8 empty] | RIM score less than one | [8 empty] | TRC score less than one
[8 empty] | RIM score less than one | [8 empty] | TRC score less than one
[8 empty] | RIM score less than one | [8 empty] | TRC score less than one
[8 empty] | RIM score less than one | [8 empty] | TRC score less than one
[8 empty] | RIM score less than one | [8 empty] | TRC score less than one
[8 empty] | RIM score less than one | [8 empty] | TRC score less than one
[8 empty] | RIM score less than one | [8 empty] | TRC score less than one
[8 empty] | RIM score less than one | [8 empty] | TRC score less than one
[8 empty] | RIM score less than one | [8 empty] | TRC score less than one
[8 empty] | RIM score less than one | [8 empty] | TRC score less than one
[8 empty] | RIM score less than one | [8 empty] | TRC score less than one
[8 empty] | RIM score less than one | [8 empty] | TRC score less than one
[8 empty] | RIM score less than one | [8 empty] | TRC score less than one
[8 empty] | RIM score less than one | [8 empty] | TRC score less than one
[8 empty] | RIM score less than one | [8 empty] | TRC score less than one
[8 empty] | RIM score less than one | [8 empty] | TRC score less than one
[8 empty] | RIM score less than one | [8 empty] | TRC score less than one
[8 empty] | RIM score less than one | [8 empty] | TRC score less than one
[8 empty] | RIM score less than one | [8 empty] | TRC score less than one
[8 empty] | RIM score less than one | [8 empty] | TRC score less than one
[8 empty] | RIM score less than one | [8 empty] | TRC score less than one
[8 empty] | RIM score less than one | [8 empty] | TRC score less than one
[8 empty] | RIM score less than one | [8 empty] | TRC score less than one
[8 empty] | RIM score less than one | [8 empty] | TRC score less than one
[8 empty] | RIM score less than one | [8 empty] | TRC score less than one
[8 empty] | RIM score less than one | [8 empty] | TRC score less than one
[8 empty] | RIM score less than one | [8 empty] | TRC score less than one
[8 empty] | RIM score less than one | [8 empty] | TRC score less than one
[8 empty] | RIM score less than one | [8 empty] | TRC score less than one
[8 empty] | RIM score less than one | [8 empty] | TRC score less than one
[8 empty] | RIM score less than one | [8 empty] | TRC score less than one
[8 empty] | RIM score less than one | [8 empty] | TRC score less than one
[8 empty] | RIM score less than one | [8 empty] | TRC score less than one
[8 empty] | RIM score less than one | [8 empty] | TRC score less than one
[8 empty] | RIM score less than one | [8 empty] | TRC score less than one
[8 empty] | RIM score less than one | [8 empty] | TRC score less than one
[8 empty] | RIM score less than one | [8 empty] | TRC score less than one
[8 empty] | RIM score less than one | [8 empty] | TRC score less than one
[8 empty] | RIM score less than one | [8 empty] | TRC score less than one
[8 empty] | RIM score less than one | [8 empty] | TRC score less than one
[8 empty] | RIM score less than one | [8 empty] | TRC score less than one
[8 empty] | RIM score less than one | [8 empty] | TRC score less than one
[8 empty] | RIM score less than one | [8 empty] | TRC score less than one
[8 empty] | RIM score less than one | [8 empty] | TRC score less than one
[8 empty] | RIM score less than one | [8 empty] | TRC score less than one
[8 empty] | RIM score less than one | [8 empty] | TRC score less than one
[8 empty] | RIM score less than one | [8 empty] | TRC score less than one
[8 empty] | RIM score less than one | [8 empty] | TRC score less than one
[8 empty] | RIM score less than one | [8 empty] | TRC score less than one
[8 empty] | RIM score less than one | [8 empty] | TRC score less than one
[8 empty] | RIM score less than one | [8 empty] | TRC score less than one
[8 empty] | RIM score less than one | [8 empty] | TRC score less than one
[8 empty] | RIM score less than one | [8 empty] | TRC score less than one
[8 empty] | RIM score less than one | [8 empty] | TRC score less than one
[8 empty] | RIM score less than one | [8 empty] | TRC score less than one
[8 empty] | RIM score less than one | [8 empty] | TRC score less than one
[8 empty] | RIM score less than one | [8 empty] | TRC score less than one
[8 empty] | RIM score less than one | [8 empty] | TRC score less than one
[8 empty] | RIM score less than one | [8 empty] | TRC score less than one
[8 empty] | RIM score less than one | [8 empty] | TRC score less than one
[8 empty] | RIM score less than one | [8 empty] | TRC score less than one
[8 empty] | RIM score less than one | [8 empty] | TRC score less than one
[8 empty] | RIM score less than one | [8 empty] | TRC score less than one
[8 empty] | RIM score less than one | [8 empty] | TRC score less than one
[8 empty] | RIM score less than one | [8 empty] | TRC score less than one
[8 empty] | RIM score less than one | [8 empty] | TRC score less than one
[8 empty] | RIM score less than one | [8 empty] | TRC score less than one
[8 empty] | RIM score less than one | [8 empty] | TRC score less than one
[8 empty] | RIM score less than one | [8 empty] | TRC score less than one
[8 empty] | RIM score less than one | [8 empty] | TRC score less than one
[8 empty] | RIM score less than one | [8 empty] | TRC score less than one
[8 empty] | RIM score less than one | [8 empty] | TRC score less than one
[8 empty] | RIM score less than one | [8 empty] | TRC score less than one
[8 empty] | RIM score less than one | [8 empty] | TRC score less than one
[8 empty] | RIM score less than one | [8 empty] | TRC score less than one
[8 empty] | RIM score less than one | [8 empty] | TRC score less than one
[8 empty] | RIM score less than one | [8 empty] | TRC score less than one
[8 empty] | RIM score less than one | [8 empty] | TRC score less than one
[8 empty] | RIM score less than one | [8 empty] | TRC score less than one
[8 empty] | RIM score less than one | [8 empty] | TRC score less than one
[8 empty] | RIM score less than one | [8 empty] | TRC score less than one
[8 empty] | RIM score less than one | [8 empty] | TRC score less than one
[8 empty] | RIM score less than one | [8 empty] | TRC score less than one
[8 empty] | RIM score less than one | [8 empty] | TRC score less than one
[8 empty] | RIM score less than one | [8 empty] | TRC score less than one
[8 empty] | RIM score less than one | [8 empty] | TRC score less than one
[8 empty] | RIM score less than one | [8 empty] | TRC score less than one
[8 empty] | RIM score less than one | [8 empty] | TRC score less than one
[8 empty] | RIM score less than one | [8 empty] | TRC score less than one
[8 empty] | RIM score less than one | [8 empty] | TRC score less than one
[8 empty] | RIM score less than one | [8 empty] | TRC score less than one
[8 empty] | RIM score less than one | [8 empty] | TRC score less than one
[8 empty] | RIM score less than one | [8 empty] | TRC score less than one
[8 empty] | RIM score less than one | [8 empty] | TRC score less than one
[8 empty] | RIM score less than one | [8 empty] | TRC score less than one
[8 empty] | RIM score less than one | [8 empty] | TRC score less than one
[8 empty] | RIM score less than one | [8 empty] | TRC score less than one
[8 empty] | RIM score less than one | [8 empty] | TRC score less than one
[8 empty] | RIM score less than one | [8 empty] | TRC score less than one
[8 empty] | RIM score less than one | [8 empty] | TRC score less than one
[8 empty] | RIM score less than one | [8 empty] | TRC score less than one
[8 empty] | RIM score less than one | [8 empty] | TRC score less than one
[8 empty] | RIM score less than one | [8 empty] | TRC score less than one
[8 empty] | RIM score less than one | [8 empty] | TRC score less than one
[8 empty] | RIM score less than one | [8 empty] | TRC score less than one
[8 empty] | RIM score less than one | [8 empty] | TRC score less than one
[8 empty] | RIM score less than one | [8 empty] | TRC score less than one
[8 empty] | RIM score less than one | [8 empty] | TRC score less than one
[8 empty] | RIM score less than one | [8 empty] | TRC score less than one
[8 empty] | RIM score less than one | [8 empty] | TRC score less than one
[8 empty] | RIM score less than one | [8 empty] | TRC score less than one
[8 empty] | RIM score less than one | [8 empty] | TRC score less than one
[8 empty] | RIM score less than one | [8 empty] | TRC score less than one
[8 empty] | RIM score less than one | [8 empty] | TRC score less than one
[8 empty] | RIM score less than one | [8 empty] | TRC score less than one
[8 empty] | RIM score less than one | [8 empty] | TRC score less than one
[8 empty] | RIM score less than one | [8 empty] | TRC score less than one
[8 empty] | RIM score less than one | [8 empty] | TRC score less than one
[8 empty] | RIM score less than one | [8 empty] | TRC score less than one
[8 empty] | RIM score less than one | [8 empty] | TRC score less than one
[8 empty] | RIM score less than one | [8 empty] | TRC score less than one
[8 empty] | RIM score less than one | [8 empty] | TRC score less than one
[8 empty] | RIM score less than one | [8 empty] | TRC score less than one
[8 empty] | RIM score less than one | [8 empty] | TRC score less than one
[8 empty] | RIM score less than one | [8 empty] | TRC score less than one
[8 empty] | RIM score less than one | [8 empty] | TRC score less than one
[8 empty] | RIM score less than one | [8 empty] | TRC score less than one
[8 empty] | RIM score less than one | [8 empty] | TRC score less than one
[8 empty] | RIM score less than one | [8 empty] | TRC score less than one
[8 empty] | RIM score less than one | [8 empty] | TRC score less than one
[8 empty] | RIM score less than one | [8 empty] | TRC score less than one
[8 empty] | RIM score less than one | [8 empty] | TRC score less than one
[8 empty] | RIM score less than one | [8 empty] | TRC score less than one
[8 empty] | RIM score less than one | [8 empty] | TRC score less than one
[8 empty] | RIM score less than one | [8 empty] | TRC score less than one
[8 empty] | RIM score less than one | [8 empty] | TRC score less than one
[8 empty] | RIM score less than one | [8 empty] | TRC score less than one
[8 empty] | RIM score less than one | [8 empty] | TRC score less than one
[8 empty] | RIM score less than one | [8 empty] | TRC score less than one
[8 empty] | RIM score less than one | [8 empty] | TRC score less than one
[8 empty] | RIM score less than one | [8 empty] | TRC score less than one
[8 empty] | RIM score less than one | [8 empty] | TRC score less than one
[8 empty] | RIM score less than one | [8 empty] | TRC score less than one
[8 empty] | RIM score less than one | [8 empty] | TRC score less than one
[8 empty] | RIM score less than one | [8 empty] | TRC score less than one
[8 empty] | RIM score less than one | [8 empty] | TRC score less than one
[8 empty] | RIM score less than one | [8 empty] | TRC score less than one
[8 empty] | RIM score less than one | [8 empty] | TRC score less than one
[8 empty] | RIM score less than one | [8 empty] | TRC score less than one
[8 empty] | RIM score less than one | [8 empty] | TRC score less than one
[8 empty] | RIM score less than one | [8 empty] | TRC score less than one
[8 empty] | RIM score less than one | [8 empty] | TRC score less than one
[8 empty] | RIM score less than one | [8 empty] | TRC score less than one
[8 empty] | RIM score less than one | [8 empty] | TRC score less than one
[8 empty] | RIM score less than one | [8 empty] | TRC score less than one
[8 empty] | RIM score less than one | [8 empty] | TRC score less than one
[8 empty] | RIM score less than one | [8 empty] | TRC score less than one
[8 empty] | RIM score less than one | [8 empty] | TRC score less than one
[8 empty] | RIM score less than one | [8 empty] | TRC score less than one
[8 empty] | RIM score less than one | [8 empty] | TRC score less than one
[8 empty] | RIM score less than one | [8 empty] | TRC score less than one
[8 empty] | RIM score less than one | [8 empty] | TRC score less than one
[8 empty] | RIM score less than one | [8 empty] | TRC score less than one
[8 empty] | RIM score less than one | [8 empty] | TRC score less than one
[8 empty] | RIM score less than one | [8 empty] | TRC score less than one
[8 empty] | RIM score less than one | [8 empty] | TRC score less than one
[8 empty] | RIM score less than one | [8 empty] | TRC score less than one
[8 empty] | RIM score less than one | [8 empty] | TRC score less than one
[8 empty] | RIM score less than one | [8 empty] | TRC score less than one
[8 empty] | RIM score less than one | [8 empty] | TRC score less than one
[8 empty] | RIM score less than one | [8 empty] | TRC score less than one
[8 empty] | RIM score less than one | [8 empty] | TRC score less than one
[8 empty] | RIM score less than one | [8 empty] | TRC score less than one
[8 empty] | RIM score less than one | [8 empty] | TRC score less than one
[8 empty] | RIM score less than one | [8 empty] | TRC score less than one
[8 empty] | RIM score less than one | [8 empty] | TRC score less than one
[8 empty] | RIM score less than one | [8 empty] | TRC score less than one
[8 empty] | RIM score less than one | [8 empty] | TRC score less than one
[8 empty] | RIM score less than one | [8 empty] | TRC score less than one
[8 empty] | RIM score less than one | [8 empty] | TRC score less than one
[8 empty] | RIM score less than one | [8 empty] | TRC score less than one
[8 empty] | RIM score less than one | [8 empty] | TRC score less than one
[8 empty] | RIM score less than one | [8 empty] | TRC score less than one
[8 empty] | RIM score less than one | [8 empty] | TRC score less than one
[8 empty] | RIM score less than one | [8 empty] | TRC score less than one
[8 empty] | RIM score less than one | [8 empty] | TRC score less than one
[8 empty] | RIM score less than one | [8 empty] | TRC score less than one
[8 empty] | RIM score less than one | [8 empty] | TRC score less than one
[8 empty] | RIM score less than one | [8 empty] | TRC score less than one
[8 empty] | RIM score less than one | [8 empty] | TRC score less than one
[8 empty] | RIM score less than one | [8 empty] | TRC score less than one
[8 empty] | RIM score less than one | [8 empty] | TRC score less than one
[8 empty] | RIM score less than one | [8 empty] | TRC score less than one
[8 empty] | RIM score less than one | [8 empty] | TRC score less than one
[8 empty] | RIM score less than one | [8 empty] | TRC score less than one
[8 empty] | RIM score less than one | [8 empty] | TRC score less than one
[8 empty] | RIM score less than one | [8 empty] | TRC score less than one
[8 empty] | RIM score less than one | [8 empty] | TRC score less than one
[8 empty] | RIM score less than one | [8 empty] | TRC score less than one
[8 empty] | RIM score less than one | [8 empty] | TRC score less than one
[8 empty] | RIM score less than one | [8 empty] | TRC score less than one
[8 empty] | RIM score less than one | [8 empty] | TRC score less than one
[8 empty] | RIM score less than one | [8 empty] | TRC score less than one
[8 empty] | RIM score less than one | [8 empty] | TRC score less than one
[8 empty] | RIM score less than one | [8 empty] | TRC score less than one
[8 empty] | RIM score less than one | [8 empty] | TRC score less than one
[8 empty] | RIM score less than one | [8 empty] | TRC score less than one
[8 empty] | RIM score less than one | [8 empty] | TRC score less than one
[8 empty] | RIM score less than one | [8 empty] | TRC score less than one
[8 empty] | RIM score less than one | [8 empty] | TRC score less than one
[8 empty] | RIM score less than one | [8 empty] | TRC score less than one
[8 empty] | RIM score less than one | [8 empty] | TRC score less than one
[8 empty] | RIM score less than one | [8 empty] | TRC score less than one
[8 empty] | RIM score less than one | [8 empty] | TRC score less than one
[8 empty] | RIM score less than one | [8 empty] | TRC score less than one
[8 empty] | RIM score less than one | [8 empty] | TRC score less than one
[8 empty] | RIM score less than one | [8 empty] | TRC score less than one
[8 empty] | RIM score less than one | [8 empty] | TRC score less than one
[8 empty] | RIM score less than one | [8 empty] | TRC score less than one
[8 empty] | RIM score less than one | [8 empty] | TRC score less than one
[8 empty] | RIM score less than one | [8 empty] | TRC score less than one
[8 empty] | RIM score less than one | [8 empty] | TRC score less than one
[8 empty] | RIM score less than one | [8 empty] | TRC score less than one
[8 empty] | RIM score less than one | [8 empty] | TRC score less than one
[8 empty] | RIM score less than one | [8 empty] | TRC score less than one
[8 empty] | RIM score less than one | [8 empty] | TRC score less than one
[8 empty] | RIM score less than one | [8 empty] | TRC score less than one
[8 empty] | RIM score less than one | [8 empty] | TRC score less than one
[8 empty] | RIM score less than one | [8 empty] | TRC score less than one
[8 empty] | RIM score less than one | [8 empty] | TRC score less than one
[8 empty] | RIM score less than one | [8 empty] | TRC score less than one
[8 empty] | RIM score less than one | [8 empty] | TRC score less than one
[8 empty] | RIM score less than one | [8 empty] | TRC score less than one
[8 empty] | RIM score less than one | [8 empty] | TRC score less than one
[8 empty] | RIM score less than one | [8 empty] | TRC score less than one
[8 empty] | RIM score less than one | [8 empty] | TRC score less than one
[8 empty] | RIM score less than one | [8 empty] | TRC score less than one
[8 empty] | RIM score less than one | [8 empty] | TRC score less than one
[8 empty] | RIM score less than one | [8 empty] | TRC score less than one
[8 empty] | RIM score less than one | [8 empty] | TRC score less than one
[8 empty] | RIM score less than one | [8 empty] | TRC score less than one
[8 empty] | RIM score less than one | [8 empty] | TRC score less than one
[8 empty] | RIM score less than one | [8 empty] | TRC score less than one
[8 empty] | RIM score less than one | [8 empty] | TRC score less than one
[8 empty] | RIM score less than one | [8 empty] | TRC score less than one
[8 empty] | RIM score less than one | [8 empty] | TRC score less than one
[8 empty] | RIM score less than one | [8 empty] | TRC score less than one
[8 empty] | RIM score less than one | [8 empty] | TRC score less than one
[8 empty] | RIM score less than one | [8 empty] | TRC score less than one
[8 empty] | RIM score less than one | [8 empty] | TRC score less than one
[8 empty] | RIM score less than one | [8 empty] | TRC score less than one
[8 empty] | RIM score less than one | [8 empty] | TRC score less than one
[8 empty] | RIM score less than one | [8 empty] | TRC score less than one
[8 empty] | RIM score less than one | [8 empty] | TRC score less than one
[8 empty] | RIM score less than one | [8 empty] | TRC score less than one
[8 empty] | RIM score less than one | [8 empty] | TRC score less than one
[8 empty] | RIM score less than one | [8 empty] | TRC score less than one
[8 empty] | RIM score less than one | [8 empty] | TRC score less than one
[8 empty] | RIM score less than one | [8 empty] | TRC score less than one
[8 empty] | RIM score less than one | [8 empty] | TRC score less than one
[8 empty] | RIM score less than one | [8 empty] | TRC score less than one
[8 empty] | RIM score less than one | [8 empty] | TRC score less than one
[8 empty] | RIM score less than one | [8 empty] | TRC score less than one
[8 empty] | RIM score less than one | [8 empty] | TRC score less than one
TRC score less than one
TRC score less than one
TRC score less than one
TRC score less than one
TRC score less than one
TRC score less than one
TRC score less than one
TRC score less than one
TRC score less than one
TRC score less than one
TRC score less than one
TRC score less than one
TRC score less than one
TRC score less than one
TRC score less than one
TRC score less than one
TRC score less than one
TRC score less than one
TRC score less than one
TRC score less than one
TRC score less than one
TRC score less than one
TRC score less than one
TRC score less than one
TRC score less than one
TRC score less than one
TRC score less than one
TRC score less than one
TRC score less than one
TRC score less than one
TRC score less than one
TRC score less than one
TRC score less than one
TRC score less than one
TRC score less than one
TRC score less than one
TRC score less than one
TRC score less than one
TRC score less than one
TRC score less than one
TRC score less than one
TRC score less than one
TRC score less than one
TRC score less than one
TRC score less than one
TRC score less than one
TRC score less than one
TRC score less than one
TRC score less than one
TRC score less than one
TRC score less than one
TRC score less than one
TRC score less than one
TRC score less than one
TRC score less than one
TRC score less than one
TRC score less than one
TRC score less than one
TRC score less than one
TRC score less than one
TRC score less than one
TRC score less than one
TRC score less than one
TRC score less than one
TRC score less than one
TRC score less than one
TRC score less than one
TRC score less than one
TRC score less than one
TRC score less than one
TRC score less than one
TRC score less than one
TRC score less than one
TRC score less than one
TRC score less than one
TRC score less than one
TRC score less than one
TRC score less than one
TRC score less than one
TRC score less than one
TRC score less than one
TRC score less than one
TRC score less than one
TRC score less than one
TRC score less than one
TRC score less than one
TRC score less than one
TRC score less than one
TRC score less than one
TRC score less than one
TRC score less than one
TRC score less than one
TRC score less than one
TRC score less than one
TRC score less than one
TRC score less than one
TRC score less than one
TRC score less than one
TRC score less than one
TRC score less than one
TRC score less than one
TRC score less than one
TRC score less than one
TRC score less than one
TRC score less than one
TRC score less than one
TRC score less than one
TRC score less than one
TRC score less than one
TRC score less than one
TRC score less than one
TRC score less than one
TRC score less than one
TRC score less than one
TRC score less than one
TRC score less than one
TRC score less than one
TRC score less than one
TRC score less than one
TRC score less than one
TRC score less than one
TRC score less than one
TRC score less than one
TRC score less than one
TRC score less than one
TRC score less than one
TRC score less than one
TRC score less than one
TRC score less than one
TRC score less than one
TRC score less than one
TRC score less than one
TRC score less than one
TRC score less than one
TRC score less than one
TRC score less than one
TRC score less than one
TRC score less than one
TRC score less than one
TRC score less than one
TRC score less than one
TRC score less than one
TRC score less than one
TRC score less than one
TRC score less than one
TRC score less than one
TRC score less than one
TRC score less than one
TRC score less than one
TRC score less than one
TRC score less than one
TRC score less than one
TRC score less than one
TRC score less than one
TRC score less than one
TRC score less than one
TRC score less than one
TRC score less than one
TRC score less than one
TRC score less than one
TRC score less than one
TRC score less than one
TRC score less than one
TRC score less than one
TRC score less than one
TRC score less than one
TRC score less than one
TRC score less than one
TRC score less than one
TRC score less than one
TRC score less than one
TRC score less than one
TRC score less than one
TRC score less than one
TRC score less than one
TRC score less than one
TRC score less than one
TRC score less than one
TRC score less than one
TRC score less than one
TRC score less than one
TRC score less than one
TRC score less than one
TRC score less than one
TRC score less than one
TRC score less than one
TRC score less than one
TRC score less than one
TRC score less than one
TRC score less than one
TRC score less than one
TRC score less than one
TRC score less than one
TRC score less than one
TRC score less than one
TRC score less than one
TRC score less than one
TRC score less than one
TRC score less than one
TRC score less than one
TRC score less than one
TRC score less than one
TRC score less than one
TRC score less than one
TRC score less than one
TRC score less than one
TRC score less than one
TRC score less than one
TRC score less than one
TRC score less than one
TRC score less than one
TRC score less than one
TRC score less than one
TRC score less than one
TRC score less than one
TRC score less than one
TRC score less than one
TRC score less than one
TRC score less than one
TRC score less than one
TRC score less than one
TRC score less than one
TRC score less than one
TRC score less than one
TRC score less than one
TRC score less than one
TRC score less than one
TRC score less than one
TRC score less than one
TRC score less than one
TRC score less than one
TRC score less than one
TRC score less than one
TRC score less than one
TRC score less than one
TRC score less than one
TRC score less than one
TRC score less than one
TRC score less than one
TRC score less than one
TRC score less than one
TRC score less than one
TRC score less than one
TRC score less than one
TRC score less than one
TRC score less than one
TRC score less than one
TRC score less than one
TRC score less than one
TRC score less than one
TRC score less than one
TRC score less than one
TRC score less than one
TRC score less than one
TRC score less than one
TRC score less than one
TRC score less than one
TRC score less than one
TRC score less than one
TRC score less than one
TRC score less than one
TRC score less than one
TRC score less than one
TRC score less than one
TRC score less than one
TRC score less than one
TRC score less than one
TRC score less than one
TRC score less than one
TRC score less than one
TRC score less than one
TRC score less than one
TRC score less than one
TRC score less than one
TRC score less than one
TRC score less than one
TRC score less than one
TRC score less than one
TRC score less than one
TRC score less than one
TRC score less than one
TRC score less than one
TRC score less than one
TRC score less than one
TRC score less than one
TRC score less than one
TRC score less than one
TRC score less than one
TRC score less than one
TRC score less than one
TRC score less than one
TRC score less than one
TRC score less than one
TRC score less than one
TRC score less than one
TRC score less than one
TRC score less than one
TRC score less than one
TRC score less than one
TRC score less than one
TRC score less than one
TRC score less than one
TRC score less than one
TRC score less than one
TRC score less than one
TRC score less than one
TRC score less than one
TRC score less than one
TRC score less than one
TRC score less than one
TRC score less than one
TRC score less than one
TRC score less than one
TRC score less than one
TRC score less than one
TRC score less than one
TRC score less than one
TRC score less than one
TRC score less than one
TRC score less than one
TRC score less than one
TRC score less than one
TRC score less than one
TRC score less than one
TRC score less than one
TRC score less than one
TRC score less than one
TRC score less than one
TRC score less than one
TRC score less than one
TRC score less than one
TRC score less than one
TRC score less than one
TRC score less than one
TRC score less than one
TRC score less than one
TRC score less than one
TRC score less than one
TRC score less than one
TRC score less than one
TRC score less than one
TRC score less than one
TRC score less than one
TRC score less than one
TRC score less than one
TRC score less than one
TRC score less than one
TRC score less than one
TRC score less than one
TRC score less than one
TRC score less than one
TRC score less than one
TRC score less than one
TRC score less than one
TRC score less than one
TRC score less than one
TRC score less than one
TRC score less than one
TRC score less than one
TRC score less than one
TRC score less than one
TRC score less than one
TRC score less than one
TRC score less than one
TRC score less than one
TRC score less than one
TRC score less than one
TRC score less than one
TRC score less than one
TRC score less than one
TRC score less than one
TRC score less than one
TRC score less than one
TRC score less than one
TRC score less than one
TRC score less than one
TRC score less than one
TRC score less than one
TRC score less than one
TRC score less than one
TRC score less than one
TRC score less than one
TRC score less than one
TRC score less than one
TRC score less than one
TRC score less than one
TRC score less than one
TRC score less than one
TRC score less than one
TRC score less than one
TRC score less than one
TRC score less than one
TRC score less than one
TRC score less than one
TRC score less than one
TRC score less than one
TRC score less than one
TRC score less than one
TRC score less than one
TRC score less than one
TRC score less than one
TRC score less than one
TRC score less than one
TRC score less than one
TRC score less than one
TRC score less than one
TRC score less than one
TRC score less than one
TRC score less than one
TRC score less than one
TRC score less than one
TRC score less than one
TRC score less than one
TRC score less than one
TRC score less than one
TRC score less than one
TRC score less than one
TRC score less than one
TRC score less than one
TRC score less than one
TRC score less than one
TRC score less than one
TRC score less than one
TRC score less than one
TRC score less than one
TRC score less than one
TRC score less than one
TRC score less than one
TRC score less than one
TRC score less than one
TRC score less than one
TRC score less than one
TRC score less than one
TRC score less than one
TRC score less than one
TRC score less than one
TRC score less than one
TRC score less than one
TRC score less than one
TRC score less than one
TRC score less than one
TRC score less than one
TRC score less than one
TRC score less than one
TRC score less than one
TRC score less than one
TRC score less than one
TRC score less than one
TRC score less than one
TRC score less than one
TRC score less than one
TRC score less than one
TRC score less than one
TRC score less than one
TRC score less than one
TRC score less than one
TRC score less than one
TRC score less than one
TRC score less than one
TRC score less than one
TRC score less than one
TRC score less than one
TRC score less than one
TRC score less than one
TRC score less than one
TRC score less than one
TRC score less than one
TRC score less than one
TRC score less than one
TRC score less than one
TRC score less than one
TRC score less than one
TRC score less than one
TRC score less than one
TRC score less than one
TRC score less than one
TRC score less than one
TRC score less than one
TRC score less than one
TRC score less than one
TRC score less than one
TRC score less than one
TRC score less than one
TRC score less than one
TRC score less than one
TRC score less than one
TRC score less than one
TRC score less than one
TRC score less than one
TRC score less than one
TRC score less than one
TRC score less than one
TRC score less than one
TRC score less than one
TRC score less than one
TRC score less than one
TRC score less than one
TRC score less than one
TRC score less than one
TRC score less than one
TRC score less than one
TRC score less than one
TRC score less than one
TRC score less than one
TRC score less than one
TRC score less than one
TRC score less than one
TRC score less than one
TRC score less than one
TRC score less than one
TRC score less than one
TRC score less than one
TRC score less than one
TRC score less than one
TRC score less than one
TRC score less than one
TRC score less than one
TRC score less than one
TRC score less than one
TRC score less than one
TRC score less than one
TRC score less than one
TRC score less than one
TRC score less than one
TRC score less than one
TRC score less than one
TRC score less than one
TRC score less than one
TRC score less than one
TRC score less than one
TRC score less than one
TRC score less than one
TRC score less than one
TRC score less than one
TRC score less than one
TRC score less than one
TRC score less than one
TRC score less than one
TRC score less than one
TRC score less than one
TRC score less than one
TRC score less than one
TRC score less than one
TRC score less than one
TRC score less than one
TRC score less than one
TRC score less than one
TRC score less than one
TRC score less than one
TRC score less than one
TRC score less than one
TRC score less than one
TRC score less than one
TRC score less than one
TRC score less than one
TRC score less than one
TRC score less than one
TRC score less than one
TRC score less than one
TRC score less than one
TRC score less than one
TRC score less than one
TRC score less than one
TRC score less than one
TRC score less than one
TRC score less than one
TRC score less than one
TRC score less than one
TRC score less than one
TRC score less than one
TRC score less than one
TRC score less than one
TRC score less than one
TRC score less than one
TRC score less than one
TRC score less than one
TRC score less than one
TRC score less than one
TRC score less than one
TRC score less than one
TRC score less than one
TRC score less than one
TRC score less than one
TRC score less than one
TRC score less than one
TRC score less than one
TRC score less than one
TRC score less than one
TRC score less than one
TRC score less than one
TRC score less than one
TRC score less than one
TRC score less than one
TRC score less than one
TRC score less than one
TRC score less than one
TRC score less than one
TRC score less than one
TRC score less than one
TRC score less than one
TRC score less than one
TRC score less than one
TRC score less than one
TRC score less than one
TRC score less than one
TRC score less than one
TRC score less than one
TRC score less than one
TRC score less than one
TRC score less than one
TRC score less than one
TRC score less than one
TRC score less than one
TRC score less than one
TRC score less than one
TRC score less than one
TRC score less than one
TRC score less than one
TRC score less than one
TRC score less than one
TRC score less than one
TRC score less than one
TRC score less than one
TRC score less than one
TRC score less than one
TRC score less than one
TRC score less than one
TRC score less than one
TRC score less than one
TRC score less than one
TRC score less than one
TRC score less than one
TRC score less than one
TRC score less than one
TRC score less than one
TRC score less than one
TRC score less than one
TRC score less than one
TRC score less than one
TRC score less than one
TRC score less than one
TRC score less than one
TRC score less than one
TRC score less than one
TRC score less than one
TRC score less than one
TRC score less than one
TRC score less than one
TRC score less than one
TRC score less than one
TRC score less than one
TRC score less than one
TRC score less than one
TRC score less than one
TRC score less than one
TRC score less than one
TRC score less than one
TRC score less than one
TRC score less than one
TRC score less than one
TRC score less than one
TRC score less than one
TRC score less than one
TRC score less than one
TRC score less than one
TRC score less than one
TRC score less than one
TRC score less than one
TRC score less than one
TRC score less than one
TRC score less than one
TRC score less than one
TRC score less than one
TRC score less than one
TRC score less than one
TRC score less than one
TRC score less than one
TRC score less than one
TRC score less than one
TRC score less than one
TRC score less than one
TRC score less than one
TRC score less than one
TRC score less than one
TRC score less than one
TRC score less than one
TRC score less than one
TRC score less than one
TRC score less than one
TRC score less than one
TRC score less than one
TRC score less than one
TRC score less than one
TRC score less than one
TRC score less than one
TRC score less than one
TRC score less than one
TRC score less than one
TRC score less than one
TRC score less than one
TRC score less than one
TRC score less than one
TRC score less than one
TRC score less than one
TRC score less than one
TRC score less than one
TRC score less than one
TRC score less than one
TRC score less than one
TRC score less than one
TRC score less than one
TRC score less than one
TRC score less than one
TRC score less than one
TRC score less than one
TRC score less than one
TRC score less than one
TRC score less than one
TRC score less than one
TRC score less than one
TRC score less than one
TRC score less than one
TRC score less than one
TRC score less than one
TRC score less than one
TRC score less than one
TRC score less than one
TRC score less than one
TRC score less than one
TRC score less than one
TRC score less than one
TRC score less than one
TRC score less than one
TRC score less than one
TRC score less than one
TRC score less than one
TRC score less than one
TRC score less than one
TRC score less than one
TRC score less than one
TRC score less than one
TRC score less than one
TRC score less than one
TRC score less than one
TRC score less than one
TRC score less than one
TRC score less than one
TRC score less than one
TRC score less than one
TRC score less than one
TRC score less than one
TRC score less than one
TRC score less than one
TRC score less than one
TRC score less than one
TRC score less than one
TRC score less than one
TRC score less than one
TRC score less than one
TRC score less than one
TRC score less than one
TRC score less than one
TRC score less than one
TRC score less than one
TRC score less than one
TRC score less than one
TRC score less than one
TRC score less than one
TRC score less than one
TRC score less than one
TRC score less than one
TRC score less than one
TRC score less than one
TRC score less than one
TRC score less than one
TRC score less than one
TRC score less than one
TRC score less than one
TRC score less than one
TRC score less than one
TRC score less than one
TRC score less than one
TRC score less than one
TRC score less than one
TRC score less than one
TRC score less than one
TRC score less than one
TRC score less than one
TRC score less than one
TRC score less than one
TRC score less than one
TRC score less than one
TRC score less than one
TRC score less than one
TRC score less than one
TRC score less than one
TRC score less than one
TRC score less than one
TRC score less than one
TRC score less than one
TRC score less than one
TRC score less than one
TRC score less than one
TRC score less than one
TRC score less than one
TRC score less than one
TRC score less than one
TRC score less than one
TRC score less than one
TRC score less than one
TRC score less than one
TRC score less than one
TRC score less than one
TRC score less than one
TRC score less than one
TRC score less than one
TRC score less than one
TRC score less than one
TRC score less than one
TRC score less than one
TRC score less than one
TRC score less than one
TRC score less than one
TRC score less than one
TRC score less than one
TRC score less than one
TRC score less than one
TRC score less than one
TRC score less than one
TRC score less than one
TRC score less than one
TRC score less than one
TRC score less than one
TRC score less than one
TRC score less than one
TRC score less than one
TRC score less than one
TRC score less than one
TRC score less than one
TRC score less than one
TRC score less than one
TRC score less than one
TRC score less than one
TRC score less than one
TRC score less than one
TRC score less than one
TRC score less than one
TRC score less than one
TRC score less than one
TRC score less than one
TRC score less than one
TRC score less than one
TRC score less than one
TRC score less than one
TRC score less than one
TRC score less than one
TRC score less than one
TRC score less than one
TRC score less than one
TRC score less than one
TRC score less than one
TRC score less than one
TRC score less than one
TRC score less than one
TRC score less than one
TRC score less than one
TRC score less than one
TRC score less than one
TRC score less than one
TRC score less than one
TRC score less than one
TRC score less than one
TRC score less than one
TRC score less than one
TRC score less than one
TRC score less than one
TRC score less than one
TRC score less than one
TRC score less than one
TRC score less than one
TRC score less than one
TRC score less than one
TRC score less than one
TRC score less than one
TRC score less than one
TRC score less than one
TRC score less than one
TRC score less than one
TRC score less than one
TRC score less than one
TRC score less than one
TRC score less than one
TRC score less than one
TRC score less than one
TRC score less than one
TRC score less than one
TRC score less than one
TRC score less than one
TRC score less than one
TRC score less than one
TRC score less than one
TRC score less than one
TRC score less than one
TRC score less than one
TRC score less than one
TRC score less than one
TRC score less than one
TRC score less than one
TRC score less than one
TRC score less than one
TRC score less than one
TRC score less than one
TRC score less than one
TRC score less than one
TRC score less than one
TRC score less than one
TRC score less than one
TRC score less than one
TRC score less than one
TRC score less than one
TRC score less than one
TRC score less than one
TRC score less than one
TRC score less than one
TRC score less than one
TRC score less than one
TRC score less than one
TRC score less than one
TRC score less than one
TRC score less than one
TRC score less than one
TRC score less than one
TRC score less than one
TRC score less than one
TRC score less than one
TRC score less than one
TRC score less than one
TRC score less than one
TRC score less than one
TRC score less than one
TRC score less than one
TRC score less than one
TRC score less than one
TRC score less than one
TRC score less than one
TRC score less than one
TRC score less than one
TRC score less than one
TRC score less than one
TRC score less than one
TRC score less than one
TRC score less than one
TRC score less than one
TRC score less than one
TRC score less than one
TRC score less than one
TRC score less than one
TRC score less than one
TRC score less than one
TRC score less than one
TRC score less than one
TRC score less than one
TRC score less than one
TRC score less than one
TRC score less than one
TRC score less than one
TRC score less than one
TRC score less than one
TRC score less than one
TRC score less than one
TRC score less than one
TRC score less than one
TRC score less than one
TRC score less than one
TRC score less than one
TRC score less than one
TRC score less than one
TRC score less than one
TRC score less than one
TRC score less than one
TRC score less than one
TRC score less than one
TRC score less than one
TRC score less than one
TRC score less than one
TRC score less than one
TRC score less than one
TRC score less than one
TRC score less than one
TRC score less than one
TRC score less than one
TRC score less than one
TRC score less than one
TRC score less than one
TRC score less than one
TRC score less than one
TRC score less than one
TRC score less than one
TRC score less than one
TRC score less than one
TRC score less than one
TRC score less than one
TRC score less than one
TRC score less than one
TRC score less than one
TRC score less than one
TRC score less than one
TRC score less than one
TRC score less than one
TRC score less than one
TRC score less than one
TRC score less than one
TRC score less than one
TRC score less than one
TRC score less than one
TRC score less than one
TRC score less than one
TRC score less than one
TRC score less than one
TRC score less than one
TRC score less than one
TRC score less than one
TRC score less than one
TRC score less than one
TRC score less than one
TRC score less than one
TRC score less than one
TRC score less than one
TRC score less than one
TRC score less than one
TRC score less than one
TRC score less than one
TRC score less than one
TRC score less than one
TRC score less than one
TRC score less than one
TRC score less than one
TRC score less than one
TRC score less than one
TRC score less than one
TRC score less than one
TRC score less than one
TRC score less than one
TRC score less than one
TRC score less than one
TRC score less than one
TRC score less than one
TRC score less than one
TRC score less than one
TRC score less than one
TRC score less than one
TRC score less than one
TRC score less than one
TRC score less than one
TRC score less than one
TRC score less than one
TRC score less than one
TRC score less than one
TRC score less than one
TRC score less than one
TRC score less than one
TRC score less than one
TRC score less than one
TRC score less than one
TRC score less than one
TRC score less than one
TRC score less than one
TRC score less than one
TRC score less than one
TRC score less than one
TRC score less than one
TRC score less than one
TRC score less than one
TRC score less than one
TRC score less than one
TRC score less than one
TRC score less than one
TRC score less than one
TRC score less than one
TRC score less than one
TRC score less than one
TRC score less than one
TRC score less than one
TRC score less than one
TRC score less than one
TRC score less than one
TRC score less than one
TRC score less than one
TRC score less than one
TRC score less than one
TRC score less than one
TRC score less than one
TRC score less than one
TRC score less than one
TRC score less than one
TRC score less than one
TRC score less than one
TRC score less than one
TRC score less than one
TRC score less than one
TRC score less than one
TRC score less than one
TRC score less than one
TRC score less than one
TRC score less than one
TRC score less than one
TRC score less than one
TRC score less than one
TRC score less than one
TRC score less than one
TRC score less than one
TRC score less than one
TRC score less than one
TRC score less than one
TRC score less than one
TRC score less than one
TRC score less than one
TRC score less than one
TRC score less than one
TRC score less than one
TRC score less than one
TRC score less than one
TRC score less than one
TRC score less than one
TRC score less than one
TRC score less than one
TRC score less than one
TRC score less than one
TRC score less than one
TRC score less than one
TRC score less than one
TRC score less than one
TRC score less than one
TRC score less than one
TRC score less than one
TRC score less than one
TRC score less than one
TRC score less than one
TRC score less than one
TRC score less than one
TRC score less than one
TRC score less than one
TRC score less than one
TRC score less than one
TRC score less than one
TRC score less than one
TRC score less than one
TRC score less than one
TRC score less than one
TRC score less than one
TRC score less than one
TRC score less than one
TRC score less than one
TRC score less than one
TRC score less than one
TRC score less than one
TRC score less than one
TRC score less than one
TRC score less than one
TRC score less than one
TRC score less than one
TRC score less than one
TRC score less than one
TRC score less than one
TRC score less than one
TRC score less than one
TRC score less than one
TRC score less than one
TRC score less than one
TRC score less than one
TRC score less than one
TRC score less than one
TRC score less than one
TRC score less than one
TRC score less than one
TRC score less than one
TRC score less than one
TRC score less than one
TRC score less than one
TRC score less than one
TRC score less than one
TRC score less than one
TRC score less than one
TRC score less than one
TRC score less than one
TRC score less than one
TRC score less than one
TRC score less than one
TRC score less than one
TRC score less than one
TRC score less than one
TRC score less than one
TRC score less than one
TRC score less than one
TRC score less than one
TRC score less than one
TRC score less than one
TRC score less than one
TRC score less than one
TRC score less than one
TRC score less than one
TRC score less than one
TRC score less than one
TRC score less than one
TRC score less than one
TRC score less than one
TRC score less than one
TRC score less than one
TRC score less than one
TRC score less than one
TRC score less than one
TRC score less than one
TRC score less than one
TRC score less than one
TRC score less than one
TRC score less than one
TRC score less than one
TRC score less than one
TRC score less than one
TRC score less than one
TRC score less than one
TRC score less than one
TRC score less than one
TRC score less than one
TRC score less than one
TRC score less than one
TRC score less than one
TRC score less than one
TRC score less than one
TRC score less than one
TRC score less than one
TRC score less than one
TRC score less than one
TRC score less than one
TRC score less than one
TRC score less than one
TRC score less than one
TRC score less than one
TRC score less than one
TRC score less than one
TRC score less than one
TRC score less than one
TRC score less than one
TRC score less than one
TRC score less than one
TRC score less than one
TRC score less than one
TRC score less than one
TRC score less than one
TRC score less than one
TRC score less than one
TRC score less than one
TRC score less than one
TRC score less than one
TRC score less than one
TRC score less than one
TRC score less than one
TRC score less than one
TRC score less than one
TRC score less than one
TRC score less than one
TRC score less than one
TRC score less than one
TRC score less than one
TRC score less than one
TRC score less than one
TRC score less than one
TRC score less than one
TRC score less than one
TRC score less than one
TRC score less than one
TRC score less than one
TRC score less than one
TRC score less than one
TRC score less than one
TRC score less than one
TRC score less than one
TRC score less than one
TRC score less than one
TRC score less than one
TRC score less than one
TRC score less than one
TRC score less than one
TRC score less than one
TRC score less than one
TRC score less than one
TRC score less than one
TRC score less than one
TRC score less than one
TRC score less than one
TRC score less than one
TRC score less than one
TRC score less than one
TRC score less than one
TRC score less than one
TRC score less than one
TRC score less than one
TRC score less than one
TRC score less than one
TRC score less than one
TRC score less than one
TRC score less than one
TRC score less than one
TRC score less than one
TRC score less than one
TRC score less than one
TRC score less than one
TRC score less than one
TRC score less than one
TRC score less than one
TRC score less than one
TRC score less than one
TRC score less than one
TRC score less than one
TRC score less than one
TRC score less than one
TRC score less than one
TRC score less than one
TRC score less than one
TRC score less than one
TRC score less than one
TRC score less than one
TRC score less than one
TRC score less than one
TRC score less than one
TRC score less than one
TRC score less than one
TRC score less than one
TRC score less than one
TRC score less than one
TRC score less than one
TRC score less than one
TRC score less than one
TRC score less than one
TRC score less than one
TRC score less than one
TRC score less than one
TRC score less than one
TRC score less than one
TRC score less than one
TRC score less than one
TRC score less than one
TRC score less than one
TRC score less than one
TRC score less than one
TRC score less than one
TRC score less than one
TRC score less than one
TRC score less than one
TRC score less than one
TRC score less than one
TRC score less than one
TRC score less than one
TRC score less than one
TRC score less than one
TRC score less than one
TRC score less than one
TRC score less than one
TRC score less than one
TRC score less than one
TRC score less than one
TRC score less than one
TRC score less than one
TRC score less than one
TRC score less than one
TRC score less than one
TRC score less than one
TRC score less than one
TRC score less than one
TRC score less than one
TRC score less than one
TRC score less than one
TRC score less than one
TRC score less than one
TRC score less than one
TRC score less than one
TRC score less than one
TRC score less than one
TRC score less than one
TRC score less than one
TRC score less than one
TRC score less than one
TRC score less than one
TRC score less than one
TRC score less than one
TRC score less than one
TRC score less than one
TRC score less than one
TRC score less than one
TRC score less than one
TRC score less than one
TRC score less than one
TRC score less than one
TRC score less than one
TRC score less than one
TRC score less than one
TRC score less than one
TRC score less than one
TRC score less than one
TRC score less than one
TRC score less than one
TRC score less than one
TRC score less than one
TRC score less than one
TRC score less than one
TRC score less than one
TRC score less than one
TRC score less than one
TRC score less than one
TRC score less than one
TRC score less than one
TRC score less than one
TRC score less than one
TRC score less than one
TRC score less than one
TRC score less than one
TRC score less than one
TRC score less than one
TRC score less than one
TRC score less than one
TRC score less than one
TRC score less than one
TRC score less than one
TRC score less than one
TRC score less than one
TRC score less than one
TRC score less than one
TRC score less than one
TRC score less than one
TRC score less than one
TRC score less than one
TRC score less than one
TRC score less than one
TRC score less than one
TRC score less than one
TRC score less than one
TRC score less than one
TRC score less than one
TRC score less than one
TRC score less than one
TRC score less than one
TRC score less than one
TRC score less than one
TRC score less than one
TRC score less than one
TRC score less than one
TRC score less than one
TRC score less than one
TRC score less than one
TRC score less than one
TRC score less than one
TRC score less than one
TRC score less than one
TRC score less than one
TRC score less than one
TRC score less than one
TRC score less than one
TRC score less than one
TRC score less than one
TRC score less than one
TRC score less than one
TRC score less than one
TRC score less than one
TRC score less than one
TRC score less than one
TRC score less than one
TRC score less than one
TRC score less than one
TRC score less than one
TRC score less than one
TRC score less than one
TRC score less than one
TRC score less than one
TRC score less than one
TRC score less than one
TRC score less than one
TRC score less than one
TRC score less than one
TRC score less than one
TRC score less than one
TRC score less than one
TRC score less than one
TRC score less than one
TRC score less than one
TRC score less than one
TRC score less than one
TRC score less than one
TRC score less than one