## Staff's IRR No. 73c Residential
Technical Potential - Measures Screened Out by having a failing PCT | [6 empty] | Technical Potential - Measures Screened Out by having a failing PCT
RIM | [6 empty] | TRC
Customer | Measure | Measure | Measure | Summer | Winter | Annual | Customer | Measure | Measure | Measure | Summer | Winter | Annual
Class | Type | Vintage | Name | Peak | Peak | Energy | Class | Type | Vintage | Name | Peak | Peak | Energy
|  |  |  | (MW) | (MW) | (GWh) |  |  |  |  | (MW) | (MW) | (GWh)
Residential | Single Family | Turnover | CFL - 15W Flood | 0.00041875 | 0.00043966 | 4.7606 | Residential | Single Family | Turnover | CFL - 15W Flood | 0.00041875 | 0.00043966 | 4.7606
Residential | Multi-Family | Turnover | CFL - 15W Flood | 0.00041875 | 0.00043966 | 4.7606 | Residential | Multi-Family | Turnover | CFL - 15W Flood | 0.00041875 | 0.00043966 | 4.7606
Residential | Manufactured Home | Turnover | CFL - 15W Flood | 0.00041875 | 0.00043966 | 4.7606 | Residential | Manufactured Home | Turnover | CFL - 15W Flood | 0.00041875 | 0.00043966 | 4.7606
Residential | Single Family | New | CFL - 15W Flood | 0.00041875 | 0.00043966 | 4.7606 | Residential | Single Family | New | CFL - 15W Flood | 0.00041875 | 0.00043966 | 4.7606
Residential | Multi-Family | New | CFL - 15W Flood | 0.00041875 | 0.00043966 | 4.7606 | Residential | Multi-Family | New | CFL - 15W Flood | 0.00041875 | 0.00043966 | 4.7606
Residential | Manufactured Home | New | CFL - 15W Flood | 0.00041875 | 0.00043966 | 4.7606 | Residential | Manufactured Home | New | CFL - 15W Flood | 0.00041875 | 0.00043966 | 4.7606
Residential | Manufactured Home | Existing | Air Sealing-Infiltration Control | 0.13851 | 0.31897 | 582.57 | Residential | Manufactured Home | Existing | Air Sealing-Infiltration Control | 0.13851 | 0.31897 | 582.57
Residential | Manufactured Home | Existing | Home Energy Management System | 0.11854 | 0.064389 | 774.5016 | Residential | Manufactured Home | Existing | Home Energy Management System | 0.11854 | 0.064389 | 774.5016
Residential | Manufactured Home | New | Home Energy Management System | 0.11803 | 0.074515 | 774.5016 | Residential | Manufactured Home | New | Home Energy Management System | 0.11803 | 0.074515 | 774.5016
Residential | Single Family | Turnover | Energy Star Bathroom Ventilating Fan | 0.00020675 | 0.00082699 | 5.9063 | Residential | Single Family | Turnover | Energy Star Bathroom Ventilating Fan | 0.00020675 | 0.00082699 | 5.9063
Residential | Multi-Family | Turnover | Energy Star Bathroom Ventilating Fan | 0.00020675 | 0.00082699 | 5.9063 | Residential | Multi-Family | Turnover | Energy Star Bathroom Ventilating Fan | 0.00020675 | 0.00082699 | 5.9063
Residential | Manufactured Home | Turnover | Energy Star Bathroom Ventilating Fan | 0.00020675 | 0.00082699 | 5.9063 | Residential | Manufactured Home | Turnover | Energy Star Bathroom Ventilating Fan | 0.00020675 | 0.00082699 | 5.9063
Residential | Single Family | New | Energy Star Bathroom Ventilating Fan | 0.00020675 | 0.00082699 | 5.9063 | Residential | Single Family | New | Energy Star Bathroom Ventilating Fan | 0.00020675 | 0.00082699 | 5.9063
Residential | Multi-Family | New | Energy Star Bathroom Ventilating Fan | 0.00020675 | 0.00082699 | 5.9063 | Residential | Multi-Family | New | Energy Star Bathroom Ventilating Fan | 0.00020675 | 0.00082699 | 5.9063
Residential | Manufactured Home | New | Energy Star Bathroom Ventilating Fan | 0.00020675 | 0.00082699 | 5.9063 | Residential | Manufactured Home | New | Energy Star Bathroom Ventilating Fan | 0.00020675 | 0.00082699 | 5.9063
Residential | Single Family | Turnover | Energy Star Personal Computer | 0.018954 | 0.0040635 | 119.5512 | Residential | Single Family | Turnover | Energy Star Personal Computer | 0.018954 | 0.0040635 | 119.5512
Residential | Multi-Family | Turnover | Energy Star Personal Computer | 0.018954 | 0.0040635 | 119.5512 | Residential | Multi-Family | Turnover | Energy Star Personal Computer | 0.018954 | 0.0040635 | 119.5512
Residential | Manufactured Home | Turnover | Energy Star Personal Computer | 0.018954 | 0.0040635 | 119.5512 | Residential | Manufactured Home | Turnover | Energy Star Personal Computer | 0.018954 | 0.0040635 | 119.5512
Residential | Single Family | New | Energy Star Personal Computer | 0.018954 | 0.0040635 | 119.5512 | Residential | Single Family | New | Energy Star Personal Computer | 0.018954 | 0.0040635 | 119.5512
Residential | Multi-Family | New | Energy Star Personal Computer | 0.018954 | 0.0040635 | 119.5512 | Residential | Multi-Family | New | Energy Star Personal Computer | 0.018954 | 0.0040635 | 119.5512
Residential | Manufactured Home | New | Energy Star Personal Computer | 0.018954 | 0.0040635 | 119.5512 | Residential | Manufactured Home | New | Energy Star Personal Computer | 0.018954 | 0.0040635 | 119.5512
Residential | Single Family | Turnover | Energy Star Refrigerator | 0.013935 | 0.0046429 | 133.5 | Residential | Single Family | Turnover | Energy Star Refrigerator | 0.013935 | 0.0046429 | 133.5
Residential | Multi-Family | Turnover | Energy Star Refrigerator | 0.013935 | 0.0046429 | 133.5 | Residential | Multi-Family | Turnover | Energy Star Refrigerator | 0.013935 | 0.0046429 | 133.5
Residential | Manufactured Home | Turnover | Energy Star Refrigerator | 0.013935 | 0.0046429 | 133.5 | Residential | Manufactured Home | Turnover | Energy Star Refrigerator | 0.013935 | 0.0046429 | 133.5
Residential | Single Family | New | Energy Star Refrigerator | 0.013935 | 0.0046429 | 133.5 | Residential | Single Family | New | Energy Star Refrigerator | 0.013935 | 0.0046429 | 133.5
Residential | Multi-Family | New | Energy Star Refrigerator | 0.013935 | 0.0046429 | 133.5 | Residential | Multi-Family | New | Energy Star Refrigerator | 0.013935 | 0.0046429 | 133.5
Residential | Manufactured Home | New | Energy Star Refrigerator | 0.013935 | 0.0046429 | 133.5 | Residential | Manufactured Home | New | Energy Star Refrigerator | 0.013935 | 0.0046429 | 133.5
Residential | Single Family | Existing | Exterior Lighting Controls | 0 | 0 | 56.94 | Residential | Single Family | Existing | Exterior Lighting Controls | 0 | 0 | 56.94
Residential | Multi-Family | Existing | Exterior Lighting Controls | 0 | 0 | 56.94 | Residential | Multi-Family | Existing | Exterior Lighting Controls | 0 | 0 | 56.94
Residential | Manufactured Home | Existing | Exterior Lighting Controls | 0 | 0 | 56.94 | Residential | Manufactured Home | Existing | Exterior Lighting Controls | 0 | 0 | 56.94
Residential | Single Family | New | Exterior Lighting Controls | 0 | 0 | 56.94 | Residential | Single Family | New | Exterior Lighting Controls | 0 | 0 | 56.94
Residential | Multi-Family | New | Exterior Lighting Controls | 0 | 0 | 56.94 | Residential | Multi-Family | New | Exterior Lighting Controls | 0 | 0 | 56.94
Residential | Manufactured Home | New | Exterior Lighting Controls | 0 | 0 | 56.94 | Residential | Manufactured Home | New | Exterior Lighting Controls | 0 | 0 | 56.94
Residential | Single Family | Turnover | Energy Star Ceiling Fan | 0 | 2.4186e-06 | 21.4818 | Residential | Single Family | Turnover | Energy Star Ceiling Fan | 0 | 2.4186e-06 | 21.4818
Residential | Multi-Family | Turnover | Energy Star Ceiling Fan | 0 | 2.4186e-06 | 21.4818 | Residential | Multi-Family | Turnover | Energy Star Ceiling Fan | 0 | 2.4186e-06 | 21.4818
Residential | Manufactured Home | Turnover | Energy Star Ceiling Fan | 0 | 2.4186e-06 | 21.4818 | Residential | Manufactured Home | Turnover | Energy Star Ceiling Fan | 0 | 2.4186e-06 | 21.4818
Residential | Single Family | New | Energy Star Ceiling Fan | 0 | 4.4863e-06 | 21.4818 | Residential | Single Family | New | Energy Star Ceiling Fan | 0 | 4.4863e-06 | 21.4818
Residential | Multi-Family | New | Energy Star Ceiling Fan | 0 | 4.4863e-06 | 21.4818 | Residential | Multi-Family | New | Energy Star Ceiling Fan | 0 | 4.4863e-06 | 21.4818
Residential | Manufactured Home | New | Energy Star Ceiling Fan | 0 | 4.4863e-06 | 21.4818 | Residential | Manufactured Home | New | Energy Star Ceiling Fan | 0 | 4.4863e-06 | 21.4818
Residential | Multi-Family | New | Smart Thermostat | 0.15516 | 0 | 172.12 | Residential | Multi-Family | New | Smart Thermostat | 0.15516 | 0 | 172.12
Residential | Single Family | Existing | Heat Trap | 0.011535 | 0.02483 | 128.0645 | Residential | Single Family | Existing | Heat Trap | 0.011535 | 0.02483 | 128.0645
Residential | Single Family | New | Heat Trap | 0.011535 | 0.02483 | 128.0645 | Residential | Single Family | New | Heat Trap | 0.011535 | 0.02483 | 128.0645
Residential | Single Family | Existing | Interior Lighting Controls | 0.0049193 | 0.0037144 | 36.2714 | Residential | Single Family | Existing | Interior Lighting Controls | 0.0049193 | 0.0037144 | 36.2714
Residential | Multi-Family | Existing | Interior Lighting Controls | 0.0049193 | 0.0037144 | 36.2714 | Residential | Multi-Family | Existing | Interior Lighting Controls | 0.0049193 | 0.0037144 | 36.2714
Residential | Manufactured Home | Existing | Interior Lighting Controls | 0.0049193 | 0.0037144 | 36.2714 | Residential | Manufactured Home | Existing | Interior Lighting Controls | 0.0049193 | 0.0037144 | 36.2714
Residential | Single Family | New | Interior Lighting Controls | 0.0049193 | 0.0037144 | 36.2714 | Residential | Single Family | New | Interior Lighting Controls | 0.0049193 | 0.0037144 | 36.2714
Residential | Multi-Family | New | Interior Lighting Controls | 0.0049193 | 0.0037144 | 36.2714 | Residential | Multi-Family | New | Interior Lighting Controls | 0.0049193 | 0.0037144 | 36.2714
Residential | Manufactured Home | New | Interior Lighting Controls | 0.0049193 | 0.0037144 | 36.2714 | Residential | Manufactured Home | New | Interior Lighting Controls | 0.0049193 | 0.0037144 | 36.2714
Residential | Single Family | Turnover | Energy Star Freezer | 0.0085251 | 0.0058997 | 65.6 | Residential | Single Family | Turnover | Energy Star Freezer | 0.0085251 | 0.0058997 | 65.6
Residential | Multi-Family | Turnover | Energy Star Freezer | 0.0085251 | 0.0058997 | 65.6 | Residential | Multi-Family | Turnover | Energy Star Freezer | 0.0085251 | 0.0058997 | 65.6
Residential | Manufactured Home | Turnover | Energy Star Freezer | 0.0085251 | 0.0058997 | 65.6 | Residential | Manufactured Home | Turnover | Energy Star Freezer | 0.0085251 | 0.0058997 | 65.6
Residential | Single Family | New | Energy Star Freezer | 0.0085251 | 0.0058997 | 65.6 | Residential | Single Family | New | Energy Star Freezer | 0.0085251 | 0.0058997 | 65.6
Residential | Multi-Family | New | Energy Star Freezer | 0.0085251 | 0.0058997 | 65.6 | Residential | Multi-Family | New | Energy Star Freezer | 0.0085251 | 0.0058997 | 65.6
Residential | Manufactured Home | New | Energy Star Freezer | 0.0085251 | 0.0058997 | 65.6 | Residential | Manufactured Home | New | Energy Star Freezer | 0.0085251 | 0.0058997 | 65.6
Residential | Single Family | Existing | Home Energy Management System | 0.10672 | 0.057972 | 697.3117 | Residential | Single Family | Existing | Home Energy Management System | 0.10672 | 0.057972 | 697.3117
Residential | Single Family | New | Home Energy Management System | 0.10627 | 0.067088 | 697.3117 | Residential | Single Family | New | Home Energy Management System | 0.10627 | 0.067088 | 697.3117
Residential | Multi-Family | Existing | Heat Trap | 0.0090672 | 0.019518 | 100.6672 | Residential | Multi-Family | Existing | Heat Trap | 0.0090672 | 0.019518 | 100.6672
Residential | Multi-Family | New | Heat Trap | 0.0090672 | 0.019518 | 100.6672 | Residential | Multi-Family | New | Heat Trap | 0.0090672 | 0.019518 | 100.6672
Residential | Manufactured Home | Existing | Heat Trap | 0.0089949 | 0.019362 | 99.8647 | Residential | Manufactured Home | Existing | Heat Trap | 0.0089949 | 0.019362 | 99.8647
Residential | Manufactured Home | New | Heat Trap | 0.0089949 | 0.019362 | 99.8647 | Residential | Manufactured Home | New | Heat Trap | 0.0089949 | 0.019362 | 99.8647
Residential | Single Family | Existing | Water Heater Blanket | 0.023774 | 0.051176 | 263.9459 | Residential | Single Family | Existing | Water Heater Blanket | 0.023774 | 0.051176 | 263.9459
Residential | Multi-Family | Existing | Water Heater Blanket | 0.023774 | 0.051176 | 263.9459 | Residential | Multi-Family | Existing | Water Heater Blanket | 0.023774 | 0.051176 | 263.9459
Residential | Manufactured Home | Existing | Water Heater Blanket | 0.023774 | 0.051176 | 263.9459 | Residential | Manufactured Home | Existing | Water Heater Blanket | 0.023774 | 0.051176 | 263.9459
Residential | Single Family | New | Water Heater Blanket | 0.022742 | 0.048955 | 252.4943 | Residential | Single Family | New | Water Heater Blanket | 0.022742 | 0.048955 | 252.4943
Residential | Multi-Family | New | Water Heater Blanket | 0.022742 | 0.048955 | 252.4943 | Residential | Multi-Family | New | Water Heater Blanket | 0.022742 | 0.048955 | 252.4943
Residential | Manufactured Home | New | Water Heater Blanket | 0.022742 | 0.048955 | 252.4943 | Residential | Manufactured Home | New | Water Heater Blanket | 0.022742 | 0.048955 | 252.4943
Residential | Single Family | Existing | Heat Pump Tune Up | 0.11566 | 0.12779 | 330.8595 | Residential | Single Family | Existing | Heat Pump Tune Up | 0.11566 | 0.12779 | 330.8595
Residential | Multi-Family | Existing | Ceiling Insulation(R12 to R38) | 0.17642 | 0.24653 | 522 | Residential | Multi-Family | Existing | Ceiling Insulation(R12 to R38) | 0.17642 | 0.24653 | 522
Residential | Multi-Family | New | Ceiling Insulation(R12 to R38) | 0.17642 | 0.24653 | 522 | Residential | Multi-Family | New | Ceiling Insulation(R12 to R38) | 0.17642 | 0.24653 | 522
Residential | Manufactured Home | Existing | Heat Pump Tune Up | 0.076952 | 0.17721 | 323.65 | Residential | Manufactured Home | Existing | Heat Pump Tune Up | 0.076952 | 0.17721 | 323.65
Residential | Single Family | Turnover | Energy Star TV | 0.0076643 | 0.0045849 | 38.325 | Residential | Single Family | Turnover | Energy Star TV | 0.0076643 | 0.0045849 | 38.325
Residential | Multi-Family | Turnover | Energy Star TV | 0.0076643 | 0.0045849 | 38.325 | Residential | Multi-Family | Turnover | Energy Star TV | 0.0076643 | 0.0045849 | 38.325
Residential | Manufactured Home | Turnover | Energy Star TV | 0.0076643 | 0.0045849 | 38.325 | Residential | Manufactured Home | Turnover | Energy Star TV | 0.0076643 | 0.0045849 | 38.325
Residential | Single Family | New | Energy Star TV | 0.0076643 | 0.0045849 | 38.325 | Residential | Single Family | New | Energy Star TV | 0.0076643 | 0.0045849 | 38.325
Residential | Multi-Family | New | Energy Star TV | 0.0076643 | 0.0045849 | 38.325 | Residential | Multi-Family | New | Energy Star TV | 0.0076643 | 0.0045849 | 38.325
Residential | Manufactured Home | New | Energy Star TV | 0.0076643 | 0.0045849 | 38.325 | Residential | Manufactured Home | New | Energy Star TV | 0.0076643 | 0.0045849 | 38.325
Residential | Multi-Family | Existing | Heat Pump Tune Up | 0.056024 | 0.11078 | 215.15 | Residential | Multi-Family | Existing | Heat Pump Tune Up | 0.056024 | 0.11078 | 215.15
Residential | Single Family | Existing | Central AC Tune Up | 0.11566 | 0 | 187.352 | Residential | Single Family | Existing | Central AC Tune Up | 0.11566 | 0 | 187.352
Residential | Manufactured Home | Existing | Central AC Tune Up | 0.076952 | 0 | 124.65 | Residential | Manufactured Home | Existing | Central AC Tune Up | 0.076952 | 0 | 124.65
Residential | Multi-Family | Existing | Central AC Tune Up | 0.056024 | 0 | 90.75 | Residential | Multi-Family | Existing | Central AC Tune Up | 0.056024 | 0 | 90.75
Residential | Single Family | New | Central AC Tune Up | 0 | 0 | 0 | Residential | Single Family | New | Central AC Tune Up | 0 | 0 | 0
Residential | Multi-Family | New | Central AC Tune Up | 0 | 0 | 0 | Residential | Multi-Family | New | Central AC Tune Up | 0 | 0 | 0
Residential | Manufactured Home | New | Central AC Tune Up | 0 | 0 | 0 | Residential | Manufactured Home | New | Central AC Tune Up | 0 | 0 | 0
Residential | Single Family | New | Heat Pump Tune Up | 0 | 0 | 0 | Residential | Single Family | New | Heat Pump Tune Up | 0 | 0 | 0
Residential | Multi-Family | New | Heat Pump Tune Up | 0 | 0 | 0 | Residential | Multi-Family | New | Heat Pump Tune Up | 0 | 0 | 0
Residential | Manufactured Home | New | Heat Pump Tune Up | 0 | 0 | 0 | Residential | Manufactured Home | New | Heat Pump Tune Up | 0 | 0 | 0
Residential | Manufactured Home | Existing | Water Heater Timeclock | 0 | 0 | 122.45 | Residential | Manufactured Home | Existing | Water Heater Timeclock | 0 | 0 | 122.45
Residential | Manufactured Home | New | Water Heater Timeclock | 0 | 0 | 122.45 | Residential | Manufactured Home | New | Water Heater Timeclock | 0 | 0 | 122.45
Residential | Single Family | Existing | Programmable Thermostat | 0.078623 | 0 | 113.8157 | Residential | Single Family | Existing | Programmable Thermostat | 0.078623 | 0 | 113.8157
Residential | Multi-Family | Existing | Air Sealing-Infiltration Control | 0.10084 | 0.1994 | 387.27 | Residential | Multi-Family | Existing | Air Sealing-Infiltration Control | 0.10084 | 0.1994 | 387.27
Residential | Manufactured Home | Existing | Programmable Thermostat | 0.07691 | 0 | 111.3356 | Residential | Manufactured Home | Existing | Programmable Thermostat | 0.07691 | 0 | 111.3356
Residential | Single Family | Existing | Water Heater Timeclock | 0 | 0 | 96.55 | Residential | Single Family | Existing | Water Heater Timeclock | 0 | 0 | 96.55
Residential | Single Family | New | Water Heater Timeclock | 0 | 0 | 96.55 | Residential | Single Family | New | Water Heater Timeclock | 0 | 0 | 96.55
Residential | Single Family | Existing | Smart Thermostat | 0.18285 | 0 | 264.6876 | Residential | Single Family | Existing | Smart Thermostat | 0.18285 | 0 | 264.6876
Residential | Multi-Family | Existing | Water Heater Timeclock | 0 | 0 | 82.7 | Residential | Multi-Family | Existing | Water Heater Timeclock | 0 | 0 | 82.7
Residential | Multi-Family | New | Water Heater Timeclock | 0 | 0 | 82.7 | Residential | Multi-Family | New | Water Heater Timeclock | 0 | 0 | 82.7
Residential | Manufactured Home | Existing | Smart Thermostat | 0.17886 | 0 | 258.92 | Residential | Manufactured Home | Existing | Smart Thermostat | 0.17886 | 0 | 258.92
Residential | Single Family | Existing | Energy Star Door | 0.019521 | 0.079089 | 136.1115 | Residential | Single Family | Existing | Energy Star Door | 0.019521 | 0.079089 | 136.1115
Residential | Multi-Family | Existing | Energy Star Door | 0.019521 | 0.079089 | 136.1115 | Residential | Multi-Family | Existing | Energy Star Door | 0.019521 | 0.079089 | 136.1115
Residential | Manufactured Home | Existing | Energy Star Door | 0.019521 | 0.079089 | 136.1115 | Residential | Manufactured Home | Existing | Energy Star Door | 0.019521 | 0.079089 | 136.1115
Residential | Single Family | Turnover | Energy Star Audio-Video Equipment | 0 | 0 | 80.2955 | Residential | Single Family | Turnover | Energy Star Audio-Video Equipment | 0 | 0 | 80.2955
Residential | Multi-Family | Turnover | Energy Star Audio-Video Equipment | 0 | 0 | 80.2955 | Residential | Multi-Family | Turnover | Energy Star Audio-Video Equipment | 0 | 0 | 80.2955
Residential | Manufactured Home | Turnover | Energy Star Audio-Video Equipment | 0 | 0 | 80.2955 | Residential | Manufactured Home | Turnover | Energy Star Audio-Video Equipment | 0 | 0 | 80.2955
Residential | Single Family | New | Energy Star Audio-Video Equipment | 0 | 0 | 80.2955 | Residential | Single Family | New | Energy Star Audio-Video Equipment | 0 | 0 | 80.2955
Residential | Multi-Family | New | Energy Star Audio-Video Equipment | 0 | 0 | 80.2955 | Residential | Multi-Family | New | Energy Star Audio-Video Equipment | 0 | 0 | 80.2955
Residential | Manufactured Home | New | Energy Star Audio-Video Equipment | 0 | 0 | 80.2955 | Residential | Manufactured Home | New | Energy Star Audio-Video Equipment | 0 | 0 | 80.2955
Residential | Manufactured Home | Existing | Ceiling Insulation(R12 to R38) | 0.1748 | 0.24426 | 517.2 | Residential | Manufactured Home | Existing | Ceiling Insulation(R12 to R38) | 0.1748 | 0.24426 | 517.2
Residential | Manufactured Home | New | Ceiling Insulation(R12 to R38) | 0.1748 | 0.24426 | 517.2 | Residential | Manufactured Home | New | Ceiling Insulation(R12 to R38) | 0.1748 | 0.24426 | 517.2
Residential | Single Family | New | Energy Star Windows | 0 | 0.039997 | 197.5438 | Residential | Single Family | New | Energy Star Windows | 0 | 0.039997 | 197.5438
Residential | Multi-Family | New | Energy Star Windows | 0 | 0.039997 | 197.5438 | Residential | Multi-Family | New | Energy Star Windows | 0 | 0.039997 | 197.5438
Residential | Manufactured Home | New | Energy Star Windows | 0 | 0.039997 | 197.5438 | Residential | Manufactured Home | New | Energy Star Windows | 0 | 0.039997 | 197.5438
Residential | Multi-Family | Existing | Programmable Thermostat | 0.051127 | 0 | 74.0116 | Residential | Multi-Family | Existing | Programmable Thermostat | 0.051127 | 0 | 74.0116
Residential | Single Family | Turnover | 15 SEER Air Source Heat Pump | 0.1045 | 0.11103 | 393.6521 | Residential | Single Family | Turnover | 15 SEER Air Source Heat Pump | 0.1045 | 0.11103 | 393.6521
Residential | Manufactured Home | Turnover | 15 SEER Air Source Heat Pump | 0.1045 | 0.11103 | 393.6521 | Residential | Manufactured Home | Turnover | 15 SEER Air Source Heat Pump | 0.1045 | 0.11103 | 393.6521
Residential | Single Family | New | 15 SEER Air Source Heat Pump | 0.1045 | 0.11103 | 393.6521 | Residential | Single Family | New | 15 SEER Air Source Heat Pump | 0.1045 | 0.11103 | 393.6521
Residential | Manufactured Home | New | 15 SEER Air Source Heat Pump | 0.1045 | 0.11103 | 393.6521 | Residential | Manufactured Home | New | 15 SEER Air Source Heat Pump | 0.1045 | 0.11103 | 393.6521
Residential | Single Family | Turnover | Energy Star Clothes Dryer | 0.022953 | 0.013331 | 145.9522 | Residential | Single Family | Turnover | Energy Star Clothes Dryer | 0.022953 | 0.013331 | 145.9522
Residential | Multi-Family | Turnover | Energy Star Clothes Dryer | 0.022953 | 0.013331 | 145.9522 | Residential | Multi-Family | Turnover | Energy Star Clothes Dryer | 0.022953 | 0.013331 | 145.9522
Residential | Manufactured Home | Turnover | Energy Star Clothes Dryer | 0.022953 | 0.013331 | 145.9522 | Residential | Manufactured Home | Turnover | Energy Star Clothes Dryer | 0.022953 | 0.013331 | 145.9522
Residential | Single Family | New | Energy Star Clothes Dryer | 0.022953 | 0.013331 | 145.9522 | Residential | Single Family | New | Energy Star Clothes Dryer | 0.022953 | 0.013331 | 145.9522
Residential | Multi-Family | New | Energy Star Clothes Dryer | 0.022953 | 0.013331 | 145.9522 | Residential | Multi-Family | New | Energy Star Clothes Dryer | 0.022953 | 0.013331 | 145.9522
Residential | Manufactured Home | New | Energy Star Clothes Dryer | 0.022953 | 0.013331 | 145.9522 | Residential | Manufactured Home | New | Energy Star Clothes Dryer | 0.022953 | 0.013331 | 145.9522
Residential | Single Family | Turnover | 15 SEER Central AC | 0.15798 | 0 | 255.9017 | Residential | Single Family | Turnover | 15 SEER Central AC | 0.15798 | 0 | 255.9017
Residential | Manufactured Home | Turnover | 15 SEER Central AC | 0.15798 | 0 | 255.9017 | Residential | Manufactured Home | Turnover | 15 SEER Central AC | 0.15798 | 0 | 255.9017
Residential | Single Family | New | 15 SEER Central AC | 0.15798 | 0 | 255.9017 | Residential | Single Family | New | 15 SEER Central AC | 0.15798 | 0 | 255.9017
Residential | Manufactured Home | New | 15 SEER Central AC | 0.15798 | 0 | 255.9017 | Residential | Manufactured Home | New | 15 SEER Central AC | 0.15798 | 0 | 255.9017
Residential | Single Family | New | Energy Star Door | 0.013854 | 0.056128 | 96.5953 | Residential | Single Family | New | Energy Star Door | 0.013854 | 0.056128 | 96.5953
Residential | Multi-Family | New | Energy Star Door | 0.013854 | 0.056128 | 96.5953 | Residential | Multi-Family | New | Energy Star Door | 0.013854 | 0.056128 | 96.5953
Residential | Manufactured Home | New | Energy Star Door | 0.013854 | 0.056128 | 96.5953 | Residential | Manufactured Home | New | Energy Star Door | 0.013854 | 0.056128 | 96.5953
Residential | Multi-Family | Existing | Smart Thermostat | 0.1189 | 0 | 172.12 | Residential | Multi-Family | Existing | Smart Thermostat | 0.1189 | 0 | 172.12
Residential | Multi-Family | Existing | Home Energy Management System | 0.076897 | 0.04177 | 502.428 | Residential | Multi-Family | Existing | Home Energy Management System | 0.076897 | 0.04177 | 502.428
Residential | Multi-Family | New | Home Energy Management System | 0.076568 | 0.048338 | 502.428 | Residential | Multi-Family | New | Home Energy Management System | 0.076568 | 0.048338 | 502.428
Residential | Single Family | Existing | Storm Door | 0.019659 | 0.068006 | 117.0852 | Residential | Single Family | Existing | Storm Door | 0.019659 | 0.068006 | 117.0852
Residential | Multi-Family | Existing | Storm Door | 0.019659 | 0.068006 | 117.0852 | Residential | Multi-Family | Existing | Storm Door | 0.019659 | 0.068006 | 117.0852
Residential | Manufactured Home | Existing | Storm Door | 0.019659 | 0.068006 | 117.0852 | Residential | Manufactured Home | Existing | Storm Door | 0.019659 | 0.068006 | 117.0852
Residential | Multi-Family | Turnover | 15 SEER Central AC | 0.10532 | 0 | 170.6011 | Residential | Multi-Family | Turnover | 15 SEER Central AC | 0.10532 | 0 | 170.6011
Residential | Multi-Family | New | 15 SEER Central AC | 0.10532 | 0 | 170.6011 | Residential | Multi-Family | New | 15 SEER Central AC | 0.10532 | 0 | 170.6011
Residential | Single Family | Turnover | Heat Pump Water Heater | 0.09812 | 0.36651 | 1459.2984 | Residential | Single Family | Turnover | Heat Pump Water Heater | 0.09812 | 0.36651 | 1459.2984
Residential | Single Family | New | Heat Pump Water Heater | 0.09812 | 0.36651 | 1459.2984 | Residential | Single Family | New | Heat Pump Water Heater | 0.09812 | 0.36651 | 1459.2984
Residential | Single Family | Existing | Ceiling Insulation(R19 to R38) | 0.14644 | 0.20845 | 426 | Residential | Single Family | Existing | Ceiling Insulation(R19 to R38) | 0.14644 | 0.20845 | 426
Residential | Single Family | New | Ceiling Insulation(R19 to R38) | 0.14644 | 0.20845 | 426 | Residential | Single Family | New | Ceiling Insulation(R19 to R38) | 0.14644 | 0.20845 | 426
Residential | Single Family | Existing | Air Sealing-Infiltration Control | 0.20819 | 0.23002 | 595.5471 | Residential | Single Family | Existing | Air Sealing-Infiltration Control | 0.20819 | 0.23002 | 595.5471
Residential | Multi-Family | Turnover | 15 SEER Air Source Heat Pump | 0.069666 | 0.074019 | 262.4347 | Residential | Multi-Family | Turnover | 15 SEER Air Source Heat Pump | 0.069666 | 0.074019 | 262.4347
Residential | Multi-Family | New | 15 SEER Air Source Heat Pump | 0.069666 | 0.074019 | 262.4347 | Residential | Multi-Family | New | 15 SEER Air Source Heat Pump | 0.069666 | 0.074019 | 262.4347
Residential | Single Family | New | Storm Door | 0.013024 | 0.045054 | 77.5689 | Residential | Single Family | New | Storm Door | 0.013024 | 0.045054 | 77.5689
Residential | Multi-Family | New | Storm Door | 0.013024 | 0.045054 | 77.5689 | Residential | Multi-Family | New | Storm Door | 0.013024 | 0.045054 | 77.5689
Residential | Manufactured Home | New | Storm Door | 0.013024 | 0.045054 | 77.5689 | Residential | Manufactured Home | New | Storm Door | 0.013024 | 0.045054 | 77.5689
Residential | Manufactured Home | Existing | Wall Insulation | 0.10063 | 0.61978 | 859 | Residential | Manufactured Home | Existing | Wall Insulation | 0.10063 | 0.61978 | 859
Residential | Single Family | Existing | HVAC ECM Motor | 0.0082352 | 0.016593 | 48.0178 | Residential | Single Family | Existing | HVAC ECM Motor | 0.0082352 | 0.016593 | 48.0178
Residential | Multi-Family | Existing | HVAC ECM Motor | 0.0082352 | 0.016593 | 48.0178 | Residential | Multi-Family | Existing | HVAC ECM Motor | 0.0082352 | 0.016593 | 48.0178
Residential | Manufactured Home | Existing | HVAC ECM Motor | 0.0082352 | 0.016593 | 48.0178 | Residential | Manufactured Home | Existing | HVAC ECM Motor | 0.0082352 | 0.016593 | 48.0178
Residential | Single Family | New | HVAC ECM Motor | 0.0082352 | 0.016593 | 48.0178 | Residential | Single Family | New | HVAC ECM Motor | 0.0082352 | 0.016593 | 48.0178
Residential | Multi-Family | New | HVAC ECM Motor | 0.0082352 | 0.016593 | 48.0178 | Residential | Multi-Family | New | HVAC ECM Motor | 0.0082352 | 0.016593 | 48.0178
Residential | Manufactured Home | New | HVAC ECM Motor | 0.0082352 | 0.016593 | 48.0178 | Residential | Manufactured Home | New | HVAC ECM Motor | 0.0082352 | 0.016593 | 48.0178
Residential | Single Family | New | Duct Repair | 0 | 0 | 0 | Residential | Single Family | New | Duct Repair | 0 | 0 | 0
Residential | Multi-Family | New | Duct Repair | 0 | 0 | 0 | Residential | Multi-Family | New | Duct Repair | 0 | 0 | 0
Residential | Manufactured Home | New | Duct Repair | 0 | 0 | 0 | Residential | Manufactured Home | New | Duct Repair | 0 | 0 | 0
Residential | Multi-Family | Existing | Ceiling Insulation(R19 to R38) | 0.091093 | 0.12967 | 265 | Residential | Multi-Family | Existing | Ceiling Insulation(R19 to R38) | 0.091093 | 0.12967 | 265
Residential | Multi-Family | New | Ceiling Insulation(R19 to R38) | 0.091093 | 0.12967 | 265 | Residential | Multi-Family | New | Ceiling Insulation(R19 to R38) | 0.091093 | 0.12967 | 265
Residential | Manufactured Home | Existing | Ceiling Insulation(R19 to R38) | 0.087453 | 0.12449 | 254.41 | Residential | Manufactured Home | Existing | Ceiling Insulation(R19 to R38) | 0.087453 | 0.12449 | 254.41
Residential | Manufactured Home | New | Ceiling Insulation(R19 to R38) | 0.087453 | 0.12449 | 254.41 | Residential | Manufactured Home | New | Ceiling Insulation(R19 to R38) | 0.087453 | 0.12449 | 254.41
Residential | Single Family | Turnover | 16 SEER Central AC | 0.29621 | 0 | 479.8157 | Residential | Single Family | Turnover | 16 SEER Central AC | 0.29621 | 0 | 479.8157
Residential | Manufactured Home | Turnover | 16 SEER Central AC | 0.29621 | 0 | 479.8157 | Residential | Manufactured Home | Turnover | 16 SEER Central AC | 0.29621 | 0 | 479.8157
Residential | Single Family | New | 16 SEER Central AC | 0.29621 | 0 | 479.8157 | Residential | Single Family | New | 16 SEER Central AC | 0.29621 | 0 | 479.8157
Residential | Manufactured Home | New | 16 SEER Central AC | 0.29621 | 0 | 479.8157 | Residential | Manufactured Home | New | 16 SEER Central AC | 0.29621 | 0 | 479.8157
Residential | Multi-Family | New | Air Sealing-Infiltration Control | 0 | 0 | 0 | Residential | Multi-Family | New | Air Sealing-Infiltration Control | 0 | 0 | 0
Residential | Multi-Family | Existing | Ceiling Insulation(R30 to R38) | 0.025689 | 0.03755 | 75 | Residential | Multi-Family | Existing | Ceiling Insulation(R30 to R38) | 0.025689 | 0.03755 | 75
Residential | Multi-Family | New | Ceiling Insulation(R30 to R38) | 0.025689 | 0.03755 | 75 | Residential | Multi-Family | New | Ceiling Insulation(R30 to R38) | 0.025689 | 0.03755 | 75
Residential | Manufactured Home | New | Air Sealing-Infiltration Control | 0 | 0 | 0 | Residential | Manufactured Home | New | Air Sealing-Infiltration Control | 0 | 0 | 0
Residential | Multi-Family | Turnover | Heat Pump Water Heater | 0.077129 | 0.2881 | 1147.105 | Residential | Multi-Family | Turnover | Heat Pump Water Heater | 0.077129 | 0.2881 | 1147.105
Residential | Multi-Family | New | Heat Pump Water Heater | 0.077129 | 0.2881 | 1147.105 | Residential | Multi-Family | New | Heat Pump Water Heater | 0.077129 | 0.2881 | 1147.105
Residential | Manufactured Home | Turnover | Heat Pump Water Heater | 0.076514 | 0.2858 | 1137.9603 | Residential | Manufactured Home | Turnover | Heat Pump Water Heater | 0.076514 | 0.2858 | 1137.9603
Residential | Manufactured Home | New | Heat Pump Water Heater | 0.076514 | 0.2858 | 1137.9603 | Residential | Manufactured Home | New | Heat Pump Water Heater | 0.076514 | 0.2858 | 1137.9603
Residential | Manufactured Home | Existing | Ceiling Insulation(R30 to R38) | 0.024558 | 0.035898 | 71.7 | Residential | Manufactured Home | Existing | Ceiling Insulation(R30 to R38) | 0.024558 | 0.035898 | 71.7
Residential | Manufactured Home | New | Ceiling Insulation(R30 to R38) | 0.024558 | 0.035898 | 71.7 | Residential | Manufactured Home | New | Ceiling Insulation(R30 to R38) | 0.024558 | 0.035898 | 71.7
Residential | Single Family | Existing | Ceiling Insulation(R30 to R38) | 0.042129 | 0.061582 | 123 | Residential | Single Family | Existing | Ceiling Insulation(R30 to R38) | 0.042129 | 0.061582 | 123
Residential | Single Family | New | Ceiling Insulation(R30 to R38) | 0.042129 | 0.061582 | 123 | Residential | Single Family | New | Ceiling Insulation(R30 to R38) | 0.042129 | 0.061582 | 123
Residential | Multi-Family | Turnover | 16 SEER Central AC | 0.19747 | 0 | 319.8771 | Residential | Multi-Family | Turnover | 16 SEER Central AC | 0.19747 | 0 | 319.8771
Residential | Multi-Family | New | 16 SEER Central AC | 0.19747 | 0 | 319.8771 | Residential | Multi-Family | New | 16 SEER Central AC | 0.19747 | 0 | 319.8771
Residential | Single Family | Existing | Solar Attic Fan | 0.077312 | 0 | 224.8224 | Residential | Single Family | Existing | Solar Attic Fan | 0.077312 | 0 | 224.8224
Residential | Single Family | New | Solar Attic Fan | 0.077312 | 0 | 224.8224 | Residential | Single Family | New | Solar Attic Fan | 0.077312 | 0 | 224.8224
Residential | Multi-Family | Existing | ENERGY STAR Certified Home | 1.3343 | 0.40467 | 3624.3 | Residential | Multi-Family | Existing | ENERGY STAR Certified Home | 1.3343 | 0.40467 | 3624.3
Residential | Multi-Family | New | ENERGY STAR Certified Home | 1.3343 | 0.40467 | 3624.3 | Residential | Multi-Family | New | ENERGY STAR Certified Home | 1.3343 | 0.40467 | 3624.3
Residential | Manufactured Home | Existing | Radiant Barrier | 0.22259 | 0.31145 | 647.3 | Residential | Manufactured Home | Existing | Radiant Barrier | 0.22259 | 0.31145 | 647.3
Residential | Manufactured Home | New | Radiant Barrier | 0.22259 | 0.31145 | 647.3 | Residential | Manufactured Home | New | Radiant Barrier | 0.22259 | 0.31145 | 647.3
Residential | Manufactured Home | Existing | Solar Attic Fan | 0.051438 | 0 | 149.58 | Residential | Manufactured Home | Existing | Solar Attic Fan | 0.051438 | 0 | 149.58
Residential | Manufactured Home | New | Solar Attic Fan | 0.051438 | 0 | 149.58 | Residential | Manufactured Home | New | Solar Attic Fan | 0.051438 | 0 | 149.58
Residential | Multi-Family | Existing | Solar Attic Fan | 0.037449 | 0 | 108.9 | Residential | Multi-Family | Existing | Solar Attic Fan | 0.037449 | 0 | 108.9
Residential | Multi-Family | New | Solar Attic Fan | 0.037449 | 0 | 108.9 | Residential | Multi-Family | New | Solar Attic Fan | 0.037449 | 0 | 108.9
Residential | Single Family | Existing | Wall Insulation | 0.15001 | 0.77472 | 1113 | Residential | Single Family | Existing | Wall Insulation | 0.15001 | 0.77472 | 1113
Residential | Single Family | Existing | ENERGY STAR Certified Home | 2.2884 | 0.69402 | 6215.787 | Residential | Single Family | Existing | ENERGY STAR Certified Home | 2.2884 | 0.69402 | 6215.787
Residential | Single Family | New | ENERGY STAR Certified Home | 2.2884 | 0.69402 | 6215.787 | Residential | Single Family | New | ENERGY STAR Certified Home | 2.2884 | 0.69402 | 6215.787
Residential | Manufactured Home | New | Drain Water Heat Recovery | 0.027132 | 0.058404 | 301.227 | Residential | Manufactured Home | New | Drain Water Heat Recovery | 0.027132 | 0.058404 | 301.227
Residential | Single Family | New | Air Sealing-Infiltration Control | 0 | 0 | 0 | Residential | Single Family | New | Air Sealing-Infiltration Control | 0 | 0 | 0
Residential | Single Family | Turnover | High Efficiency Convection Oven | 0.020919 | 0.0068781 | 84.3 | Residential | Single Family | Turnover | High Efficiency Convection Oven | 0.020919 | 0.0068781 | 84.3
Residential | Multi-Family | Turnover | High Efficiency Convection Oven | 0.020919 | 0.0068781 | 84.3 | Residential | Multi-Family | Turnover | High Efficiency Convection Oven | 0.020919 | 0.0068781 | 84.3
Residential | Manufactured Home | Turnover | High Efficiency Convection Oven | 0.020919 | 0.0068781 | 84.3 | Residential | Manufactured Home | Turnover | High Efficiency Convection Oven | 0.020919 | 0.0068781 | 84.3
Residential | Single Family | New | High Efficiency Convection Oven | 0.020919 | 0.0068781 | 84.3 | Residential | Single Family | New | High Efficiency Convection Oven | 0.020919 | 0.0068781 | 84.3
Residential | Multi-Family | New | High Efficiency Convection Oven | 0.020919 | 0.0068781 | 84.3 | Residential | Multi-Family | New | High Efficiency Convection Oven | 0.020919 | 0.0068781 | 84.3
Residential | Manufactured Home | New | High Efficiency Convection Oven | 0.020919 | 0.0068781 | 84.3 | Residential | Manufactured Home | New | High Efficiency Convection Oven | 0.020919 | 0.0068781 | 84.3
Residential | Multi-Family | Existing | Window Sun Protection | 0.11514 | -0.052699 | 76.5518 | Residential | Multi-Family | Existing | Window Sun Protection | 0.11514 | -0.052699 | 76.5518
Residential | Multi-Family | New | Window Sun Protection | 0.11514 | -0.052699 | 76.5518 | Residential | Multi-Family | New | Window Sun Protection | 0.11514 | -0.052699 | 76.5518
Residential | Single Family | New | Drain Water Heat Recovery | 0.021393 | 0.046051 | 237.513 | Residential | Single Family | New | Drain Water Heat Recovery | 0.021393 | 0.046051 | 237.513
Residential | Single Family | Existing | Radiant Barrier | 0.22755 | 0.31839 | 661.719 | Residential | Single Family | Existing | Radiant Barrier | 0.22755 | 0.31839 | 661.719
Residential | Single Family | New | Radiant Barrier | 0.22755 | 0.31839 | 661.719 | Residential | Single Family | New | Radiant Barrier | 0.22755 | 0.31839 | 661.719
Residential | Multi-Family | Existing | Radiant Barrier | 0.14797 | 0.20704 | 430.3 | Residential | Multi-Family | Existing | Radiant Barrier | 0.14797 | 0.20704 | 430.3
Residential | Multi-Family | New | Radiant Barrier | 0.14797 | 0.20704 | 430.3 | Residential | Multi-Family | New | Radiant Barrier | 0.14797 | 0.20704 | 430.3
Residential | Multi-Family | New | Drain Water Heat Recovery | 0.018324 | 0.039445 | 203.442 | Residential | Multi-Family | New | Drain Water Heat Recovery | 0.018324 | 0.039445 | 203.442
Residential | Manufactured Home | Existing | Window Sun Protection | 0.092115 | -0.042159 | 61.2414 | Residential | Manufactured Home | Existing | Window Sun Protection | 0.092115 | -0.042159 | 61.2414
Residential | Manufactured Home | New | Window Sun Protection | 0.092115 | -0.042159 | 61.2414 | Residential | Manufactured Home | New | Window Sun Protection | 0.092115 | -0.042159 | 61.2414
Residential | Multi-Family | Turnover | 16 SEER Air Source Heat Pump | 0.14631 | 0.15545 | 551.1617 | Residential | Multi-Family | Turnover | 16 SEER Air Source Heat Pump | 0.14631 | 0.15545 | 551.1617
Residential | Multi-Family | New | 16 SEER Air Source Heat Pump | 0.14631 | 0.15545 | 551.1617 | Residential | Multi-Family | New | 16 SEER Air Source Heat Pump | 0.14631 | 0.15545 | 551.1617
Residential | Single Family | Turnover | Heat Pump Clothes Dryer | 0.033979 | 0.019735 | 216.0685 | Residential | Single Family | Turnover | Heat Pump Clothes Dryer | 0.033979 | 0.019735 | 216.0685
Residential | Multi-Family | Turnover | Heat Pump Clothes Dryer | 0.033979 | 0.019735 | 216.0685 | Residential | Multi-Family | Turnover | Heat Pump Clothes Dryer | 0.033979 | 0.019735 | 216.0685
Residential | Manufactured Home | Turnover | Heat Pump Clothes Dryer | 0.033979 | 0.019735 | 216.0685 | Residential | Manufactured Home | Turnover | Heat Pump Clothes Dryer | 0.033979 | 0.019735 | 216.0685
Residential | Single Family | New | Heat Pump Clothes Dryer | 0.033979 | 0.019735 | 216.0685 | Residential | Single Family | New | Heat Pump Clothes Dryer | 0.033979 | 0.019735 | 216.0685
Residential | Multi-Family | New | Heat Pump Clothes Dryer | 0.033979 | 0.019735 | 216.0685 | Residential | Multi-Family | New | Heat Pump Clothes Dryer | 0.033979 | 0.019735 | 216.0685
Residential | Manufactured Home | New | Heat Pump Clothes Dryer | 0.033979 | 0.019735 | 216.0685 | Residential | Manufactured Home | New | Heat Pump Clothes Dryer | 0.033979 | 0.019735 | 216.0685
Residential | Single Family | Turnover | 16 SEER Air Source Heat Pump | 0.21947 | 0.23318 | 826.7425 | Residential | Single Family | Turnover | 16 SEER Air Source Heat Pump | 0.21947 | 0.23318 | 826.7425
Residential | Manufactured Home | Turnover | 16 SEER Air Source Heat Pump | 0.21947 | 0.23318 | 826.7425 | Residential | Manufactured Home | Turnover | 16 SEER Air Source Heat Pump | 0.21947 | 0.23318 | 826.7425
Residential | Single Family | New | 16 SEER Air Source Heat Pump | 0.21947 | 0.23318 | 826.7425 | Residential | Single Family | New | 16 SEER Air Source Heat Pump | 0.21947 | 0.23318 | 826.7425
Residential | Manufactured Home | New | 16 SEER Air Source Heat Pump | 0.21947 | 0.23318 | 826.7425 | Residential | Manufactured Home | New | 16 SEER Air Source Heat Pump | 0.21947 | 0.23318 | 826.7425
Residential | Multi-Family | Existing | Wall Insulation | 0.034571 | 0.29831 | 391 | Residential | Multi-Family | Existing | Wall Insulation | 0.034571 | 0.29831 | 391
Residential | Manufactured Home | Existing | Drain Water Heat Recovery | 0.027132 | 0.058404 | 301.227 | Residential | Manufactured Home | Existing | Drain Water Heat Recovery | 0.027132 | 0.058404 | 301.227
Residential | Multi-Family | Turnover | 21 SEER ASHP from base electric resistance heating | 0.36362 | 1.3674 | 4976.2972 | Residential | Multi-Family | Turnover | 21 SEER ASHP from base electric resistance heating | 0.36362 | 1.3674 | 4976.2972
Residential | Multi-Family | New | 21 SEER ASHP from base electric resistance heating | 0.36362 | 1.3674 | 4976.2972 | Residential | Multi-Family | New | 21 SEER ASHP from base electric resistance heating | 0.36362 | 1.3674 | 4976.2972
Residential | Single Family | Existing | Drain Water Heat Recovery | 0.021393 | 0.046051 | 237.513 | Residential | Single Family | Existing | Drain Water Heat Recovery | 0.021393 | 0.046051 | 237.513
Residential | Multi-Family | Existing | Drain Water Heat Recovery | 0.018324 | 0.039445 | 203.442 | Residential | Multi-Family | Existing | Drain Water Heat Recovery | 0.018324 | 0.039445 | 203.442
Residential | Single Family | Existing | Window Sun Protection | 0.13817 | -0.063238 | 91.8622 | Residential | Single Family | Existing | Window Sun Protection | 0.13817 | -0.063238 | 91.8622
Residential | Single Family | New | Window Sun Protection | 0.13817 | -0.063238 | 91.8622 | Residential | Single Family | New | Window Sun Protection | 0.13817 | -0.063238 | 91.8622
Residential | Single Family | Turnover | Solar Powered Pool Pumps | 1.1866 | 0 | 2183.33 | Residential | Single Family | Turnover | Solar Powered Pool Pumps | 1.1866 | 0 | 2183.33
Residential | Multi-Family | Turnover | Solar Powered Pool Pumps | 1.1866 | 0 | 2183.33 | Residential | Multi-Family | Turnover | Solar Powered Pool Pumps | 1.1866 | 0 | 2183.33
Residential | Manufactured Home | Turnover | Solar Powered Pool Pumps | 1.1866 | 0 | 2183.33 | Residential | Manufactured Home | Turnover | Solar Powered Pool Pumps | 1.1866 | 0 | 2183.33
Residential | Single Family | New | Solar Powered Pool Pumps | 1.1866 | 0 | 2183.33 | Residential | Single Family | New | Solar Powered Pool Pumps | 1.1866 | 0 | 2183.33
Residential | Multi-Family | New | Solar Powered Pool Pumps | 1.1866 | 0 | 2183.33 | Residential | Multi-Family | New | Solar Powered Pool Pumps | 1.1866 | 0 | 2183.33
Residential | Manufactured Home | New | Solar Powered Pool Pumps | 1.1866 | 0 | 2183.33 | Residential | Manufactured Home | New | Solar Powered Pool Pumps | 1.1866 | 0 | 2183.33
Residential | Single Family | Existing | Spray Foam Insulation(Base R2) | 1.1778 | 1.6459 | 3485 | Residential | Single Family | Existing | Spray Foam Insulation(Base R2) | 1.1778 | 1.6459 | 3485
Residential | Single Family | New | Spray Foam Insulation(Base R2) | 1.1778 | 1.6459 | 3485 | Residential | Single Family | New | Spray Foam Insulation(Base R2) | 1.1778 | 1.6459 | 3485
Residential | Multi-Family | New | Variable Refrigerant Flow (VRF) HVAC Systems | 0.062348 | 0.12728 | 1139.0602 | Residential | Multi-Family | New | Variable Refrigerant Flow (VRF) HVAC Systems | 0.062348 | 0.12728 | 1139.0602
Residential | Multi-Family | Turnover | 17 SEER Air Source Heat Pump | 0.2144 | 0.22779 | 807.6477 | Residential | Multi-Family | Turnover | 17 SEER Air Source Heat Pump | 0.2144 | 0.22779 | 807.6477
Residential | Multi-Family | New | 17 SEER Air Source Heat Pump | 0.2144 | 0.22779 | 807.6477 | Residential | Multi-Family | New | 17 SEER Air Source Heat Pump | 0.2144 | 0.22779 | 807.6477
Residential | Multi-Family | Existing | Duct Insulation | 0.022916 | 0.045313 | 88.0071 | Residential | Multi-Family | Existing | Duct Insulation | 0.022916 | 0.045313 | 88.0071
Residential | Multi-Family | Turnover | 17 SEER Central AC | 0.27879 | 0 | 451.5913 | Residential | Multi-Family | Turnover | 17 SEER Central AC | 0.27879 | 0 | 451.5913
Residential | Multi-Family | New | 17 SEER Central AC | 0.27879 | 0 | 451.5913 | Residential | Multi-Family | New | 17 SEER Central AC | 0.27879 | 0 | 451.5913
Residential | Manufactured Home | Existing | Duct Insulation | 0.031477 | 0.072486 | 132.389 | Residential | Manufactured Home | Existing | Duct Insulation | 0.031477 | 0.072486 | 132.389
Residential | Multi-Family | New | Wall Insulation | 0 | 0 | 0 | Residential | Multi-Family | New | Wall Insulation | 0 | 0 | 0
Residential | Multi-Family | New | Duct Insulation | 0 | 0 | 0 | Residential | Multi-Family | New | Duct Insulation | 0 | 0 | 0
Residential | Single Family | Turnover | 17 SEER Air Source Heat Pump | 0.3216 | 0.34169 | 1211.4716 | Residential | Single Family | Turnover | 17 SEER Air Source Heat Pump | 0.3216 | 0.34169 | 1211.4716
Residential | Manufactured Home | Turnover | 17 SEER Air Source Heat Pump | 0.3216 | 0.34169 | 1211.4716 | Residential | Manufactured Home | Turnover | 17 SEER Air Source Heat Pump | 0.3216 | 0.34169 | 1211.4716
Residential | Single Family | New | 17 SEER Air Source Heat Pump | 0.3216 | 0.34169 | 1211.4716 | Residential | Single Family | New | 17 SEER Air Source Heat Pump | 0.3216 | 0.34169 | 1211.4716
Residential | Manufactured Home | New | 17 SEER Air Source Heat Pump | 0.3216 | 0.34169 | 1211.4716 | Residential | Manufactured Home | New | 17 SEER Air Source Heat Pump | 0.3216 | 0.34169 | 1211.4716
Residential | Manufactured Home | New | Wall Insulation | 0 | 0 | 0 | Residential | Manufactured Home | New | Wall Insulation | 0 | 0 | 0
Residential | Single Family | New | Variable Refrigerant Flow (VRF) HVAC Systems | 0.093523 | 0.19093 | 1708.5902 | Residential | Single Family | New | Variable Refrigerant Flow (VRF) HVAC Systems | 0.093523 | 0.19093 | 1708.5902
Residential | Manufactured Home | New | Variable Refrigerant Flow (VRF) HVAC Systems | 0.093523 | 0.19093 | 1708.5902 | Residential | Manufactured Home | New | Variable Refrigerant Flow (VRF) HVAC Systems | 0.093523 | 0.19093 | 1708.5902
Residential | Manufactured Home | New | Duct Insulation | 0 | 0 | 0 | Residential | Manufactured Home | New | Duct Insulation | 0 | 0 | 0
Residential | Single Family | Existing | Duct Insulation | 0.047311 | 0.052273 | 135.3381 | Residential | Single Family | Existing | Duct Insulation | 0.047311 | 0.052273 | 135.3381
Residential | Single Family | New | Duct Insulation | 0 | 0 | 0 | Residential | Single Family | New | Duct Insulation | 0 | 0 | 0
Residential | Manufactured Home | Existing | Spray Foam Insulation(Base R2) | 0.82602 | 1.1543 | 2444.11 | Residential | Manufactured Home | Existing | Spray Foam Insulation(Base R2) | 0.82602 | 1.1543 | 2444.11
Residential | Manufactured Home | New | Spray Foam Insulation(Base R2) | 0.82602 | 1.1543 | 2444.11 | Residential | Manufactured Home | New | Spray Foam Insulation(Base R2) | 0.82602 | 1.1543 | 2444.11
Residential | Multi-Family | Existing | Spray Foam Insulation(Base R2) | 0.72865 | 1.0182 | 2156 | Residential | Multi-Family | Existing | Spray Foam Insulation(Base R2) | 0.72865 | 1.0182 | 2156
Residential | Multi-Family | New | Spray Foam Insulation(Base R2) | 0.72865 | 1.0182 | 2156 | Residential | Multi-Family | New | Spray Foam Insulation(Base R2) | 0.72865 | 1.0182 | 2156
Residential | Single Family | Turnover | 17 SEER Central AC | 0.41818 | 0 | 677.3869 | Residential | Single Family | Turnover | 17 SEER Central AC | 0.41818 | 0 | 677.3869
Residential | Manufactured Home | Turnover | 17 SEER Central AC | 0.41818 | 0 | 677.3869 | Residential | Manufactured Home | Turnover | 17 SEER Central AC | 0.41818 | 0 | 677.3869
Residential | Single Family | New | 17 SEER Central AC | 0.41818 | 0 | 677.3869 | Residential | Single Family | New | 17 SEER Central AC | 0.41818 | 0 | 677.3869
Residential | Manufactured Home | New | 17 SEER Central AC | 0.41818 | 0 | 677.3869 | Residential | Manufactured Home | New | 17 SEER Central AC | 0.41818 | 0 | 677.3869
Residential | Multi-Family | Existing | Floor Insulation | 0 | 0.018456 | 30 | Residential | Multi-Family | Existing | Floor Insulation | 0 | 0.018456 | 30
Residential | Multi-Family | Turnover | Variable Refrigerant Flow (VRF) HVAC Systems | 0.062348 | 0.12728 | 1139.0602 | Residential | Multi-Family | Turnover | Variable Refrigerant Flow (VRF) HVAC Systems | 0.062348 | 0.12728 | 1139.0602
Residential | Multi-Family | New | Floor Insulation | 0 | 0 | 0 | Residential | Multi-Family | New | Floor Insulation | 0 | 0 | 0
Residential | Manufactured Home | Existing | Floor Insulation | 0 | 0.036297 | 59 | Residential | Manufactured Home | Existing | Floor Insulation | 0 | 0.036297 | 59
Residential | Single Family | Turnover | 18 SEER Air Source Heat Pump | 0.36822 | 0.39122 | 1387.0904 | Residential | Single Family | Turnover | 18 SEER Air Source Heat Pump | 0.36822 | 0.39122 | 1387.0904
Residential | Manufactured Home | Turnover | 18 SEER Air Source Heat Pump | 0.36822 | 0.39122 | 1387.0904 | Residential | Manufactured Home | Turnover | 18 SEER Air Source Heat Pump | 0.36822 | 0.39122 | 1387.0904
Residential | Single Family | New | 18 SEER Air Source Heat Pump | 0.36822 | 0.39122 | 1387.0904 | Residential | Single Family | New | 18 SEER Air Source Heat Pump | 0.36822 | 0.39122 | 1387.0904
Residential | Manufactured Home | New | 18 SEER Air Source Heat Pump | 0.36822 | 0.39122 | 1387.0904 | Residential | Manufactured Home | New | 18 SEER Air Source Heat Pump | 0.36822 | 0.39122 | 1387.0904
Residential | Single Family | New | Wall Insulation | 0 | 0 | 0 | Residential | Single Family | New | Wall Insulation | 0 | 0 | 0
Residential | Manufactured Home | New | Floor Insulation | 0 | 0 | 0 | Residential | Manufactured Home | New | Floor Insulation | 0 | 0 | 0
Residential | Multi-Family | Turnover | 18 SEER Central AC | 0.35106 | 0 | 568.6705 | Residential | Multi-Family | Turnover | 18 SEER Central AC | 0.35106 | 0 | 568.6705
Residential | Multi-Family | New | 18 SEER Central AC | 0.35106 | 0 | 568.6705 | Residential | Multi-Family | New | 18 SEER Central AC | 0.35106 | 0 | 568.6705
Residential | Multi-Family | Turnover | 18 SEER Air Source Heat Pump | 0.24548 | 0.26082 | 924.727 | Residential | Multi-Family | Turnover | 18 SEER Air Source Heat Pump | 0.24548 | 0.26082 | 924.727
Residential | Multi-Family | New | 18 SEER Air Source Heat Pump | 0.24548 | 0.26082 | 924.727 | Residential | Multi-Family | New | 18 SEER Air Source Heat Pump | 0.24548 | 0.26082 | 924.727
Residential | Single Family | Turnover | Variable Refrigerant Flow (VRF) HVAC Systems | 0.093523 | 0.19093 | 1708.5902 | Residential | Single Family | Turnover | Variable Refrigerant Flow (VRF) HVAC Systems | 0.093523 | 0.19093 | 1708.5902
Residential | Manufactured Home | Turnover | Variable Refrigerant Flow (VRF) HVAC Systems | 0.093523 | 0.19093 | 1708.5902 | Residential | Manufactured Home | Turnover | Variable Refrigerant Flow (VRF) HVAC Systems | 0.093523 | 0.19093 | 1708.5902
Residential | Single Family | Existing | Floor Insulation | 0 | 0.04491 | 73 | Residential | Single Family | Existing | Floor Insulation | 0 | 0.04491 | 73
Residential | Single Family | New | Floor Insulation | 0 | 0 | 0 | Residential | Single Family | New | Floor Insulation | 0 | 0 | 0
Residential | Single Family | Turnover | Instantaneous Hot Water System | -0.0032502 | 0.03864 | 140.2982 | Residential | Single Family | Turnover | Instantaneous Hot Water System | -0.0032502 | 0.03864 | 140.2982
Residential | Single Family | New | Instantaneous Hot Water System | -0.0032502 | 0.03864 | 140.2982 | Residential | Single Family | New | Instantaneous Hot Water System | -0.0032502 | 0.03864 | 140.2982
Residential | Multi-Family | Turnover | Instantaneous Hot Water System | -0.0025549 | 0.030373 | 110.2837 | Residential | Multi-Family | Turnover | Instantaneous Hot Water System | -0.0025549 | 0.030373 | 110.2837
Residential | Multi-Family | New | Instantaneous Hot Water System | -0.0025549 | 0.030373 | 110.2837 | Residential | Multi-Family | New | Instantaneous Hot Water System | -0.0025549 | 0.030373 | 110.2837
Residential | Manufactured Home | Turnover | Instantaneous Hot Water System | -0.0025345 | 0.030131 | 109.4045 | Residential | Manufactured Home | Turnover | Instantaneous Hot Water System | -0.0025345 | 0.030131 | 109.4045
Residential | Manufactured Home | New | Instantaneous Hot Water System | -0.0025345 | 0.030131 | 109.4045 | Residential | Manufactured Home | New | Instantaneous Hot Water System | -0.0025345 | 0.030131 | 109.4045
Residential | Single Family | Turnover | 18 SEER Central AC | 0.5266 | 0 | 853.0057 | Residential | Single Family | Turnover | 18 SEER Central AC | 0.5266 | 0 | 853.0057
Residential | Manufactured Home | Turnover | 18 SEER Central AC | 0.5266 | 0 | 853.0057 | Residential | Manufactured Home | Turnover | 18 SEER Central AC | 0.5266 | 0 | 853.0057
Residential | Single Family | New | 18 SEER Central AC | 0.5266 | 0 | 853.0057 | Residential | Single Family | New | 18 SEER Central AC | 0.5266 | 0 | 853.0057
Residential | Manufactured Home | New | 18 SEER Central AC | 0.5266 | 0 | 853.0057 | Residential | Manufactured Home | New | 18 SEER Central AC | 0.5266 | 0 | 853.0057
Residential | Single Family | Turnover | 21 SEER Air Source Heat Pump | 0.54544 | 0.54465 | 1982.0354 | Residential | Single Family | Turnover | 21 SEER Air Source Heat Pump | 0.54544 | 0.54465 | 1982.0354
Residential | Manufactured Home | Turnover | 21 SEER Air Source Heat Pump | 0.54544 | 0.54465 | 1982.0354 | Residential | Manufactured Home | Turnover | 21 SEER Air Source Heat Pump | 0.54544 | 0.54465 | 1982.0354
Residential | Single Family | New | 21 SEER Air Source Heat Pump | 0.54544 | 0.54465 | 1982.0354 | Residential | Single Family | New | 21 SEER Air Source Heat Pump | 0.54544 | 0.54465 | 1982.0354
Residential | Manufactured Home | New | 21 SEER Air Source Heat Pump | 0.54544 | 0.54465 | 1982.0354 | Residential | Manufactured Home | New | 21 SEER Air Source Heat Pump | 0.54544 | 0.54465 | 1982.0354
Residential | Manufactured Home | Existing | Spray Foam Insulation(Base R12) | 0.2595 | 0.47723 | 1035.55 | Residential | Manufactured Home | Existing | Spray Foam Insulation(Base R12) | 0.2595 | 0.47723 | 1035.55
Residential | Manufactured Home | New | Spray Foam Insulation(Base R12) | 0.2595 | 0.47723 | 1035.55 | Residential | Manufactured Home | New | Spray Foam Insulation(Base R12) | 0.2595 | 0.47723 | 1035.55
Residential | Multi-Family | Existing | Spray Foam Insulation(Base R12) | 0.209 | 0.38434 | 834 | Residential | Multi-Family | Existing | Spray Foam Insulation(Base R12) | 0.209 | 0.38434 | 834
Residential | Multi-Family | New | Spray Foam Insulation(Base R12) | 0.209 | 0.38434 | 834 | Residential | Multi-Family | New | Spray Foam Insulation(Base R12) | 0.209 | 0.38434 | 834
Residential | Multi-Family | Turnover | 21 SEER Air Source Heat Pump | 0.36362 | 0.3631 | 1321.3569 | Residential | Multi-Family | Turnover | 21 SEER Air Source Heat Pump | 0.36362 | 0.3631 | 1321.3569
Residential | Multi-Family | New | 21 SEER Air Source Heat Pump | 0.36362 | 0.3631 | 1321.3569 | Residential | Multi-Family | New | 21 SEER Air Source Heat Pump | 0.36362 | 0.3631 | 1321.3569
Residential | Multi-Family | Turnover | 21 SEER Central AC | 0.5266 | 0 | 853.0057 | Residential | Multi-Family | Turnover | 21 SEER Central AC | 0.5266 | 0 | 853.0057
Residential | Multi-Family | New | 21 SEER Central AC | 0.5266 | 0 | 853.0057 | Residential | Multi-Family | New | 21 SEER Central AC | 0.5266 | 0 | 853.0057
Residential | Manufactured Home | New | Spray Foam Insulation(Base R30) | 0.21764 | 0.31813 | 635.42 | Residential | Manufactured Home | New | Spray Foam Insulation(Base R30) | 0.21764 | 0.31813 | 635.42
Residential | Single Family | New | Spray Foam Insulation(Base R30) | 0.21168 | 0.30941 | 618 | Residential | Single Family | New | Spray Foam Insulation(Base R30) | 0.21168 | 0.30941 | 618
Residential | Multi-Family | Existing | Spray Foam Insulation(Base R19) | 0.20728 | 0.29506 | 603 | Residential | Multi-Family | Existing | Spray Foam Insulation(Base R19) | 0.20728 | 0.29506 | 603
Residential | Multi-Family | New | Spray Foam Insulation(Base R19) | 0.20728 | 0.29506 | 603 | Residential | Multi-Family | New | Spray Foam Insulation(Base R19) | 0.20728 | 0.29506 | 603
Residential | Manufactured Home | Existing | Spray Foam Insulation(Base R19) | 0.27376 | 0.3897 | 796.41 | Residential | Manufactured Home | Existing | Spray Foam Insulation(Base R19) | 0.27376 | 0.3897 | 796.41
Residential | Manufactured Home | New | Spray Foam Insulation(Base R19) | 0.27376 | 0.3897 | 796.41 | Residential | Manufactured Home | New | Spray Foam Insulation(Base R19) | 0.27376 | 0.3897 | 796.41
Residential | Single Family | Existing | Spray Foam Insulation(Base R12) | 0.31324 | 0.57605 | 1250 | Residential | Single Family | Existing | Spray Foam Insulation(Base R12) | 0.31324 | 0.57605 | 1250
Residential | Single Family | New | Spray Foam Insulation(Base R12) | 0.31324 | 0.57605 | 1250 | Residential | Single Family | New | Spray Foam Insulation(Base R12) | 0.31324 | 0.57605 | 1250
Residential | Multi-Family | New | Spray Foam Insulation(Base R30) | 0.14694 | 0.21479 | 429 | Residential | Multi-Family | New | Spray Foam Insulation(Base R30) | 0.14694 | 0.21479 | 429
Residential | Manufactured Home | Existing | Spray Foam Insulation(Base R30) | 0.21764 | 0.31813 | 635.42 | Residential | Manufactured Home | Existing | Spray Foam Insulation(Base R30) | 0.21764 | 0.31813 | 635.42
Residential | Multi-Family | Existing | Spray Foam Insulation(Base R30) | 0.14694 | 0.21479 | 429 | Residential | Multi-Family | Existing | Spray Foam Insulation(Base R30) | 0.14694 | 0.21479 | 429
Residential | Single Family | Turnover | 21 SEER Central AC | 0.78989 | 0 | 1279.5086 | Residential | Single Family | Turnover | 21 SEER Central AC | 0.78989 | 0 | 1279.5086
Residential | Manufactured Home | Turnover | 21 SEER Central AC | 0.78989 | 0 | 1279.5086 | Residential | Manufactured Home | Turnover | 21 SEER Central AC | 0.78989 | 0 | 1279.5086
Residential | Single Family | New | 21 SEER Central AC | 0.78989 | 0 | 1279.5086 | Residential | Single Family | New | 21 SEER Central AC | 0.78989 | 0 | 1279.5086
Residential | Manufactured Home | New | 21 SEER Central AC | 0.78989 | 0 | 1279.5086 | Residential | Manufactured Home | New | 21 SEER Central AC | 0.78989 | 0 | 1279.5086
Residential | Single Family | Existing | Spray Foam Insulation(Base R19) | 0.3025 | 0.4306 | 880 | Residential | Single Family | Existing | Spray Foam Insulation(Base R19) | 0.3025 | 0.4306 | 880
Residential | Single Family | New | Spray Foam Insulation(Base R19) | 0.3025 | 0.4306 | 880 | Residential | Single Family | New | Spray Foam Insulation(Base R19) | 0.3025 | 0.4306 | 880
Residential | Single Family | Existing | Spray Foam Insulation(Base R30) | 0.21168 | 0.30941 | 618 | Residential | Single Family | Existing | Spray Foam Insulation(Base R30) | 0.21168 | 0.30941 | 618
Residential | Multi-Family | Existing | Sealed crawlspace | 0.0067683 | 0.041583 | 66.6 | Residential | Multi-Family | Existing | Sealed crawlspace | 0.0067683 | 0.041583 | 66.6
Residential | Multi-Family | New | Sealed crawlspace | 0 | 0 | 0 | Residential | Multi-Family | New | Sealed crawlspace | 0 | 0 | 0
Residential | Manufactured Home | Existing | Sealed crawlspace | 0.013311 | 0.081779 | 130.98 | Residential | Manufactured Home | Existing | Sealed crawlspace | 0.013311 | 0.081779 | 130.98
Residential | Manufactured Home | New | Sealed crawlspace | 0 | 0 | 0 | Residential | Manufactured Home | New | Sealed crawlspace | 0 | 0 | 0
Residential | Single Family | Turnover | Solar Water Heater | 0.13377 | 0.01878 | 1789.7485 | Residential | Single Family | Turnover | Solar Water Heater | 0.13377 | 0.01878 | 1789.7485
Residential | Single Family | New | Solar Water Heater | 0.13377 | 0.01878 | 1789.7485 | Residential | Single Family | New | Solar Water Heater | 0.13377 | 0.01878 | 1789.7485
Residential | Single Family | Existing | Sealed crawlspace | 0.016469 | 0.10118 | 162.06 | Residential | Single Family | Existing | Sealed crawlspace | 0.016469 | 0.10118 | 162.06
Residential | Single Family | New | Sealed crawlspace | 0 | 0 | 0 | Residential | Single Family | New | Sealed crawlspace | 0 | 0 | 0
Residential | Multi-Family | Turnover | Solar Water Heater | 0.10515 | 0.014763 | 1406.8606 | Residential | Multi-Family | Turnover | Solar Water Heater | 0.10515 | 0.014763 | 1406.8606
Residential | Multi-Family | New | Solar Water Heater | 0.10515 | 0.014763 | 1406.8606 | Residential | Multi-Family | New | Solar Water Heater | 0.10515 | 0.014763 | 1406.8606
Residential | Manufactured Home | Turnover | Solar Water Heater | 0.10431 | 0.014645 | 1395.6451 | Residential | Manufactured Home | Turnover | Solar Water Heater | 0.10431 | 0.014645 | 1395.6451
Residential | Manufactured Home | New | Solar Water Heater | 0.10431 | 0.014645 | 1395.6451 | Residential | Manufactured Home | New | Solar Water Heater | 0.10431 | 0.014645 | 1395.6451
Residential | Multi-Family | Turnover | Ground Source Heat Pump | 0.39241 | 1.2172 | 2068.1269 | Residential | Multi-Family | Turnover | Ground Source Heat Pump | 0.39241 | 1.2172 | 2068.1269
Residential | Multi-Family | New | Ground Source Heat Pump | 0.39241 | 1.2172 | 2068.1269 | Residential | Multi-Family | New | Ground Source Heat Pump | 0.39241 | 1.2172 | 2068.1269
Residential | Single Family | Turnover | Ground Source Heat Pump | 0.39241 | 1.2172 | 2068.1269 | Residential | Single Family | Turnover | Ground Source Heat Pump | 0.39241 | 1.2172 | 2068.1269
Residential | Manufactured Home | Turnover | Ground Source Heat Pump | 0.39241 | 1.2172 | 2068.1269 | Residential | Manufactured Home | Turnover | Ground Source Heat Pump | 0.39241 | 1.2172 | 2068.1269
Residential | Single Family | New | Ground Source Heat Pump | 0.39241 | 1.2172 | 2068.1269 | Residential | Single Family | New | Ground Source Heat Pump | 0.39241 | 1.2172 | 2068.1269
Residential | Manufactured Home | New | Ground Source Heat Pump | 0.39241 | 1.2172 | 2068.1269 | Residential | Manufactured Home | New | Ground Source Heat Pump | 0.39241 | 1.2172 | 2068.1269
Residential | Multi-Family | Existing | Green Roof | 0.16419 | 0.32466 | 630.5517 | Residential | Multi-Family | Existing | Green Roof | 0.16419 | 0.32466 | 630.5517
Residential | Multi-Family | New | Green Roof | 0.16419 | 0.32466 | 630.5517 | Residential | Multi-Family | New | Green Roof | 0.16419 | 0.32466 | 630.5517
Residential | Manufactured Home | Existing | Green Roof | 0.22553 | 0.51935 | 948.5385 | Residential | Manufactured Home | Existing | Green Roof | 0.22553 | 0.51935 | 948.5385
Residential | Manufactured Home | New | Green Roof | 0.22553 | 0.51935 | 948.5385 | Residential | Manufactured Home | New | Green Roof | 0.22553 | 0.51935 | 948.5385
Residential | Single Family | Existing | Green Roof | 0.33897 | 0.37453 | 969.6678 | Residential | Single Family | Existing | Green Roof | 0.33897 | 0.37453 | 969.6678
Residential | Single Family | New | Green Roof | 0.33897 | 0.37453 | 969.6678 | Residential | Single Family | New | Green Roof | 0.33897 | 0.37453 | 969.6678

## Staff's IRR No. 73c Commercial
Technical Potential - Measures Screened Out by having a failing PCT | [6 empty] | Technical Potential - Measures Screened Out by having a failing PCT
RIM | [6 empty] | TRC
Customer | Measure | Measure | Measure | Summer | Winter | Annual | Customer | Measure | Measure | Measure | Summer | Winter | Annual
Class | Type | Vintage | Name | Peak | Peak | Energy | Class | Type | Vintage | Name | Peak | Peak | Energy
|  |  |  | (MW) | (MW) | (GWh) |  |  |  |  | (MW) | (MW) | (GWh)
Commercial | Retail | Existing | Tank Wrap on Water Heater | 0.079318 | 0.080926 | 791.8378 | Commercial | Retail | Existing | Tank Wrap on Water Heater | 0.079318 | 0.080926 | 791.8378
Commercial | Schools K-12 | Existing | Tank Wrap on Water Heater | 0.026439 | 0.026975 | 263.9459 | Commercial | Schools K-12 | Existing | Tank Wrap on Water Heater | 0.026439 | 0.026975 | 263.9459
Commercial | Warehouse | Existing | Tank Wrap on Water Heater | 0.026439 | 0.026975 | 263.9459 | Commercial | Warehouse | Existing | Tank Wrap on Water Heater | 0.026439 | 0.026975 | 263.9459
Commercial | Assembly | New | Tank Wrap on Water Heater | 0.025292 | 0.025805 | 252.4943 | Commercial | Assembly | New | Tank Wrap on Water Heater | 0.025292 | 0.025805 | 252.4943
Commercial | College and University | New | Tank Wrap on Water Heater | 0.25292 | 0.25805 | 2524.9431 | Commercial | College and University | New | Tank Wrap on Water Heater | 0.25292 | 0.25805 | 2524.9431
Commercial | Grocery | New | Tank Wrap on Water Heater | 0.025292 | 0.025805 | 252.4943 | Commercial | Grocery | New | Tank Wrap on Water Heater | 0.025292 | 0.025805 | 252.4943
Commercial | Healthcare | New | Tank Wrap on Water Heater | 0.025292 | 0.025805 | 252.4943 | Commercial | Healthcare | New | Tank Wrap on Water Heater | 0.025292 | 0.025805 | 252.4943
Commercial | Hospitals | New | Tank Wrap on Water Heater | 0.37938 | 0.38708 | 3787.4147 | Commercial | Hospitals | New | Tank Wrap on Water Heater | 0.37938 | 0.38708 | 3787.4147
Commercial | Institutional | New | Tank Wrap on Water Heater | 0.6323 | 0.64513 | 6312.3578 | Commercial | Institutional | New | Tank Wrap on Water Heater | 0.6323 | 0.64513 | 6312.3578
Commercial | Lodging/Hospitality | New | Tank Wrap on Water Heater | 0.075876 | 0.077415 | 757.4829 | Commercial | Lodging/Hospitality | New | Tank Wrap on Water Heater | 0.075876 | 0.077415 | 757.4829
Commercial | Miscellaneous | New | Tank Wrap on Water Heater | 0.50584 | 0.5161 | 5049.8862 | Commercial | Miscellaneous | New | Tank Wrap on Water Heater | 0.50584 | 0.5161 | 5049.8862
Commercial | Offices | New | Tank Wrap on Water Heater | 0.075876 | 0.077415 | 757.4829 | Commercial | Offices | New | Tank Wrap on Water Heater | 0.075876 | 0.077415 | 757.4829
Commercial | Restaurants | New | Tank Wrap on Water Heater | 0.050584 | 0.05161 | 504.9886 | Commercial | Restaurants | New | Tank Wrap on Water Heater | 0.050584 | 0.05161 | 504.9886
Commercial | Retail | New | Tank Wrap on Water Heater | 0.075876 | 0.077415 | 757.4829 | Commercial | Retail | New | Tank Wrap on Water Heater | 0.075876 | 0.077415 | 757.4829
Commercial | Schools K-12 | New | Tank Wrap on Water Heater | 0.025292 | 0.025805 | 252.4943 | Commercial | Schools K-12 | New | Tank Wrap on Water Heater | 0.025292 | 0.025805 | 252.4943
Commercial | Warehouse | New | Tank Wrap on Water Heater | 0.025292 | 0.025805 | 252.4943 | Commercial | Warehouse | New | Tank Wrap on Water Heater | 0.025292 | 0.025805 | 252.4943
Commercial | Assembly | Existing | Thermostatic Shower Restriction Valve | 0.12901 | 0.085808 | 763.4095 | Commercial | Assembly | Existing | Thermostatic Shower Restriction Valve | 0.12901 | 0.085808 | 763.4095
Commercial | College and University | Existing | Thermostatic Shower Restriction Valve | 2.0889 | 10.9586 | 29772.9694 | Commercial | College and University | Existing | Thermostatic Shower Restriction Valve | 2.0889 | 10.9586 | 29772.9694
Commercial | Grocery | Existing | Thermostatic Shower Restriction Valve | 0.05356 | 0.28099 | 763.4095 | Commercial | Grocery | Existing | Thermostatic Shower Restriction Valve | 0.05356 | 0.28099 | 763.4095
Commercial | Healthcare | Existing | Thermostatic Shower Restriction Valve | 0.070379 | 0.18398 | 763.4095 | Commercial | Healthcare | Existing | Thermostatic Shower Restriction Valve | 0.070379 | 0.18398 | 763.4095
Commercial | Hospitals | Existing | Thermostatic Shower Restriction Valve | 1.8299 | 4.7834 | 19848.6463 | Commercial | Hospitals | Existing | Thermostatic Shower Restriction Valve | 1.8299 | 4.7834 | 19848.6463
Commercial | Institutional | Existing | Thermostatic Shower Restriction Valve | 2.8382 | 1.8878 | 16795.0084 | Commercial | Institutional | Existing | Thermostatic Shower Restriction Valve | 2.8382 | 1.8878 | 16795.0084
Commercial | Lodging/Hospitality | Existing | Thermostatic Shower Restriction Valve | 0.44437 | 3.7919 | 8397.5042 | Commercial | Lodging/Hospitality | Existing | Thermostatic Shower Restriction Valve | 0.44437 | 3.7919 | 8397.5042
Commercial | Miscellaneous | Existing | Thermostatic Shower Restriction Valve | 2.1932 | 1.4587 | 12977.961 | Commercial | Miscellaneous | Existing | Thermostatic Shower Restriction Valve | 2.1932 | 1.4587 | 12977.961
Commercial | Offices | Existing | Thermostatic Shower Restriction Valve | 0.25802 | 0.17162 | 1526.8189 | Commercial | Offices | Existing | Thermostatic Shower Restriction Valve | 0.25802 | 0.17162 | 1526.8189
Commercial | Restaurants | Existing | Thermostatic Shower Restriction Valve | 0.05356 | 0.28099 | 763.4095 | Commercial | Restaurants | Existing | Thermostatic Shower Restriction Valve | 0.05356 | 0.28099 | 763.4095
Commercial | Retail | Existing | Thermostatic Shower Restriction Valve | 0.10712 | 0.56198 | 1526.8189 | Commercial | Retail | Existing | Thermostatic Shower Restriction Valve | 0.10712 | 0.56198 | 1526.8189
Commercial | Schools K-12 | Existing | Thermostatic Shower Restriction Valve | 0.12901 | 0.085808 | 763.4095 | Commercial | Schools K-12 | Existing | Thermostatic Shower Restriction Valve | 0.12901 | 0.085808 | 763.4095
Commercial | Warehouse | Existing | Thermostatic Shower Restriction Valve | 0.12901 | 0.085808 | 763.4095 | Commercial | Warehouse | Existing | Thermostatic Shower Restriction Valve | 0.12901 | 0.085808 | 763.4095
Commercial | Assembly | New | Thermostatic Shower Restriction Valve | 0.12901 | 0.085808 | 763.4095 | Commercial | Assembly | New | Thermostatic Shower Restriction Valve | 0.12901 | 0.085808 | 763.4095
Commercial | College and University | New | Thermostatic Shower Restriction Valve | 2.0889 | 10.9586 | 29772.9694 | Commercial | College and University | New | Thermostatic Shower Restriction Valve | 2.0889 | 10.9586 | 29772.9694
Commercial | Grocery | New | Thermostatic Shower Restriction Valve | 0.05356 | 0.28099 | 763.4095 | Commercial | Grocery | New | Thermostatic Shower Restriction Valve | 0.05356 | 0.28099 | 763.4095
Commercial | Healthcare | New | Thermostatic Shower Restriction Valve | 0.070379 | 0.18398 | 763.4095 | Commercial | Healthcare | New | Thermostatic Shower Restriction Valve | 0.070379 | 0.18398 | 763.4095
Commercial | Hospitals | New | Thermostatic Shower Restriction Valve | 1.8299 | 4.7834 | 19848.6463 | Commercial | Hospitals | New | Thermostatic Shower Restriction Valve | 1.8299 | 4.7834 | 19848.6463
Commercial | Institutional | New | Thermostatic Shower Restriction Valve | 2.8382 | 1.8878 | 16795.0084 | Commercial | Institutional | New | Thermostatic Shower Restriction Valve | 2.8382 | 1.8878 | 16795.0084
Commercial | Lodging/Hospitality | New | Thermostatic Shower Restriction Valve | 0.44437 | 3.7919 | 8397.5042 | Commercial | Lodging/Hospitality | New | Thermostatic Shower Restriction Valve | 0.44437 | 3.7919 | 8397.5042
Commercial | Miscellaneous | New | Thermostatic Shower Restriction Valve | 2.1932 | 1.4587 | 12977.961 | Commercial | Miscellaneous | New | Thermostatic Shower Restriction Valve | 2.1932 | 1.4587 | 12977.961
Commercial | Offices | New | Thermostatic Shower Restriction Valve | 0.25802 | 0.17162 | 1526.8189 | Commercial | Offices | New | Thermostatic Shower Restriction Valve | 0.25802 | 0.17162 | 1526.8189
Commercial | Restaurants | New | Thermostatic Shower Restriction Valve | 0.05356 | 0.28099 | 763.4095 | Commercial | Restaurants | New | Thermostatic Shower Restriction Valve | 0.05356 | 0.28099 | 763.4095
Commercial | Retail | New | Thermostatic Shower Restriction Valve | 0.10712 | 0.56198 | 1526.8189 | Commercial | Retail | New | Thermostatic Shower Restriction Valve | 0.10712 | 0.56198 | 1526.8189
Commercial | Schools K-12 | New | Thermostatic Shower Restriction Valve | 0.12901 | 0.085808 | 763.4095 | Commercial | Schools K-12 | New | Thermostatic Shower Restriction Valve | 0.12901 | 0.085808 | 763.4095
Commercial | Warehouse | New | Thermostatic Shower Restriction Valve | 0.12901 | 0.085808 | 763.4095 | Commercial | Warehouse | New | Thermostatic Shower Restriction Valve | 0.12901 | 0.085808 | 763.4095
Commercial | Assembly | Existing | Bi-Level Lighting Control (Exterior) | 0 | 0 | 1357.8 | Commercial | Assembly | Existing | Bi-Level Lighting Control (Exterior) | 0 | 0 | 1357.8
Commercial | College and University | Existing | Bi-Level Lighting Control (Exterior) | 0 | 0 | 1357.8 | Commercial | College and University | Existing | Bi-Level Lighting Control (Exterior) | 0 | 0 | 1357.8
Commercial | Grocery | Existing | Bi-Level Lighting Control (Exterior) | 0 | 0 | 1357.8 | Commercial | Grocery | Existing | Bi-Level Lighting Control (Exterior) | 0 | 0 | 1357.8
Commercial | Healthcare | Existing | Bi-Level Lighting Control (Exterior) | 0 | 0 | 1357.8 | Commercial | Healthcare | Existing | Bi-Level Lighting Control (Exterior) | 0 | 0 | 1357.8
Commercial | Hospitals | Existing | Bi-Level Lighting Control (Exterior) | 0 | 0 | 1357.8 | Commercial | Hospitals | Existing | Bi-Level Lighting Control (Exterior) | 0 | 0 | 1357.8
Commercial | Institutional | Existing | Bi-Level Lighting Control (Exterior) | 0 | 0 | 1357.8 | Commercial | Institutional | Existing | Bi-Level Lighting Control (Exterior) | 0 | 0 | 1357.8
Commercial | Lodging/Hospitality | Existing | Bi-Level Lighting Control (Exterior) | 0 | 0 | 1357.8 | Commercial | Lodging/Hospitality | Existing | Bi-Level Lighting Control (Exterior) | 0 | 0 | 1357.8
Commercial | Miscellaneous | Existing | Bi-Level Lighting Control (Exterior) | 0 | 0 | 1357.8 | Commercial | Miscellaneous | Existing | Bi-Level Lighting Control (Exterior) | 0 | 0 | 1357.8
Commercial | Offices | Existing | Bi-Level Lighting Control (Exterior) | 0 | 0 | 1357.8 | Commercial | Offices | Existing | Bi-Level Lighting Control (Exterior) | 0 | 0 | 1357.8
Commercial | Restaurants | Existing | Bi-Level Lighting Control (Exterior) | 0 | 0 | 1357.8 | Commercial | Restaurants | Existing | Bi-Level Lighting Control (Exterior) | 0 | 0 | 1357.8
Commercial | Retail | Existing | Bi-Level Lighting Control (Exterior) | 0 | 0 | 1357.8 | Commercial | Retail | Existing | Bi-Level Lighting Control (Exterior) | 0 | 0 | 1357.8
Commercial | Schools K-12 | Existing | Bi-Level Lighting Control (Exterior) | 0 | 0 | 1357.8 | Commercial | Schools K-12 | Existing | Bi-Level Lighting Control (Exterior) | 0 | 0 | 1357.8
Commercial | Warehouse | Existing | Bi-Level Lighting Control (Exterior) | 0 | 0 | 1357.8 | Commercial | Warehouse | Existing | Bi-Level Lighting Control (Exterior) | 0 | 0 | 1357.8
Commercial | Assembly | New | Bi-Level Lighting Control (Exterior) | 0 | 0 | 1357.8 | Commercial | Assembly | New | Bi-Level Lighting Control (Exterior) | 0 | 0 | 1357.8
Commercial | College and University | New | Bi-Level Lighting Control (Exterior) | 0 | 0 | 1357.8 | Commercial | College and University | New | Bi-Level Lighting Control (Exterior) | 0 | 0 | 1357.8
Commercial | Grocery | New | Bi-Level Lighting Control (Exterior) | 0 | 0 | 1357.8 | Commercial | Grocery | New | Bi-Level Lighting Control (Exterior) | 0 | 0 | 1357.8
Commercial | Healthcare | New | Bi-Level Lighting Control (Exterior) | 0 | 0 | 1357.8 | Commercial | Healthcare | New | Bi-Level Lighting Control (Exterior) | 0 | 0 | 1357.8
Commercial | Hospitals | New | Bi-Level Lighting Control (Exterior) | 0 | 0 | 1357.8 | Commercial | Hospitals | New | Bi-Level Lighting Control (Exterior) | 0 | 0 | 1357.8
Commercial | Institutional | New | Bi-Level Lighting Control (Exterior) | 0 | 0 | 1357.8 | Commercial | Institutional | New | Bi-Level Lighting Control (Exterior) | 0 | 0 | 1357.8
Commercial | Lodging/Hospitality | New | Bi-Level Lighting Control (Exterior) | 0 | 0 | 1357.8 | Commercial | Lodging/Hospitality | New | Bi-Level Lighting Control (Exterior) | 0 | 0 | 1357.8
Commercial | Miscellaneous | New | Bi-Level Lighting Control (Exterior) | 0 | 0 | 1357.8 | Commercial | Miscellaneous | New | Bi-Level Lighting Control (Exterior) | 0 | 0 | 1357.8
Commercial | Offices | New | Bi-Level Lighting Control (Exterior) | 0 | 0 | 1357.8 | Commercial | Offices | New | Bi-Level Lighting Control (Exterior) | 0 | 0 | 1357.8
Commercial | Restaurants | New | Bi-Level Lighting Control (Exterior) | 0 | 0 | 1357.8 | Commercial | Restaurants | New | Bi-Level Lighting Control (Exterior) | 0 | 0 | 1357.8
Commercial | Retail | New | Bi-Level Lighting Control (Exterior) | 0 | 0 | 1357.8 | Commercial | Retail | New | Bi-Level Lighting Control (Exterior) | 0 | 0 | 1357.8
Commercial | Schools K-12 | New | Bi-Level Lighting Control (Exterior) | 0 | 0 | 1357.8 | Commercial | Schools K-12 | New | Bi-Level Lighting Control (Exterior) | 0 | 0 | 1357.8
Commercial | Warehouse | New | Bi-Level Lighting Control (Exterior) | 0 | 0 | 1357.8 | Commercial | Warehouse | New | Bi-Level Lighting Control (Exterior) | 0 | 0 | 1357.8
Commercial | Assembly | Existing | Outdoor Lighting Controls | 0 | 0 | 562.52 | Commercial | Assembly | Existing | Outdoor Lighting Controls | 0 | 0 | 562.52
Commercial | College and University | Existing | Outdoor Lighting Controls | 0 | 0 | 562.52 | Commercial | College and University | Existing | Outdoor Lighting Controls | 0 | 0 | 562.52
Commercial | Grocery | Existing | Outdoor Lighting Controls | 0 | 0 | 562.52 | Commercial | Grocery | Existing | Outdoor Lighting Controls | 0 | 0 | 562.52
Commercial | Healthcare | Existing | Outdoor Lighting Controls | 0 | 0 | 562.52 | Commercial | Healthcare | Existing | Outdoor Lighting Controls | 0 | 0 | 562.52
Commercial | Hospitals | Existing | Outdoor Lighting Controls | 0 | 0 | 562.52 | Commercial | Hospitals | Existing | Outdoor Lighting Controls | 0 | 0 | 562.52
Commercial | Institutional | Existing | Outdoor Lighting Controls | 0 | 0 | 562.52 | Commercial | Institutional | Existing | Outdoor Lighting Controls | 0 | 0 | 562.52
Commercial | Lodging/Hospitality | Existing | Outdoor Lighting Controls | 0 | 0 | 562.52 | Commercial | Lodging/Hospitality | Existing | Outdoor Lighting Controls | 0 | 0 | 562.52
Commercial | Miscellaneous | Existing | Outdoor Lighting Controls | 0 | 0 | 562.52 | Commercial | Miscellaneous | Existing | Outdoor Lighting Controls | 0 | 0 | 562.52
Commercial | Offices | Existing | Outdoor Lighting Controls | 0 | 0 | 562.52 | Commercial | Offices | Existing | Outdoor Lighting Controls | 0 | 0 | 562.52
Commercial | Restaurants | Existing | Outdoor Lighting Controls | 0 | 0 | 562.52 | Commercial | Restaurants | Existing | Outdoor Lighting Controls | 0 | 0 | 562.52
Commercial | Retail | Existing | Outdoor Lighting Controls | 0 | 0 | 562.52 | Commercial | Retail | Existing | Outdoor Lighting Controls | 0 | 0 | 562.52
Commercial | Schools K-12 | Existing | Outdoor Lighting Controls | 0 | 0 | 562.52 | Commercial | Schools K-12 | Existing | Outdoor Lighting Controls | 0 | 0 | 562.52
Commercial | Warehouse | Existing | Outdoor Lighting Controls | 0 | 0 | 562.52 | Commercial | Warehouse | Existing | Outdoor Lighting Controls | 0 | 0 | 562.52
Commercial | Assembly | New | Outdoor Lighting Controls | 0 | 0 | 562.52 | Commercial | Assembly | New | Outdoor Lighting Controls | 0 | 0 | 562.52
Commercial | College and University | New | Outdoor Lighting Controls | 0 | 0 | 562.52 | Commercial | College and University | New | Outdoor Lighting Controls | 0 | 0 | 562.52
Commercial | Grocery | New | Outdoor Lighting Controls | 0 | 0 | 562.52 | Commercial | Grocery | New | Outdoor Lighting Controls | 0 | 0 | 562.52
Commercial | Healthcare | New | Outdoor Lighting Controls | 0 | 0 | 562.52 | Commercial | Healthcare | New | Outdoor Lighting Controls | 0 | 0 | 562.52
Commercial | Hospitals | New | Outdoor Lighting Controls | 0 | 0 | 562.52 | Commercial | Hospitals | New | Outdoor Lighting Controls | 0 | 0 | 562.52
Commercial | Institutional | New | Outdoor Lighting Controls | 0 | 0 | 562.52 | Commercial | Institutional | New | Outdoor Lighting Controls | 0 | 0 | 562.52
Commercial | Lodging/Hospitality | New | Outdoor Lighting Controls | 0 | 0 | 562.52 | Commercial | Lodging/Hospitality | New | Outdoor Lighting Controls | 0 | 0 | 562.52
Commercial | Miscellaneous | New | Outdoor Lighting Controls | 0 | 0 | 562.52 | Commercial | Miscellaneous | New | Outdoor Lighting Controls | 0 | 0 | 562.52
Commercial | Offices | New | Outdoor Lighting Controls | 0 | 0 | 562.52 | Commercial | Offices | New | Outdoor Lighting Controls | 0 | 0 | 562.52
Commercial | Restaurants | New | Outdoor Lighting Controls | 0 | 0 | 562.52 | Commercial | Restaurants | New | Outdoor Lighting Controls | 0 | 0 | 562.52
Commercial | Retail | New | Outdoor Lighting Controls | 0 | 0 | 562.52 | Commercial | Retail | New | Outdoor Lighting Controls | 0 | 0 | 562.52
Commercial | Schools K-12 | New | Outdoor Lighting Controls | 0 | 0 | 562.52 | Commercial | Schools K-12 | New | Outdoor Lighting Controls | 0 | 0 | 562.52
Commercial | Warehouse | New | Outdoor Lighting Controls | 0 | 0 | 562.52 | Commercial | Warehouse | New | Outdoor Lighting Controls | 0 | 0 | 562.52
Commercial | Assembly | Existing | Air Curtains | 0.011723 | 0.0032285 | 81.081 | Commercial | Assembly | Existing | Air Curtains | 0.011723 | 0.0032285 | 81.081
Commercial | College and University | Existing | Air Curtains | 0.010513 | 0.0088056 | 81.081 | Commercial | College and University | Existing | Air Curtains | 0.010513 | 0.0088056 | 81.081
Commercial | Grocery | Existing | Air Curtains | 0.011723 | 0.0032285 | 81.081 | Commercial | Grocery | Existing | Air Curtains | 0.011723 | 0.0032285 | 81.081
Commercial | Healthcare | Existing | Air Curtains | 0.010513 | 0.0088056 | 81.081 | Commercial | Healthcare | Existing | Air Curtains | 0.010513 | 0.0088056 | 81.081
Commercial | Hospitals | Existing | Air Curtains | 0.010513 | 0.0088056 | 81.081 | Commercial | Hospitals | Existing | Air Curtains | 0.010513 | 0.0088056 | 81.081
Commercial | Institutional | Existing | Air Curtains | 0.011723 | 0.0032285 | 81.081 | Commercial | Institutional | Existing | Air Curtains | 0.011723 | 0.0032285 | 81.081
Commercial | Lodging/Hospitality | Existing | Air Curtains | 0.010513 | 0.0088056 | 81.081 | Commercial | Lodging/Hospitality | Existing | Air Curtains | 0.010513 | 0.0088056 | 81.081
Commercial | Miscellaneous | Existing | Air Curtains | 0.011723 | 0.0032285 | 81.081 | Commercial | Miscellaneous | Existing | Air Curtains | 0.011723 | 0.0032285 | 81.081
Commercial | Offices | Existing | Air Curtains | 0.011723 | 0.0032285 | 81.081 | Commercial | Offices | Existing | Air Curtains | 0.011723 | 0.0032285 | 81.081
Commercial | Restaurants | Existing | Air Curtains | 0.010513 | 0.0088056 | 81.081 | Commercial | Restaurants | Existing | Air Curtains | 0.010513 | 0.0088056 | 81.081
Commercial | Retail | Existing | Air Curtains | 0.011723 | 0.0032285 | 81.081 | Commercial | Retail | Existing | Air Curtains | 0.011723 | 0.0032285 | 81.081
Commercial | Schools K-12 | Existing | Air Curtains | 0.010513 | 0.0088056 | 81.081 | Commercial | Schools K-12 | Existing | Air Curtains | 0.010513 | 0.0088056 | 81.081
Commercial | Warehouse | Existing | Air Curtains | 0.011723 | 0.0032285 | 81.081 | Commercial | Warehouse | Existing | Air Curtains | 0.011723 | 0.0032285 | 81.081
Commercial | Assembly | New | Air Curtains | 0.011723 | 0.0032285 | 81.081 | Commercial | Assembly | New | Air Curtains | 0.011723 | 0.0032285 | 81.081
Commercial | College and University | New | Air Curtains | 0.010513 | 0.0088056 | 81.081 | Commercial | College and University | New | Air Curtains | 0.010513 | 0.0088056 | 81.081
Commercial | Grocery | New | Air Curtains | 0.011723 | 0.0032285 | 81.081 | Commercial | Grocery | New | Air Curtains | 0.011723 | 0.0032285 | 81.081
Commercial | Healthcare | New | Air Curtains | 0.010513 | 0.0088056 | 81.081 | Commercial | Healthcare | New | Air Curtains | 0.010513 | 0.0088056 | 81.081
Commercial | Hospitals | New | Air Curtains | 0.010513 | 0.0088056 | 81.081 | Commercial | Hospitals | New | Air Curtains | 0.010513 | 0.0088056 | 81.081
Commercial | Institutional | New | Air Curtains | 0.011723 | 0.0032285 | 81.081 | Commercial | Institutional | New | Air Curtains | 0.011723 | 0.0032285 | 81.081
Commercial | Lodging/Hospitality | New | Air Curtains | 0.010513 | 0.0088056 | 81.081 | Commercial | Lodging/Hospitality | New | Air Curtains | 0.010513 | 0.0088056 | 81.081
Commercial | Miscellaneous | New | Air Curtains | 0.011723 | 0.0032285 | 81.081 | Commercial | Miscellaneous | New | Air Curtains | 0.011723 | 0.0032285 | 81.081
Commercial | Offices | New | Air Curtains | 0.011723 | 0.0032285 | 81.081 | Commercial | Offices | New | Air Curtains | 0.011723 | 0.0032285 | 81.081
Commercial | Restaurants | New | Air Curtains | 0.010513 | 0.0088056 | 81.081 | Commercial | Restaurants | New | Air Curtains | 0.010513 | 0.0088056 | 81.081
Commercial | Retail | New | Air Curtains | 0.011723 | 0.0032285 | 81.081 | Commercial | Retail | New | Air Curtains | 0.011723 | 0.0032285 | 81.081
Commercial | Schools K-12 | New | Air Curtains | 0.010513 | 0.0088056 | 81.081 | Commercial | Schools K-12 | New | Air Curtains | 0.010513 | 0.0088056 | 81.081
Commercial | Warehouse | New | Air Curtains | 0.011723 | 0.0032285 | 81.081 | Commercial | Warehouse | New | Air Curtains | 0.011723 | 0.0032285 | 81.081
Commercial | Assembly | Existing | Airside Economizer | -0.46324 | 2.0439e-05 | 2253.2313 | Commercial | Assembly | Existing | Airside Economizer | -0.46324 | 2.0439e-05 | 2253.2313
Commercial | College and University | Existing | Airside Economizer | -1.6012 | 1.8007 | 13457.661 | Commercial | College and University | Existing | Airside Economizer | -1.6012 | 1.8007 | 13457.661
Commercial | Grocery | Existing | Airside Economizer | -1.2116 | 0.036509 | 5424.8726 | Commercial | Grocery | Existing | Airside Economizer | -1.2116 | 0.036509 | 5424.8726
Commercial | Healthcare | Existing | Airside Economizer | -1.9468 | 8.5893e-05 | 9469.1388 | Commercial | Healthcare | Existing | Airside Economizer | -1.9468 | 8.5893e-05 | 9469.1388
Commercial | Hospitals | Existing | Airside Economizer | -11.7391 | 13.202 | 98666.9364 | Commercial | Hospitals | Existing | Airside Economizer | -11.7391 | 13.202 | 98666.9364
Commercial | Institutional | Existing | Airside Economizer | -2.2505 | 9.9293e-05 | 10946.4253 | Commercial | Institutional | Existing | Airside Economizer | -2.2505 | 9.9293e-05 | 10946.4253
Commercial | Lodging/Hospitality | Existing | Airside Economizer | -2.0055 | 0.060432 | 8979.6145 | Commercial | Lodging/Hospitality | Existing | Airside Economizer | -2.0055 | 0.060432 | 8979.6145
Commercial | Miscellaneous | Existing | Airside Economizer | -21.4554 | 0.00094663 | 104359.7599 | Commercial | Miscellaneous | Existing | Airside Economizer | -21.4554 | 0.00094663 | 104359.7599
Commercial | Offices | Existing | Airside Economizer | -1.6038 | 7.0761e-05 | 7800.9322 | Commercial | Offices | Existing | Airside Economizer | -1.6038 | 7.0761e-05 | 7800.9322
Commercial | Restaurants | Existing | Airside Economizer | -1.2625 | 0.038043 | 5652.7504 | Commercial | Restaurants | Existing | Airside Economizer | -1.2625 | 0.038043 | 5652.7504
Commercial | Retail | Existing | Airside Economizer | -0.55142 | 0.016616 | 2468.9837 | Commercial | Retail | Existing | Airside Economizer | -0.55142 | 0.016616 | 2468.9837
Commercial | Schools K-12 | Existing | Airside Economizer | -1.8969 | 8.3695e-05 | 9226.8228 | Commercial | Schools K-12 | Existing | Airside Economizer | -1.8969 | 8.3695e-05 | 9226.8228
Commercial | Warehouse | Existing | Airside Economizer | -0.18844 | 8.3143e-06 | 916.5961 | Commercial | Warehouse | Existing | Airside Economizer | -0.18844 | 8.3143e-06 | 916.5961
Commercial | Assembly | New | Airside Economizer | -0.46324 | 2.0439e-05 | 2253.2313 | Commercial | Assembly | New | Airside Economizer | -0.46324 | 2.0439e-05 | 2253.2313
Commercial | College and University | New | Airside Economizer | -1.6012 | 1.8007 | 13457.661 | Commercial | College and University | New | Airside Economizer | -1.6012 | 1.8007 | 13457.661
Commercial | Grocery | New | Airside Economizer | -1.2116 | 0.036509 | 5424.8726 | Commercial | Grocery | New | Airside Economizer | -1.2116 | 0.036509 | 5424.8726
Commercial | Healthcare | New | Airside Economizer | -1.9468 | 8.5893e-05 | 9469.1388 | Commercial | Healthcare | New | Airside Economizer | -1.9468 | 8.5893e-05 | 9469.1388
Commercial | Hospitals | New | Airside Economizer | -11.7391 | 13.202 | 98666.9364 | Commercial | Hospitals | New | Airside Economizer | -11.7391 | 13.202 | 98666.9364
Commercial | Institutional | New | Airside Economizer | -2.2505 | 9.9293e-05 | 10946.4253 | Commercial | Institutional | New | Airside Economizer | -2.2505 | 9.9293e-05 | 10946.4253
Commercial | Lodging/Hospitality | New | Airside Economizer | -2.0055 | 0.060432 | 8979.6145 | Commercial | Lodging/Hospitality | New | Airside Economizer | -2.0055 | 0.060432 | 8979.6145
Commercial | Miscellaneous | New | Airside Economizer | -21.4554 | 0.00094663 | 104359.7599 | Commercial | Miscellaneous | New | Airside Economizer | -21.4554 | 0.00094663 | 104359.7599
Commercial | Offices | New | Airside Economizer | -1.6038 | 7.0761e-05 | 7800.9322 | Commercial | Offices | New | Airside Economizer | -1.6038 | 7.0761e-05 | 7800.9322
Commercial | Restaurants | New | Airside Economizer | -1.2625 | 0.038043 | 5652.7504 | Commercial | Restaurants | New | Airside Economizer | -1.2625 | 0.038043 | 5652.7504
Commercial | Retail | New | Airside Economizer | -0.55142 | 0.016616 | 2468.9837 | Commercial | Retail | New | Airside Economizer | -0.55142 | 0.016616 | 2468.9837
Commercial | Schools K-12 | New | Airside Economizer | -1.8969 | 8.3695e-05 | 9226.8228 | Commercial | Schools K-12 | New | Airside Economizer | -1.8969 | 8.3695e-05 | 9226.8228
Commercial | Warehouse | New | Airside Economizer | -0.18844 | 8.3143e-06 | 916.5961 | Commercial | Warehouse | New | Airside Economizer | -0.18844 | 8.3143e-06 | 916.5961
Commercial | Assembly | Existing | Ceiling Insulation(R12 to R38) | 4.3645e-06 | 9.8386e-05 | 0.21811 | Commercial | Assembly | Existing | Ceiling Insulation(R12 to R38) | 4.3645e-06 | 9.8386e-05 | 0.21811
Commercial | College and University | Existing | Ceiling Insulation(R12 to R38) | 9.0208e-05 | 5.3135e-05 | 0.21811 | Commercial | College and University | Existing | Ceiling Insulation(R12 to R38) | 9.0208e-05 | 5.3135e-05 | 0.21811
Commercial | Grocery | Existing | Ceiling Insulation(R12 to R38) | 4.4511e-05 | 0.00010179 | 0.21811 | Commercial | Grocery | Existing | Ceiling Insulation(R12 to R38) | 4.4511e-05 | 0.00010179 | 0.21811
Commercial | Healthcare | Existing | Ceiling Insulation(R12 to R38) | 4.3645e-06 | 9.8386e-05 | 0.21811 | Commercial | Healthcare | Existing | Ceiling Insulation(R12 to R38) | 4.3645e-06 | 9.8386e-05 | 0.21811
Commercial | Hospitals | Existing | Ceiling Insulation(R12 to R38) | 9.0208e-05 | 5.3135e-05 | 0.21811 | Commercial | Hospitals | Existing | Ceiling Insulation(R12 to R38) | 9.0208e-05 | 5.3135e-05 | 0.21811
Commercial | Institutional | Existing | Ceiling Insulation(R12 to R38) | 4.3645e-06 | 9.8386e-05 | 0.21811 | Commercial | Institutional | Existing | Ceiling Insulation(R12 to R38) | 4.3645e-06 | 9.8386e-05 | 0.21811
Commercial | Lodging/Hospitality | Existing | Ceiling Insulation(R12 to R38) | 9.0208e-05 | 5.3135e-05 | 0.21811 | Commercial | Lodging/Hospitality | Existing | Ceiling Insulation(R12 to R38) | 9.0208e-05 | 5.3135e-05 | 0.21811
Commercial | Miscellaneous | Existing | Ceiling Insulation(R12 to R38) | 4.3645e-06 | 9.8386e-05 | 0.21811 | Commercial | Miscellaneous | Existing | Ceiling Insulation(R12 to R38) | 4.3645e-06 | 9.8386e-05 | 0.21811
Commercial | Offices | Existing | Ceiling Insulation(R12 to R38) | 4.3645e-06 | 9.8386e-05 | 0.21811 | Commercial | Offices | Existing | Ceiling Insulation(R12 to R38) | 4.3645e-06 | 9.8386e-05 | 0.21811
Commercial | Restaurants | Existing | Ceiling Insulation(R12 to R38) | 4.4511e-05 | 0.00010179 | 0.21811 | Commercial | Restaurants | Existing | Ceiling Insulation(R12 to R38) | 4.4511e-05 | 0.00010179 | 0.21811
Commercial | Retail | Existing | Ceiling Insulation(R12 to R38) | 4.4511e-05 | 0.00010179 | 0.21811 | Commercial | Retail | Existing | Ceiling Insulation(R12 to R38) | 4.4511e-05 | 0.00010179 | 0.21811
Commercial | Schools K-12 | Existing | Ceiling Insulation(R12 to R38) | 4.3645e-06 | 9.8386e-05 | 0.21811 | Commercial | Schools K-12 | Existing | Ceiling Insulation(R12 to R38) | 4.3645e-06 | 9.8386e-05 | 0.21811
Commercial | Warehouse | Existing | Ceiling Insulation(R12 to R38) | 2.4751e-05 | 4.4161e-05 | 0.21811 | Commercial | Warehouse | Existing | Ceiling Insulation(R12 to R38) | 2.4751e-05 | 4.4161e-05 | 0.21811
Commercial | Assembly | New | Ceiling Insulation(R12 to R38) | 4.2975e-06 | 9.6876e-05 | 0.21477 | Commercial | Assembly | New | Ceiling Insulation(R12 to R38) | 4.2975e-06 | 9.6876e-05 | 0.21477
Commercial | College and University | New | Ceiling Insulation(R12 to R38) | 8.8823e-05 | 5.232e-05 | 0.21477 | Commercial | College and University | New | Ceiling Insulation(R12 to R38) | 8.8823e-05 | 5.232e-05 | 0.21477
Commercial | Grocery | New | Ceiling Insulation(R12 to R38) | 4.3827e-05 | 0.00010023 | 0.21477 | Commercial | Grocery | New | Ceiling Insulation(R12 to R38) | 4.3827e-05 | 0.00010023 | 0.21477
Commercial | Healthcare | New | Ceiling Insulation(R12 to R38) | 4.2975e-06 | 9.6876e-05 | 0.21477 | Commercial | Healthcare | New | Ceiling Insulation(R12 to R38) | 4.2975e-06 | 9.6876e-05 | 0.21477
Commercial | Hospitals | New | Ceiling Insulation(R12 to R38) | 8.8823e-05 | 5.232e-05 | 0.21477 | Commercial | Hospitals | New | Ceiling Insulation(R12 to R38) | 8.8823e-05 | 5.232e-05 | 0.21477
Commercial | Institutional | New | Ceiling Insulation(R12 to R38) | 4.2975e-06 | 9.6876e-05 | 0.21477 | Commercial | Institutional | New | Ceiling Insulation(R12 to R38) | 4.2975e-06 | 9.6876e-05 | 0.21477
Commercial | Lodging/Hospitality | New | Ceiling Insulation(R12 to R38) | 8.8823e-05 | 5.232e-05 | 0.21477 | Commercial | Lodging/Hospitality | New | Ceiling Insulation(R12 to R38) | 8.8823e-05 | 5.232e-05 | 0.21477
Commercial | Miscellaneous | New | Ceiling Insulation(R12 to R38) | 4.2975e-06 | 9.6876e-05 | 0.21477 | Commercial | Miscellaneous | New | Ceiling Insulation(R12 to R38) | 4.2975e-06 | 9.6876e-05 | 0.21477
Commercial | Offices | New | Ceiling Insulation(R12 to R38) | 4.2975e-06 | 9.6876e-05 | 0.21477 | Commercial | Offices | New | Ceiling Insulation(R12 to R38) | 4.2975e-06 | 9.6876e-05 | 0.21477
Commercial | Restaurants | New | Ceiling Insulation(R12 to R38) | 4.3827e-05 | 0.00010023 | 0.21477 | Commercial | Restaurants | New | Ceiling Insulation(R12 to R38) | 4.3827e-05 | 0.00010023 | 0.21477
Commercial | Retail | New | Ceiling Insulation(R12 to R38) | 4.3827e-05 | 0.00010023 | 0.21477 | Commercial | Retail | New | Ceiling Insulation(R12 to R38) | 4.3827e-05 | 0.00010023 | 0.21477
Commercial | Schools K-12 | New | Ceiling Insulation(R12 to R38) | 4.2975e-06 | 9.6876e-05 | 0.21477 | Commercial | Schools K-12 | New | Ceiling Insulation(R12 to R38) | 4.2975e-06 | 9.6876e-05 | 0.21477
Commercial | Warehouse | New | Ceiling Insulation(R12 to R38) | 2.4371e-05 | 4.3484e-05 | 0.21477 | Commercial | Warehouse | New | Ceiling Insulation(R12 to R38) | 2.4371e-05 | 4.3484e-05 | 0.21477
Commercial | Assembly | Existing | Ceiling Insulation(R19 to R38) | 2.0144e-06 | 4.5409e-05 | 0.10067 | Commercial | Assembly | Existing | Ceiling Insulation(R19 to R38) | 2.0144e-06 | 4.5409e-05 | 0.10067
Commercial | College and University | Existing | Ceiling Insulation(R19 to R38) | 4.1634e-05 | 2.4524e-05 | 0.10067 | Commercial | College and University | Existing | Ceiling Insulation(R19 to R38) | 4.1634e-05 | 2.4524e-05 | 0.10067
Commercial | Grocery | Existing | Ceiling Insulation(R19 to R38) | 2.0543e-05 | 4.6982e-05 | 0.10067 | Commercial | Grocery | Existing | Ceiling Insulation(R19 to R38) | 2.0543e-05 | 4.6982e-05 | 0.10067
Commercial | Healthcare | Existing | Ceiling Insulation(R19 to R38) | 2.0144e-06 | 4.5409e-05 | 0.10067 | Commercial | Healthcare | Existing | Ceiling Insulation(R19 to R38) | 2.0144e-06 | 4.5409e-05 | 0.10067
Commercial | Hospitals | Existing | Ceiling Insulation(R19 to R38) | 4.1634e-05 | 2.4524e-05 | 0.10067 | Commercial | Hospitals | Existing | Ceiling Insulation(R19 to R38) | 4.1634e-05 | 2.4524e-05 | 0.10067
Commercial | Institutional | Existing | Ceiling Insulation(R19 to R38) | 2.0144e-06 | 4.5409e-05 | 0.10067 | Commercial | Institutional | Existing | Ceiling Insulation(R19 to R38) | 2.0144e-06 | 4.5409e-05 | 0.10067
Commercial | Lodging/Hospitality | Existing | Ceiling Insulation(R19 to R38) | 4.1634e-05 | 2.4524e-05 | 0.10067 | Commercial | Lodging/Hospitality | Existing | Ceiling Insulation(R19 to R38) | 4.1634e-05 | 2.4524e-05 | 0.10067
Commercial | Miscellaneous | Existing | Ceiling Insulation(R19 to R38) | 2.0144e-06 | 4.5409e-05 | 0.10067 | Commercial | Miscellaneous | Existing | Ceiling Insulation(R19 to R38) | 2.0144e-06 | 4.5409e-05 | 0.10067
Commercial | Offices | Existing | Ceiling Insulation(R19 to R38) | 2.0144e-06 | 4.5409e-05 | 0.10067 | Commercial | Offices | Existing | Ceiling Insulation(R19 to R38) | 2.0144e-06 | 4.5409e-05 | 0.10067
Commercial | Restaurants | Existing | Ceiling Insulation(R19 to R38) | 2.0543e-05 | 4.6982e-05 | 0.10067 | Commercial | Restaurants | Existing | Ceiling Insulation(R19 to R38) | 2.0543e-05 | 4.6982e-05 | 0.10067
Commercial | Retail | Existing | Ceiling Insulation(R19 to R38) | 2.0543e-05 | 4.6982e-05 | 0.10067 | Commercial | Retail | Existing | Ceiling Insulation(R19 to R38) | 2.0543e-05 | 4.6982e-05 | 0.10067
Commercial | Schools K-12 | Existing | Ceiling Insulation(R19 to R38) | 2.0144e-06 | 4.5409e-05 | 0.10067 | Commercial | Schools K-12 | Existing | Ceiling Insulation(R19 to R38) | 2.0144e-06 | 4.5409e-05 | 0.10067
Commercial | Warehouse | Existing | Ceiling Insulation(R19 to R38) | 1.1424e-05 | 2.0382e-05 | 0.10067 | Commercial | Warehouse | Existing | Ceiling Insulation(R19 to R38) | 1.1424e-05 | 2.0382e-05 | 0.10067
Commercial | Assembly | New | Ceiling Insulation(R19 to R38) | 1.9835e-06 | 4.4712e-05 | 0.099123 | Commercial | Assembly | New | Ceiling Insulation(R19 to R38) | 1.9835e-06 | 4.4712e-05 | 0.099123
Commercial | College and University | New | Ceiling Insulation(R19 to R38) | 4.0995e-05 | 2.4148e-05 | 0.099123 | Commercial | College and University | New | Ceiling Insulation(R19 to R38) | 4.0995e-05 | 2.4148e-05 | 0.099123
Commercial | Grocery | New | Ceiling Insulation(R19 to R38) | 2.0228e-05 | 4.6261e-05 | 0.099123 | Commercial | Grocery | New | Ceiling Insulation(R19 to R38) | 2.0228e-05 | 4.6261e-05 | 0.099123
Commercial | Healthcare | New | Ceiling Insulation(R19 to R38) | 1.9835e-06 | 4.4712e-05 | 0.099123 | Commercial | Healthcare | New | Ceiling Insulation(R19 to R38) | 1.9835e-06 | 4.4712e-05 | 0.099123
Commercial | Hospitals | New | Ceiling Insulation(R19 to R38) | 4.0995e-05 | 2.4148e-05 | 0.099123 | Commercial | Hospitals | New | Ceiling Insulation(R19 to R38) | 4.0995e-05 | 2.4148e-05 | 0.099123
Commercial | Institutional | New | Ceiling Insulation(R19 to R38) | 1.9835e-06 | 4.4712e-05 | 0.099123 | Commercial | Institutional | New | Ceiling Insulation(R19 to R38) | 1.9835e-06 | 4.4712e-05 | 0.099123
Commercial | Lodging/Hospitality | New | Ceiling Insulation(R19 to R38) | 4.0995e-05 | 2.4148e-05 | 0.099123 | Commercial | Lodging/Hospitality | New | Ceiling Insulation(R19 to R38) | 4.0995e-05 | 2.4148e-05 | 0.099123
Commercial | Miscellaneous | New | Ceiling Insulation(R19 to R38) | 1.9835e-06 | 4.4712e-05 | 0.099123 | Commercial | Miscellaneous | New | Ceiling Insulation(R19 to R38) | 1.9835e-06 | 4.4712e-05 | 0.099123
Commercial | Offices | New | Ceiling Insulation(R19 to R38) | 1.9835e-06 | 4.4712e-05 | 0.099123 | Commercial | Offices | New | Ceiling Insulation(R19 to R38) | 1.9835e-06 | 4.4712e-05 | 0.099123
Commercial | Restaurants | New | Ceiling Insulation(R19 to R38) | 2.0228e-05 | 4.6261e-05 | 0.099123 | Commercial | Restaurants | New | Ceiling Insulation(R19 to R38) | 2.0228e-05 | 4.6261e-05 | 0.099123
Commercial | Retail | New | Ceiling Insulation(R19 to R38) | 2.0228e-05 | 4.6261e-05 | 0.099123 | Commercial | Retail | New | Ceiling Insulation(R19 to R38) | 2.0228e-05 | 4.6261e-05 | 0.099123
Commercial | Schools K-12 | New | Ceiling Insulation(R19 to R38) | 1.9835e-06 | 4.4712e-05 | 0.099123 | Commercial | Schools K-12 | New | Ceiling Insulation(R19 to R38) | 1.9835e-06 | 4.4712e-05 | 0.099123
Commercial | Warehouse | New | Ceiling Insulation(R19 to R38) | 1.1248e-05 | 2.0069e-05 | 0.099123 | Commercial | Warehouse | New | Ceiling Insulation(R19 to R38) | 1.1248e-05 | 2.0069e-05 | 0.099123
Commercial | Assembly | Existing | Ceiling Insulation(R2 to R38) | 3.6259e-05 | 0.00081736 | 1.812 | Commercial | Assembly | Existing | Ceiling Insulation(R2 to R38) | 3.6259e-05 | 0.00081736 | 1.812
Commercial | College and University | Existing | Ceiling Insulation(R2 to R38) | 0.00074942 | 0.00044143 | 1.812 | Commercial | College and University | Existing | Ceiling Insulation(R2 to R38) | 0.00074942 | 0.00044143 | 1.812
Commercial | Grocery | Existing | Ceiling Insulation(R2 to R38) | 0.00036978 | 0.00084567 | 1.812 | Commercial | Grocery | Existing | Ceiling Insulation(R2 to R38) | 0.00036978 | 0.00084567 | 1.812
Commercial | Healthcare | Existing | Ceiling Insulation(R2 to R38) | 3.6259e-05 | 0.00081736 | 1.812 | Commercial | Healthcare | Existing | Ceiling Insulation(R2 to R38) | 3.6259e-05 | 0.00081736 | 1.812
Commercial | Hospitals | Existing | Ceiling Insulation(R2 to R38) | 0.00074942 | 0.00044143 | 1.812 | Commercial | Hospitals | Existing | Ceiling Insulation(R2 to R38) | 0.00074942 | 0.00044143 | 1.812
Commercial | Institutional | Existing | Ceiling Insulation(R2 to R38) | 3.6259e-05 | 0.00081736 | 1.812 | Commercial | Institutional | Existing | Ceiling Insulation(R2 to R38) | 3.6259e-05 | 0.00081736 | 1.812
Commercial | Lodging/Hospitality | Existing | Ceiling Insulation(R2 to R38) | 0.00074942 | 0.00044143 | 1.812 | Commercial | Lodging/Hospitality | Existing | Ceiling Insulation(R2 to R38) | 0.00074942 | 0.00044143 | 1.812
Commercial | Miscellaneous | Existing | Ceiling Insulation(R2 to R38) | 3.6259e-05 | 0.00081736 | 1.812 | Commercial | Miscellaneous | Existing | Ceiling Insulation(R2 to R38) | 3.6259e-05 | 0.00081736 | 1.812
Commercial | Offices | Existing | Ceiling Insulation(R2 to R38) | 3.6259e-05 | 0.00081736 | 1.812 | Commercial | Offices | Existing | Ceiling Insulation(R2 to R38) | 3.6259e-05 | 0.00081736 | 1.812
Commercial | Restaurants | Existing | Ceiling Insulation(R2 to R38) | 0.00036978 | 0.00084567 | 1.812 | Commercial | Restaurants | Existing | Ceiling Insulation(R2 to R38) | 0.00036978 | 0.00084567 | 1.812
Commercial | Retail | Existing | Ceiling Insulation(R2 to R38) | 0.00036978 | 0.00084567 | 1.812 | Commercial | Retail | Existing | Ceiling Insulation(R2 to R38) | 0.00036978 | 0.00084567 | 1.812
Commercial | Schools K-12 | Existing | Ceiling Insulation(R2 to R38) | 3.6259e-05 | 0.00081736 | 1.812 | Commercial | Schools K-12 | Existing | Ceiling Insulation(R2 to R38) | 3.6259e-05 | 0.00081736 | 1.812
Commercial | Warehouse | Existing | Ceiling Insulation(R2 to R38) | 0.00015078 | 0.00026903 | 1.3287 | Commercial | Warehouse | Existing | Ceiling Insulation(R2 to R38) | 0.00015078 | 0.00026903 | 1.3287
Commercial | Assembly | New | Ceiling Insulation(R2 to R38) | 3.5703e-05 | 0.00080482 | 1.7842 | Commercial | Assembly | New | Ceiling Insulation(R2 to R38) | 3.5703e-05 | 0.00080482 | 1.7842
Commercial | College and University | New | Ceiling Insulation(R2 to R38) | 0.00073791 | 0.00043466 | 1.7842 | Commercial | College and University | New | Ceiling Insulation(R2 to R38) | 0.00073791 | 0.00043466 | 1.7842
Commercial | Grocery | New | Ceiling Insulation(R2 to R38) | 0.0003641 | 0.00083269 | 1.7842 | Commercial | Grocery | New | Ceiling Insulation(R2 to R38) | 0.0003641 | 0.00083269 | 1.7842
Commercial | Healthcare | New | Ceiling Insulation(R2 to R38) | 3.5703e-05 | 0.00080482 | 1.7842 | Commercial | Healthcare | New | Ceiling Insulation(R2 to R38) | 3.5703e-05 | 0.00080482 | 1.7842
Commercial | Hospitals | New | Ceiling Insulation(R2 to R38) | 0.00073791 | 0.00043466 | 1.7842 | Commercial | Hospitals | New | Ceiling Insulation(R2 to R38) | 0.00073791 | 0.00043466 | 1.7842
Commercial | Institutional | New | Ceiling Insulation(R2 to R38) | 3.5703e-05 | 0.00080482 | 1.7842 | Commercial | Institutional | New | Ceiling Insulation(R2 to R38) | 3.5703e-05 | 0.00080482 | 1.7842
Commercial | Lodging/Hospitality | New | Ceiling Insulation(R2 to R38) | 0.00073791 | 0.00043466 | 1.7842 | Commercial | Lodging/Hospitality | New | Ceiling Insulation(R2 to R38) | 0.00073791 | 0.00043466 | 1.7842
Commercial | Miscellaneous | New | Ceiling Insulation(R2 to R38) | 3.5703e-05 | 0.00080482 | 1.7842 | Commercial | Miscellaneous | New | Ceiling Insulation(R2 to R38) | 3.5703e-05 | 0.00080482 | 1.7842
Commercial | Offices | New | Ceiling Insulation(R2 to R38) | 3.5703e-05 | 0.00080482 | 1.7842 | Commercial | Offices | New | Ceiling Insulation(R2 to R38) | 3.5703e-05 | 0.00080482 | 1.7842
Commercial | Restaurants | New | Ceiling Insulation(R2 to R38) | 0.0003641 | 0.00083269 | 1.7842 | Commercial | Restaurants | New | Ceiling Insulation(R2 to R38) | 0.0003641 | 0.00083269 | 1.7842
Commercial | Retail | New | Ceiling Insulation(R2 to R38) | 0.0003641 | 0.00083269 | 1.7842 | Commercial | Retail | New | Ceiling Insulation(R2 to R38) | 0.0003641 | 0.00083269 | 1.7842
Commercial | Schools K-12 | New | Ceiling Insulation(R2 to R38) | 3.5703e-05 | 0.00080482 | 1.7842 | Commercial | Schools K-12 | New | Ceiling Insulation(R2 to R38) | 3.5703e-05 | 0.00080482 | 1.7842
Commercial | Warehouse | New | Ceiling Insulation(R2 to R38) | 0.00015078 | 0.00026903 | 1.3287 | Commercial | Warehouse | New | Ceiling Insulation(R2 to R38) | 0.00015078 | 0.00026903 | 1.3287
Commercial | Assembly | Existing | Ceiling Insulation(R30 to R38) | 5.3717e-07 | 1.2109e-05 | 0.026845 | Commercial | Assembly | Existing | Ceiling Insulation(R30 to R38) | 5.3717e-07 | 1.2109e-05 | 0.026845
Commercial | College and University | Existing | Ceiling Insulation(R30 to R38) | 1.1102e-05 | 6.5397e-06 | 0.026845 | Commercial | College and University | Existing | Ceiling Insulation(R30 to R38) | 1.1102e-05 | 6.5397e-06 | 0.026845
Commercial | Grocery | Existing | Ceiling Insulation(R30 to R38) | 5.4782e-06 | 1.2529e-05 | 0.026845 | Commercial | Grocery | Existing | Ceiling Insulation(R30 to R38) | 5.4782e-06 | 1.2529e-05 | 0.026845
Commercial | Healthcare | Existing | Ceiling Insulation(R30 to R38) | 5.3717e-07 | 1.2109e-05 | 0.026845 | Commercial | Healthcare | Existing | Ceiling Insulation(R30 to R38) | 5.3717e-07 | 1.2109e-05 | 0.026845
Commercial | Hospitals | Existing | Ceiling Insulation(R30 to R38) | 1.1102e-05 | 6.5397e-06 | 0.026845 | Commercial | Hospitals | Existing | Ceiling Insulation(R30 to R38) | 1.1102e-05 | 6.5397e-06 | 0.026845
Commercial | Institutional | Existing | Ceiling Insulation(R30 to R38) | 5.3717e-07 | 1.2109e-05 | 0.026845 | Commercial | Institutional | Existing | Ceiling Insulation(R30 to R38) | 5.3717e-07 | 1.2109e-05 | 0.026845
Commercial | Lodging/Hospitality | Existing | Ceiling Insulation(R30 to R38) | 1.1102e-05 | 6.5397e-06 | 0.026845 | Commercial | Lodging/Hospitality | Existing | Ceiling Insulation(R30 to R38) | 1.1102e-05 | 6.5397e-06 | 0.026845
Commercial | Miscellaneous | Existing | Ceiling Insulation(R30 to R38) | 5.3717e-07 | 1.2109e-05 | 0.026845 | Commercial | Miscellaneous | Existing | Ceiling Insulation(R30 to R38) | 5.3717e-07 | 1.2109e-05 | 0.026845
Commercial | Offices | Existing | Ceiling Insulation(R30 to R38) | 5.3717e-07 | 1.2109e-05 | 0.026845 | Commercial | Offices | Existing | Ceiling Insulation(R30 to R38) | 5.3717e-07 | 1.2109e-05 | 0.026845
Commercial | Restaurants | Existing | Ceiling Insulation(R30 to R38) | 5.4782e-06 | 1.2529e-05 | 0.026845 | Commercial | Restaurants | Existing | Ceiling Insulation(R30 to R38) | 5.4782e-06 | 1.2529e-05 | 0.026845
Commercial | Retail | Existing | Ceiling Insulation(R30 to R38) | 5.4782e-06 | 1.2529e-05 | 0.026845 | Commercial | Retail | Existing | Ceiling Insulation(R30 to R38) | 5.4782e-06 | 1.2529e-05 | 0.026845
Commercial | Schools K-12 | Existing | Ceiling Insulation(R30 to R38) | 5.3717e-07 | 1.2109e-05 | 0.026845 | Commercial | Schools K-12 | Existing | Ceiling Insulation(R30 to R38) | 5.3717e-07 | 1.2109e-05 | 0.026845
Commercial | Warehouse | Existing | Ceiling Insulation(R30 to R38) | 3.0463e-06 | 5.4353e-06 | 0.026845 | Commercial | Warehouse | Existing | Ceiling Insulation(R30 to R38) | 3.0463e-06 | 5.4353e-06 | 0.026845
Commercial | Assembly | New | Ceiling Insulation(R30 to R38) | 5.2893e-07 | 1.1923e-05 | 0.026433 | Commercial | Assembly | New | Ceiling Insulation(R30 to R38) | 5.2893e-07 | 1.1923e-05 | 0.026433
Commercial | College and University | New | Ceiling Insulation(R30 to R38) | 1.0932e-05 | 6.4393e-06 | 0.026433 | Commercial | College and University | New | Ceiling Insulation(R30 to R38) | 1.0932e-05 | 6.4393e-06 | 0.026433
Commercial | Grocery | New | Ceiling Insulation(R30 to R38) | 5.3941e-06 | 1.2336e-05 | 0.026433 | Commercial | Grocery | New | Ceiling Insulation(R30 to R38) | 5.3941e-06 | 1.2336e-05 | 0.026433
Commercial | Healthcare | New | Ceiling Insulation(R30 to R38) | 5.2893e-07 | 1.1923e-05 | 0.026433 | Commercial | Healthcare | New | Ceiling Insulation(R30 to R38) | 5.2893e-07 | 1.1923e-05 | 0.026433
Commercial | Hospitals | New | Ceiling Insulation(R30 to R38) | 1.0932e-05 | 6.4393e-06 | 0.026433 | Commercial | Hospitals | New | Ceiling Insulation(R30 to R38) | 1.0932e-05 | 6.4393e-06 | 0.026433
Commercial | Institutional | New | Ceiling Insulation(R30 to R38) | 5.2893e-07 | 1.1923e-05 | 0.026433 | Commercial | Institutional | New | Ceiling Insulation(R30 to R38) | 5.2893e-07 | 1.1923e-05 | 0.026433
Commercial | Lodging/Hospitality | New | Ceiling Insulation(R30 to R38) | 1.0932e-05 | 6.4393e-06 | 0.026433 | Commercial | Lodging/Hospitality | New | Ceiling Insulation(R30 to R38) | 1.0932e-05 | 6.4393e-06 | 0.026433
Commercial | Miscellaneous | New | Ceiling Insulation(R30 to R38) | 5.2893e-07 | 1.1923e-05 | 0.026433 | Commercial | Miscellaneous | New | Ceiling Insulation(R30 to R38) | 5.2893e-07 | 1.1923e-05 | 0.026433
Commercial | Offices | New | Ceiling Insulation(R30 to R38) | 5.2893e-07 | 1.1923e-05 | 0.026433 | Commercial | Offices | New | Ceiling Insulation(R30 to R38) | 5.2893e-07 | 1.1923e-05 | 0.026433
Commercial | Restaurants | New | Ceiling Insulation(R30 to R38) | 5.3941e-06 | 1.2336e-05 | 0.026433 | Commercial | Restaurants | New | Ceiling Insulation(R30 to R38) | 5.3941e-06 | 1.2336e-05 | 0.026433
Commercial | Retail | New | Ceiling Insulation(R30 to R38) | 5.3941e-06 | 1.2336e-05 | 0.026433 | Commercial | Retail | New | Ceiling Insulation(R30 to R38) | 5.3941e-06 | 1.2336e-05 | 0.026433
Commercial | Schools K-12 | New | Ceiling Insulation(R30 to R38) | 5.2893e-07 | 1.1923e-05 | 0.026433 | Commercial | Schools K-12 | New | Ceiling Insulation(R30 to R38) | 5.2893e-07 | 1.1923e-05 | 0.026433
Commercial | Warehouse | New | Ceiling Insulation(R30 to R38) | 2.9995e-06 | 5.3518e-06 | 0.026433 | Commercial | Warehouse | New | Ceiling Insulation(R30 to R38) | 2.9995e-06 | 5.3518e-06 | 0.026433
Commercial | Assembly | Existing | Chilled Water Controls Optimization | 1.0162 | 0.0010128 | 2504.9773 | Commercial | Assembly | Existing | Chilled Water Controls Optimization | 1.0162 | 0.0010128 | 2504.9773
Commercial | College and University | Existing | Chilled Water Controls Optimization | 1.8849 | 0.89883 | 8018.1238 | Commercial | College and University | Existing | Chilled Water Controls Optimization | 1.8849 | 0.89883 | 8018.1238
Commercial | Grocery | Existing | Chilled Water Controls Optimization | 0 | 0 | 0 | Commercial | Grocery | Existing | Chilled Water Controls Optimization | 0 | 0 | 0
Commercial | Healthcare | Existing | Chilled Water Controls Optimization | 1.5513 | 0.0015461 | 3823.8816 | Commercial | Healthcare | Existing | Chilled Water Controls Optimization | 1.5513 | 0.0015461 | 3823.8816
Commercial | Hospitals | Existing | Chilled Water Controls Optimization | 5.2206 | 2.4895 | 22207.3793 | Commercial | Hospitals | Existing | Chilled Water Controls Optimization | 5.2206 | 2.4895 | 22207.3793
Commercial | Institutional | Existing | Chilled Water Controls Optimization | 0.54895 | 0.0005471 | 1353.1094 | Commercial | Institutional | Existing | Chilled Water Controls Optimization | 0.54895 | 0.0005471 | 1353.1094
Commercial | Lodging/Hospitality | Existing | Chilled Water Controls Optimization | 4.2225 | 0.0042083 | 10408.106 | Commercial | Lodging/Hospitality | Existing | Chilled Water Controls Optimization | 4.2225 | 0.0042083 | 10408.106
Commercial | Miscellaneous | Existing | Chilled Water Controls Optimization | 1.3075 | 0.0013031 | 3222.944 | Commercial | Miscellaneous | Existing | Chilled Water Controls Optimization | 1.3075 | 0.0013031 | 3222.944
Commercial | Offices | Existing | Chilled Water Controls Optimization | 1.3393 | 0.0013348 | 3301.1671 | Commercial | Offices | Existing | Chilled Water Controls Optimization | 1.3393 | 0.0013348 | 3301.1671
Commercial | Restaurants | Existing | Chilled Water Controls Optimization | 1.6468 | 0.0016413 | 4059.3282 | Commercial | Restaurants | Existing | Chilled Water Controls Optimization | 1.6468 | 0.0016413 | 4059.3282
Commercial | Retail | Existing | Chilled Water Controls Optimization | 1.2051 | 0.0012011 | 2970.5121 | Commercial | Retail | Existing | Chilled Water Controls Optimization | 1.2051 | 0.0012011 | 2970.5121
Commercial | Schools K-12 | Existing | Chilled Water Controls Optimization | 0.9245 | 0.00092139 | 2278.8251 | Commercial | Schools K-12 | Existing | Chilled Water Controls Optimization | 0.9245 | 0.00092139 | 2278.8251
Commercial | Warehouse | Existing | Chilled Water Controls Optimization | 0.35715 | 0.00035595 | 880.3386 | Commercial | Warehouse | Existing | Chilled Water Controls Optimization | 0.35715 | 0.00035595 | 880.3386
Commercial | Assembly | New | Chilled Water Controls Optimization | 1.0162 | 0.0010128 | 2504.9773 | Commercial | Assembly | New | Chilled Water Controls Optimization | 1.0162 | 0.0010128 | 2504.9773
Commercial | College and University | New | Chilled Water Controls Optimization | 1.8849 | 0.89883 | 8018.1238 | Commercial | College and University | New | Chilled Water Controls Optimization | 1.8849 | 0.89883 | 8018.1238
Commercial | Grocery | New | Chilled Water Controls Optimization | 0 | 0 | 0 | Commercial | Grocery | New | Chilled Water Controls Optimization | 0 | 0 | 0
Commercial | Healthcare | New | Chilled Water Controls Optimization | 1.5513 | 0.0015461 | 3823.8816 | Commercial | Healthcare | New | Chilled Water Controls Optimization | 1.5513 | 0.0015461 | 3823.8816
Commercial | Hospitals | New | Chilled Water Controls Optimization | 5.2206 | 2.4895 | 22207.3793 | Commercial | Hospitals | New | Chilled Water Controls Optimization | 5.2206 | 2.4895 | 22207.3793
Commercial | Institutional | New | Chilled Water Controls Optimization | 0.54895 | 0.0005471 | 1353.1094 | Commercial | Institutional | New | Chilled Water Controls Optimization | 0.54895 | 0.0005471 | 1353.1094
Commercial | Lodging/Hospitality | New | Chilled Water Controls Optimization | 4.2225 | 0.0042083 | 10408.106 | Commercial | Lodging/Hospitality | New | Chilled Water Controls Optimization | 4.2225 | 0.0042083 | 10408.106
Commercial | Miscellaneous | New | Chilled Water Controls Optimization | 1.3075 | 0.0013031 | 3222.944 | Commercial | Miscellaneous | New | Chilled Water Controls Optimization | 1.3075 | 0.0013031 | 3222.944
Commercial | Offices | New | Chilled Water Controls Optimization | 1.3393 | 0.0013348 | 3301.1671 | Commercial | Offices | New | Chilled Water Controls Optimization | 1.3393 | 0.0013348 | 3301.1671
Commercial | Restaurants | New | Chilled Water Controls Optimization | 1.6468 | 0.0016413 | 4059.3282 | Commercial | Restaurants | New | Chilled Water Controls Optimization | 1.6468 | 0.0016413 | 4059.3282
Commercial | Retail | New | Chilled Water Controls Optimization | 1.2051 | 0.0012011 | 2970.5121 | Commercial | Retail | New | Chilled Water Controls Optimization | 1.2051 | 0.0012011 | 2970.5121
Commercial | Schools K-12 | New | Chilled Water Controls Optimization | 0.9245 | 0.00092139 | 2278.8251 | Commercial | Schools K-12 | New | Chilled Water Controls Optimization | 0.9245 | 0.00092139 | 2278.8251
Commercial | Warehouse | New | Chilled Water Controls Optimization | 0.35715 | 0.00035595 | 880.3386 | Commercial | Warehouse | New | Chilled Water Controls Optimization | 0.35715 | 0.00035595 | 880.3386
Commercial | Assembly | Existing | Chilled Water System - Variable Speed Drives | 1.0305 | 1.0305 | 9027.4109 | Commercial | Assembly | Existing | Chilled Water System - Variable Speed Drives | 1.0305 | 1.0305 | 9027.4109
Commercial | College and University | Existing | Chilled Water System - Variable Speed Drives | 1.0305 | 1.0305 | 9027.4109 | Commercial | College and University | Existing | Chilled Water System - Variable Speed Drives | 1.0305 | 1.0305 | 9027.4109
Commercial | Grocery | Existing | Chilled Water System - Variable Speed Drives | 1.0305 | 1.0305 | 9027.4109 | Commercial | Grocery | Existing | Chilled Water System - Variable Speed Drives | 1.0305 | 1.0305 | 9027.4109
Commercial | Healthcare | Existing | Chilled Water System - Variable Speed Drives | 1.0305 | 1.0305 | 9027.4109 | Commercial | Healthcare | Existing | Chilled Water System - Variable Speed Drives | 1.0305 | 1.0305 | 9027.4109
Commercial | Hospitals | Existing | Chilled Water System - Variable Speed Drives | 1.0305 | 1.0305 | 9027.4109 | Commercial | Hospitals | Existing | Chilled Water System - Variable Speed Drives | 1.0305 | 1.0305 | 9027.4109
Commercial | Institutional | Existing | Chilled Water System - Variable Speed Drives | 1.0305 | 1.0305 | 9027.4109 | Commercial | Institutional | Existing | Chilled Water System - Variable Speed Drives | 1.0305 | 1.0305 | 9027.4109
Commercial | Lodging/Hospitality | Existing | Chilled Water System - Variable Speed Drives | 1.0305 | 1.0305 | 9027.4109 | Commercial | Lodging/Hospitality | Existing | Chilled Water System - Variable Speed Drives | 1.0305 | 1.0305 | 9027.4109
Commercial | Miscellaneous | Existing | Chilled Water System - Variable Speed Drives | 1.0305 | 1.0305 | 9027.4109 | Commercial | Miscellaneous | Existing | Chilled Water System - Variable Speed Drives | 1.0305 | 1.0305 | 9027.4109
Commercial | Offices | Existing | Chilled Water System - Variable Speed Drives | 1.0305 | 1.0305 | 9027.4109 | Commercial | Offices | Existing | Chilled Water System - Variable Speed Drives | 1.0305 | 1.0305 | 9027.4109
Commercial | Restaurants | Existing | Chilled Water System - Variable Speed Drives | 1.0305 | 1.0305 | 9027.4109 | Commercial | Restaurants | Existing | Chilled Water System - Variable Speed Drives | 1.0305 | 1.0305 | 9027.4109
Commercial | Retail | Existing | Chilled Water System - Variable Speed Drives | 1.0305 | 1.0305 | 9027.4109 | Commercial | Retail | Existing | Chilled Water System - Variable Speed Drives | 1.0305 | 1.0305 | 9027.4109
Commercial | Schools K-12 | Existing | Chilled Water System - Variable Speed Drives | 1.0305 | 1.0305 | 9027.4109 | Commercial | Schools K-12 | Existing | Chilled Water System - Variable Speed Drives | 1.0305 | 1.0305 | 9027.4109
Commercial | Warehouse | Existing | Chilled Water System - Variable Speed Drives | 1.0305 | 1.0305 | 9027.4109 | Commercial | Warehouse | Existing | Chilled Water System - Variable Speed Drives | 1.0305 | 1.0305 | 9027.4109
Commercial | Assembly | New | Chilled Water System - Variable Speed Drives | 1.0305 | 1.0305 | 9027.4109 | Commercial | Assembly | New | Chilled Water System - Variable Speed Drives | 1.0305 | 1.0305 | 9027.4109
Commercial | College and University | New | Chilled Water System - Variable Speed Drives | 1.0305 | 1.0305 | 9027.4109 | Commercial | College and University | New | Chilled Water System - Variable Speed Drives | 1.0305 | 1.0305 | 9027.4109
Commercial | Grocery | New | Chilled Water System - Variable Speed Drives | 1.0305 | 1.0305 | 9027.4109 | Commercial | Grocery | New | Chilled Water System - Variable Speed Drives | 1.0305 | 1.0305 | 9027.4109
Commercial | Healthcare | New | Chilled Water System - Variable Speed Drives | 1.0305 | 1.0305 | 9027.4109 | Commercial | Healthcare | New | Chilled Water System - Variable Speed Drives | 1.0305 | 1.0305 | 9027.4109
Commercial | Hospitals | New | Chilled Water System - Variable Speed Drives | 1.0305 | 1.0305 | 9027.4109 | Commercial | Hospitals | New | Chilled Water System - Variable Speed Drives | 1.0305 | 1.0305 | 9027.4109
Commercial | Institutional | New | Chilled Water System - Variable Speed Drives | 1.0305 | 1.0305 | 9027.4109 | Commercial | Institutional | New | Chilled Water System - Variable Speed Drives | 1.0305 | 1.0305 | 9027.4109
Commercial | Lodging/Hospitality | New | Chilled Water System - Variable Speed Drives | 1.0305 | 1.0305 | 9027.4109 | Commercial | Lodging/Hospitality | New | Chilled Water System - Variable Speed Drives | 1.0305 | 1.0305 | 9027.4109
Commercial | Miscellaneous | New | Chilled Water System - Variable Speed Drives | 1.0305 | 1.0305 | 9027.4109 | Commercial | Miscellaneous | New | Chilled Water System - Variable Speed Drives | 1.0305 | 1.0305 | 9027.4109
Commercial | Offices | New | Chilled Water System - Variable Speed Drives | 1.0305 | 1.0305 | 9027.4109 | Commercial | Offices | New | Chilled Water System - Variable Speed Drives | 1.0305 | 1.0305 | 9027.4109
Commercial | Restaurants | New | Chilled Water System - Variable Speed Drives | 1.0305 | 1.0305 | 9027.4109 | Commercial | Restaurants | New | Chilled Water System - Variable Speed Drives | 1.0305 | 1.0305 | 9027.4109
Commercial | Retail | New | Chilled Water System - Variable Speed Drives | 1.0305 | 1.0305 | 9027.4109 | Commercial | Retail | New | Chilled Water System - Variable Speed Drives | 1.0305 | 1.0305 | 9027.4109
Commercial | Schools K-12 | New | Chilled Water System - Variable Speed Drives | 1.0305 | 1.0305 | 9027.4109 | Commercial | Schools K-12 | New | Chilled Water System - Variable Speed Drives | 1.0305 | 1.0305 | 9027.4109
Commercial | Warehouse | New | Chilled Water System - Variable Speed Drives | 1.0305 | 1.0305 | 9027.4109 | Commercial | Warehouse | New | Chilled Water System - Variable Speed Drives | 1.0305 | 1.0305 | 9027.4109
Commercial | Assembly | Existing | Cool Roof | 7.5697e-05 | 0 | 0.17819 | Commercial | Assembly | Existing | Cool Roof | 7.5697e-05 | 0 | 0.17819
Commercial | College and University | Existing | Cool Roof | 7.5697e-05 | 0 | 0.17819 | Commercial | College and University | Existing | Cool Roof | 7.5697e-05 | 0 | 0.17819
Commercial | Grocery | Existing | Cool Roof | 7.5697e-05 | 0 | 0.17819 | Commercial | Grocery | Existing | Cool Roof | 7.5697e-05 | 0 | 0.17819
Commercial | Healthcare | Existing | Cool Roof | 7.5697e-05 | 0 | 0.17819 | Commercial | Healthcare | Existing | Cool Roof | 7.5697e-05 | 0 | 0.17819
Commercial | Hospitals | Existing | Cool Roof | 7.5697e-05 | 0 | 0.17819 | Commercial | Hospitals | Existing | Cool Roof | 7.5697e-05 | 0 | 0.17819
Commercial | Institutional | Existing | Cool Roof | 7.5697e-05 | 0 | 0.17819 | Commercial | Institutional | Existing | Cool Roof | 7.5697e-05 | 0 | 0.17819
Commercial | Lodging/Hospitality | Existing | Cool Roof | 0.00010041 | 0 | 0.17819 | Commercial | Lodging/Hospitality | Existing | Cool Roof | 0.00010041 | 0 | 0.17819
Commercial | Miscellaneous | Existing | Cool Roof | 2.2991e-05 | 0 | 0.17819 | Commercial | Miscellaneous | Existing | Cool Roof | 2.2991e-05 | 0 | 0.17819
Commercial | Offices | Existing | Cool Roof | 7.5697e-05 | 0 | 0.17819 | Commercial | Offices | Existing | Cool Roof | 7.5697e-05 | 0 | 0.17819
Commercial | Restaurants | Existing | Cool Roof | 7.5697e-05 | 0 | 0.17819 | Commercial | Restaurants | Existing | Cool Roof | 7.5697e-05 | 0 | 0.17819
Commercial | Retail | Existing | Cool Roof | 7.5697e-05 | 0 | 0.17819 | Commercial | Retail | Existing | Cool Roof | 7.5697e-05 | 0 | 0.17819
Commercial | Schools K-12 | Existing | Cool Roof | 7.5697e-05 | 0 | 0.17819 | Commercial | Schools K-12 | Existing | Cool Roof | 7.5697e-05 | 0 | 0.17819
Commercial | Warehouse | Existing | Cool Roof | 2.2991e-05 | 0 | 0.17819 | Commercial | Warehouse | Existing | Cool Roof | 2.2991e-05 | 0 | 0.17819
Commercial | Assembly | New | Cool Roof | 7.5512e-05 | 0 | 0.17775 | Commercial | Assembly | New | Cool Roof | 7.5512e-05 | 0 | 0.17775
Commercial | College and University | New | Cool Roof | 7.5512e-05 | 0 | 0.17775 | Commercial | College and University | New | Cool Roof | 7.5512e-05 | 0 | 0.17775
Commercial | Grocery | New | Cool Roof | 7.5512e-05 | 0 | 0.17775 | Commercial | Grocery | New | Cool Roof | 7.5512e-05 | 0 | 0.17775
Commercial | Healthcare | New | Cool Roof | 7.5512e-05 | 0 | 0.17775 | Commercial | Healthcare | New | Cool Roof | 7.5512e-05 | 0 | 0.17775
Commercial | Hospitals | New | Cool Roof | 7.5512e-05 | 0 | 0.17775 | Commercial | Hospitals | New | Cool Roof | 7.5512e-05 | 0 | 0.17775
Commercial | Institutional | New | Cool Roof | 7.5512e-05 | 0 | 0.17775 | Commercial | Institutional | New | Cool Roof | 7.5512e-05 | 0 | 0.17775
Commercial | Lodging/Hospitality | New | Cool Roof | 0.00010016 | 0 | 0.17775 | Commercial | Lodging/Hospitality | New | Cool Roof | 0.00010016 | 0 | 0.17775
Commercial | Miscellaneous | New | Cool Roof | 2.2935e-05 | 0 | 0.17775 | Commercial | Miscellaneous | New | Cool Roof | 2.2935e-05 | 0 | 0.17775
Commercial | Offices | New | Cool Roof | 7.5512e-05 | 0 | 0.17775 | Commercial | Offices | New | Cool Roof | 7.5512e-05 | 0 | 0.17775
Commercial | Restaurants | New | Cool Roof | 7.5512e-05 | 0 | 0.17775 | Commercial | Restaurants | New | Cool Roof | 7.5512e-05 | 0 | 0.17775
Commercial | Retail | New | Cool Roof | 7.5512e-05 | 0 | 0.17775 | Commercial | Retail | New | Cool Roof | 7.5512e-05 | 0 | 0.17775
Commercial | Schools K-12 | New | Cool Roof | 7.5512e-05 | 0 | 0.17775 | Commercial | Schools K-12 | New | Cool Roof | 7.5512e-05 | 0 | 0.17775
Commercial | Warehouse | New | Cool Roof | 2.2935e-05 | 0 | 0.17775 | Commercial | Warehouse | New | Cool Roof | 2.2935e-05 | 0 | 0.17775
Commercial | Assembly | Existing | Dedicated Outdoor Air System on VRF unit | 0.24347 | 0.24609 | 800.1307 | Commercial | Assembly | Existing | Dedicated Outdoor Air System on VRF unit | 0.24347 | 0.24609 | 800.1307
Commercial | College and University | Existing | Dedicated Outdoor Air System on VRF unit | 0.1876 | 0.13783 | 884.2265 | Commercial | College and University | Existing | Dedicated Outdoor Air System on VRF unit | 0.1876 | 0.13783 | 884.2265
Commercial | Grocery | Existing | Dedicated Outdoor Air System on VRF unit | 0.14569 | 0.14726 | 478.7875 | Commercial | Grocery | Existing | Dedicated Outdoor Air System on VRF unit | 0.14569 | 0.14726 | 478.7875
Commercial | Healthcare | Existing | Dedicated Outdoor Air System on VRF unit | 0.52396 | 0.52959 | 1721.9094 | Commercial | Healthcare | Existing | Dedicated Outdoor Air System on VRF unit | 0.52396 | 0.52959 | 1721.9094
Commercial | Hospitals | Existing | Dedicated Outdoor Air System on VRF unit | 0.49919 | 0.50455 | 1640.5025 | Commercial | Hospitals | Existing | Dedicated Outdoor Air System on VRF unit | 0.49919 | 0.50455 | 1640.5025
Commercial | Institutional | Existing | Dedicated Outdoor Air System on VRF unit | 0.1347 | 0.13614 | 442.6603 | Commercial | Institutional | Existing | Dedicated Outdoor Air System on VRF unit | 0.1347 | 0.13614 | 442.6603
Commercial | Lodging/Hospitality | Existing | Dedicated Outdoor Air System on VRF unit | 0.27644 | 0.2031 | 1302.9413 | Commercial | Lodging/Hospitality | Existing | Dedicated Outdoor Air System on VRF unit | 0.27644 | 0.2031 | 1302.9413
Commercial | Miscellaneous | Existing | Dedicated Outdoor Air System on VRF unit | 0.13592 | 0.13738 | 446.692 | Commercial | Miscellaneous | Existing | Dedicated Outdoor Air System on VRF unit | 0.13592 | 0.13738 | 446.692
Commercial | Offices | Existing | Dedicated Outdoor Air System on VRF unit | 0.26883 | 0.27172 | 883.4693 | Commercial | Offices | Existing | Dedicated Outdoor Air System on VRF unit | 0.26883 | 0.27172 | 883.4693
Commercial | Restaurants | Existing | Dedicated Outdoor Air System on VRF unit | 0.41437 | 0.41882 | 1361.7563 | Commercial | Restaurants | Existing | Dedicated Outdoor Air System on VRF unit | 0.41437 | 0.41882 | 1361.7563
Commercial | Retail | Existing | Dedicated Outdoor Air System on VRF unit | 0.31922 | 0.32265 | 1049.061 | Commercial | Retail | Existing | Dedicated Outdoor Air System on VRF unit | 0.31922 | 0.32265 | 1049.061
Commercial | Schools K-12 | Existing | Dedicated Outdoor Air System on VRF unit | 0.27862 | 0.28162 | 915.6498 | Commercial | Schools K-12 | Existing | Dedicated Outdoor Air System on VRF unit | 0.27862 | 0.28162 | 915.6498
Commercial | Warehouse | Existing | Dedicated Outdoor Air System on VRF unit | 0.062019 | 0.062685 | 203.814 | Commercial | Warehouse | Existing | Dedicated Outdoor Air System on VRF unit | 0.062019 | 0.062685 | 203.814
Commercial | Assembly | New | Dedicated Outdoor Air System on VRF unit | 0.24347 | 0.24609 | 800.1307 | Commercial | Assembly | New | Dedicated Outdoor Air System on VRF unit | 0.24347 | 0.24609 | 800.1307
Commercial | College and University | New | Dedicated Outdoor Air System on VRF unit | 0.1876 | 0.13783 | 884.2265 | Commercial | College and University | New | Dedicated Outdoor Air System on VRF unit | 0.1876 | 0.13783 | 884.2265
Commercial | Grocery | New | Dedicated Outdoor Air System on VRF unit | 0.14569 | 0.14726 | 478.7875 | Commercial | Grocery | New | Dedicated Outdoor Air System on VRF unit | 0.14569 | 0.14726 | 478.7875
Commercial | Healthcare | New | Dedicated Outdoor Air System on VRF unit | 0.52396 | 0.52959 | 1721.9094 | Commercial | Healthcare | New | Dedicated Outdoor Air System on VRF unit | 0.52396 | 0.52959 | 1721.9094
Commercial | Hospitals | New | Dedicated Outdoor Air System on VRF unit | 0.49919 | 0.50455 | 1640.5025 | Commercial | Hospitals | New | Dedicated Outdoor Air System on VRF unit | 0.49919 | 0.50455 | 1640.5025
Commercial | Institutional | New | Dedicated Outdoor Air System on VRF unit | 0.1347 | 0.13614 | 442.6603 | Commercial | Institutional | New | Dedicated Outdoor Air System on VRF unit | 0.1347 | 0.13614 | 442.6603
Commercial | Lodging/Hospitality | New | Dedicated Outdoor Air System on VRF unit | 0.27644 | 0.2031 | 1302.9413 | Commercial | Lodging/Hospitality | New | Dedicated Outdoor Air System on VRF unit | 0.27644 | 0.2031 | 1302.9413
Commercial | Miscellaneous | New | Dedicated Outdoor Air System on VRF unit | 0.13592 | 0.13738 | 446.692 | Commercial | Miscellaneous | New | Dedicated Outdoor Air System on VRF unit | 0.13592 | 0.13738 | 446.692
Commercial | Offices | New | Dedicated Outdoor Air System on VRF unit | 0.26883 | 0.27172 | 883.4693 | Commercial | Offices | New | Dedicated Outdoor Air System on VRF unit | 0.26883 | 0.27172 | 883.4693
Commercial | Restaurants | New | Dedicated Outdoor Air System on VRF unit | 0.41437 | 0.41882 | 1361.7563 | Commercial | Restaurants | New | Dedicated Outdoor Air System on VRF unit | 0.41437 | 0.41882 | 1361.7563
Commercial | Retail | New | Dedicated Outdoor Air System on VRF unit | 0.31922 | 0.32265 | 1049.061 | Commercial | Retail | New | Dedicated Outdoor Air System on VRF unit | 0.31922 | 0.32265 | 1049.061
Commercial | Schools K-12 | New | Dedicated Outdoor Air System on VRF unit | 0.27862 | 0.28162 | 915.6498 | Commercial | Schools K-12 | New | Dedicated Outdoor Air System on VRF unit | 0.27862 | 0.28162 | 915.6498
Commercial | Warehouse | New | Dedicated Outdoor Air System on VRF unit | 0.062019 | 0.062685 | 203.814 | Commercial | Warehouse | New | Dedicated Outdoor Air System on VRF unit | 0.062019 | 0.062685 | 203.814
Commercial | Assembly | Existing | Destratification Fans | 0 | 0.14896 | 735.7157 | Commercial | Assembly | Existing | Destratification Fans | 0 | 0.14896 | 735.7157
Commercial | College and University | Existing | Destratification Fans | 0 | 0.27098 | 1338.3629 | Commercial | College and University | Existing | Destratification Fans | 0 | 0.27098 | 1338.3629
Commercial | Grocery | Existing | Destratification Fans | 0 | 0.097597 | 482.0318 | Commercial | Grocery | Existing | Destratification Fans | 0 | 0.097597 | 482.0318
Commercial | Healthcare | Existing | Destratification Fans | 0 | 0.2441 | 1205.6288 | Commercial | Healthcare | Existing | Destratification Fans | 0 | 0.2441 | 1205.6288
Commercial | Hospitals | Existing | Destratification Fans | 0 | 0.48202 | 2380.6816 | Commercial | Hospitals | Existing | Destratification Fans | 0 | 0.48202 | 2380.6816
Commercial | Institutional | Existing | Destratification Fans | 0 | 0.053656 | 265.0099 | Commercial | Institutional | Existing | Destratification Fans | 0 | 0.053656 | 265.0099
Commercial | Lodging/Hospitality | Existing | Destratification Fans | 0 | 0.080943 | 399.777 | Commercial | Lodging/Hospitality | Existing | Destratification Fans | 0 | 0.080943 | 399.777
Commercial | Miscellaneous | Existing | Destratification Fans | 0 | 0.1237 | 610.9687 | Commercial | Miscellaneous | Existing | Destratification Fans | 0 | 0.1237 | 610.9687
Commercial | Offices | Existing | Destratification Fans | 0 | 0.027093 | 133.8104 | Commercial | Offices | Existing | Destratification Fans | 0 | 0.027093 | 133.8104
Commercial | Restaurants | Existing | Destratification Fans | 0 | 0.21413 | 1057.5728 | Commercial | Restaurants | Existing | Destratification Fans | 0 | 0.21413 | 1057.5728
Commercial | Retail | Existing | Destratification Fans | 0 | 0.25624 | 1265.5698 | Commercial | Retail | Existing | Destratification Fans | 0 | 0.25624 | 1265.5698
Commercial | Schools K-12 | Existing | Destratification Fans | 0 | 0.8102 | 4001.5926 | Commercial | Schools K-12 | Existing | Destratification Fans | 0 | 0.8102 | 4001.5926
Commercial | Warehouse | Existing | Destratification Fans | 0 | 0.088814 | 438.6558 | Commercial | Warehouse | Existing | Destratification Fans | 0 | 0.088814 | 438.6558
Commercial | Assembly | New | Destratification Fans | 0 | 0.14896 | 735.7157 | Commercial | Assembly | New | Destratification Fans | 0 | 0.14896 | 735.7157
Commercial | College and University | New | Destratification Fans | 0 | 0.27098 | 1338.3629 | Commercial | College and University | New | Destratification Fans | 0 | 0.27098 | 1338.3629
Commercial | Grocery | New | Destratification Fans | 0 | 0.097597 | 482.0318 | Commercial | Grocery | New | Destratification Fans | 0 | 0.097597 | 482.0318
Commercial | Healthcare | New | Destratification Fans | 0 | 0.2441 | 1205.6288 | Commercial | Healthcare | New | Destratification Fans | 0 | 0.2441 | 1205.6288
Commercial | Hospitals | New | Destratification Fans | 0 | 0.48202 | 2380.6816 | Commercial | Hospitals | New | Destratification Fans | 0 | 0.48202 | 2380.6816
Commercial | Institutional | New | Destratification Fans | 0 | 0.053656 | 265.0099 | Commercial | Institutional | New | Destratification Fans | 0 | 0.053656 | 265.0099
Commercial | Lodging/Hospitality | New | Destratification Fans | 0 | 0.080943 | 399.777 | Commercial | Lodging/Hospitality | New | Destratification Fans | 0 | 0.080943 | 399.777
Commercial | Miscellaneous | New | Destratification Fans | 0 | 0.1237 | 610.9687 | Commercial | Miscellaneous | New | Destratification Fans | 0 | 0.1237 | 610.9687
Commercial | Offices | New | Destratification Fans | 0 | 0.027093 | 133.8104 | Commercial | Offices | New | Destratification Fans | 0 | 0.027093 | 133.8104
Commercial | Restaurants | New | Destratification Fans | 0 | 0.21413 | 1057.5728 | Commercial | Restaurants | New | Destratification Fans | 0 | 0.21413 | 1057.5728
Commercial | Retail | New | Destratification Fans | 0 | 0.25624 | 1265.5698 | Commercial | Retail | New | Destratification Fans | 0 | 0.25624 | 1265.5698
Commercial | Schools K-12 | New | Destratification Fans | 0 | 0.8102 | 4001.5926 | Commercial | Schools K-12 | New | Destratification Fans | 0 | 0.8102 | 4001.5926
Commercial | Warehouse | New | Destratification Fans | 0 | 0.088814 | 438.6558 | Commercial | Warehouse | New | Destratification Fans | 0 | 0.088814 | 438.6558
Commercial | Assembly | Existing | Duct Insulation | 0.26713 | 0.57411 | 983.3201 | Commercial | Assembly | Existing | Duct Insulation | 0.26713 | 0.57411 | 983.3201
Commercial | College and University | Existing | Duct Insulation | 1.5955 | 3.429 | 5872.9828 | Commercial | College and University | Existing | Duct Insulation | 1.5955 | 3.429 | 5872.9828
Commercial | Grocery | Existing | Duct Insulation | 0.64315 | 1.3822 | 2367.4384 | Commercial | Grocery | Existing | Duct Insulation | 0.64315 | 1.3822 | 2367.4384
Commercial | Healthcare | Existing | Duct Insulation | 1.1226 | 2.4127 | 4132.3741 | Commercial | Healthcare | Existing | Duct Insulation | 1.1226 | 2.4127 | 4132.3741
Commercial | Hospitals | Existing | Duct Insulation | 11.6976 | 25.1399 | 43058.6877 | Commercial | Hospitals | Existing | Duct Insulation | 11.6976 | 25.1399 | 43058.6877
Commercial | Institutional | Existing | Duct Insulation | 1.2978 | 2.7891 | 4777.0684 | Commercial | Institutional | Existing | Duct Insulation | 1.2978 | 2.7891 | 4777.0684
Commercial | Lodging/Hospitality | Existing | Duct Insulation | 1.0646 | 2.288 | 3918.7435 | Commercial | Lodging/Hospitality | Existing | Duct Insulation | 1.0646 | 2.288 | 3918.7435
Commercial | Miscellaneous | Existing | Duct Insulation | 12.3725 | 26.5904 | 45543.0611 | Commercial | Miscellaneous | Existing | Duct Insulation | 12.3725 | 26.5904 | 45543.0611
Commercial | Offices | Existing | Duct Insulation | 0.92485 | 1.9876 | 3404.3613 | Commercial | Offices | Existing | Duct Insulation | 0.92485 | 1.9876 | 3404.3613
Commercial | Restaurants | Existing | Duct Insulation | 0.67017 | 1.4403 | 2466.8853 | Commercial | Restaurants | Existing | Duct Insulation | 0.67017 | 1.4403 | 2466.8853
Commercial | Retail | Existing | Duct Insulation | 0.29271 | 0.62909 | 1077.4754 | Commercial | Retail | Existing | Duct Insulation | 0.29271 | 0.62909 | 1077.4754
Commercial | Schools K-12 | Existing | Duct Insulation | 1.0939 | 2.351 | 4026.6263 | Commercial | Schools K-12 | Existing | Duct Insulation | 1.0939 | 2.351 | 4026.6263
Commercial | Warehouse | Existing | Duct Insulation | 0.10867 | 0.23354 | 400.0066 | Commercial | Warehouse | Existing | Duct Insulation | 0.10867 | 0.23354 | 400.0066
Commercial | Assembly | New | Duct Insulation | 0.26713 | 0.57411 | 983.3201 | Commercial | Assembly | New | Duct Insulation | 0.26713 | 0.57411 | 983.3201
Commercial | College and University | New | Duct Insulation | 1.5955 | 3.429 | 5872.9828 | Commercial | College and University | New | Duct Insulation | 1.5955 | 3.429 | 5872.9828
Commercial | Grocery | New | Duct Insulation | 0.64315 | 1.3822 | 2367.4384 | Commercial | Grocery | New | Duct Insulation | 0.64315 | 1.3822 | 2367.4384
Commercial | Healthcare | New | Duct Insulation | 1.1226 | 2.4127 | 4132.3741 | Commercial | Healthcare | New | Duct Insulation | 1.1226 | 2.4127 | 4132.3741
Commercial | Hospitals | New | Duct Insulation | 11.6976 | 25.1399 | 43058.6877 | Commercial | Hospitals | New | Duct Insulation | 11.6976 | 25.1399 | 43058.6877
Commercial | Institutional | New | Duct Insulation | 1.2978 | 2.7891 | 4777.0684 | Commercial | Institutional | New | Duct Insulation | 1.2978 | 2.7891 | 4777.0684
Commercial | Lodging/Hospitality | New | Duct Insulation | 1.0646 | 2.288 | 3918.7435 | Commercial | Lodging/Hospitality | New | Duct Insulation | 1.0646 | 2.288 | 3918.7435
Commercial | Miscellaneous | New | Duct Insulation | 12.3725 | 26.5904 | 45543.0611 | Commercial | Miscellaneous | New | Duct Insulation | 12.3725 | 26.5904 | 45543.0611
Commercial | Offices | New | Duct Insulation | 0.92485 | 1.9876 | 3404.3613 | Commercial | Offices | New | Duct Insulation | 0.92485 | 1.9876 | 3404.3613
Commercial | Restaurants | New | Duct Insulation | 0.67017 | 1.4403 | 2466.8853 | Commercial | Restaurants | New | Duct Insulation | 0.67017 | 1.4403 | 2466.8853
Commercial | Retail | New | Duct Insulation | 0.29271 | 0.62909 | 1077.4754 | Commercial | Retail | New | Duct Insulation | 0.29271 | 0.62909 | 1077.4754
Commercial | Schools K-12 | New | Duct Insulation | 1.0939 | 2.351 | 4026.6263 | Commercial | Schools K-12 | New | Duct Insulation | 1.0939 | 2.351 | 4026.6263
Commercial | Warehouse | New | Duct Insulation | 0.10867 | 0.23354 | 400.0066 | Commercial | Warehouse | New | Duct Insulation | 0.10867 | 0.23354 | 400.0066
Commercial | Assembly | Existing | Duct Sealing Repair | 1.1367 | 4.0258 | 5769.3882 | Commercial | Assembly | Existing | Duct Sealing Repair | 1.1367 | 4.0258 | 5769.3882
Commercial | College and University | Existing | Duct Sealing Repair | 6.789 | 24.0448 | 34458.2784 | Commercial | College and University | Existing | Duct Sealing Repair | 6.789 | 24.0448 | 34458.2784
Commercial | Grocery | Existing | Duct Sealing Repair | 2.7367 | 9.6926 | 13890.361 | Commercial | Grocery | Existing | Duct Sealing Repair | 2.7367 | 9.6926 | 13890.361
Commercial | Healthcare | Existing | Duct Sealing Repair | 4.7769 | 16.9185 | 24245.6858 | Commercial | Healthcare | Existing | Duct Sealing Repair | 4.7769 | 16.9185 | 24245.6858
Commercial | Hospitals | Existing | Duct Sealing Repair | 49.7747 | 176.288 | 252636.2315 | Commercial | Hospitals | Existing | Duct Sealing Repair | 49.7747 | 176.288 | 252636.2315
Commercial | Institutional | Existing | Duct Sealing Repair | 5.5222 | 19.558 | 28028.271 | Commercial | Institutional | Existing | Duct Sealing Repair | 5.5222 | 19.558 | 28028.271
Commercial | Lodging/Hospitality | Existing | Duct Sealing Repair | 4.53 | 16.0439 | 22992.2611 | Commercial | Lodging/Hospitality | Existing | Duct Sealing Repair | 4.53 | 16.0439 | 22992.2611
Commercial | Miscellaneous | Existing | Duct Sealing Repair | 52.6466 | 186.4593 | 267212.6796 | Commercial | Miscellaneous | Existing | Duct Sealing Repair | 52.6466 | 186.4593 | 267212.6796
Commercial | Offices | Existing | Duct Sealing Repair | 3.9354 | 13.9379 | 19974.2506 | Commercial | Offices | Existing | Duct Sealing Repair | 3.9354 | 13.9379 | 19974.2506
Commercial | Restaurants | Existing | Duct Sealing Repair | 2.8517 | 10.0998 | 14473.841 | Commercial | Restaurants | Existing | Duct Sealing Repair | 2.8517 | 10.0998 | 14473.841
Commercial | Retail | Existing | Duct Sealing Repair | 1.2455 | 4.4113 | 6321.8213 | Commercial | Retail | Existing | Duct Sealing Repair | 1.2455 | 4.4113 | 6321.8213
Commercial | Schools K-12 | Existing | Duct Sealing Repair | 4.6547 | 16.4855 | 23625.2368 | Commercial | Schools K-12 | Existing | Duct Sealing Repair | 4.6547 | 16.4855 | 23625.2368
Commercial | Warehouse | Existing | Duct Sealing Repair | 0.4624 | 1.6377 | 2346.9401 | Commercial | Warehouse | Existing | Duct Sealing Repair | 0.4624 | 1.6377 | 2346.9401
Commercial | Assembly | New | Duct Sealing Repair | 1.1367 | 4.0258 | 5769.3882 | Commercial | Assembly | New | Duct Sealing Repair | 1.1367 | 4.0258 | 5769.3882
Commercial | College and University | New | Duct Sealing Repair | 6.789 | 24.0448 | 34458.2784 | Commercial | College and University | New | Duct Sealing Repair | 6.789 | 24.0448 | 34458.2784
Commercial | Grocery | New | Duct Sealing Repair | 2.7367 | 9.6926 | 13890.361 | Commercial | Grocery | New | Duct Sealing Repair | 2.7367 | 9.6926 | 13890.361
Commercial | Healthcare | New | Duct Sealing Repair | 4.7769 | 16.9185 | 24245.6858 | Commercial | Healthcare | New | Duct Sealing Repair | 4.7769 | 16.9185 | 24245.6858
Commercial | Hospitals | New | Duct Sealing Repair | 49.7747 | 176.288 | 252636.2315 | Commercial | Hospitals | New | Duct Sealing Repair | 49.7747 | 176.288 | 252636.2315
Commercial | Institutional | New | Duct Sealing Repair | 5.5222 | 19.558 | 28028.271 | Commercial | Institutional | New | Duct Sealing Repair | 5.5222 | 19.558 | 28028.271
Commercial | Lodging/Hospitality | New | Duct Sealing Repair | 4.53 | 16.0439 | 22992.2611 | Commercial | Lodging/Hospitality | New | Duct Sealing Repair | 4.53 | 16.0439 | 22992.2611
Commercial | Miscellaneous | New | Duct Sealing Repair | 52.6466 | 186.4593 | 267212.6796 | Commercial | Miscellaneous | New | Duct Sealing Repair | 52.6466 | 186.4593 | 267212.6796
Commercial | Offices | New | Duct Sealing Repair | 3.9354 | 13.9379 | 19974.2506 | Commercial | Offices | New | Duct Sealing Repair | 3.9354 | 13.9379 | 19974.2506
Commercial | Restaurants | New | Duct Sealing Repair | 2.8517 | 10.0998 | 14473.841 | Commercial | Restaurants | New | Duct Sealing Repair | 2.8517 | 10.0998 | 14473.841
Commercial | Retail | New | Duct Sealing Repair | 1.2455 | 4.4113 | 6321.8213 | Commercial | Retail | New | Duct Sealing Repair | 1.2455 | 4.4113 | 6321.8213
Commercial | Schools K-12 | New | Duct Sealing Repair | 4.6547 | 16.4855 | 23625.2368 | Commercial | Schools K-12 | New | Duct Sealing Repair | 4.6547 | 16.4855 | 23625.2368
Commercial | Warehouse | New | Duct Sealing Repair | 0.4624 | 1.6377 | 2346.9401 | Commercial | Warehouse | New | Duct Sealing Repair | 0.4624 | 1.6377 | 2346.9401
Commercial | Assembly | Existing | ECM Motors on Furnaces | 0 | 0 | 462.9948 | Commercial | Assembly | Existing | ECM Motors on Furnaces | 0 | 0 | 462.9948
Commercial | College and University | Existing | ECM Motors on Furnaces | 0 | 0.070648 | 462.9948 | Commercial | College and University | Existing | ECM Motors on Furnaces | 0 | 0.070648 | 462.9948
Commercial | Grocery | Existing | ECM Motors on Furnaces | 0 | 0.090908 | 796.3511 | Commercial | Grocery | Existing | ECM Motors on Furnaces | 0 | 0.090908 | 796.3511
Commercial | Healthcare | Existing | ECM Motors on Furnaces | 0 | 0 | 725.9759 | Commercial | Healthcare | Existing | ECM Motors on Furnaces | 0 | 0 | 725.9759
Commercial | Hospitals | Existing | ECM Motors on Furnaces | 0 | 0.12604 | 825.9828 | Commercial | Hospitals | Existing | ECM Motors on Furnaces | 0 | 0.12604 | 825.9828
Commercial | Institutional | Existing | ECM Motors on Furnaces | 0 | 0 | 403.7315 | Commercial | Institutional | Existing | ECM Motors on Furnaces | 0 | 0 | 403.7315
Commercial | Lodging/Hospitality | Existing | ECM Motors on Furnaces | 0 | 0.055813 | 488.9225 | Commercial | Lodging/Hospitality | Existing | ECM Motors on Furnaces | 0 | 0.055813 | 488.9225
Commercial | Miscellaneous | Existing | ECM Motors on Furnaces | 0 | 0 | 255.5731 | Commercial | Miscellaneous | Existing | ECM Motors on Furnaces | 0 | 0 | 255.5731
Commercial | Offices | Existing | ECM Motors on Furnaces | 0 | 0 | 270.389 | Commercial | Offices | Existing | ECM Motors on Furnaces | 0 | 0 | 270.389
Commercial | Restaurants | Existing | ECM Motors on Furnaces | 0 | 0.19492 | 1707.525 | Commercial | Restaurants | Existing | ECM Motors on Furnaces | 0 | 0.19492 | 1707.525
Commercial | Retail | Existing | ECM Motors on Furnaces | 0 | 0.1222 | 1070.4441 | Commercial | Retail | Existing | ECM Motors on Furnaces | 0 | 0.1222 | 1070.4441
Commercial | Schools K-12 | Existing | ECM Motors on Furnaces | 0 | 0 | 985.253 | Commercial | Schools K-12 | Existing | ECM Motors on Furnaces | 0 | 0 | 985.253
Commercial | Warehouse | Existing | ECM Motors on Furnaces | 0 | 0 | 255.5731 | Commercial | Warehouse | Existing | ECM Motors on Furnaces | 0 | 0 | 255.5731
Commercial | Assembly | New | ECM Motors on Furnaces | 0 | 0 | 462.9948 | Commercial | Assembly | New | ECM Motors on Furnaces | 0 | 0 | 462.9948
Commercial | College and University | New | ECM Motors on Furnaces | 0 | 0.070648 | 462.9948 | Commercial | College and University | New | ECM Motors on Furnaces | 0 | 0.070648 | 462.9948
Commercial | Grocery | New | ECM Motors on Furnaces | 0 | 0.090908 | 796.3511 | Commercial | Grocery | New | ECM Motors on Furnaces | 0 | 0.090908 | 796.3511
Commercial | Healthcare | New | ECM Motors on Furnaces | 0 | 0 | 725.9759 | Commercial | Healthcare | New | ECM Motors on Furnaces | 0 | 0 | 725.9759
Commercial | Hospitals | New | ECM Motors on Furnaces | 0 | 0.12604 | 825.9828 | Commercial | Hospitals | New | ECM Motors on Furnaces | 0 | 0.12604 | 825.9828
Commercial | Institutional | New | ECM Motors on Furnaces | 0 | 0 | 403.7315 | Commercial | Institutional | New | ECM Motors on Furnaces | 0 | 0 | 403.7315
Commercial | Lodging/Hospitality | New | ECM Motors on Furnaces | 0 | 0.055813 | 488.9225 | Commercial | Lodging/Hospitality | New | ECM Motors on Furnaces | 0 | 0.055813 | 488.9225
Commercial | Miscellaneous | New | ECM Motors on Furnaces | 0 | 0 | 255.5731 | Commercial | Miscellaneous | New | ECM Motors on Furnaces | 0 | 0 | 255.5731
Commercial | Offices | New | ECM Motors on Furnaces | 0 | 0 | 270.389 | Commercial | Offices | New | ECM Motors on Furnaces | 0 | 0 | 270.389
Commercial | Restaurants | New | ECM Motors on Furnaces | 0 | 0.19492 | 1707.525 | Commercial | Restaurants | New | ECM Motors on Furnaces | 0 | 0.19492 | 1707.525
Commercial | Retail | New | ECM Motors on Furnaces | 0 | 0.1222 | 1070.4441 | Commercial | Retail | New | ECM Motors on Furnaces | 0 | 0.1222 | 1070.4441
Commercial | Schools K-12 | New | ECM Motors on Furnaces | 0 | 0 | 985.253 | Commercial | Schools K-12 | New | ECM Motors on Furnaces | 0 | 0 | 985.253
Commercial | Warehouse | New | ECM Motors on Furnaces | 0 | 0 | 255.5731 | Commercial | Warehouse | New | ECM Motors on Furnaces | 0 | 0 | 255.5731
Commercial | Assembly | Existing | Energy Recovery Ventilation System (ERV) | 13.3127 | 11.3508 | 7397.8089 | Commercial | Assembly | Existing | Energy Recovery Ventilation System (ERV) | 13.3127 | 11.3508 | 7397.8089
Commercial | College and University | Existing | Energy Recovery Ventilation System (ERV) | 44.638 | 38.0597 | 24805.1607 | Commercial | College and University | Existing | Energy Recovery Ventilation System (ERV) | 44.638 | 38.0597 | 24805.1607
Commercial | Grocery | Existing | Energy Recovery Ventilation System (ERV) | 17.4579 | 14.8851 | 9701.2996 | Commercial | Grocery | Existing | Energy Recovery Ventilation System (ERV) | 17.4579 | 14.8851 | 9701.2996
Commercial | Healthcare | Existing | Energy Recovery Ventilation System (ERV) | 30.4729 | 25.9821 | 16933.6609 | Commercial | Healthcare | Existing | Energy Recovery Ventilation System (ERV) | 30.4729 | 25.9821 | 16933.6609
Commercial | Hospitals | Existing | Energy Recovery Ventilation System (ERV) | 317.5226 | 270.7292 | 176446.0823 | Commercial | Hospitals | Existing | Energy Recovery Ventilation System (ERV) | 317.5226 | 270.7292 | 176446.0823
Commercial | Institutional | Existing | Energy Recovery Ventilation System (ERV) | 35.227 | 30.0356 | 19575.4923 | Commercial | Institutional | Existing | Energy Recovery Ventilation System (ERV) | 35.227 | 30.0356 | 19575.4923
Commercial | Lodging/Hospitality | Existing | Energy Recovery Ventilation System (ERV) | 28.8975 | 24.6389 | 16058.2446 | Commercial | Lodging/Hospitality | Existing | Energy Recovery Ventilation System (ERV) | 28.8975 | 24.6389 | 16058.2446
Commercial | Miscellaneous | Existing | Energy Recovery Ventilation System (ERV) | 335.8429 | 286.3496 | 186626.5586 | Commercial | Miscellaneous | Existing | Energy Recovery Ventilation System (ERV) | 335.8429 | 286.3496 | 186626.5586
Commercial | Offices | Existing | Energy Recovery Ventilation System (ERV) | 15.4644 | 13.1854 | 8593.5069 | Commercial | Offices | Existing | Energy Recovery Ventilation System (ERV) | 15.4644 | 13.1854 | 8593.5069
Commercial | Restaurants | Existing | Energy Recovery Ventilation System (ERV) | 19.9582 | 17.017 | 11090.6962 | Commercial | Restaurants | Existing | Energy Recovery Ventilation System (ERV) | 19.9582 | 17.017 | 11090.6962
Commercial | Retail | Existing | Energy Recovery Ventilation System (ERV) | 9.9809 | 8.51 | 5546.325 | Commercial | Retail | Existing | Energy Recovery Ventilation System (ERV) | 9.9809 | 8.51 | 5546.325
Commercial | Schools K-12 | Existing | Energy Recovery Ventilation System (ERV) | 30.6046 | 26.0944 | 17006.8797 | Commercial | Schools K-12 | Existing | Energy Recovery Ventilation System (ERV) | 30.6046 | 26.0944 | 17006.8797
Commercial | Warehouse | Existing | Energy Recovery Ventilation System (ERV) | 2.9497 | 2.515 | 1639.1488 | Commercial | Warehouse | Existing | Energy Recovery Ventilation System (ERV) | 2.9497 | 2.515 | 1639.1488
Commercial | Assembly | New | Energy Recovery Ventilation System (ERV) | 13.3127 | 11.3508 | 7397.8089 | Commercial | Assembly | New | Energy Recovery Ventilation System (ERV) | 13.3127 | 11.3508 | 7397.8089
Commercial | College and University | New | Energy Recovery Ventilation System (ERV) | 44.638 | 38.0597 | 24805.1607 | Commercial | College and University | New | Energy Recovery Ventilation System (ERV) | 44.638 | 38.0597 | 24805.1607
Commercial | Grocery | New | Energy Recovery Ventilation System (ERV) | 17.4579 | 14.8851 | 9701.2996 | Commercial | Grocery | New | Energy Recovery Ventilation System (ERV) | 17.4579 | 14.8851 | 9701.2996
Commercial | Healthcare | New | Energy Recovery Ventilation System (ERV) | 30.4729 | 25.9821 | 16933.6609 | Commercial | Healthcare | New | Energy Recovery Ventilation System (ERV) | 30.4729 | 25.9821 | 16933.6609
Commercial | Hospitals | New | Energy Recovery Ventilation System (ERV) | 317.5226 | 270.7292 | 176446.0823 | Commercial | Hospitals | New | Energy Recovery Ventilation System (ERV) | 317.5226 | 270.7292 | 176446.0823
Commercial | Institutional | New | Energy Recovery Ventilation System (ERV) | 35.227 | 30.0356 | 19575.4923 | Commercial | Institutional | New | Energy Recovery Ventilation System (ERV) | 35.227 | 30.0356 | 19575.4923
Commercial | Lodging/Hospitality | New | Energy Recovery Ventilation System (ERV) | 28.8975 | 24.6389 | 16058.2446 | Commercial | Lodging/Hospitality | New | Energy Recovery Ventilation System (ERV) | 28.8975 | 24.6389 | 16058.2446
Commercial | Miscellaneous | New | Energy Recovery Ventilation System (ERV) | 335.8429 | 286.3496 | 186626.5586 | Commercial | Miscellaneous | New | Energy Recovery Ventilation System (ERV) | 335.8429 | 286.3496 | 186626.5586
Commercial | Offices | New | Energy Recovery Ventilation System (ERV) | 15.4644 | 13.1854 | 8593.5069 | Commercial | Offices | New | Energy Recovery Ventilation System (ERV) | 15.4644 | 13.1854 | 8593.5069
Commercial | Restaurants | New | Energy Recovery Ventilation System (ERV) | 19.9582 | 17.017 | 11090.6962 | Commercial | Restaurants | New | Energy Recovery Ventilation System (ERV) | 19.9582 | 17.017 | 11090.6962
Commercial | Retail | New | Energy Recovery Ventilation System (ERV) | 9.9809 | 8.51 | 5546.325 | Commercial | Retail | New | Energy Recovery Ventilation System (ERV) | 9.9809 | 8.51 | 5546.325
Commercial | Schools K-12 | New | Energy Recovery Ventilation System (ERV) | 30.6046 | 26.0944 | 17006.8797 | Commercial | Schools K-12 | New | Energy Recovery Ventilation System (ERV) | 30.6046 | 26.0944 | 17006.8797
Commercial | Warehouse | New | Energy Recovery Ventilation System (ERV) | 2.9497 | 2.515 | 1639.1488 | Commercial | Warehouse | New | Energy Recovery Ventilation System (ERV) | 2.9497 | 2.515 | 1639.1488
Commercial | Assembly | Existing | Facility Commissioning | 0 | 0 | 0 | Commercial | Assembly | Existing | Facility Commissioning | 0 | 0 | 0
Commercial | College and University | Existing | Facility Commissioning | 0 | 0 | 0 | Commercial | College and University | Existing | Facility Commissioning | 0 | 0 | 0
Commercial | Grocery | Existing | Facility Commissioning | 0 | 0 | 0 | Commercial | Grocery | Existing | Facility Commissioning | 0 | 0 | 0
Commercial | Healthcare | Existing | Facility Commissioning | 0 | 0 | 0 | Commercial | Healthcare | Existing | Facility Commissioning | 0 | 0 | 0
Commercial | Hospitals | Existing | Facility Commissioning | 0 | 0 | 0 | Commercial | Hospitals | Existing | Facility Commissioning | 0 | 0 | 0
Commercial | Institutional | Existing | Facility Commissioning | 0 | 0 | 0 | Commercial | Institutional | Existing | Facility Commissioning | 0 | 0 | 0
Commercial | Lodging/Hospitality | Existing | Facility Commissioning | 0 | 0 | 0 | Commercial | Lodging/Hospitality | Existing | Facility Commissioning | 0 | 0 | 0
Commercial | Miscellaneous | Existing | Facility Commissioning | 0 | 0 | 0 | Commercial | Miscellaneous | Existing | Facility Commissioning | 0 | 0 | 0
Commercial | Offices | Existing | Facility Commissioning | 0 | 0 | 0 | Commercial | Offices | Existing | Facility Commissioning | 0 | 0 | 0
Commercial | Restaurants | Existing | Facility Commissioning | 0 | 0 | 0 | Commercial | Restaurants | Existing | Facility Commissioning | 0 | 0 | 0
Commercial | Retail | Existing | Facility Commissioning | 0 | 0 | 0 | Commercial | Retail | Existing | Facility Commissioning | 0 | 0 | 0
Commercial | Schools K-12 | Existing | Facility Commissioning | 0 | 0 | 0 | Commercial | Schools K-12 | Existing | Facility Commissioning | 0 | 0 | 0
Commercial | Warehouse | Existing | Facility Commissioning | 0 | 0 | 0 | Commercial | Warehouse | Existing | Facility Commissioning | 0 | 0 | 0
Commercial | Assembly | New | Facility Commissioning | 1.3944 | 0.13997 | 6489.3061 | Commercial | Assembly | New | Facility Commissioning | 1.3944 | 0.13997 | 6489.3061
Commercial | College and University | New | Facility Commissioning | 7.1769 | 5.9242 | 38758.0637 | Commercial | College and University | New | Facility Commissioning | 7.1769 | 5.9242 | 38758.0637
Commercial | Grocery | New | Facility Commissioning | 3.3572 | 0.33698 | 15623.633 | Commercial | Grocery | New | Facility Commissioning | 3.3572 | 0.33698 | 15623.633
Commercial | Healthcare | New | Facility Commissioning | 5.8599 | 0.5882 | 27271.1197 | Commercial | Healthcare | New | Facility Commissioning | 5.8599 | 0.5882 | 27271.1197
Commercial | Hospitals | New | Facility Commissioning | 52.6188 | 43.4343 | 284160.7767 | Commercial | Hospitals | New | Facility Commissioning | 52.6188 | 43.4343 | 284160.7767
Commercial | Institutional | New | Facility Commissioning | 6.7742 | 0.67996 | 31525.7048 | Commercial | Institutional | New | Facility Commissioning | 6.7742 | 0.67996 | 31525.7048
Commercial | Lodging/Hospitality | New | Facility Commissioning | 5.557 | 0.55779 | 25861.2898 | Commercial | Lodging/Hospitality | New | Facility Commissioning | 5.557 | 0.55779 | 25861.2898
Commercial | Miscellaneous | New | Facility Commissioning | 64.5827 | 6.4826 | 300556.1084 | Commercial | Miscellaneous | New | Facility Commissioning | 64.5827 | 6.4826 | 300556.1084
Commercial | Offices | New | Facility Commissioning | 4.8276 | 0.48457 | 22466.6847 | Commercial | Offices | New | Facility Commissioning | 4.8276 | 0.48457 | 22466.6847
Commercial | Restaurants | New | Facility Commissioning | 3.4982 | 0.35113 | 16279.921 | Commercial | Restaurants | New | Facility Commissioning | 3.4982 | 0.35113 | 16279.921
Commercial | Retail | New | Facility Commissioning | 1.5279 | 0.15337 | 7110.6731 | Commercial | Retail | New | Facility Commissioning | 1.5279 | 0.15337 | 7110.6731
Commercial | Schools K-12 | New | Facility Commissioning | 5.71 | 0.57315 | 26573.2496 | Commercial | Schools K-12 | New | Facility Commissioning | 5.71 | 0.57315 | 26573.2496
Commercial | Warehouse | New | Facility Commissioning | 0.56723 | 0.056937 | 2639.7968 | Commercial | Warehouse | New | Facility Commissioning | 0.56723 | 0.056937 | 2639.7968
Commercial | Assembly | Existing | Facility Energy Management System | 3.8562 | 0.3316 | 18398.4231 | Commercial | Assembly | Existing | Facility Energy Management System | 3.8562 | 0.3316 | 18398.4231
Commercial | College and University | Existing | Facility Energy Management System | 16.2679 | 14.0526 | 109886.5187 | Commercial | College and University | Existing | Facility Energy Management System | 16.2679 | 14.0526 | 109886.5187
Commercial | Grocery | Existing | Facility Energy Management System | 11.5595 | 5.3149 | 44295.9859 | Commercial | Grocery | Existing | Facility Energy Management System | 11.5595 | 5.3149 | 44295.9859
Commercial | Healthcare | Existing | Facility Energy Management System | 16.2055 | 1.3935 | 77318.837 | Commercial | Healthcare | Existing | Facility Energy Management System | 16.2055 | 1.3935 | 77318.837
Commercial | Hospitals | Existing | Facility Energy Management System | 119.2704 | 103.029 | 805650.1165 | Commercial | Hospitals | Existing | Facility Energy Management System | 119.2704 | 103.029 | 805650.1165
Commercial | Institutional | Existing | Facility Energy Management System | 18.7338 | 1.6109 | 89381.399 | Commercial | Institutional | Existing | Facility Energy Management System | 18.7338 | 1.6109 | 89381.399
Commercial | Lodging/Hospitality | Existing | Facility Energy Management System | 19.134 | 8.7976 | 73321.6996 | Commercial | Lodging/Hospitality | Existing | Facility Energy Management System | 19.134 | 8.7976 | 73321.6996
Commercial | Miscellaneous | Existing | Facility Energy Management System | 178.6019 | 15.3582 | 852134.0156 | Commercial | Miscellaneous | Existing | Facility Energy Management System | 178.6019 | 15.3582 | 852134.0156
Commercial | Offices | Existing | Facility Energy Management System | 13.3506 | 1.148 | 63697.3454 | Commercial | Offices | Existing | Facility Energy Management System | 13.3506 | 1.148 | 63697.3454
Commercial | Restaurants | Existing | Facility Energy Management System | 12.0451 | 5.5382 | 46156.6879 | Commercial | Restaurants | Existing | Facility Energy Management System | 12.0451 | 5.5382 | 46156.6879
Commercial | Retail | Existing | Facility Energy Management System | 5.261 | 2.419 | 20160.1173 | Commercial | Retail | Existing | Facility Energy Management System | 5.261 | 2.419 | 20160.1173
Commercial | Schools K-12 | Existing | Facility Energy Management System | 15.7908 | 1.3579 | 75340.2418 | Commercial | Schools K-12 | Existing | Facility Energy Management System | 15.7908 | 1.3579 | 75340.2418
Commercial | Warehouse | Existing | Facility Energy Management System | 1.5687 | 0.13489 | 7484.3286 | Commercial | Warehouse | Existing | Facility Energy Management System | 1.5687 | 0.13489 | 7484.3286
Commercial | Assembly | New | Facility Energy Management System | 3.8562 | 0.3316 | 18398.4231 | Commercial | Assembly | New | Facility Energy Management System | 3.8562 | 0.3316 | 18398.4231
Commercial | College and University | New | Facility Energy Management System | 16.2679 | 14.0526 | 109886.5187 | Commercial | College and University | New | Facility Energy Management System | 16.2679 | 14.0526 | 109886.5187
Commercial | Grocery | New | Facility Energy Management System | 11.5595 | 5.3149 | 44295.9859 | Commercial | Grocery | New | Facility Energy Management System | 11.5595 | 5.3149 | 44295.9859
Commercial | Healthcare | New | Facility Energy Management System | 16.2055 | 1.3935 | 77318.837 | Commercial | Healthcare | New | Facility Energy Management System | 16.2055 | 1.3935 | 77318.837
Commercial | Hospitals | New | Facility Energy Management System | 119.2704 | 103.029 | 805650.1165 | Commercial | Hospitals | New | Facility Energy Management System | 119.2704 | 103.029 | 805650.1165
Commercial | Institutional | New | Facility Energy Management System | 18.7338 | 1.6109 | 89381.399 | Commercial | Institutional | New | Facility Energy Management System | 18.7338 | 1.6109 | 89381.399
Commercial | Lodging/Hospitality | New | Facility Energy Management System | 19.134 | 8.7976 | 73321.6996 | Commercial | Lodging/Hospitality | New | Facility Energy Management System | 19.134 | 8.7976 | 73321.6996
Commercial | Miscellaneous | New | Facility Energy Management System | 178.6019 | 15.3582 | 852134.0156 | Commercial | Miscellaneous | New | Facility Energy Management System | 178.6019 | 15.3582 | 852134.0156
Commercial | Offices | New | Facility Energy Management System | 13.3506 | 1.148 | 63697.3454 | Commercial | Offices | New | Facility Energy Management System | 13.3506 | 1.148 | 63697.3454
Commercial | Restaurants | New | Facility Energy Management System | 12.0451 | 5.5382 | 46156.6879 | Commercial | Restaurants | New | Facility Energy Management System | 12.0451 | 5.5382 | 46156.6879
Commercial | Retail | New | Facility Energy Management System | 5.261 | 2.419 | 20160.1173 | Commercial | Retail | New | Facility Energy Management System | 5.261 | 2.419 | 20160.1173
Commercial | Schools K-12 | New | Facility Energy Management System | 15.7908 | 1.3579 | 75340.2418 | Commercial | Schools K-12 | New | Facility Energy Management System | 15.7908 | 1.3579 | 75340.2418
Commercial | Warehouse | New | Facility Energy Management System | 1.5687 | 0.13489 | 7484.3286 | Commercial | Warehouse | New | Facility Energy Management System | 1.5687 | 0.13489 | 7484.3286
Commercial | Assembly | Existing | Floor Insulation | 1.3946e-06 | 3.1437e-05 | 0.069693 | Commercial | Assembly | Existing | Floor Insulation | 1.3946e-06 | 3.1437e-05 | 0.069693
Commercial | College and University | Existing | Floor Insulation | 2.8824e-05 | 1.6978e-05 | 0.069693 | Commercial | College and University | Existing | Floor Insulation | 2.8824e-05 | 1.6978e-05 | 0.069693
Commercial | Grocery | Existing | Floor Insulation | 1.4222e-05 | 3.2526e-05 | 0.069693 | Commercial | Grocery | Existing | Floor Insulation | 1.4222e-05 | 3.2526e-05 | 0.069693
Commercial | Healthcare | Existing | Floor Insulation | 1.3946e-06 | 3.1437e-05 | 0.069693 | Commercial | Healthcare | Existing | Floor Insulation | 1.3946e-06 | 3.1437e-05 | 0.069693
Commercial | Hospitals | Existing | Floor Insulation | 2.8824e-05 | 1.6978e-05 | 0.069693 | Commercial | Hospitals | Existing | Floor Insulation | 2.8824e-05 | 1.6978e-05 | 0.069693
Commercial | Institutional | Existing | Floor Insulation | 1.3946e-06 | 3.1437e-05 | 0.069693 | Commercial | Institutional | Existing | Floor Insulation | 1.3946e-06 | 3.1437e-05 | 0.069693
Commercial | Lodging/Hospitality | Existing | Floor Insulation | 2.8824e-05 | 1.6978e-05 | 0.069693 | Commercial | Lodging/Hospitality | Existing | Floor Insulation | 2.8824e-05 | 1.6978e-05 | 0.069693
Commercial | Miscellaneous | Existing | Floor Insulation | 1.3946e-06 | 3.1437e-05 | 0.069693 | Commercial | Miscellaneous | Existing | Floor Insulation | 1.3946e-06 | 3.1437e-05 | 0.069693
Commercial | Offices | Existing | Floor Insulation | 1.3946e-06 | 3.1437e-05 | 0.069693 | Commercial | Offices | Existing | Floor Insulation | 1.3946e-06 | 3.1437e-05 | 0.069693
Commercial | Restaurants | Existing | Floor Insulation | 1.4222e-05 | 3.2526e-05 | 0.069693 | Commercial | Restaurants | Existing | Floor Insulation | 1.4222e-05 | 3.2526e-05 | 0.069693
Commercial | Retail | Existing | Floor Insulation | 1.4222e-05 | 3.2526e-05 | 0.069693 | Commercial | Retail | Existing | Floor Insulation | 1.4222e-05 | 3.2526e-05 | 0.069693
Commercial | Schools K-12 | Existing | Floor Insulation | 1.3946e-06 | 3.1437e-05 | 0.069693 | Commercial | Schools K-12 | Existing | Floor Insulation | 1.3946e-06 | 3.1437e-05 | 0.069693
Commercial | Warehouse | Existing | Floor Insulation | 7.9086e-06 | 1.4111e-05 | 0.069693 | Commercial | Warehouse | Existing | Floor Insulation | 7.9086e-06 | 1.4111e-05 | 0.069693
Commercial | Assembly | New | Floor Insulation | 1.3732e-06 | 3.0955e-05 | 0.068623 | Commercial | Assembly | New | Floor Insulation | 1.3732e-06 | 3.0955e-05 | 0.068623
Commercial | College and University | New | Floor Insulation | 2.8381e-05 | 1.6718e-05 | 0.068623 | Commercial | College and University | New | Floor Insulation | 2.8381e-05 | 1.6718e-05 | 0.068623
Commercial | Grocery | New | Floor Insulation | 1.4004e-05 | 3.2027e-05 | 0.068623 | Commercial | Grocery | New | Floor Insulation | 1.4004e-05 | 3.2027e-05 | 0.068623
Commercial | Healthcare | New | Floor Insulation | 1.3732e-06 | 3.0955e-05 | 0.068623 | Commercial | Healthcare | New | Floor Insulation | 1.3732e-06 | 3.0955e-05 | 0.068623
Commercial | Hospitals | New | Floor Insulation | 2.8381e-05 | 1.6718e-05 | 0.068623 | Commercial | Hospitals | New | Floor Insulation | 2.8381e-05 | 1.6718e-05 | 0.068623
Commercial | Institutional | New | Floor Insulation | 1.3732e-06 | 3.0955e-05 | 0.068623 | Commercial | Institutional | New | Floor Insulation | 1.3732e-06 | 3.0955e-05 | 0.068623
Commercial | Lodging/Hospitality | New | Floor Insulation | 2.8381e-05 | 1.6718e-05 | 0.068623 | Commercial | Lodging/Hospitality | New | Floor Insulation | 2.8381e-05 | 1.6718e-05 | 0.068623
Commercial | Miscellaneous | New | Floor Insulation | 1.3732e-06 | 3.0955e-05 | 0.068623 | Commercial | Miscellaneous | New | Floor Insulation | 1.3732e-06 | 3.0955e-05 | 0.068623
Commercial | Offices | New | Floor Insulation | 1.3732e-06 | 3.0955e-05 | 0.068623 | Commercial | Offices | New | Floor Insulation | 1.3732e-06 | 3.0955e-05 | 0.068623
Commercial | Restaurants | New | Floor Insulation | 1.4004e-05 | 3.2027e-05 | 0.068623 | Commercial | Restaurants | New | Floor Insulation | 1.4004e-05 | 3.2027e-05 | 0.068623
Commercial | Retail | New | Floor Insulation | 1.4004e-05 | 3.2027e-05 | 0.068623 | Commercial | Retail | New | Floor Insulation | 1.4004e-05 | 3.2027e-05 | 0.068623
Commercial | Schools K-12 | New | Floor Insulation | 1.3732e-06 | 3.0955e-05 | 0.068623 | Commercial | Schools K-12 | New | Floor Insulation | 1.3732e-06 | 3.0955e-05 | 0.068623
Commercial | Warehouse | New | Floor Insulation | 7.7872e-06 | 1.3894e-05 | 0.068623 | Commercial | Warehouse | New | Floor Insulation | 7.7872e-06 | 1.3894e-05 | 0.068623
Commercial | Assembly | Existing | Green Roof | 6.8973e-05 | 0 | 0.16236 | Commercial | Assembly | Existing | Green Roof | 6.8973e-05 | 0 | 0.16236
Commercial | College and University | Existing | Green Roof | 6.8973e-05 | 0 | 0.16236 | Commercial | College and University | Existing | Green Roof | 6.8973e-05 | 0 | 0.16236
Commercial | Grocery | Existing | Green Roof | 6.8973e-05 | 0 | 0.16236 | Commercial | Grocery | Existing | Green Roof | 6.8973e-05 | 0 | 0.16236
Commercial | Healthcare | Existing | Green Roof | 6.8973e-05 | 0 | 0.16236 | Commercial | Healthcare | Existing | Green Roof | 6.8973e-05 | 0 | 0.16236
Commercial | Hospitals | Existing | Green Roof | 6.8973e-05 | 0 | 0.16236 | Commercial | Hospitals | Existing | Green Roof | 6.8973e-05 | 0 | 0.16236
Commercial | Institutional | Existing | Green Roof | 6.8973e-05 | 0 | 0.16236 | Commercial | Institutional | Existing | Green Roof | 6.8973e-05 | 0 | 0.16236
Commercial | Lodging/Hospitality | Existing | Green Roof | 9.149e-05 | 0 | 0.16236 | Commercial | Lodging/Hospitality | Existing | Green Roof | 9.149e-05 | 0 | 0.16236
Commercial | Miscellaneous | Existing | Green Roof | 2.0949e-05 | 0 | 0.16236 | Commercial | Miscellaneous | Existing | Green Roof | 2.0949e-05 | 0 | 0.16236
Commercial | Offices | Existing | Green Roof | 6.8973e-05 | 0 | 0.16236 | Commercial | Offices | Existing | Green Roof | 6.8973e-05 | 0 | 0.16236
Commercial | Restaurants | Existing | Green Roof | 6.8973e-05 | 0 | 0.16236 | Commercial | Restaurants | Existing | Green Roof | 6.8973e-05 | 0 | 0.16236
Commercial | Retail | Existing | Green Roof | 6.8973e-05 | 0 | 0.16236 | Commercial | Retail | Existing | Green Roof | 6.8973e-05 | 0 | 0.16236
Commercial | Schools K-12 | Existing | Green Roof | 6.8973e-05 | 0 | 0.16236 | Commercial | Schools K-12 | Existing | Green Roof | 6.8973e-05 | 0 | 0.16236
Commercial | Warehouse | Existing | Green Roof | 2.0949e-05 | 0 | 0.16236 | Commercial | Warehouse | Existing | Green Roof | 2.0949e-05 | 0 | 0.16236
Commercial | Assembly | New | Green Roof | 6.7635e-05 | 0 | 0.15921 | Commercial | Assembly | New | Green Roof | 6.7635e-05 | 0 | 0.15921
Commercial | College and University | New | Green Roof | 6.7635e-05 | 0 | 0.15921 | Commercial | College and University | New | Green Roof | 6.7635e-05 | 0 | 0.15921
Commercial | Grocery | New | Green Roof | 6.7635e-05 | 0 | 0.15921 | Commercial | Grocery | New | Green Roof | 6.7635e-05 | 0 | 0.15921
Commercial | Healthcare | New | Green Roof | 6.7635e-05 | 0 | 0.15921 | Commercial | Healthcare | New | Green Roof | 6.7635e-05 | 0 | 0.15921
Commercial | Hospitals | New | Green Roof | 6.7635e-05 | 0 | 0.15921 | Commercial | Hospitals | New | Green Roof | 6.7635e-05 | 0 | 0.15921
Commercial | Institutional | New | Green Roof | 6.7635e-05 | 0 | 0.15921 | Commercial | Institutional | New | Green Roof | 6.7635e-05 | 0 | 0.15921
Commercial | Lodging/Hospitality | New | Green Roof | 8.9714e-05 | 0 | 0.15921 | Commercial | Lodging/Hospitality | New | Green Roof | 8.9714e-05 | 0 | 0.15921
Commercial | Miscellaneous | New | Green Roof | 2.0542e-05 | 0 | 0.15921 | Commercial | Miscellaneous | New | Green Roof | 2.0542e-05 | 0 | 0.15921
Commercial | Offices | New | Green Roof | 6.7635e-05 | 0 | 0.15921 | Commercial | Offices | New | Green Roof | 6.7635e-05 | 0 | 0.15921
Commercial | Restaurants | New | Green Roof | 6.7635e-05 | 0 | 0.15921 | Commercial | Restaurants | New | Green Roof | 6.7635e-05 | 0 | 0.15921
Commercial | Retail | New | Green Roof | 6.7635e-05 | 0 | 0.15921 | Commercial | Retail | New | Green Roof | 6.7635e-05 | 0 | 0.15921
Commercial | Schools K-12 | New | Green Roof | 6.7635e-05 | 0 | 0.15921 | Commercial | Schools K-12 | New | Green Roof | 6.7635e-05 | 0 | 0.15921
Commercial | Warehouse | New | Green Roof | 2.0542e-05 | 0 | 0.15921 | Commercial | Warehouse | New | Green Roof | 2.0542e-05 | 0 | 0.15921
Commercial | Assembly | Existing | Hotel Card Energy Control Systems | 0 | 0 | 0 | Commercial | Assembly | Existing | Hotel Card Energy Control Systems | 0 | 0 | 0
Commercial | College and University | Existing | Hotel Card Energy Control Systems | 0 | 0 | 0 | Commercial | College and University | Existing | Hotel Card Energy Control Systems | 0 | 0 | 0
Commercial | Grocery | Existing | Hotel Card Energy Control Systems | 0 | 0 | 0 | Commercial | Grocery | Existing | Hotel Card Energy Control Systems | 0 | 0 | 0
Commercial | Healthcare | Existing | Hotel Card Energy Control Systems | 0 | 0 | 0 | Commercial | Healthcare | Existing | Hotel Card Energy Control Systems | 0 | 0 | 0
Commercial | Hospitals | Existing | Hotel Card Energy Control Systems | 0 | 0 | 0 | Commercial | Hospitals | Existing | Hotel Card Energy Control Systems | 0 | 0 | 0
Commercial | Institutional | Existing | Hotel Card Energy Control Systems | 0 | 0 | 0 | Commercial | Institutional | Existing | Hotel Card Energy Control Systems | 0 | 0 | 0
Commercial | Lodging/Hospitality | Existing | Hotel Card Energy Control Systems | 0.0044883 | -0.016893 | 561.42 | Commercial | Lodging/Hospitality | Existing | Hotel Card Energy Control Systems | 0.0044883 | -0.016893 | 561.42
Commercial | Miscellaneous | Existing | Hotel Card Energy Control Systems | 0 | 0 | 0 | Commercial | Miscellaneous | Existing | Hotel Card Energy Control Systems | 0 | 0 | 0
Commercial | Offices | Existing | Hotel Card Energy Control Systems | 0 | 0 | 0 | Commercial | Offices | Existing | Hotel Card Energy Control Systems | 0 | 0 | 0
Commercial | Restaurants | Existing | Hotel Card Energy Control Systems | 0 | 0 | 0 | Commercial | Restaurants | Existing | Hotel Card Energy Control Systems | 0 | 0 | 0
Commercial | Retail | Existing | Hotel Card Energy Control Systems | 0 | 0 | 0 | Commercial | Retail | Existing | Hotel Card Energy Control Systems | 0 | 0 | 0
Commercial | Schools K-12 | Existing | Hotel Card Energy Control Systems | 0 | 0 | 0 | Commercial | Schools K-12 | Existing | Hotel Card Energy Control Systems | 0 | 0 | 0
Commercial | Warehouse | Existing | Hotel Card Energy Control Systems | 0 | 0 | 0 | Commercial | Warehouse | Existing | Hotel Card Energy Control Systems | 0 | 0 | 0
Commercial | Assembly | New | Hotel Card Energy Control Systems | 0 | 0 | 0 | Commercial | Assembly | New | Hotel Card Energy Control Systems | 0 | 0 | 0
Commercial | College and University | New | Hotel Card Energy Control Systems | 0 | 0 | 0 | Commercial | College and University | New | Hotel Card Energy Control Systems | 0 | 0 | 0
Commercial | Grocery | New | Hotel Card Energy Control Systems | 0 | 0 | 0 | Commercial | Grocery | New | Hotel Card Energy Control Systems | 0 | 0 | 0
Commercial | Healthcare | New | Hotel Card Energy Control Systems | 0 | 0 | 0 | Commercial | Healthcare | New | Hotel Card Energy Control Systems | 0 | 0 | 0
Commercial | Hospitals | New | Hotel Card Energy Control Systems | 0 | 0 | 0 | Commercial | Hospitals | New | Hotel Card Energy Control Systems | 0 | 0 | 0
Commercial | Institutional | New | Hotel Card Energy Control Systems | 0 | 0 | 0 | Commercial | Institutional | New | Hotel Card Energy Control Systems | 0 | 0 | 0
Commercial | Lodging/Hospitality | New | Hotel Card Energy Control Systems | 0.0044883 | -0.016893 | 561.42 | Commercial | Lodging/Hospitality | New | Hotel Card Energy Control Systems | 0.0044883 | -0.016893 | 561.42
Commercial | Miscellaneous | New | Hotel Card Energy Control Systems | 0 | 0 | 0 | Commercial | Miscellaneous | New | Hotel Card Energy Control Systems | 0 | 0 | 0
Commercial | Offices | New | Hotel Card Energy Control Systems | 0 | 0 | 0 | Commercial | Offices | New | Hotel Card Energy Control Systems | 0 | 0 | 0
Commercial | Restaurants | New | Hotel Card Energy Control Systems | 0 | 0 | 0 | Commercial | Restaurants | New | Hotel Card Energy Control Systems | 0 | 0 | 0
Commercial | Retail | New | Hotel Card Energy Control Systems | 0 | 0 | 0 | Commercial | Retail | New | Hotel Card Energy Control Systems | 0 | 0 | 0
Commercial | Schools K-12 | New | Hotel Card Energy Control Systems | 0 | 0 | 0 | Commercial | Schools K-12 | New | Hotel Card Energy Control Systems | 0 | 0 | 0
Commercial | Warehouse | New | Hotel Card Energy Control Systems | 0 | 0 | 0 | Commercial | Warehouse | New | Hotel Card Energy Control Systems | 0 | 0 | 0
Commercial | Assembly | Existing | HVAC tune-up | 0.032828 | 0.0059761 | 165.3541 | Commercial | Assembly | Existing | HVAC tune-up | 0.032828 | 0.0059761 | 165.3541
Commercial | College and University | Existing | HVAC tune-up | 0.069331 | 0.023434 | 183.4457 | Commercial | College and University | Existing | HVAC tune-up | 0.069331 | 0.023434 | 183.4457
Commercial | Grocery | Existing | HVAC tune-up | 0.018135 | 0.0033013 | 91.3433 | Commercial | Grocery | Existing | HVAC tune-up | 0.018135 | 0.0033013 | 91.3433
Commercial | Healthcare | Existing | HVAC tune-up | 0.12637 | 0.015344 | 359.8065 | Commercial | Healthcare | Existing | HVAC tune-up | 0.12637 | 0.015344 | 359.8065
Commercial | Hospitals | Existing | HVAC tune-up | 0.12881 | 0.043539 | 340.8294 | Commercial | Hospitals | Existing | HVAC tune-up | 0.12881 | 0.043539 | 340.8294
Commercial | Institutional | Existing | HVAC tune-up | 0.017733 | 0.0032281 | 89.3191 | Commercial | Institutional | Existing | HVAC tune-up | 0.017733 | 0.0032281 | 89.3191
Commercial | Lodging/Hospitality | Existing | HVAC tune-up | 0.095936 | 0.011648 | 273.1443 | Commercial | Lodging/Hospitality | Existing | HVAC tune-up | 0.095936 | 0.011648 | 273.1443
Commercial | Miscellaneous | Existing | HVAC tune-up | 0.018336 | 0.0033378 | 92.3554 | Commercial | Miscellaneous | Existing | HVAC tune-up | 0.018336 | 0.0033378 | 92.3554
Commercial | Offices | Existing | HVAC tune-up | 0.036948 | 0.006726 | 186.1025 | Commercial | Offices | Existing | HVAC tune-up | 0.036948 | 0.006726 | 186.1025
Commercial | Restaurants | Existing | HVAC tune-up | 0.053199 | 0.0096843 | 267.9572 | Commercial | Restaurants | Existing | HVAC tune-up | 0.053199 | 0.0096843 | 267.9572
Commercial | Retail | Existing | HVAC tune-up | 0.041695 | 0.0075902 | 210.0137 | Commercial | Retail | Existing | HVAC tune-up | 0.041695 | 0.0075902 | 210.0137
Commercial | Schools K-12 | Existing | HVAC tune-up | 0.036244 | 0.006598 | 182.5601 | Commercial | Schools K-12 | Existing | HVAC tune-up | 0.036244 | 0.006598 | 182.5601
Commercial | Warehouse | Existing | HVAC tune-up | 0.0079622 | 0.0014494 | 40.105 | Commercial | Warehouse | Existing | HVAC tune-up | 0.0079622 | 0.0014494 | 40.105
Commercial | Assembly | New | HVAC tune-up | 0.032828 | 0.0059761 | 165.3541 | Commercial | Assembly | New | HVAC tune-up | 0.032828 | 0.0059761 | 165.3541
Commercial | College and University | New | HVAC tune-up | 0.069331 | 0.023434 | 183.4457 | Commercial | College and University | New | HVAC tune-up | 0.069331 | 0.023434 | 183.4457
Commercial | Grocery | New | HVAC tune-up | 0.018135 | 0.0033013 | 91.3433 | Commercial | Grocery | New | HVAC tune-up | 0.018135 | 0.0033013 | 91.3433
Commercial | Healthcare | New | HVAC tune-up | 0.12637 | 0.015344 | 359.8065 | Commercial | Healthcare | New | HVAC tune-up | 0.12637 | 0.015344 | 359.8065
Commercial | Hospitals | New | HVAC tune-up | 0.12881 | 0.043539 | 340.8294 | Commercial | Hospitals | New | HVAC tune-up | 0.12881 | 0.043539 | 340.8294
Commercial | Institutional | New | HVAC tune-up | 0.017733 | 0.0032281 | 89.3191 | Commercial | Institutional | New | HVAC tune-up | 0.017733 | 0.0032281 | 89.3191
Commercial | Lodging/Hospitality | New | HVAC tune-up | 0.095936 | 0.011648 | 273.1443 | Commercial | Lodging/Hospitality | New | HVAC tune-up | 0.095936 | 0.011648 | 273.1443
Commercial | Miscellaneous | New | HVAC tune-up | 0.018336 | 0.0033378 | 92.3554 | Commercial | Miscellaneous | New | HVAC tune-up | 0.018336 | 0.0033378 | 92.3554
Commercial | Offices | New | HVAC tune-up | 0.036948 | 0.006726 | 186.1025 | Commercial | Offices | New | HVAC tune-up | 0.036948 | 0.006726 | 186.1025
Commercial | Restaurants | New | HVAC tune-up | 0.053199 | 0.0096843 | 267.9572 | Commercial | Restaurants | New | HVAC tune-up | 0.053199 | 0.0096843 | 267.9572
Commercial | Retail | New | HVAC tune-up | 0.041695 | 0.0075902 | 210.0137 | Commercial | Retail | New | HVAC tune-up | 0.041695 | 0.0075902 | 210.0137
Commercial | Schools K-12 | New | HVAC tune-up | 0.036244 | 0.006598 | 182.5601 | Commercial | Schools K-12 | New | HVAC tune-up | 0.036244 | 0.006598 | 182.5601
Commercial | Warehouse | New | HVAC tune-up | 0.0079622 | 0.0014494 | 40.105 | Commercial | Warehouse | New | HVAC tune-up | 0.0079622 | 0.0014494 | 40.105
Commercial | Assembly | Existing | HVAC tune-up_RTU | 0.15571 | 0.028346 | 784.3099 | Commercial | Assembly | Existing | HVAC tune-up_RTU | 0.15571 | 0.028346 | 784.3099
Commercial | College and University | Existing | HVAC tune-up_RTU | 0.32885 | 0.11115 | 870.122 | Commercial | College and University | Existing | HVAC tune-up_RTU | 0.32885 | 0.11115 | 870.122
Commercial | Grocery | Existing | HVAC tune-up_RTU | 0.086017 | 0.015659 | 433.2607 | Commercial | Grocery | Existing | HVAC tune-up_RTU | 0.086017 | 0.015659 | 433.2607
Commercial | Healthcare | Existing | HVAC tune-up_RTU | 0.59942 | 0.072781 | 1706.6392 | Commercial | Healthcare | Existing | HVAC tune-up_RTU | 0.59942 | 0.072781 | 1706.6392
Commercial | Hospitals | Existing | HVAC tune-up_RTU | 0.61098 | 0.20652 | 1616.6266 | Commercial | Hospitals | Existing | HVAC tune-up_RTU | 0.61098 | 0.20652 | 1616.6266
Commercial | Institutional | Existing | HVAC tune-up_RTU | 0.084111 | 0.015312 | 423.6594 | Commercial | Institutional | Existing | HVAC tune-up_RTU | 0.084111 | 0.015312 | 423.6594
Commercial | Lodging/Hospitality | Existing | HVAC tune-up_RTU | 0.45505 | 0.055251 | 1295.5816 | Commercial | Lodging/Hospitality | Existing | HVAC tune-up_RTU | 0.45505 | 0.055251 | 1295.5816
Commercial | Miscellaneous | Existing | HVAC tune-up_RTU | 0.08697 | 0.015832 | 438.0614 | Commercial | Miscellaneous | Existing | HVAC tune-up_RTU | 0.08697 | 0.015832 | 438.0614
Commercial | Offices | Existing | HVAC tune-up_RTU | 0.17525 | 0.031903 | 882.7237 | Commercial | Offices | Existing | HVAC tune-up_RTU | 0.17525 | 0.031903 | 882.7237
Commercial | Restaurants | Existing | HVAC tune-up_RTU | 0.25233 | 0.045935 | 1270.9781 | Commercial | Restaurants | Existing | HVAC tune-up_RTU | 0.25233 | 0.045935 | 1270.9781
Commercial | Retail | Existing | HVAC tune-up_RTU | 0.19777 | 0.036002 | 996.1396 | Commercial | Retail | Existing | HVAC tune-up_RTU | 0.19777 | 0.036002 | 996.1396
Commercial | Schools K-12 | Existing | HVAC tune-up_RTU | 0.17191 | 0.031296 | 865.9214 | Commercial | Schools K-12 | Existing | HVAC tune-up_RTU | 0.17191 | 0.031296 | 865.9214
Commercial | Warehouse | Existing | HVAC tune-up_RTU | 0.037766 | 0.006875 | 190.2267 | Commercial | Warehouse | Existing | HVAC tune-up_RTU | 0.037766 | 0.006875 | 190.2267
Commercial | Assembly | New | HVAC tune-up_RTU | 0.15571 | 0.028346 | 784.3099 | Commercial | Assembly | New | HVAC tune-up_RTU | 0.15571 | 0.028346 | 784.3099
Commercial | College and University | New | HVAC tune-up_RTU | 0.32885 | 0.11115 | 870.122 | Commercial | College and University | New | HVAC tune-up_RTU | 0.32885 | 0.11115 | 870.122
Commercial | Grocery | New | HVAC tune-up_RTU | 0.086017 | 0.015659 | 433.2607 | Commercial | Grocery | New | HVAC tune-up_RTU | 0.086017 | 0.015659 | 433.2607
Commercial | Healthcare | New | HVAC tune-up_RTU | 0.59942 | 0.072781 | 1706.6392 | Commercial | Healthcare | New | HVAC tune-up_RTU | 0.59942 | 0.072781 | 1706.6392
Commercial | Hospitals | New | HVAC tune-up_RTU | 0.61098 | 0.20652 | 1616.6266 | Commercial | Hospitals | New | HVAC tune-up_RTU | 0.61098 | 0.20652 | 1616.6266
Commercial | Institutional | New | HVAC tune-up_RTU | 0.084111 | 0.015312 | 423.6594 | Commercial | Institutional | New | HVAC tune-up_RTU | 0.084111 | 0.015312 | 423.6594
Commercial | Lodging/Hospitality | New | HVAC tune-up_RTU | 0.45505 | 0.055251 | 1295.5816 | Commercial | Lodging/Hospitality | New | HVAC tune-up_RTU | 0.45505 | 0.055251 | 1295.5816
Commercial | Miscellaneous | New | HVAC tune-up_RTU | 0.08697 | 0.015832 | 438.0614 | Commercial | Miscellaneous | New | HVAC tune-up_RTU | 0.08697 | 0.015832 | 438.0614
Commercial | Offices | New | HVAC tune-up_RTU | 0.17525 | 0.031903 | 882.7237 | Commercial | Offices | New | HVAC tune-up_RTU | 0.17525 | 0.031903 | 882.7237
Commercial | Restaurants | New | HVAC tune-up_RTU | 0.25233 | 0.045935 | 1270.9781 | Commercial | Restaurants | New | HVAC tune-up_RTU | 0.25233 | 0.045935 | 1270.9781
Commercial | Retail | New | HVAC tune-up_RTU | 0.19777 | 0.036002 | 996.1396 | Commercial | Retail | New | HVAC tune-up_RTU | 0.19777 | 0.036002 | 996.1396
Commercial | Schools K-12 | New | HVAC tune-up_RTU | 0.17191 | 0.031296 | 865.9214 | Commercial | Schools K-12 | New | HVAC tune-up_RTU | 0.17191 | 0.031296 | 865.9214
Commercial | Warehouse | New | HVAC tune-up_RTU | 0.037766 | 0.006875 | 190.2267 | Commercial | Warehouse | New | HVAC tune-up_RTU | 0.037766 | 0.006875 | 190.2267
Commercial | Assembly | Existing | Infiltration Reduction - Air Sealing | 7.4994e-06 | 2.2269e-05 | 0.033904 | Commercial | Assembly | Existing | Infiltration Reduction - Air Sealing | 7.4994e-06 | 2.2269e-05 | 0.033904
Commercial | College and University | Existing | Infiltration Reduction - Air Sealing | 3.6634e-06 | 1.0878e-05 | 0.016562 | Commercial | College and University | Existing | Infiltration Reduction - Air Sealing | 3.6634e-06 | 1.0878e-05 | 0.016562
Commercial | Grocery | Existing | Infiltration Reduction - Air Sealing | 2.5502e-05 | 7.5728e-05 | 0.11529 | Commercial | Grocery | Existing | Infiltration Reduction - Air Sealing | 2.5502e-05 | 7.5728e-05 | 0.11529
Commercial | Healthcare | Existing | Infiltration Reduction - Air Sealing | 7.1062e-06 | 2.1101e-05 | 0.032126 | Commercial | Healthcare | Existing | Infiltration Reduction - Air Sealing | 7.1062e-06 | 2.1101e-05 | 0.032126
Commercial | Hospitals | Existing | Infiltration Reduction - Air Sealing | 3.6759e-06 | 1.0915e-05 | 0.016618 | Commercial | Hospitals | Existing | Infiltration Reduction - Air Sealing | 3.6759e-06 | 1.0915e-05 | 0.016618
Commercial | Institutional | Existing | Infiltration Reduction - Air Sealing | 2.2934e-05 | 6.8102e-05 | 0.10368 | Commercial | Institutional | Existing | Infiltration Reduction - Air Sealing | 2.2934e-05 | 6.8102e-05 | 0.10368
Commercial | Lodging/Hospitality | Existing | Infiltration Reduction - Air Sealing | 1.7253e-05 | 5.1231e-05 | 0.077996 | Commercial | Lodging/Hospitality | Existing | Infiltration Reduction - Air Sealing | 1.7253e-05 | 5.1231e-05 | 0.077996
Commercial | Miscellaneous | Existing | Infiltration Reduction - Air Sealing | 4.5842e-06 | 1.3612e-05 | 0.020724 | Commercial | Miscellaneous | Existing | Infiltration Reduction - Air Sealing | 4.5842e-06 | 1.3612e-05 | 0.020724
Commercial | Offices | Existing | Infiltration Reduction - Air Sealing | 3.3283e-05 | 9.8832e-05 | 0.15047 | Commercial | Offices | Existing | Infiltration Reduction - Air Sealing | 3.3283e-05 | 9.8832e-05 | 0.15047
Commercial | Restaurants | Existing | Infiltration Reduction - Air Sealing | 2.4745e-05 | 7.348e-05 | 0.11187 | Commercial | Restaurants | Existing | Infiltration Reduction - Air Sealing | 2.4745e-05 | 7.348e-05 | 0.11187
Commercial | Retail | Existing | Infiltration Reduction - Air Sealing | 1.081e-05 | 3.2099e-05 | 0.048869 | Commercial | Retail | Existing | Infiltration Reduction - Air Sealing | 1.081e-05 | 3.2099e-05 | 0.048869
Commercial | Schools K-12 | Existing | Infiltration Reduction - Air Sealing | 2.4687e-06 | 7.3307e-06 | 0.011161 | Commercial | Schools K-12 | Existing | Infiltration Reduction - Air Sealing | 2.4687e-06 | 7.3307e-06 | 0.011161
Commercial | Warehouse | Existing | Infiltration Reduction - Air Sealing | 6.8266e-06 | 2.0271e-05 | 0.030862 | Commercial | Warehouse | Existing | Infiltration Reduction - Air Sealing | 6.8266e-06 | 2.0271e-05 | 0.030862
Commercial | Assembly | New | Infiltration Reduction - Air Sealing | 7.3843e-06 | 2.1927e-05 | 0.033383 | Commercial | Assembly | New | Infiltration Reduction - Air Sealing | 7.3843e-06 | 2.1927e-05 | 0.033383
Commercial | College and University | New | Infiltration Reduction - Air Sealing | 3.6071e-06 | 1.0711e-05 | 0.016307 | Commercial | College and University | New | Infiltration Reduction - Air Sealing | 3.6071e-06 | 1.0711e-05 | 0.016307
Commercial | Grocery | New | Infiltration Reduction - Air Sealing | 2.5111e-05 | 7.4565e-05 | 0.11352 | Commercial | Grocery | New | Infiltration Reduction - Air Sealing | 2.5111e-05 | 7.4565e-05 | 0.11352
Commercial | Healthcare | New | Infiltration Reduction - Air Sealing | 6.9971e-06 | 2.0778e-05 | 0.031633 | Commercial | Healthcare | New | Infiltration Reduction - Air Sealing | 6.9971e-06 | 2.0778e-05 | 0.031633
Commercial | Hospitals | New | Infiltration Reduction - Air Sealing | 3.6195e-06 | 1.0748e-05 | 0.016363 | Commercial | Hospitals | New | Infiltration Reduction - Air Sealing | 3.6195e-06 | 1.0748e-05 | 0.016363
Commercial | Institutional | New | Infiltration Reduction - Air Sealing | 2.2582e-05 | 6.7056e-05 | 0.10209 | Commercial | Institutional | New | Infiltration Reduction - Air Sealing | 2.2582e-05 | 6.7056e-05 | 0.10209
Commercial | Lodging/Hospitality | New | Infiltration Reduction - Air Sealing | 1.6988e-05 | 5.0444e-05 | 0.076799 | Commercial | Lodging/Hospitality | New | Infiltration Reduction - Air Sealing | 1.6988e-05 | 5.0444e-05 | 0.076799
Commercial | Miscellaneous | New | Infiltration Reduction - Air Sealing | 4.5138e-06 | 1.3404e-05 | 0.020406 | Commercial | Miscellaneous | New | Infiltration Reduction - Air Sealing | 4.5138e-06 | 1.3404e-05 | 0.020406
Commercial | Offices | New | Infiltration Reduction - Air Sealing | 3.2772e-05 | 9.7315e-05 | 0.14816 | Commercial | Offices | New | Infiltration Reduction - Air Sealing | 3.2772e-05 | 9.7315e-05 | 0.14816
Commercial | Restaurants | New | Infiltration Reduction - Air Sealing | 2.4365e-05 | 7.2352e-05 | 0.11015 | Commercial | Restaurants | New | Infiltration Reduction - Air Sealing | 2.4365e-05 | 7.2352e-05 | 0.11015
Commercial | Retail | New | Infiltration Reduction - Air Sealing | 1.0644e-05 | 3.1606e-05 | 0.048119 | Commercial | Retail | New | Infiltration Reduction - Air Sealing | 1.0644e-05 | 3.1606e-05 | 0.048119
Commercial | Schools K-12 | New | Infiltration Reduction - Air Sealing | 2.4308e-06 | 7.2182e-06 | 0.010989 | Commercial | Schools K-12 | New | Infiltration Reduction - Air Sealing | 2.4308e-06 | 7.2182e-06 | 0.010989
Commercial | Warehouse | New | Infiltration Reduction - Air Sealing | 6.7218e-06 | 1.996e-05 | 0.030388 | Commercial | Warehouse | New | Infiltration Reduction - Air Sealing | 6.7218e-06 | 1.996e-05 | 0.030388
Commercial | Assembly | Existing | Low U-Value Windows | 0.12991 | 0.0014526 | 349.5006 | Commercial | Assembly | Existing | Low U-Value Windows | 0.12991 | 0.0014526 | 349.5006
Commercial | College and University | Existing | Low U-Value Windows | 0.12991 | 0.0014526 | 349.5006 | Commercial | College and University | Existing | Low U-Value Windows | 0.12991 | 0.0014526 | 349.5006
Commercial | Grocery | Existing | Low U-Value Windows | 0.12991 | 0.0014526 | 349.5006 | Commercial | Grocery | Existing | Low U-Value Windows | 0.12991 | 0.0014526 | 349.5006
Commercial | Healthcare | Existing | Low U-Value Windows | 0.12991 | 0.0014526 | 349.5006 | Commercial | Healthcare | Existing | Low U-Value Windows | 0.12991 | 0.0014526 | 349.5006
Commercial | Hospitals | Existing | Low U-Value Windows | 0.12991 | 0.0014526 | 349.5006 | Commercial | Hospitals | Existing | Low U-Value Windows | 0.12991 | 0.0014526 | 349.5006
Commercial | Institutional | Existing | Low U-Value Windows | 0.12991 | 0.0014526 | 349.5006 | Commercial | Institutional | Existing | Low U-Value Windows | 0.12991 | 0.0014526 | 349.5006
Commercial | Lodging/Hospitality | Existing | Low U-Value Windows | 0.15422 | -0.034707 | 349.5006 | Commercial | Lodging/Hospitality | Existing | Low U-Value Windows | 0.15422 | -0.034707 | 349.5006
Commercial | Miscellaneous | Existing | Low U-Value Windows | 0.12032 | -0.020318 | 349.5006 | Commercial | Miscellaneous | Existing | Low U-Value Windows | 0.12032 | -0.020318 | 349.5006
Commercial | Offices | Existing | Low U-Value Windows | 0.12991 | 0.0014526 | 349.5006 | Commercial | Offices | Existing | Low U-Value Windows | 0.12991 | 0.0014526 | 349.5006
Commercial | Restaurants | Existing | Low U-Value Windows | 0.12991 | 0.0014526 | 349.5006 | Commercial | Restaurants | Existing | Low U-Value Windows | 0.12991 | 0.0014526 | 349.5006
Commercial | Retail | Existing | Low U-Value Windows | 0.12991 | 0.0014526 | 349.5006 | Commercial | Retail | Existing | Low U-Value Windows | 0.12991 | 0.0014526 | 349.5006
Commercial | Schools K-12 | Existing | Low U-Value Windows | 0.12991 | 0.0014526 | 349.5006 | Commercial | Schools K-12 | Existing | Low U-Value Windows | 0.12991 | 0.0014526 | 349.5006
Commercial | Warehouse | Existing | Low U-Value Windows | 0.12032 | -0.020318 | 349.5006 | Commercial | Warehouse | Existing | Low U-Value Windows | 0.12032 | -0.020318 | 349.5006
Commercial | Assembly | New | Low U-Value Windows | 0.016945 | 0.00018946 | 45.587 | Commercial | Assembly | New | Low U-Value Windows | 0.016945 | 0.00018946 | 45.587
Commercial | College and University | New | Low U-Value Windows | 0.016945 | 0.00018946 | 45.587 | Commercial | College and University | New | Low U-Value Windows | 0.016945 | 0.00018946 | 45.587
Commercial | Grocery | New | Low U-Value Windows | 0.016945 | 0.00018946 | 45.587 | Commercial | Grocery | New | Low U-Value Windows | 0.016945 | 0.00018946 | 45.587
Commercial | Healthcare | New | Low U-Value Windows | 0.016945 | 0.00018946 | 45.587 | Commercial | Healthcare | New | Low U-Value Windows | 0.016945 | 0.00018946 | 45.587
Commercial | Hospitals | New | Low U-Value Windows | 0.016945 | 0.00018946 | 45.587 | Commercial | Hospitals | New | Low U-Value Windows | 0.016945 | 0.00018946 | 45.587
Commercial | Institutional | New | Low U-Value Windows | 0.016945 | 0.00018946 | 45.587 | Commercial | Institutional | New | Low U-Value Windows | 0.016945 | 0.00018946 | 45.587
Commercial | Lodging/Hospitality | New | Low U-Value Windows | 0.020116 | -0.004527 | 45.587 | Commercial | Lodging/Hospitality | New | Low U-Value Windows | 0.020116 | -0.004527 | 45.587
Commercial | Miscellaneous | New | Low U-Value Windows | 0.015694 | -0.0026501 | 45.587 | Commercial | Miscellaneous | New | Low U-Value Windows | 0.015694 | -0.0026501 | 45.587
Commercial | Offices | New | Low U-Value Windows | 0.016945 | 0.00018946 | 45.587 | Commercial | Offices | New | Low U-Value Windows | 0.016945 | 0.00018946 | 45.587
Commercial | Restaurants | New | Low U-Value Windows | 0.016945 | 0.00018946 | 45.587 | Commercial | Restaurants | New | Low U-Value Windows | 0.016945 | 0.00018946 | 45.587
Commercial | Retail | New | Low U-Value Windows | 0.016945 | 0.00018946 | 45.587 | Commercial | Retail | New | Low U-Value Windows | 0.016945 | 0.00018946 | 45.587
Commercial | Schools K-12 | New | Low U-Value Windows | 0.016945 | 0.00018946 | 45.587 | Commercial | Schools K-12 | New | Low U-Value Windows | 0.016945 | 0.00018946 | 45.587
Commercial | Warehouse | New | Low U-Value Windows | 0.015694 | -0.0026501 | 45.587 | Commercial | Warehouse | New | Low U-Value Windows | 0.015694 | -0.0026501 | 45.587
Commercial | Assembly | Existing | Programmable Thermostat | 0.020551 | -0.2844 | 1730.8165 | Commercial | Assembly | Existing | Programmable Thermostat | 0.020551 | -0.2844 | 1730.8165
Commercial | College and University | Existing | Programmable Thermostat | 0.86408 | 0.25527 | 10337.4835 | Commercial | College and University | Existing | Programmable Thermostat | 0.86408 | 0.25527 | 10337.4835
Commercial | Grocery | Existing | Programmable Thermostat | 1.5442 | -0.0029304 | 4167.1083 | Commercial | Grocery | Existing | Programmable Thermostat | 1.5442 | -0.0029304 | 4167.1083
Commercial | Healthcare | Existing | Programmable Thermostat | 0.086367 | -1.1952 | 7273.7057 | Commercial | Healthcare | Existing | Programmable Thermostat | 0.086367 | -1.1952 | 7273.7057
Commercial | Hospitals | Existing | Programmable Thermostat | 6.3351 | 1.8716 | 75790.8694 | Commercial | Hospitals | Existing | Programmable Thermostat | 6.3351 | 1.8716 | 75790.8694
Commercial | Institutional | Existing | Programmable Thermostat | 0.099841 | -1.3816 | 8408.4813 | Commercial | Institutional | Existing | Programmable Thermostat | 0.099841 | -1.3816 | 8408.4813
Commercial | Lodging/Hospitality | Existing | Programmable Thermostat | -0.22094 | 20.6086 | 6897.6783 | Commercial | Lodging/Hospitality | Existing | Programmable Thermostat | -0.22094 | 20.6086 | 6897.6783
Commercial | Miscellaneous | Existing | Programmable Thermostat | 0.95185 | -13.172 | 80163.8039 | Commercial | Miscellaneous | Existing | Programmable Thermostat | 0.95185 | -13.172 | 80163.8039
Commercial | Offices | Existing | Programmable Thermostat | 0.071151 | -0.98461 | 5992.2752 | Commercial | Offices | Existing | Programmable Thermostat | 0.071151 | -0.98461 | 5992.2752
Commercial | Restaurants | Existing | Programmable Thermostat | 1.6091 | -0.0030535 | 4342.1523 | Commercial | Restaurants | Existing | Programmable Thermostat | 1.6091 | -0.0030535 | 4342.1523
Commercial | Retail | Existing | Programmable Thermostat | 0.70282 | -0.0013337 | 1896.5464 | Commercial | Retail | Existing | Programmable Thermostat | 0.70282 | -0.0013337 | 1896.5464
Commercial | Schools K-12 | Existing | Programmable Thermostat | 0.084157 | -1.1646 | 7087.571 | Commercial | Schools K-12 | Existing | Programmable Thermostat | 0.084157 | -1.1646 | 7087.571
Commercial | Warehouse | Existing | Programmable Thermostat | 0.0083602 | -0.11569 | 704.082 | Commercial | Warehouse | Existing | Programmable Thermostat | 0.0083602 | -0.11569 | 704.082
Commercial | Assembly | New | Programmable Thermostat | 0.020551 | -0.2844 | 1730.8165 | Commercial | Assembly | New | Programmable Thermostat | 0.020551 | -0.2844 | 1730.8165
Commercial | College and University | New | Programmable Thermostat | 0.86408 | 0.25527 | 10337.4835 | Commercial | College and University | New | Programmable Thermostat | 0.86408 | 0.25527 | 10337.4835
Commercial | Grocery | New | Programmable Thermostat | 1.5442 | -0.0029304 | 4167.1083 | Commercial | Grocery | New | Programmable Thermostat | 1.5442 | -0.0029304 | 4167.1083
Commercial | Healthcare | New | Programmable Thermostat | 0.086367 | -1.1952 | 7273.7057 | Commercial | Healthcare | New | Programmable Thermostat | 0.086367 | -1.1952 | 7273.7057
Commercial | Hospitals | New | Programmable Thermostat | 6.3351 | 1.8716 | 75790.8694 | Commercial | Hospitals | New | Programmable Thermostat | 6.3351 | 1.8716 | 75790.8694
Commercial | Institutional | New | Programmable Thermostat | 0.099841 | -1.3816 | 8408.4813 | Commercial | Institutional | New | Programmable Thermostat | 0.099841 | -1.3816 | 8408.4813
Commercial | Lodging/Hospitality | New | Programmable Thermostat | -0.22094 | 20.6086 | 6897.6783 | Commercial | Lodging/Hospitality | New | Programmable Thermostat | -0.22094 | 20.6086 | 6897.6783
Commercial | Miscellaneous | New | Programmable Thermostat | 0.95185 | -13.172 | 80163.8039 | Commercial | Miscellaneous | New | Programmable Thermostat | 0.95185 | -13.172 | 80163.8039
Commercial | Offices | New | Programmable Thermostat | 0.071151 | -0.98461 | 5992.2752 | Commercial | Offices | New | Programmable Thermostat | 0.071151 | -0.98461 | 5992.2752
Commercial | Restaurants | New | Programmable Thermostat | 1.6091 | -0.0030535 | 4342.1523 | Commercial | Restaurants | New | Programmable Thermostat | 1.6091 | -0.0030535 | 4342.1523
Commercial | Retail | New | Programmable Thermostat | 0.70282 | -0.0013337 | 1896.5464 | Commercial | Retail | New | Programmable Thermostat | 0.70282 | -0.0013337 | 1896.5464
Commercial | Schools K-12 | New | Programmable Thermostat | 0.084157 | -1.1646 | 7087.571 | Commercial | Schools K-12 | New | Programmable Thermostat | 0.084157 | -1.1646 | 7087.571
Commercial | Warehouse | New | Programmable Thermostat | 0.0083602 | -0.11569 | 704.082 | Commercial | Warehouse | New | Programmable Thermostat | 0.0083602 | -0.11569 | 704.082
Commercial | Assembly | Existing | Roof Insulation | 5.3158e-06 | 0.00011983 | 0.26565 | Commercial | Assembly | Existing | Roof Insulation | 5.3158e-06 | 0.00011983 | 0.26565
Commercial | College and University | Existing | Roof Insulation | 0.00010987 | 6.4716e-05 | 0.26565 | Commercial | College and University | Existing | Roof Insulation | 0.00010987 | 6.4716e-05 | 0.26565
Commercial | Grocery | Existing | Roof Insulation | 5.4212e-05 | 0.00012398 | 0.26565 | Commercial | Grocery | Existing | Roof Insulation | 5.4212e-05 | 0.00012398 | 0.26565
Commercial | Healthcare | Existing | Roof Insulation | 5.3158e-06 | 0.00011983 | 0.26565 | Commercial | Healthcare | Existing | Roof Insulation | 5.3158e-06 | 0.00011983 | 0.26565
Commercial | Hospitals | Existing | Roof Insulation | 0.00010987 | 6.4716e-05 | 0.26565 | Commercial | Hospitals | Existing | Roof Insulation | 0.00010987 | 6.4716e-05 | 0.26565
Commercial | Institutional | Existing | Roof Insulation | 5.3158e-06 | 0.00011983 | 0.26565 | Commercial | Institutional | Existing | Roof Insulation | 5.3158e-06 | 0.00011983 | 0.26565
Commercial | Lodging/Hospitality | Existing | Roof Insulation | 0.00010987 | 6.4716e-05 | 0.26565 | Commercial | Lodging/Hospitality | Existing | Roof Insulation | 0.00010987 | 6.4716e-05 | 0.26565
Commercial | Miscellaneous | Existing | Roof Insulation | 5.3158e-06 | 0.00011983 | 0.26565 | Commercial | Miscellaneous | Existing | Roof Insulation | 5.3158e-06 | 0.00011983 | 0.26565
Commercial | Offices | Existing | Roof Insulation | 5.3158e-06 | 0.00011983 | 0.26565 | Commercial | Offices | Existing | Roof Insulation | 5.3158e-06 | 0.00011983 | 0.26565
Commercial | Restaurants | Existing | Roof Insulation | 5.4212e-05 | 0.00012398 | 0.26565 | Commercial | Restaurants | Existing | Roof Insulation | 5.4212e-05 | 0.00012398 | 0.26565
Commercial | Retail | Existing | Roof Insulation | 5.4212e-05 | 0.00012398 | 0.26565 | Commercial | Retail | Existing | Roof Insulation | 5.4212e-05 | 0.00012398 | 0.26565
Commercial | Schools K-12 | Existing | Roof Insulation | 5.3158e-06 | 0.00011983 | 0.26565 | Commercial | Schools K-12 | Existing | Roof Insulation | 5.3158e-06 | 0.00011983 | 0.26565
Commercial | Warehouse | Existing | Roof Insulation | 3.0145e-05 | 5.3786e-05 | 0.26565 | Commercial | Warehouse | Existing | Roof Insulation | 3.0145e-05 | 5.3786e-05 | 0.26565
Commercial | Assembly | New | Roof Insulation | 2.6171e-06 | 5.8995e-05 | 0.13079 | Commercial | Assembly | New | Roof Insulation | 2.6171e-06 | 5.8995e-05 | 0.13079
Commercial | College and University | New | Roof Insulation | 5.4091e-05 | 3.1861e-05 | 0.13079 | Commercial | College and University | New | Roof Insulation | 5.4091e-05 | 3.1861e-05 | 0.13079
Commercial | Grocery | New | Roof Insulation | 2.669e-05 | 6.1038e-05 | 0.13079 | Commercial | Grocery | New | Roof Insulation | 2.669e-05 | 6.1038e-05 | 0.13079
Commercial | Healthcare | New | Roof Insulation | 2.6171e-06 | 5.8995e-05 | 0.13079 | Commercial | Healthcare | New | Roof Insulation | 2.6171e-06 | 5.8995e-05 | 0.13079
Commercial | Hospitals | New | Roof Insulation | 5.4091e-05 | 3.1861e-05 | 0.13079 | Commercial | Hospitals | New | Roof Insulation | 5.4091e-05 | 3.1861e-05 | 0.13079
Commercial | Institutional | New | Roof Insulation | 2.6171e-06 | 5.8995e-05 | 0.13079 | Commercial | Institutional | New | Roof Insulation | 2.6171e-06 | 5.8995e-05 | 0.13079
Commercial | Lodging/Hospitality | New | Roof Insulation | 5.4091e-05 | 3.1861e-05 | 0.13079 | Commercial | Lodging/Hospitality | New | Roof Insulation | 5.4091e-05 | 3.1861e-05 | 0.13079
Commercial | Miscellaneous | New | Roof Insulation | 2.6171e-06 | 5.8995e-05 | 0.13079 | Commercial | Miscellaneous | New | Roof Insulation | 2.6171e-06 | 5.8995e-05 | 0.13079
Commercial | Offices | New | Roof Insulation | 2.6171e-06 | 5.8995e-05 | 0.13079 | Commercial | Offices | New | Roof Insulation | 2.6171e-06 | 5.8995e-05 | 0.13079
Commercial | Restaurants | New | Roof Insulation | 2.669e-05 | 6.1038e-05 | 0.13079 | Commercial | Restaurants | New | Roof Insulation | 2.669e-05 | 6.1038e-05 | 0.13079
Commercial | Retail | New | Roof Insulation | 2.669e-05 | 6.1038e-05 | 0.13079 | Commercial | Retail | New | Roof Insulation | 2.669e-05 | 6.1038e-05 | 0.13079
Commercial | Schools K-12 | New | Roof Insulation | 2.6171e-06 | 5.8995e-05 | 0.13079 | Commercial | Schools K-12 | New | Roof Insulation | 2.6171e-06 | 5.8995e-05 | 0.13079
Commercial | Warehouse | New | Roof Insulation | 1.4841e-05 | 2.648e-05 | 0.13079 | Commercial | Warehouse | New | Roof Insulation | 1.4841e-05 | 2.648e-05 | 0.13079
Commercial | Assembly | Existing | Smart Thermostat | 0.057087 | -0.78999 | 4807.8235 | Commercial | Assembly | Existing | Smart Thermostat | 0.057087 | -0.78999 | 4807.8235
Commercial | College and University | Existing | Smart Thermostat | 2.4002 | 0.70909 | 28715.232 | Commercial | College and University | Existing | Smart Thermostat | 2.4002 | 0.70909 | 28715.232
Commercial | Grocery | Existing | Smart Thermostat | 4.2896 | -0.0081399 | 11575.3008 | Commercial | Grocery | Existing | Smart Thermostat | 4.2896 | -0.0081399 | 11575.3008
Commercial | Healthcare | Existing | Smart Thermostat | 0.23991 | -3.3199 | 20204.7382 | Commercial | Healthcare | Existing | Smart Thermostat | 0.23991 | -3.3199 | 20204.7382
Commercial | Hospitals | Existing | Smart Thermostat | 17.5975 | 5.1988 | 210530.1929 | Commercial | Hospitals | Existing | Smart Thermostat | 17.5975 | 5.1988 | 210530.1929
Commercial | Institutional | Existing | Smart Thermostat | 0.27734 | -3.8379 | 23356.8925 | Commercial | Institutional | Existing | Smart Thermostat | 0.27734 | -3.8379 | 23356.8925
Commercial | Lodging/Hospitality | Existing | Smart Thermostat | -0.61374 | 57.2461 | 19160.2176 | Commercial | Lodging/Hospitality | Existing | Smart Thermostat | -0.61374 | 57.2461 | 19160.2176
Commercial | Miscellaneous | Existing | Smart Thermostat | 2.644 | -36.5889 | 222677.233 | Commercial | Miscellaneous | Existing | Smart Thermostat | 2.644 | -36.5889 | 222677.233
Commercial | Offices | Existing | Smart Thermostat | 0.19764 | -2.735 | 16645.2088 | Commercial | Offices | Existing | Smart Thermostat | 0.19764 | -2.735 | 16645.2088
Commercial | Restaurants | Existing | Smart Thermostat | 4.4698 | -0.0084818 | 12061.5342 | Commercial | Restaurants | Existing | Smart Thermostat | 4.4698 | -0.0084818 | 12061.5342
Commercial | Retail | Existing | Smart Thermostat | 1.9523 | -0.0037047 | 5268.1844 | Commercial | Retail | Existing | Smart Thermostat | 1.9523 | -0.0037047 | 5268.1844
Commercial | Schools K-12 | Existing | Smart Thermostat | 0.23377 | -3.235 | 19687.6973 | Commercial | Schools K-12 | Existing | Smart Thermostat | 0.23377 | -3.235 | 19687.6973
Commercial | Warehouse | Existing | Smart Thermostat | 0.023223 | -0.32136 | 1955.7834 | Commercial | Warehouse | Existing | Smart Thermostat | 0.023223 | -0.32136 | 1955.7834
Commercial | Assembly | New | Smart Thermostat | 0.057087 | -0.78999 | 4807.8235 | Commercial | Assembly | New | Smart Thermostat | 0.057087 | -0.78999 | 4807.8235
Commercial | College and University | New | Smart Thermostat | 2.4002 | 0.70909 | 28715.232 | Commercial | College and University | New | Smart Thermostat | 2.4002 | 0.70909 | 28715.232
Commercial | Grocery | New | Smart Thermostat | 4.2896 | -0.0081399 | 11575.3008 | Commercial | Grocery | New | Smart Thermostat | 4.2896 | -0.0081399 | 11575.3008
Commercial | Healthcare | New | Smart Thermostat | 0.23991 | -3.3199 | 20204.7382 | Commercial | Healthcare | New | Smart Thermostat | 0.23991 | -3.3199 | 20204.7382
Commercial | Hospitals | New | Smart Thermostat | 17.5975 | 5.1988 | 210530.1929 | Commercial | Hospitals | New | Smart Thermostat | 17.5975 | 5.1988 | 210530.1929
Commercial | Institutional | New | Smart Thermostat | 0.27734 | -3.8379 | 23356.8925 | Commercial | Institutional | New | Smart Thermostat | 0.27734 | -3.8379 | 23356.8925
Commercial | Lodging/Hospitality | New | Smart Thermostat | -0.61374 | 57.2461 | 19160.2176 | Commercial | Lodging/Hospitality | New | Smart Thermostat | -0.61374 | 57.2461 | 19160.2176
Commercial | Miscellaneous | New | Smart Thermostat | 2.644 | -36.5889 | 222677.233 | Commercial | Miscellaneous | New | Smart Thermostat | 2.644 | -36.5889 | 222677.233
Commercial | Offices | New | Smart Thermostat | 0.19764 | -2.735 | 16645.2088 | Commercial | Offices | New | Smart Thermostat | 0.19764 | -2.735 | 16645.2088
Commercial | Restaurants | New | Smart Thermostat | 4.4698 | -0.0084818 | 12061.5342 | Commercial | Restaurants | New | Smart Thermostat | 4.4698 | -0.0084818 | 12061.5342
Commercial | Retail | New | Smart Thermostat | 1.9523 | -0.0037047 | 5268.1844 | Commercial | Retail | New | Smart Thermostat | 1.9523 | -0.0037047 | 5268.1844
Commercial | Schools K-12 | New | Smart Thermostat | 0.23377 | -3.235 | 19687.6973 | Commercial | Schools K-12 | New | Smart Thermostat | 0.23377 | -3.235 | 19687.6973
Commercial | Warehouse | New | Smart Thermostat | 0.023223 | -0.32136 | 1955.7834 | Commercial | Warehouse | New | Smart Thermostat | 0.023223 | -0.32136 | 1955.7834
Commercial | Assembly | Existing | Thermal Energy Storage | 3.9872 | 1.1505 | -633.7788 | Commercial | Assembly | Existing | Thermal Energy Storage | 3.9872 | 1.1505 | -633.7788
Commercial | College and University | Existing | Thermal Energy Storage | 23.8142 | 6.8715 | -3785.3107 | Commercial | College and University | Existing | Thermal Energy Storage | 23.8142 | 6.8715 | -3785.3107
Commercial | Grocery | Existing | Thermal Energy Storage | 9.5997 | 2.77 | -1525.8839 | Commercial | Grocery | Existing | Thermal Energy Storage | 9.5997 | 2.77 | -1525.8839
Commercial | Healthcare | Existing | Thermal Energy Storage | 16.7563 | 4.835 | -2663.437 | Commercial | Healthcare | Existing | Thermal Energy Storage | 16.7563 | 4.835 | -2663.437
Commercial | Hospitals | Existing | Thermal Energy Storage | 174.5978 | 50.3796 | -27752.5944 | Commercial | Hospitals | Existing | Thermal Energy Storage | 174.5978 | 50.3796 | -27752.5944
Commercial | Institutional | Existing | Thermal Energy Storage | 19.3704 | 5.5893 | -3078.9615 | Commercial | Institutional | Existing | Thermal Energy Storage | 19.3704 | 5.5893 | -3078.9615
Commercial | Lodging/Hospitality | Existing | Thermal Energy Storage | 15.89 | 4.585 | -2525.7458 | Commercial | Lodging/Hospitality | Existing | Thermal Energy Storage | 15.89 | 4.585 | -2525.7458
Commercial | Miscellaneous | Existing | Thermal Energy Storage | 184.6717 | 53.2863 | -29353.8464 | Commercial | Miscellaneous | Existing | Thermal Energy Storage | 184.6717 | 53.2863 | -29353.8464
Commercial | Offices | Existing | Thermal Energy Storage | 13.8043 | 3.9832 | -2194.2113 | Commercial | Offices | Existing | Thermal Energy Storage | 13.8043 | 3.9832 | -2194.2113
Commercial | Restaurants | Existing | Thermal Energy Storage | 10.0029 | 2.8863 | -1589.9803 | Commercial | Restaurants | Existing | Thermal Energy Storage | 10.0029 | 2.8863 | -1589.9803
Commercial | Retail | Existing | Thermal Energy Storage | 4.369 | 1.2607 | -694.4647 | Commercial | Retail | Existing | Thermal Energy Storage | 4.369 | 1.2607 | -694.4647
Commercial | Schools K-12 | Existing | Thermal Energy Storage | 16.3275 | 4.7112 | -2595.2794 | Commercial | Schools K-12 | Existing | Thermal Energy Storage | 16.3275 | 4.7112 | -2595.2794
Commercial | Warehouse | Existing | Thermal Energy Storage | 1.622 | 0.46802 | -257.8161 | Commercial | Warehouse | Existing | Thermal Energy Storage | 1.622 | 0.46802 | -257.8161
Commercial | Assembly | New | Thermal Energy Storage | 3.9872 | 1.1505 | -633.7788 | Commercial | Assembly | New | Thermal Energy Storage | 3.9872 | 1.1505 | -633.7788
Commercial | College and University | New | Thermal Energy Storage | 23.8142 | 6.8715 | -3785.3107 | Commercial | College and University | New | Thermal Energy Storage | 23.8142 | 6.8715 | -3785.3107
Commercial | Grocery | New | Thermal Energy Storage | 9.5997 | 2.77 | -1525.8839 | Commercial | Grocery | New | Thermal Energy Storage | 9.5997 | 2.77 | -1525.8839
Commercial | Healthcare | New | Thermal Energy Storage | 16.7563 | 4.835 | -2663.437 | Commercial | Healthcare | New | Thermal Energy Storage | 16.7563 | 4.835 | -2663.437
Commercial | Hospitals | New | Thermal Energy Storage | 174.5978 | 50.3796 | -27752.5944 | Commercial | Hospitals | New | Thermal Energy Storage | 174.5978 | 50.3796 | -27752.5944
Commercial | Institutional | New | Thermal Energy Storage | 19.3704 | 5.5893 | -3078.9615 | Commercial | Institutional | New | Thermal Energy Storage | 19.3704 | 5.5893 | -3078.9615
Commercial | Lodging/Hospitality | New | Thermal Energy Storage | 15.89 | 4.585 | -2525.7458 | Commercial | Lodging/Hospitality | New | Thermal Energy Storage | 15.89 | 4.585 | -2525.7458
Commercial | Miscellaneous | New | Thermal Energy Storage | 184.6717 | 53.2863 | -29353.8464 | Commercial | Miscellaneous | New | Thermal Energy Storage | 184.6717 | 53.2863 | -29353.8464
Commercial | Offices | New | Thermal Energy Storage | 13.8043 | 3.9832 | -2194.2113 | Commercial | Offices | New | Thermal Energy Storage | 13.8043 | 3.9832 | -2194.2113
Commercial | Restaurants | New | Thermal Energy Storage | 10.0029 | 2.8863 | -1589.9803 | Commercial | Restaurants | New | Thermal Energy Storage | 10.0029 | 2.8863 | -1589.9803
Commercial | Retail | New | Thermal Energy Storage | 4.369 | 1.2607 | -694.4647 | Commercial | Retail | New | Thermal Energy Storage | 4.369 | 1.2607 | -694.4647
Commercial | Schools K-12 | New | Thermal Energy Storage | 16.3275 | 4.7112 | -2595.2794 | Commercial | Schools K-12 | New | Thermal Energy Storage | 16.3275 | 4.7112 | -2595.2794
Commercial | Warehouse | New | Thermal Energy Storage | 1.622 | 0.46802 | -257.8161 | Commercial | Warehouse | New | Thermal Energy Storage | 1.622 | 0.46802 | -257.8161
Commercial | Assembly | Existing | Wall Insulation | 3.9206e-05 | 0.00088379 | 1.9593 | Commercial | Assembly | Existing | Wall Insulation | 3.9206e-05 | 0.00088379 | 1.9593
Commercial | College and University | Existing | Wall Insulation | 0.00078702 | 0.00046358 | 1.9029 | Commercial | College and University | Existing | Wall Insulation | 0.00078702 | 0.00046358 | 1.9029
Commercial | Grocery | Existing | Wall Insulation | 0.00039401 | 0.00090108 | 1.9307 | Commercial | Grocery | Existing | Wall Insulation | 0.00039401 | 0.00090108 | 1.9307
Commercial | Healthcare | Existing | Wall Insulation | 3.7536e-05 | 0.00084614 | 1.8758 | Commercial | Healthcare | Existing | Wall Insulation | 3.7536e-05 | 0.00084614 | 1.8758
Commercial | Hospitals | Existing | Wall Insulation | 0.00079852 | 0.00047035 | 1.9307 | Commercial | Hospitals | Existing | Wall Insulation | 0.00079852 | 0.00047035 | 1.9307
Commercial | Institutional | Existing | Wall Insulation | 3.8078e-05 | 0.00085837 | 1.9029 | Commercial | Institutional | Existing | Wall Insulation | 3.8078e-05 | 0.00085837 | 1.9029
Commercial | Lodging/Hospitality | Existing | Wall Insulation | 0.00078702 | 0.00046358 | 1.9029 | Commercial | Lodging/Hospitality | Existing | Wall Insulation | 0.00078702 | 0.00046358 | 1.9029
Commercial | Miscellaneous | Existing | Wall Insulation | 3.8635e-05 | 0.00087092 | 1.9307 | Commercial | Miscellaneous | Existing | Wall Insulation | 3.8635e-05 | 0.00087092 | 1.9307
Commercial | Offices | Existing | Wall Insulation | 3.8635e-05 | 0.00087092 | 1.9307 | Commercial | Offices | Existing | Wall Insulation | 3.8635e-05 | 0.00087092 | 1.9307
Commercial | Restaurants | Existing | Wall Insulation | 0.00039983 | 0.0009144 | 1.9593 | Commercial | Restaurants | Existing | Wall Insulation | 0.00039983 | 0.0009144 | 1.9593
Commercial | Retail | Existing | Wall Insulation | 0.00039401 | 0.00090108 | 1.9307 | Commercial | Retail | Existing | Wall Insulation | 0.00039401 | 0.00090108 | 1.9307
Commercial | Schools K-12 | Existing | Wall Insulation | 3.9792e-05 | 0.000897 | 1.9886 | Commercial | Schools K-12 | Existing | Wall Insulation | 3.9792e-05 | 0.000897 | 1.9886
Commercial | Warehouse | Existing | Wall Insulation | 0.00022233 | 0.0003967 | 1.9593 | Commercial | Warehouse | Existing | Wall Insulation | 0.00022233 | 0.0003967 | 1.9593
Commercial | Assembly | New | Wall Insulation | 0 | 0 | 0 | Commercial | Assembly | New | Wall Insulation | 0 | 0 | 0
Commercial | College and University | New | Wall Insulation | 0 | 0 | 0 | Commercial | College and University | New | Wall Insulation | 0 | 0 | 0
Commercial | Grocery | New | Wall Insulation | 0 | 0 | 0 | Commercial | Grocery | New | Wall Insulation | 0 | 0 | 0
Commercial | Healthcare | New | Wall Insulation | 0 | 0 | 0 | Commercial | Healthcare | New | Wall Insulation | 0 | 0 | 0
Commercial | Hospitals | New | Wall Insulation | 0 | 0 | 0 | Commercial | Hospitals | New | Wall Insulation | 0 | 0 | 0
Commercial | Institutional | New | Wall Insulation | 0 | 0 | 0 | Commercial | Institutional | New | Wall Insulation | 0 | 0 | 0
Commercial | Lodging/Hospitality | New | Wall Insulation | 0 | 0 | 0 | Commercial | Lodging/Hospitality | New | Wall Insulation | 0 | 0 | 0
Commercial | Miscellaneous | New | Wall Insulation | 0 | 0 | 0 | Commercial | Miscellaneous | New | Wall Insulation | 0 | 0 | 0
Commercial | Offices | New | Wall Insulation | 0 | 0 | 0 | Commercial | Offices | New | Wall Insulation | 0 | 0 | 0
Commercial | Restaurants | New | Wall Insulation | 0 | 0 | 0 | Commercial | Restaurants | New | Wall Insulation | 0 | 0 | 0
Commercial | Retail | New | Wall Insulation | 0 | 0 | 0 | Commercial | Retail | New | Wall Insulation | 0 | 0 | 0
Commercial | Schools K-12 | New | Wall Insulation | 0 | 0 | 0 | Commercial | Schools K-12 | New | Wall Insulation | 0 | 0 | 0
Commercial | Warehouse | New | Wall Insulation | 0 | 0 | 0 | Commercial | Warehouse | New | Wall Insulation | 0 | 0 | 0
Commercial | Assembly | Existing | Warehouse Loading Dock Seals | 7.6946e-06 | 1.3729e-05 | 0.067808 | Commercial | Assembly | Existing | Warehouse Loading Dock Seals | 7.6946e-06 | 1.3729e-05 | 0.067808
Commercial | College and University | Existing | Warehouse Loading Dock Seals | 3.7587e-06 | 6.7064e-06 | 0.033123 | Commercial | College and University | Existing | Warehouse Loading Dock Seals | 3.7587e-06 | 6.7064e-06 | 0.033123
Commercial | Grocery | Existing | Warehouse Loading Dock Seals | 2.6166e-05 | 4.6686e-05 | 0.23058 | Commercial | Grocery | Existing | Warehouse Loading Dock Seals | 2.6166e-05 | 4.6686e-05 | 0.23058
Commercial | Healthcare | Existing | Warehouse Loading Dock Seals | 7.2912e-06 | 1.3009e-05 | 0.064252 | Commercial | Healthcare | Existing | Warehouse Loading Dock Seals | 7.2912e-06 | 1.3009e-05 | 0.064252
Commercial | Hospitals | Existing | Warehouse Loading Dock Seals | 3.7716e-06 | 6.7294e-06 | 0.033237 | Commercial | Hospitals | Existing | Warehouse Loading Dock Seals | 3.7716e-06 | 6.7294e-06 | 0.033237
Commercial | Institutional | Existing | Warehouse Loading Dock Seals | 2.3531e-05 | 4.1985e-05 | 0.20736 | Commercial | Institutional | Existing | Warehouse Loading Dock Seals | 2.3531e-05 | 4.1985e-05 | 0.20736
Commercial | Lodging/Hospitality | Existing | Warehouse Loading Dock Seals | 1.7702e-05 | 3.1584e-05 | 0.15599 | Commercial | Lodging/Hospitality | Existing | Warehouse Loading Dock Seals | 1.7702e-05 | 3.1584e-05 | 0.15599
Commercial | Miscellaneous | Existing | Warehouse Loading Dock Seals | 4.7035e-06 | 8.3921e-06 | 0.041449 | Commercial | Miscellaneous | Existing | Warehouse Loading Dock Seals | 4.7035e-06 | 8.3921e-06 | 0.041449
Commercial | Offices | Existing | Warehouse Loading Dock Seals | 3.4149e-05 | 6.093e-05 | 0.30093 | Commercial | Offices | Existing | Warehouse Loading Dock Seals | 3.4149e-05 | 6.093e-05 | 0.30093
Commercial | Restaurants | Existing | Warehouse Loading Dock Seals | 2.5389e-05 | 4.5301e-05 | 0.22374 | Commercial | Restaurants | Existing | Warehouse Loading Dock Seals | 2.5389e-05 | 4.5301e-05 | 0.22374
Commercial | Retail | Existing | Warehouse Loading Dock Seals | 1.1091e-05 | 1.9789e-05 | 0.097739 | Commercial | Retail | Existing | Warehouse Loading Dock Seals | 1.1091e-05 | 1.9789e-05 | 0.097739
Commercial | Schools K-12 | Existing | Warehouse Loading Dock Seals | 2.533e-06 | 4.5194e-06 | 0.022321 | Commercial | Schools K-12 | Existing | Warehouse Loading Dock Seals | 2.533e-06 | 4.5194e-06 | 0.022321
Commercial | Warehouse | Existing | Warehouse Loading Dock Seals | 7.0043e-06 | 1.2497e-05 | 0.061724 | Commercial | Warehouse | Existing | Warehouse Loading Dock Seals | 7.0043e-06 | 1.2497e-05 | 0.061724
Commercial | Assembly | New | Warehouse Loading Dock Seals | 7.5765e-06 | 1.3518e-05 | 0.066767 | Commercial | Assembly | New | Warehouse Loading Dock Seals | 7.5765e-06 | 1.3518e-05 | 0.066767
Commercial | College and University | New | Warehouse Loading Dock Seals | 3.701e-06 | 6.6035e-06 | 0.032615 | Commercial | College and University | New | Warehouse Loading Dock Seals | 3.701e-06 | 6.6035e-06 | 0.032615
Commercial | Grocery | New | Warehouse Loading Dock Seals | 2.5764e-05 | 4.597e-05 | 0.22705 | Commercial | Grocery | New | Warehouse Loading Dock Seals | 2.5764e-05 | 4.597e-05 | 0.22705
Commercial | Healthcare | New | Warehouse Loading Dock Seals | 7.1792e-06 | 1.2809e-05 | 0.063266 | Commercial | Healthcare | New | Warehouse Loading Dock Seals | 7.1792e-06 | 1.2809e-05 | 0.063266
Commercial | Hospitals | New | Warehouse Loading Dock Seals | 3.7137e-06 | 6.6261e-06 | 0.032726 | Commercial | Hospitals | New | Warehouse Loading Dock Seals | 3.7137e-06 | 6.6261e-06 | 0.032726
Commercial | Institutional | New | Warehouse Loading Dock Seals | 2.317e-05 | 4.134e-05 | 0.20418 | Commercial | Institutional | New | Warehouse Loading Dock Seals | 2.317e-05 | 4.134e-05 | 0.20418
Commercial | Lodging/Hospitality | New | Warehouse Loading Dock Seals | 1.743e-05 | 3.1099e-05 | 0.1536 | Commercial | Lodging/Hospitality | New | Warehouse Loading Dock Seals | 1.743e-05 | 3.1099e-05 | 0.1536
Commercial | Miscellaneous | New | Warehouse Loading Dock Seals | 4.6313e-06 | 8.2633e-06 | 0.040813 | Commercial | Miscellaneous | New | Warehouse Loading Dock Seals | 4.6313e-06 | 8.2633e-06 | 0.040813
Commercial | Offices | New | Warehouse Loading Dock Seals | 3.3625e-05 | 5.9995e-05 | 0.29632 | Commercial | Offices | New | Warehouse Loading Dock Seals | 3.3625e-05 | 5.9995e-05 | 0.29632
Commercial | Restaurants | New | Warehouse Loading Dock Seals | 2.5e-05 | 4.4605e-05 | 0.22031 | Commercial | Restaurants | New | Warehouse Loading Dock Seals | 2.5e-05 | 4.4605e-05 | 0.22031
Commercial | Retail | New | Warehouse Loading Dock Seals | 1.0921e-05 | 1.9485e-05 | 0.096238 | Commercial | Retail | New | Warehouse Loading Dock Seals | 1.0921e-05 | 1.9485e-05 | 0.096238
Commercial | Schools K-12 | New | Warehouse Loading Dock Seals | 2.4941e-06 | 4.45e-06 | 0.021979 | Commercial | Schools K-12 | New | Warehouse Loading Dock Seals | 2.4941e-06 | 4.45e-06 | 0.021979
Commercial | Warehouse | New | Warehouse Loading Dock Seals | 6.8968e-06 | 1.2305e-05 | 0.060777 | Commercial | Warehouse | New | Warehouse Loading Dock Seals | 6.8968e-06 | 1.2305e-05 | 0.060777
Commercial | Assembly | Existing | Water Cooled Refrigeration Heat Recovery | 0 | 0.050273 | 752.0072 | Commercial | Assembly | Existing | Water Cooled Refrigeration Heat Recovery | 0 | 0.050273 | 752.0072
Commercial | College and University | Existing | Water Cooled Refrigeration Heat Recovery | 0 | 0.48778 | 4491.4422 | Commercial | College and University | Existing | Water Cooled Refrigeration Heat Recovery | 0 | 0.48778 | 4491.4422
Commercial | Grocery | Existing | Water Cooled Refrigeration Heat Recovery | 0 | 0.12104 | 1810.5302 | Commercial | Grocery | Existing | Water Cooled Refrigeration Heat Recovery | 0 | 0.12104 | 1810.5302
Commercial | Healthcare | Existing | Water Cooled Refrigeration Heat Recovery | 0 | 0.34321 | 3160.2884 | Commercial | Healthcare | Existing | Water Cooled Refrigeration Heat Recovery | 0 | 0.34321 | 3160.2884
Commercial | Hospitals | Existing | Water Cooled Refrigeration Heat Recovery | 0 | 3.5762 | 32929.7074 | Commercial | Hospitals | Existing | Water Cooled Refrigeration Heat Recovery | 0 | 3.5762 | 32929.7074
Commercial | Institutional | Existing | Water Cooled Refrigeration Heat Recovery | 0 | 0.24423 | 3653.327 | Commercial | Institutional | Existing | Water Cooled Refrigeration Heat Recovery | 0 | 0.24423 | 3653.327
Commercial | Lodging/Hospitality | Existing | Water Cooled Refrigeration Heat Recovery | 0 | 0.32547 | 2996.9115 | Commercial | Lodging/Hospitality | Existing | Water Cooled Refrigeration Heat Recovery | 0 | 0.32547 | 2996.9115
Commercial | Miscellaneous | Existing | Water Cooled Refrigeration Heat Recovery | 0 | 2.3284 | 34829.6652 | Commercial | Miscellaneous | Existing | Water Cooled Refrigeration Heat Recovery | 0 | 2.3284 | 34829.6652
Commercial | Offices | Existing | Water Cooled Refrigeration Heat Recovery | 0 | 0.17405 | 2603.5309 | Commercial | Offices | Existing | Water Cooled Refrigeration Heat Recovery | 0 | 0.17405 | 2603.5309
Commercial | Restaurants | Existing | Water Cooled Refrigeration Heat Recovery | 0 | 0.20489 | 1886.5835 | Commercial | Restaurants | Existing | Water Cooled Refrigeration Heat Recovery | 0 | 0.20489 | 1886.5835
Commercial | Retail | Existing | Water Cooled Refrigeration Heat Recovery | 0 | 0.055087 | 824.0137 | Commercial | Retail | Existing | Water Cooled Refrigeration Heat Recovery | 0 | 0.055087 | 824.0137
Commercial | Schools K-12 | Existing | Water Cooled Refrigeration Heat Recovery | 0 | 0.33443 | 3079.4163 | Commercial | Schools K-12 | Existing | Water Cooled Refrigeration Heat Recovery | 0 | 0.33443 | 3079.4163
Commercial | Warehouse | Existing | Water Cooled Refrigeration Heat Recovery | 0 | 0.020451 | 305.9104 | Commercial | Warehouse | Existing | Water Cooled Refrigeration Heat Recovery | 0 | 0.020451 | 305.9104
Commercial | Assembly | New | Water Cooled Refrigeration Heat Recovery | 0 | 0.050273 | 752.0072 | Commercial | Assembly | New | Water Cooled Refrigeration Heat Recovery | 0 | 0.050273 | 752.0072
Commercial | College and University | New | Water Cooled Refrigeration Heat Recovery | 0 | 0.48778 | 4491.4422 | Commercial | College and University | New | Water Cooled Refrigeration Heat Recovery | 0 | 0.48778 | 4491.4422
Commercial | Grocery | New | Water Cooled Refrigeration Heat Recovery | 0 | 0.12104 | 1810.5302 | Commercial | Grocery | New | Water Cooled Refrigeration Heat Recovery | 0 | 0.12104 | 1810.5302
Commercial | Healthcare | New | Water Cooled Refrigeration Heat Recovery | 0 | 0.34321 | 3160.2884 | Commercial | Healthcare | New | Water Cooled Refrigeration Heat Recovery | 0 | 0.34321 | 3160.2884
Commercial | Hospitals | New | Water Cooled Refrigeration Heat Recovery | 0 | 3.5762 | 32929.7074 | Commercial | Hospitals | New | Water Cooled Refrigeration Heat Recovery | 0 | 3.5762 | 32929.7074
Commercial | Institutional | New | Water Cooled Refrigeration Heat Recovery | 0 | 0.24423 | 3653.327 | Commercial | Institutional | New | Water Cooled Refrigeration Heat Recovery | 0 | 0.24423 | 3653.327
Commercial | Lodging/Hospitality | New | Water Cooled Refrigeration Heat Recovery | 0 | 0.32547 | 2996.9115 | Commercial | Lodging/Hospitality | New | Water Cooled Refrigeration Heat Recovery | 0 | 0.32547 | 2996.9115
Commercial | Miscellaneous | New | Water Cooled Refrigeration Heat Recovery | 0 | 2.3284 | 34829.6652 | Commercial | Miscellaneous | New | Water Cooled Refrigeration Heat Recovery | 0 | 2.3284 | 34829.6652
Commercial | Offices | New | Water Cooled Refrigeration Heat Recovery | 0 | 0.17405 | 2603.5309 | Commercial | Offices | New | Water Cooled Refrigeration Heat Recovery | 0 | 0.17405 | 2603.5309
Commercial | Restaurants | New | Water Cooled Refrigeration Heat Recovery | 0 | 0.20489 | 1886.5835 | Commercial | Restaurants | New | Water Cooled Refrigeration Heat Recovery | 0 | 0.20489 | 1886.5835
Commercial | Retail | New | Water Cooled Refrigeration Heat Recovery | 0 | 0.055087 | 824.0137 | Commercial | Retail | New | Water Cooled Refrigeration Heat Recovery | 0 | 0.055087 | 824.0137
Commercial | Schools K-12 | New | Water Cooled Refrigeration Heat Recovery | 0 | 0.33443 | 3079.4163 | Commercial | Schools K-12 | New | Water Cooled Refrigeration Heat Recovery | 0 | 0.33443 | 3079.4163
Commercial | Warehouse | New | Water Cooled Refrigeration Heat Recovery | 0 | 0.020451 | 305.9104 | Commercial | Warehouse | New | Water Cooled Refrigeration Heat Recovery | 0 | 0.020451 | 305.9104
Commercial | Assembly | Existing | Waterside Economizer | 4.149 | 0 | 10220.1104 | Commercial | Assembly | Existing | Waterside Economizer | 4.149 | 0 | 10220.1104
Commercial | College and University | Existing | Waterside Economizer | 4.6029 | 0 | 11338.3015 | Commercial | College and University | Existing | Waterside Economizer | 4.6029 | 0 | 11338.3015
Commercial | Grocery | Existing | Waterside Economizer | 2.2919 | 0 | 5645.6922 | Commercial | Grocery | Existing | Waterside Economizer | 2.2919 | 0 | 5645.6922
Commercial | Healthcare | Existing | Waterside Economizer | 9.0281 | 0 | 22238.71 | Commercial | Healthcare | Existing | Waterside Economizer | 9.0281 | 0 | 22238.71
Commercial | Hospitals | Existing | Waterside Economizer | 8.5519 | 0 | 21065.7822 | Commercial | Hospitals | Existing | Waterside Economizer | 8.5519 | 0 | 21065.7822
Commercial | Institutional | Existing | Waterside Economizer | 2.2411 | 0 | 5520.5799 | Commercial | Institutional | Existing | Waterside Economizer | 2.2411 | 0 | 5520.5799
Commercial | Lodging/Hospitality | Existing | Waterside Economizer | 6.8536 | 0 | 16882.3399 | Commercial | Lodging/Hospitality | Existing | Waterside Economizer | 6.8536 | 0 | 16882.3399
Commercial | Miscellaneous | Existing | Waterside Economizer | 2.3173 | 0 | 5708.2483 | Commercial | Miscellaneous | Existing | Waterside Economizer | 2.3173 | 0 | 5708.2483
Commercial | Offices | Existing | Waterside Economizer | 4.6696 | 0 | 11502.5114 | Commercial | Offices | Existing | Waterside Economizer | 4.6696 | 0 | 11502.5114
Commercial | Restaurants | Existing | Waterside Economizer | 6.7234 | 0 | 16561.7397 | Commercial | Restaurants | Existing | Waterside Economizer | 6.7234 | 0 | 16561.7397
Commercial | Retail | Existing | Waterside Economizer | 5.2695 | 0 | 12980.4003 | Commercial | Retail | Existing | Waterside Economizer | 5.2695 | 0 | 12980.4003
Commercial | Schools K-12 | Existing | Waterside Economizer | 4.5807 | 0 | 11283.5649 | Commercial | Schools K-12 | Existing | Waterside Economizer | 4.5807 | 0 | 11283.5649
Commercial | Warehouse | Existing | Waterside Economizer | 1.0063 | 0 | 2478.7873 | Commercial | Warehouse | Existing | Waterside Economizer | 1.0063 | 0 | 2478.7873
Commercial | Assembly | New | Waterside Economizer | 4.149 | 0 | 10220.1104 | Commercial | Assembly | New | Waterside Economizer | 4.149 | 0 | 10220.1104
Commercial | College and University | New | Waterside Economizer | 4.6029 | 0 | 11338.3015 | Commercial | College and University | New | Waterside Economizer | 4.6029 | 0 | 11338.3015
Commercial | Grocery | New | Waterside Economizer | 2.2919 | 0 | 5645.6922 | Commercial | Grocery | New | Waterside Economizer | 2.2919 | 0 | 5645.6922
Commercial | Healthcare | New | Waterside Economizer | 9.0281 | 0 | 22238.71 | Commercial | Healthcare | New | Waterside Economizer | 9.0281 | 0 | 22238.71
Commercial | Hospitals | New | Waterside Economizer | 8.5519 | 0 | 21065.7822 | Commercial | Hospitals | New | Waterside Economizer | 8.5519 | 0 | 21065.7822
Commercial | Institutional | New | Waterside Economizer | 2.2411 | 0 | 5520.5799 | Commercial | Institutional | New | Waterside Economizer | 2.2411 | 0 | 5520.5799
Commercial | Lodging/Hospitality | New | Waterside Economizer | 6.8536 | 0 | 16882.3399 | Commercial | Lodging/Hospitality | New | Waterside Economizer | 6.8536 | 0 | 16882.3399
Commercial | Miscellaneous | New | Waterside Economizer | 2.3173 | 0 | 5708.2483 | Commercial | Miscellaneous | New | Waterside Economizer | 2.3173 | 0 | 5708.2483
Commercial | Offices | New | Waterside Economizer | 4.6696 | 0 | 11502.5114 | Commercial | Offices | New | Waterside Economizer | 4.6696 | 0 | 11502.5114
Commercial | Restaurants | New | Waterside Economizer | 6.7234 | 0 | 16561.7397 | Commercial | Restaurants | New | Waterside Economizer | 6.7234 | 0 | 16561.7397
Commercial | Retail | New | Waterside Economizer | 5.2695 | 0 | 12980.4003 | Commercial | Retail | New | Waterside Economizer | 5.2695 | 0 | 12980.4003
Commercial | Schools K-12 | New | Waterside Economizer | 4.5807 | 0 | 11283.5649 | Commercial | Schools K-12 | New | Waterside Economizer | 4.5807 | 0 | 11283.5649
Commercial | Warehouse | New | Waterside Economizer | 1.0063 | 0 | 2478.7873 | Commercial | Warehouse | New | Waterside Economizer | 1.0063 | 0 | 2478.7873
Commercial | Assembly | Existing | Window Sun Protection | 0.04043 | -0.010022 | 105.7983 | Commercial | Assembly | Existing | Window Sun Protection | 0.04043 | -0.010022 | 105.7983
Commercial | College and University | Existing | Window Sun Protection | 0.04043 | -0.010022 | 105.7983 | Commercial | College and University | Existing | Window Sun Protection | 0.04043 | -0.010022 | 105.7983
Commercial | Grocery | Existing | Window Sun Protection | 0.04043 | -0.010022 | 105.7983 | Commercial | Grocery | Existing | Window Sun Protection | 0.04043 | -0.010022 | 105.7983
Commercial | Healthcare | Existing | Window Sun Protection | 0.04043 | -0.010022 | 105.7983 | Commercial | Healthcare | Existing | Window Sun Protection | 0.04043 | -0.010022 | 105.7983
Commercial | Hospitals | Existing | Window Sun Protection | 0.04043 | -0.010022 | 105.7983 | Commercial | Hospitals | Existing | Window Sun Protection | 0.04043 | -0.010022 | 105.7983
Commercial | Institutional | Existing | Window Sun Protection | 0.04043 | -0.010022 | 105.7983 | Commercial | Institutional | Existing | Window Sun Protection | 0.04043 | -0.010022 | 105.7983
Commercial | Lodging/Hospitality | Existing | Window Sun Protection | 0.047228 | -0.02335 | 105.7983 | Commercial | Lodging/Hospitality | Existing | Window Sun Protection | 0.047228 | -0.02335 | 105.7983
Commercial | Miscellaneous | Existing | Window Sun Protection | 0.055592 | -0.040764 | 105.7983 | Commercial | Miscellaneous | Existing | Window Sun Protection | 0.055592 | -0.040764 | 105.7983
Commercial | Offices | Existing | Window Sun Protection | 0.04043 | -0.010022 | 105.7983 | Commercial | Offices | Existing | Window Sun Protection | 0.04043 | -0.010022 | 105.7983
Commercial | Restaurants | Existing | Window Sun Protection | 0.04043 | -0.010022 | 105.7983 | Commercial | Restaurants | Existing | Window Sun Protection | 0.04043 | -0.010022 | 105.7983
Commercial | Retail | Existing | Window Sun Protection | 0.04043 | -0.010022 | 105.7983 | Commercial | Retail | Existing | Window Sun Protection | 0.04043 | -0.010022 | 105.7983
Commercial | Schools K-12 | Existing | Window Sun Protection | 0.04043 | -0.010022 | 105.7983 | Commercial | Schools K-12 | Existing | Window Sun Protection | 0.04043 | -0.010022 | 105.7983
Commercial | Warehouse | Existing | Window Sun Protection | 0.055592 | -0.040764 | 105.7983 | Commercial | Warehouse | Existing | Window Sun Protection | 0.055592 | -0.040764 | 105.7983
Commercial | Assembly | New | Window Sun Protection | 0.024258 | -0.0060129 | 63.479 | Commercial | Assembly | New | Window Sun Protection | 0.024258 | -0.0060129 | 63.479
Commercial | College and University | New | Window Sun Protection | 0.024258 | -0.0060129 | 63.479 | Commercial | College and University | New | Window Sun Protection | 0.024258 | -0.0060129 | 63.479
Commercial | Grocery | New | Window Sun Protection | 0.024258 | -0.0060129 | 63.479 | Commercial | Grocery | New | Window Sun Protection | 0.024258 | -0.0060129 | 63.479
Commercial | Healthcare | New | Window Sun Protection | 0.024258 | -0.0060129 | 63.479 | Commercial | Healthcare | New | Window Sun Protection | 0.024258 | -0.0060129 | 63.479
Commercial | Hospitals | New | Window Sun Protection | 0.024258 | -0.0060129 | 63.479 | Commercial | Hospitals | New | Window Sun Protection | 0.024258 | -0.0060129 | 63.479
Commercial | Institutional | New | Window Sun Protection | 0.024258 | -0.0060129 | 63.479 | Commercial | Institutional | New | Window Sun Protection | 0.024258 | -0.0060129 | 63.479
Commercial | Lodging/Hospitality | New | Window Sun Protection | 0.028337 | -0.01401 | 63.479 | Commercial | Lodging/Hospitality | New | Window Sun Protection | 0.028337 | -0.01401 | 63.479
Commercial | Miscellaneous | New | Window Sun Protection | 0.033355 | -0.024458 | 63.479 | Commercial | Miscellaneous | New | Window Sun Protection | 0.033355 | -0.024458 | 63.479
Commercial | Offices | New | Window Sun Protection | 0.024258 | -0.0060129 | 63.479 | Commercial | Offices | New | Window Sun Protection | 0.024258 | -0.0060129 | 63.479
Commercial | Restaurants | New | Window Sun Protection | 0.024258 | -0.0060129 | 63.479 | Commercial | Restaurants | New | Window Sun Protection | 0.024258 | -0.0060129 | 63.479
Commercial | Retail | New | Window Sun Protection | 0.024258 | -0.0060129 | 63.479 | Commercial | Retail | New | Window Sun Protection | 0.024258 | -0.0060129 | 63.479
Commercial | Schools K-12 | New | Window Sun Protection | 0.024258 | -0.0060129 | 63.479 | Commercial | Schools K-12 | New | Window Sun Protection | 0.024258 | -0.0060129 | 63.479
Commercial | Warehouse | New | Window Sun Protection | 0.033355 | -0.024458 | 63.479 | Commercial | Warehouse | New | Window Sun Protection | 0.033355 | -0.024458 | 63.479
Commercial | Assembly | Existing | Bi-Level Lighting Control (Interior) | 0.0012256 | 0 | 445.78 | Commercial | Assembly | Existing | Bi-Level Lighting Control (Interior) | 0.0012256 | 0 | 445.78
Commercial | College and University | Existing | Bi-Level Lighting Control (Interior) | 0.0018785 | 0 | 683.24 | Commercial | College and University | Existing | Bi-Level Lighting Control (Interior) | 0.0018785 | 0 | 683.24
Commercial | Grocery | Existing | Bi-Level Lighting Control (Interior) | 0.010616 | 0 | 859.32 | Commercial | Grocery | Existing | Bi-Level Lighting Control (Interior) | 0.010616 | 0 | 859.32
Commercial | Healthcare | Existing | Bi-Level Lighting Control (Interior) | 0.0021427 | 0 | 779.34 | Commercial | Healthcare | Existing | Bi-Level Lighting Control (Interior) | 0.0021427 | 0 | 779.34
Commercial | Hospitals | Existing | Bi-Level Lighting Control (Interior) | 0.0028987 | 0 | 1054.31 | Commercial | Hospitals | Existing | Bi-Level Lighting Control (Interior) | 0.0028987 | 0 | 1054.31
Commercial | Institutional | Existing | Bi-Level Lighting Control (Interior) | 0.0014059 | 0 | 511.345 | Commercial | Institutional | Existing | Bi-Level Lighting Control (Interior) | 0.0014059 | 0 | 511.345
Commercial | Lodging/Hospitality | Existing | Bi-Level Lighting Control (Interior) | 0.0071882 | 0 | 581.87 | Commercial | Lodging/Hospitality | Existing | Bi-Level Lighting Control (Interior) | 0.0071882 | 0 | 581.87
Commercial | Miscellaneous | Existing | Bi-Level Lighting Control (Interior) | 0.0018785 | 0 | 683.24 | Commercial | Miscellaneous | Existing | Bi-Level Lighting Control (Interior) | 0.0018785 | 0 | 683.24
Commercial | Offices | Existing | Bi-Level Lighting Control (Interior) | 0.0013863 | 0 | 504.215 | Commercial | Offices | Existing | Bi-Level Lighting Control (Interior) | 0.0013863 | 0 | 504.215
Commercial | Restaurants | Existing | Bi-Level Lighting Control (Interior) | 0.006428 | 0 | 520.335 | Commercial | Restaurants | Existing | Bi-Level Lighting Control (Interior) | 0.006428 | 0 | 520.335
Commercial | Retail | Existing | Bi-Level Lighting Control (Interior) | 0.0095434 | 0 | 772.52 | Commercial | Retail | Existing | Bi-Level Lighting Control (Interior) | 0.0095434 | 0 | 772.52
Commercial | Schools K-12 | Existing | Bi-Level Lighting Control (Interior) | 0.0010138 | 0 | 368.745 | Commercial | Schools K-12 | Existing | Bi-Level Lighting Control (Interior) | 0.0010138 | 0 | 368.745
Commercial | Warehouse | Existing | Bi-Level Lighting Control (Interior) | 0.0016296 | 0 | 592.72 | Commercial | Warehouse | Existing | Bi-Level Lighting Control (Interior) | 0.0016296 | 0 | 592.72
Commercial | Assembly | New | Bi-Level Lighting Control (Interior) | 0.0012256 | 0 | 445.78 | Commercial | Assembly | New | Bi-Level Lighting Control (Interior) | 0.0012256 | 0 | 445.78
Commercial | College and University | New | Bi-Level Lighting Control (Interior) | 0.0018785 | 0 | 683.24 | Commercial | College and University | New | Bi-Level Lighting Control (Interior) | 0.0018785 | 0 | 683.24
Commercial | Grocery | New | Bi-Level Lighting Control (Interior) | 0.010616 | 0 | 859.32 | Commercial | Grocery | New | Bi-Level Lighting Control (Interior) | 0.010616 | 0 | 859.32
Commercial | Healthcare | New | Bi-Level Lighting Control (Interior) | 0.0021427 | 0 | 779.34 | Commercial | Healthcare | New | Bi-Level Lighting Control (Interior) | 0.0021427 | 0 | 779.34
Commercial | Hospitals | New | Bi-Level Lighting Control (Interior) | 0.0028987 | 0 | 1054.31 | Commercial | Hospitals | New | Bi-Level Lighting Control (Interior) | 0.0028987 | 0 | 1054.31
Commercial | Institutional | New | Bi-Level Lighting Control (Interior) | 0.0014059 | 0 | 511.345 | Commercial | Institutional | New | Bi-Level Lighting Control (Interior) | 0.0014059 | 0 | 511.345
Commercial | Lodging/Hospitality | New | Bi-Level Lighting Control (Interior) | 0.0071882 | 0 | 581.87 | Commercial | Lodging/Hospitality | New | Bi-Level Lighting Control (Interior) | 0.0071882 | 0 | 581.87
Commercial | Miscellaneous | New | Bi-Level Lighting Control (Interior) | 0.0018785 | 0 | 683.24 | Commercial | Miscellaneous | New | Bi-Level Lighting Control (Interior) | 0.0018785 | 0 | 683.24
Commercial | Offices | New | Bi-Level Lighting Control (Interior) | 0.0013863 | 0 | 504.215 | Commercial | Offices | New | Bi-Level Lighting Control (Interior) | 0.0013863 | 0 | 504.215
Commercial | Restaurants | New | Bi-Level Lighting Control (Interior) | 0.006428 | 0 | 520.335 | Commercial | Restaurants | New | Bi-Level Lighting Control (Interior) | 0.006428 | 0 | 520.335
Commercial | Retail | New | Bi-Level Lighting Control (Interior) | 0.0095434 | 0 | 772.52 | Commercial | Retail | New | Bi-Level Lighting Control (Interior) | 0.0095434 | 0 | 772.52
Commercial | Schools K-12 | New | Bi-Level Lighting Control (Interior) | 0.0010138 | 0 | 368.745 | Commercial | Schools K-12 | New | Bi-Level Lighting Control (Interior) | 0.0010138 | 0 | 368.745
Commercial | Warehouse | New | Bi-Level Lighting Control (Interior) | 0.0016296 | 0 | 592.72 | Commercial | Warehouse | New | Bi-Level Lighting Control (Interior) | 0.0016296 | 0 | 592.72
Commercial | Assembly | Existing | Interior Lighting Controls | 0 | 0 | 402.64 | Commercial | Assembly | Existing | Interior Lighting Controls | 0 | 0 | 402.64
Commercial | College and University | Existing | Interior Lighting Controls | 0 | 0 | 617.12 | Commercial | College and University | Existing | Interior Lighting Controls | 0 | 0 | 617.12
Commercial | Grocery | Existing | Interior Lighting Controls | 0 | 0 | 776.16 | Commercial | Grocery | Existing | Interior Lighting Controls | 0 | 0 | 776.16
Commercial | Healthcare | Existing | Interior Lighting Controls | 0 | 0 | 703.92 | Commercial | Healthcare | Existing | Interior Lighting Controls | 0 | 0 | 703.92
Commercial | Hospitals | Existing | Interior Lighting Controls | 0 | 0 | 952.28 | Commercial | Hospitals | Existing | Interior Lighting Controls | 0 | 0 | 952.28
Commercial | Institutional | Existing | Interior Lighting Controls | 0 | 0 | 461.86 | Commercial | Institutional | Existing | Interior Lighting Controls | 0 | 0 | 461.86
Commercial | Lodging/Hospitality | Existing | Interior Lighting Controls | 0 | 0 | 525.56 | Commercial | Lodging/Hospitality | Existing | Interior Lighting Controls | 0 | 0 | 525.56
Commercial | Miscellaneous | Existing | Interior Lighting Controls | 0 | 0 | 617.12 | Commercial | Miscellaneous | Existing | Interior Lighting Controls | 0 | 0 | 617.12
Commercial | Offices | Existing | Interior Lighting Controls | 0 | 0 | 455.42 | Commercial | Offices | Existing | Interior Lighting Controls | 0 | 0 | 455.42
Commercial | Restaurants | Existing | Interior Lighting Controls | 0 | 0 | 469.98 | Commercial | Restaurants | Existing | Interior Lighting Controls | 0 | 0 | 469.98
Commercial | Retail | Existing | Interior Lighting Controls | 0 | 0 | 697.76 | Commercial | Retail | Existing | Interior Lighting Controls | 0 | 0 | 697.76
Commercial | Schools K-12 | Existing | Interior Lighting Controls | 0 | 0 | 333.06 | Commercial | Schools K-12 | Existing | Interior Lighting Controls | 0 | 0 | 333.06
Commercial | Warehouse | Existing | Interior Lighting Controls | 0 | 0 | 535.36 | Commercial | Warehouse | Existing | Interior Lighting Controls | 0 | 0 | 535.36
Commercial | Assembly | New | Interior Lighting Controls | 0 | 0 | 402.64 | Commercial | Assembly | New | Interior Lighting Controls | 0 | 0 | 402.64
Commercial | College and University | New | Interior Lighting Controls | 0 | 0 | 617.12 | Commercial | College and University | New | Interior Lighting Controls | 0 | 0 | 617.12
Commercial | Grocery | New | Interior Lighting Controls | 0 | 0 | 776.16 | Commercial | Grocery | New | Interior Lighting Controls | 0 | 0 | 776.16
Commercial | Healthcare | New | Interior Lighting Controls | 0 | 0 | 703.92 | Commercial | Healthcare | New | Interior Lighting Controls | 0 | 0 | 703.92
Commercial | Hospitals | New | Interior Lighting Controls | 0 | 0 | 952.28 | Commercial | Hospitals | New | Interior Lighting Controls | 0 | 0 | 952.28
Commercial | Institutional | New | Interior Lighting Controls | 0 | 0 | 461.86 | Commercial | Institutional | New | Interior Lighting Controls | 0 | 0 | 461.86
Commercial | Lodging/Hospitality | New | Interior Lighting Controls | 0 | 0 | 525.56 | Commercial | Lodging/Hospitality | New | Interior Lighting Controls | 0 | 0 | 525.56
Commercial | Miscellaneous | New | Interior Lighting Controls | 0 | 0 | 617.12 | Commercial | Miscellaneous | New | Interior Lighting Controls | 0 | 0 | 617.12
Commercial | Offices | New | Interior Lighting Controls | 0 | 0 | 455.42 | Commercial | Offices | New | Interior Lighting Controls | 0 | 0 | 455.42
Commercial | Restaurants | New | Interior Lighting Controls | 0 | 0 | 469.98 | Commercial | Restaurants | New | Interior Lighting Controls | 0 | 0 | 469.98
Commercial | Retail | New | Interior Lighting Controls | 0 | 0 | 697.76 | Commercial | Retail | New | Interior Lighting Controls | 0 | 0 | 697.76
Commercial | Schools K-12 | New | Interior Lighting Controls | 0 | 0 | 333.06 | Commercial | Schools K-12 | New | Interior Lighting Controls | 0 | 0 | 333.06
Commercial | Warehouse | New | Interior Lighting Controls | 0 | 0 | 535.36 | Commercial | Warehouse | New | Interior Lighting Controls | 0 | 0 | 535.36
Commercial | Assembly | Existing | Efficient Motor Belts | 0.012997 | 0.0032092 | 94.8071 | Commercial | Assembly | Existing | Efficient Motor Belts | 0.012997 | 0.0032092 | 94.8071
Commercial | College and University | Existing | Efficient Motor Belts | 0.012292 | 0.010296 | 94.8071 | Commercial | College and University | Existing | Efficient Motor Belts | 0.012292 | 0.010296 | 94.8071
Commercial | Grocery | Existing | Efficient Motor Belts | 0.012997 | 0.0032092 | 94.8071 | Commercial | Grocery | Existing | Efficient Motor Belts | 0.012997 | 0.0032092 | 94.8071
Commercial | Healthcare | Existing | Efficient Motor Belts | 0.012292 | 0.010296 | 94.8071 | Commercial | Healthcare | Existing | Efficient Motor Belts | 0.012292 | 0.010296 | 94.8071
Commercial | Hospitals | Existing | Efficient Motor Belts | 0.012292 | 0.010296 | 94.8071 | Commercial | Hospitals | Existing | Efficient Motor Belts | 0.012292 | 0.010296 | 94.8071
Commercial | Institutional | Existing | Efficient Motor Belts | 0.012997 | 0.0032092 | 94.8071 | Commercial | Institutional | Existing | Efficient Motor Belts | 0.012997 | 0.0032092 | 94.8071
Commercial | Lodging/Hospitality | Existing | Efficient Motor Belts | 0.012292 | 0.010296 | 94.8071 | Commercial | Lodging/Hospitality | Existing | Efficient Motor Belts | 0.012292 | 0.010296 | 94.8071
Commercial | Miscellaneous | Existing | Efficient Motor Belts | 0.012997 | 0.0032092 | 94.8071 | Commercial | Miscellaneous | Existing | Efficient Motor Belts | 0.012997 | 0.0032092 | 94.8071
Commercial | Offices | Existing | Efficient Motor Belts | 0.012997 | 0.0032092 | 94.8071 | Commercial | Offices | Existing | Efficient Motor Belts | 0.012997 | 0.0032092 | 94.8071
Commercial | Restaurants | Existing | Efficient Motor Belts | 0.012292 | 0.010296 | 94.8071 | Commercial | Restaurants | Existing | Efficient Motor Belts | 0.012292 | 0.010296 | 94.8071
Commercial | Retail | Existing | Efficient Motor Belts | 0.012997 | 0.0032092 | 94.8071 | Commercial | Retail | Existing | Efficient Motor Belts | 0.012997 | 0.0032092 | 94.8071
Commercial | Schools K-12 | Existing | Efficient Motor Belts | 0.012292 | 0.010296 | 94.8071 | Commercial | Schools K-12 | Existing | Efficient Motor Belts | 0.012292 | 0.010296 | 94.8071
Commercial | Warehouse | Existing | Efficient Motor Belts | 0.012997 | 0.0032092 | 94.8071 | Commercial | Warehouse | Existing | Efficient Motor Belts | 0.012997 | 0.0032092 | 94.8071
Commercial | Assembly | New | Efficient Motor Belts | 0.012997 | 0.0032092 | 94.8071 | Commercial | Assembly | New | Efficient Motor Belts | 0.012997 | 0.0032092 | 94.8071
Commercial | College and University | New | Efficient Motor Belts | 0.012292 | 0.010296 | 94.8071 | Commercial | College and University | New | Efficient Motor Belts | 0.012292 | 0.010296 | 94.8071
Commercial | Grocery | New | Efficient Motor Belts | 0.012997 | 0.0032092 | 94.8071 | Commercial | Grocery | New | Efficient Motor Belts | 0.012997 | 0.0032092 | 94.8071
Commercial | Healthcare | New | Efficient Motor Belts | 0.012292 | 0.010296 | 94.8071 | Commercial | Healthcare | New | Efficient Motor Belts | 0.012292 | 0.010296 | 94.8071
Commercial | Hospitals | New | Efficient Motor Belts | 0.012292 | 0.010296 | 94.8071 | Commercial | Hospitals | New | Efficient Motor Belts | 0.012292 | 0.010296 | 94.8071
Commercial | Institutional | New | Efficient Motor Belts | 0.012997 | 0.0032092 | 94.8071 | Commercial | Institutional | New | Efficient Motor Belts | 0.012997 | 0.0032092 | 94.8071
Commercial | Lodging/Hospitality | New | Efficient Motor Belts | 0.012292 | 0.010296 | 94.8071 | Commercial | Lodging/Hospitality | New | Efficient Motor Belts | 0.012292 | 0.010296 | 94.8071
Commercial | Miscellaneous | New | Efficient Motor Belts | 0.012997 | 0.0032092 | 94.8071 | Commercial | Miscellaneous | New | Efficient Motor Belts | 0.012997 | 0.0032092 | 94.8071
Commercial | Offices | New | Efficient Motor Belts | 0.012997 | 0.0032092 | 94.8071 | Commercial | Offices | New | Efficient Motor Belts | 0.012997 | 0.0032092 | 94.8071
Commercial | Restaurants | New | Efficient Motor Belts | 0.012292 | 0.010296 | 94.8071 | Commercial | Restaurants | New | Efficient Motor Belts | 0.012292 | 0.010296 | 94.8071
Commercial | Retail | New | Efficient Motor Belts | 0.012997 | 0.0032092 | 94.8071 | Commercial | Retail | New | Efficient Motor Belts | 0.012997 | 0.0032092 | 94.8071
Commercial | Schools K-12 | New | Efficient Motor Belts | 0.012292 | 0.010296 | 94.8071 | Commercial | Schools K-12 | New | Efficient Motor Belts | 0.012292 | 0.010296 | 94.8071
Commercial | Warehouse | New | Efficient Motor Belts | 0.012997 | 0.0032092 | 94.8071 | Commercial | Warehouse | New | Efficient Motor Belts | 0.012997 | 0.0032092 | 94.8071
Commercial | Assembly | Existing | Engine Block Timer | 0 | 0 | 259.2 | Commercial | Assembly | Existing | Engine Block Timer | 0 | 0 | 259.2
Commercial | College and University | Existing | Engine Block Timer | 0.032279 | 0.032279 | 259.2 | Commercial | College and University | Existing | Engine Block Timer | 0.032279 | 0.032279 | 259.2
Commercial | Grocery | Existing | Engine Block Timer | 0 | 0 | 259.2 | Commercial | Grocery | Existing | Engine Block Timer | 0 | 0 | 259.2
Commercial | Healthcare | Existing | Engine Block Timer | 0 | 0 | 259.2 | Commercial | Healthcare | Existing | Engine Block Timer | 0 | 0 | 259.2
Commercial | Hospitals | Existing | Engine Block Timer | 0.032279 | 0.032279 | 259.2 | Commercial | Hospitals | Existing | Engine Block Timer | 0.032279 | 0.032279 | 259.2
Commercial | Institutional | Existing | Engine Block Timer | 0.012328 | 0.012951 | 259.2 | Commercial | Institutional | Existing | Engine Block Timer | 0.012328 | 0.012951 | 259.2
Commercial | Lodging/Hospitality | Existing | Engine Block Timer | 0 | 0 | 259.2 | Commercial | Lodging/Hospitality | Existing | Engine Block Timer | 0 | 0 | 259.2
Commercial | Miscellaneous | Existing | Engine Block Timer | 0.012328 | 0.012951 | 259.2 | Commercial | Miscellaneous | Existing | Engine Block Timer | 0.012328 | 0.012951 | 259.2
Commercial | Offices | Existing | Engine Block Timer | 0.012328 | 0.012951 | 259.2 | Commercial | Offices | Existing | Engine Block Timer | 0.012328 | 0.012951 | 259.2
Commercial | Restaurants | Existing | Engine Block Timer | 0.012328 | 0.012951 | 259.2 | Commercial | Restaurants | Existing | Engine Block Timer | 0.012328 | 0.012951 | 259.2
Commercial | Retail | Existing | Engine Block Timer | 0.012328 | 0.012951 | 259.2 | Commercial | Retail | Existing | Engine Block Timer | 0.012328 | 0.012951 | 259.2
Commercial | Schools K-12 | Existing | Engine Block Timer | 0.012328 | 0.012951 | 259.2 | Commercial | Schools K-12 | Existing | Engine Block Timer | 0.012328 | 0.012951 | 259.2
Commercial | Warehouse | Existing | Engine Block Timer | 0.012328 | 0.012951 | 259.2 | Commercial | Warehouse | Existing | Engine Block Timer | 0.012328 | 0.012951 | 259.2
Commercial | Assembly | New | Engine Block Timer | 0 | 0 | 259.2 | Commercial | Assembly | New | Engine Block Timer | 0 | 0 | 259.2
Commercial | College and University | New | Engine Block Timer | 0.032279 | 0.032279 | 259.2 | Commercial | College and University | New | Engine Block Timer | 0.032279 | 0.032279 | 259.2
Commercial | Grocery | New | Engine Block Timer | 0 | 0 | 259.2 | Commercial | Grocery | New | Engine Block Timer | 0 | 0 | 259.2
Commercial | Healthcare | New | Engine Block Timer | 0 | 0 | 259.2 | Commercial | Healthcare | New | Engine Block Timer | 0 | 0 | 259.2
Commercial | Hospitals | New | Engine Block Timer | 0.032279 | 0.032279 | 259.2 | Commercial | Hospitals | New | Engine Block Timer | 0.032279 | 0.032279 | 259.2
Commercial | Institutional | New | Engine Block Timer | 0.012328 | 0.012951 | 259.2 | Commercial | Institutional | New | Engine Block Timer | 0.012328 | 0.012951 | 259.2
Commercial | Lodging/Hospitality | New | Engine Block Timer | 0 | 0 | 259.2 | Commercial | Lodging/Hospitality | New | Engine Block Timer | 0 | 0 | 259.2
Commercial | Miscellaneous | New | Engine Block Timer | 0.012328 | 0.012951 | 259.2 | Commercial | Miscellaneous | New | Engine Block Timer | 0.012328 | 0.012951 | 259.2
Commercial | Offices | New | Engine Block Timer | 0.012328 | 0.012951 | 259.2 | Commercial | Offices | New | Engine Block Timer | 0.012328 | 0.012951 | 259.2
Commercial | Restaurants | New | Engine Block Timer | 0.012328 | 0.012951 | 259.2 | Commercial | Restaurants | New | Engine Block Timer | 0.012328 | 0.012951 | 259.2
Commercial | Retail | New | Engine Block Timer | 0.012328 | 0.012951 | 259.2 | Commercial | Retail | New | Engine Block Timer | 0.012328 | 0.012951 | 259.2
Commercial | Schools K-12 | New | Engine Block Timer | 0.012328 | 0.012951 | 259.2 | Commercial | Schools K-12 | New | Engine Block Timer | 0.012328 | 0.012951 | 259.2
Commercial | Warehouse | New | Engine Block Timer | 0.012328 | 0.012951 | 259.2 | Commercial | Warehouse | New | Engine Block Timer | 0.012328 | 0.012951 | 259.2
Commercial | Assembly | Existing | Regenerative Drive Elevator Motor | 0.28225 | 0.025857 | 2027.9355 | Commercial | Assembly | Existing | Regenerative Drive Elevator Motor | 0.28225 | 0.025857 | 2027.9355
Commercial | College and University | Existing | Regenerative Drive Elevator Motor | 0.26293 | 0.22024 | 2027.9355 | Commercial | College and University | Existing | Regenerative Drive Elevator Motor | 0.26293 | 0.22024 | 2027.9355
Commercial | Grocery | Existing | Regenerative Drive Elevator Motor | 0.28225 | 0.025857 | 2027.9355 | Commercial | Grocery | Existing | Regenerative Drive Elevator Motor | 0.28225 | 0.025857 | 2027.9355
Commercial | Healthcare | Existing | Regenerative Drive Elevator Motor | 0.26293 | 0.22024 | 2027.9355 | Commercial | Healthcare | Existing | Regenerative Drive Elevator Motor | 0.26293 | 0.22024 | 2027.9355
Commercial | Hospitals | Existing | Regenerative Drive Elevator Motor | 0.26293 | 0.22024 | 2027.9355 | Commercial | Hospitals | Existing | Regenerative Drive Elevator Motor | 0.26293 | 0.22024 | 2027.9355
Commercial | Institutional | Existing | Regenerative Drive Elevator Motor | 0.28225 | 0.025857 | 2027.9355 | Commercial | Institutional | Existing | Regenerative Drive Elevator Motor | 0.28225 | 0.025857 | 2027.9355
Commercial | Lodging/Hospitality | Existing | Regenerative Drive Elevator Motor | 0.26293 | 0.22024 | 2027.9355 | Commercial | Lodging/Hospitality | Existing | Regenerative Drive Elevator Motor | 0.26293 | 0.22024 | 2027.9355
Commercial | Miscellaneous | Existing | Regenerative Drive Elevator Motor | 0.28225 | 0.025857 | 2027.9355 | Commercial | Miscellaneous | Existing | Regenerative Drive Elevator Motor | 0.28225 | 0.025857 | 2027.9355
Commercial | Offices | Existing | Regenerative Drive Elevator Motor | 0.28225 | 0.025857 | 2027.9355 | Commercial | Offices | Existing | Regenerative Drive Elevator Motor | 0.28225 | 0.025857 | 2027.9355
Commercial | Restaurants | Existing | Regenerative Drive Elevator Motor | 0.26293 | 0.22024 | 2027.9355 | Commercial | Restaurants | Existing | Regenerative Drive Elevator Motor | 0.26293 | 0.22024 | 2027.9355
Commercial | Retail | Existing | Regenerative Drive Elevator Motor | 0.28225 | 0.025857 | 2027.9355 | Commercial | Retail | Existing | Regenerative Drive Elevator Motor | 0.28225 | 0.025857 | 2027.9355
Commercial | Schools K-12 | Existing | Regenerative Drive Elevator Motor | 0.26293 | 0.22024 | 2027.9355 | Commercial | Schools K-12 | Existing | Regenerative Drive Elevator Motor | 0.26293 | 0.22024 | 2027.9355
Commercial | Warehouse | Existing | Regenerative Drive Elevator Motor | 0.28225 | 0.025857 | 2027.9355 | Commercial | Warehouse | Existing | Regenerative Drive Elevator Motor | 0.28225 | 0.025857 | 2027.9355
Commercial | Assembly | New | Regenerative Drive Elevator Motor | 0.28225 | 0.025857 | 2027.9355 | Commercial | Assembly | New | Regenerative Drive Elevator Motor | 0.28225 | 0.025857 | 2027.9355
Commercial | College and University | New | Regenerative Drive Elevator Motor | 0.26293 | 0.22024 | 2027.9355 | Commercial | College and University | New | Regenerative Drive Elevator Motor | 0.26293 | 0.22024 | 2027.9355
Commercial | Grocery | New | Regenerative Drive Elevator Motor | 0.28225 | 0.025857 | 2027.9355 | Commercial | Grocery | New | Regenerative Drive Elevator Motor | 0.28225 | 0.025857 | 2027.9355
Commercial | Healthcare | New | Regenerative Drive Elevator Motor | 0.26293 | 0.22024 | 2027.9355 | Commercial | Healthcare | New | Regenerative Drive Elevator Motor | 0.26293 | 0.22024 | 2027.9355
Commercial | Hospitals | New | Regenerative Drive Elevator Motor | 0.26293 | 0.22024 | 2027.9355 | Commercial | Hospitals | New | Regenerative Drive Elevator Motor | 0.26293 | 0.22024 | 2027.9355
Commercial | Institutional | New | Regenerative Drive Elevator Motor | 0.28225 | 0.025857 | 2027.9355 | Commercial | Institutional | New | Regenerative Drive Elevator Motor | 0.28225 | 0.025857 | 2027.9355
Commercial | Lodging/Hospitality | New | Regenerative Drive Elevator Motor | 0.26293 | 0.22024 | 2027.9355 | Commercial | Lodging/Hospitality | New | Regenerative Drive Elevator Motor | 0.26293 | 0.22024 | 2027.9355
Commercial | Miscellaneous | New | Regenerative Drive Elevator Motor | 0.28225 | 0.025857 | 2027.9355 | Commercial | Miscellaneous | New | Regenerative Drive Elevator Motor | 0.28225 | 0.025857 | 2027.9355
Commercial | Offices | New | Regenerative Drive Elevator Motor | 0.28225 | 0.025857 | 2027.9355 | Commercial | Offices | New | Regenerative Drive Elevator Motor | 0.28225 | 0.025857 | 2027.9355
Commercial | Restaurants | New | Regenerative Drive Elevator Motor | 0.26293 | 0.22024 | 2027.9355 | Commercial | Restaurants | New | Regenerative Drive Elevator Motor | 0.26293 | 0.22024 | 2027.9355
Commercial | Retail | New | Regenerative Drive Elevator Motor | 0.28225 | 0.025857 | 2027.9355 | Commercial | Retail | New | Regenerative Drive Elevator Motor | 0.28225 | 0.025857 | 2027.9355
Commercial | Schools K-12 | New | Regenerative Drive Elevator Motor | 0.26293 | 0.22024 | 2027.9355 | Commercial | Schools K-12 | New | Regenerative Drive Elevator Motor | 0.26293 | 0.22024 | 2027.9355
Commercial | Warehouse | New | Regenerative Drive Elevator Motor | 0.28225 | 0.025857 | 2027.9355 | Commercial | Warehouse | New | Regenerative Drive Elevator Motor | 0.28225 | 0.025857 | 2027.9355
Commercial | Assembly | Existing | VSD Controlled Compressor | 1.9843 | 0.92875 | 13160.16 | Commercial | Assembly | Existing | VSD Controlled Compressor | 1.9843 | 0.92875 | 13160.16
Commercial | College and University | Existing | VSD Controlled Compressor | 1.7063 | 1.4292 | 13160.16 | Commercial | College and University | Existing | VSD Controlled Compressor | 1.7063 | 1.4292 | 13160.16
Commercial | Grocery | Existing | VSD Controlled Compressor | 1.9843 | 0.92875 | 13160.16 | Commercial | Grocery | Existing | VSD Controlled Compressor | 1.9843 | 0.92875 | 13160.16
Commercial | Healthcare | Existing | VSD Controlled Compressor | 1.7063 | 1.4292 | 13160.16 | Commercial | Healthcare | Existing | VSD Controlled Compressor | 1.7063 | 1.4292 | 13160.16
Commercial | Hospitals | Existing | VSD Controlled Compressor | 1.7063 | 1.4292 | 13160.16 | Commercial | Hospitals | Existing | VSD Controlled Compressor | 1.7063 | 1.4292 | 13160.16
Commercial | Institutional | Existing | VSD Controlled Compressor | 1.9843 | 0.92875 | 13160.16 | Commercial | Institutional | Existing | VSD Controlled Compressor | 1.9843 | 0.92875 | 13160.16
Commercial | Lodging/Hospitality | Existing | VSD Controlled Compressor | 1.7063 | 1.4292 | 13160.16 | Commercial | Lodging/Hospitality | Existing | VSD Controlled Compressor | 1.7063 | 1.4292 | 13160.16
Commercial | Miscellaneous | Existing | VSD Controlled Compressor | 1.9843 | 0.92875 | 13160.16 | Commercial | Miscellaneous | Existing | VSD Controlled Compressor | 1.9843 | 0.92875 | 13160.16
Commercial | Offices | Existing | VSD Controlled Compressor | 1.9843 | 0.92875 | 13160.16 | Commercial | Offices | Existing | VSD Controlled Compressor | 1.9843 | 0.92875 | 13160.16
Commercial | Restaurants | Existing | VSD Controlled Compressor | 1.7063 | 1.4292 | 13160.16 | Commercial | Restaurants | Existing | VSD Controlled Compressor | 1.7063 | 1.4292 | 13160.16
Commercial | Retail | Existing | VSD Controlled Compressor | 1.9843 | 0.92875 | 13160.16 | Commercial | Retail | Existing | VSD Controlled Compressor | 1.9843 | 0.92875 | 13160.16
Commercial | Schools K-12 | Existing | VSD Controlled Compressor | 1.7063 | 1.4292 | 13160.16 | Commercial | Schools K-12 | Existing | VSD Controlled Compressor | 1.7063 | 1.4292 | 13160.16
Commercial | Warehouse | Existing | VSD Controlled Compressor | 1.9843 | 0.92875 | 13160.16 | Commercial | Warehouse | Existing | VSD Controlled Compressor | 1.9843 | 0.92875 | 13160.16
Commercial | Assembly | New | VSD Controlled Compressor | 1.9843 | 0.92875 | 13160.16 | Commercial | Assembly | New | VSD Controlled Compressor | 1.9843 | 0.92875 | 13160.16
Commercial | College and University | New | VSD Controlled Compressor | 1.7063 | 1.4292 | 13160.16 | Commercial | College and University | New | VSD Controlled Compressor | 1.7063 | 1.4292 | 13160.16
Commercial | Grocery | New | VSD Controlled Compressor | 1.9843 | 0.92875 | 13160.16 | Commercial | Grocery | New | VSD Controlled Compressor | 1.9843 | 0.92875 | 13160.16
Commercial | Healthcare | New | VSD Controlled Compressor | 1.7063 | 1.4292 | 13160.16 | Commercial | Healthcare | New | VSD Controlled Compressor | 1.7063 | 1.4292 | 13160.16
Commercial | Hospitals | New | VSD Controlled Compressor | 1.7063 | 1.4292 | 13160.16 | Commercial | Hospitals | New | VSD Controlled Compressor | 1.7063 | 1.4292 | 13160.16
Commercial | Institutional | New | VSD Controlled Compressor | 1.9843 | 0.92875 | 13160.16 | Commercial | Institutional | New | VSD Controlled Compressor | 1.9843 | 0.92875 | 13160.16
Commercial | Lodging/Hospitality | New | VSD Controlled Compressor | 1.7063 | 1.4292 | 13160.16 | Commercial | Lodging/Hospitality | New | VSD Controlled Compressor | 1.7063 | 1.4292 | 13160.16
Commercial | Miscellaneous | New | VSD Controlled Compressor | 1.9843 | 0.92875 | 13160.16 | Commercial | Miscellaneous | New | VSD Controlled Compressor | 1.9843 | 0.92875 | 13160.16
Commercial | Offices | New | VSD Controlled Compressor | 1.9843 | 0.92875 | 13160.16 | Commercial | Offices | New | VSD Controlled Compressor | 1.9843 | 0.92875 | 13160.16
Commercial | Restaurants | New | VSD Controlled Compressor | 1.7063 | 1.4292 | 13160.16 | Commercial | Restaurants | New | VSD Controlled Compressor | 1.7063 | 1.4292 | 13160.16
Commercial | Retail | New | VSD Controlled Compressor | 1.9843 | 0.92875 | 13160.16 | Commercial | Retail | New | VSD Controlled Compressor | 1.9843 | 0.92875 | 13160.16
Commercial | Schools K-12 | New | VSD Controlled Compressor | 1.7063 | 1.4292 | 13160.16 | Commercial | Schools K-12 | New | VSD Controlled Compressor | 1.7063 | 1.4292 | 13160.16
Commercial | Warehouse | New | VSD Controlled Compressor | 1.9843 | 0.92875 | 13160.16 | Commercial | Warehouse | New | VSD Controlled Compressor | 1.9843 | 0.92875 | 13160.16
Commercial | Assembly | Existing | Network PC Power Management | 0.39582 | 0 | 2661.0035 | Commercial | Assembly | Existing | Network PC Power Management | 0.39582 | 0 | 2661.0035
Commercial | College and University | Existing | Network PC Power Management | 0.93955 | 0.81114 | 6992.2928 | Commercial | College and University | Existing | Network PC Power Management | 0.93955 | 0.81114 | 6992.2928
Commercial | Grocery | Existing | Network PC Power Management | 0.5037 | 0.3508 | 3386.2106 | Commercial | Grocery | Existing | Network PC Power Management | 0.5037 | 0.3508 | 3386.2106
Commercial | Healthcare | Existing | Network PC Power Management | 0.70789 | 0.49301 | 4758.9388 | Commercial | Healthcare | Existing | Network PC Power Management | 0.70789 | 0.49301 | 4758.9388
Commercial | Hospitals | Existing | Network PC Power Management | 5.6089 | 4.8423 | 41742.7 | Commercial | Hospitals | Existing | Network PC Power Management | 5.6089 | 4.8423 | 41742.7
Commercial | Institutional | Existing | Network PC Power Management | 0.64622 | 0 | 4344.3187 | Commercial | Institutional | Existing | Network PC Power Management | 0.64622 | 0 | 4344.3187
Commercial | Lodging/Hospitality | Existing | Network PC Power Management | 0.58124 | 0.40481 | 3907.5345 | Commercial | Lodging/Hospitality | Existing | Network PC Power Management | 0.58124 | 0.40481 | 3907.5345
Commercial | Miscellaneous | Existing | Network PC Power Management | 8.6767 | 0 | 58330.5263 | Commercial | Miscellaneous | Existing | Network PC Power Management | 8.6767 | 0 | 58330.5263
Commercial | Offices | Existing | Network PC Power Management | 0.49125 | 0.34213 | 3302.5466 | Commercial | Offices | Existing | Network PC Power Management | 0.49125 | 0.34213 | 3302.5466
Commercial | Restaurants | Existing | Network PC Power Management | 0.47359 | 0 | 3183.805 | Commercial | Restaurants | Existing | Network PC Power Management | 0.47359 | 0 | 3183.805
Commercial | Retail | Existing | Network PC Power Management | 0.21429 | 0.14924 | 1440.5919 | Commercial | Retail | Existing | Network PC Power Management | 0.21429 | 0.14924 | 1440.5919
Commercial | Schools K-12 | Existing | Network PC Power Management | 0.71311 | 0.49665 | 4794.046 | Commercial | Schools K-12 | Existing | Network PC Power Management | 0.71311 | 0.49665 | 4794.046
Commercial | Warehouse | Existing | Network PC Power Management | 0.058244 | 0 | 391.5584 | Commercial | Warehouse | Existing | Network PC Power Management | 0.058244 | 0 | 391.5584
Commercial | Assembly | New | Network PC Power Management | 0.39582 | 0 | 2661.0035 | Commercial | Assembly | New | Network PC Power Management | 0.39582 | 0 | 2661.0035
Commercial | College and University | New | Network PC Power Management | 0.93955 | 0.81114 | 6992.2928 | Commercial | College and University | New | Network PC Power Management | 0.93955 | 0.81114 | 6992.2928
Commercial | Grocery | New | Network PC Power Management | 0.5037 | 0.3508 | 3386.2106 | Commercial | Grocery | New | Network PC Power Management | 0.5037 | 0.3508 | 3386.2106
Commercial | Healthcare | New | Network PC Power Management | 0.70789 | 0.49301 | 4758.9388 | Commercial | Healthcare | New | Network PC Power Management | 0.70789 | 0.49301 | 4758.9388
Commercial | Hospitals | New | Network PC Power Management | 5.6089 | 4.8423 | 41742.7 | Commercial | Hospitals | New | Network PC Power Management | 5.6089 | 4.8423 | 41742.7
Commercial | Institutional | New | Network PC Power Management | 0.64622 | 0 | 4344.3187 | Commercial | Institutional | New | Network PC Power Management | 0.64622 | 0 | 4344.3187
Commercial | Lodging/Hospitality | New | Network PC Power Management | 0.58124 | 0.40481 | 3907.5345 | Commercial | Lodging/Hospitality | New | Network PC Power Management | 0.58124 | 0.40481 | 3907.5345
Commercial | Miscellaneous | New | Network PC Power Management | 8.6767 | 0 | 58330.5263 | Commercial | Miscellaneous | New | Network PC Power Management | 8.6767 | 0 | 58330.5263
Commercial | Offices | New | Network PC Power Management | 0.49125 | 0.34213 | 3302.5466 | Commercial | Offices | New | Network PC Power Management | 0.49125 | 0.34213 | 3302.5466
Commercial | Restaurants | New | Network PC Power Management | 0.47359 | 0 | 3183.805 | Commercial | Restaurants | New | Network PC Power Management | 0.47359 | 0 | 3183.805
Commercial | Retail | New | Network PC Power Management | 0.21429 | 0.14924 | 1440.5919 | Commercial | Retail | New | Network PC Power Management | 0.21429 | 0.14924 | 1440.5919
Commercial | Schools K-12 | New | Network PC Power Management | 0.71311 | 0.49665 | 4794.046 | Commercial | Schools K-12 | New | Network PC Power Management | 0.71311 | 0.49665 | 4794.046
Commercial | Warehouse | New | Network PC Power Management | 0.058244 | 0 | 391.5584 | Commercial | Warehouse | New | Network PC Power Management | 0.058244 | 0 | 391.5584
Commercial | Assembly | Existing | Smart Strip Plug Outlet | 0.0083127 | 0 | 55.9044 | Commercial | Assembly | Existing | Smart Strip Plug Outlet | 0.0083127 | 0 | 55.9044
Commercial | College and University | Existing | Smart Strip Plug Outlet | 0.021843 | 0.015181 | 146.8994 | Commercial | College and University | Existing | Smart Strip Plug Outlet | 0.021843 | 0.015181 | 146.8994
Commercial | Grocery | Existing | Smart Strip Plug Outlet | 0.010578 | 0.0073516 | 71.1401 | Commercial | Grocery | Existing | Smart Strip Plug Outlet | 0.010578 | 0.0073516 | 71.1401
Commercial | Healthcare | Existing | Smart Strip Plug Outlet | 0.014866 | 0.010332 | 99.9794 | Commercial | Healthcare | Existing | Smart Strip Plug Outlet | 0.014866 | 0.010332 | 99.9794
Commercial | Hospitals | Existing | Smart Strip Plug Outlet | 0.1304 | 0.090625 | 876.9623 | Commercial | Hospitals | Existing | Smart Strip Plug Outlet | 0.1304 | 0.090625 | 876.9623
Commercial | Institutional | Existing | Smart Strip Plug Outlet | 0.013571 | 0 | 91.2687 | Commercial | Institutional | Existing | Smart Strip Plug Outlet | 0.013571 | 0 | 91.2687
Commercial | Lodging/Hospitality | Existing | Smart Strip Plug Outlet | 0.012207 | 0.0084835 | 82.0924 | Commercial | Lodging/Hospitality | Existing | Smart Strip Plug Outlet | 0.012207 | 0.0084835 | 82.0924
Commercial | Miscellaneous | Existing | Smart Strip Plug Outlet | 0.18222 | 0 | 1225.4519 | Commercial | Miscellaneous | Existing | Smart Strip Plug Outlet | 0.18222 | 0 | 1225.4519
Commercial | Offices | Existing | Smart Strip Plug Outlet | 0.010317 | 0.00717 | 69.3824 | Commercial | Offices | Existing | Smart Strip Plug Outlet | 0.010317 | 0.00717 | 69.3824
Commercial | Restaurants | Existing | Smart Strip Plug Outlet | 0.0099458 | 0 | 66.8878 | Commercial | Restaurants | Existing | Smart Strip Plug Outlet | 0.0099458 | 0 | 66.8878
Commercial | Retail | Existing | Smart Strip Plug Outlet | 0.0045002 | 0.0031276 | 30.265 | Commercial | Retail | Existing | Smart Strip Plug Outlet | 0.0045002 | 0.0031276 | 30.265
Commercial | Schools K-12 | Existing | Smart Strip Plug Outlet | 0.014976 | 0.010408 | 100.717 | Commercial | Schools K-12 | Existing | Smart Strip Plug Outlet | 0.014976 | 0.010408 | 100.717
Commercial | Warehouse | Existing | Smart Strip Plug Outlet | 0.0012232 | 0 | 8.2262 | Commercial | Warehouse | Existing | Smart Strip Plug Outlet | 0.0012232 | 0 | 8.2262
Commercial | Assembly | New | Smart Strip Plug Outlet | 0.0083127 | 0 | 55.9044 | Commercial | Assembly | New | Smart Strip Plug Outlet | 0.0083127 | 0 | 55.9044
Commercial | College and University | New | Smart Strip Plug Outlet | 0.021843 | 0.015181 | 146.8994 | Commercial | College and University | New | Smart Strip Plug Outlet | 0.021843 | 0.015181 | 146.8994
Commercial | Grocery | New | Smart Strip Plug Outlet | 0.010578 | 0.0073516 | 71.1401 | Commercial | Grocery | New | Smart Strip Plug Outlet | 0.010578 | 0.0073516 | 71.1401
Commercial | Healthcare | New | Smart Strip Plug Outlet | 0.014866 | 0.010332 | 99.9794 | Commercial | Healthcare | New | Smart Strip Plug Outlet | 0.014866 | 0.010332 | 99.9794
Commercial | Hospitals | New | Smart Strip Plug Outlet | 0.1304 | 0.090625 | 876.9623 | Commercial | Hospitals | New | Smart Strip Plug Outlet | 0.1304 | 0.090625 | 876.9623
Commercial | Institutional | New | Smart Strip Plug Outlet | 0.013571 | 0 | 91.2687 | Commercial | Institutional | New | Smart Strip Plug Outlet | 0.013571 | 0 | 91.2687
Commercial | Lodging/Hospitality | New | Smart Strip Plug Outlet | 0.012207 | 0.0084835 | 82.0924 | Commercial | Lodging/Hospitality | New | Smart Strip Plug Outlet | 0.012207 | 0.0084835 | 82.0924
Commercial | Miscellaneous | New | Smart Strip Plug Outlet | 0.18222 | 0 | 1225.4519 | Commercial | Miscellaneous | New | Smart Strip Plug Outlet | 0.18222 | 0 | 1225.4519
Commercial | Offices | New | Smart Strip Plug Outlet | 0.010317 | 0.00717 | 69.3824 | Commercial | Offices | New | Smart Strip Plug Outlet | 0.010317 | 0.00717 | 69.3824
Commercial | Restaurants | New | Smart Strip Plug Outlet | 0.0099458 | 0 | 66.8878 | Commercial | Restaurants | New | Smart Strip Plug Outlet | 0.0099458 | 0 | 66.8878
Commercial | Retail | New | Smart Strip Plug Outlet | 0.0045002 | 0.0031276 | 30.265 | Commercial | Retail | New | Smart Strip Plug Outlet | 0.0045002 | 0.0031276 | 30.265
Commercial | Schools K-12 | New | Smart Strip Plug Outlet | 0.014976 | 0.010408 | 100.717 | Commercial | Schools K-12 | New | Smart Strip Plug Outlet | 0.014976 | 0.010408 | 100.717
Commercial | Warehouse | New | Smart Strip Plug Outlet | 0.0012232 | 0 | 8.2262 | Commercial | Warehouse | New | Smart Strip Plug Outlet | 0.0012232 | 0 | 8.2262
Commercial | Assembly | Existing | Anti-Sweat Controls | 0.081727 | 0.082167 | 1022.6336 | Commercial | Assembly | Existing | Anti-Sweat Controls | 0.081727 | 0.082167 | 1022.6336
Commercial | College and University | Existing | Anti-Sweat Controls | 0.13259 | 0.11106 | 1022.6336 | Commercial | College and University | Existing | Anti-Sweat Controls | 0.13259 | 0.11106 | 1022.6336
Commercial | Grocery | Existing | Anti-Sweat Controls | 0.081727 | 0.082167 | 1022.6336 | Commercial | Grocery | Existing | Anti-Sweat Controls | 0.081727 | 0.082167 | 1022.6336
Commercial | Healthcare | Existing | Anti-Sweat Controls | 0.13259 | 0.11106 | 1022.6336 | Commercial | Healthcare | Existing | Anti-Sweat Controls | 0.13259 | 0.11106 | 1022.6336
Commercial | Hospitals | Existing | Anti-Sweat Controls | 0.13259 | 0.11106 | 1022.6336 | Commercial | Hospitals | Existing | Anti-Sweat Controls | 0.13259 | 0.11106 | 1022.6336
Commercial | Institutional | Existing | Anti-Sweat Controls | 0.081727 | 0.082167 | 1022.6336 | Commercial | Institutional | Existing | Anti-Sweat Controls | 0.081727 | 0.082167 | 1022.6336
Commercial | Lodging/Hospitality | Existing | Anti-Sweat Controls | 0.13259 | 0.11106 | 1022.6336 | Commercial | Lodging/Hospitality | Existing | Anti-Sweat Controls | 0.13259 | 0.11106 | 1022.6336
Commercial | Miscellaneous | Existing | Anti-Sweat Controls | 0.081727 | 0.082167 | 1022.6336 | Commercial | Miscellaneous | Existing | Anti-Sweat Controls | 0.081727 | 0.082167 | 1022.6336
Commercial | Offices | Existing | Anti-Sweat Controls | 0.081727 | 0.082167 | 1022.6336 | Commercial | Offices | Existing | Anti-Sweat Controls | 0.081727 | 0.082167 | 1022.6336
Commercial | Restaurants | Existing | Anti-Sweat Controls | 0.13259 | 0.11106 | 1022.6336 | Commercial | Restaurants | Existing | Anti-Sweat Controls | 0.13259 | 0.11106 | 1022.6336
Commercial | Retail | Existing | Anti-Sweat Controls | 0.081727 | 0.082167 | 1022.6336 | Commercial | Retail | Existing | Anti-Sweat Controls | 0.081727 | 0.082167 | 1022.6336
Commercial | Schools K-12 | Existing | Anti-Sweat Controls | 0.13259 | 0.11106 | 1022.6336 | Commercial | Schools K-12 | Existing | Anti-Sweat Controls | 0.13259 | 0.11106 | 1022.6336
Commercial | Warehouse | Existing | Anti-Sweat Controls | 0.081727 | 0.082167 | 1022.6336 | Commercial | Warehouse | Existing | Anti-Sweat Controls | 0.081727 | 0.082167 | 1022.6336
Commercial | Assembly | New | Anti-Sweat Controls | 0.081727 | 0.082167 | 1022.6336 | Commercial | Assembly | New | Anti-Sweat Controls | 0.081727 | 0.082167 | 1022.6336
Commercial | College and University | New | Anti-Sweat Controls | 0.13259 | 0.11106 | 1022.6336 | Commercial | College and University | New | Anti-Sweat Controls | 0.13259 | 0.11106 | 1022.6336
Commercial | Grocery | New | Anti-Sweat Controls | 0.081727 | 0.082167 | 1022.6336 | Commercial | Grocery | New | Anti-Sweat Controls | 0.081727 | 0.082167 | 1022.6336
Commercial | Healthcare | New | Anti-Sweat Controls | 0.13259 | 0.11106 | 1022.6336 | Commercial | Healthcare | New | Anti-Sweat Controls | 0.13259 | 0.11106 | 1022.6336
Commercial | Hospitals | New | Anti-Sweat Controls | 0.13259 | 0.11106 | 1022.6336 | Commercial | Hospitals | New | Anti-Sweat Controls | 0.13259 | 0.11106 | 1022.6336
Commercial | Institutional | New | Anti-Sweat Controls | 0.081727 | 0.082167 | 1022.6336 | Commercial | Institutional | New | Anti-Sweat Controls | 0.081727 | 0.082167 | 1022.6336
Commercial | Lodging/Hospitality | New | Anti-Sweat Controls | 0.13259 | 0.11106 | 1022.6336 | Commercial | Lodging/Hospitality | New | Anti-Sweat Controls | 0.13259 | 0.11106 | 1022.6336
Commercial | Miscellaneous | New | Anti-Sweat Controls | 0.081727 | 0.082167 | 1022.6336 | Commercial | Miscellaneous | New | Anti-Sweat Controls | 0.081727 | 0.082167 | 1022.6336
Commercial | Offices | New | Anti-Sweat Controls | 0.081727 | 0.082167 | 1022.6336 | Commercial | Offices | New | Anti-Sweat Controls | 0.081727 | 0.082167 | 1022.6336
Commercial | Restaurants | New | Anti-Sweat Controls | 0.13259 | 0.11106 | 1022.6336 | Commercial | Restaurants | New | Anti-Sweat Controls | 0.13259 | 0.11106 | 1022.6336
Commercial | Retail | New | Anti-Sweat Controls | 0.081727 | 0.082167 | 1022.6336 | Commercial | Retail | New | Anti-Sweat Controls | 0.081727 | 0.082167 | 1022.6336
Commercial | Schools K-12 | New | Anti-Sweat Controls | 0.13259 | 0.11106 | 1022.6336 | Commercial | Schools K-12 | New | Anti-Sweat Controls | 0.13259 | 0.11106 | 1022.6336
Commercial | Warehouse | New | Anti-Sweat Controls | 0.081727 | 0.082167 | 1022.6336 | Commercial | Warehouse | New | Anti-Sweat Controls | 0.081727 | 0.082167 | 1022.6336
Commercial | Assembly | Existing | Automatic Door Closer for Walk-in Coolers and Freezers | 0.0054303 | 0.0012106 | 39.0829 | Commercial | Assembly | Existing | Automatic Door Closer for Walk-in Coolers and Freezers | 0.0054303 | 0.0012106 | 39.0829
Commercial | College and University | Existing | Automatic Door Closer for Walk-in Coolers and Freezers | 0.0050673 | 0.0042445 | 39.0829 | Commercial | College and University | Existing | Automatic Door Closer for Walk-in Coolers and Freezers | 0.0050673 | 0.0042445 | 39.0829
Commercial | Grocery | Existing | Automatic Door Closer for Walk-in Coolers and Freezers | 0.0054303 | 0.0012106 | 39.0829 | Commercial | Grocery | Existing | Automatic Door Closer for Walk-in Coolers and Freezers | 0.0054303 | 0.0012106 | 39.0829
Commercial | Healthcare | Existing | Automatic Door Closer for Walk-in Coolers and Freezers | 0.0050673 | 0.0042445 | 39.0829 | Commercial | Healthcare | Existing | Automatic Door Closer for Walk-in Coolers and Freezers | 0.0050673 | 0.0042445 | 39.0829
Commercial | Hospitals | Existing | Automatic Door Closer for Walk-in Coolers and Freezers | 0.0050673 | 0.0042445 | 39.0829 | Commercial | Hospitals | Existing | Automatic Door Closer for Walk-in Coolers and Freezers | 0.0050673 | 0.0042445 | 39.0829
Commercial | Institutional | Existing | Automatic Door Closer for Walk-in Coolers and Freezers | 0.0054303 | 0.0012106 | 39.0829 | Commercial | Institutional | Existing | Automatic Door Closer for Walk-in Coolers and Freezers | 0.0054303 | 0.0012106 | 39.0829
Commercial | Lodging/Hospitality | Existing | Automatic Door Closer for Walk-in Coolers and Freezers | 0.0050673 | 0.0042445 | 39.0829 | Commercial | Lodging/Hospitality | Existing | Automatic Door Closer for Walk-in Coolers and Freezers | 0.0050673 | 0.0042445 | 39.0829
Commercial | Miscellaneous | Existing | Automatic Door Closer for Walk-in Coolers and Freezers | 0.0054303 | 0.0012106 | 39.0829 | Commercial | Miscellaneous | Existing | Automatic Door Closer for Walk-in Coolers and Freezers | 0.0054303 | 0.0012106 | 39.0829
Commercial | Offices | Existing | Automatic Door Closer for Walk-in Coolers and Freezers | 0.0054303 | 0.0012106 | 39.0829 | Commercial | Offices | Existing | Automatic Door Closer for Walk-in Coolers and Freezers | 0.0054303 | 0.0012106 | 39.0829
Commercial | Restaurants | Existing | Automatic Door Closer for Walk-in Coolers and Freezers | 0.0050673 | 0.0042445 | 39.0829 | Commercial | Restaurants | Existing | Automatic Door Closer for Walk-in Coolers and Freezers | 0.0050673 | 0.0042445 | 39.0829
Commercial | Retail | Existing | Automatic Door Closer for Walk-in Coolers and Freezers | 0.0054303 | 0.0012106 | 39.0829 | Commercial | Retail | Existing | Automatic Door Closer for Walk-in Coolers and Freezers | 0.0054303 | 0.0012106 | 39.0829
Commercial | Schools K-12 | Existing | Automatic Door Closer for Walk-in Coolers and Freezers | 0.0050673 | 0.0042445 | 39.0829 | Commercial | Schools K-12 | Existing | Automatic Door Closer for Walk-in Coolers and Freezers | 0.0050673 | 0.0042445 | 39.0829
Commercial | Warehouse | Existing | Automatic Door Closer for Walk-in Coolers and Freezers | 0.0054303 | 0.0012106 | 39.0829 | Commercial | Warehouse | Existing | Automatic Door Closer for Walk-in Coolers and Freezers | 0.0054303 | 0.0012106 | 39.0829
Commercial | Assembly | New | Automatic Door Closer for Walk-in Coolers and Freezers | 0.0054303 | 0.0012106 | 39.0829 | Commercial | Assembly | New | Automatic Door Closer for Walk-in Coolers and Freezers | 0.0054303 | 0.0012106 | 39.0829
Commercial | College and University | New | Automatic Door Closer for Walk-in Coolers and Freezers | 0.0050673 | 0.0042445 | 39.0829 | Commercial | College and University | New | Automatic Door Closer for Walk-in Coolers and Freezers | 0.0050673 | 0.0042445 | 39.0829
Commercial | Grocery | New | Automatic Door Closer for Walk-in Coolers and Freezers | 0.0054303 | 0.0012106 | 39.0829 | Commercial | Grocery | New | Automatic Door Closer for Walk-in Coolers and Freezers | 0.0054303 | 0.0012106 | 39.0829
Commercial | Healthcare | New | Automatic Door Closer for Walk-in Coolers and Freezers | 0.0050673 | 0.0042445 | 39.0829 | Commercial | Healthcare | New | Automatic Door Closer for Walk-in Coolers and Freezers | 0.0050673 | 0.0042445 | 39.0829
Commercial | Hospitals | New | Automatic Door Closer for Walk-in Coolers and Freezers | 0.0050673 | 0.0042445 | 39.0829 | Commercial | Hospitals | New | Automatic Door Closer for Walk-in Coolers and Freezers | 0.0050673 | 0.0042445 | 39.0829
Commercial | Institutional | New | Automatic Door Closer for Walk-in Coolers and Freezers | 0.0054303 | 0.0012106 | 39.0829 | Commercial | Institutional | New | Automatic Door Closer for Walk-in Coolers and Freezers | 0.0054303 | 0.0012106 | 39.0829
Commercial | Lodging/Hospitality | New | Automatic Door Closer for Walk-in Coolers and Freezers | 0.0050673 | 0.0042445 | 39.0829 | Commercial | Lodging/Hospitality | New | Automatic Door Closer for Walk-in Coolers and Freezers | 0.0050673 | 0.0042445 | 39.0829
Commercial | Miscellaneous | New | Automatic Door Closer for Walk-in Coolers and Freezers | 0.0054303 | 0.0012106 | 39.0829 | Commercial | Miscellaneous | New | Automatic Door Closer for Walk-in Coolers and Freezers | 0.0054303 | 0.0012106 | 39.0829
Commercial | Offices | New | Automatic Door Closer for Walk-in Coolers and Freezers | 0.0054303 | 0.0012106 | 39.0829 | Commercial | Offices | New | Automatic Door Closer for Walk-in Coolers and Freezers | 0.0054303 | 0.0012106 | 39.0829
Commercial | Restaurants | New | Automatic Door Closer for Walk-in Coolers and Freezers | 0.0050673 | 0.0042445 | 39.0829 | Commercial | Restaurants | New | Automatic Door Closer for Walk-in Coolers and Freezers | 0.0050673 | 0.0042445 | 39.0829
Commercial | Retail | New | Automatic Door Closer for Walk-in Coolers and Freezers | 0.0054303 | 0.0012106 | 39.0829 | Commercial | Retail | New | Automatic Door Closer for Walk-in Coolers and Freezers | 0.0054303 | 0.0012106 | 39.0829
Commercial | Schools K-12 | New | Automatic Door Closer for Walk-in Coolers and Freezers | 0.0050673 | 0.0042445 | 39.0829 | Commercial | Schools K-12 | New | Automatic Door Closer for Walk-in Coolers and Freezers | 0.0050673 | 0.0042445 | 39.0829
Commercial | Warehouse | New | Automatic Door Closer for Walk-in Coolers and Freezers | 0.0054303 | 0.0012106 | 39.0829 | Commercial | Warehouse | New | Automatic Door Closer for Walk-in Coolers and Freezers | 0.0054303 | 0.0012106 | 39.0829
Commercial | Assembly | Existing | Demand Defrost | 0.054904 | 0.0050296 | 394.47 | Commercial | Assembly | Existing | Demand Defrost | 0.054904 | 0.0050296 | 394.47
Commercial | College and University | Existing | Demand Defrost | 0.051145 | 0.04284 | 394.47 | Commercial | College and University | Existing | Demand Defrost | 0.051145 | 0.04284 | 394.47
Commercial | Grocery | Existing | Demand Defrost | 0.054904 | 0.0050296 | 394.47 | Commercial | Grocery | Existing | Demand Defrost | 0.054904 | 0.0050296 | 394.47
Commercial | Healthcare | Existing | Demand Defrost | 0.051145 | 0.04284 | 394.47 | Commercial | Healthcare | Existing | Demand Defrost | 0.051145 | 0.04284 | 394.47
Commercial | Hospitals | Existing | Demand Defrost | 0.051145 | 0.04284 | 394.47 | Commercial | Hospitals | Existing | Demand Defrost | 0.051145 | 0.04284 | 394.47
Commercial | Institutional | Existing | Demand Defrost | 0.054904 | 0.0050296 | 394.47 | Commercial | Institutional | Existing | Demand Defrost | 0.054904 | 0.0050296 | 394.47
Commercial | Lodging/Hospitality | Existing | Demand Defrost | 0.051145 | 0.04284 | 394.47 | Commercial | Lodging/Hospitality | Existing | Demand Defrost | 0.051145 | 0.04284 | 394.47
Commercial | Miscellaneous | Existing | Demand Defrost | 0.054904 | 0.0050296 | 394.47 | Commercial | Miscellaneous | Existing | Demand Defrost | 0.054904 | 0.0050296 | 394.47
Commercial | Offices | Existing | Demand Defrost | 0.054904 | 0.0050296 | 394.47 | Commercial | Offices | Existing | Demand Defrost | 0.054904 | 0.0050296 | 394.47
Commercial | Restaurants | Existing | Demand Defrost | 0.051145 | 0.04284 | 394.47 | Commercial | Restaurants | Existing | Demand Defrost | 0.051145 | 0.04284 | 394.47
Commercial | Retail | Existing | Demand Defrost | 0.054904 | 0.0050296 | 394.47 | Commercial | Retail | Existing | Demand Defrost | 0.054904 | 0.0050296 | 394.47
Commercial | Schools K-12 | Existing | Demand Defrost | 0.051145 | 0.04284 | 394.47 | Commercial | Schools K-12 | Existing | Demand Defrost | 0.051145 | 0.04284 | 394.47
Commercial | Warehouse | Existing | Demand Defrost | 0.054904 | 0.0050296 | 394.47 | Commercial | Warehouse | Existing | Demand Defrost | 0.054904 | 0.0050296 | 394.47
Commercial | Assembly | New | Demand Defrost | 0.054904 | 0.0050296 | 394.47 | Commercial | Assembly | New | Demand Defrost | 0.054904 | 0.0050296 | 394.47
Commercial | College and University | New | Demand Defrost | 0.051145 | 0.04284 | 394.47 | Commercial | College and University | New | Demand Defrost | 0.051145 | 0.04284 | 394.47
Commercial | Grocery | New | Demand Defrost | 0.054904 | 0.0050296 | 394.47 | Commercial | Grocery | New | Demand Defrost | 0.054904 | 0.0050296 | 394.47
Commercial | Healthcare | New | Demand Defrost | 0.051145 | 0.04284 | 394.47 | Commercial | Healthcare | New | Demand Defrost | 0.051145 | 0.04284 | 394.47
Commercial | Hospitals | New | Demand Defrost | 0.051145 | 0.04284 | 394.47 | Commercial | Hospitals | New | Demand Defrost | 0.051145 | 0.04284 | 394.47
Commercial | Institutional | New | Demand Defrost | 0.054904 | 0.0050296 | 394.47 | Commercial | Institutional | New | Demand Defrost | 0.054904 | 0.0050296 | 394.47
Commercial | Lodging/Hospitality | New | Demand Defrost | 0.051145 | 0.04284 | 394.47 | Commercial | Lodging/Hospitality | New | Demand Defrost | 0.051145 | 0.04284 | 394.47
Commercial | Miscellaneous | New | Demand Defrost | 0.054904 | 0.0050296 | 394.47 | Commercial | Miscellaneous | New | Demand Defrost | 0.054904 | 0.0050296 | 394.47
Commercial | Offices | New | Demand Defrost | 0.054904 | 0.0050296 | 394.47 | Commercial | Offices | New | Demand Defrost | 0.054904 | 0.0050296 | 394.47
Commercial | Restaurants | New | Demand Defrost | 0.051145 | 0.04284 | 394.47 | Commercial | Restaurants | New | Demand Defrost | 0.051145 | 0.04284 | 394.47
Commercial | Retail | New | Demand Defrost | 0.054904 | 0.0050296 | 394.47 | Commercial | Retail | New | Demand Defrost | 0.054904 | 0.0050296 | 394.47
Commercial | Schools K-12 | New | Demand Defrost | 0.051145 | 0.04284 | 394.47 | Commercial | Schools K-12 | New | Demand Defrost | 0.051145 | 0.04284 | 394.47
Commercial | Warehouse | New | Demand Defrost | 0.054904 | 0.0050296 | 394.47 | Commercial | Warehouse | New | Demand Defrost | 0.054904 | 0.0050296 | 394.47
Commercial | Assembly | Existing | Floating Head Pressure Controls | 0.38051 | 0.1781 | 2523.5714 | Commercial | Assembly | Existing | Floating Head Pressure Controls | 0.38051 | 0.1781 | 2523.5714
Commercial | College and University | Existing | Floating Head Pressure Controls | 0.32719 | 0.27407 | 2523.5714 | Commercial | College and University | Existing | Floating Head Pressure Controls | 0.32719 | 0.27407 | 2523.5714
Commercial | Grocery | Existing | Floating Head Pressure Controls | 0.38051 | 0.1781 | 2523.5714 | Commercial | Grocery | Existing | Floating Head Pressure Controls | 0.38051 | 0.1781 | 2523.5714
Commercial | Healthcare | Existing | Floating Head Pressure Controls | 0.32719 | 0.27407 | 2523.5714 | Commercial | Healthcare | Existing | Floating Head Pressure Controls | 0.32719 | 0.27407 | 2523.5714
Commercial | Hospitals | Existing | Floating Head Pressure Controls | 0.32719 | 0.27407 | 2523.5714 | Commercial | Hospitals | Existing | Floating Head Pressure Controls | 0.32719 | 0.27407 | 2523.5714
Commercial | Institutional | Existing | Floating Head Pressure Controls | 0.38051 | 0.1781 | 2523.5714 | Commercial | Institutional | Existing | Floating Head Pressure Controls | 0.38051 | 0.1781 | 2523.5714
Commercial | Lodging/Hospitality | Existing | Floating Head Pressure Controls | 0.32719 | 0.27407 | 2523.5714 | Commercial | Lodging/Hospitality | Existing | Floating Head Pressure Controls | 0.32719 | 0.27407 | 2523.5714
Commercial | Miscellaneous | Existing | Floating Head Pressure Controls | 0.38051 | 0.1781 | 2523.5714 | Commercial | Miscellaneous | Existing | Floating Head Pressure Controls | 0.38051 | 0.1781 | 2523.5714
Commercial | Offices | Existing | Floating Head Pressure Controls | 0.38051 | 0.1781 | 2523.5714 | Commercial | Offices | Existing | Floating Head Pressure Controls | 0.38051 | 0.1781 | 2523.5714
Commercial | Restaurants | Existing | Floating Head Pressure Controls | 0.32719 | 0.27407 | 2523.5714 | Commercial | Restaurants | Existing | Floating Head Pressure Controls | 0.32719 | 0.27407 | 2523.5714
Commercial | Retail | Existing | Floating Head Pressure Controls | 0.38051 | 0.1781 | 2523.5714 | Commercial | Retail | Existing | Floating Head Pressure Controls | 0.38051 | 0.1781 | 2523.5714
Commercial | Schools K-12 | Existing | Floating Head Pressure Controls | 0.32719 | 0.27407 | 2523.5714 | Commercial | Schools K-12 | Existing | Floating Head Pressure Controls | 0.32719 | 0.27407 | 2523.5714
Commercial | Warehouse | Existing | Floating Head Pressure Controls | 0.38051 | 0.1781 | 2523.5714 | Commercial | Warehouse | Existing | Floating Head Pressure Controls | 0.38051 | 0.1781 | 2523.5714
Commercial | Assembly | New | Floating Head Pressure Controls | 0.38051 | 0.1781 | 2523.5714 | Commercial | Assembly | New | Floating Head Pressure Controls | 0.38051 | 0.1781 | 2523.5714
Commercial | College and University | New | Floating Head Pressure Controls | 0.32719 | 0.27407 | 2523.5714 | Commercial | College and University | New | Floating Head Pressure Controls | 0.32719 | 0.27407 | 2523.5714
Commercial | Grocery | New | Floating Head Pressure Controls | 0.38051 | 0.1781 | 2523.5714 | Commercial | Grocery | New | Floating Head Pressure Controls | 0.38051 | 0.1781 | 2523.5714
Commercial | Healthcare | New | Floating Head Pressure Controls | 0.32719 | 0.27407 | 2523.5714 | Commercial | Healthcare | New | Floating Head Pressure Controls | 0.32719 | 0.27407 | 2523.5714
Commercial | Hospitals | New | Floating Head Pressure Controls | 0.32719 | 0.27407 | 2523.5714 | Commercial | Hospitals | New | Floating Head Pressure Controls | 0.32719 | 0.27407 | 2523.5714
Commercial | Institutional | New | Floating Head Pressure Controls | 0.38051 | 0.1781 | 2523.5714 | Commercial | Institutional | New | Floating Head Pressure Controls | 0.38051 | 0.1781 | 2523.5714
Commercial | Lodging/Hospitality | New | Floating Head Pressure Controls | 0.32719 | 0.27407 | 2523.5714 | Commercial | Lodging/Hospitality | New | Floating Head Pressure Controls | 0.32719 | 0.27407 | 2523.5714
Commercial | Miscellaneous | New | Floating Head Pressure Controls | 0.38051 | 0.1781 | 2523.5714 | Commercial | Miscellaneous | New | Floating Head Pressure Controls | 0.38051 | 0.1781 | 2523.5714
Commercial | Offices | New | Floating Head Pressure Controls | 0.38051 | 0.1781 | 2523.5714 | Commercial | Offices | New | Floating Head Pressure Controls | 0.38051 | 0.1781 | 2523.5714
Commercial | Restaurants | New | Floating Head Pressure Controls | 0.32719 | 0.27407 | 2523.5714 | Commercial | Restaurants | New | Floating Head Pressure Controls | 0.32719 | 0.27407 | 2523.5714
Commercial | Retail | New | Floating Head Pressure Controls | 0.38051 | 0.1781 | 2523.5714 | Commercial | Retail | New | Floating Head Pressure Controls | 0.38051 | 0.1781 | 2523.5714
Commercial | Schools K-12 | New | Floating Head Pressure Controls | 0.32719 | 0.27407 | 2523.5714 | Commercial | Schools K-12 | New | Floating Head Pressure Controls | 0.32719 | 0.27407 | 2523.5714
Commercial | Warehouse | New | Floating Head Pressure Controls | 0.38051 | 0.1781 | 2523.5714 | Commercial | Warehouse | New | Floating Head Pressure Controls | 0.38051 | 0.1781 | 2523.5714
Commercial | Assembly | Existing | Freezer-Cooler Replacement Gaskets | 0.022767 | 0.0074125 | 156.3315 | Commercial | Assembly | Existing | Freezer-Cooler Replacement Gaskets | 0.022767 | 0.0074125 | 156.3315
Commercial | College and University | Existing | Freezer-Cooler Replacement Gaskets | 0.020269 | 0.016978 | 156.3315 | Commercial | College and University | Existing | Freezer-Cooler Replacement Gaskets | 0.020269 | 0.016978 | 156.3315
Commercial | Grocery | Existing | Freezer-Cooler Replacement Gaskets | 0.022767 | 0.0074125 | 156.3315 | Commercial | Grocery | Existing | Freezer-Cooler Replacement Gaskets | 0.022767 | 0.0074125 | 156.3315
Commercial | Healthcare | Existing | Freezer-Cooler Replacement Gaskets | 0.020269 | 0.016978 | 156.3315 | Commercial | Healthcare | Existing | Freezer-Cooler Replacement Gaskets | 0.020269 | 0.016978 | 156.3315
Commercial | Hospitals | Existing | Freezer-Cooler Replacement Gaskets | 0.020269 | 0.016978 | 156.3315 | Commercial | Hospitals | Existing | Freezer-Cooler Replacement Gaskets | 0.020269 | 0.016978 | 156.3315
Commercial | Institutional | Existing | Freezer-Cooler Replacement Gaskets | 0.022767 | 0.0074125 | 156.3315 | Commercial | Institutional | Existing | Freezer-Cooler Replacement Gaskets | 0.022767 | 0.0074125 | 156.3315
Commercial | Lodging/Hospitality | Existing | Freezer-Cooler Replacement Gaskets | 0.020269 | 0.016978 | 156.3315 | Commercial | Lodging/Hospitality | Existing | Freezer-Cooler Replacement Gaskets | 0.020269 | 0.016978 | 156.3315
Commercial | Miscellaneous | Existing | Freezer-Cooler Replacement Gaskets | 0.022767 | 0.0074125 | 156.3315 | Commercial | Miscellaneous | Existing | Freezer-Cooler Replacement Gaskets | 0.022767 | 0.0074125 | 156.3315
Commercial | Offices | Existing | Freezer-Cooler Replacement Gaskets | 0.022767 | 0.0074125 | 156.3315 | Commercial | Offices | Existing | Freezer-Cooler Replacement Gaskets | 0.022767 | 0.0074125 | 156.3315
Commercial | Restaurants | Existing | Freezer-Cooler Replacement Gaskets | 0.020269 | 0.016978 | 156.3315 | Commercial | Restaurants | Existing | Freezer-Cooler Replacement Gaskets | 0.020269 | 0.016978 | 156.3315
Commercial | Retail | Existing | Freezer-Cooler Replacement Gaskets | 0.022767 | 0.0074125 | 156.3315 | Commercial | Retail | Existing | Freezer-Cooler Replacement Gaskets | 0.022767 | 0.0074125 | 156.3315
Commercial | Schools K-12 | Existing | Freezer-Cooler Replacement Gaskets | 0.020269 | 0.016978 | 156.3315 | Commercial | Schools K-12 | Existing | Freezer-Cooler Replacement Gaskets | 0.020269 | 0.016978 | 156.3315
Commercial | Warehouse | Existing | Freezer-Cooler Replacement Gaskets | 0.022767 | 0.0074125 | 156.3315 | Commercial | Warehouse | Existing | Freezer-Cooler Replacement Gaskets | 0.022767 | 0.0074125 | 156.3315
Commercial | Assembly | New | Freezer-Cooler Replacement Gaskets | 0 | 0 | 0 | Commercial | Assembly | New | Freezer-Cooler Replacement Gaskets | 0 | 0 | 0
Commercial | College and University | New | Freezer-Cooler Replacement Gaskets | 0 | 0 | 0 | Commercial | College and University | New | Freezer-Cooler Replacement Gaskets | 0 | 0 | 0
Commercial | Grocery | New | Freezer-Cooler Replacement Gaskets | 0 | 0 | 0 | Commercial | Grocery | New | Freezer-Cooler Replacement Gaskets | 0 | 0 | 0
Commercial | Healthcare | New | Freezer-Cooler Replacement Gaskets | 0 | 0 | 0 | Commercial | Healthcare | New | Freezer-Cooler Replacement Gaskets | 0 | 0 | 0
Commercial | Hospitals | New | Freezer-Cooler Replacement Gaskets | 0 | 0 | 0 | Commercial | Hospitals | New | Freezer-Cooler Replacement Gaskets | 0 | 0 | 0
Commercial | Institutional | New | Freezer-Cooler Replacement Gaskets | 0 | 0 | 0 | Commercial | Institutional | New | Freezer-Cooler Replacement Gaskets | 0 | 0 | 0
Commercial | Lodging/Hospitality | New | Freezer-Cooler Replacement Gaskets | 0 | 0 | 0 | Commercial | Lodging/Hospitality | New | Freezer-Cooler Replacement Gaskets | 0 | 0 | 0
Commercial | Miscellaneous | New | Freezer-Cooler Replacement Gaskets | 0 | 0 | 0 | Commercial | Miscellaneous | New | Freezer-Cooler Replacement Gaskets | 0 | 0 | 0
Commercial | Offices | New | Freezer-Cooler Replacement Gaskets | 0 | 0 | 0 | Commercial | Offices | New | Freezer-Cooler Replacement Gaskets | 0 | 0 | 0
Commercial | Restaurants | New | Freezer-Cooler Replacement Gaskets | 0 | 0 | 0 | Commercial | Restaurants | New | Freezer-Cooler Replacement Gaskets | 0 | 0 | 0
Commercial | Retail | New | Freezer-Cooler Replacement Gaskets | 0 | 0 | 0 | Commercial | Retail | New | Freezer-Cooler Replacement Gaskets | 0 | 0 | 0
Commercial | Schools K-12 | New | Freezer-Cooler Replacement Gaskets | 0 | 0 | 0 | Commercial | Schools K-12 | New | Freezer-Cooler Replacement Gaskets | 0 | 0 | 0
Commercial | Warehouse | New | Freezer-Cooler Replacement Gaskets | 0 | 0 | 0 | Commercial | Warehouse | New | Freezer-Cooler Replacement Gaskets | 0 | 0 | 0
Commercial | Assembly | Existing | High Efficiency Refrigeration Compressor | 0.020431 | 0.0095627 | 135.5 | Commercial | Assembly | Existing | High Efficiency Refrigeration Compressor | 0.020431 | 0.0095627 | 135.5
Commercial | College and University | Existing | High Efficiency Refrigeration Compressor | 0.017568 | 0.014716 | 135.5 | Commercial | College and University | Existing | High Efficiency Refrigeration Compressor | 0.017568 | 0.014716 | 135.5
Commercial | Grocery | Existing | High Efficiency Refrigeration Compressor | 0.020431 | 0.0095627 | 135.5 | Commercial | Grocery | Existing | High Efficiency Refrigeration Compressor | 0.020431 | 0.0095627 | 135.5
Commercial | Healthcare | Existing | High Efficiency Refrigeration Compressor | 0.017568 | 0.014716 | 135.5 | Commercial | Healthcare | Existing | High Efficiency Refrigeration Compressor | 0.017568 | 0.014716 | 135.5
Commercial | Hospitals | Existing | High Efficiency Refrigeration Compressor | 0.017568 | 0.014716 | 135.5 | Commercial | Hospitals | Existing | High Efficiency Refrigeration Compressor | 0.017568 | 0.014716 | 135.5
Commercial | Institutional | Existing | High Efficiency Refrigeration Compressor | 0.020431 | 0.0095627 | 135.5 | Commercial | Institutional | Existing | High Efficiency Refrigeration Compressor | 0.020431 | 0.0095627 | 135.5
Commercial | Lodging/Hospitality | Existing | High Efficiency Refrigeration Compressor | 0.017568 | 0.014716 | 135.5 | Commercial | Lodging/Hospitality | Existing | High Efficiency Refrigeration Compressor | 0.017568 | 0.014716 | 135.5
Commercial | Miscellaneous | Existing | High Efficiency Refrigeration Compressor | 0.020431 | 0.0095627 | 135.5 | Commercial | Miscellaneous | Existing | High Efficiency Refrigeration Compressor | 0.020431 | 0.0095627 | 135.5
Commercial | Offices | Existing | High Efficiency Refrigeration Compressor | 0.020431 | 0.0095627 | 135.5 | Commercial | Offices | Existing | High Efficiency Refrigeration Compressor | 0.020431 | 0.0095627 | 135.5
Commercial | Restaurants | Existing | High Efficiency Refrigeration Compressor | 0.017568 | 0.014716 | 135.5 | Commercial | Restaurants | Existing | High Efficiency Refrigeration Compressor | 0.017568 | 0.014716 | 135.5
Commercial | Retail | Existing | High Efficiency Refrigeration Compressor | 0.020431 | 0.0095627 | 135.5 | Commercial | Retail | Existing | High Efficiency Refrigeration Compressor | 0.020431 | 0.0095627 | 135.5
Commercial | Schools K-12 | Existing | High Efficiency Refrigeration Compressor | 0.017568 | 0.014716 | 135.5 | Commercial | Schools K-12 | Existing | High Efficiency Refrigeration Compressor | 0.017568 | 0.014716 | 135.5
Commercial | Warehouse | Existing | High Efficiency Refrigeration Compressor | 0.020431 | 0.0095627 | 135.5 | Commercial | Warehouse | Existing | High Efficiency Refrigeration Compressor | 0.020431 | 0.0095627 | 135.5
Commercial | Assembly | New | High Efficiency Refrigeration Compressor | 0.020431 | 0.0095627 | 135.5 | Commercial | Assembly | New | High Efficiency Refrigeration Compressor | 0.020431 | 0.0095627 | 135.5
Commercial | College and University | New | High Efficiency Refrigeration Compressor | 0.017568 | 0.014716 | 135.5 | Commercial | College and University | New | High Efficiency Refrigeration Compressor | 0.017568 | 0.014716 | 135.5
Commercial | Grocery | New | High Efficiency Refrigeration Compressor | 0.020431 | 0.0095627 | 135.5 | Commercial | Grocery | New | High Efficiency Refrigeration Compressor | 0.020431 | 0.0095627 | 135.5
Commercial | Healthcare | New | High Efficiency Refrigeration Compressor | 0.017568 | 0.014716 | 135.5 | Commercial | Healthcare | New | High Efficiency Refrigeration Compressor | 0.017568 | 0.014716 | 135.5
Commercial | Hospitals | New | High Efficiency Refrigeration Compressor | 0.017568 | 0.014716 | 135.5 | Commercial | Hospitals | New | High Efficiency Refrigeration Compressor | 0.017568 | 0.014716 | 135.5
Commercial | Institutional | New | High Efficiency Refrigeration Compressor | 0.020431 | 0.0095627 | 135.5 | Commercial | Institutional | New | High Efficiency Refrigeration Compressor | 0.020431 | 0.0095627 | 135.5
Commercial | Lodging/Hospitality | New | High Efficiency Refrigeration Compressor | 0.017568 | 0.014716 | 135.5 | Commercial | Lodging/Hospitality | New | High Efficiency Refrigeration Compressor | 0.017568 | 0.014716 | 135.5
Commercial | Miscellaneous | New | High Efficiency Refrigeration Compressor | 0.020431 | 0.0095627 | 135.5 | Commercial | Miscellaneous | New | High Efficiency Refrigeration Compressor | 0.020431 | 0.0095627 | 135.5
Commercial | Offices | New | High Efficiency Refrigeration Compressor | 0.020431 | 0.0095627 | 135.5 | Commercial | Offices | New | High Efficiency Refrigeration Compressor | 0.020431 | 0.0095627 | 135.5
Commercial | Restaurants | New | High Efficiency Refrigeration Compressor | 0.017568 | 0.014716 | 135.5 | Commercial | Restaurants | New | High Efficiency Refrigeration Compressor | 0.017568 | 0.014716 | 135.5
Commercial | Retail | New | High Efficiency Refrigeration Compressor | 0.020431 | 0.0095627 | 135.5 | Commercial | Retail | New | High Efficiency Refrigeration Compressor | 0.020431 | 0.0095627 | 135.5
Commercial | Schools K-12 | New | High Efficiency Refrigeration Compressor | 0.017568 | 0.014716 | 135.5 | Commercial | Schools K-12 | New | High Efficiency Refrigeration Compressor | 0.017568 | 0.014716 | 135.5
Commercial | Warehouse | New | High Efficiency Refrigeration Compressor | 0.020431 | 0.0095627 | 135.5 | Commercial | Warehouse | New | High Efficiency Refrigeration Compressor | 0.020431 | 0.0095627 | 135.5
Commercial | Assembly | Existing | High R-Value Glass Doors | 0.025557 | 0.0087903 | 175 | Commercial | Assembly | Existing | High R-Value Glass Doors | 0.025557 | 0.0087903 | 175
Commercial | College and University | Existing | High R-Value Glass Doors | 0.02269 | 0.019005 | 175 | Commercial | College and University | Existing | High R-Value Glass Doors | 0.02269 | 0.019005 | 175
Commercial | Grocery | Existing | High R-Value Glass Doors | 0.025557 | 0.0087903 | 175 | Commercial | Grocery | Existing | High R-Value Glass Doors | 0.025557 | 0.0087903 | 175
Commercial | Healthcare | Existing | High R-Value Glass Doors | 0.02269 | 0.019005 | 175 | Commercial | Healthcare | Existing | High R-Value Glass Doors | 0.02269 | 0.019005 | 175
Commercial | Hospitals | Existing | High R-Value Glass Doors | 0.02269 | 0.019005 | 175 | Commercial | Hospitals | Existing | High R-Value Glass Doors | 0.02269 | 0.019005 | 175
Commercial | Institutional | Existing | High R-Value Glass Doors | 0.025557 | 0.0087903 | 175 | Commercial | Institutional | Existing | High R-Value Glass Doors | 0.025557 | 0.0087903 | 175
Commercial | Lodging/Hospitality | Existing | High R-Value Glass Doors | 0.02269 | 0.019005 | 175 | Commercial | Lodging/Hospitality | Existing | High R-Value Glass Doors | 0.02269 | 0.019005 | 175
Commercial | Miscellaneous | Existing | High R-Value Glass Doors | 0.025557 | 0.0087903 | 175 | Commercial | Miscellaneous | Existing | High R-Value Glass Doors | 0.025557 | 0.0087903 | 175
Commercial | Offices | Existing | High R-Value Glass Doors | 0.025557 | 0.0087903 | 175 | Commercial | Offices | Existing | High R-Value Glass Doors | 0.025557 | 0.0087903 | 175
Commercial | Restaurants | Existing | High R-Value Glass Doors | 0.02269 | 0.019005 | 175 | Commercial | Restaurants | Existing | High R-Value Glass Doors | 0.02269 | 0.019005 | 175
Commercial | Retail | Existing | High R-Value Glass Doors | 0.025557 | 0.0087903 | 175 | Commercial | Retail | Existing | High R-Value Glass Doors | 0.025557 | 0.0087903 | 175
Commercial | Schools K-12 | Existing | High R-Value Glass Doors | 0.02269 | 0.019005 | 175 | Commercial | Schools K-12 | Existing | High R-Value Glass Doors | 0.02269 | 0.019005 | 175
Commercial | Warehouse | Existing | High R-Value Glass Doors | 0.025557 | 0.0087903 | 175 | Commercial | Warehouse | Existing | High R-Value Glass Doors | 0.025557 | 0.0087903 | 175
Commercial | Assembly | New | High R-Value Glass Doors | 0 | 0 | 0 | Commercial | Assembly | New | High R-Value Glass Doors | 0 | 0 | 0
Commercial | College and University | New | High R-Value Glass Doors | 0 | 0 | 0 | Commercial | College and University | New | High R-Value Glass Doors | 0 | 0 | 0
Commercial | Grocery | New | High R-Value Glass Doors | 0 | 0 | 0 | Commercial | Grocery | New | High R-Value Glass Doors | 0 | 0 | 0
Commercial | Healthcare | New | High R-Value Glass Doors | 0 | 0 | 0 | Commercial | Healthcare | New | High R-Value Glass Doors | 0 | 0 | 0
Commercial | Hospitals | New | High R-Value Glass Doors | 0 | 0 | 0 | Commercial | Hospitals | New | High R-Value Glass Doors | 0 | 0 | 0
Commercial | Institutional | New | High R-Value Glass Doors | 0 | 0 | 0 | Commercial | Institutional | New | High R-Value Glass Doors | 0 | 0 | 0
Commercial | Lodging/Hospitality | New | High R-Value Glass Doors | 0 | 0 | 0 | Commercial | Lodging/Hospitality | New | High R-Value Glass Doors | 0 | 0 | 0
Commercial | Miscellaneous | New | High R-Value Glass Doors | 0 | 0 | 0 | Commercial | Miscellaneous | New | High R-Value Glass Doors | 0 | 0 | 0
Commercial | Offices | New | High R-Value Glass Doors | 0 | 0 | 0 | Commercial | Offices | New | High R-Value Glass Doors | 0 | 0 | 0
Commercial | Restaurants | New | High R-Value Glass Doors | 0 | 0 | 0 | Commercial | Restaurants | New | High R-Value Glass Doors | 0 | 0 | 0
Commercial | Retail | New | High R-Value Glass Doors | 0 | 0 | 0 | Commercial | Retail | New | High R-Value Glass Doors | 0 | 0 | 0
Commercial | Schools K-12 | New | High R-Value Glass Doors | 0 | 0 | 0 | Commercial | Schools K-12 | New | High R-Value Glass Doors | 0 | 0 | 0
Commercial | Warehouse | New | High R-Value Glass Doors | 0 | 0 | 0 | Commercial | Warehouse | New | High R-Value Glass Doors | 0 | 0 | 0
Commercial | Assembly | Existing | Night Covers for Display Cases | 0.015518 | 0.0069353 | 103.3118 | Commercial | Assembly | Existing | Night Covers for Display Cases | 0.015518 | 0.0069353 | 103.3118
Commercial | College and University | Existing | Night Covers for Display Cases | 0.015518 | 0.0069353 | 103.3118 | Commercial | College and University | Existing | Night Covers for Display Cases | 0.015518 | 0.0069353 | 103.3118
Commercial | Grocery | Existing | Night Covers for Display Cases | 0.015518 | 0.0069353 | 103.3118 | Commercial | Grocery | Existing | Night Covers for Display Cases | 0.015518 | 0.0069353 | 103.3118
Commercial | Healthcare | Existing | Night Covers for Display Cases | 0.015518 | 0.0069353 | 103.3118 | Commercial | Healthcare | Existing | Night Covers for Display Cases | 0.015518 | 0.0069353 | 103.3118
Commercial | Hospitals | Existing | Night Covers for Display Cases | 0.015518 | 0.0069353 | 103.3118 | Commercial | Hospitals | Existing | Night Covers for Display Cases | 0.015518 | 0.0069353 | 103.3118
Commercial | Institutional | Existing | Night Covers for Display Cases | 0.015518 | 0.0069353 | 103.3118 | Commercial | Institutional | Existing | Night Covers for Display Cases | 0.015518 | 0.0069353 | 103.3118
Commercial | Lodging/Hospitality | Existing | Night Covers for Display Cases | 0.015518 | 0.0069353 | 103.3118 | Commercial | Lodging/Hospitality | Existing | Night Covers for Display Cases | 0.015518 | 0.0069353 | 103.3118
Commercial | Miscellaneous | Existing | Night Covers for Display Cases | 0.015518 | 0.0069353 | 103.3118 | Commercial | Miscellaneous | Existing | Night Covers for Display Cases | 0.015518 | 0.0069353 | 103.3118
Commercial | Offices | Existing | Night Covers for Display Cases | 0.015518 | 0.0069353 | 103.3118 | Commercial | Offices | Existing | Night Covers for Display Cases | 0.015518 | 0.0069353 | 103.3118
Commercial | Restaurants | Existing | Night Covers for Display Cases | 0.015518 | 0.0069353 | 103.3118 | Commercial | Restaurants | Existing | Night Covers for Display Cases | 0.015518 | 0.0069353 | 103.3118
Commercial | Retail | Existing | Night Covers for Display Cases | 0.015518 | 0.0069353 | 103.3118 | Commercial | Retail | Existing | Night Covers for Display Cases | 0.015518 | 0.0069353 | 103.3118
Commercial | Schools K-12 | Existing | Night Covers for Display Cases | 0.015518 | 0.0069353 | 103.3118 | Commercial | Schools K-12 | Existing | Night Covers for Display Cases | 0.015518 | 0.0069353 | 103.3118
Commercial | Warehouse | Existing | Night Covers for Display Cases | 0.015518 | 0.0069353 | 103.3118 | Commercial | Warehouse | Existing | Night Covers for Display Cases | 0.015518 | 0.0069353 | 103.3118
Commercial | Assembly | New | Night Covers for Display Cases | 0.015518 | 0.0069353 | 103.3118 | Commercial | Assembly | New | Night Covers for Display Cases | 0.015518 | 0.0069353 | 103.3118
Commercial | College and University | New | Night Covers for Display Cases | 0.015518 | 0.0069353 | 103.3118 | Commercial | College and University | New | Night Covers for Display Cases | 0.015518 | 0.0069353 | 103.3118
Commercial | Grocery | New | Night Covers for Display Cases | 0.015518 | 0.0069353 | 103.3118 | Commercial | Grocery | New | Night Covers for Display Cases | 0.015518 | 0.0069353 | 103.3118
Commercial | Healthcare | New | Night Covers for Display Cases | 0.015518 | 0.0069353 | 103.3118 | Commercial | Healthcare | New | Night Covers for Display Cases | 0.015518 | 0.0069353 | 103.3118
Commercial | Hospitals | New | Night Covers for Display Cases | 0.015518 | 0.0069353 | 103.3118 | Commercial | Hospitals | New | Night Covers for Display Cases | 0.015518 | 0.0069353 | 103.3118
Commercial | Institutional | New | Night Covers for Display Cases | 0.015518 | 0.0069353 | 103.3118 | Commercial | Institutional | New | Night Covers for Display Cases | 0.015518 | 0.0069353 | 103.3118
Commercial | Lodging/Hospitality | New | Night Covers for Display Cases | 0.015518 | 0.0069353 | 103.3118 | Commercial | Lodging/Hospitality | New | Night Covers for Display Cases | 0.015518 | 0.0069353 | 103.3118
Commercial | Miscellaneous | New | Night Covers for Display Cases | 0.015518 | 0.0069353 | 103.3118 | Commercial | Miscellaneous | New | Night Covers for Display Cases | 0.015518 | 0.0069353 | 103.3118
Commercial | Offices | New | Night Covers for Display Cases | 0.015518 | 0.0069353 | 103.3118 | Commercial | Offices | New | Night Covers for Display Cases | 0.015518 | 0.0069353 | 103.3118
Commercial | Restaurants | New | Night Covers for Display Cases | 0.015518 | 0.0069353 | 103.3118 | Commercial | Restaurants | New | Night Covers for Display Cases | 0.015518 | 0.0069353 | 103.3118
Commercial | Retail | New | Night Covers for Display Cases | 0.015518 | 0.0069353 | 103.3118 | Commercial | Retail | New | Night Covers for Display Cases | 0.015518 | 0.0069353 | 103.3118
Commercial | Schools K-12 | New | Night Covers for Display Cases | 0.015518 | 0.0069353 | 103.3118 | Commercial | Schools K-12 | New | Night Covers for Display Cases | 0.015518 | 0.0069353 | 103.3118
Commercial | Warehouse | New | Night Covers for Display Cases | 0.015518 | 0.0069353 | 103.3118 | Commercial | Warehouse | New | Night Covers for Display Cases | 0.015518 | 0.0069353 | 103.3118
Commercial | Assembly | Existing | PSC to ECM Evaporator Fan Motor (Reach-In) | 0.070139 | 0.0064253 | 503.9324 | Commercial | Assembly | Existing | PSC to ECM Evaporator Fan Motor (Reach-In) | 0.070139 | 0.0064253 | 503.9324
Commercial | College and University | Existing | PSC to ECM Evaporator Fan Motor (Reach-In) | 0.065337 | 0.054728 | 503.9324 | Commercial | College and University | Existing | PSC to ECM Evaporator Fan Motor (Reach-In) | 0.065337 | 0.054728 | 503.9324
Commercial | Grocery | Existing | PSC to ECM Evaporator Fan Motor (Reach-In) | 0.070139 | 0.0064253 | 503.9324 | Commercial | Grocery | Existing | PSC to ECM Evaporator Fan Motor (Reach-In) | 0.070139 | 0.0064253 | 503.9324
Commercial | Healthcare | Existing | PSC to ECM Evaporator Fan Motor (Reach-In) | 0.065337 | 0.054728 | 503.9324 | Commercial | Healthcare | Existing | PSC to ECM Evaporator Fan Motor (Reach-In) | 0.065337 | 0.054728 | 503.9324
Commercial | Hospitals | Existing | PSC to ECM Evaporator Fan Motor (Reach-In) | 0.065337 | 0.054728 | 503.9324 | Commercial | Hospitals | Existing | PSC to ECM Evaporator Fan Motor (Reach-In) | 0.065337 | 0.054728 | 503.9324
Commercial | Institutional | Existing | PSC to ECM Evaporator Fan Motor (Reach-In) | 0.070139 | 0.0064253 | 503.9324 | Commercial | Institutional | Existing | PSC to ECM Evaporator Fan Motor (Reach-In) | 0.070139 | 0.0064253 | 503.9324
Commercial | Lodging/Hospitality | Existing | PSC to ECM Evaporator Fan Motor (Reach-In) | 0.065337 | 0.054728 | 503.9324 | Commercial | Lodging/Hospitality | Existing | PSC to ECM Evaporator Fan Motor (Reach-In) | 0.065337 | 0.054728 | 503.9324
Commercial | Miscellaneous | Existing | PSC to ECM Evaporator Fan Motor (Reach-In) | 0.070139 | 0.0064253 | 503.9324 | Commercial | Miscellaneous | Existing | PSC to ECM Evaporator Fan Motor (Reach-In) | 0.070139 | 0.0064253 | 503.9324
Commercial | Offices | Existing | PSC to ECM Evaporator Fan Motor (Reach-In) | 0.070139 | 0.0064253 | 503.9324 | Commercial | Offices | Existing | PSC to ECM Evaporator Fan Motor (Reach-In) | 0.070139 | 0.0064253 | 503.9324
Commercial | Restaurants | Existing | PSC to ECM Evaporator Fan Motor (Reach-In) | 0.065337 | 0.054728 | 503.9324 | Commercial | Restaurants | Existing | PSC to ECM Evaporator Fan Motor (Reach-In) | 0.065337 | 0.054728 | 503.9324
Commercial | Retail | Existing | PSC to ECM Evaporator Fan Motor (Reach-In) | 0.070139 | 0.0064253 | 503.9324 | Commercial | Retail | Existing | PSC to ECM Evaporator Fan Motor (Reach-In) | 0.070139 | 0.0064253 | 503.9324
Commercial | Schools K-12 | Existing | PSC to ECM Evaporator Fan Motor (Reach-In) | 0.065337 | 0.054728 | 503.9324 | Commercial | Schools K-12 | Existing | PSC to ECM Evaporator Fan Motor (Reach-In) | 0.065337 | 0.054728 | 503.9324
Commercial | Warehouse | Existing | PSC to ECM Evaporator Fan Motor (Reach-In) | 0.070139 | 0.0064253 | 503.9324 | Commercial | Warehouse | Existing | PSC to ECM Evaporator Fan Motor (Reach-In) | 0.070139 | 0.0064253 | 503.9324
Commercial | Assembly | New | PSC to ECM Evaporator Fan Motor (Reach-In) | 0.070139 | 0.0064253 | 503.9324 | Commercial | Assembly | New | PSC to ECM Evaporator Fan Motor (Reach-In) | 0.070139 | 0.0064253 | 503.9324
Commercial | College and University | New | PSC to ECM Evaporator Fan Motor (Reach-In) | 0.065337 | 0.054728 | 503.9324 | Commercial | College and University | New | PSC to ECM Evaporator Fan Motor (Reach-In) | 0.065337 | 0.054728 | 503.9324
Commercial | Grocery | New | PSC to ECM Evaporator Fan Motor (Reach-In) | 0.070139 | 0.0064253 | 503.9324 | Commercial | Grocery | New | PSC to ECM Evaporator Fan Motor (Reach-In) | 0.070139 | 0.0064253 | 503.9324
Commercial | Healthcare | New | PSC to ECM Evaporator Fan Motor (Reach-In) | 0.065337 | 0.054728 | 503.9324 | Commercial | Healthcare | New | PSC to ECM Evaporator Fan Motor (Reach-In) | 0.065337 | 0.054728 | 503.9324
Commercial | Hospitals | New | PSC to ECM Evaporator Fan Motor (Reach-In) | 0.065337 | 0.054728 | 503.9324 | Commercial | Hospitals | New | PSC to ECM Evaporator Fan Motor (Reach-In) | 0.065337 | 0.054728 | 503.9324
Commercial | Institutional | New | PSC to ECM Evaporator Fan Motor (Reach-In) | 0.070139 | 0.0064253 | 503.9324 | Commercial | Institutional | New | PSC to ECM Evaporator Fan Motor (Reach-In) | 0.070139 | 0.0064253 | 503.9324
Commercial | Lodging/Hospitality | New | PSC to ECM Evaporator Fan Motor (Reach-In) | 0.065337 | 0.054728 | 503.9324 | Commercial | Lodging/Hospitality | New | PSC to ECM Evaporator Fan Motor (Reach-In) | 0.065337 | 0.054728 | 503.9324
Commercial | Miscellaneous | New | PSC to ECM Evaporator Fan Motor (Reach-In) | 0.070139 | 0.0064253 | 503.9324 | Commercial | Miscellaneous | New | PSC to ECM Evaporator Fan Motor (Reach-In) | 0.070139 | 0.0064253 | 503.9324
Commercial | Offices | New | PSC to ECM Evaporator Fan Motor (Reach-In) | 0.070139 | 0.0064253 | 503.9324 | Commercial | Offices | New | PSC to ECM Evaporator Fan Motor (Reach-In) | 0.070139 | 0.0064253 | 503.9324
Commercial | Restaurants | New | PSC to ECM Evaporator Fan Motor (Reach-In) | 0.065337 | 0.054728 | 503.9324 | Commercial | Restaurants | New | PSC to ECM Evaporator Fan Motor (Reach-In) | 0.065337 | 0.054728 | 503.9324
Commercial | Retail | New | PSC to ECM Evaporator Fan Motor (Reach-In) | 0.070139 | 0.0064253 | 503.9324 | Commercial | Retail | New | PSC to ECM Evaporator Fan Motor (Reach-In) | 0.070139 | 0.0064253 | 503.9324
Commercial | Schools K-12 | New | PSC to ECM Evaporator Fan Motor (Reach-In) | 0.065337 | 0.054728 | 503.9324 | Commercial | Schools K-12 | New | PSC to ECM Evaporator Fan Motor (Reach-In) | 0.065337 | 0.054728 | 503.9324
Commercial | Warehouse | New | PSC to ECM Evaporator Fan Motor (Reach-In) | 0.070139 | 0.0064253 | 503.9324 | Commercial | Warehouse | New | PSC to ECM Evaporator Fan Motor (Reach-In) | 0.070139 | 0.0064253 | 503.9324
Commercial | Assembly | Existing | PSC to ECM Evaporator Fan Motor (Walk-In, Refrigerator) | 0.04552 | 0.00417 | 327.0516 | Commercial | Assembly | Existing | PSC to ECM Evaporator Fan Motor (Walk-In, Refrigerator) | 0.04552 | 0.00417 | 327.0516
Commercial | College and University | Existing | PSC to ECM Evaporator Fan Motor (Walk-In, Refrigerator) | 0.042404 | 0.035519 | 327.0516 | Commercial | College and University | Existing | PSC to ECM Evaporator Fan Motor (Walk-In, Refrigerator) | 0.042404 | 0.035519 | 327.0516
Commercial | Grocery | Existing | PSC to ECM Evaporator Fan Motor (Walk-In, Refrigerator) | 0.04552 | 0.00417 | 327.0516 | Commercial | Grocery | Existing | PSC to ECM Evaporator Fan Motor (Walk-In, Refrigerator) | 0.04552 | 0.00417 | 327.0516
Commercial | Healthcare | Existing | PSC to ECM Evaporator Fan Motor (Walk-In, Refrigerator) | 0.042404 | 0.035519 | 327.0516 | Commercial | Healthcare | Existing | PSC to ECM Evaporator Fan Motor (Walk-In, Refrigerator) | 0.042404 | 0.035519 | 327.0516
Commercial | Hospitals | Existing | PSC to ECM Evaporator Fan Motor (Walk-In, Refrigerator) | 0.042404 | 0.035519 | 327.0516 | Commercial | Hospitals | Existing | PSC to ECM Evaporator Fan Motor (Walk-In, Refrigerator) | 0.042404 | 0.035519 | 327.0516
Commercial | Institutional | Existing | PSC to ECM Evaporator Fan Motor (Walk-In, Refrigerator) | 0.04552 | 0.00417 | 327.0516 | Commercial | Institutional | Existing | PSC to ECM Evaporator Fan Motor (Walk-In, Refrigerator) | 0.04552 | 0.00417 | 327.0516
Commercial | Lodging/Hospitality | Existing | PSC to ECM Evaporator Fan Motor (Walk-In, Refrigerator) | 0.042404 | 0.035519 | 327.0516 | Commercial | Lodging/Hospitality | Existing | PSC to ECM Evaporator Fan Motor (Walk-In, Refrigerator) | 0.042404 | 0.035519 | 327.0516
Commercial | Miscellaneous | Existing | PSC to ECM Evaporator Fan Motor (Walk-In, Refrigerator) | 0.04552 | 0.00417 | 327.0516 | Commercial | Miscellaneous | Existing | PSC to ECM Evaporator Fan Motor (Walk-In, Refrigerator) | 0.04552 | 0.00417 | 327.0516
Commercial | Offices | Existing | PSC to ECM Evaporator Fan Motor (Walk-In, Refrigerator) | 0.04552 | 0.00417 | 327.0516 | Commercial | Offices | Existing | PSC to ECM Evaporator Fan Motor (Walk-In, Refrigerator) | 0.04552 | 0.00417 | 327.0516
Commercial | Restaurants | Existing | PSC to ECM Evaporator Fan Motor (Walk-In, Refrigerator) | 0.042404 | 0.035519 | 327.0516 | Commercial | Restaurants | Existing | PSC to ECM Evaporator Fan Motor (Walk-In, Refrigerator) | 0.042404 | 0.035519 | 327.0516
Commercial | Retail | Existing | PSC to ECM Evaporator Fan Motor (Walk-In, Refrigerator) | 0.04552 | 0.00417 | 327.0516 | Commercial | Retail | Existing | PSC to ECM Evaporator Fan Motor (Walk-In, Refrigerator) | 0.04552 | 0.00417 | 327.0516
Commercial | Schools K-12 | Existing | PSC to ECM Evaporator Fan Motor (Walk-In, Refrigerator) | 0.042404 | 0.035519 | 327.0516 | Commercial | Schools K-12 | Existing | PSC to ECM Evaporator Fan Motor (Walk-In, Refrigerator) | 0.042404 | 0.035519 | 327.0516
Commercial | Warehouse | Existing | PSC to ECM Evaporator Fan Motor (Walk-In, Refrigerator) | 0.04552 | 0.00417 | 327.0516 | Commercial | Warehouse | Existing | PSC to ECM Evaporator Fan Motor (Walk-In, Refrigerator) | 0.04552 | 0.00417 | 327.0516
Commercial | Assembly | New | PSC to ECM Evaporator Fan Motor (Walk-In, Refrigerator) | 0.04552 | 0.00417 | 327.0516 | Commercial | Assembly | New | PSC to ECM Evaporator Fan Motor (Walk-In, Refrigerator) | 0.04552 | 0.00417 | 327.0516
Commercial | College and University | New | PSC to ECM Evaporator Fan Motor (Walk-In, Refrigerator) | 0.042404 | 0.035519 | 327.0516 | Commercial | College and University | New | PSC to ECM Evaporator Fan Motor (Walk-In, Refrigerator) | 0.042404 | 0.035519 | 327.0516
Commercial | Grocery | New | PSC to ECM Evaporator Fan Motor (Walk-In, Refrigerator) | 0.04552 | 0.00417 | 327.0516 | Commercial | Grocery | New | PSC to ECM Evaporator Fan Motor (Walk-In, Refrigerator) | 0.04552 | 0.00417 | 327.0516
Commercial | Healthcare | New | PSC to ECM Evaporator Fan Motor (Walk-In, Refrigerator) | 0.042404 | 0.035519 | 327.0516 | Commercial | Healthcare | New | PSC to ECM Evaporator Fan Motor (Walk-In, Refrigerator) | 0.042404 | 0.035519 | 327.0516
Commercial | Hospitals | New | PSC to ECM Evaporator Fan Motor (Walk-In, Refrigerator) | 0.042404 | 0.035519 | 327.0516 | Commercial | Hospitals | New | PSC to ECM Evaporator Fan Motor (Walk-In, Refrigerator) | 0.042404 | 0.035519 | 327.0516
Commercial | Institutional | New | PSC to ECM Evaporator Fan Motor (Walk-In, Refrigerator) | 0.04552 | 0.00417 | 327.0516 | Commercial | Institutional | New | PSC to ECM Evaporator Fan Motor (Walk-In, Refrigerator) | 0.04552 | 0.00417 | 327.0516
Commercial | Lodging/Hospitality | New | PSC to ECM Evaporator Fan Motor (Walk-In, Refrigerator) | 0.042404 | 0.035519 | 327.0516 | Commercial | Lodging/Hospitality | New | PSC to ECM Evaporator Fan Motor (Walk-In, Refrigerator) | 0.042404 | 0.035519 | 327.0516
Commercial | Miscellaneous | New | PSC to ECM Evaporator Fan Motor (Walk-In, Refrigerator) | 0.04552 | 0.00417 | 327.0516 | Commercial | Miscellaneous | New | PSC to ECM Evaporator Fan Motor (Walk-In, Refrigerator) | 0.04552 | 0.00417 | 327.0516
Commercial | Offices | New | PSC to ECM Evaporator Fan Motor (Walk-In, Refrigerator) | 0.04552 | 0.00417 | 327.0516 | Commercial | Offices | New | PSC to ECM Evaporator Fan Motor (Walk-In, Refrigerator) | 0.04552 | 0.00417 | 327.0516
Commercial | Restaurants | New | PSC to ECM Evaporator Fan Motor (Walk-In, Refrigerator) | 0.042404 | 0.035519 | 327.0516 | Commercial | Restaurants | New | PSC to ECM Evaporator Fan Motor (Walk-In, Refrigerator) | 0.042404 | 0.035519 | 327.0516
Commercial | Retail | New | PSC to ECM Evaporator Fan Motor (Walk-In, Refrigerator) | 0.04552 | 0.00417 | 327.0516 | Commercial | Retail | New | PSC to ECM Evaporator Fan Motor (Walk-In, Refrigerator) | 0.04552 | 0.00417 | 327.0516
Commercial | Schools K-12 | New | PSC to ECM Evaporator Fan Motor (Walk-In, Refrigerator) | 0.042404 | 0.035519 | 327.0516 | Commercial | Schools K-12 | New | PSC to ECM Evaporator Fan Motor (Walk-In, Refrigerator) | 0.042404 | 0.035519 | 327.0516
Commercial | Warehouse | New | PSC to ECM Evaporator Fan Motor (Walk-In, Refrigerator) | 0.04552 | 0.00417 | 327.0516 | Commercial | Warehouse | New | PSC to ECM Evaporator Fan Motor (Walk-In, Refrigerator) | 0.04552 | 0.00417 | 327.0516
Commercial | Assembly | Existing | Refrigerated Display Case Lighting Controls | 0.0084392 | 0.0078859 | 61.4361 | Commercial | Assembly | Existing | Refrigerated Display Case Lighting Controls | 0.0084392 | 0.0078859 | 61.4361
Commercial | College and University | Existing | Refrigerated Display Case Lighting Controls | 0.0084392 | 0.0078859 | 61.4361 | Commercial | College and University | Existing | Refrigerated Display Case Lighting Controls | 0.0084392 | 0.0078859 | 61.4361
Commercial | Grocery | Existing | Refrigerated Display Case Lighting Controls | 0.0084392 | 0.0078859 | 61.4361 | Commercial | Grocery | Existing | Refrigerated Display Case Lighting Controls | 0.0084392 | 0.0078859 | 61.4361
Commercial | Healthcare | Existing | Refrigerated Display Case Lighting Controls | 0.0084392 | 0.0078859 | 61.4361 | Commercial | Healthcare | Existing | Refrigerated Display Case Lighting Controls | 0.0084392 | 0.0078859 | 61.4361
Commercial | Hospitals | Existing | Refrigerated Display Case Lighting Controls | 0.0084392 | 0.0078859 | 61.4361 | Commercial | Hospitals | Existing | Refrigerated Display Case Lighting Controls | 0.0084392 | 0.0078859 | 61.4361
Commercial | Institutional | Existing | Refrigerated Display Case Lighting Controls | 0.0084392 | 0.0078859 | 61.4361 | Commercial | Institutional | Existing | Refrigerated Display Case Lighting Controls | 0.0084392 | 0.0078859 | 61.4361
Commercial | Lodging/Hospitality | Existing | Refrigerated Display Case Lighting Controls | 0.0084392 | 0.0078859 | 61.4361 | Commercial | Lodging/Hospitality | Existing | Refrigerated Display Case Lighting Controls | 0.0084392 | 0.0078859 | 61.4361
Commercial | Miscellaneous | Existing | Refrigerated Display Case Lighting Controls | 0.0084392 | 0.0078859 | 61.4361 | Commercial | Miscellaneous | Existing | Refrigerated Display Case Lighting Controls | 0.0084392 | 0.0078859 | 61.4361
Commercial | Offices | Existing | Refrigerated Display Case Lighting Controls | 0.0084392 | 0.0078859 | 61.4361 | Commercial | Offices | Existing | Refrigerated Display Case Lighting Controls | 0.0084392 | 0.0078859 | 61.4361
Commercial | Restaurants | Existing | Refrigerated Display Case Lighting Controls | 0.0084392 | 0.0078859 | 61.4361 | Commercial | Restaurants | Existing | Refrigerated Display Case Lighting Controls | 0.0084392 | 0.0078859 | 61.4361
Commercial | Retail | Existing | Refrigerated Display Case Lighting Controls | 0.0084392 | 0.0078859 | 61.4361 | Commercial | Retail | Existing | Refrigerated Display Case Lighting Controls | 0.0084392 | 0.0078859 | 61.4361
Commercial | Schools K-12 | Existing | Refrigerated Display Case Lighting Controls | 0.0084392 | 0.0078859 | 61.4361 | Commercial | Schools K-12 | Existing | Refrigerated Display Case Lighting Controls | 0.0084392 | 0.0078859 | 61.4361
Commercial | Warehouse | Existing | Refrigerated Display Case Lighting Controls | 0.0084392 | 0.0078859 | 61.4361 | Commercial | Warehouse | Existing | Refrigerated Display Case Lighting Controls | 0.0084392 | 0.0078859 | 61.4361
Commercial | Assembly | New | Refrigerated Display Case Lighting Controls | 0.0031317 | 0.0029264 | 22.7985 | Commercial | Assembly | New | Refrigerated Display Case Lighting Controls | 0.0031317 | 0.0029264 | 22.7985
Commercial | College and University | New | Refrigerated Display Case Lighting Controls | 0.0031317 | 0.0029264 | 22.7985 | Commercial | College and University | New | Refrigerated Display Case Lighting Controls | 0.0031317 | 0.0029264 | 22.7985
Commercial | Grocery | New | Refrigerated Display Case Lighting Controls | 0.0031317 | 0.0029264 | 22.7985 | Commercial | Grocery | New | Refrigerated Display Case Lighting Controls | 0.0031317 | 0.0029264 | 22.7985
Commercial | Healthcare | New | Refrigerated Display Case Lighting Controls | 0.0031317 | 0.0029264 | 22.7985 | Commercial | Healthcare | New | Refrigerated Display Case Lighting Controls | 0.0031317 | 0.0029264 | 22.7985
Commercial | Hospitals | New | Refrigerated Display Case Lighting Controls | 0.0031317 | 0.0029264 | 22.7985 | Commercial | Hospitals | New | Refrigerated Display Case Lighting Controls | 0.0031317 | 0.0029264 | 22.7985
Commercial | Institutional | New | Refrigerated Display Case Lighting Controls | 0.0031317 | 0.0029264 | 22.7985 | Commercial | Institutional | New | Refrigerated Display Case Lighting Controls | 0.0031317 | 0.0029264 | 22.7985
Commercial | Lodging/Hospitality | New | Refrigerated Display Case Lighting Controls | 0.0031317 | 0.0029264 | 22.7985 | Commercial | Lodging/Hospitality | New | Refrigerated Display Case Lighting Controls | 0.0031317 | 0.0029264 | 22.7985
Commercial | Miscellaneous | New | Refrigerated Display Case Lighting Controls | 0.0031317 | 0.0029264 | 22.7985 | Commercial | Miscellaneous | New | Refrigerated Display Case Lighting Controls | 0.0031317 | 0.0029264 | 22.7985
Commercial | Offices | New | Refrigerated Display Case Lighting Controls | 0.0031317 | 0.0029264 | 22.7985 | Commercial | Offices | New | Refrigerated Display Case Lighting Controls | 0.0031317 | 0.0029264 | 22.7985
Commercial | Restaurants | New | Refrigerated Display Case Lighting Controls | 0.0031317 | 0.0029264 | 22.7985 | Commercial | Restaurants | New | Refrigerated Display Case Lighting Controls | 0.0031317 | 0.0029264 | 22.7985
Commercial | Retail | New | Refrigerated Display Case Lighting Controls | 0.0031317 | 0.0029264 | 22.7985 | Commercial | Retail | New | Refrigerated Display Case Lighting Controls | 0.0031317 | 0.0029264 | 22.7985
Commercial | Schools K-12 | New | Refrigerated Display Case Lighting Controls | 0.0031317 | 0.0029264 | 22.7985 | Commercial | Schools K-12 | New | Refrigerated Display Case Lighting Controls | 0.0031317 | 0.0029264 | 22.7985
Commercial | Warehouse | New | Refrigerated Display Case Lighting Controls | 0.0031317 | 0.0029264 | 22.7985 | Commercial | Warehouse | New | Refrigerated Display Case Lighting Controls | 0.0031317 | 0.0029264 | 22.7985
Commercial | Assembly | Existing | Strip Curtains for Walk-ins | 0.060723 | 0.016724 | 420 | Commercial | Assembly | Existing | Strip Curtains for Walk-ins | 0.060723 | 0.016724 | 420
Commercial | College and University | Existing | Strip Curtains for Walk-ins | 0.054455 | 0.045613 | 420 | Commercial | College and University | Existing | Strip Curtains for Walk-ins | 0.054455 | 0.045613 | 420
Commercial | Grocery | Existing | Strip Curtains for Walk-ins | 0.060723 | 0.016724 | 420 | Commercial | Grocery | Existing | Strip Curtains for Walk-ins | 0.060723 | 0.016724 | 420
Commercial | Healthcare | Existing | Strip Curtains for Walk-ins | 0.054455 | 0.045613 | 420 | Commercial | Healthcare | Existing | Strip Curtains for Walk-ins | 0.054455 | 0.045613 | 420
Commercial | Hospitals | Existing | Strip Curtains for Walk-ins | 0.054455 | 0.045613 | 420 | Commercial | Hospitals | Existing | Strip Curtains for Walk-ins | 0.054455 | 0.045613 | 420
Commercial | Institutional | Existing | Strip Curtains for Walk-ins | 0.060723 | 0.016724 | 420 | Commercial | Institutional | Existing | Strip Curtains for Walk-ins | 0.060723 | 0.016724 | 420
Commercial | Lodging/Hospitality | Existing | Strip Curtains for Walk-ins | 0.054455 | 0.045613 | 420 | Commercial | Lodging/Hospitality | Existing | Strip Curtains for Walk-ins | 0.054455 | 0.045613 | 420
Commercial | Miscellaneous | Existing | Strip Curtains for Walk-ins | 0.060723 | 0.016724 | 420 | Commercial | Miscellaneous | Existing | Strip Curtains for Walk-ins | 0.060723 | 0.016724 | 420
Commercial | Offices | Existing | Strip Curtains for Walk-ins | 0.060723 | 0.016724 | 420 | Commercial | Offices | Existing | Strip Curtains for Walk-ins | 0.060723 | 0.016724 | 420
Commercial | Restaurants | Existing | Strip Curtains for Walk-ins | 0.054455 | 0.045613 | 420 | Commercial | Restaurants | Existing | Strip Curtains for Walk-ins | 0.054455 | 0.045613 | 420
Commercial | Retail | Existing | Strip Curtains for Walk-ins | 0.060723 | 0.016724 | 420 | Commercial | Retail | Existing | Strip Curtains for Walk-ins | 0.060723 | 0.016724 | 420
Commercial | Schools K-12 | Existing | Strip Curtains for Walk-ins | 0.054455 | 0.045613 | 420 | Commercial | Schools K-12 | Existing | Strip Curtains for Walk-ins | 0.054455 | 0.045613 | 420
Commercial | Warehouse | Existing | Strip Curtains for Walk-ins | 0.060723 | 0.016724 | 420 | Commercial | Warehouse | Existing | Strip Curtains for Walk-ins | 0.060723 | 0.016724 | 420
Commercial | Assembly | New | Strip Curtains for Walk-ins | 0.060723 | 0.016724 | 420 | Commercial | Assembly | New | Strip Curtains for Walk-ins | 0.060723 | 0.016724 | 420
Commercial | College and University | New | Strip Curtains for Walk-ins | 0.054455 | 0.045613 | 420 | Commercial | College and University | New | Strip Curtains for Walk-ins | 0.054455 | 0.045613 | 420
Commercial | Grocery | New | Strip Curtains for Walk-ins | 0.060723 | 0.016724 | 420 | Commercial | Grocery | New | Strip Curtains for Walk-ins | 0.060723 | 0.016724 | 420
Commercial | Healthcare | New | Strip Curtains for Walk-ins | 0.054455 | 0.045613 | 420 | Commercial | Healthcare | New | Strip Curtains for Walk-ins | 0.054455 | 0.045613 | 420
Commercial | Hospitals | New | Strip Curtains for Walk-ins | 0.054455 | 0.045613 | 420 | Commercial | Hospitals | New | Strip Curtains for Walk-ins | 0.054455 | 0.045613 | 420
Commercial | Institutional | New | Strip Curtains for Walk-ins | 0.060723 | 0.016724 | 420 | Commercial | Institutional | New | Strip Curtains for Walk-ins | 0.060723 | 0.016724 | 420
Commercial | Lodging/Hospitality | New | Strip Curtains for Walk-ins | 0.054455 | 0.045613 | 420 | Commercial | Lodging/Hospitality | New | Strip Curtains for Walk-ins | 0.054455 | 0.045613 | 420
Commercial | Miscellaneous | New | Strip Curtains for Walk-ins | 0.060723 | 0.016724 | 420 | Commercial | Miscellaneous | New | Strip Curtains for Walk-ins | 0.060723 | 0.016724 | 420
Commercial | Offices | New | Strip Curtains for Walk-ins | 0.060723 | 0.016724 | 420 | Commercial | Offices | New | Strip Curtains for Walk-ins | 0.060723 | 0.016724 | 420
Commercial | Restaurants | New | Strip Curtains for Walk-ins | 0.054455 | 0.045613 | 420 | Commercial | Restaurants | New | Strip Curtains for Walk-ins | 0.054455 | 0.045613 | 420
Commercial | Retail | New | Strip Curtains for Walk-ins | 0.060723 | 0.016724 | 420 | Commercial | Retail | New | Strip Curtains for Walk-ins | 0.060723 | 0.016724 | 420
Commercial | Schools K-12 | New | Strip Curtains for Walk-ins | 0.054455 | 0.045613 | 420 | Commercial | Schools K-12 | New | Strip Curtains for Walk-ins | 0.054455 | 0.045613 | 420
Commercial | Warehouse | New | Strip Curtains for Walk-ins | 0.060723 | 0.016724 | 420 | Commercial | Warehouse | New | Strip Curtains for Walk-ins | 0.060723 | 0.016724 | 420
Commercial | Assembly | Existing | CO Sensors for Parking Garage Exhaust | 0.20046 | 0.20046 | 4980.032 | Commercial | Assembly | Existing | CO Sensors for Parking Garage Exhaust | 0.20046 | 0.20046 | 4980.032
Commercial | College and University | Existing | CO Sensors for Parking Garage Exhaust | 0.20046 | 0.20046 | 4980.032 | Commercial | College and University | Existing | CO Sensors for Parking Garage Exhaust | 0.20046 | 0.20046 | 4980.032
Commercial | Grocery | Existing | CO Sensors for Parking Garage Exhaust | 0.20046 | 0.20046 | 4980.032 | Commercial | Grocery | Existing | CO Sensors for Parking Garage Exhaust | 0.20046 | 0.20046 | 4980.032
Commercial | Healthcare | Existing | CO Sensors for Parking Garage Exhaust | 0.20046 | 0.20046 | 4980.032 | Commercial | Healthcare | Existing | CO Sensors for Parking Garage Exhaust | 0.20046 | 0.20046 | 4980.032
Commercial | Hospitals | Existing | CO Sensors for Parking Garage Exhaust | 0.20046 | 0.20046 | 4980.032 | Commercial | Hospitals | Existing | CO Sensors for Parking Garage Exhaust | 0.20046 | 0.20046 | 4980.032
Commercial | Institutional | Existing | CO Sensors for Parking Garage Exhaust | 0.20046 | 0.20046 | 4980.032 | Commercial | Institutional | Existing | CO Sensors for Parking Garage Exhaust | 0.20046 | 0.20046 | 4980.032
Commercial | Lodging/Hospitality | Existing | CO Sensors for Parking Garage Exhaust | 0.20046 | 0.20046 | 4980.032 | Commercial | Lodging/Hospitality | Existing | CO Sensors for Parking Garage Exhaust | 0.20046 | 0.20046 | 4980.032
Commercial | Miscellaneous | Existing | CO Sensors for Parking Garage Exhaust | 0.20046 | 0.20046 | 4980.032 | Commercial | Miscellaneous | Existing | CO Sensors for Parking Garage Exhaust | 0.20046 | 0.20046 | 4980.032
Commercial | Offices | Existing | CO Sensors for Parking Garage Exhaust | 0.20046 | 0.20046 | 4980.032 | Commercial | Offices | Existing | CO Sensors for Parking Garage Exhaust | 0.20046 | 0.20046 | 4980.032
Commercial | Restaurants | Existing | CO Sensors for Parking Garage Exhaust | 0.20046 | 0.20046 | 4980.032 | Commercial | Restaurants | Existing | CO Sensors for Parking Garage Exhaust | 0.20046 | 0.20046 | 4980.032
Commercial | Retail | Existing | CO Sensors for Parking Garage Exhaust | 0.20046 | 0.20046 | 4980.032 | Commercial | Retail | Existing | CO Sensors for Parking Garage Exhaust | 0.20046 | 0.20046 | 4980.032
Commercial | Schools K-12 | Existing | CO Sensors for Parking Garage Exhaust | 0.20046 | 0.20046 | 4980.032 | Commercial | Schools K-12 | Existing | CO Sensors for Parking Garage Exhaust | 0.20046 | 0.20046 | 4980.032
Commercial | Warehouse | Existing | CO Sensors for Parking Garage Exhaust | 0.20046 | 0.20046 | 4980.032 | Commercial | Warehouse | Existing | CO Sensors for Parking Garage Exhaust | 0.20046 | 0.20046 | 4980.032
Commercial | Assembly | New | CO Sensors for Parking Garage Exhaust | 0.20046 | 0.20046 | 4980.032 | Commercial | Assembly | New | CO Sensors for Parking Garage Exhaust | 0.20046 | 0.20046 | 4980.032
Commercial | College and University | New | CO Sensors for Parking Garage Exhaust | 0.20046 | 0.20046 | 4980.032 | Commercial | College and University | New | CO Sensors for Parking Garage Exhaust | 0.20046 | 0.20046 | 4980.032
Commercial | Grocery | New | CO Sensors for Parking Garage Exhaust | 0.20046 | 0.20046 | 4980.032 | Commercial | Grocery | New | CO Sensors for Parking Garage Exhaust | 0.20046 | 0.20046 | 4980.032
Commercial | Healthcare | New | CO Sensors for Parking Garage Exhaust | 0.20046 | 0.20046 | 4980.032 | Commercial | Healthcare | New | CO Sensors for Parking Garage Exhaust | 0.20046 | 0.20046 | 4980.032
Commercial | Hospitals | New | CO Sensors for Parking Garage Exhaust | 0.20046 | 0.20046 | 4980.032 | Commercial | Hospitals | New | CO Sensors for Parking Garage Exhaust | 0.20046 | 0.20046 | 4980.032
Commercial | Institutional | New | CO Sensors for Parking Garage Exhaust | 0.20046 | 0.20046 | 4980.032 | Commercial | Institutional | New | CO Sensors for Parking Garage Exhaust | 0.20046 | 0.20046 | 4980.032
Commercial | Lodging/Hospitality | New | CO Sensors for Parking Garage Exhaust | 0.20046 | 0.20046 | 4980.032 | Commercial | Lodging/Hospitality | New | CO Sensors for Parking Garage Exhaust | 0.20046 | 0.20046 | 4980.032
Commercial | Miscellaneous | New | CO Sensors for Parking Garage Exhaust | 0.20046 | 0.20046 | 4980.032 | Commercial | Miscellaneous | New | CO Sensors for Parking Garage Exhaust | 0.20046 | 0.20046 | 4980.032
Commercial | Offices | New | CO Sensors for Parking Garage Exhaust | 0.20046 | 0.20046 | 4980.032 | Commercial | Offices | New | CO Sensors for Parking Garage Exhaust | 0.20046 | 0.20046 | 4980.032
Commercial | Restaurants | New | CO Sensors for Parking Garage Exhaust | 0.20046 | 0.20046 | 4980.032 | Commercial | Restaurants | New | CO Sensors for Parking Garage Exhaust | 0.20046 | 0.20046 | 4980.032
Commercial | Retail | New | CO Sensors for Parking Garage Exhaust | 0.20046 | 0.20046 | 4980.032 | Commercial | Retail | New | CO Sensors for Parking Garage Exhaust | 0.20046 | 0.20046 | 4980.032
Commercial | Schools K-12 | New | CO Sensors for Parking Garage Exhaust | 0.20046 | 0.20046 | 4980.032 | Commercial | Schools K-12 | New | CO Sensors for Parking Garage Exhaust | 0.20046 | 0.20046 | 4980.032
Commercial | Warehouse | New | CO Sensors for Parking Garage Exhaust | 0.20046 | 0.20046 | 4980.032 | Commercial | Warehouse | New | CO Sensors for Parking Garage Exhaust | 0.20046 | 0.20046 | 4980.032
Commercial | Assembly | Existing | Demand Controlled Ventilation | 0.4871 | 2.7424 | 4678.5352 | Commercial | Assembly | Existing | Demand Controlled Ventilation | 0.4871 | 2.7424 | 4678.5352
Commercial | College and University | Existing | Demand Controlled Ventilation | 2.9093 | 16.3792 | 27943.0441 | Commercial | College and University | Existing | Demand Controlled Ventilation | 2.9093 | 16.3792 | 27943.0441
Commercial | Grocery | Existing | Demand Controlled Ventilation | 0.22127 | 1.2458 | 2125.2697 | Commercial | Grocery | Existing | Demand Controlled Ventilation | 0.22127 | 1.2458 | 2125.2697
Commercial | Healthcare | Existing | Demand Controlled Ventilation | 0.94492 | 5.3199 | 9075.7228 | Commercial | Healthcare | Existing | Demand Controlled Ventilation | 0.94492 | 5.3199 | 9075.7228
Commercial | Hospitals | Existing | Demand Controlled Ventilation | 9.8459 | 55.4323 | 94567.6036 | Commercial | Hospitals | Existing | Demand Controlled Ventilation | 9.8459 | 55.4323 | 94567.6036
Commercial | Institutional | Existing | Demand Controlled Ventilation | 0.96884 | 5.4546 | 9305.5485 | Commercial | Institutional | Existing | Demand Controlled Ventilation | 0.96884 | 5.4546 | 9305.5485
Commercial | Lodging/Hospitality | Existing | Demand Controlled Ventilation | 1.5876 | 8.938 | 15248.3191 | Commercial | Lodging/Hospitality | Existing | Demand Controlled Ventilation | 1.5876 | 8.938 | 15248.3191
Commercial | Miscellaneous | Existing | Demand Controlled Ventilation | 1.4402 | 8.1082 | 13832.6709 | Commercial | Miscellaneous | Existing | Demand Controlled Ventilation | 1.4402 | 8.1082 | 13832.6709
Commercial | Offices | Existing | Demand Controlled Ventilation | 0.75445 | 4.2476 | 7246.3338 | Commercial | Offices | Existing | Demand Controlled Ventilation | 0.75445 | 4.2476 | 7246.3338
Commercial | Restaurants | Existing | Demand Controlled Ventilation | 0.23856 | 1.3431 | 2291.3025 | Commercial | Restaurants | Existing | Demand Controlled Ventilation | 0.23856 | 1.3431 | 2291.3025
Commercial | Retail | Existing | Demand Controlled Ventilation | 0.53375 | 3.005 | 5126.5164 | Commercial | Retail | Existing | Demand Controlled Ventilation | 0.53375 | 3.005 | 5126.5164
Commercial | Schools K-12 | Existing | Demand Controlled Ventilation | 1.9947 | 11.2299 | 19158.2709 | Commercial | Schools K-12 | Existing | Demand Controlled Ventilation | 1.9947 | 11.2299 | 19158.2709
Commercial | Warehouse | Existing | Demand Controlled Ventilation | 0.19815 | 1.1156 | 1903.19 | Commercial | Warehouse | Existing | Demand Controlled Ventilation | 0.19815 | 1.1156 | 1903.19
Commercial | Assembly | New | Demand Controlled Ventilation | 0.4871 | 2.7424 | 4678.5352 | Commercial | Assembly | New | Demand Controlled Ventilation | 0.4871 | 2.7424 | 4678.5352
Commercial | College and University | New | Demand Controlled Ventilation | 2.9093 | 16.3792 | 27943.0441 | Commercial | College and University | New | Demand Controlled Ventilation | 2.9093 | 16.3792 | 27943.0441
Commercial | Grocery | New | Demand Controlled Ventilation | 0.22127 | 1.2458 | 2125.2697 | Commercial | Grocery | New | Demand Controlled Ventilation | 0.22127 | 1.2458 | 2125.2697
Commercial | Healthcare | New | Demand Controlled Ventilation | 0.94492 | 5.3199 | 9075.7228 | Commercial | Healthcare | New | Demand Controlled Ventilation | 0.94492 | 5.3199 | 9075.7228
Commercial | Hospitals | New | Demand Controlled Ventilation | 9.8459 | 55.4323 | 94567.6036 | Commercial | Hospitals | New | Demand Controlled Ventilation | 9.8459 | 55.4323 | 94567.6036
Commercial | Institutional | New | Demand Controlled Ventilation | 0.96884 | 5.4546 | 9305.5485 | Commercial | Institutional | New | Demand Controlled Ventilation | 0.96884 | 5.4546 | 9305.5485
Commercial | Lodging/Hospitality | New | Demand Controlled Ventilation | 1.5876 | 8.938 | 15248.3191 | Commercial | Lodging/Hospitality | New | Demand Controlled Ventilation | 1.5876 | 8.938 | 15248.3191
Commercial | Miscellaneous | New | Demand Controlled Ventilation | 1.4402 | 8.1082 | 13832.6709 | Commercial | Miscellaneous | New | Demand Controlled Ventilation | 1.4402 | 8.1082 | 13832.6709
Commercial | Offices | New | Demand Controlled Ventilation | 0.75445 | 4.2476 | 7246.3338 | Commercial | Offices | New | Demand Controlled Ventilation | 0.75445 | 4.2476 | 7246.3338
Commercial | Restaurants | New | Demand Controlled Ventilation | 0.23856 | 1.3431 | 2291.3025 | Commercial | Restaurants | New | Demand Controlled Ventilation | 0.23856 | 1.3431 | 2291.3025
Commercial | Retail | New | Demand Controlled Ventilation | 0.53375 | 3.005 | 5126.5164 | Commercial | Retail | New | Demand Controlled Ventilation | 0.53375 | 3.005 | 5126.5164
Commercial | Schools K-12 | New | Demand Controlled Ventilation | 1.9947 | 11.2299 | 19158.2709 | Commercial | Schools K-12 | New | Demand Controlled Ventilation | 1.9947 | 11.2299 | 19158.2709
Commercial | Warehouse | New | Demand Controlled Ventilation | 0.19815 | 1.1156 | 1903.19 | Commercial | Warehouse | New | Demand Controlled Ventilation | 0.19815 | 1.1156 | 1903.19
Commercial | Assembly | Existing | VAV System | 19.8511 | 20.1456 | 69747.4569 | Commercial | Assembly | Existing | VAV System | 19.8511 | 20.1456 | 69747.4569
Commercial | College and University | Existing | VAV System | 78.2342 | 79.3948 | 274878.2198 | Commercial | College and University | Existing | VAV System | 78.2342 | 79.3948 | 274878.2198
Commercial | Grocery | Existing | VAV System | 4.8545 | 4.9265 | 17056.3424 | Commercial | Grocery | Existing | VAV System | 4.8545 | 4.9265 | 17056.3424
Commercial | Healthcare | Existing | VAV System | 20.7305 | 21.038 | 72837.1712 | Commercial | Healthcare | Existing | VAV System | 20.7305 | 21.038 | 72837.1712
Commercial | Hospitals | Existing | VAV System | 216.0084 | 219.2128 | 758951.8639 | Commercial | Hospitals | Existing | VAV System | 216.0084 | 219.2128 | 758951.8639
Commercial | Institutional | Existing | VAV System | 21.2554 | 21.5708 | 74681.6361 | Commercial | Institutional | Existing | VAV System | 21.2554 | 21.5708 | 74681.6361
Commercial | Lodging/Hospitality | Existing | VAV System | 34.8297 | 35.3464 | 122375.3139 | Commercial | Lodging/Hospitality | Existing | VAV System | 34.8297 | 35.3464 | 122375.3139
Commercial | Miscellaneous | Existing | VAV System | 31.5962 | 32.0649 | 111014.0362 | Commercial | Miscellaneous | Existing | VAV System | 31.5962 | 32.0649 | 111014.0362
Commercial | Offices | Existing | VAV System | 16.5519 | 16.7974 | 58155.4186 | Commercial | Offices | Existing | VAV System | 16.5519 | 16.7974 | 58155.4186
Commercial | Restaurants | Existing | VAV System | 5.2337 | 5.3114 | 18388.8374 | Commercial | Restaurants | Existing | VAV System | 5.2337 | 5.3114 | 18388.8374
Commercial | Retail | Existing | VAV System | 11.7906 | 11.9655 | 41426.7224 | Commercial | Retail | Existing | VAV System | 11.7906 | 11.9655 | 41426.7224
Commercial | Schools K-12 | Existing | VAV System | 53.6388 | 54.4345 | 188461.6219 | Commercial | Schools K-12 | Existing | VAV System | 53.6388 | 54.4345 | 188461.6219
Commercial | Warehouse | Existing | VAV System | 16.5508 | 16.7963 | 58151.6527 | Commercial | Warehouse | Existing | VAV System | 16.5508 | 16.7963 | 58151.6527
Commercial | Assembly | New | VAV System | 19.8511 | 20.1456 | 69747.4569 | Commercial | Assembly | New | VAV System | 19.8511 | 20.1456 | 69747.4569
Commercial | College and University | New | VAV System | 78.2342 | 79.3948 | 274878.2198 | Commercial | College and University | New | VAV System | 78.2342 | 79.3948 | 274878.2198
Commercial | Grocery | New | VAV System | 4.8545 | 4.9265 | 17056.3424 | Commercial | Grocery | New | VAV System | 4.8545 | 4.9265 | 17056.3424
Commercial | Healthcare | New | VAV System | 20.7305 | 21.038 | 72837.1712 | Commercial | Healthcare | New | VAV System | 20.7305 | 21.038 | 72837.1712
Commercial | Hospitals | New | VAV System | 216.0084 | 219.2128 | 758951.8639 | Commercial | Hospitals | New | VAV System | 216.0084 | 219.2128 | 758951.8639
Commercial | Institutional | New | VAV System | 21.2554 | 21.5708 | 74681.6361 | Commercial | Institutional | New | VAV System | 21.2554 | 21.5708 | 74681.6361
Commercial | Lodging/Hospitality | New | VAV System | 34.8297 | 35.3464 | 122375.3139 | Commercial | Lodging/Hospitality | New | VAV System | 34.8297 | 35.3464 | 122375.3139
Commercial | Miscellaneous | New | VAV System | 31.5962 | 32.0649 | 111014.0362 | Commercial | Miscellaneous | New | VAV System | 31.5962 | 32.0649 | 111014.0362
Commercial | Offices | New | VAV System | 16.5519 | 16.7974 | 58155.4186 | Commercial | Offices | New | VAV System | 16.5519 | 16.7974 | 58155.4186
Commercial | Restaurants | New | VAV System | 5.2337 | 5.3114 | 18388.8374 | Commercial | Restaurants | New | VAV System | 5.2337 | 5.3114 | 18388.8374
Commercial | Retail | New | VAV System | 11.7906 | 11.9655 | 41426.7224 | Commercial | Retail | New | VAV System | 11.7906 | 11.9655 | 41426.7224
Commercial | Schools K-12 | New | VAV System | 53.6388 | 54.4345 | 188461.6219 | Commercial | Schools K-12 | New | VAV System | 53.6388 | 54.4345 | 188461.6219
Commercial | Warehouse | New | VAV System | 16.5508 | 16.7963 | 58151.6527 | Commercial | Warehouse | New | VAV System | 16.5508 | 16.7963 | 58151.6527
Commercial | Assembly | Existing | ENERGY STAR certified buildings program | 3.0616 | 9.492 | 18312.7076 | Commercial | Assembly | Existing | ENERGY STAR certified buildings program | 3.0616 | 9.492 | 18312.7076
Commercial | College and University | Existing | ENERGY STAR certified buildings program | 38.6582 | 0.44413 | 91682.9859 | Commercial | College and University | Existing | ENERGY STAR certified buildings program | 38.6582 | 0.44413 | 91682.9859
Commercial | Grocery | Existing | ENERGY STAR certified buildings program | 11.4107 | 22.1093 | 36958.0211 | Commercial | Grocery | Existing | ENERGY STAR certified buildings program | 11.4107 | 22.1093 | 36958.0211
Commercial | Healthcare | Existing | ENERGY STAR certified buildings program | 10.785 | 33.4376 | 64510.3866 | Commercial | Healthcare | Existing | ENERGY STAR certified buildings program | 10.785 | 33.4376 | 64510.3866
Commercial | Hospitals | Existing | ENERGY STAR certified buildings program | 283.4289 | 3.2562 | 672188.077 | Commercial | Hospitals | Existing | ENERGY STAR certified buildings program | 283.4289 | 3.2562 | 672188.077
Commercial | Institutional | Existing | ENERGY STAR certified buildings program | 12.4675 | 38.6543 | 74574.6947 | Commercial | Institutional | Existing | ENERGY STAR certified buildings program | 12.4675 | 38.6543 | 74574.6947
Commercial | Lodging/Hospitality | Existing | ENERGY STAR certified buildings program | 18.8877 | 36.5968 | 61175.4055 | Commercial | Lodging/Hospitality | Existing | ENERGY STAR certified buildings program | 18.8877 | 36.5968 | 61175.4055
Commercial | Miscellaneous | Existing | ENERGY STAR certified buildings program | 118.8615 | 368.5175 | 710971.58 | Commercial | Miscellaneous | Existing | ENERGY STAR certified buildings program | 118.8615 | 368.5175 | 710971.58
Commercial | Offices | Existing | ENERGY STAR certified buildings program | 8.8849 | 27.5468 | 53145.4 | Commercial | Offices | Existing | ENERGY STAR certified buildings program | 8.8849 | 27.5468 | 53145.4
Commercial | Restaurants | Existing | ENERGY STAR certified buildings program | 11.89 | 23.038 | 38510.4852 | Commercial | Restaurants | Existing | ENERGY STAR certified buildings program | 11.89 | 23.038 | 38510.4852
Commercial | Retail | Existing | ENERGY STAR certified buildings program | 5.1933 | 10.0625 | 16820.441 | Commercial | Retail | Existing | ENERGY STAR certified buildings program | 5.1933 | 10.0625 | 16820.441
Commercial | Schools K-12 | Existing | ENERGY STAR certified buildings program | 10.509 | 32.582 | 62859.5605 | Commercial | Schools K-12 | Existing | ENERGY STAR certified buildings program | 10.509 | 32.582 | 62859.5605
Commercial | Warehouse | Existing | ENERGY STAR certified buildings program | 1.044 | 3.2367 | 6244.4932 | Commercial | Warehouse | Existing | ENERGY STAR certified buildings program | 1.044 | 3.2367 | 6244.4932
Commercial | Assembly | New | ENERGY STAR certified buildings program | 3.0616 | 9.492 | 18312.7076 | Commercial | Assembly | New | ENERGY STAR certified buildings program | 3.0616 | 9.492 | 18312.7076
Commercial | College and University | New | ENERGY STAR certified buildings program | 38.6582 | 0.44413 | 91682.9859 | Commercial | College and University | New | ENERGY STAR certified buildings program | 38.6582 | 0.44413 | 91682.9859
Commercial | Grocery | New | ENERGY STAR certified buildings program | 11.4107 | 22.1093 | 36958.0211 | Commercial | Grocery | New | ENERGY STAR certified buildings program | 11.4107 | 22.1093 | 36958.0211
Commercial | Healthcare | New | ENERGY STAR certified buildings program | 10.785 | 33.4376 | 64510.3866 | Commercial | Healthcare | New | ENERGY STAR certified buildings program | 10.785 | 33.4376 | 64510.3866
Commercial | Hospitals | New | ENERGY STAR certified buildings program | 283.4289 | 3.2562 | 672188.077 | Commercial | Hospitals | New | ENERGY STAR certified buildings program | 283.4289 | 3.2562 | 672188.077
Commercial | Institutional | New | ENERGY STAR certified buildings program | 12.4675 | 38.6543 | 74574.6947 | Commercial | Institutional | New | ENERGY STAR certified buildings program | 12.4675 | 38.6543 | 74574.6947
Commercial | Lodging/Hospitality | New | ENERGY STAR certified buildings program | 18.8877 | 36.5968 | 61175.4055 | Commercial | Lodging/Hospitality | New | ENERGY STAR certified buildings program | 18.8877 | 36.5968 | 61175.4055
Commercial | Miscellaneous | New | ENERGY STAR certified buildings program | 118.8615 | 368.5175 | 710971.58 | Commercial | Miscellaneous | New | ENERGY STAR certified buildings program | 118.8615 | 368.5175 | 710971.58
Commercial | Offices | New | ENERGY STAR certified buildings program | 8.8849 | 27.5468 | 53145.4 | Commercial | Offices | New | ENERGY STAR certified buildings program | 8.8849 | 27.5468 | 53145.4
Commercial | Restaurants | New | ENERGY STAR certified buildings program | 11.89 | 23.038 | 38510.4852 | Commercial | Restaurants | New | ENERGY STAR certified buildings program | 11.89 | 23.038 | 38510.4852
Commercial | Retail | New | ENERGY STAR certified buildings program | 5.1933 | 10.0625 | 16820.441 | Commercial | Retail | New | ENERGY STAR certified buildings program | 5.1933 | 10.0625 | 16820.441
Commercial | Schools K-12 | New | ENERGY STAR certified buildings program | 10.509 | 32.582 | 62859.5605 | Commercial | Schools K-12 | New | ENERGY STAR certified buildings program | 10.509 | 32.582 | 62859.5605
Commercial | Warehouse | New | ENERGY STAR certified buildings program | 1.044 | 3.2367 | 6244.4932 | Commercial | Warehouse | New | ENERGY STAR certified buildings program | 1.044 | 3.2367 | 6244.4932
Commercial | Assembly | Existing | Retro-Commissioning | 3.2444 | 10.0589 | 19406.44 | Commercial | Assembly | Existing | Retro-Commissioning | 3.2444 | 10.0589 | 19406.44
Commercial | College and University | Existing | Retro-Commissioning | 48.8723 | 0.56148 | 115907.03 | Commercial | College and University | Existing | Retro-Commissioning | 48.8723 | 0.56148 | 115907.03
Commercial | Grocery | Existing | Retro-Commissioning | 14.4255 | 27.951 | 46722.91 | Commercial | Grocery | Existing | Retro-Commissioning | 14.4255 | 27.951 | 46722.91
Commercial | Healthcare | Existing | Retro-Commissioning | 13.6345 | 42.2724 | 81555.02 | Commercial | Healthcare | Existing | Retro-Commissioning | 13.6345 | 42.2724 | 81555.02
Commercial | Hospitals | Existing | Retro-Commissioning | 358.3151 | 4.1166 | 849790.53 | Commercial | Hospitals | Existing | Retro-Commissioning | 358.3151 | 4.1166 | 849790.53
Commercial | Institutional | Existing | Retro-Commissioning | 15.7616 | 48.8673 | 94278.48 | Commercial | Institutional | Existing | Retro-Commissioning | 15.7616 | 48.8673 | 94278.48
Commercial | Lodging/Hospitality | Existing | Retro-Commissioning | 23.8781 | 46.2663 | 77338.89 | Commercial | Lodging/Hospitality | Existing | Retro-Commissioning | 23.8781 | 46.2663 | 77338.89
Commercial | Miscellaneous | Existing | Retro-Commissioning | 150.2665 | 465.8856 | 898821.23 | Commercial | Miscellaneous | Existing | Retro-Commissioning | 150.2665 | 465.8856 | 898821.23
Commercial | Offices | Existing | Retro-Commissioning | 11.2325 | 34.8251 | 67187.23 | Commercial | Offices | Existing | Retro-Commissioning | 11.2325 | 34.8251 | 67187.23
Commercial | Restaurants | Existing | Retro-Commissioning | 15.0315 | 29.1251 | 48685.54 | Commercial | Restaurants | Existing | Retro-Commissioning | 15.0315 | 29.1251 | 48685.54
Commercial | Retail | Existing | Retro-Commissioning | 6.5654 | 12.7211 | 21264.66 | Commercial | Retail | Existing | Retro-Commissioning | 6.5654 | 12.7211 | 21264.66
Commercial | Schools K-12 | Existing | Retro-Commissioning | 13.2856 | 41.1906 | 79468.03 | Commercial | Schools K-12 | Existing | Retro-Commissioning | 13.2856 | 41.1906 | 79468.03
Commercial | Warehouse | Existing | Retro-Commissioning | 1.3198 | 4.0919 | 7894.4 | Commercial | Warehouse | Existing | Retro-Commissioning | 1.3198 | 4.0919 | 7894.4
Commercial | Assembly | New | Retro-Commissioning | 3.2444 | 10.0589 | 19406.44 | Commercial | Assembly | New | Retro-Commissioning | 3.2444 | 10.0589 | 19406.44
Commercial | College and University | New | Retro-Commissioning | 48.8723 | 0.56148 | 115907.03 | Commercial | College and University | New | Retro-Commissioning | 48.8723 | 0.56148 | 115907.03
Commercial | Grocery | New | Retro-Commissioning | 14.4255 | 27.951 | 46722.91 | Commercial | Grocery | New | Retro-Commissioning | 14.4255 | 27.951 | 46722.91
Commercial | Healthcare | New | Retro-Commissioning | 13.6345 | 42.2724 | 81555.02 | Commercial | Healthcare | New | Retro-Commissioning | 13.6345 | 42.2724 | 81555.02
Commercial | Hospitals | New | Retro-Commissioning | 358.3151 | 4.1166 | 849790.53 | Commercial | Hospitals | New | Retro-Commissioning | 358.3151 | 4.1166 | 849790.53
Commercial | Institutional | New | Retro-Commissioning | 15.7616 | 48.8673 | 94278.48 | Commercial | Institutional | New | Retro-Commissioning | 15.7616 | 48.8673 | 94278.48
Commercial | Lodging/Hospitality | New | Retro-Commissioning | 23.8781 | 46.2663 | 77338.89 | Commercial | Lodging/Hospitality | New | Retro-Commissioning | 23.8781 | 46.2663 | 77338.89
Commercial | Miscellaneous | New | Retro-Commissioning | 150.2665 | 465.8856 | 898821.23 | Commercial | Miscellaneous | New | Retro-Commissioning | 150.2665 | 465.8856 | 898821.23
Commercial | Offices | New | Retro-Commissioning | 11.2325 | 34.8251 | 67187.23 | Commercial | Offices | New | Retro-Commissioning | 11.2325 | 34.8251 | 67187.23
Commercial | Restaurants | New | Retro-Commissioning | 15.0315 | 29.1251 | 48685.54 | Commercial | Restaurants | New | Retro-Commissioning | 15.0315 | 29.1251 | 48685.54
Commercial | Retail | New | Retro-Commissioning | 6.5654 | 12.7211 | 21264.66 | Commercial | Retail | New | Retro-Commissioning | 6.5654 | 12.7211 | 21264.66
Commercial | Schools K-12 | New | Retro-Commissioning | 13.2856 | 41.1906 | 79468.03 | Commercial | Schools K-12 | New | Retro-Commissioning | 13.2856 | 41.1906 | 79468.03
Commercial | Warehouse | New | Retro-Commissioning | 1.3198 | 4.0919 | 7894.4 | Commercial | Warehouse | New | Retro-Commissioning | 1.3198 | 4.0919 | 7894.4

## Staff's IRR No. 73c Industrial
Technical Potential - Measures Screened Out by having a failing PCT | [6 empty] | Technical Potential - Measures Screened Out by having a failing PCT
RIM | [6 empty] | TRC
Customer | Measure | Measure | Measure | Summer | Winter | Annual | Customer | Measure | Measure | Measure | Summer | Winter | Annual
Class | Type | Vintage | Name | Peak | Peak | Energy | Class | Type | Vintage | Name | Peak | Peak | Energy
|  |  |  | (MW) | (MW) | (GWh) |  |  |  |  | (MW) | (MW) | (GWh)
Industrial | Stone/Clay/Glass/Concrete | Any | Pump System Optimization | 0 | 0 | 0 | Industrial | Stone/Clay/Glass/Concrete | Any | Pump System Optimization | 0 | 0 | 0
Industrial | Water and Wastewater | Any | Motor Optimization | 0.021389 | 0.020824 | 158.8374 | Industrial | Water and Wastewater | Any | Motor Optimization | 0.021389 | 0.020824 | 158.8374
Industrial | Miscellaneous Manufacturing | Any | Process Heat System Optimization | 0.014978 | 0.014609 | 108.7936 | Industrial | Miscellaneous Manufacturing | Any | Process Heat System Optimization | 0.014978 | 0.014609 | 108.7936
Industrial | Water and Wastewater | Any | Process Heat System Optimization | 0.012104 | 0.011805 | 87.9171 | Industrial | Water and Wastewater | Any | Process Heat System Optimization | 0.012104 | 0.011805 | 87.9171
Industrial | Water and Wastewater | Any | Process Heat Improved Controls | 0.019148 | 0.018676 | 139.0834 | Industrial | Water and Wastewater | Any | Process Heat Improved Controls | 0.019148 | 0.018676 | 139.0834
Industrial | Agriculture and Assembly | Any | Process Heat Improved Controls | 0.026952 | 0.026287 | 195.7692 | Industrial | Agriculture and Assembly | Any | Process Heat Improved Controls | 0.026952 | 0.026287 | 195.7692
Industrial | Lumber/Furniture/Pulp/Paper | Any | Process Heat System Optimization | 0.048716 | 0.047515 | 353.8579 | Industrial | Lumber/Furniture/Pulp/Paper | Any | Process Heat System Optimization | 0.048716 | 0.047515 | 353.8579
Industrial | Construction | Any | Motor Optimization | 0.46499 | 0.45271 | 3453.0256 | Industrial | Construction | Any | Motor Optimization | 0.46499 | 0.45271 | 3453.0256
Industrial | Transportation Equipment | Any | Process Heat System Optimization | 0.49495 | 0.48275 | 3595.1331 | Industrial | Transportation Equipment | Any | Process Heat System Optimization | 0.49495 | 0.48275 | 3595.1331
Industrial | Lumber/Furniture/Pulp/Paper | Any | Process Heat Improved Controls | 0.041778 | 0.040748 | 303.4574 | Industrial | Lumber/Furniture/Pulp/Paper | Any | Process Heat Improved Controls | 0.041778 | 0.040748 | 303.4574
Industrial | Miscellaneous Manufacturing | Any | Motor Optimization | 0.071811 | 0.069914 | 533.2714 | Industrial | Miscellaneous Manufacturing | Any | Motor Optimization | 0.071811 | 0.069914 | 533.2714
Industrial | Miscellaneous Manufacturing | Any | Process Heat Improved Controls | 0.053971 | 0.052641 | 392.0278 | Industrial | Miscellaneous Manufacturing | Any | Process Heat Improved Controls | 0.053971 | 0.052641 | 392.0278
Industrial | Miscellaneous Manufacturing | Any | Process Refrig Controls | 0.079093 | 0.077143 | 574.5005 | Industrial | Miscellaneous Manufacturing | Any | Process Refrig Controls | 0.079093 | 0.077143 | 574.5005
Industrial | Agriculture and Assembly | Any | Process Refrig System Optimization | 2.3753 | 2.3167 | 17253.3325 | Industrial | Agriculture and Assembly | Any | Process Refrig System Optimization | 2.3753 | 2.3167 | 17253.3325
Industrial | Metal Products and Machinery | Any | Process Heat System Optimization | 0.27096 | 0.26428 | 1968.1432 | Industrial | Metal Products and Machinery | Any | Process Heat System Optimization | 0.27096 | 0.26428 | 1968.1432
Industrial | Lumber/Furniture/Pulp/Paper | Any | Process Refrig Controls | 0.11823 | 0.11531 | 858.759 | Industrial | Lumber/Furniture/Pulp/Paper | Any | Process Refrig Controls | 0.11823 | 0.11531 | 858.759
Industrial | Textiles and Leather | Any | Process Refrig Controls | 0.12444 | 0.12137 | 903.8532 | Industrial | Textiles and Leather | Any | Process Refrig Controls | 0.12444 | 0.12137 | 903.8532
Industrial | Transportation Equipment | Any | Process Heat Improved Controls | 0.12007 | 0.11711 | 872.126 | Industrial | Transportation Equipment | Any | Process Heat Improved Controls | 0.12007 | 0.11711 | 872.126
Industrial | Stone/Clay/Glass/Concrete | Any | Process Heat System Optimization | 0.18673 | 0.18213 | 1356.3401 | Industrial | Stone/Clay/Glass/Concrete | Any | Process Heat System Optimization | 0.18673 | 0.18213 | 1356.3401
Industrial | Metal Products and Machinery | Any | Process Heat Improved Controls | 0.16663 | 0.16252 | 1210.3165 | Industrial | Metal Products and Machinery | Any | Process Heat Improved Controls | 0.16663 | 0.16252 | 1210.3165
Industrial | Construction | Any | Process Heat System Optimization | 0.26313 | 0.25664 | 1911.2621 | Industrial | Construction | Any | Process Heat System Optimization | 0.26313 | 0.25664 | 1911.2621
Industrial | Miscellaneous Manufacturing | Any | Process Refrig System Optimization | 0.38785 | 0.37829 | 2817.2169 | Industrial | Miscellaneous Manufacturing | Any | Process Refrig System Optimization | 0.38785 | 0.37829 | 2817.2169
Industrial | Stone/Clay/Glass/Concrete | Any | Process Refrig Controls | 0.21543 | 0.21012 | 1564.8125 | Industrial | Stone/Clay/Glass/Concrete | Any | Process Refrig Controls | 0.21543 | 0.21012 | 1564.8125
Industrial | Textiles and Leather | Any | Process Heat System Optimization | 0.15186 | 0.14811 | 1103.0325 | Industrial | Textiles and Leather | Any | Process Heat System Optimization | 0.15186 | 0.14811 | 1103.0325
Industrial | Stone/Clay/Glass/Concrete | Any | Process Heat Improved Controls | 0.43959 | 0.42875 | 3192.9909 | Industrial | Stone/Clay/Glass/Concrete | Any | Process Heat Improved Controls | 0.43959 | 0.42875 | 3192.9909
Industrial | Electrical and Electronic Equip. | Any | Process Heat Improved Controls | 0.45187 | 0.44073 | 3282.2126 | Industrial | Electrical and Electronic Equip. | Any | Process Heat Improved Controls | 0.45187 | 0.44073 | 3282.2126
Industrial | Construction | Any | Process Heat Improved Controls | 0.41626 | 0.406 | 3023.5854 | Industrial | Construction | Any | Process Heat Improved Controls | 0.41626 | 0.406 | 3023.5854
Industrial | Transportation Equipment | Any | Process Refrig Controls | 0.62818 | 0.61269 | 4562.8806 | Industrial | Transportation Equipment | Any | Process Refrig Controls | 0.62818 | 0.61269 | 4562.8806
Industrial | Electrical and Electronic Equip. | Any | Process Refrig Controls | 0.76564 | 0.74676 | 5561.3173 | Industrial | Electrical and Electronic Equip. | Any | Process Refrig Controls | 0.76564 | 0.74676 | 5561.3173
Industrial | Primary Resources Industries | Any | Process Refrig Controls | 1.1877 | 1.1584 | 8626.9982 | Industrial | Primary Resources Industries | Any | Process Refrig Controls | 1.1877 | 1.1584 | 8626.9982
Industrial | Agriculture and Assembly | Any | Process Heat System Optimization | 0.27983 | 0.27293 | 2032.5999 | Industrial | Agriculture and Assembly | Any | Process Heat System Optimization | 0.27983 | 0.27293 | 2032.5999
Industrial | Chemicals and Plastics | Any | Process Heat System Optimization | 1.9291 | 1.8815 | 14012.1487 | Industrial | Chemicals and Plastics | Any | Process Heat System Optimization | 1.9291 | 1.8815 | 14012.1487
Industrial | Primary Resources Industries | Any | Process Heat System Optimization | 6.4436 | 6.2847 | 46803.9523 | Industrial | Primary Resources Industries | Any | Process Heat System Optimization | 6.4436 | 6.2847 | 46803.9523
Industrial | Primary Resources Industries | Any | Process Heat Improved Controls | 3.8813 | 3.7856 | 28192.1619 | Industrial | Primary Resources Industries | Any | Process Heat Improved Controls | 3.8813 | 3.7856 | 28192.1619
Industrial | Metal Products and Machinery | Any | HVAC Recommissioning | 14.4913 | 14.1397 | 101726.2981 | Industrial | Metal Products and Machinery | Any | HVAC Recommissioning | 14.4913 | 14.1397 | 101726.2981

## Staff's IRR No 73c Large admin
Residential | Administrative Cost | Rebate | Summer Peak (kW) | Winter Peak (kW) | Annual Energy (kWh)
Smart Thermostat | 30 | 13 | 0.2386 | 0 | 264.6876
Energy Star Windows | 55 | 0 | 0.072717 | 0.18568 | 577.4358
Commercial/Industrial | Administrative Cost | Rebate | Summer Peak (kW) | Winter Peak (kW) | Annual Energy (kWh)
High Efficiency PTHP | 40 | 3.71 | 0.24922 | 0.075355 | 875.9712
High Efficiency PTAC | 40 | 5.99 | 0.32 | 0 | 824.44
Heat Pump Pool Heater | 40 | 18.24 | 0 | 0.34381 | 9411.7647
Floating Head Pressure Control | 55 | 4.96 | 0.36 | 0.22 | 2523.5714
Energy Star Water Cooler | 40 | 3.91 | 0.095219 | 0.095219 | 547.5
ECM Motor on Furnaces | 125 | 49.67 | 0 | 0.06 | 1139.58
Dedicated OA System on VRF | 125 | 111.48 | 0.48 | 0.48 | 1574.72
CO Sensor for Parking Garage | 125 | 106.57 | 0.20046 | 0.20046 | 4980.032
Lighting Controls Exterior | 125 | 114.77 | 0 | 0 | 2273