## RIM
Measure Permutations Failing 2-Year Payback
RIM
Customer Class | Segment | Vintage | Measure Name | TRC | RIM | PCT | Summer (MW) | Winter (MW) | Energy (GWh)
Residential | Single Family | Turnover | High Efficiency Induction Cooktop | 0.85919 | 0.97417 | 259.032 | 0.12662 | 0.03038 | 533.952
Residential | Multi-Family | Turnover | High Efficiency Induction Cooktop | 0.85919 | 0.97417 | 259.032 | 0.12662 | 0.03038 | 533.952
Residential | Manufactured Home | Turnover | High Efficiency Induction Cooktop | 0.85919 | 0.97417 | 259.032 | 0.12662 | 0.03038 | 533.952
Residential | Single Family | New | High Efficiency Induction Cooktop | 0.85919 | 0.97417 | 259.032 | 0.12662 | 0.03038 | 533.952
Residential | Multi-Family | New | High Efficiency Induction Cooktop | 0.85919 | 0.97417 | 259.032 | 0.12662 | 0.03038 | 533.952
Residential | Manufactured Home | New | High Efficiency Induction Cooktop | 0.85919 | 0.97417 | 259.032 | 0.12662 | 0.03038 | 533.952
Residential | Single Family | Turnover | 21 SEER ASHP from base electric resistance heating | 0.72389 | 0.94947 | 3312.7249 | 0.54544 | 2.0512 | 7464.4458
Residential | Manufactured Home | Turnover | 21 SEER ASHP from base electric resistance heating | 0.72389 | 0.94947 | 3312.7249 | 0.54544 | 2.0512 | 7464.4458
Residential | Single Family | New | 21 SEER ASHP from base electric resistance heating | 0.72389 | 0.94947 | 3312.7249 | 0.54544 | 2.0512 | 7464.4458
Residential | Manufactured Home | New | 21 SEER ASHP from base electric resistance heating | 0.72389 | 0.94947 | 3312.7249 | 0.54544 | 2.0512 | 7464.4458
Residential | Single Family | Turnover | Energy Star Dehumidifier | 4.2481 | 0.89464 | 459.1502 | 0.035168 | 0.0066615 | 214.4267
Residential | Multi-Family | Turnover | Energy Star Dehumidifier | 4.2481 | 0.89464 | 459.1502 | 0.035168 | 0.0066615 | 214.4267
Residential | Manufactured Home | Turnover | Energy Star Dehumidifier | 4.2481 | 0.89464 | 459.1502 | 0.035168 | 0.0066615 | 214.4267
Residential | Single Family | New | Energy Star Dehumidifier | 4.2481 | 0.89464 | 459.1502 | 0.035168 | 0.0066615 | 214.4267
Residential | Multi-Family | New | Energy Star Dehumidifier | 4.2481 | 0.89464 | 459.1502 | 0.035168 | 0.0066615 | 214.4267
Residential | Manufactured Home | New | Energy Star Dehumidifier | 4.2481 | 0.89464 | 459.1502 | 0.035168 | 0.0066615 | 214.4267
Residential | Single Family | Turnover | Energy Star Clothes Washer | 3.3727 | 0.88237 | 1026.6395 | 0.085635 | 0.049737 | 544.539
Residential | Multi-Family | Turnover | Energy Star Clothes Washer | 3.3727 | 0.88237 | 1026.6395 | 0.085635 | 0.049737 | 544.539
Residential | Manufactured Home | Turnover | Energy Star Clothes Washer | 3.3727 | 0.88237 | 1026.6395 | 0.085635 | 0.049737 | 544.539
Residential | Single Family | New | Energy Star Clothes Washer | 3.3727 | 0.88237 | 1026.6395 | 0.085635 | 0.049737 | 544.539
Residential | Multi-Family | New | Energy Star Clothes Washer | 3.3727 | 0.88237 | 1026.6395 | 0.085635 | 0.049737 | 544.539
Residential | Manufactured Home | New | Energy Star Clothes Washer | 3.3727 | 0.88237 | 1026.6395 | 0.085635 | 0.049737 | 544.539
Residential | Manufactured Home | Existing | Hot Water Pipe Insulation | 4.3538 | 0.8811 | 436.5208 | 0.016888 | 0.036353 | 187.4977
Residential | Manufactured Home | New | Hot Water Pipe Insulation | 4.3538 | 0.8811 | 436.5208 | 0.016888 | 0.036353 | 187.4977
Residential | Multi-Family | Existing | Hot Water Pipe Insulation | 2.9411 | 0.88076 | 273.1683 | 0.011413 | 0.024567 | 126.7083
Residential | Multi-Family | New | Hot Water Pipe Insulation | 2.9411 | 0.88076 | 273.1683 | 0.011413 | 0.024567 | 126.7083
Residential | Single Family | Existing | Hot Water Pipe Insulation | 3.4303 | 0.88016 | 330.068 | 0.01332 | 0.028672 | 147.8828
Residential | Single Family | New | Hot Water Pipe Insulation | 3.4303 | 0.88016 | 330.068 | 0.01332 | 0.028672 | 147.8828
Residential | Multi-Family | Turnover | 14 SEER ASHP from base electric resistance heating | 5.3768 | 0.86501 | 9991.7269 | 0 | 1.0309 | 3654.9403
Residential | Multi-Family | New | 14 SEER ASHP from base electric resistance heating | 5.3768 | 0.86501 | 9991.7269 | 0 | 1.0309 | 3654.9403
Residential | Single Family | Turnover | 14 SEER ASHP from base electric resistance heating | 5.3767 | 0.86499 | 14987.5904 | 0 | 1.5463 | 5482.4104
Residential | Manufactured Home | Turnover | 14 SEER ASHP from base electric resistance heating | 5.3767 | 0.86499 | 14987.5904 | 0 | 1.5463 | 5482.4104
Residential | Single Family | New | 14 SEER ASHP from base electric resistance heating | 5.3767 | 0.86499 | 14987.5904 | 0 | 1.5463 | 5482.4104
Residential | Manufactured Home | New | 14 SEER ASHP from base electric resistance heating | 5.3767 | 0.86499 | 14987.5904 | 0 | 1.5463 | 5482.4104
Residential | Single Family | New | Faucet Aerator | 2.4743 | 0.82817 | 38.4089 | 0.0021578 | 0.0046448 | 23.9565
Residential | Multi-Family | Existing | Thermostatic Shower Restriction Valve | 0.66921 | 0.82648 | 22.2694 | 0.0058384 | 0.012568 | 64.8203
Residential | Multi-Family | New | Thermostatic Shower Restriction Valve | 0.66921 | 0.82648 | 22.2694 | 0.0058384 | 0.012568 | 64.8203
Residential | Manufactured Home | Existing | Faucet Aerator | 4.6172 | 0.82578 | 81.6615 | 0.0040383 | 0.0086929 | 44.835
Residential | Single Family | Existing | Faucet Aerator | 5.9148 | 0.82491 | 107.8895 | 0.0051787 | 0.011148 | 57.4956
Residential | Multi-Family | Existing | Faucet Aerator | 4.6491 | 0.82486 | 82.4079 | 0.0040708 | 0.0087628 | 45.1953
Residential | Single Family | Existing | Thermostatic Shower Restriction Valve | 0.84927 | 0.82446 | 58.8158 | 0.0074274 | 0.015988 | 82.4616
Residential | Single Family | New | Thermostatic Shower Restriction Valve | 0.84927 | 0.82446 | 58.8158 | 0.0074274 | 0.015988 | 82.4616
Residential | Manufactured Home | Existing | Thermostatic Shower Restriction Valve | 0.6617 | 0.82376 | 21.1989 | 0.0057919 | 0.012468 | 64.3035
Residential | Manufactured Home | New | Thermostatic Shower Restriction Valve | 0.6617 | 0.82376 | 21.1989 | 0.0057919 | 0.012468 | 64.3035
Residential | Manufactured Home | New | Faucet Aerator | 1.919 | 0.82368 | 27.4806 | 0.0016826 | 0.003622 | 18.6813
Residential | Multi-Family | New | Faucet Aerator | 1.9323 | 0.82278 | 27.7916 | 0.0016962 | 0.0036512 | 18.8314
Residential | Multi-Family | Existing | Low Flow Showerhead | 8.0119 | 0.80718 | 355.8191 | 0.018592 | 0.04002 | 206.4106
Residential | Multi-Family | New | Low Flow Showerhead | 8.0119 | 0.80718 | 355.8191 | 0.018592 | 0.04002 | 206.4106
Residential | Manufactured Home | Existing | Low Flow Showerhead | 7.9459 | 0.80696 | 352.7738 | 0.018443 | 0.039701 | 204.7651
Residential | Manufactured Home | New | Low Flow Showerhead | 7.9459 | 0.80696 | 352.7738 | 0.018443 | 0.039701 | 204.7651
Residential | Single Family | Existing | Low Flow Showerhead | 10.187 | 0.80675 | 459.7832 | 0.023651 | 0.050912 | 262.5868
Residential | Single Family | New | Low Flow Showerhead | 10.187 | 0.80675 | 459.7832 | 0.023651 | 0.050912 | 262.5868
Residential | Single Family | Turnover | Energy Star Air Purifier | #DIV/0! | 0.80407 | 1188.0677 | 0.085069 | 0.061385 | 641.9636
Residential | Multi-Family | Turnover | Energy Star Air Purifier | #DIV/0! | 0.80407 | 1188.0677 | 0.085069 | 0.061385 | 641.9636
Residential | Manufactured Home | Turnover | Energy Star Air Purifier | #DIV/0! | 0.80407 | 1188.0677 | 0.085069 | 0.061385 | 641.9636
Residential | Single Family | New | Energy Star Air Purifier | #DIV/0! | 0.80407 | 1188.0677 | 0.085069 | 0.061385 | 641.9636
Residential | Multi-Family | New | Energy Star Air Purifier | #DIV/0! | 0.80407 | 1188.0677 | 0.085069 | 0.061385 | 641.9636
Residential | Manufactured Home | New | Energy Star Air Purifier | #DIV/0! | 0.80407 | 1188.0677 | 0.085069 | 0.061385 | 641.9636
Residential | Single Family | Turnover | Energy Star Dishwasher | #DIV/0! | 0.79754 | 83.4931 | 0.0044126 | 0.0047969 | 40.303
Residential | Multi-Family | Turnover | Energy Star Dishwasher | #DIV/0! | 0.79754 | 83.4931 | 0.0044126 | 0.0047969 | 40.303
Residential | Manufactured Home | Turnover | Energy Star Dishwasher | #DIV/0! | 0.79754 | 83.4931 | 0.0044126 | 0.0047969 | 40.303
Residential | Single Family | New | Energy Star Dishwasher | #DIV/0! | 0.79754 | 83.4931 | 0.0044126 | 0.0047969 | 40.303
Residential | Multi-Family | New | Energy Star Dishwasher | #DIV/0! | 0.79754 | 83.4931 | 0.0044126 | 0.0047969 | 40.303
Residential | Manufactured Home | New | Energy Star Dishwasher | #DIV/0! | 0.79754 | 83.4931 | 0.0044126 | 0.0047969 | 40.303
Residential | Single Family | Turnover | LED - 9W | 2.2596 | 0.76118 | 15.2365 | 0.0008375 | 0.00087932 | 9.5213
Residential | Multi-Family | Turnover | LED - 9W | 2.2596 | 0.76118 | 15.2365 | 0.0008375 | 0.00087932 | 9.5213
Residential | Manufactured Home | Turnover | LED - 9W | 2.2596 | 0.76118 | 15.2365 | 0.0008375 | 0.00087932 | 9.5213
Residential | Single Family | New | LED - 9W | 2.2596 | 0.76118 | 15.2365 | 0.0008375 | 0.00087932 | 9.5213
Residential | Multi-Family | New | LED - 9W | 2.2596 | 0.76118 | 15.2365 | 0.0008375 | 0.00087932 | 9.5213
Residential | Manufactured Home | New | LED - 9W | 2.2596 | 0.76118 | 15.2365 | 0.0008375 | 0.00087932 | 9.5213
Residential | Single Family | Turnover | LED - 14W | 2.5588 | 0.75964 | 28.0346 | 0.0014889 | 0.0015632 | 16.9267
Residential | Multi-Family | Turnover | LED - 14W | 2.5588 | 0.75964 | 28.0346 | 0.0014889 | 0.0015632 | 16.9267
Residential | Manufactured Home | Turnover | LED - 14W | 2.5588 | 0.75964 | 28.0346 | 0.0014889 | 0.0015632 | 16.9267
Residential | Single Family | New | LED - 14W | 2.5588 | 0.75964 | 28.0346 | 0.0014889 | 0.0015632 | 16.9267
Residential | Multi-Family | New | LED - 14W | 2.5588 | 0.75964 | 28.0346 | 0.0014889 | 0.0015632 | 16.9267
Residential | Manufactured Home | New | LED - 14W | 2.5588 | 0.75964 | 28.0346 | 0.0014889 | 0.0015632 | 16.9267
Residential | Single Family | Turnover | LED Specialty Lamps-5W Chandelier | 1.0656 | 0.75766 | 7.9734 | 0.00065139 | 0.00068392 | 7.4054
Residential | Multi-Family | Turnover | LED Specialty Lamps-5W Chandelier | 1.0656 | 0.75766 | 7.9734 | 0.00065139 | 0.00068392 | 7.4054
Residential | Manufactured Home | Turnover | LED Specialty Lamps-5W Chandelier | 1.0656 | 0.75766 | 7.9734 | 0.00065139 | 0.00068392 | 7.4054
Residential | Single Family | New | LED Specialty Lamps-5W Chandelier | 1.0656 | 0.75766 | 7.9734 | 0.00065139 | 0.00068392 | 7.4054
Residential | Multi-Family | New | LED Specialty Lamps-5W Chandelier | 1.0656 | 0.75766 | 7.9734 | 0.00065139 | 0.00068392 | 7.4054
Residential | Manufactured Home | New | LED Specialty Lamps-5W Chandelier | 1.0656 | 0.75766 | 7.9734 | 0.00065139 | 0.00068392 | 7.4054
Residential | Single Family | Turnover | LED - 9W Flood | 0.98882 | 0.74711 | 11.2682 | 0.00097708 | 0.0010259 | 11.1081
Residential | Multi-Family | Turnover | LED - 9W Flood | 0.98882 | 0.74711 | 11.2682 | 0.00097708 | 0.0010259 | 11.1081
Residential | Manufactured Home | Turnover | LED - 9W Flood | 0.98882 | 0.74711 | 11.2682 | 0.00097708 | 0.0010259 | 11.1081
Residential | Single Family | New | LED - 9W Flood | 0.98882 | 0.74711 | 11.2682 | 0.00097708 | 0.0010259 | 11.1081
Residential | Multi-Family | New | LED - 9W Flood | 0.98882 | 0.74711 | 11.2682 | 0.00097708 | 0.0010259 | 11.1081
Residential | Manufactured Home | New | LED - 9W Flood | 0.98882 | 0.74711 | 11.2682 | 0.00097708 | 0.0010259 | 11.1081
Residential | Single Family | Turnover | CFL-23W | 1.8662 | 0.72162 | 8.8159 | 0.00065139 | 0.00068392 | 7.4054
Residential | Multi-Family | Turnover | CFL-23W | 1.8662 | 0.72162 | 8.8159 | 0.00065139 | 0.00068392 | 7.4054
Residential | Manufactured Home | Turnover | CFL-23W | 1.8662 | 0.72162 | 8.8159 | 0.00065139 | 0.00068392 | 7.4054
Residential | Single Family | New | CFL-23W | 1.8662 | 0.72162 | 8.8159 | 0.00065139 | 0.00068392 | 7.4054
Residential | Multi-Family | New | CFL-23W | 1.8662 | 0.72162 | 8.8159 | 0.00065139 | 0.00068392 | 7.4054
Residential | Manufactured Home | New | CFL-23W | 1.8662 | 0.72162 | 8.8159 | 0.00065139 | 0.00068392 | 7.4054
Residential | Single Family | Existing | Water Heater Thermostat Setback | 1.7834 | 0.71619 | 15.7923 | 0.003295 | 0.0070929 | 36.5826
Residential | Multi-Family | Existing | Water Heater Thermostat Setback | 1.7834 | 0.71619 | 15.7923 | 0.003295 | 0.0070929 | 36.5826
Residential | Manufactured Home | Existing | Water Heater Thermostat Setback | 1.7834 | 0.71619 | 15.7923 | 0.003295 | 0.0070929 | 36.5826
Residential | Single Family | New | Water Heater Thermostat Setback | 1.7834 | 0.71619 | 15.7923 | 0.003295 | 0.0070929 | 36.5826
Residential | Multi-Family | New | Water Heater Thermostat Setback | 1.7834 | 0.71619 | 15.7923 | 0.003295 | 0.0070929 | 36.5826
Residential | Manufactured Home | New | Water Heater Thermostat Setback | 1.7834 | 0.71619 | 15.7923 | 0.003295 | 0.0070929 | 36.5826
Residential | Single Family | Turnover | CFL-13W | 0.85125 | 0.71563 | 3.631 | 0.00046528 | 0.00048851 | 5.2896
Residential | Multi-Family | Turnover | CFL-13W | 0.85125 | 0.71563 | 3.631 | 0.00046528 | 0.00048851 | 5.2896
Residential | Manufactured Home | Turnover | CFL-13W | 0.85125 | 0.71563 | 3.631 | 0.00046528 | 0.00048851 | 5.2896
Residential | Single Family | New | CFL-13W | 0.85125 | 0.71563 | 3.631 | 0.00046528 | 0.00048851 | 5.2896
Residential | Multi-Family | New | CFL-13W | 0.85125 | 0.71563 | 3.631 | 0.00046528 | 0.00048851 | 5.2896
Residential | Manufactured Home | New | CFL-13W | 0.85125 | 0.71563 | 3.631 | 0.00046528 | 0.00048851 | 5.2896
Residential | Single Family | Existing | Smart Power Strip | 0.60753 | 0.69463 | 9.5486 | 0.0059262 | 0.0046242 | 53.801
Residential | Multi-Family | Existing | Smart Power Strip | 0.60753 | 0.69463 | 9.5486 | 0.0059262 | 0.0046242 | 53.801
Residential | Manufactured Home | Existing | Smart Power Strip | 0.60753 | 0.69463 | 9.5486 | 0.0059262 | 0.0046242 | 53.801
Residential | Single Family | New | Smart Power Strip | 0.60753 | 0.69463 | 9.5486 | 0.0059262 | 0.0046242 | 53.801
Residential | Multi-Family | New | Smart Power Strip | 0.60753 | 0.69463 | 9.5486 | 0.0059262 | 0.0046242 | 53.801
Residential | Manufactured Home | New | Smart Power Strip | 0.60753 | 0.69463 | 9.5486 | 0.0059262 | 0.0046242 | 53.801
Residential | Single Family | Existing | Removal of 2nd Refrigerator-Freezer | 2.3205 | 0.67807 | 731.5251 | 0.10987 | 0.036607 | 1052.5805
Residential | Multi-Family | Existing | Removal of 2nd Refrigerator-Freezer | 2.3205 | 0.67807 | 731.5251 | 0.10987 | 0.036607 | 1052.5805
Residential | Manufactured Home | Existing | Removal of 2nd Refrigerator-Freezer | 2.3205 | 0.67807 | 731.5251 | 0.10987 | 0.036607 | 1052.5805
Residential | Single Family | New | Removal of 2nd Refrigerator-Freezer | 2.3205 | 0.67807 | 731.5251 | 0.10987 | 0.036607 | 1052.5805
Residential | Multi-Family | New | Removal of 2nd Refrigerator-Freezer | 2.3205 | 0.67807 | 731.5251 | 0.10987 | 0.036607 | 1052.5805
Residential | Manufactured Home | New | Removal of 2nd Refrigerator-Freezer | 2.3205 | 0.67807 | 731.5251 | 0.10987 | 0.036607 | 1052.5805
Residential | Single Family | Turnover | Low Wattage T8 Fixture | 5.175 | 0.6742 | 17.739 | 0 | 1.191e-09 | 6.3475
Residential | Multi-Family | Turnover | Low Wattage T8 Fixture | 5.175 | 0.6742 | 17.739 | 0 | 1.191e-09 | 6.3475
Residential | Manufactured Home | Turnover | Low Wattage T8 Fixture | 5.175 | 0.6742 | 17.739 | 0 | 1.191e-09 | 6.3475
Residential | Single Family | New | Low Wattage T8 Fixture | 5.175 | 0.6742 | 17.739 | 0 | 1.191e-09 | 6.3475
Residential | Multi-Family | New | Low Wattage T8 Fixture | 5.175 | 0.6742 | 17.739 | 0 | 1.191e-09 | 6.3475
Residential | Manufactured Home | New | Low Wattage T8 Fixture | 5.175 | 0.6742 | 17.739 | 0 | 1.191e-09 | 6.3475
Residential | Single Family | Turnover | Linear LED | 2.4712 | 0.6742 | 37.1898 | 0 | 8.6271e-10 | 14.8108
Residential | Multi-Family | Turnover | Linear LED | 2.4712 | 0.6742 | 37.1898 | 0 | 8.6271e-10 | 14.8108
Residential | Manufactured Home | Turnover | Linear LED | 2.4712 | 0.6742 | 37.1898 | 0 | 8.6271e-10 | 14.8108
Residential | Single Family | New | Linear LED | 2.4712 | 0.6742 | 37.1898 | 0 | 8.6271e-10 | 14.8108
Residential | Multi-Family | New | Linear LED | 2.4712 | 0.6742 | 37.1898 | 0 | 8.6271e-10 | 14.8108
Residential | Manufactured Home | New | Linear LED | 2.4712 | 0.6742 | 37.1898 | 0 | 8.6271e-10 | 14.8108
Residential | Single Family | Turnover | Solar Pool Heater | 1.0452 | 0.6742 | 17934.1095 | 0 | 0 | 10130.719
Residential | Multi-Family | Turnover | Solar Pool Heater | 1.0452 | 0.6742 | 17934.1095 | 0 | 0 | 10130.719
Residential | Manufactured Home | Turnover | Solar Pool Heater | 1.0452 | 0.6742 | 17934.1095 | 0 | 0 | 10130.719
Residential | Single Family | New | Solar Pool Heater | 1.0452 | 0.6742 | 17934.1095 | 0 | 0 | 10130.719
Residential | Multi-Family | New | Solar Pool Heater | 1.0452 | 0.6742 | 17934.1095 | 0 | 0 | 10130.719
Residential | Manufactured Home | New | Solar Pool Heater | 1.0452 | 0.6742 | 17934.1095 | 0 | 0 | 10130.719
Residential | Single Family | Turnover | Heat Pump Pool Heater | 3.7226 | 0.6742 | 25350.5939 | 0 | 0 | 9411.7647
Residential | Multi-Family | Turnover | Heat Pump Pool Heater | 3.7226 | 0.6742 | 25350.5939 | 0 | 0 | 9411.7647
Residential | Manufactured Home | Turnover | Heat Pump Pool Heater | 3.7226 | 0.6742 | 25350.5939 | 0 | 0 | 9411.7647
Residential | Single Family | New | Heat Pump Pool Heater | 3.7226 | 0.6742 | 25350.5939 | 0 | 0 | 9411.7647
Residential | Multi-Family | New | Heat Pump Pool Heater | 3.7226 | 0.6742 | 25350.5939 | 0 | 0 | 9411.7647
Residential | Manufactured Home | New | Heat Pump Pool Heater | 3.7226 | 0.6742 | 25350.5939 | 0 | 0 | 9411.7647
Residential | Single Family | Turnover | Energy Star Imaging Equipment | #DIV/0! | 0.66383 | 111.3886 | 0.011573 | 0.0067571 | 127.645
Residential | Multi-Family | Turnover | Energy Star Imaging Equipment | #DIV/0! | 0.66383 | 111.3886 | 0.011573 | 0.0067571 | 127.645
Residential | Manufactured Home | Turnover | Energy Star Imaging Equipment | #DIV/0! | 0.66383 | 111.3886 | 0.011573 | 0.0067571 | 127.645
Residential | Single Family | New | Energy Star Imaging Equipment | #DIV/0! | 0.66383 | 111.3886 | 0.011573 | 0.0067571 | 127.645
Residential | Multi-Family | New | Energy Star Imaging Equipment | #DIV/0! | 0.66383 | 111.3886 | 0.011573 | 0.0067571 | 127.645
Residential | Manufactured Home | New | Energy Star Imaging Equipment | #DIV/0! | 0.66383 | 111.3886 | 0.011573 | 0.0067571 | 127.645
Residential | Single Family | Turnover | LED - 9W Flood (Exterior) | 3.7663 | 0.5948 | 98.3511 | 0 | 0 | 53.144
Residential | Multi-Family | Turnover | LED - 9W Flood (Exterior) | 3.7663 | 0.5948 | 98.3511 | 0 | 0 | 53.144
Residential | Manufactured Home | Turnover | LED - 9W Flood (Exterior) | 3.7663 | 0.5948 | 98.3511 | 0 | 0 | 53.144
Residential | Single Family | New | LED - 9W Flood (Exterior) | 3.7663 | 0.5948 | 98.3511 | 0 | 0 | 53.144
Residential | Multi-Family | New | LED - 9W Flood (Exterior) | 3.7663 | 0.5948 | 98.3511 | 0 | 0 | 53.144
Residential | Manufactured Home | New | LED - 9W Flood (Exterior) | 3.7663 | 0.5948 | 98.3511 | 0 | 0 | 53.144
Residential | Single Family | Turnover | CFL - 15W Flood (Exterior) | 2.0283 | 0.56451 | 62.1963 | 0 | 0 | 47.45
Residential | Multi-Family | Turnover | CFL - 15W Flood (Exterior) | 2.0283 | 0.56451 | 62.1963 | 0 | 0 | 47.45
Residential | Manufactured Home | Turnover | CFL - 15W Flood (Exterior) | 2.0283 | 0.56451 | 62.1963 | 0 | 0 | 47.45
Residential | Single Family | New | CFL - 15W Flood (Exterior) | 2.0283 | 0.56451 | 62.1963 | 0 | 0 | 47.45
Residential | Multi-Family | New | CFL - 15W Flood (Exterior) | 2.0283 | 0.56451 | 62.1963 | 0 | 0 | 47.45
Residential | Manufactured Home | New | CFL - 15W Flood (Exterior) | 2.0283 | 0.56451 | 62.1963 | 0 | 0 | 47.45
Residential | Single Family | Turnover | CFL - 15W Flood | 0.26134 | 0.72494 | -6.9499 | 0.00041875 | 0.00043966 | 4.7606
Residential | Multi-Family | Turnover | CFL - 15W Flood | 0.26134 | 0.72494 | -6.9499 | 0.00041875 | 0.00043966 | 4.7606
Residential | Manufactured Home | Turnover | CFL - 15W Flood | 0.26134 | 0.72494 | -6.9499 | 0.00041875 | 0.00043966 | 4.7606
Residential | Single Family | New | CFL - 15W Flood | 0.26134 | 0.72494 | -6.9499 | 0.00041875 | 0.00043966 | 4.7606
Residential | Multi-Family | New | CFL - 15W Flood | 0.26134 | 0.72494 | -6.9499 | 0.00041875 | 0.00043966 | 4.7606
Residential | Manufactured Home | New | CFL - 15W Flood | 0.26134 | 0.72494 | -6.9499 | 0.00041875 | 0.00043966 | 4.7606
Residential | Manufactured Home | Existing | Air Sealing-Infiltration Control | 0.82477 | 1.2518 | -22.4366 | 0.13851 | 0.31897 | 582.57
Residential | Manufactured Home | Existing | Home Energy Management System | 0.57578 | 0.87367 | -29.3984 | 0.11854 | 0.064389 | 774.5016
Residential | Manufactured Home | New | Home Energy Management System | 0.57727 | 0.87592 | -29.3984 | 0.11803 | 0.074515 | 774.5016
Residential | Single Family | Turnover | Energy Star Bathroom Ventilating Fan | 0.12962 | 0.70977 | -33.0188 | 0.00020675 | 0.00082699 | 5.9063
Residential | Multi-Family | Turnover | Energy Star Bathroom Ventilating Fan | 0.12962 | 0.70977 | -33.0188 | 0.00020675 | 0.00082699 | 5.9063
Residential | Manufactured Home | Turnover | Energy Star Bathroom Ventilating Fan | 0.12962 | 0.70977 | -33.0188 | 0.00020675 | 0.00082699 | 5.9063
Residential | Single Family | New | Energy Star Bathroom Ventilating Fan | 0.12962 | 0.70977 | -33.0188 | 0.00020675 | 0.00082699 | 5.9063
Residential | Multi-Family | New | Energy Star Bathroom Ventilating Fan | 0.12962 | 0.70977 | -33.0188 | 0.00020675 | 0.00082699 | 5.9063
Residential | Manufactured Home | New | Energy Star Bathroom Ventilating Fan | 0.12962 | 0.70977 | -33.0188 | 0.00020675 | 0.00082699 | 5.9063
Residential | Single Family | Turnover | Energy Star Personal Computer | 0.32477 | 0.71958 | -39.4905 | 0.018954 | 0.0040635 | 119.5512
Residential | Multi-Family | Turnover | Energy Star Personal Computer | 0.32477 | 0.71958 | -39.4905 | 0.018954 | 0.0040635 | 119.5512
Residential | Manufactured Home | Turnover | Energy Star Personal Computer | 0.32477 | 0.71958 | -39.4905 | 0.018954 | 0.0040635 | 119.5512
Residential | Single Family | New | Energy Star Personal Computer | 0.32477 | 0.71958 | -39.4905 | 0.018954 | 0.0040635 | 119.5512
Residential | Multi-Family | New | Energy Star Personal Computer | 0.32477 | 0.71958 | -39.4905 | 0.018954 | 0.0040635 | 119.5512
Residential | Manufactured Home | New | Energy Star Personal Computer | 0.32477 | 0.71958 | -39.4905 | 0.018954 | 0.0040635 | 119.5512
Residential | Single Family | Turnover | Energy Star Refrigerator | 0.46181 | 0.83724 | -72.6242 | 0.013935 | 0.0046429 | 133.5
Residential | Multi-Family | Turnover | Energy Star Refrigerator | 0.46181 | 0.83724 | -72.6242 | 0.013935 | 0.0046429 | 133.5
Residential | Manufactured Home | Turnover | Energy Star Refrigerator | 0.46181 | 0.83724 | -72.6242 | 0.013935 | 0.0046429 | 133.5
Residential | Single Family | New | Energy Star Refrigerator | 0.46181 | 0.83724 | -72.6242 | 0.013935 | 0.0046429 | 133.5
Residential | Multi-Family | New | Energy Star Refrigerator | 0.46181 | 0.83724 | -72.6242 | 0.013935 | 0.0046429 | 133.5
Residential | Manufactured Home | New | Energy Star Refrigerator | 0.46181 | 0.83724 | -72.6242 | 0.013935 | 0.0046429 | 133.5
Residential | Single Family | Existing | Exterior Lighting Controls | 0.24204 | 0.5948 | -77.8311 | 0 | 0 | 56.94
Residential | Multi-Family | Existing | Exterior Lighting Controls | 0.24204 | 0.5948 | -77.8311 | 0 | 0 | 56.94
Residential | Manufactured Home | Existing | Exterior Lighting Controls | 0.24204 | 0.5948 | -77.8311 | 0 | 0 | 56.94
Residential | Single Family | New | Exterior Lighting Controls | 0.24204 | 0.5948 | -77.8311 | 0 | 0 | 56.94
Residential | Multi-Family | New | Exterior Lighting Controls | 0.24204 | 0.5948 | -77.8311 | 0 | 0 | 56.94
Residential | Manufactured Home | New | Exterior Lighting Controls | 0.24204 | 0.5948 | -77.8311 | 0 | 0 | 56.94
Residential | Single Family | Turnover | Energy Star Ceiling Fan | 0.22994 | 0.74106 | -85.8093 | 0 | 2.4186e-06 | 21.4818
Residential | Multi-Family | Turnover | Energy Star Ceiling Fan | 0.22994 | 0.74106 | -85.8093 | 0 | 2.4186e-06 | 21.4818
Residential | Manufactured Home | Turnover | Energy Star Ceiling Fan | 0.22994 | 0.74106 | -85.8093 | 0 | 2.4186e-06 | 21.4818
Residential | Single Family | New | Energy Star Ceiling Fan | 0.22996 | 0.7411 | -85.8093 | 0 | 4.4863e-06 | 21.4818
Residential | Multi-Family | New | Energy Star Ceiling Fan | 0.22996 | 0.7411 | -85.8093 | 0 | 4.4863e-06 | 21.4818
Residential | Manufactured Home | New | Energy Star Ceiling Fan | 0.22996 | 0.7411 | -85.8093 | 0 | 4.4863e-06 | 21.4818
Residential | Multi-Family | New | Smart Thermostat | 1.0772 | 2.0175 | -100.2514 | 0.15516 | 0 | 172.12
Residential | Single Family | Existing | Heat Trap | 0.33895 | 0.82607 | -171.4224 | 0.011535 | 0.02483 | 128.0645
Residential | Single Family | New | Heat Trap | 0.33895 | 0.82607 | -171.4224 | 0.011535 | 0.02483 | 128.0645
Residential | Single Family | Existing | Interior Lighting Controls | 0.1341 | 0.79139 | -178.8901 | 0.0049193 | 0.0037144 | 36.2714
Residential | Multi-Family | Existing | Interior Lighting Controls | 0.1341 | 0.79139 | -178.8901 | 0.0049193 | 0.0037144 | 36.2714
Residential | Manufactured Home | Existing | Interior Lighting Controls | 0.1341 | 0.79139 | -178.8901 | 0.0049193 | 0.0037144 | 36.2714
Residential | Single Family | New | Interior Lighting Controls | 0.1341 | 0.79139 | -178.8901 | 0.0049193 | 0.0037144 | 36.2714
Residential | Multi-Family | New | Interior Lighting Controls | 0.1341 | 0.79139 | -178.8901 | 0.0049193 | 0.0037144 | 36.2714
Residential | Manufactured Home | New | Interior Lighting Controls | 0.1341 | 0.79139 | -178.8901 | 0.0049193 | 0.0037144 | 36.2714
Residential | Single Family | Turnover | Energy Star Freezer | 0.25065 | 0.83974 | -186.6403 | 0.0085251 | 0.0058997 | 65.6
Residential | Multi-Family | Turnover | Energy Star Freezer | 0.25065 | 0.83974 | -186.6403 | 0.0085251 | 0.0058997 | 65.6
Residential | Manufactured Home | Turnover | Energy Star Freezer | 0.25065 | 0.83974 | -186.6403 | 0.0085251 | 0.0058997 | 65.6
Residential | Single Family | New | Energy Star Freezer | 0.25065 | 0.83974 | -186.6403 | 0.0085251 | 0.0058997 | 65.6
Residential | Multi-Family | New | Energy Star Freezer | 0.25065 | 0.83974 | -186.6403 | 0.0085251 | 0.0058997 | 65.6
Residential | Manufactured Home | New | Energy Star Freezer | 0.25065 | 0.83974 | -186.6403 | 0.0085251 | 0.0058997 | 65.6
Residential | Single Family | Existing | Home Energy Management System | 0.51826 | 0.87344 | -205.8568 | 0.10672 | 0.057972 | 697.3117
Residential | Single Family | New | Home Energy Management System | 0.51972 | 0.8759 | -205.8568 | 0.10627 | 0.067088 | 697.3117
Residential | Multi-Family | Existing | Heat Trap | 0.26604 | 0.82485 | -228.1797 | 0.0090672 | 0.019518 | 100.6672
Residential | Multi-Family | New | Heat Trap | 0.26604 | 0.82485 | -228.1797 | 0.0090672 | 0.019518 | 100.6672
Residential | Manufactured Home | Existing | Heat Trap | 0.26422 | 0.82577 | -229.8422 | 0.0089949 | 0.019362 | 99.8647
Residential | Manufactured Home | New | Heat Trap | 0.26422 | 0.82577 | -229.8422 | 0.0089949 | 0.019362 | 99.8647
Residential | Single Family | Existing | Water Heater Blanket | 0.30971 | 0.7737 | -263.3428 | 0.023774 | 0.051176 | 263.9459
Residential | Multi-Family | Existing | Water Heater Blanket | 0.30971 | 0.7737 | -263.3428 | 0.023774 | 0.051176 | 263.9459
Residential | Manufactured Home | Existing | Water Heater Blanket | 0.30971 | 0.7737 | -263.3428 | 0.023774 | 0.051176 | 263.9459
Residential | Single Family | New | Water Heater Blanket | 0.29615 | 0.77336 | -279.1651 | 0.022742 | 0.048955 | 252.4943
Residential | Multi-Family | New | Water Heater Blanket | 0.29615 | 0.77336 | -279.1651 | 0.022742 | 0.048955 | 252.4943
Residential | Manufactured Home | New | Water Heater Blanket | 0.29615 | 0.77336 | -279.1651 | 0.022742 | 0.048955 | 252.4943
Residential | Single Family | Existing | Heat Pump Tune Up | 0.093135 | 0.8474 | -288.7308 | 0.11566 | 0.12779 | 330.8595
Residential | Multi-Family | Existing | Ceiling Insulation(R12 to R38) | 0.83073 | 1.5081 | -289.2191 | 0.17642 | 0.24653 | 522
Residential | Multi-Family | New | Ceiling Insulation(R12 to R38) | 0.83073 | 1.5081 | -289.2191 | 0.17642 | 0.24653 | 522
Residential | Manufactured Home | Existing | Heat Pump Tune Up | 0.10093 | 0.93879 | -289.8957 | 0.076952 | 0.17721 | 323.65
Residential | Single Family | Turnover | Energy Star TV | 0.073525 | 0.8528 | -305.6416 | 0.0076643 | 0.0045849 | 38.325
Residential | Multi-Family | Turnover | Energy Star TV | 0.073525 | 0.8528 | -305.6416 | 0.0076643 | 0.0045849 | 38.325
Residential | Manufactured Home | Turnover | Energy Star TV | 0.073525 | 0.8528 | -305.6416 | 0.0076643 | 0.0045849 | 38.325
Residential | Single Family | New | Energy Star TV | 0.073525 | 0.8528 | -305.6416 | 0.0076643 | 0.0045849 | 38.325
Residential | Multi-Family | New | Energy Star TV | 0.073525 | 0.8528 | -305.6416 | 0.0076643 | 0.0045849 | 38.325
Residential | Manufactured Home | New | Energy Star TV | 0.073525 | 0.8528 | -305.6416 | 0.0076643 | 0.0045849 | 38.325
Residential | Multi-Family | Existing | Heat Pump Tune Up | 0.065776 | 0.92033 | -307.4261 | 0.056024 | 0.11078 | 215.15
Residential | Single Family | Existing | Central AC Tune Up | 0.064302 | 1.0332 | -311.9175 | 0.11566 | 0 | 187.352
Residential | Manufactured Home | Existing | Central AC Tune Up | 0.042781 | 1.0332 | -322.0483 | 0.076952 | 0 | 124.65
Residential | Multi-Family | Existing | Central AC Tune Up | 0.031147 | 1.0332 | -327.5255 | 0.056024 | 0 | 90.75
Residential | Single Family | New | Central AC Tune Up | 0 | #DIV/0! | -342.1881 | 0 | 0 | 0
Residential | Multi-Family | New | Central AC Tune Up | 0 | #DIV/0! | -342.1881 | 0 | 0 | 0
Residential | Manufactured Home | New | Central AC Tune Up | 0 | #DIV/0! | -342.1881 | 0 | 0 | 0
Residential | Single Family | New | Heat Pump Tune Up | 0 | #DIV/0! | -342.1881 | 0 | 0 | 0
Residential | Multi-Family | New | Heat Pump Tune Up | 0 | #DIV/0! | -342.1881 | 0 | 0 | 0
Residential | Manufactured Home | New | Heat Pump Tune Up | 0 | #DIV/0! | -342.1881 | 0 | 0 | 0
Residential | Manufactured Home | Existing | Water Heater Timeclock | 0.12048 | 0.55374 | -366.8754 | 0 | 0 | 122.45
Residential | Manufactured Home | New | Water Heater Timeclock | 0.12048 | 0.55374 | -366.8754 | 0 | 0 | 122.45
Residential | Single Family | Existing | Programmable Thermostat | 0.4498 | 1.6887 | -394.2841 | 0.078623 | 0 | 113.8157
Residential | Multi-Family | Existing | Air Sealing-Infiltration Control | 0.58049 | 1.2563 | -398.3465 | 0.10084 | 0.1994 | 387.27
Residential | Manufactured Home | Existing | Programmable Thermostat | 0.44013 | 1.6892 | -399.9537 | 0.07691 | 0 | 111.3356
Residential | Single Family | Existing | Water Heater Timeclock | 0.094994 | 0.55374 | -402.6606 | 0 | 0 | 96.55
Residential | Single Family | New | Water Heater Timeclock | 0.094994 | 0.55374 | -402.6606 | 0 | 0 | 96.55
Residential | Single Family | Existing | Smart Thermostat | 0.66802 | 1.6886 | -419.6879 | 0.18285 | 0 | 264.6876
Residential | Multi-Family | Existing | Water Heater Timeclock | 0.081367 | 0.55374 | -421.7967 | 0 | 0 | 82.7
Residential | Multi-Family | New | Water Heater Timeclock | 0.081367 | 0.55374 | -421.7967 | 0 | 0 | 82.7
Residential | Manufactured Home | Existing | Smart Thermostat | 0.65364 | 1.6891 | -432.8728 | 0.17886 | 0 | 258.92
Residential | Single Family | Existing | Energy Star Door | 0.48375 | 1.3389 | -433.1695 | 0.019521 | 0.079089 | 136.1115
Residential | Multi-Family | Existing | Energy Star Door | 0.48375 | 1.3389 | -433.1695 | 0.019521 | 0.079089 | 136.1115
Residential | Manufactured Home | Existing | Energy Star Door | 0.48375 | 1.3389 | -433.1695 | 0.019521 | 0.079089 | 136.1115
Residential | Single Family | Turnover | Energy Star Audio-Video Equipment | 0.051512 | 0.53212 | -434.2383 | 0 | 0 | 80.2955
Residential | Multi-Family | Turnover | Energy Star Audio-Video Equipment | 0.051512 | 0.53212 | -434.2383 | 0 | 0 | 80.2955
Residential | Manufactured Home | Turnover | Energy Star Audio-Video Equipment | 0.051512 | 0.53212 | -434.2383 | 0 | 0 | 80.2955
Residential | Single Family | New | Energy Star Audio-Video Equipment | 0.051512 | 0.53212 | -434.2383 | 0 | 0 | 80.2955
Residential | Multi-Family | New | Energy Star Audio-Video Equipment | 0.051512 | 0.53212 | -434.2383 | 0 | 0 | 80.2955
Residential | Manufactured Home | New | Energy Star Audio-Video Equipment | 0.051512 | 0.53212 | -434.2383 | 0 | 0 | 80.2955
Residential | Manufactured Home | Existing | Ceiling Insulation(R12 to R38) | 0.78016 | 1.508 | -454.3776 | 0.1748 | 0.24426 | 517.2
Residential | Manufactured Home | New | Ceiling Insulation(R12 to R38) | 0.78016 | 1.508 | -454.3776 | 0.1748 | 0.24426 | 517.2
Residential | Single Family | New | Energy Star Windows | 0.37325 | 0.92165 | -465.9798 | 0 | 0.039997 | 197.5438
Residential | Multi-Family | New | Energy Star Windows | 0.37325 | 0.92165 | -465.9798 | 0 | 0.039997 | 197.5438
Residential | Manufactured Home | New | Energy Star Windows | 0.37325 | 0.92165 | -465.9798 | 0 | 0.039997 | 197.5438
Residential | Multi-Family | Existing | Programmable Thermostat | 0.29251 | 1.6888 | -485.2775 | 0.051127 | 0 | 74.0116
Residential | Single Family | Turnover | 15 SEER Air Source Heat Pump | 0.52565 | 1.1896 | -570.6055 | 0.1045 | 0.11103 | 393.6521
Residential | Manufactured Home | Turnover | 15 SEER Air Source Heat Pump | 0.52565 | 1.1896 | -570.6055 | 0.1045 | 0.11103 | 393.6521
Residential | Single Family | New | 15 SEER Air Source Heat Pump | 0.52565 | 1.1896 | -570.6055 | 0.1045 | 0.11103 | 393.6521
Residential | Manufactured Home | New | 15 SEER Air Source Heat Pump | 0.52565 | 1.1896 | -570.6055 | 0.1045 | 0.11103 | 393.6521
Residential | Single Family | Turnover | Energy Star Clothes Dryer | 0.21195 | 0.883 | -597.6198 | 0.022953 | 0.013331 | 145.9522
Residential | Multi-Family | Turnover | Energy Star Clothes Dryer | 0.21195 | 0.883 | -597.6198 | 0.022953 | 0.013331 | 145.9522
Residential | Manufactured Home | Turnover | Energy Star Clothes Dryer | 0.21195 | 0.883 | -597.6198 | 0.022953 | 0.013331 | 145.9522
Residential | Single Family | New | Energy Star Clothes Dryer | 0.21195 | 0.883 | -597.6198 | 0.022953 | 0.013331 | 145.9522
Residential | Multi-Family | New | Energy Star Clothes Dryer | 0.21195 | 0.883 | -597.6198 | 0.022953 | 0.013331 | 145.9522
Residential | Manufactured Home | New | Energy Star Clothes Dryer | 0.21195 | 0.883 | -597.6198 | 0.022953 | 0.013331 | 145.9522
Residential | Single Family | Turnover | 15 SEER Central AC | 0.61484 | 1.6753 | -606.0573 | 0.15798 | 0 | 255.9017
Residential | Manufactured Home | Turnover | 15 SEER Central AC | 0.61484 | 1.6753 | -606.0573 | 0.15798 | 0 | 255.9017
Residential | Single Family | New | 15 SEER Central AC | 0.61484 | 1.6753 | -606.0573 | 0.15798 | 0 | 255.9017
Residential | Manufactured Home | New | 15 SEER Central AC | 0.61484 | 1.6753 | -606.0573 | 0.15798 | 0 | 255.9017
Residential | Single Family | New | Energy Star Door | 0.34362 | 1.3401 | -609.2901 | 0.013854 | 0.056128 | 96.5953
Residential | Multi-Family | New | Energy Star Door | 0.34362 | 1.3401 | -609.2901 | 0.013854 | 0.056128 | 96.5953
Residential | Manufactured Home | New | Energy Star Door | 0.34362 | 1.3401 | -609.2901 | 0.013854 | 0.056128 | 96.5953
Residential | Multi-Family | Existing | Smart Thermostat | 0.4346 | 1.6894 | -631.3004 | 0.1189 | 0 | 172.12
Residential | Multi-Family | Existing | Home Energy Management System | 0.37339 | 0.87337 | -651.3674 | 0.076897 | 0.04177 | 502.428
Residential | Multi-Family | New | Home Energy Management System | 0.37458 | 0.87615 | -651.3674 | 0.076568 | 0.048338 | 502.428
Residential | Single Family | Existing | Storm Door | 0.35976 | 1.3699 | -708.792 | 0.019659 | 0.068006 | 117.0852
Residential | Multi-Family | Existing | Storm Door | 0.35976 | 1.3699 | -708.792 | 0.019659 | 0.068006 | 117.0852
Residential | Manufactured Home | Existing | Storm Door | 0.35976 | 1.3699 | -708.792 | 0.019659 | 0.068006 | 117.0852
Residential | Multi-Family | Turnover | 15 SEER Central AC | 0.45791 | 1.6748 | -720.6953 | 0.10532 | 0 | 170.6011
Residential | Multi-Family | New | 15 SEER Central AC | 0.45791 | 1.6748 | -720.6953 | 0.10532 | 0 | 170.6011
Residential | Single Family | Turnover | Heat Pump Water Heater | 0.45431 | 0.83712 | -739.3553 | 0.09812 | 0.36651 | 1459.2984
Residential | Single Family | New | Heat Pump Water Heater | 0.45431 | 0.83712 | -739.3553 | 0.09812 | 0.36651 | 1459.2984
Residential | Single Family | Existing | Ceiling Insulation(R19 to R38) | 0.66487 | 1.5259 | -799.9891 | 0.14644 | 0.20845 | 426
Residential | Single Family | New | Ceiling Insulation(R19 to R38) | 0.66487 | 1.5259 | -799.9891 | 0.14644 | 0.20845 | 426
Residential | Single Family | Existing | Air Sealing-Infiltration Control | 0.53707 | 1.2739 | -802.1611 | 0.20819 | 0.23002 | 595.5471
Residential | Multi-Family | Turnover | 15 SEER Air Source Heat Pump | 0.3717 | 1.1899 | -870.3495 | 0.069666 | 0.074019 | 262.4347
Residential | Multi-Family | New | 15 SEER Air Source Heat Pump | 0.3717 | 1.1899 | -870.3495 | 0.069666 | 0.074019 | 262.4347
Residential | Single Family | New | Storm Door | 0.23845 | 1.3705 | -884.9127 | 0.013024 | 0.045054 | 77.5689
Residential | Multi-Family | New | Storm Door | 0.23845 | 1.3705 | -884.9127 | 0.013024 | 0.045054 | 77.5689
Residential | Manufactured Home | New | Storm Door | 0.23845 | 1.3705 | -884.9127 | 0.013024 | 0.045054 | 77.5689
Residential | Manufactured Home | Existing | Wall Insulation | 0.70246 | 1.3975 | -888.5462 | 0.10063 | 0.61978 | 859
Residential | Single Family | Existing | HVAC ECM Motor | 0.099642 | 1.1193 | -926.7509 | 0.0082352 | 0.016593 | 48.0178
Residential | Multi-Family | Existing | HVAC ECM Motor | 0.099642 | 1.1193 | -926.7509 | 0.0082352 | 0.016593 | 48.0178
Residential | Manufactured Home | Existing | HVAC ECM Motor | 0.099642 | 1.1193 | -926.7509 | 0.0082352 | 0.016593 | 48.0178
Residential | Single Family | New | HVAC ECM Motor | 0.099642 | 1.1193 | -926.7509 | 0.0082352 | 0.016593 | 48.0178
Residential | Multi-Family | New | HVAC ECM Motor | 0.099642 | 1.1193 | -926.7509 | 0.0082352 | 0.016593 | 48.0178
Residential | Manufactured Home | New | HVAC ECM Motor | 0.099642 | 1.1193 | -926.7509 | 0.0082352 | 0.016593 | 48.0178
Residential | Single Family | New | Duct Repair | 0 | #DIV/0! | -1028.5123 | 0 | 0 | 0
Residential | Multi-Family | New | Duct Repair | 0 | #DIV/0! | -1028.5123 | 0 | 0 | 0
Residential | Manufactured Home | New | Duct Repair | 0 | #DIV/0! | -1028.5123 | 0 | 0 | 0
Residential | Multi-Family | Existing | Ceiling Insulation(R19 to R38) | 0.49807 | 1.5263 | -1060.4468 | 0.091093 | 0.12967 | 265
Residential | Multi-Family | New | Ceiling Insulation(R19 to R38) | 0.49807 | 1.5263 | -1060.4468 | 0.091093 | 0.12967 | 265
Residential | Manufactured Home | Existing | Ceiling Insulation(R19 to R38) | 0.45312 | 1.5259 | -1230.8441 | 0.087453 | 0.12449 | 254.41
Residential | Manufactured Home | New | Ceiling Insulation(R19 to R38) | 0.45312 | 1.5259 | -1230.8441 | 0.087453 | 0.12449 | 254.41
Residential | Single Family | Turnover | 16 SEER Central AC | 0.58909 | 1.6752 | -1249.9612 | 0.29621 | 0 | 479.8157
Residential | Manufactured Home | Turnover | 16 SEER Central AC | 0.58909 | 1.6752 | -1249.9612 | 0.29621 | 0 | 479.8157
Residential | Single Family | New | 16 SEER Central AC | 0.58909 | 1.6752 | -1249.9612 | 0.29621 | 0 | 479.8157
Residential | Manufactured Home | New | 16 SEER Central AC | 0.58909 | 1.6752 | -1249.9612 | 0.29621 | 0 | 479.8157
Residential | Multi-Family | New | Air Sealing-Infiltration Control | 0 | #DIV/0! | -1283.6581 | 0 | 0 | 0
Residential | Multi-Family | Existing | Ceiling Insulation(R30 to R38) | 0.19197 | 1.5333 | -1319.2327 | 0.025689 | 0.03755 | 75
Residential | Multi-Family | New | Ceiling Insulation(R30 to R38) | 0.19197 | 1.5333 | -1319.2327 | 0.025689 | 0.03755 | 75
Residential | Manufactured Home | New | Air Sealing-Infiltration Control | 0 | #DIV/0! | -1354.2103 | 0 | 0 | 0
Residential | Multi-Family | Turnover | Heat Pump Water Heater | 0.35714 | 0.83716 | -1386.1053 | 0.077129 | 0.2881 | 1147.105
Residential | Multi-Family | New | Heat Pump Water Heater | 0.35714 | 0.83716 | -1386.1053 | 0.077129 | 0.2881 | 1147.105
Residential | Manufactured Home | Turnover | Heat Pump Water Heater | 0.3543 | 0.83719 | -1405.0497 | 0.076514 | 0.2858 | 1137.9603
Residential | Manufactured Home | New | Heat Pump Water Heater | 0.3543 | 0.83719 | -1405.0497 | 0.076514 | 0.2858 | 1137.9603
Residential | Manufactured Home | Existing | Ceiling Insulation(R30 to R38) | 0.17377 | 1.5316 | -1424.8199 | 0.024558 | 0.035898 | 71.7
Residential | Manufactured Home | New | Ceiling Insulation(R30 to R38) | 0.17377 | 1.5316 | -1424.8199 | 0.024558 | 0.035898 | 71.7
Residential | Single Family | Existing | Ceiling Insulation(R30 to R38) | 0.26117 | 1.5313 | -1442.4923 | 0.042129 | 0.061582 | 123
Residential | Single Family | New | Ceiling Insulation(R30 to R38) | 0.26117 | 1.5313 | -1442.4923 | 0.042129 | 0.061582 | 123
Residential | Multi-Family | Turnover | 16 SEER Central AC | 0.43939 | 1.6755 | -1450.4148 | 0.19747 | 0 | 319.8771
Residential | Multi-Family | New | 16 SEER Central AC | 0.43939 | 1.6755 | -1450.4148 | 0.19747 | 0 | 319.8771
Residential | Single Family | Existing | Solar Attic Fan | 0.25618 | 1.2314 | -1463.9396 | 0.077312 | 0 | 224.8224
Residential | Single Family | New | Solar Attic Fan | 0.25618 | 1.2314 | -1463.9396 | 0.077312 | 0 | 224.8224
Residential | Multi-Family | Existing | ENERGY STAR Certified Home | 0.79613 | 1.4071 | -1527.5735 | 1.3343 | 0.40467 | 3624.3
Residential | Multi-Family | New | ENERGY STAR Certified Home | 0.79613 | 1.4071 | -1527.5735 | 1.3343 | 0.40467 | 3624.3
Residential | Manufactured Home | Existing | Radiant Barrier | 0.61014 | 1.5211 | -1569.4315 | 0.22259 | 0.31145 | 647.3
Residential | Manufactured Home | New | Radiant Barrier | 0.61014 | 1.5211 | -1569.4315 | 0.22259 | 0.31145 | 647.3
Residential | Manufactured Home | Existing | Solar Attic Fan | 0.17045 | 1.2315 | -1693.7227 | 0.051438 | 0 | 149.58
Residential | Manufactured Home | New | Solar Attic Fan | 0.17045 | 1.2315 | -1693.7227 | 0.051438 | 0 | 149.58
Residential | Multi-Family | Existing | Solar Attic Fan | 0.12406 | 1.2311 | -1817.9555 | 0.037449 | 0 | 108.9
Residential | Multi-Family | New | Solar Attic Fan | 0.12406 | 1.2311 | -1817.9555 | 0.037449 | 0 | 108.9
Residential | Single Family | Existing | Wall Insulation | 0.61089 | 1.4028 | -2094.1568 | 0.15001 | 0.77472 | 1113
Residential | Single Family | Existing | ENERGY STAR Certified Home | 0.81008 | 1.4071 | -2097.6369 | 2.2884 | 0.69402 | 6215.787
Residential | Single Family | New | ENERGY STAR Certified Home | 0.81008 | 1.4071 | -2097.6369 | 2.2884 | 0.69402 | 6215.787
Residential | Manufactured Home | New | Drain Water Heat Recovery | 0.18003 | 0.91548 | -2128.218 | 0.027132 | 0.058404 | 301.227
Residential | Single Family | New | Air Sealing-Infiltration Control | 0 | #DIV/0! | -2163.6009 | 0 | 0 | 0
Residential | Single Family | Turnover | High Efficiency Convection Oven | 0.059544 | 1.0406 | -2230.4609 | 0.020919 | 0.0068781 | 84.3
Residential | Multi-Family | Turnover | High Efficiency Convection Oven | 0.059544 | 1.0406 | -2230.4609 | 0.020919 | 0.0068781 | 84.3
Residential | Manufactured Home | Turnover | High Efficiency Convection Oven | 0.059544 | 1.0406 | -2230.4609 | 0.020919 | 0.0068781 | 84.3
Residential | Single Family | New | High Efficiency Convection Oven | 0.059544 | 1.0406 | -2230.4609 | 0.020919 | 0.0068781 | 84.3
Residential | Multi-Family | New | High Efficiency Convection Oven | 0.059544 | 1.0406 | -2230.4609 | 0.020919 | 0.0068781 | 84.3
Residential | Manufactured Home | New | High Efficiency Convection Oven | 0.059544 | 1.0406 | -2230.4609 | 0.020919 | 0.0068781 | 84.3
Residential | Multi-Family | Existing | Window Sun Protection | 0.11981 | 2.729 | -2281.3432 | 0.11514 | -0.052699 | 76.5518
Residential | Multi-Family | New | Window Sun Protection | 0.11981 | 2.729 | -2281.3432 | 0.11514 | -0.052699 | 76.5518
Residential | Single Family | New | Drain Water Heat Recovery | 0.14197 | 0.91557 | -2322.7945 | 0.021393 | 0.046051 | 237.513
Residential | Single Family | Existing | Radiant Barrier | 0.52555 | 1.5212 | -2337.5943 | 0.22755 | 0.31839 | 661.719
Residential | Single Family | New | Radiant Barrier | 0.52555 | 1.5212 | -2337.5943 | 0.22755 | 0.31839 | 661.719
Residential | Multi-Family | Existing | Radiant Barrier | 0.41825 | 1.5212 | -2401.9407 | 0.14797 | 0.20704 | 430.3
Residential | Multi-Family | New | Radiant Barrier | 0.41825 | 1.5212 | -2401.9407 | 0.14797 | 0.20704 | 430.3
Residential | Multi-Family | New | Drain Water Heat Recovery | 0.12154 | 0.91513 | -2426.844 | 0.018324 | 0.039445 | 203.442
Residential | Manufactured Home | Existing | Window Sun Protection | 0.090852 | 2.729 | -2447.1637 | 0.092115 | -0.042159 | 61.2414
Residential | Manufactured Home | New | Window Sun Protection | 0.090852 | 2.729 | -2447.1637 | 0.092115 | -0.042159 | 61.2414
Residential | Multi-Family | Turnover | 16 SEER Air Source Heat Pump | 0.3039 | 1.1896 | -2610.3763 | 0.14631 | 0.15545 | 551.1617
Residential | Multi-Family | New | 16 SEER Air Source Heat Pump | 0.3039 | 1.1896 | -2610.3763 | 0.14631 | 0.15545 | 551.1617
Residential | Single Family | Turnover | Heat Pump Clothes Dryer | 0.10127 | 0.89956 | -2640.9984 | 0.033979 | 0.019735 | 216.0685
Residential | Multi-Family | Turnover | Heat Pump Clothes Dryer | 0.10127 | 0.89956 | -2640.9984 | 0.033979 | 0.019735 | 216.0685
Residential | Manufactured Home | Turnover | Heat Pump Clothes Dryer | 0.10127 | 0.89956 | -2640.9984 | 0.033979 | 0.019735 | 216.0685
Residential | Single Family | New | Heat Pump Clothes Dryer | 0.10127 | 0.89956 | -2640.9984 | 0.033979 | 0.019735 | 216.0685
Residential | Multi-Family | New | Heat Pump Clothes Dryer | 0.10127 | 0.89956 | -2640.9984 | 0.033979 | 0.019735 | 216.0685
Residential | Manufactured Home | New | Heat Pump Clothes Dryer | 0.10127 | 0.89956 | -2640.9984 | 0.033979 | 0.019735 | 216.0685
Residential | Single Family | Turnover | 16 SEER Air Source Heat Pump | 0.37789 | 1.1898 | -2655.1694 | 0.21947 | 0.23318 | 826.7425
Residential | Manufactured Home | Turnover | 16 SEER Air Source Heat Pump | 0.37789 | 1.1898 | -2655.1694 | 0.21947 | 0.23318 | 826.7425
Residential | Single Family | New | 16 SEER Air Source Heat Pump | 0.37789 | 1.1898 | -2655.1694 | 0.21947 | 0.23318 | 826.7425
Residential | Manufactured Home | New | 16 SEER Air Source Heat Pump | 0.37789 | 1.1898 | -2655.1694 | 0.21947 | 0.23318 | 826.7425
Residential | Multi-Family | Existing | Wall Insulation | 0.32644 | 1.3891 | -2849.8643 | 0.034571 | 0.29831 | 391
Residential | Manufactured Home | Existing | Drain Water Heat Recovery | 0.14315 | 0.91548 | -2913.6274 | 0.027132 | 0.058404 | 301.227
Residential | Multi-Family | Turnover | 21 SEER ASHP from base electric resistance heating | 0.51815 | 0.94948 | -2949.0384 | 0.36362 | 1.3674 | 4976.2972
Residential | Multi-Family | New | 21 SEER ASHP from base electric resistance heating | 0.51815 | 0.94948 | -2949.0384 | 0.36362 | 1.3674 | 4976.2972
Residential | Single Family | Existing | Drain Water Heat Recovery | 0.11288 | 0.91557 | -3108.2038 | 0.021393 | 0.046051 | 237.513
Residential | Multi-Family | Existing | Drain Water Heat Recovery | 0.096643 | 0.91513 | -3212.2534 | 0.018324 | 0.039445 | 203.442
Residential | Single Family | Existing | Window Sun Protection | 0.085377 | 2.7316 | -3922.1887 | 0.13817 | -0.063238 | 91.8622
Residential | Single Family | New | Window Sun Protection | 0.085377 | 2.7316 | -3922.1887 | 0.13817 | -0.063238 | 91.8622
Residential | Single Family | Turnover | Solar Powered Pool Pumps | 0.51731 | 1.4306 | -3925.7416 | 1.1866 | 0 | 2183.33
Residential | Multi-Family | Turnover | Solar Powered Pool Pumps | 0.51731 | 1.4306 | -3925.7416 | 1.1866 | 0 | 2183.33
Residential | Manufactured Home | Turnover | Solar Powered Pool Pumps | 0.51731 | 1.4306 | -3925.7416 | 1.1866 | 0 | 2183.33
Residential | Single Family | New | Solar Powered Pool Pumps | 0.51731 | 1.4306 | -3925.7416 | 1.1866 | 0 | 2183.33
Residential | Multi-Family | New | Solar Powered Pool Pumps | 0.51731 | 1.4306 | -3925.7416 | 1.1866 | 0 | 2183.33
Residential | Manufactured Home | New | Solar Powered Pool Pumps | 0.51731 | 1.4306 | -3925.7416 | 1.1866 | 0 | 2183.33
Residential | Single Family | Existing | Spray Foam Insulation(Base R2) | 0.74528 | 1.5081 | -3932.9776 | 1.1778 | 1.6459 | 3485
Residential | Single Family | New | Spray Foam Insulation(Base R2) | 0.74528 | 1.5081 | -3932.9776 | 1.1778 | 1.6459 | 3485
Residential | Multi-Family | New | Variable Refrigerant Flow (VRF) HVAC Systems | 0.21536 | 0.78328 | -4289.2611 | 0.062348 | 0.12728 | 1139.0602
Residential | Multi-Family | Turnover | 17 SEER Air Source Heat Pump | 0.27832 | 1.1898 | -4403.9832 | 0.2144 | 0.22779 | 807.6477
Residential | Multi-Family | New | 17 SEER Air Source Heat Pump | 0.27832 | 1.1898 | -4403.9832 | 0.2144 | 0.22779 | 807.6477
Residential | Multi-Family | Existing | Duct Insulation | 0.049878 | 1.3413 | -4440.8392 | 0.022916 | 0.045313 | 88.0071
Residential | Multi-Family | Turnover | 17 SEER Central AC | 0.25724 | 1.6755 | -4474.0535 | 0.27879 | 0 | 451.5913
Residential | Multi-Family | New | 17 SEER Central AC | 0.25724 | 1.6755 | -4474.0535 | 0.27879 | 0 | 451.5913
Residential | Manufactured Home | Existing | Duct Insulation | 0.070857 | 1.3363 | -4564.1496 | 0.031477 | 0.072486 | 132.389
Residential | Multi-Family | New | Wall Insulation | 0 | #DIV/0! | -4592.5184 | 0 | 0 | 0
Residential | Multi-Family | New | Duct Insulation | 0 | #DIV/0! | -4709.6045 | 0 | 0 | 0
Residential | Single Family | Turnover | 17 SEER Air Source Heat Pump | 0.34082 | 1.1897 | -4715.3823 | 0.3216 | 0.34169 | 1211.4716
Residential | Manufactured Home | Turnover | 17 SEER Air Source Heat Pump | 0.34082 | 1.1897 | -4715.3823 | 0.3216 | 0.34169 | 1211.4716
Residential | Single Family | New | 17 SEER Air Source Heat Pump | 0.34082 | 1.1897 | -4715.3823 | 0.3216 | 0.34169 | 1211.4716
Residential | Manufactured Home | New | 17 SEER Air Source Heat Pump | 0.34082 | 1.1897 | -4715.3823 | 0.3216 | 0.34169 | 1211.4716
Residential | Manufactured Home | New | Wall Insulation | 0 | #DIV/0! | -4717.0369 | 0 | 0 | 0
Residential | Single Family | New | Variable Refrigerant Flow (VRF) HVAC Systems | 0.25125 | 0.78328 | -4858.7868 | 0.093523 | 0.19093 | 1708.5902
Residential | Manufactured Home | New | Variable Refrigerant Flow (VRF) HVAC Systems | 0.25125 | 0.78328 | -4858.7868 | 0.093523 | 0.19093 | 1708.5902
Residential | Manufactured Home | New | Duct Insulation | 0 | #DIV/0! | -4968.453 | 0 | 0 | 0
Residential | Single Family | Existing | Duct Insulation | 0.064707 | 1.3622 | -5256.5074 | 0.047311 | 0.052273 | 135.3381
Residential | Single Family | New | Duct Insulation | 0 | #DIV/0! | -5669.8169 | 0 | 0 | 0
Residential | Manufactured Home | Existing | Spray Foam Insulation(Base R2) | 0.59649 | 1.5081 | -6163.6549 | 0.82602 | 1.1543 | 2444.11
Residential | Manufactured Home | New | Spray Foam Insulation(Base R2) | 0.59649 | 1.5081 | -6163.6549 | 0.82602 | 1.1543 | 2444.11
Residential | Multi-Family | Existing | Spray Foam Insulation(Base R2) | 0.55509 | 1.5081 | -6559.1023 | 0.72865 | 1.0182 | 2156
Residential | Multi-Family | New | Spray Foam Insulation(Base R2) | 0.55509 | 1.5081 | -6559.1023 | 0.72865 | 1.0182 | 2156
Residential | Single Family | Turnover | 17 SEER Central AC | 0.25694 | 1.6753 | -6720.4303 | 0.41818 | 0 | 677.3869
Residential | Manufactured Home | Turnover | 17 SEER Central AC | 0.25694 | 1.6753 | -6720.4303 | 0.41818 | 0 | 677.3869
Residential | Single Family | New | 17 SEER Central AC | 0.25694 | 1.6753 | -6720.4303 | 0.41818 | 0 | 677.3869
Residential | Manufactured Home | New | 17 SEER Central AC | 0.25694 | 1.6753 | -6720.4303 | 0.41818 | 0 | 677.3869
Residential | Multi-Family | Existing | Floor Insulation | 0.012428 | 1.1654 | -6723.478 | 0 | 0.018456 | 30
Residential | Multi-Family | Turnover | Variable Refrigerant Flow (VRF) HVAC Systems | 0.15996 | 0.78328 | -6834.8851 | 0.062348 | 0.12728 | 1139.0602
Residential | Multi-Family | New | Floor Insulation | 0 | #DIV/0! | -6838.6816 | 0 | 0 | 0
Residential | Manufactured Home | Existing | Floor Insulation | 0.023213 | 1.1676 | -6987.981 | 0 | 0.036297 | 59
Residential | Single Family | Turnover | 18 SEER Air Source Heat Pump | 0.29142 | 1.1897 | -7032.7133 | 0.36822 | 0.39122 | 1387.0904
Residential | Manufactured Home | Turnover | 18 SEER Air Source Heat Pump | 0.29142 | 1.1897 | -7032.7133 | 0.36822 | 0.39122 | 1387.0904
Residential | Single Family | New | 18 SEER Air Source Heat Pump | 0.29142 | 1.1897 | -7032.7133 | 0.36822 | 0.39122 | 1387.0904
Residential | Manufactured Home | New | 18 SEER Air Source Heat Pump | 0.29142 | 1.1897 | -7032.7133 | 0.36822 | 0.39122 | 1387.0904
Residential | Single Family | New | Wall Insulation | 0 | #DIV/0! | -7054.7042 | 0 | 0 | 0
Residential | Manufactured Home | New | Floor Insulation | 0 | #DIV/0! | -7214.5481 | 0 | 0 | 0
Residential | Multi-Family | Turnover | 18 SEER Central AC | 0.20896 | 1.6754 | -7336.6832 | 0.35106 | 0 | 568.6705
Residential | Multi-Family | New | 18 SEER Central AC | 0.20896 | 1.6754 | -7336.6832 | 0.35106 | 0 | 568.6705
Residential | Multi-Family | Turnover | 18 SEER Air Source Heat Pump | 0.21417 | 1.1896 | -7397.5146 | 0.24548 | 0.26082 | 924.727
Residential | Multi-Family | New | 18 SEER Air Source Heat Pump | 0.21417 | 1.1896 | -7397.5146 | 0.24548 | 0.26082 | 924.727
Residential | Single Family | Turnover | Variable Refrigerant Flow (VRF) HVAC Systems | 0.19794 | 0.78328 | -7404.4108 | 0.093523 | 0.19093 | 1708.5902
Residential | Manufactured Home | Turnover | Variable Refrigerant Flow (VRF) HVAC Systems | 0.19794 | 0.78328 | -7404.4108 | 0.093523 | 0.19093 | 1708.5902
Residential | Single Family | Existing | Floor Insulation | 0.025159 | 1.1672 | -7952.9368 | 0 | 0.04491 | 73
Residential | Single Family | New | Floor Insulation | 0 | #DIV/0! | -8233.2655 | 0 | 0 | 0
Residential | Single Family | Turnover | Instantaneous Hot Water System | 0.034548 | 0.902 | -8365.9477 | -0.0032502 | 0.03864 | 140.2982
Residential | Single Family | New | Instantaneous Hot Water System | 0.034548 | 0.902 | -8365.9477 | -0.0032502 | 0.03864 | 140.2982
Residential | Multi-Family | Turnover | Instantaneous Hot Water System | 0.027177 | 0.90267 | -8481.2072 | -0.0025549 | 0.030373 | 110.2837
Residential | Multi-Family | New | Instantaneous Hot Water System | 0.027177 | 0.90267 | -8481.2072 | -0.0025549 | 0.030373 | 110.2837
Residential | Manufactured Home | Turnover | Instantaneous Hot Water System | 0.02697 | 0.90298 | -8484.5833 | -0.0025345 | 0.030131 | 109.4045
Residential | Manufactured Home | New | Instantaneous Hot Water System | 0.02697 | 0.90298 | -8484.5833 | -0.0025345 | 0.030131 | 109.4045
Residential | Single Family | Turnover | 18 SEER Central AC | 0.22814 | 1.6754 | -9860.5712 | 0.5266 | 0 | 853.0057
Residential | Manufactured Home | Turnover | 18 SEER Central AC | 0.22814 | 1.6754 | -9860.5712 | 0.5266 | 0 | 853.0057
Residential | Single Family | New | 18 SEER Central AC | 0.22814 | 1.6754 | -9860.5712 | 0.5266 | 0 | 853.0057
Residential | Manufactured Home | New | 18 SEER Central AC | 0.22814 | 1.6754 | -9860.5712 | 0.5266 | 0 | 853.0057
Residential | Single Family | Turnover | 21 SEER Air Source Heat Pump | 0.26629 | 1.1969 | -11674.8656 | 0.54544 | 0.54465 | 1982.0354
Residential | Manufactured Home | Turnover | 21 SEER Air Source Heat Pump | 0.26629 | 1.1969 | -11674.8656 | 0.54544 | 0.54465 | 1982.0354
Residential | Single Family | New | 21 SEER Air Source Heat Pump | 0.26629 | 1.1969 | -11674.8656 | 0.54544 | 0.54465 | 1982.0354
Residential | Manufactured Home | New | 21 SEER Air Source Heat Pump | 0.26629 | 1.1969 | -11674.8656 | 0.54544 | 0.54465 | 1982.0354
Residential | Manufactured Home | Existing | Spray Foam Insulation(Base R12) | 0.23358 | 1.3938 | -12441.4884 | 0.2595 | 0.47723 | 1035.55
Residential | Manufactured Home | New | Spray Foam Insulation(Base R12) | 0.23358 | 1.3938 | -12441.4884 | 0.2595 | 0.47723 | 1035.55
Residential | Multi-Family | Existing | Spray Foam Insulation(Base R12) | 0.19848 | 1.394 | -12451.1452 | 0.209 | 0.38434 | 834
Residential | Multi-Family | New | Spray Foam Insulation(Base R12) | 0.19848 | 1.394 | -12451.1452 | 0.209 | 0.38434 | 834
Residential | Multi-Family | Turnover | 21 SEER Air Source Heat Pump | 0.18539 | 1.1969 | -12940.7653 | 0.36362 | 0.3631 | 1321.3569
Residential | Multi-Family | New | 21 SEER Air Source Heat Pump | 0.18539 | 1.1969 | -12940.7653 | 0.36362 | 0.3631 | 1321.3569
Residential | Multi-Family | Turnover | 21 SEER Central AC | 0.18032 | 1.6754 | -13166.7706 | 0.5266 | 0 | 853.0057
Residential | Multi-Family | New | 21 SEER Central AC | 0.18032 | 1.6754 | -13166.7706 | 0.5266 | 0 | 853.0057
Residential | Manufactured Home | New | Spray Foam Insulation(Base R30) | 0.1673 | 1.5318 | -13226.7385 | 0.21764 | 0.31813 | 635.42
Residential | Single Family | New | Spray Foam Insulation(Base R30) | 0.16271 | 1.5317 | -13304.378 | 0.21168 | 0.30941 | 618
Residential | Multi-Family | Existing | Spray Foam Insulation(Base R19) | 0.15713 | 1.5263 | -13480.6928 | 0.20728 | 0.29506 | 603
Residential | Multi-Family | New | Spray Foam Insulation(Base R19) | 0.15713 | 1.5263 | -13480.6928 | 0.20728 | 0.29506 | 603
Residential | Manufactured Home | Existing | Spray Foam Insulation(Base R19) | 0.1967 | 1.5262 | -13507.3153 | 0.27376 | 0.3897 | 796.41
Residential | Manufactured Home | New | Spray Foam Insulation(Base R19) | 0.1967 | 1.5262 | -13507.3153 | 0.27376 | 0.3897 | 796.41
Residential | Single Family | Existing | Spray Foam Insulation(Base R12) | 0.24708 | 1.394 | -13894.1847 | 0.31324 | 0.57605 | 1250
Residential | Single Family | New | Spray Foam Insulation(Base R12) | 0.24708 | 1.394 | -13894.1847 | 0.31324 | 0.57605 | 1250
Residential | Multi-Family | New | Spray Foam Insulation(Base R30) | 0.11294 | 1.5316 | -14146.7351 | 0.14694 | 0.21479 | 429
Residential | Manufactured Home | Existing | Spray Foam Insulation(Base R30) | 0.15751 | 1.5318 | -14224.8342 | 0.21764 | 0.31813 | 635.42
Residential | Multi-Family | Existing | Spray Foam Insulation(Base R30) | 0.11217 | 1.5316 | -14256.1961 | 0.14694 | 0.21479 | 429
Residential | Single Family | Turnover | 21 SEER Central AC | 0.21959 | 1.6753 | -15518.2954 | 0.78989 | 0 | 1279.5086
Residential | Manufactured Home | Turnover | 21 SEER Central AC | 0.21959 | 1.6753 | -15518.2954 | 0.78989 | 0 | 1279.5086
Residential | Single Family | New | 21 SEER Central AC | 0.21959 | 1.6753 | -15518.2954 | 0.78989 | 0 | 1279.5086
Residential | Manufactured Home | New | 21 SEER Central AC | 0.21959 | 1.6753 | -15518.2954 | 0.78989 | 0 | 1279.5086
Residential | Single Family | Existing | Spray Foam Insulation(Base R19) | 0.19043 | 1.5261 | -15543.2436 | 0.3025 | 0.4306 | 880
Residential | Single Family | New | Spray Foam Insulation(Base R19) | 0.19043 | 1.5261 | -15543.2436 | 0.3025 | 0.4306 | 880
Residential | Single Family | Existing | Spray Foam Insulation(Base R30) | 0.13423 | 1.5317 | -16710.9556 | 0.21168 | 0.30941 | 618
Residential | Multi-Family | Existing | Sealed crawlspace | 0.0068375 | 1.1453 | -16933.7242 | 0.0067683 | 0.041583 | 66.6
Residential | Multi-Family | New | Sealed crawlspace | 0 | #DIV/0! | -17085.974 | 0 | 0 | 0
Residential | Manufactured Home | Existing | Sealed crawlspace | 0.012746 | 1.1452 | -17725.6259 | 0.013311 | 0.081779 | 130.98
Residential | Manufactured Home | New | Sealed crawlspace | 0 | #DIV/0! | -18025.0504 | 0 | 0 | 0
Residential | Single Family | Turnover | Solar Water Heater | 0.11234 | 0.79826 | -19843.162 | 0.13377 | 0.01878 | 1789.7485
Residential | Single Family | New | Solar Water Heater | 0.11234 | 0.79826 | -19843.162 | 0.13377 | 0.01878 | 1789.7485
Residential | Single Family | Existing | Sealed crawlspace | 0.013827 | 1.1459 | -20199.7713 | 0.016469 | 0.10118 | 162.06
Residential | Single Family | New | Sealed crawlspace | 0 | #DIV/0! | -20570.2457 | 0 | 0 | 0
Residential | Multi-Family | Turnover | Solar Water Heater | 0.088311 | 0.79834 | -21012.4649 | 0.10515 | 0.014763 | 1406.8606
Residential | Multi-Family | New | Solar Water Heater | 0.088311 | 0.79834 | -21012.4649 | 0.10515 | 0.014763 | 1406.8606
Residential | Manufactured Home | Turnover | Solar Water Heater | 0.08761 | 0.79836 | -21046.7158 | 0.10431 | 0.014645 | 1395.6451
Residential | Manufactured Home | New | Solar Water Heater | 0.08761 | 0.79836 | -21046.7158 | 0.10431 | 0.014645 | 1395.6451
Residential | Multi-Family | Turnover | Ground Source Heat Pump | 0.14643 | 1.4237 | -43273.5534 | 0.39241 | 1.2172 | 2068.1269
Residential | Multi-Family | New | Ground Source Heat Pump | 0.14643 | 1.4237 | -43273.5534 | 0.39241 | 1.2172 | 2068.1269
Residential | Single Family | Turnover | Ground Source Heat Pump | 0.13844 | 1.4237 | -46263.9809 | 0.39241 | 1.2172 | 2068.1269
Residential | Manufactured Home | Turnover | Ground Source Heat Pump | 0.13844 | 1.4237 | -46263.9809 | 0.39241 | 1.2172 | 2068.1269
Residential | Single Family | New | Ground Source Heat Pump | 0.13844 | 1.4237 | -46263.9809 | 0.39241 | 1.2172 | 2068.1269
Residential | Manufactured Home | New | Ground Source Heat Pump | 0.13844 | 1.4237 | -46263.9809 | 0.39241 | 1.2172 | 2068.1269
Residential | Multi-Family | Existing | Green Roof | 0.027122 | 1.4331 | -78574.3529 | 0.16419 | 0.32466 | 630.5517
Residential | Multi-Family | New | Green Roof | 0.027122 | 1.4331 | -78574.3529 | 0.16419 | 0.32466 | 630.5517
Residential | Manufactured Home | Existing | Green Roof | 0.038497 | 1.4266 | -81804.92 | 0.22553 | 0.51935 | 948.5385
Residential | Manufactured Home | New | Green Roof | 0.038497 | 1.4266 | -81804.92 | 0.22553 | 0.51935 | 948.5385
Residential | Single Family | Existing | Green Roof | 0.035264 | 1.4588 | -93789.2326 | 0.33897 | 0.37453 | 969.6678
Residential | Single Family | New | Green Roof | 0.035264 | 1.4588 | -93789.2326 | 0.33897 | 0.37453 | 969.6678
Commercial | Grocery | Existing | ENERGY STAR certified buildings program | 4.3308 | 0.98908 | 141899.0172 | 11.4107 | 22.1093 | 36958.0211
Commercial | Grocery | New | ENERGY STAR certified buildings program | 4.3308 | 0.98908 | 141899.0172 | 11.4107 | 22.1093 | 36958.0211
Commercial | Lodging/Hospitality | Existing | ENERGY STAR certified buildings program | 0.99915 | 0.98908 | 81975.9027 | 18.8877 | 36.5968 | 61175.4055
Commercial | Lodging/Hospitality | New | ENERGY STAR certified buildings program | 0.99915 | 0.98908 | 81975.9027 | 18.8877 | 36.5968 | 61175.4055
Commercial | Restaurants | Existing | ENERGY STAR certified buildings program | 4.1858 | 0.98907 | 146859.1113 | 11.89 | 23.038 | 38510.4852
Commercial | Restaurants | New | ENERGY STAR certified buildings program | 4.1858 | 0.98907 | 146859.1113 | 11.89 | 23.038 | 38510.4852
Commercial | Retail | Existing | ENERGY STAR certified buildings program | 0.81153 | 0.98907 | 9904.9197 | 5.1933 | 10.0625 | 16820.441
Commercial | Retail | New | ENERGY STAR certified buildings program | 0.81153 | 0.98907 | 9904.9197 | 5.1933 | 10.0625 | 16820.441
Commercial | Miscellaneous | Existing | ENERGY STAR certified buildings program | 1.1685 | 0.94924 | 1320359.7112 | 118.8615 | 368.5175 | 710971.58
Commercial | Miscellaneous | New | ENERGY STAR certified buildings program | 1.1685 | 0.94924 | 1320359.7112 | 118.8615 | 368.5175 | 710971.58
Commercial | Healthcare | Existing | ENERGY STAR certified buildings program | 1.5175 | 0.94924 | 155134.6922 | 10.785 | 33.4376 | 64510.3866
Commercial | Healthcare | New | ENERGY STAR certified buildings program | 1.5175 | 0.94924 | 155134.6922 | 10.785 | 33.4376 | 64510.3866
Commercial | Offices | Existing | ENERGY STAR certified buildings program | 1.5658 | 0.94923 | 130808.5897 | 8.8849 | 27.5468 | 53145.4
Commercial | Offices | New | ENERGY STAR certified buildings program | 1.5658 | 0.94923 | 130808.5897 | 8.8849 | 27.5468 | 53145.4
Commercial | Institutional | Existing | ENERGY STAR certified buildings program | 1.711 | 0.94923 | 194797.8356 | 12.4675 | 38.6543 | 74574.6947
Commercial | Institutional | New | ENERGY STAR certified buildings program | 1.711 | 0.94923 | 194797.8356 | 12.4675 | 38.6543 | 74574.6947
Commercial | Hospitals | Existing | Airside Economizer | 8.6525 | 0.93949 | 110687.44 | -11.7391 | 13.202 | 98666.9364
Commercial | Hospitals | New | Airside Economizer | 8.6525 | 0.93949 | 110687.44 | -11.7391 | 13.202 | 98666.9364
Commercial | College and University | Existing | Airside Economizer | 8.6525 | 0.93949 | 15097.1957 | -1.6012 | 1.8007 | 13457.661
Commercial | College and University | New | Airside Economizer | 8.6525 | 0.93949 | 15097.1957 | -1.6012 | 1.8007 | 13457.661
Commercial | Assembly | New | Ceiling Insulation(R2 to R38) | 2.393 | 0.93804 | 5.1922 | 3.5703e-05 | 0.00080482 | 1.7842
Commercial | Healthcare | New | Ceiling Insulation(R2 to R38) | 2.393 | 0.93804 | 5.1922 | 3.5703e-05 | 0.00080482 | 1.7842
Commercial | Institutional | New | Ceiling Insulation(R2 to R38) | 2.393 | 0.93804 | 5.1922 | 3.5703e-05 | 0.00080482 | 1.7842
Commercial | Miscellaneous | New | Ceiling Insulation(R2 to R38) | 2.393 | 0.93804 | 5.1922 | 3.5703e-05 | 0.00080482 | 1.7842
Commercial | Offices | New | Ceiling Insulation(R2 to R38) | 2.393 | 0.93804 | 5.1922 | 3.5703e-05 | 0.00080482 | 1.7842
Commercial | Schools K-12 | New | Ceiling Insulation(R2 to R38) | 2.393 | 0.93804 | 5.1922 | 3.5703e-05 | 0.00080482 | 1.7842
Commercial | Assembly | Existing | Ceiling Insulation(R2 to R38) | 2.4247 | 0.93586 | 5.3019 | 3.6259e-05 | 0.00081736 | 1.812
Commercial | Healthcare | Existing | Ceiling Insulation(R2 to R38) | 2.4247 | 0.93586 | 5.3019 | 3.6259e-05 | 0.00081736 | 1.812
Commercial | Institutional | Existing | Ceiling Insulation(R2 to R38) | 2.4247 | 0.93586 | 5.3019 | 3.6259e-05 | 0.00081736 | 1.812
Commercial | Miscellaneous | Existing | Ceiling Insulation(R2 to R38) | 2.4247 | 0.93586 | 5.3019 | 3.6259e-05 | 0.00081736 | 1.812
Commercial | Offices | Existing | Ceiling Insulation(R2 to R38) | 2.4247 | 0.93586 | 5.3019 | 3.6259e-05 | 0.00081736 | 1.812
Commercial | Schools K-12 | Existing | Ceiling Insulation(R2 to R38) | 2.4247 | 0.93586 | 5.3019 | 3.6259e-05 | 0.00081736 | 1.812
Commercial | Healthcare | Existing | Wall Insulation | 1.7048 | 0.93112 | 4.6962 | 3.7536e-05 | 0.00084614 | 1.8758
Commercial | Institutional | Existing | Wall Insulation | 1.7259 | 0.9292 | 4.8031 | 3.8078e-05 | 0.00085837 | 1.9029
Commercial | Miscellaneous | Existing | Wall Insulation | 1.7475 | 0.92729 | 4.9128 | 3.8635e-05 | 0.00087092 | 1.9307
Commercial | Offices | Existing | Wall Insulation | 1.7475 | 0.92729 | 4.9128 | 3.8635e-05 | 0.00087092 | 1.9307
Commercial | Assembly | Existing | Wall Insulation | 1.7697 | 0.92538 | 5.0254 | 3.9206e-05 | 0.00088379 | 1.9593
Commercial | Schools K-12 | Existing | Wall Insulation | 1.7925 | 0.92348 | 5.1409 | 3.9792e-05 | 0.000897 | 1.9886
Commercial | Hospitals | Turnover | Heat Pump Water Heater | 3.7915 | 0.91758 | 231043.9732 | 9.4291 | 51.0065 | 177271.556
Commercial | Hospitals | New | Heat Pump Water Heater | 3.7915 | 0.91758 | 231043.9732 | 9.4291 | 51.0065 | 177271.556
Commercial | College and University | Turnover | Heat Pump Water Heater | 3.2431 | 0.91758 | 127579.419 | 5.3769 | 29.0863 | 101088.7385
Commercial | College and University | New | Heat Pump Water Heater | 3.2431 | 0.91758 | 127579.419 | 5.3769 | 29.0863 | 101088.7385
Commercial | Assembly | Existing | Low-Flow Pre-Rinse Sprayers | 1.6636 | 0.91638 | 961.3143 | 0.20853 | 0.54512 | 2261.9741
Commercial | College and University | Existing | Low-Flow Pre-Rinse Sprayers | 1.6636 | 0.91638 | 961.3143 | 0.20853 | 0.54512 | 2261.9741
Commercial | Grocery | Existing | Low-Flow Pre-Rinse Sprayers | 1.6636 | 0.91638 | 961.3143 | 0.20853 | 0.54512 | 2261.9741
Commercial | Healthcare | Existing | Low-Flow Pre-Rinse Sprayers | 1.6636 | 0.91638 | 961.3143 | 0.20853 | 0.54512 | 2261.9741
Commercial | Hospitals | Existing | Low-Flow Pre-Rinse Sprayers | 1.6636 | 0.91638 | 961.3143 | 0.20853 | 0.54512 | 2261.9741
Commercial | Institutional | Existing | Low-Flow Pre-Rinse Sprayers | 1.6636 | 0.91638 | 961.3143 | 0.20853 | 0.54512 | 2261.9741
Commercial | Miscellaneous | Existing | Low-Flow Pre-Rinse Sprayers | 1.6636 | 0.91638 | 961.3143 | 0.20853 | 0.54512 | 2261.9741
Commercial | Offices | Existing | Low-Flow Pre-Rinse Sprayers | 1.6636 | 0.91638 | 961.3143 | 0.20853 | 0.54512 | 2261.9741
Commercial | Retail | Existing | Low-Flow Pre-Rinse Sprayers | 1.6636 | 0.91638 | 961.3143 | 0.20853 | 0.54512 | 2261.9741
Commercial | Warehouse | Existing | Low-Flow Pre-Rinse Sprayers | 1.6636 | 0.91638 | 961.3143 | 0.20853 | 0.54512 | 2261.9741
Commercial | Assembly | New | Low-Flow Pre-Rinse Sprayers | 1.6636 | 0.91638 | 961.3143 | 0.20853 | 0.54512 | 2261.9741
Commercial | College and University | New | Low-Flow Pre-Rinse Sprayers | 1.6636 | 0.91638 | 961.3143 | 0.20853 | 0.54512 | 2261.9741
Commercial | Grocery | New | Low-Flow Pre-Rinse Sprayers | 1.6636 | 0.91638 | 961.3143 | 0.20853 | 0.54512 | 2261.9741
Commercial | Healthcare | New | Low-Flow Pre-Rinse Sprayers | 1.6636 | 0.91638 | 961.3143 | 0.20853 | 0.54512 | 2261.9741
Commercial | Hospitals | New | Low-Flow Pre-Rinse Sprayers | 1.6636 | 0.91638 | 961.3143 | 0.20853 | 0.54512 | 2261.9741
Commercial | Institutional | New | Low-Flow Pre-Rinse Sprayers | 1.6636 | 0.91638 | 961.3143 | 0.20853 | 0.54512 | 2261.9741
Commercial | Miscellaneous | New | Low-Flow Pre-Rinse Sprayers | 1.6636 | 0.91638 | 961.3143 | 0.20853 | 0.54512 | 2261.9741
Commercial | Offices | New | Low-Flow Pre-Rinse Sprayers | 1.6636 | 0.91638 | 961.3143 | 0.20853 | 0.54512 | 2261.9741
Commercial | Retail | New | Low-Flow Pre-Rinse Sprayers | 1.6636 | 0.91638 | 961.3143 | 0.20853 | 0.54512 | 2261.9741
Commercial | Warehouse | New | Low-Flow Pre-Rinse Sprayers | 1.6636 | 0.91638 | 961.3143 | 0.20853 | 0.54512 | 2261.9741
Commercial | Schools K-12 | Existing | Low-Flow Pre-Rinse Sprayers | 1.6634 | 0.91627 | 480.6571 | 0.10427 | 0.27256 | 1130.987
Commercial | Schools K-12 | New | Low-Flow Pre-Rinse Sprayers | 1.6634 | 0.91627 | 480.6571 | 0.10427 | 0.27256 | 1130.987
Commercial | Healthcare | Existing | HVAC tune-up_RTU | 0.84995 | 0.91191 | 329.2385 | 0.59942 | 0.072781 | 1706.6392
Commercial | Healthcare | New | HVAC tune-up_RTU | 0.84995 | 0.91191 | 329.2385 | 0.59942 | 0.072781 | 1706.6392
Commercial | Lodging/Hospitality | Existing | HVAC tune-up_RTU | 0.64519 | 0.91186 | 8.1593 | 0.45505 | 0.055251 | 1295.5816
Commercial | Lodging/Hospitality | New | HVAC tune-up_RTU | 0.64519 | 0.91186 | 8.1593 | 0.45505 | 0.055251 | 1295.5816
Commercial | Lodging/Hospitality | Existing | HVAC tune-up | 0.90671 | 0.91174 | 62.7805 | 0.095936 | 0.011648 | 273.1443
Commercial | Lodging/Hospitality | New | HVAC tune-up | 0.90671 | 0.91174 | 62.7805 | 0.095936 | 0.011648 | 273.1443
Commercial | Healthcare | Existing | HVAC tune-up | 1.1944 | 0.91172 | 130.4728 | 0.12637 | 0.015344 | 359.8065
Commercial | Healthcare | New | HVAC tune-up | 1.1944 | 0.91172 | 130.4728 | 0.12637 | 0.015344 | 359.8065
Commercial | Hospitals | Existing | HVAC tune-up_RTU | 0.84355 | 0.90712 | 306.1415 | 0.61098 | 0.20652 | 1616.6266
Commercial | Hospitals | New | HVAC tune-up_RTU | 0.84355 | 0.90712 | 306.1415 | 0.61098 | 0.20652 | 1616.6266
Commercial | Hospitals | Existing | HVAC tune-up | 1.1853 | 0.90691 | 125.6033 | 0.12881 | 0.043539 | 340.8294
Commercial | Hospitals | New | HVAC tune-up | 1.1853 | 0.90691 | 125.6033 | 0.12881 | 0.043539 | 340.8294
Commercial | Assembly | Turnover | Efficient Battery Charger | 0.97089 | 0.88613 | 505.6471 | 0.60888 | 0 | 1111.206
Commercial | College and University | Turnover | Efficient Battery Charger | 0.97089 | 0.88613 | 505.6471 | 0.60888 | 0 | 1111.206
Commercial | Grocery | Turnover | Efficient Battery Charger | 0.97089 | 0.88613 | 505.6471 | 0.60888 | 0 | 1111.206
Commercial | Healthcare | Turnover | Efficient Battery Charger | 0.97089 | 0.88613 | 505.6471 | 0.60888 | 0 | 1111.206
Commercial | Hospitals | Turnover | Efficient Battery Charger | 0.97089 | 0.88613 | 505.6471 | 0.60888 | 0 | 1111.206
Commercial | Institutional | Turnover | Efficient Battery Charger | 0.97089 | 0.88613 | 505.6471 | 0.60888 | 0 | 1111.206
Commercial | Lodging/Hospitality | Turnover | Efficient Battery Charger | 0.97089 | 0.88613 | 505.6471 | 0.60888 | 0 | 1111.206
Commercial | Miscellaneous | Turnover | Efficient Battery Charger | 0.97089 | 0.88613 | 505.6471 | 0.60888 | 0 | 1111.206
Commercial | Offices | Turnover | Efficient Battery Charger | 0.97089 | 0.88613 | 505.6471 | 0.60888 | 0 | 1111.206
Commercial | Restaurants | Turnover | Efficient Battery Charger | 0.97089 | 0.88613 | 505.6471 | 0.60888 | 0 | 1111.206
Commercial | Retail | Turnover | Efficient Battery Charger | 0.97089 | 0.88613 | 505.6471 | 0.60888 | 0 | 1111.206
Commercial | Schools K-12 | Turnover | Efficient Battery Charger | 0.97089 | 0.88613 | 505.6471 | 0.60888 | 0 | 1111.206
Commercial | Warehouse | Turnover | Efficient Battery Charger | 0.97089 | 0.88613 | 505.6471 | 0.60888 | 0 | 1111.206
Commercial | Assembly | New | Efficient Battery Charger | 0.97089 | 0.88613 | 505.6471 | 0.60888 | 0 | 1111.206
Commercial | College and University | New | Efficient Battery Charger | 0.97089 | 0.88613 | 505.6471 | 0.60888 | 0 | 1111.206
Commercial | Grocery | New | Efficient Battery Charger | 0.97089 | 0.88613 | 505.6471 | 0.60888 | 0 | 1111.206
Commercial | Healthcare | New | Efficient Battery Charger | 0.97089 | 0.88613 | 505.6471 | 0.60888 | 0 | 1111.206
Commercial | Hospitals | New | Efficient Battery Charger | 0.97089 | 0.88613 | 505.6471 | 0.60888 | 0 | 1111.206
Commercial | Institutional | New | Efficient Battery Charger | 0.97089 | 0.88613 | 505.6471 | 0.60888 | 0 | 1111.206
Commercial | Lodging/Hospitality | New | Efficient Battery Charger | 0.97089 | 0.88613 | 505.6471 | 0.60888 | 0 | 1111.206
Commercial | Miscellaneous | New | Efficient Battery Charger | 0.97089 | 0.88613 | 505.6471 | 0.60888 | 0 | 1111.206
Commercial | Offices | New | Efficient Battery Charger | 0.97089 | 0.88613 | 505.6471 | 0.60888 | 0 | 1111.206
Commercial | Restaurants | New | Efficient Battery Charger | 0.97089 | 0.88613 | 505.6471 | 0.60888 | 0 | 1111.206
Commercial | Retail | New | Efficient Battery Charger | 0.97089 | 0.88613 | 505.6471 | 0.60888 | 0 | 1111.206
Commercial | Schools K-12 | New | Efficient Battery Charger | 0.97089 | 0.88613 | 505.6471 | 0.60888 | 0 | 1111.206
Commercial | Warehouse | New | Efficient Battery Charger | 0.97089 | 0.88613 | 505.6471 | 0.60888 | 0 | 1111.206
Commercial | College and University | Existing | Retro-Commissioning | 0.9566 | 0.86244 | 34125.8965 | 48.8723 | 0.56148 | 115907.03
Commercial | College and University | New | Retro-Commissioning | 0.9566 | 0.86244 | 34125.8965 | 48.8723 | 0.56148 | 115907.03
Commercial | Hospitals | Existing | Retro-Commissioning | 2.5401 | 0.86244 | 548818.3539 | 358.3151 | 4.1166 | 849790.53
Commercial | Hospitals | New | Retro-Commissioning | 2.5401 | 0.86244 | 548818.3539 | 358.3151 | 4.1166 | 849790.53
Commercial | Grocery | Existing | Thermostatic Shower Restriction Valve | 8.9024 | 0.83903 | 1236.7559 | 0.05356 | 0.28099 | 763.4095
Commercial | Restaurants | Existing | Thermostatic Shower Restriction Valve | 8.9024 | 0.83903 | 1236.7559 | 0.05356 | 0.28099 | 763.4095
Commercial | Grocery | New | Thermostatic Shower Restriction Valve | 8.9024 | 0.83903 | 1236.7559 | 0.05356 | 0.28099 | 763.4095
Commercial | Restaurants | New | Thermostatic Shower Restriction Valve | 8.9024 | 0.83903 | 1236.7559 | 0.05356 | 0.28099 | 763.4095
Commercial | Retail | Existing | Low Flow Shower Head | 4.5189 | 0.83886 | 469.2753 | 0.021791 | 0.11432 | 310.5857
Commercial | Retail | New | Low Flow Shower Head | 4.5189 | 0.83886 | 469.2753 | 0.021791 | 0.11432 | 310.5857
Commercial | Grocery | Existing | Low Flow Shower Head | 4.5189 | 0.83886 | 234.6377 | 0.010895 | 0.057159 | 155.2928
Commercial | Restaurants | Existing | Low Flow Shower Head | 4.5189 | 0.83886 | 234.6377 | 0.010895 | 0.057159 | 155.2928
Commercial | Grocery | New | Low Flow Shower Head | 4.5189 | 0.83886 | 234.6377 | 0.010895 | 0.057159 | 155.2928
Commercial | Restaurants | New | Low Flow Shower Head | 4.5189 | 0.83886 | 234.6377 | 0.010895 | 0.057159 | 155.2928
Commercial | College and University | Existing | Low Flow Shower Head | 4.5189 | 0.83886 | 9150.8689 | 0.42491 | 2.2292 | 6056.4203
Commercial | College and University | New | Low Flow Shower Head | 4.5189 | 0.83886 | 9150.8689 | 0.42491 | 2.2292 | 6056.4203
Commercial | Restaurants | Turnover | Heat Pump Water Heater | 2.5426 | 0.83886 | 19612.4164 | 1.0279 | 5.3925 | 14650.5418
Commercial | Restaurants | New | Heat Pump Water Heater | 2.5426 | 0.83886 | 19612.4164 | 1.0279 | 5.3925 | 14650.5418
Commercial | Retail | Turnover | Heat Pump Water Heater | 3.0206 | 0.83885 | 36576.6254 | 1.8317 | 9.6094 | 26107.2655
Commercial | Retail | New | Heat Pump Water Heater | 3.0206 | 0.83885 | 36576.6254 | 1.8317 | 9.6094 | 26107.2655
Commercial | College and University | Existing | Thermostatic Shower Restriction Valve | 8.9006 | 0.83885 | 48233.4807 | 2.0889 | 10.9586 | 29772.9694
Commercial | College and University | New | Thermostatic Shower Restriction Valve | 8.9006 | 0.83885 | 48233.4807 | 2.0889 | 10.9586 | 29772.9694
Commercial | Grocery | Turnover | Heat Pump Water Heater | 3.0511 | 0.83885 | 12344.5063 | 0.61672 | 3.2355 | 8790.3251
Commercial | Grocery | New | Heat Pump Water Heater | 3.0511 | 0.83885 | 12344.5063 | 0.61672 | 3.2355 | 8790.3251
Commercial | Lodging/Hospitality | Turnover | Heat Pump Water Heater | 4.8818 | 0.83885 | 64447.1391 | 2.9603 | 15.5303 | 42193.5604
Commercial | Lodging/Hospitality | New | Heat Pump Water Heater | 4.8818 | 0.83885 | 64447.1391 | 2.9603 | 15.5303 | 42193.5604
Commercial | Retail | Existing | Thermostatic Shower Restriction Valve | 8.9005 | 0.83885 | 2473.5118 | 0.10712 | 0.56198 | 1526.8189
Commercial | Retail | New | Thermostatic Shower Restriction Valve | 8.9005 | 0.83885 | 2473.5118 | 0.10712 | 0.56198 | 1526.8189
Commercial | Assembly | Existing | Duct Sealing Repair | 2.3697 | 0.80991 | 17434.3678 | 1.1367 | 4.0258 | 5769.3882
Commercial | Assembly | New | Duct Sealing Repair | 2.3697 | 0.80991 | 17434.3678 | 1.1367 | 4.0258 | 5769.3882
Commercial | Grocery | Existing | Duct Sealing Repair | 23.3304 | 0.8099 | 55123.2394 | 2.7367 | 9.6926 | 13890.361
Commercial | Grocery | New | Duct Sealing Repair | 23.3304 | 0.8099 | 55123.2394 | 2.7367 | 9.6926 | 13890.361
Commercial | Offices | Existing | Duct Sealing Repair | 9.8396 | 0.8099 | 76336.0946 | 3.9354 | 13.9379 | 19974.2506
Commercial | Offices | New | Duct Sealing Repair | 9.8396 | 0.8099 | 76336.0946 | 3.9354 | 13.9379 | 19974.2506
Commercial | Warehouse | Existing | Duct Sealing Repair | 1.1562 | 0.8099 | 4496.8803 | 0.4624 | 1.6377 | 2346.9401
Commercial | Warehouse | New | Duct Sealing Repair | 1.1562 | 0.8099 | 4496.8803 | 0.4624 | 1.6377 | 2346.9401
Commercial | Healthcare | Existing | Duct Sealing Repair | 9.5362 | 0.8099 | 92464.6573 | 4.7769 | 16.9185 | 24245.6858
Commercial | Healthcare | New | Duct Sealing Repair | 9.5362 | 0.8099 | 92464.6573 | 4.7769 | 16.9185 | 24245.6858
Commercial | College and University | Existing | Duct Sealing Repair | 3.5913 | 0.8099 | 116477.5879 | 6.789 | 24.0448 | 34458.2784
Commercial | College and University | New | Duct Sealing Repair | 3.5913 | 0.8099 | 116477.5879 | 6.789 | 24.0448 | 34458.2784
Commercial | Institutional | Existing | Duct Sealing Repair | 10.7517 | 0.8099 | 107719.715 | 5.5222 | 19.558 | 28028.271
Commercial | Institutional | New | Duct Sealing Repair | 10.7517 | 0.8099 | 107719.715 | 5.5222 | 19.558 | 28028.271
Commercial | Lodging/Hospitality | Existing | Duct Sealing Repair | 5.3825 | 0.8099 | 83039.0452 | 4.53 | 16.0439 | 22992.2611
Commercial | Lodging/Hospitality | New | Duct Sealing Repair | 5.3825 | 0.8099 | 83039.0452 | 4.53 | 16.0439 | 22992.2611
Commercial | Hospitals | Existing | Duct Sealing Repair | 9.5362 | 0.80989 | 963467.1803 | 49.7747 | 176.288 | 252636.2315
Commercial | Hospitals | New | Duct Sealing Repair | 9.5362 | 0.80989 | 963467.1803 | 49.7747 | 176.288 | 252636.2315
Commercial | Miscellaneous | Existing | Duct Sealing Repair | 7.3249 | 0.80989 | 997937.4365 | 52.6466 | 186.4593 | 267212.6796
Commercial | Miscellaneous | New | Duct Sealing Repair | 7.3249 | 0.80989 | 997937.4365 | 52.6466 | 186.4593 | 267212.6796
Commercial | Schools K-12 | Existing | Duct Sealing Repair | 3.5912 | 0.80989 | 79859.2015 | 4.6547 | 16.4855 | 23625.2368
Commercial | Schools K-12 | New | Duct Sealing Repair | 3.5912 | 0.80989 | 79859.2015 | 4.6547 | 16.4855 | 23625.2368
Commercial | Restaurants | Existing | Duct Sealing Repair | 22.5487 | 0.80989 | 57385.0646 | 2.8517 | 10.0998 | 14473.841
Commercial | Restaurants | New | Duct Sealing Repair | 22.5487 | 0.80989 | 57385.0646 | 2.8517 | 10.0998 | 14473.841
Commercial | Retail | Existing | Duct Sealing Repair | 4.3717 | 0.80989 | 22153.9835 | 1.2455 | 4.4113 | 6321.8213
Commercial | Retail | New | Duct Sealing Repair | 4.3717 | 0.80989 | 22153.9835 | 1.2455 | 4.4113 | 6321.8213
Commercial | Warehouse | Existing | Thermal Energy Storage | 0.87221 | 0.79254 | 280.0802 | 1.622 | 0.46802 | -257.8161
Commercial | Warehouse | New | Thermal Energy Storage | 0.87221 | 0.79254 | 280.0802 | 1.622 | 0.46802 | -257.8161
Commercial | Grocery | Existing | Thermal Energy Storage | 0.87218 | 0.79251 | 1657.654 | 9.5997 | 2.77 | -1525.8839
Commercial | Grocery | New | Thermal Energy Storage | 0.87218 | 0.79251 | 1657.654 | 9.5997 | 2.77 | -1525.8839
Commercial | Institutional | Existing | Thermal Energy Storage | 0.87218 | 0.79251 | 3344.8501 | 19.3704 | 5.5893 | -3078.9615
Commercial | Institutional | New | Thermal Energy Storage | 0.87218 | 0.79251 | 3344.8501 | 19.3704 | 5.5893 | -3078.9615
Commercial | Lodging/Hospitality | Existing | Thermal Energy Storage | 0.87218 | 0.79251 | 2743.8606 | 15.89 | 4.585 | -2525.7458
Commercial | Lodging/Hospitality | New | Thermal Energy Storage | 0.87218 | 0.79251 | 2743.8606 | 15.89 | 4.585 | -2525.7458
Commercial | College and University | Existing | Thermal Energy Storage | 0.87218 | 0.79251 | 4112.1972 | 23.8142 | 6.8715 | -3785.3107
Commercial | College and University | New | Thermal Energy Storage | 0.87218 | 0.79251 | 4112.1972 | 23.8142 | 6.8715 | -3785.3107
Commercial | Restaurants | Existing | Thermal Energy Storage | 0.87218 | 0.79251 | 1727.2856 | 10.0029 | 2.8863 | -1589.9803
Commercial | Restaurants | New | Thermal Energy Storage | 0.87218 | 0.79251 | 1727.2856 | 10.0029 | 2.8863 | -1589.9803
Commercial | Hospitals | Existing | Thermal Energy Storage | 0.87217 | 0.79251 | 30149.2137 | 174.5978 | 50.3796 | -27752.5944
Commercial | Hospitals | New | Thermal Energy Storage | 0.87217 | 0.79251 | 30149.2137 | 174.5978 | 50.3796 | -27752.5944
Commercial | Miscellaneous | Existing | Thermal Energy Storage | 0.87217 | 0.79251 | 31888.7443 | 184.6717 | 53.2863 | -29353.8464
Commercial | Miscellaneous | New | Thermal Energy Storage | 0.87217 | 0.79251 | 31888.7443 | 184.6717 | 53.2863 | -29353.8464
Commercial | Schools K-12 | Existing | Thermal Energy Storage | 0.87217 | 0.79251 | 2819.3989 | 16.3275 | 4.7112 | -2595.2794
Commercial | Schools K-12 | New | Thermal Energy Storage | 0.87217 | 0.79251 | 2819.3989 | 16.3275 | 4.7112 | -2595.2794
Commercial | Healthcare | Existing | Thermal Energy Storage | 0.87217 | 0.7925 | 2893.4423 | 16.7563 | 4.835 | -2663.437
Commercial | Healthcare | New | Thermal Energy Storage | 0.87217 | 0.7925 | 2893.4423 | 16.7563 | 4.835 | -2663.437
Commercial | Offices | Existing | Thermal Energy Storage | 0.87217 | 0.7925 | 2383.6959 | 13.8043 | 3.9832 | -2194.2113
Commercial | Offices | New | Thermal Energy Storage | 0.87217 | 0.7925 | 2383.6959 | 13.8043 | 3.9832 | -2194.2113
Commercial | Retail | Existing | Thermal Energy Storage | 0.87216 | 0.79249 | 754.4363 | 4.369 | 1.2607 | -694.4647
Commercial | Retail | New | Thermal Energy Storage | 0.87216 | 0.79249 | 754.4363 | 4.369 | 1.2607 | -694.4647
Commercial | Assembly | Existing | Thermal Energy Storage | 0.87216 | 0.79249 | 688.5098 | 3.9872 | 1.1505 | -633.7788
Commercial | Assembly | New | Thermal Energy Storage | 0.87216 | 0.79249 | 688.5098 | 3.9872 | 1.1505 | -633.7788
Commercial | Lodging/Hospitality | Existing | Low Flow Shower Head | 4.6876 | 0.74945 | 2909.5551 | 0.090394 | 0.77136 | 1708.2211
Commercial | Lodging/Hospitality | New | Low Flow Shower Head | 4.6876 | 0.74945 | 2909.5551 | 0.090394 | 0.77136 | 1708.2211
Commercial | Lodging/Hospitality | Existing | Thermostatic Shower Restriction Valve | 9.2329 | 0.74944 | 15219.4004 | 0.44437 | 3.7919 | 8397.5042
Commercial | Lodging/Hospitality | New | Thermostatic Shower Restriction Valve | 9.2329 | 0.74944 | 15219.4004 | 0.44437 | 3.7919 | 8397.5042
Commercial | Lodging/Hospitality | Existing | Faucet Aerator | 3.6497 | 0.74867 | 866.4312 | 0.027988 | 0.23883 | 527.3687
Commercial | Lodging/Hospitality | New | Faucet Aerator | 3.6497 | 0.74867 | 866.4312 | 0.027988 | 0.23883 | 527.3687
Commercial | Retail | Existing | Faucet Aerator | 3.6497 | 0.74867 | 216.6078 | 0.0069971 | 0.059707 | 131.8422
Commercial | Retail | New | Faucet Aerator | 3.6497 | 0.74867 | 216.6078 | 0.0069971 | 0.059707 | 131.8422
Commercial | Restaurants | Existing | Faucet Aerator | 3.6497 | 0.74867 | 108.3039 | 0.0034985 | 0.029853 | 65.9211
Commercial | Restaurants | New | Faucet Aerator | 3.6497 | 0.74867 | 108.3039 | 0.0034985 | 0.029853 | 65.9211
Commercial | Grocery | Existing | Faucet Aerator | 3.6497 | 0.74867 | 324.9117 | 0.010496 | 0.08956 | 197.7633
Commercial | Grocery | New | Faucet Aerator | 3.6497 | 0.74867 | 324.9117 | 0.010496 | 0.08956 | 197.7633
Commercial | Grocery | Existing | Retro-Commissioning | 6.741 | 0.71478 | 45060.0127 | 14.4255 | 27.951 | 46722.91
Commercial | Grocery | New | Retro-Commissioning | 6.741 | 0.71478 | 45060.0127 | 14.4255 | 27.951 | 46722.91
Commercial | Lodging/Hospitality | Existing | Retro-Commissioning | 1.5552 | 0.71478 | 52210.0217 | 23.8781 | 46.2663 | 77338.89
Commercial | Lodging/Hospitality | New | Retro-Commissioning | 1.5552 | 0.71478 | 52210.0217 | 23.8781 | 46.2663 | 77338.89
Commercial | Retail | Existing | Retro-Commissioning | 1.2631 | 0.71478 | 12506.3879 | 6.5654 | 12.7211 | 21264.66
Commercial | Retail | New | Retro-Commissioning | 1.2631 | 0.71478 | 12506.3879 | 6.5654 | 12.7211 | 21264.66
Commercial | Restaurants | Existing | Retro-Commissioning | 6.5151 | 0.71478 | 46806.3698 | 15.0315 | 29.1251 | 48685.54
Commercial | Restaurants | New | Retro-Commissioning | 6.5151 | 0.71478 | 46806.3698 | 15.0315 | 29.1251 | 48685.54
Commercial | Restaurants | Existing | Demand Controlled Ventilation | 0.6354 | 0.7033 | 818.953 | 0.23856 | 1.3431 | 2291.3025
Commercial | Restaurants | New | Demand Controlled Ventilation | 0.6354 | 0.7033 | 818.953 | 0.23856 | 1.3431 | 2291.3025
Commercial | Retail | Existing | Demand Controlled Ventilation | 1.4216 | 0.70329 | 7155.6602 | 0.53375 | 3.005 | 5126.5164
Commercial | Retail | New | Demand Controlled Ventilation | 1.4216 | 0.70329 | 7155.6602 | 0.53375 | 3.005 | 5126.5164
Commercial | Offices | Existing | Demand Controlled Ventilation | 2.0094 | 0.70328 | 11893.455 | 0.75445 | 4.2476 | 7246.3338
Commercial | Offices | New | Demand Controlled Ventilation | 2.0094 | 0.70328 | 11893.455 | 0.75445 | 4.2476 | 7246.3338
Commercial | College and University | Existing | Demand Controlled Ventilation | 2.5829 | 0.70328 | 49546.4088 | 2.9093 | 16.3792 | 27943.0441
Commercial | College and University | New | Demand Controlled Ventilation | 2.5829 | 0.70328 | 49546.4088 | 2.9093 | 16.3792 | 27943.0441
Commercial | Hospitals | Existing | Demand Controlled Ventilation | 3.7462 | 0.70328 | 181243.9473 | 9.8459 | 55.4323 | 94567.6036
Commercial | Hospitals | New | Demand Controlled Ventilation | 3.7462 | 0.70328 | 181243.9473 | 9.8459 | 55.4323 | 94567.6036
Commercial | Miscellaneous | Existing | Demand Controlled Ventilation | 1.9179 | 0.70327 | 22311.8164 | 1.4402 | 8.1082 | 13832.6709
Commercial | Miscellaneous | New | Demand Controlled Ventilation | 1.9179 | 0.70327 | 22311.8164 | 1.4402 | 8.1082 | 13832.6709
Commercial | Healthcare | Existing | Demand Controlled Ventilation | 2.5167 | 0.70327 | 15982.1419 | 0.94492 | 5.3199 | 9075.7228
Commercial | Healthcare | New | Demand Controlled Ventilation | 2.5167 | 0.70327 | 15982.1419 | 0.94492 | 5.3199 | 9075.7228
Commercial | Schools K-12 | Existing | Demand Controlled Ventilation | 2.6563 | 0.70327 | 34214.5398 | 1.9947 | 11.2299 | 19158.2709
Commercial | Schools K-12 | New | Demand Controlled Ventilation | 2.6563 | 0.70327 | 34214.5398 | 1.9947 | 11.2299 | 19158.2709
Commercial | Lodging/Hospitality | Existing | Demand Controlled Ventilation | 2.1142 | 0.70327 | 25475.792 | 1.5876 | 8.938 | 15248.3191
Commercial | Lodging/Hospitality | New | Demand Controlled Ventilation | 2.1142 | 0.70327 | 25475.792 | 1.5876 | 8.938 | 15248.3191
Commercial | Institutional | Existing | Demand Controlled Ventilation | 2.5804 | 0.70326 | 16495.8026 | 0.96884 | 5.4546 | 9305.5485
Commercial | Institutional | New | Demand Controlled Ventilation | 2.5804 | 0.70326 | 16495.8026 | 0.96884 | 5.4546 | 9305.5485
Commercial | Assembly | Existing | Demand Controlled Ventilation | 1.2973 | 0.70326 | 6154.4215 | 0.4871 | 2.7424 | 4678.5352
Commercial | Assembly | New | Demand Controlled Ventilation | 1.2973 | 0.70326 | 6154.4215 | 0.4871 | 2.7424 | 4678.5352
Commercial | Grocery | Existing | Demand Controlled Ventilation | 0.5893 | 0.70323 | 447.8696 | 0.22127 | 1.2458 | 2125.2697
Commercial | Grocery | New | Demand Controlled Ventilation | 0.5893 | 0.70323 | 447.8696 | 0.22127 | 1.2458 | 2125.2697
Commercial | Assembly | Existing | Retro-Commissioning | 0.59088 | 0.69057 | 2126.251 | 3.2444 | 10.0589 | 19406.44
Commercial | Assembly | New | Retro-Commissioning | 0.59088 | 0.69057 | 2126.251 | 3.2444 | 10.0589 | 19406.44
Commercial | Institutional | Existing | Retro-Commissioning | 2.6809 | 0.69057 | 73116.2863 | 15.7616 | 48.8673 | 94278.48
Commercial | Institutional | New | Retro-Commissioning | 2.6809 | 0.69057 | 73116.2863 | 15.7616 | 48.8673 | 94278.48
Commercial | Offices | Existing | Retro-Commissioning | 2.4534 | 0.69057 | 50933.3701 | 11.2325 | 34.8251 | 67187.23
Commercial | Offices | New | Retro-Commissioning | 2.4534 | 0.69057 | 50933.3701 | 11.2325 | 34.8251 | 67187.23
Commercial | Schools K-12 | Existing | Retro-Commissioning | 0.89546 | 0.69057 | 31797.8721 | 13.2856 | 41.1906 | 79468.03
Commercial | Schools K-12 | New | Retro-Commissioning | 0.89546 | 0.69057 | 31797.8721 | 13.2856 | 41.1906 | 79468.03
Commercial | Miscellaneous | Existing | Retro-Commissioning | 1.831 | 0.69057 | 618514.1991 | 150.2665 | 465.8856 | 898821.23
Commercial | Miscellaneous | New | Retro-Commissioning | 1.831 | 0.69057 | 618514.1991 | 150.2665 | 465.8856 | 898821.23
Commercial | Healthcare | Existing | Retro-Commissioning | 2.3778 | 0.69057 | 61291.6236 | 13.6345 | 42.2724 | 81555.02
Commercial | Healthcare | New | Retro-Commissioning | 2.3778 | 0.69057 | 61291.6236 | 13.6345 | 42.2724 | 81555.02
Commercial | Lodging/Hospitality | Existing | Low-Flow Pre-Rinse Sprayers | 1.867 | 0.66707 | 1485.327 | 0.12005 | 1.0244 | 2261.9741
Commercial | Lodging/Hospitality | New | Low-Flow Pre-Rinse Sprayers | 1.867 | 0.66707 | 1485.327 | 0.12005 | 1.0244 | 2261.9741
Commercial | Lodging/Hospitality | Existing | Smart Thermostat | 2.6879 | 0.3785 | 140964.0986 | -0.61374 | 57.2461 | 19160.2176
Commercial | Lodging/Hospitality | New | Smart Thermostat | 2.6879 | 0.3785 | 140964.0986 | -0.61374 | 57.2461 | 19160.2176
Commercial | Lodging/Hospitality | Existing | Programmable Thermostat | 1.5152 | 0.3785 | 44834.6841 | -0.22094 | 20.6086 | 6897.6783
Commercial | Lodging/Hospitality | New | Programmable Thermostat | 1.5152 | 0.3785 | 44834.6841 | -0.22094 | 20.6086 | 6897.6783
Commercial | Offices | Existing | Warehouse Loading Dock Seals | 0.54457 | 1.1566 | -0.13487 | 3.4149e-05 | 6.093e-05 | 0.30093
Commercial | Offices | New | Warehouse Loading Dock Seals | 0.53621 | 1.1566 | -0.14538 | 3.3625e-05 | 5.9995e-05 | 0.29632
Commercial | Offices | Existing | Smart Strip Plug Outlet | 0.64744 | 1.1112 | -0.19977 | 0.010317 | 0.00717 | 69.3824
Commercial | Offices | New | Smart Strip Plug Outlet | 0.64744 | 1.1112 | -0.19977 | 0.010317 | 0.00717 | 69.3824
Commercial | Grocery | Existing | Warehouse Loading Dock Seals | 0.41726 | 1.1566 | -0.2949 | 2.6166e-05 | 4.6686e-05 | 0.23058
Commercial | Grocery | New | Warehouse Loading Dock Seals | 0.41086 | 1.1566 | -0.30295 | 2.5764e-05 | 4.597e-05 | 0.22705
Commercial | Restaurants | Existing | Warehouse Loading Dock Seals | 0.40488 | 1.1566 | -0.31047 | 2.5389e-05 | 4.5301e-05 | 0.22374
Commercial | Restaurants | New | Warehouse Loading Dock Seals | 0.39866 | 1.1566 | -0.31828 | 2.5e-05 | 4.4605e-05 | 0.22031
Commercial | Institutional | Existing | Warehouse Loading Dock Seals | 0.37524 | 1.1566 | -0.34772 | 2.3531e-05 | 4.1985e-05 | 0.20736
Commercial | Institutional | New | Warehouse Loading Dock Seals | 0.36948 | 1.1566 | -0.35496 | 2.317e-05 | 4.134e-05 | 0.20418
Commercial | Offices | Existing | Infiltration Reduction - Air Sealing | 0.23368 | 0.57702 | -0.3568 | 3.3283e-05 | 9.8832e-05 | 0.15047
Commercial | Offices | New | Infiltration Reduction - Air Sealing | 0.2301 | 0.57702 | -0.36286 | 3.2772e-05 | 9.7315e-05 | 0.14816
Commercial | Grocery | Existing | Infiltration Reduction - Air Sealing | 0.17906 | 0.57702 | -0.44906 | 2.5502e-05 | 7.5728e-05 | 0.11529
Commercial | Grocery | New | Infiltration Reduction - Air Sealing | 0.17631 | 0.57702 | -0.4537 | 2.5111e-05 | 7.4565e-05 | 0.11352
Commercial | Restaurants | Existing | Infiltration Reduction - Air Sealing | 0.17374 | 0.57702 | -0.45803 | 2.4745e-05 | 7.348e-05 | 0.11187
Commercial | Restaurants | New | Infiltration Reduction - Air Sealing | 0.17107 | 0.57702 | -0.46254 | 2.4365e-05 | 7.2352e-05 | 0.11015
Commercial | Lodging/Hospitality | Existing | Warehouse Loading Dock Seals | 0.28228 | 1.1566 | -0.46457 | 1.7702e-05 | 3.1584e-05 | 0.15599
Commercial | Lodging/Hospitality | New | Warehouse Loading Dock Seals | 0.27795 | 1.1566 | -0.47002 | 1.743e-05 | 3.1099e-05 | 0.1536
Commercial | Institutional | Existing | Infiltration Reduction - Air Sealing | 0.16102 | 0.57702 | -0.47951 | 2.2934e-05 | 6.8102e-05 | 0.10368
Commercial | Institutional | New | Infiltration Reduction - Air Sealing | 0.15855 | 0.57702 | -0.48368 | 2.2582e-05 | 6.7056e-05 | 0.10209
Commercial | Lodging/Hospitality | Existing | Infiltration Reduction - Air Sealing | 0.12113 | 0.57702 | -0.54687 | 1.7253e-05 | 5.1231e-05 | 0.077996
Commercial | Lodging/Hospitality | New | Infiltration Reduction - Air Sealing | 0.11927 | 0.57702 | -0.55001 | 1.6988e-05 | 5.0444e-05 | 0.076799
Commercial | Retail | Existing | Warehouse Loading Dock Seals | 0.17687 | 1.1566 | -0.59708 | 1.1091e-05 | 1.9789e-05 | 0.097739
Commercial | Retail | New | Warehouse Loading Dock Seals | 0.17415 | 1.1566 | -0.6005 | 1.0921e-05 | 1.9485e-05 | 0.096238
Commercial | Retail | Existing | Infiltration Reduction - Air Sealing | 0.075897 | 0.57702 | -0.62327 | 1.081e-05 | 3.2099e-05 | 0.048869
Commercial | Retail | New | Infiltration Reduction - Air Sealing | 0.074732 | 0.57702 | -0.62523 | 1.0644e-05 | 3.1606e-05 | 0.048119
Commercial | Grocery | Existing | Ceiling Insulation(R12 to R38) | 0.31985 | 0.83 | -0.65609 | 4.4511e-05 | 0.00010179 | 0.21811
Commercial | Restaurants | Existing | Ceiling Insulation(R12 to R38) | 0.31985 | 0.83 | -0.65609 | 4.4511e-05 | 0.00010179 | 0.21811
Commercial | Retail | Existing | Ceiling Insulation(R12 to R38) | 0.31985 | 0.83 | -0.65609 | 4.4511e-05 | 0.00010179 | 0.21811
Commercial | Assembly | Existing | Infiltration Reduction - Air Sealing | 0.052655 | 0.57702 | -0.66252 | 7.4994e-06 | 2.2269e-05 | 0.033904
Commercial | Assembly | New | Infiltration Reduction - Air Sealing | 0.051846 | 0.57702 | -0.66388 | 7.3843e-06 | 2.1927e-05 | 0.033383
Commercial | Assembly | Existing | Warehouse Loading Dock Seals | 0.1227 | 1.1566 | -0.66517 | 7.6946e-06 | 1.3729e-05 | 0.067808
Commercial | Healthcare | Existing | Infiltration Reduction - Air Sealing | 0.049894 | 0.57702 | -0.66718 | 7.1062e-06 | 2.1101e-05 | 0.032126
Commercial | Assembly | New | Warehouse Loading Dock Seals | 0.12082 | 1.1566 | -0.66753 | 7.5765e-06 | 1.3518e-05 | 0.066767
Commercial | Healthcare | New | Infiltration Reduction - Air Sealing | 0.049128 | 0.57702 | -0.66847 | 6.9971e-06 | 2.0778e-05 | 0.031633
Commercial | Grocery | New | Ceiling Insulation(R12 to R38) | 0.31494 | 0.83 | -0.66953 | 4.3827e-05 | 0.00010023 | 0.21477
Commercial | Restaurants | New | Ceiling Insulation(R12 to R38) | 0.31494 | 0.83 | -0.66953 | 4.3827e-05 | 0.00010023 | 0.21477
Commercial | Retail | New | Ceiling Insulation(R12 to R38) | 0.31494 | 0.83 | -0.66953 | 4.3827e-05 | 0.00010023 | 0.21477
Commercial | Warehouse | Existing | Infiltration Reduction - Air Sealing | 0.04793 | 0.57702 | -0.67049 | 6.8266e-06 | 2.0271e-05 | 0.030862
Commercial | Assembly | Existing | Ceiling Insulation(R12 to R38) | 0.29913 | 0.7964 | -0.67104 | 4.3645e-06 | 9.8386e-05 | 0.21811
Commercial | Healthcare | Existing | Ceiling Insulation(R12 to R38) | 0.29913 | 0.7964 | -0.67104 | 4.3645e-06 | 9.8386e-05 | 0.21811
Commercial | Institutional | Existing | Ceiling Insulation(R12 to R38) | 0.29913 | 0.7964 | -0.67104 | 4.3645e-06 | 9.8386e-05 | 0.21811
Commercial | Miscellaneous | Existing | Ceiling Insulation(R12 to R38) | 0.29913 | 0.7964 | -0.67104 | 4.3645e-06 | 9.8386e-05 | 0.21811
Commercial | Offices | Existing | Ceiling Insulation(R12 to R38) | 0.29913 | 0.7964 | -0.67104 | 4.3645e-06 | 9.8386e-05 | 0.21811
Commercial | Schools K-12 | Existing | Ceiling Insulation(R12 to R38) | 0.29913 | 0.7964 | -0.67104 | 4.3645e-06 | 9.8386e-05 | 0.21811
Commercial | Warehouse | New | Infiltration Reduction - Air Sealing | 0.047195 | 0.57702 | -0.67174 | 6.7218e-06 | 1.996e-05 | 0.030388
Commercial | Healthcare | Existing | Warehouse Loading Dock Seals | 0.11627 | 1.1566 | -0.67325 | 7.2912e-06 | 1.3009e-05 | 0.064252
Commercial | Healthcare | New | Warehouse Loading Dock Seals | 0.11448 | 1.1566 | -0.6755 | 7.1792e-06 | 1.2809e-05 | 0.063266
Commercial | Warehouse | Existing | Warehouse Loading Dock Seals | 0.11169 | 1.1566 | -0.67901 | 7.0043e-06 | 1.2497e-05 | 0.061724
Commercial | Warehouse | New | Warehouse Loading Dock Seals | 0.10998 | 1.1566 | -0.68116 | 6.8968e-06 | 1.2305e-05 | 0.060777
Commercial | Assembly | New | Ceiling Insulation(R12 to R38) | 0.29453 | 0.7964 | -0.68424 | 4.2975e-06 | 9.6876e-05 | 0.21477
Commercial | Healthcare | New | Ceiling Insulation(R12 to R38) | 0.29453 | 0.7964 | -0.68424 | 4.2975e-06 | 9.6876e-05 | 0.21477
Commercial | Institutional | New | Ceiling Insulation(R12 to R38) | 0.29453 | 0.7964 | -0.68424 | 4.2975e-06 | 9.6876e-05 | 0.21477
Commercial | Miscellaneous | New | Ceiling Insulation(R12 to R38) | 0.29453 | 0.7964 | -0.68424 | 4.2975e-06 | 9.6876e-05 | 0.21477
Commercial | Offices | New | Ceiling Insulation(R12 to R38) | 0.29453 | 0.7964 | -0.68424 | 4.2975e-06 | 9.6876e-05 | 0.21477
Commercial | Schools K-12 | New | Ceiling Insulation(R12 to R38) | 0.29453 | 0.7964 | -0.68424 | 4.2975e-06 | 9.6876e-05 | 0.21477
Commercial | Miscellaneous | Existing | Infiltration Reduction - Air Sealing | 0.032186 | 0.57702 | -0.69708 | 4.5842e-06 | 1.3612e-05 | 0.020724
Commercial | Miscellaneous | New | Infiltration Reduction - Air Sealing | 0.031692 | 0.57702 | -0.69792 | 4.5138e-06 | 1.3404e-05 | 0.020406
Commercial | College and University | Existing | Ceiling Insulation(R12 to R38) | 0.3303 | 0.9379 | -0.70691 | 9.0208e-05 | 5.3135e-05 | 0.21811
Commercial | Hospitals | Existing | Ceiling Insulation(R12 to R38) | 0.3303 | 0.9379 | -0.70691 | 9.0208e-05 | 5.3135e-05 | 0.21811
Commercial | Lodging/Hospitality | Existing | Ceiling Insulation(R12 to R38) | 0.3303 | 0.9379 | -0.70691 | 9.0208e-05 | 5.3135e-05 | 0.21811
Commercial | Hospitals | Existing | Infiltration Reduction - Air Sealing | 0.025809 | 0.57702 | -0.70785 | 3.6759e-06 | 1.0915e-05 | 0.016618
Commercial | College and University | Existing | Infiltration Reduction - Air Sealing | 0.025721 | 0.57702 | -0.708 | 3.6634e-06 | 1.0878e-05 | 0.016562
Commercial | Hospitals | New | Infiltration Reduction - Air Sealing | 0.025413 | 0.57702 | -0.70852 | 3.6195e-06 | 1.0748e-05 | 0.016363
Commercial | College and University | New | Infiltration Reduction - Air Sealing | 0.025326 | 0.57702 | -0.70867 | 3.6071e-06 | 1.0711e-05 | 0.016307
Commercial | College and University | New | Ceiling Insulation(R12 to R38) | 0.32523 | 0.9379 | -0.71956 | 8.8823e-05 | 5.232e-05 | 0.21477
Commercial | Hospitals | New | Ceiling Insulation(R12 to R38) | 0.32523 | 0.9379 | -0.71956 | 8.8823e-05 | 5.232e-05 | 0.21477
Commercial | Lodging/Hospitality | New | Ceiling Insulation(R12 to R38) | 0.32523 | 0.9379 | -0.71956 | 8.8823e-05 | 5.232e-05 | 0.21477
Commercial | Schools K-12 | Existing | Infiltration Reduction - Air Sealing | 0.017333 | 0.57702 | -0.72216 | 2.4687e-06 | 7.3307e-06 | 0.011161
Commercial | Schools K-12 | New | Infiltration Reduction - Air Sealing | 0.017067 | 0.57702 | -0.72261 | 2.4308e-06 | 7.2182e-06 | 0.010989
Commercial | Miscellaneous | Existing | Warehouse Loading Dock Seals | 0.075005 | 1.1566 | -0.72513 | 4.7035e-06 | 8.3921e-06 | 0.041449
Commercial | Miscellaneous | New | Warehouse Loading Dock Seals | 0.073854 | 1.1566 | -0.72657 | 4.6313e-06 | 8.2633e-06 | 0.040813
Commercial | Hospitals | Existing | Warehouse Loading Dock Seals | 0.060144 | 1.1566 | -0.74381 | 3.7716e-06 | 6.7294e-06 | 0.033237
Commercial | College and University | Existing | Warehouse Loading Dock Seals | 0.059939 | 1.1566 | -0.74406 | 3.7587e-06 | 6.7064e-06 | 0.033123
Commercial | Hospitals | New | Warehouse Loading Dock Seals | 0.059221 | 1.1566 | -0.74497 | 3.7137e-06 | 6.6261e-06 | 0.032726
Commercial | College and University | New | Warehouse Loading Dock Seals | 0.059019 | 1.1566 | -0.74522 | 3.701e-06 | 6.6035e-06 | 0.032615
Commercial | Schools K-12 | Existing | Warehouse Loading Dock Seals | 0.040392 | 1.1566 | -0.76863 | 2.533e-06 | 4.5194e-06 | 0.022321
Commercial | Schools K-12 | New | Warehouse Loading Dock Seals | 0.039772 | 1.1566 | -0.76941 | 2.4941e-06 | 4.45e-06 | 0.021979
Commercial | Grocery | Existing | Roof Insulation | 0.30585 | 0.83 | -0.88444 | 5.4212e-05 | 0.00012398 | 0.26565
Commercial | Restaurants | Existing | Roof Insulation | 0.30585 | 0.83 | -0.88444 | 5.4212e-05 | 0.00012398 | 0.26565
Commercial | Retail | Existing | Roof Insulation | 0.30585 | 0.83 | -0.88444 | 5.4212e-05 | 0.00012398 | 0.26565
Commercial | Grocery | Existing | Ceiling Insulation(R30 to R38) | 0.060324 | 0.83 | -0.89152 | 5.4782e-06 | 1.2529e-05 | 0.026845
Commercial | Restaurants | Existing | Ceiling Insulation(R30 to R38) | 0.060324 | 0.83 | -0.89152 | 5.4782e-06 | 1.2529e-05 | 0.026845
Commercial | Retail | Existing | Ceiling Insulation(R30 to R38) | 0.060324 | 0.83 | -0.89152 | 5.4782e-06 | 1.2529e-05 | 0.026845
Commercial | Grocery | New | Ceiling Insulation(R30 to R38) | 0.059398 | 0.83 | -0.89318 | 5.3941e-06 | 1.2336e-05 | 0.026433
Commercial | Restaurants | New | Ceiling Insulation(R30 to R38) | 0.059398 | 0.83 | -0.89318 | 5.3941e-06 | 1.2336e-05 | 0.026433
Commercial | Retail | New | Ceiling Insulation(R30 to R38) | 0.059398 | 0.83 | -0.89318 | 5.3941e-06 | 1.2336e-05 | 0.026433
Commercial | Assembly | Existing | Ceiling Insulation(R30 to R38) | 0.056416 | 0.7964 | -0.89336 | 5.3717e-07 | 1.2109e-05 | 0.026845
Commercial | Healthcare | Existing | Ceiling Insulation(R30 to R38) | 0.056416 | 0.7964 | -0.89336 | 5.3717e-07 | 1.2109e-05 | 0.026845
Commercial | Institutional | Existing | Ceiling Insulation(R30 to R38) | 0.056416 | 0.7964 | -0.89336 | 5.3717e-07 | 1.2109e-05 | 0.026845
Commercial | Miscellaneous | Existing | Ceiling Insulation(R30 to R38) | 0.056416 | 0.7964 | -0.89336 | 5.3717e-07 | 1.2109e-05 | 0.026845
Commercial | Offices | Existing | Ceiling Insulation(R30 to R38) | 0.056416 | 0.7964 | -0.89336 | 5.3717e-07 | 1.2109e-05 | 0.026845
Commercial | Schools K-12 | Existing | Ceiling Insulation(R30 to R38) | 0.056416 | 0.7964 | -0.89336 | 5.3717e-07 | 1.2109e-05 | 0.026845
Commercial | Assembly | New | Ceiling Insulation(R30 to R38) | 0.05555 | 0.7964 | -0.89499 | 5.2893e-07 | 1.1923e-05 | 0.026433
Commercial | Healthcare | New | Ceiling Insulation(R30 to R38) | 0.05555 | 0.7964 | -0.89499 | 5.2893e-07 | 1.1923e-05 | 0.026433
Commercial | Institutional | New | Ceiling Insulation(R30 to R38) | 0.05555 | 0.7964 | -0.89499 | 5.2893e-07 | 1.1923e-05 | 0.026433
Commercial | Miscellaneous | New | Ceiling Insulation(R30 to R38) | 0.05555 | 0.7964 | -0.89499 | 5.2893e-07 | 1.1923e-05 | 0.026433
Commercial | Offices | New | Ceiling Insulation(R30 to R38) | 0.05555 | 0.7964 | -0.89499 | 5.2893e-07 | 1.1923e-05 | 0.026433
Commercial | Schools K-12 | New | Ceiling Insulation(R30 to R38) | 0.05555 | 0.7964 | -0.89499 | 5.2893e-07 | 1.1923e-05 | 0.026433
Commercial | College and University | Existing | Ceiling Insulation(R30 to R38) | 0.062296 | 0.9379 | -0.89778 | 1.1102e-05 | 6.5397e-06 | 0.026845
Commercial | Hospitals | Existing | Ceiling Insulation(R30 to R38) | 0.062296 | 0.9379 | -0.89778 | 1.1102e-05 | 6.5397e-06 | 0.026845
Commercial | Lodging/Hospitality | Existing | Ceiling Insulation(R30 to R38) | 0.062296 | 0.9379 | -0.89778 | 1.1102e-05 | 6.5397e-06 | 0.026845
Commercial | College and University | New | Ceiling Insulation(R30 to R38) | 0.06134 | 0.9379 | -0.89933 | 1.0932e-05 | 6.4393e-06 | 0.026433
Commercial | Hospitals | New | Ceiling Insulation(R30 to R38) | 0.06134 | 0.9379 | -0.89933 | 1.0932e-05 | 6.4393e-06 | 0.026433
Commercial | Lodging/Hospitality | New | Ceiling Insulation(R30 to R38) | 0.06134 | 0.9379 | -0.89933 | 1.0932e-05 | 6.4393e-06 | 0.026433
Commercial | Assembly | Existing | Roof Insulation | 0.28603 | 0.7964 | -0.90264 | 5.3158e-06 | 0.00011983 | 0.26565
Commercial | Healthcare | Existing | Roof Insulation | 0.28603 | 0.7964 | -0.90264 | 5.3158e-06 | 0.00011983 | 0.26565
Commercial | Institutional | Existing | Roof Insulation | 0.28603 | 0.7964 | -0.90264 | 5.3158e-06 | 0.00011983 | 0.26565
Commercial | Miscellaneous | Existing | Roof Insulation | 0.28603 | 0.7964 | -0.90264 | 5.3158e-06 | 0.00011983 | 0.26565
Commercial | Offices | Existing | Roof Insulation | 0.28603 | 0.7964 | -0.90264 | 5.3158e-06 | 0.00011983 | 0.26565
Commercial | Schools K-12 | Existing | Roof Insulation | 0.28603 | 0.7964 | -0.90264 | 5.3158e-06 | 0.00011983 | 0.26565
Commercial | Grocery | Existing | Ceiling Insulation(R19 to R38) | 0.17227 | 0.83 | -0.90826 | 2.0543e-05 | 4.6982e-05 | 0.10067
Commercial | Restaurants | Existing | Ceiling Insulation(R19 to R38) | 0.17227 | 0.83 | -0.90826 | 2.0543e-05 | 4.6982e-05 | 0.10067
Commercial | Retail | Existing | Ceiling Insulation(R19 to R38) | 0.17227 | 0.83 | -0.90826 | 2.0543e-05 | 4.6982e-05 | 0.10067
Commercial | Warehouse | Existing | Ceiling Insulation(R12 to R38) | 0.27633 | 1.2544 | -0.90885 | 2.4751e-05 | 4.4161e-05 | 0.21811
Commercial | Grocery | New | Ceiling Insulation(R19 to R38) | 0.16962 | 0.83 | -0.91446 | 2.0228e-05 | 4.6261e-05 | 0.099123
Commercial | Restaurants | New | Ceiling Insulation(R19 to R38) | 0.16962 | 0.83 | -0.91446 | 2.0228e-05 | 4.6261e-05 | 0.099123
Commercial | Retail | New | Ceiling Insulation(R19 to R38) | 0.16962 | 0.83 | -0.91446 | 2.0228e-05 | 4.6261e-05 | 0.099123
Commercial | Assembly | Existing | Ceiling Insulation(R19 to R38) | 0.16111 | 0.7964 | -0.91516 | 2.0144e-06 | 4.5409e-05 | 0.10067
Commercial | Healthcare | Existing | Ceiling Insulation(R19 to R38) | 0.16111 | 0.7964 | -0.91516 | 2.0144e-06 | 4.5409e-05 | 0.10067
Commercial | Institutional | Existing | Ceiling Insulation(R19 to R38) | 0.16111 | 0.7964 | -0.91516 | 2.0144e-06 | 4.5409e-05 | 0.10067
Commercial | Miscellaneous | Existing | Ceiling Insulation(R19 to R38) | 0.16111 | 0.7964 | -0.91516 | 2.0144e-06 | 4.5409e-05 | 0.10067
Commercial | Offices | Existing | Ceiling Insulation(R19 to R38) | 0.16111 | 0.7964 | -0.91516 | 2.0144e-06 | 4.5409e-05 | 0.10067
Commercial | Schools K-12 | Existing | Ceiling Insulation(R19 to R38) | 0.16111 | 0.7964 | -0.91516 | 2.0144e-06 | 4.5409e-05 | 0.10067
Commercial | Warehouse | New | Ceiling Insulation(R12 to R38) | 0.27209 | 1.2544 | -0.9184 | 2.4371e-05 | 4.3484e-05 | 0.21477
Commercial | Assembly | New | Ceiling Insulation(R19 to R38) | 0.15863 | 0.7964 | -0.92125 | 1.9835e-06 | 4.4712e-05 | 0.099123
Commercial | Healthcare | New | Ceiling Insulation(R19 to R38) | 0.15863 | 0.7964 | -0.92125 | 1.9835e-06 | 4.4712e-05 | 0.099123
Commercial | Institutional | New | Ceiling Insulation(R19 to R38) | 0.15863 | 0.7964 | -0.92125 | 1.9835e-06 | 4.4712e-05 | 0.099123
Commercial | Miscellaneous | New | Ceiling Insulation(R19 to R38) | 0.15863 | 0.7964 | -0.92125 | 1.9835e-06 | 4.4712e-05 | 0.099123
Commercial | Offices | New | Ceiling Insulation(R19 to R38) | 0.15863 | 0.7964 | -0.92125 | 1.9835e-06 | 4.4712e-05 | 0.099123
Commercial | Schools K-12 | New | Ceiling Insulation(R19 to R38) | 0.15863 | 0.7964 | -0.92125 | 1.9835e-06 | 4.4712e-05 | 0.099123
Commercial | Warehouse | Existing | Ceiling Insulation(R30 to R38) | 0.052116 | 1.2544 | -0.92263 | 3.0463e-06 | 5.4353e-06 | 0.026845
Commercial | Warehouse | New | Ceiling Insulation(R30 to R38) | 0.051316 | 1.2544 | -0.92381 | 2.9995e-06 | 5.3518e-06 | 0.026433
Commercial | College and University | Existing | Ceiling Insulation(R19 to R38) | 0.1779 | 0.9379 | -0.93171 | 4.1634e-05 | 2.4524e-05 | 0.10067
Commercial | Hospitals | Existing | Ceiling Insulation(R19 to R38) | 0.1779 | 0.9379 | -0.93171 | 4.1634e-05 | 2.4524e-05 | 0.10067
Commercial | Lodging/Hospitality | Existing | Ceiling Insulation(R19 to R38) | 0.1779 | 0.9379 | -0.93171 | 4.1634e-05 | 2.4524e-05 | 0.10067
Commercial | College and University | New | Ceiling Insulation(R19 to R38) | 0.17517 | 0.9379 | -0.93755 | 4.0995e-05 | 2.4148e-05 | 0.099123
Commercial | Hospitals | New | Ceiling Insulation(R19 to R38) | 0.17517 | 0.9379 | -0.93755 | 4.0995e-05 | 2.4148e-05 | 0.099123
Commercial | Lodging/Hospitality | New | Ceiling Insulation(R19 to R38) | 0.17517 | 0.9379 | -0.93755 | 4.0995e-05 | 2.4148e-05 | 0.099123
Commercial | College and University | Existing | Roof Insulation | 0.31585 | 0.9379 | -0.94633 | 0.00010987 | 6.4716e-05 | 0.26565
Commercial | Hospitals | Existing | Roof Insulation | 0.31585 | 0.9379 | -0.94633 | 0.00010987 | 6.4716e-05 | 0.26565
Commercial | Lodging/Hospitality | Existing | Roof Insulation | 0.31585 | 0.9379 | -0.94633 | 0.00010987 | 6.4716e-05 | 0.26565
Commercial | Assembly | Turnover | Refrigerated Display Case LED Lighting | 0.72425 | 1.2739 | -0.99625 | 0.024002 | 0.013074 | 160.9897
Commercial | Grocery | Turnover | Refrigerated Display Case LED Lighting | 0.72425 | 1.2739 | -0.99625 | 0.024002 | 0.013074 | 160.9897
Commercial | Institutional | Turnover | Refrigerated Display Case LED Lighting | 0.72425 | 1.2739 | -0.99625 | 0.024002 | 0.013074 | 160.9897
Commercial | Miscellaneous | Turnover | Refrigerated Display Case LED Lighting | 0.72425 | 1.2739 | -0.99625 | 0.024002 | 0.013074 | 160.9897
Commercial | Offices | Turnover | Refrigerated Display Case LED Lighting | 0.72425 | 1.2739 | -0.99625 | 0.024002 | 0.013074 | 160.9897
Commercial | Retail | Turnover | Refrigerated Display Case LED Lighting | 0.72425 | 1.2739 | -0.99625 | 0.024002 | 0.013074 | 160.9897
Commercial | Warehouse | Turnover | Refrigerated Display Case LED Lighting | 0.72425 | 1.2739 | -0.99625 | 0.024002 | 0.013074 | 160.9897
Commercial | Warehouse | Existing | Ceiling Insulation(R19 to R38) | 0.14883 | 1.2544 | -1.0249 | 1.1424e-05 | 2.0382e-05 | 0.10067
Commercial | Warehouse | New | Ceiling Insulation(R19 to R38) | 0.14654 | 1.2544 | -1.0293 | 1.1248e-05 | 2.0069e-05 | 0.099123
Commercial | Warehouse | Existing | Roof Insulation | 0.26424 | 1.2544 | -1.1923 | 3.0145e-05 | 5.3786e-05 | 0.26565
Commercial | Restaurants | Existing | Smart Strip Plug Outlet | 0.6111 | 1.088 | -1.2238 | 0.0099458 | 0 | 66.8878
Commercial | Restaurants | New | Smart Strip Plug Outlet | 0.6111 | 1.088 | -1.2238 | 0.0099458 | 0 | 66.8878
Commercial | Grocery | New | Roof Insulation | 0.15058 | 0.83 | -1.4255 | 2.669e-05 | 6.1038e-05 | 0.13079
Commercial | Restaurants | New | Roof Insulation | 0.15058 | 0.83 | -1.4255 | 2.669e-05 | 6.1038e-05 | 0.13079
Commercial | Retail | New | Roof Insulation | 0.15058 | 0.83 | -1.4255 | 2.669e-05 | 6.1038e-05 | 0.13079
Commercial | Assembly | New | Roof Insulation | 0.14082 | 0.7964 | -1.4345 | 2.6171e-06 | 5.8995e-05 | 0.13079
Commercial | Healthcare | New | Roof Insulation | 0.14082 | 0.7964 | -1.4345 | 2.6171e-06 | 5.8995e-05 | 0.13079
Commercial | Institutional | New | Roof Insulation | 0.14082 | 0.7964 | -1.4345 | 2.6171e-06 | 5.8995e-05 | 0.13079
Commercial | Miscellaneous | New | Roof Insulation | 0.14082 | 0.7964 | -1.4345 | 2.6171e-06 | 5.8995e-05 | 0.13079
Commercial | Offices | New | Roof Insulation | 0.14082 | 0.7964 | -1.4345 | 2.6171e-06 | 5.8995e-05 | 0.13079
Commercial | Schools K-12 | New | Roof Insulation | 0.14082 | 0.7964 | -1.4345 | 2.6171e-06 | 5.8995e-05 | 0.13079
Commercial | College and University | New | Roof Insulation | 0.1555 | 0.9379 | -1.456 | 5.4091e-05 | 3.1861e-05 | 0.13079
Commercial | Hospitals | New | Roof Insulation | 0.1555 | 0.9379 | -1.456 | 5.4091e-05 | 3.1861e-05 | 0.13079
Commercial | Lodging/Hospitality | New | Roof Insulation | 0.1555 | 0.9379 | -1.456 | 5.4091e-05 | 3.1861e-05 | 0.13079
Commercial | Warehouse | New | Roof Insulation | 0.13009 | 1.2544 | -1.5771 | 1.4841e-05 | 2.648e-05 | 0.13079
Commercial | Lodging/Hospitality | Existing | ECM Motors on Furnaces | 0.68847 | 1.3673 | -1.7033 | 0 | 0.055813 | 488.9225
Commercial | Lodging/Hospitality | New | ECM Motors on Furnaces | 0.68847 | 1.3673 | -1.7033 | 0 | 0.055813 | 488.9225
Commercial | College and University | Existing | HVAC tune-up | 0.63805 | 0.907 | -1.9262 | 0.069331 | 0.023434 | 183.4457
Commercial | College and University | New | HVAC tune-up | 0.63805 | 0.907 | -1.9262 | 0.069331 | 0.023434 | 183.4457
Commercial | College and University | Turnover | Energy Star PCs | 0.61992 | 1.0443 | -2.3579 | 0.023703 | 0.023703 | 123.5154
Commercial | Hospitals | Turnover | Energy Star PCs | 0.61992 | 1.0443 | -2.3579 | 0.023703 | 0.023703 | 123.5154
Commercial | College and University | New | Energy Star PCs | 0.61992 | 1.0443 | -2.3579 | 0.023703 | 0.023703 | 123.5154
Commercial | Hospitals | New | Energy Star PCs | 0.61992 | 1.0443 | -2.3579 | 0.023703 | 0.023703 | 123.5154
Commercial | Assembly | New | Wall Insulation | 0 | #DIV/0! | -2.7014 | 0 | 0 | 0
Commercial | College and University | New | Wall Insulation | 0 | #DIV/0! | -2.7014 | 0 | 0 | 0
Commercial | Grocery | New | Wall Insulation | 0 | #DIV/0! | -2.7014 | 0 | 0 | 0
Commercial | Healthcare | New | Wall Insulation | 0 | #DIV/0! | -2.7014 | 0 | 0 | 0
Commercial | Hospitals | New | Wall Insulation | 0 | #DIV/0! | -2.7014 | 0 | 0 | 0
Commercial | Institutional | New | Wall Insulation | 0 | #DIV/0! | -2.7014 | 0 | 0 | 0
Commercial | Lodging/Hospitality | New | Wall Insulation | 0 | #DIV/0! | -2.7014 | 0 | 0 | 0
Commercial | Miscellaneous | New | Wall Insulation | 0 | #DIV/0! | -2.7014 | 0 | 0 | 0
Commercial | Offices | New | Wall Insulation | 0 | #DIV/0! | -2.7014 | 0 | 0 | 0
Commercial | Restaurants | New | Wall Insulation | 0 | #DIV/0! | -2.7014 | 0 | 0 | 0
Commercial | Retail | New | Wall Insulation | 0 | #DIV/0! | -2.7014 | 0 | 0 | 0
Commercial | Schools K-12 | New | Wall Insulation | 0 | #DIV/0! | -2.7014 | 0 | 0 | 0
Commercial | Warehouse | New | Wall Insulation | 0 | #DIV/0! | -2.7014 | 0 | 0 | 0
Commercial | Grocery | Existing | Floor Insulation | 0.033258 | 0.79779 | -3.7603 | 1.4222e-05 | 3.2526e-05 | 0.069693
Commercial | Restaurants | Existing | Floor Insulation | 0.033258 | 0.79779 | -3.7603 | 1.4222e-05 | 3.2526e-05 | 0.069693
Commercial | Retail | Existing | Floor Insulation | 0.033258 | 0.79779 | -3.7603 | 1.4222e-05 | 3.2526e-05 | 0.069693
Commercial | Grocery | New | Floor Insulation | 0.032748 | 0.79779 | -3.7641 | 1.4004e-05 | 3.2027e-05 | 0.068623
Commercial | Restaurants | New | Floor Insulation | 0.032748 | 0.79779 | -3.7641 | 1.4004e-05 | 3.2027e-05 | 0.068623
Commercial | Retail | New | Floor Insulation | 0.032748 | 0.79779 | -3.7641 | 1.4004e-05 | 3.2027e-05 | 0.068623
Commercial | Assembly | Existing | Floor Insulation | 0.031142 | 0.76642 | -3.7646 | 1.3946e-06 | 3.1437e-05 | 0.069693
Commercial | Healthcare | Existing | Floor Insulation | 0.031142 | 0.76642 | -3.7646 | 1.3946e-06 | 3.1437e-05 | 0.069693
Commercial | Institutional | Existing | Floor Insulation | 0.031142 | 0.76642 | -3.7646 | 1.3946e-06 | 3.1437e-05 | 0.069693
Commercial | Miscellaneous | Existing | Floor Insulation | 0.031142 | 0.76642 | -3.7646 | 1.3946e-06 | 3.1437e-05 | 0.069693
Commercial | Offices | Existing | Floor Insulation | 0.031142 | 0.76642 | -3.7646 | 1.3946e-06 | 3.1437e-05 | 0.069693
Commercial | Schools K-12 | Existing | Floor Insulation | 0.031142 | 0.76642 | -3.7646 | 1.3946e-06 | 3.1437e-05 | 0.069693
Commercial | Assembly | New | Floor Insulation | 0.030664 | 0.76642 | -3.7682 | 1.3732e-06 | 3.0955e-05 | 0.068623
Commercial | Healthcare | New | Floor Insulation | 0.030664 | 0.76642 | -3.7682 | 1.3732e-06 | 3.0955e-05 | 0.068623
Commercial | Institutional | New | Floor Insulation | 0.030664 | 0.76642 | -3.7682 | 1.3732e-06 | 3.0955e-05 | 0.068623
Commercial | Miscellaneous | New | Floor Insulation | 0.030664 | 0.76642 | -3.7682 | 1.3732e-06 | 3.0955e-05 | 0.068623
Commercial | Offices | New | Floor Insulation | 0.030664 | 0.76642 | -3.7682 | 1.3732e-06 | 3.0955e-05 | 0.068623
Commercial | Schools K-12 | New | Floor Insulation | 0.030664 | 0.76642 | -3.7682 | 1.3732e-06 | 3.0955e-05 | 0.068623
Commercial | College and University | Existing | Floor Insulation | 0.034205 | 0.89781 | -3.7747 | 2.8824e-05 | 1.6978e-05 | 0.069693
Commercial | Hospitals | Existing | Floor Insulation | 0.034205 | 0.89781 | -3.7747 | 2.8824e-05 | 1.6978e-05 | 0.069693
Commercial | Lodging/Hospitality | Existing | Floor Insulation | 0.034205 | 0.89781 | -3.7747 | 2.8824e-05 | 1.6978e-05 | 0.069693
Commercial | College and University | New | Floor Insulation | 0.03368 | 0.89781 | -3.7782 | 2.8381e-05 | 1.6718e-05 | 0.068623
Commercial | Hospitals | New | Floor Insulation | 0.03368 | 0.89781 | -3.7782 | 2.8381e-05 | 1.6718e-05 | 0.068623
Commercial | Lodging/Hospitality | New | Floor Insulation | 0.03368 | 0.89781 | -3.7782 | 2.8381e-05 | 1.6718e-05 | 0.068623
Commercial | Warehouse | Existing | Floor Insulation | 0.028353 | 1.1897 | -3.8318 | 7.9086e-06 | 1.4111e-05 | 0.069693
Commercial | Warehouse | New | Floor Insulation | 0.027917 | 1.1897 | -3.8344 | 7.7872e-06 | 1.3894e-05 | 0.068623
Commercial | Miscellaneous | Turnover | Premium T8 - Fixture Replacement | 0.66442 | 1.1204 | -3.9535 | 0.011284 | 0.0025813 | 46.5485
Commercial | Miscellaneous | New | Premium T8 - Fixture Replacement | 0.66442 | 1.1204 | -3.9535 | 0.011284 | 0.0025813 | 46.5485
Commercial | Lodging/Hospitality | Existing | Cool Roof | 0.063666 | 0.71313 | -4.0124 | 0.00010041 | 0 | 0.17819
Commercial | Lodging/Hospitality | New | Cool Roof | 0.06351 | 0.71313 | -4.0138 | 0.00010016 | 0 | 0.17775
Commercial | Assembly | Existing | Cool Roof | 0.058014 | 0.80655 | -4.0917 | 7.5697e-05 | 0 | 0.17819
Commercial | College and University | Existing | Cool Roof | 0.058014 | 0.80655 | -4.0917 | 7.5697e-05 | 0 | 0.17819
Commercial | Grocery | Existing | Cool Roof | 0.058014 | 0.80655 | -4.0917 | 7.5697e-05 | 0 | 0.17819
Commercial | Healthcare | Existing | Cool Roof | 0.058014 | 0.80655 | -4.0917 | 7.5697e-05 | 0 | 0.17819
Commercial | Hospitals | Existing | Cool Roof | 0.058014 | 0.80655 | -4.0917 | 7.5697e-05 | 0 | 0.17819
Commercial | Institutional | Existing | Cool Roof | 0.058014 | 0.80655 | -4.0917 | 7.5697e-05 | 0 | 0.17819
Commercial | Offices | Existing | Cool Roof | 0.058014 | 0.80655 | -4.0917 | 7.5697e-05 | 0 | 0.17819
Commercial | Restaurants | Existing | Cool Roof | 0.058014 | 0.80655 | -4.0917 | 7.5697e-05 | 0 | 0.17819
Commercial | Retail | Existing | Cool Roof | 0.058014 | 0.80655 | -4.0917 | 7.5697e-05 | 0 | 0.17819
Commercial | Schools K-12 | Existing | Cool Roof | 0.058014 | 0.80655 | -4.0917 | 7.5697e-05 | 0 | 0.17819
Commercial | Assembly | New | Cool Roof | 0.057872 | 0.80655 | -4.0928 | 7.5512e-05 | 0 | 0.17775
Commercial | College and University | New | Cool Roof | 0.057872 | 0.80655 | -4.0928 | 7.5512e-05 | 0 | 0.17775
Commercial | Grocery | New | Cool Roof | 0.057872 | 0.80655 | -4.0928 | 7.5512e-05 | 0 | 0.17775
Commercial | Healthcare | New | Cool Roof | 0.057872 | 0.80655 | -4.0928 | 7.5512e-05 | 0 | 0.17775
Commercial | Hospitals | New | Cool Roof | 0.057872 | 0.80655 | -4.0928 | 7.5512e-05 | 0 | 0.17775
Commercial | Institutional | New | Cool Roof | 0.057872 | 0.80655 | -4.0928 | 7.5512e-05 | 0 | 0.17775
Commercial | Offices | New | Cool Roof | 0.057872 | 0.80655 | -4.0928 | 7.5512e-05 | 0 | 0.17775
Commercial | Restaurants | New | Cool Roof | 0.057872 | 0.80655 | -4.0928 | 7.5512e-05 | 0 | 0.17775
Commercial | Retail | New | Cool Roof | 0.057872 | 0.80655 | -4.0928 | 7.5512e-05 | 0 | 0.17775
Commercial | Schools K-12 | New | Cool Roof | 0.057872 | 0.80655 | -4.0928 | 7.5512e-05 | 0 | 0.17775
Commercial | Miscellaneous | Existing | Cool Roof | 0.045958 | 1.3159 | -4.2607 | 2.2991e-05 | 0 | 0.17819
Commercial | Warehouse | Existing | Cool Roof | 0.045958 | 1.3159 | -4.2607 | 2.2991e-05 | 0 | 0.17819
Commercial | Miscellaneous | New | Cool Roof | 0.045845 | 1.3159 | -4.2615 | 2.2935e-05 | 0 | 0.17775
Commercial | Warehouse | New | Cool Roof | 0.045845 | 1.3159 | -4.2615 | 2.2935e-05 | 0 | 0.17775
Commercial | Assembly | Existing | Smart Strip Plug Outlet | 0.51164 | 1.0898 | -5.7324 | 0.0083127 | 0 | 55.9044
Commercial | Assembly | New | Smart Strip Plug Outlet | 0.51164 | 1.0898 | -5.7324 | 0.0083127 | 0 | 55.9044
Commercial | College and University | Turnover | Refrigerated Display Case LED Lighting | 0.70664 | 1.3292 | -6.8212 | 0.020873 | 0.017484 | 160.9897
Commercial | Healthcare | Turnover | Refrigerated Display Case LED Lighting | 0.70664 | 1.3292 | -6.8212 | 0.020873 | 0.017484 | 160.9897
Commercial | Hospitals | Turnover | Refrigerated Display Case LED Lighting | 0.70664 | 1.3292 | -6.8212 | 0.020873 | 0.017484 | 160.9897
Commercial | Lodging/Hospitality | Turnover | Refrigerated Display Case LED Lighting | 0.70664 | 1.3292 | -6.8212 | 0.020873 | 0.017484 | 160.9897
Commercial | Restaurants | Turnover | Refrigerated Display Case LED Lighting | 0.70664 | 1.3292 | -6.8212 | 0.020873 | 0.017484 | 160.9897
Commercial | Schools K-12 | Turnover | Refrigerated Display Case LED Lighting | 0.70664 | 1.3292 | -6.8212 | 0.020873 | 0.017484 | 160.9897
Commercial | Assembly | Turnover | Energy Star PCs | 0.55937 | 1.1017 | -7.284 | 0.017591 | 0 | 123.5154
Commercial | Grocery | Turnover | Energy Star PCs | 0.56504 | 1.1129 | -7.284 | 0.017591 | 0.0068231 | 123.5154
Commercial | Healthcare | Turnover | Energy Star PCs | 0.56504 | 1.1129 | -7.284 | 0.017591 | 0.0068231 | 123.5154
Commercial | Institutional | Turnover | Energy Star PCs | 0.55937 | 1.1017 | -7.284 | 0.017591 | 0 | 123.5154
Commercial | Lodging/Hospitality | Turnover | Energy Star PCs | 0.56504 | 1.1129 | -7.284 | 0.017591 | 0.0068231 | 123.5154
Commercial | Miscellaneous | Turnover | Energy Star PCs | 0.55937 | 1.1017 | -7.284 | 0.017591 | 0 | 123.5154
Commercial | Offices | Turnover | Energy Star PCs | 0.56504 | 1.1129 | -7.284 | 0.017591 | 0.0068231 | 123.5154
Commercial | Restaurants | Turnover | Energy Star PCs | 0.55937 | 1.1017 | -7.284 | 0.017591 | 0 | 123.5154
Commercial | Retail | Turnover | Energy Star PCs | 0.56504 | 1.1129 | -7.284 | 0.017591 | 0.0068231 | 123.5154
Commercial | Schools K-12 | Turnover | Energy Star PCs | 0.56504 | 1.1129 | -7.284 | 0.017591 | 0.0068231 | 123.5154
Commercial | Warehouse | Turnover | Energy Star PCs | 0.55937 | 1.1017 | -7.284 | 0.017591 | 0 | 123.5154
Commercial | Assembly | New | Energy Star PCs | 0.55937 | 1.1017 | -7.284 | 0.017591 | 0 | 123.5154
Commercial | Grocery | New | Energy Star PCs | 0.56504 | 1.1129 | -7.284 | 0.017591 | 0.0068231 | 123.5154
Commercial | Healthcare | New | Energy Star PCs | 0.56504 | 1.1129 | -7.284 | 0.017591 | 0.0068231 | 123.5154
Commercial | Institutional | New | Energy Star PCs | 0.55937 | 1.1017 | -7.284 | 0.017591 | 0 | 123.5154
Commercial | Lodging/Hospitality | New | Energy Star PCs | 0.56504 | 1.1129 | -7.284 | 0.017591 | 0.0068231 | 123.5154
Commercial | Miscellaneous | New | Energy Star PCs | 0.55937 | 1.1017 | -7.284 | 0.017591 | 0 | 123.5154
Commercial | Offices | New | Energy Star PCs | 0.56504 | 1.1129 | -7.284 | 0.017591 | 0.0068231 | 123.5154
Commercial | Restaurants | New | Energy Star PCs | 0.55937 | 1.1017 | -7.284 | 0.017591 | 0 | 123.5154
Commercial | Retail | New | Energy Star PCs | 0.56504 | 1.1129 | -7.284 | 0.017591 | 0.0068231 | 123.5154
Commercial | Schools K-12 | New | Energy Star PCs | 0.56504 | 1.1129 | -7.284 | 0.017591 | 0.0068231 | 123.5154
Commercial | Warehouse | New | Energy Star PCs | 0.55937 | 1.1017 | -7.284 | 0.017591 | 0 | 123.5154
Commercial | Assembly | Turnover | High Speed Fans | 0.68761 | 1.2407 | -10.5845 | 0.070783 | 0.0064843 | 508.5618
Commercial | Grocery | Turnover | High Speed Fans | 0.68761 | 1.2407 | -10.5845 | 0.070783 | 0.0064843 | 508.5618
Commercial | Institutional | Turnover | High Speed Fans | 0.68761 | 1.2407 | -10.5845 | 0.070783 | 0.0064843 | 508.5618
Commercial | Miscellaneous | Turnover | High Speed Fans | 0.68761 | 1.2407 | -10.5845 | 0.070783 | 0.0064843 | 508.5618
Commercial | Offices | Turnover | High Speed Fans | 0.68761 | 1.2407 | -10.5845 | 0.070783 | 0.0064843 | 508.5618
Commercial | Retail | Turnover | High Speed Fans | 0.68761 | 1.2407 | -10.5845 | 0.070783 | 0.0064843 | 508.5618
Commercial | Warehouse | Turnover | High Speed Fans | 0.68761 | 1.2407 | -10.5845 | 0.070783 | 0.0064843 | 508.5618
Commercial | Assembly | New | High Speed Fans | 0.68761 | 1.2407 | -10.5845 | 0.070783 | 0.0064843 | 508.5618
Commercial | Grocery | New | High Speed Fans | 0.68761 | 1.2407 | -10.5845 | 0.070783 | 0.0064843 | 508.5618
Commercial | Institutional | New | High Speed Fans | 0.68761 | 1.2407 | -10.5845 | 0.070783 | 0.0064843 | 508.5618
Commercial | Miscellaneous | New | High Speed Fans | 0.68761 | 1.2407 | -10.5845 | 0.070783 | 0.0064843 | 508.5618
Commercial | Offices | New | High Speed Fans | 0.68761 | 1.2407 | -10.5845 | 0.070783 | 0.0064843 | 508.5618
Commercial | Retail | New | High Speed Fans | 0.68761 | 1.2407 | -10.5845 | 0.070783 | 0.0064843 | 508.5618
Commercial | Warehouse | New | High Speed Fans | 0.68761 | 1.2407 | -10.5845 | 0.070783 | 0.0064843 | 508.5618
Commercial | Warehouse | Turnover | Premium T8 - Fixture Replacement | 0.57742 | 1.1224 | -11.0293 | 0.0097886 | 0.0022393 | 40.3814
Commercial | Warehouse | New | Premium T8 - Fixture Replacement | 0.57742 | 1.1224 | -11.0293 | 0.0097886 | 0.0022393 | 40.3814
Commercial | Lodging/Hospitality | Turnover | Premium T8 - Fixture Replacement | 0.55911 | 1.1029 | -11.7692 | 0.0096676 | 5.2963e-07 | 39.6422
Commercial | Lodging/Hospitality | New | Premium T8 - Fixture Replacement | 0.55911 | 1.1029 | -11.7692 | 0.0096676 | 5.2963e-07 | 39.6422
Commercial | College and University | Turnover | Premium T8 - Fixture Replacement | 0.53427 | 1.3872 | -15.8782 | 0.0048779 | 0.0045245 | 46.5485
Commercial | College and University | New | Premium T8 - Fixture Replacement | 0.53427 | 1.3872 | -15.8782 | 0.0048779 | 0.0045245 | 46.5485
Commercial | Retail | Existing | Smart Strip Plug Outlet | 0.28161 | 1.108 | -16.2572 | 0.0045002 | 0.0031276 | 30.265
Commercial | Retail | New | Smart Strip Plug Outlet | 0.28161 | 1.108 | -16.2572 | 0.0045002 | 0.0031276 | 30.265
Commercial | Restaurants | Turnover | Premium T8 - Fixture Replacement | 0.5032 | 1.11 | -16.5908 | 0.0086452 | 4.7362e-07 | 35.4499
Commercial | Restaurants | New | Premium T8 - Fixture Replacement | 0.5032 | 1.11 | -16.5908 | 0.0086452 | 4.7362e-07 | 35.4499
Commercial | Institutional | Turnover | Premium T8 - Fixture Replacement | 0.49748 | 1.1209 | -17.3903 | 0.0084447 | 0.0019318 | 34.8374
Commercial | Institutional | New | Premium T8 - Fixture Replacement | 0.49748 | 1.1209 | -17.3903 | 0.0084447 | 0.0019318 | 34.8374
Commercial | Offices | Turnover | Premium T8 - Fixture Replacement | 0.49198 | 1.1242 | -17.9477 | 0.008327 | 0.0019049 | 34.3517
Commercial | Offices | New | Premium T8 - Fixture Replacement | 0.49198 | 1.1242 | -17.9477 | 0.008327 | 0.0019049 | 34.3517
Commercial | College and University | Turnover | High Speed Fans | 0.69487 | 1.2965 | -18.4359 | 0.065938 | 0.055231 | 508.5618
Commercial | Healthcare | Turnover | High Speed Fans | 0.69487 | 1.2965 | -18.4359 | 0.065938 | 0.055231 | 508.5618
Commercial | Hospitals | Turnover | High Speed Fans | 0.69487 | 1.2965 | -18.4359 | 0.065938 | 0.055231 | 508.5618
Commercial | Lodging/Hospitality | Turnover | High Speed Fans | 0.69487 | 1.2965 | -18.4359 | 0.065938 | 0.055231 | 508.5618
Commercial | Restaurants | Turnover | High Speed Fans | 0.69487 | 1.2965 | -18.4359 | 0.065938 | 0.055231 | 508.5618
Commercial | Schools K-12 | Turnover | High Speed Fans | 0.69487 | 1.2965 | -18.4359 | 0.065938 | 0.055231 | 508.5618
Commercial | College and University | New | High Speed Fans | 0.69487 | 1.2965 | -18.4359 | 0.065938 | 0.055231 | 508.5618
Commercial | Healthcare | New | High Speed Fans | 0.69487 | 1.2965 | -18.4359 | 0.065938 | 0.055231 | 508.5618
Commercial | Hospitals | New | High Speed Fans | 0.69487 | 1.2965 | -18.4359 | 0.065938 | 0.055231 | 508.5618
Commercial | Lodging/Hospitality | New | High Speed Fans | 0.69487 | 1.2965 | -18.4359 | 0.065938 | 0.055231 | 508.5618
Commercial | Restaurants | New | High Speed Fans | 0.69487 | 1.2965 | -18.4359 | 0.065938 | 0.055231 | 508.5618
Commercial | Schools K-12 | New | High Speed Fans | 0.69487 | 1.2965 | -18.4359 | 0.065938 | 0.055231 | 508.5618
Commercial | College and University | Existing | Interior Lighting Controls | 0.70109 | 1.8228 | -18.9288 | 0 | 0 | 617.12
Commercial | Miscellaneous | Existing | Interior Lighting Controls | 0.70109 | 1.8228 | -18.9288 | 0 | 0 | 617.12
Commercial | College and University | New | Interior Lighting Controls | 0.70109 | 1.8228 | -18.9288 | 0 | 0 | 617.12
Commercial | Miscellaneous | New | Interior Lighting Controls | 0.70109 | 1.8228 | -18.9288 | 0 | 0 | 617.12
Commercial | Retail | Existing | HVAC tune-up | 0.56722 | 1.0667 | -21.5947 | 0.041695 | 0.0075902 | 210.0137
Commercial | Retail | New | HVAC tune-up | 0.56722 | 1.0667 | -21.5947 | 0.041695 | 0.0075902 | 210.0137
Commercial | Assembly | Turnover | Premium T8 - Fixture Replacement | 0.43403 | 1.1217 | -22.5154 | 0.0073619 | 0.0016841 | 30.3706
Commercial | Assembly | New | Premium T8 - Fixture Replacement | 0.43403 | 1.1217 | -22.5154 | 0.0073619 | 0.0016841 | 30.3706
Commercial | Warehouse | Existing | Smart Strip Plug Outlet | 0.074499 | 1.0784 | -25.304 | 0.0012232 | 0 | 8.2262
Commercial | Warehouse | New | Smart Strip Plug Outlet | 0.074499 | 1.0784 | -25.304 | 0.0012232 | 0 | 8.2262
Commercial | Schools K-12 | Turnover | Premium T8 - Fixture Replacement | 0.35743 | 1.1168 | -28.5372 | 0.0060897 | 0.0013931 | 25.1222
Commercial | Schools K-12 | New | Premium T8 - Fixture Replacement | 0.35743 | 1.1168 | -28.5372 | 0.0060897 | 0.0013931 | 25.1222
Commercial | Offices | Existing | HVAC tune-up | 0.50295 | 1.0673 | -36.2797 | 0.036948 | 0.006726 | 186.1025
Commercial | Offices | New | HVAC tune-up | 0.50295 | 1.0673 | -36.2797 | 0.036948 | 0.006726 | 186.1025
Commercial | Schools K-12 | Existing | HVAC tune-up | 0.49338 | 1.0673 | -38.4553 | 0.036244 | 0.006598 | 182.5601
Commercial | Schools K-12 | New | HVAC tune-up | 0.49338 | 1.0673 | -38.4553 | 0.036244 | 0.006598 | 182.5601
Commercial | Lodging/Hospitality | Existing | Green Roof | 0.0057565 | 0.71313 | -45.5325 | 9.149e-05 | 0 | 0.16236
Commercial | Lodging/Hospitality | New | Green Roof | 0.0056448 | 0.71313 | -45.5423 | 8.9714e-05 | 0 | 0.15921
Commercial | Assembly | Existing | Green Roof | 0.0052454 | 0.80655 | -45.6047 | 6.8973e-05 | 0 | 0.16236
Commercial | College and University | Existing | Green Roof | 0.0052454 | 0.80655 | -45.6047 | 6.8973e-05 | 0 | 0.16236
Commercial | Grocery | Existing | Green Roof | 0.0052454 | 0.80655 | -45.6047 | 6.8973e-05 | 0 | 0.16236
Commercial | Healthcare | Existing | Green Roof | 0.0052454 | 0.80655 | -45.6047 | 6.8973e-05 | 0 | 0.16236
Commercial | Hospitals | Existing | Green Roof | 0.0052454 | 0.80655 | -45.6047 | 6.8973e-05 | 0 | 0.16236
Commercial | Institutional | Existing | Green Roof | 0.0052454 | 0.80655 | -45.6047 | 6.8973e-05 | 0 | 0.16236
Commercial | Offices | Existing | Green Roof | 0.0052454 | 0.80655 | -45.6047 | 6.8973e-05 | 0 | 0.16236
Commercial | Restaurants | Existing | Green Roof | 0.0052454 | 0.80655 | -45.6047 | 6.8973e-05 | 0 | 0.16236
Commercial | Retail | Existing | Green Roof | 0.0052454 | 0.80655 | -45.6047 | 6.8973e-05 | 0 | 0.16236
Commercial | Schools K-12 | Existing | Green Roof | 0.0052454 | 0.80655 | -45.6047 | 6.8973e-05 | 0 | 0.16236
Commercial | Assembly | New | Green Roof | 0.0051436 | 0.80655 | -45.6131 | 6.7635e-05 | 0 | 0.15921
Commercial | College and University | New | Green Roof | 0.0051436 | 0.80655 | -45.6131 | 6.7635e-05 | 0 | 0.15921
Commercial | Grocery | New | Green Roof | 0.0051436 | 0.80655 | -45.6131 | 6.7635e-05 | 0 | 0.15921
Commercial | Healthcare | New | Green Roof | 0.0051436 | 0.80655 | -45.6131 | 6.7635e-05 | 0 | 0.15921
Commercial | Hospitals | New | Green Roof | 0.0051436 | 0.80655 | -45.6131 | 6.7635e-05 | 0 | 0.15921
Commercial | Institutional | New | Green Roof | 0.0051436 | 0.80655 | -45.6131 | 6.7635e-05 | 0 | 0.15921
Commercial | Offices | New | Green Roof | 0.0051436 | 0.80655 | -45.6131 | 6.7635e-05 | 0 | 0.15921
Commercial | Restaurants | New | Green Roof | 0.0051436 | 0.80655 | -45.6131 | 6.7635e-05 | 0 | 0.15921
Commercial | Retail | New | Green Roof | 0.0051436 | 0.80655 | -45.6131 | 6.7635e-05 | 0 | 0.15921
Commercial | Schools K-12 | New | Green Roof | 0.0051436 | 0.80655 | -45.6131 | 6.7635e-05 | 0 | 0.15921
Commercial | Miscellaneous | Existing | Green Roof | 0.0041554 | 1.3159 | -45.7587 | 2.0949e-05 | 0 | 0.16236
Commercial | Warehouse | Existing | Green Roof | 0.0041554 | 1.3159 | -45.7587 | 2.0949e-05 | 0 | 0.16236
Commercial | Miscellaneous | New | Green Roof | 0.0040747 | 1.3159 | -45.7642 | 2.0542e-05 | 0 | 0.15921
Commercial | Warehouse | New | Green Roof | 0.0040747 | 1.3159 | -45.7642 | 2.0542e-05 | 0 | 0.15921
Commercial | Warehouse | Existing | Demand Controlled Ventilation | 0.52775 | 0.70327 | -48.4789 | 0.19815 | 1.1156 | 1903.19
Commercial | Warehouse | New | Demand Controlled Ventilation | 0.52775 | 0.70327 | -48.4789 | 0.19815 | 1.1156 | 1903.19
Commercial | Assembly | Existing | HVAC tune-up | 0.44667 | 1.0668 | -49.0222 | 0.032828 | 0.0059761 | 165.3541
Commercial | Assembly | New | HVAC tune-up | 0.44667 | 1.0668 | -49.0222 | 0.032828 | 0.0059761 | 165.3541
Commercial | Assembly | Existing | Bi-Level Lighting Control (Exterior) | 0.69563 | 1.8689 | -69.1245 | 0 | 0 | 1357.8
Commercial | College and University | Existing | Bi-Level Lighting Control (Exterior) | 0.69563 | 1.8689 | -69.1245 | 0 | 0 | 1357.8
Commercial | Grocery | Existing | Bi-Level Lighting Control (Exterior) | 0.69563 | 1.8689 | -69.1245 | 0 | 0 | 1357.8
Commercial | Healthcare | Existing | Bi-Level Lighting Control (Exterior) | 0.69563 | 1.8689 | -69.1245 | 0 | 0 | 1357.8
Commercial | Hospitals | Existing | Bi-Level Lighting Control (Exterior) | 0.69563 | 1.8689 | -69.1245 | 0 | 0 | 1357.8
Commercial | Institutional | Existing | Bi-Level Lighting Control (Exterior) | 0.69563 | 1.8689 | -69.1245 | 0 | 0 | 1357.8
Commercial | Lodging/Hospitality | Existing | Bi-Level Lighting Control (Exterior) | 0.69563 | 1.8689 | -69.1245 | 0 | 0 | 1357.8
Commercial | Miscellaneous | Existing | Bi-Level Lighting Control (Exterior) | 0.69563 | 1.8689 | -69.1245 | 0 | 0 | 1357.8
Commercial | Offices | Existing | Bi-Level Lighting Control (Exterior) | 0.69563 | 1.8689 | -69.1245 | 0 | 0 | 1357.8
Commercial | Restaurants | Existing | Bi-Level Lighting Control (Exterior) | 0.69563 | 1.8689 | -69.1245 | 0 | 0 | 1357.8
Commercial | Retail | Existing | Bi-Level Lighting Control (Exterior) | 0.69563 | 1.8689 | -69.1245 | 0 | 0 | 1357.8
Commercial | Schools K-12 | Existing | Bi-Level Lighting Control (Exterior) | 0.69563 | 1.8689 | -69.1245 | 0 | 0 | 1357.8
Commercial | Warehouse | Existing | Bi-Level Lighting Control (Exterior) | 0.69563 | 1.8689 | -69.1245 | 0 | 0 | 1357.8
Commercial | Assembly | New | Bi-Level Lighting Control (Exterior) | 0.69563 | 1.8689 | -69.1245 | 0 | 0 | 1357.8
Commercial | College and University | New | Bi-Level Lighting Control (Exterior) | 0.69563 | 1.8689 | -69.1245 | 0 | 0 | 1357.8
Commercial | Grocery | New | Bi-Level Lighting Control (Exterior) | 0.69563 | 1.8689 | -69.1245 | 0 | 0 | 1357.8
Commercial | Healthcare | New | Bi-Level Lighting Control (Exterior) | 0.69563 | 1.8689 | -69.1245 | 0 | 0 | 1357.8
Commercial | Hospitals | New | Bi-Level Lighting Control (Exterior) | 0.69563 | 1.8689 | -69.1245 | 0 | 0 | 1357.8
Commercial | Institutional | New | Bi-Level Lighting Control (Exterior) | 0.69563 | 1.8689 | -69.1245 | 0 | 0 | 1357.8
Commercial | Lodging/Hospitality | New | Bi-Level Lighting Control (Exterior) | 0.69563 | 1.8689 | -69.1245 | 0 | 0 | 1357.8
Commercial | Miscellaneous | New | Bi-Level Lighting Control (Exterior) | 0.69563 | 1.8689 | -69.1245 | 0 | 0 | 1357.8
Commercial | Offices | New | Bi-Level Lighting Control (Exterior) | 0.69563 | 1.8689 | -69.1245 | 0 | 0 | 1357.8
Commercial | Restaurants | New | Bi-Level Lighting Control (Exterior) | 0.69563 | 1.8689 | -69.1245 | 0 | 0 | 1357.8
Commercial | Retail | New | Bi-Level Lighting Control (Exterior) | 0.69563 | 1.8689 | -69.1245 | 0 | 0 | 1357.8
Commercial | Schools K-12 | New | Bi-Level Lighting Control (Exterior) | 0.69563 | 1.8689 | -69.1245 | 0 | 0 | 1357.8
Commercial | Warehouse | New | Bi-Level Lighting Control (Exterior) | 0.69563 | 1.8689 | -69.1245 | 0 | 0 | 1357.8
Commercial | Institutional | Existing | Programmable Thermostat | 0.70453 | 1.7604 | -70.5374 | 0.099841 | -1.3816 | 8408.4813
Commercial | Institutional | New | Programmable Thermostat | 0.70453 | 1.7604 | -70.5374 | 0.099841 | -1.3816 | 8408.4813
Commercial | Warehouse | Existing | Interior Lighting Controls | 0.60821 | 1.8228 | -75.8422 | 0 | 0 | 535.36
Commercial | Warehouse | New | Interior Lighting Controls | 0.60821 | 1.8228 | -75.8422 | 0 | 0 | 535.36
Commercial | Lodging/Hospitality | Existing | Interior Lighting Controls | 0.59707 | 1.8228 | -82.6641 | 0 | 0 | 525.56
Commercial | Lodging/Hospitality | New | Interior Lighting Controls | 0.59707 | 1.8228 | -82.6641 | 0 | 0 | 525.56
Commercial | College and University | Existing | Engine Block Timer | 0.42596 | 1.2317 | -86.9013 | 0.032279 | 0.032279 | 259.2
Commercial | Hospitals | Existing | Engine Block Timer | 0.42596 | 1.2317 | -86.9013 | 0.032279 | 0.032279 | 259.2
Commercial | College and University | New | Engine Block Timer | 0.42596 | 1.2317 | -86.9013 | 0.032279 | 0.032279 | 259.2
Commercial | Hospitals | New | Engine Block Timer | 0.42596 | 1.2317 | -86.9013 | 0.032279 | 0.032279 | 259.2
Commercial | Miscellaneous | Existing | HVAC tune-up | 0.24952 | 1.067 | -93.8541 | 0.018336 | 0.0033378 | 92.3554
Commercial | Miscellaneous | New | HVAC tune-up | 0.24952 | 1.067 | -93.8541 | 0.018336 | 0.0033378 | 92.3554
Commercial | Grocery | Existing | HVAC tune-up | 0.24647 | 1.0657 | -94.4757 | 0.018135 | 0.0033013 | 91.3433
Commercial | Grocery | New | HVAC tune-up | 0.24647 | 1.0657 | -94.4757 | 0.018135 | 0.0033013 | 91.3433
Commercial | Institutional | Existing | HVAC tune-up | 0.2411 | 1.0661 | -95.7189 | 0.017733 | 0.0032281 | 89.3191
Commercial | Institutional | New | HVAC tune-up | 0.2411 | 1.0661 | -95.7189 | 0.017733 | 0.0032281 | 89.3191
Commercial | Institutional | Existing | Engine Block Timer | 0.36517 | 1.4494 | -108.0349 | 0.012328 | 0.012951 | 259.2
Commercial | Miscellaneous | Existing | Engine Block Timer | 0.36517 | 1.4494 | -108.0349 | 0.012328 | 0.012951 | 259.2
Commercial | Offices | Existing | Engine Block Timer | 0.36517 | 1.4494 | -108.0349 | 0.012328 | 0.012951 | 259.2
Commercial | Restaurants | Existing | Engine Block Timer | 0.36517 | 1.4494 | -108.0349 | 0.012328 | 0.012951 | 259.2
Commercial | Retail | Existing | Engine Block Timer | 0.36517 | 1.4494 | -108.0349 | 0.012328 | 0.012951 | 259.2
Commercial | Schools K-12 | Existing | Engine Block Timer | 0.36517 | 1.4494 | -108.0349 | 0.012328 | 0.012951 | 259.2
Commercial | Warehouse | Existing | Engine Block Timer | 0.36517 | 1.4494 | -108.0349 | 0.012328 | 0.012951 | 259.2
Commercial | Institutional | New | Engine Block Timer | 0.36517 | 1.4494 | -108.0349 | 0.012328 | 0.012951 | 259.2
Commercial | Miscellaneous | New | Engine Block Timer | 0.36517 | 1.4494 | -108.0349 | 0.012328 | 0.012951 | 259.2
Commercial | Offices | New | Engine Block Timer | 0.36517 | 1.4494 | -108.0349 | 0.012328 | 0.012951 | 259.2
Commercial | Restaurants | New | Engine Block Timer | 0.36517 | 1.4494 | -108.0349 | 0.012328 | 0.012951 | 259.2
Commercial | Retail | New | Engine Block Timer | 0.36517 | 1.4494 | -108.0349 | 0.012328 | 0.012951 | 259.2
Commercial | Schools K-12 | New | Engine Block Timer | 0.36517 | 1.4494 | -108.0349 | 0.012328 | 0.012951 | 259.2
Commercial | Warehouse | New | Engine Block Timer | 0.36517 | 1.4494 | -108.0349 | 0.012328 | 0.012951 | 259.2
Commercial | Warehouse | Existing | Network PC Power Management | 0.43919 | 1.1418 | -113.5365 | 0.058244 | 0 | 391.5584
Commercial | Warehouse | New | Network PC Power Management | 0.43919 | 1.1418 | -113.5365 | 0.058244 | 0 | 391.5584
Commercial | Restaurants | Existing | Interior Lighting Controls | 0.53393 | 1.8228 | -121.3535 | 0 | 0 | 469.98
Commercial | Restaurants | New | Interior Lighting Controls | 0.53393 | 1.8228 | -121.3535 | 0 | 0 | 469.98
Commercial | Assembly | Existing | Engine Block Timer | 0.32598 | 1.7244 | -122.1953 | 0 | 0 | 259.2
Commercial | Grocery | Existing | Engine Block Timer | 0.32598 | 1.7244 | -122.1953 | 0 | 0 | 259.2
Commercial | Healthcare | Existing | Engine Block Timer | 0.32598 | 1.7244 | -122.1953 | 0 | 0 | 259.2
Commercial | Lodging/Hospitality | Existing | Engine Block Timer | 0.32598 | 1.7244 | -122.1953 | 0 | 0 | 259.2
Commercial | Assembly | New | Engine Block Timer | 0.32598 | 1.7244 | -122.1953 | 0 | 0 | 259.2
Commercial | Grocery | New | Engine Block Timer | 0.32598 | 1.7244 | -122.1953 | 0 | 0 | 259.2
Commercial | Healthcare | New | Engine Block Timer | 0.32598 | 1.7244 | -122.1953 | 0 | 0 | 259.2
Commercial | Lodging/Hospitality | New | Engine Block Timer | 0.32598 | 1.7244 | -122.1953 | 0 | 0 | 259.2
Commercial | Warehouse | Existing | HVAC tune-up | 0.10866 | 1.07 | -125.9435 | 0.0079622 | 0.0014494 | 40.105
Commercial | Warehouse | New | HVAC tune-up | 0.10866 | 1.07 | -125.9435 | 0.0079622 | 0.0014494 | 40.105
Commercial | Institutional | Existing | Interior Lighting Controls | 0.52471 | 1.8228 | -127.0059 | 0 | 0 | 461.86
Commercial | Institutional | New | Interior Lighting Controls | 0.52471 | 1.8228 | -127.0059 | 0 | 0 | 461.86
Commercial | Offices | Existing | Interior Lighting Controls | 0.51739 | 1.8228 | -131.4888 | 0 | 0 | 455.42
Commercial | Offices | New | Interior Lighting Controls | 0.51739 | 1.8228 | -131.4888 | 0 | 0 | 455.42
Commercial | Assembly | New | Refrigerated Display Case LED Lighting | 0 | #DIV/0! | -157.7441 | 0 | 0 | 0
Commercial | College and University | New | Refrigerated Display Case LED Lighting | 0 | #DIV/0! | -157.7441 | 0 | 0 | 0
Commercial | Grocery | New | Refrigerated Display Case LED Lighting | 0 | #DIV/0! | -157.7441 | 0 | 0 | 0
Commercial | Healthcare | New | Refrigerated Display Case LED Lighting | 0 | #DIV/0! | -157.7441 | 0 | 0 | 0
Commercial | Hospitals | New | Refrigerated Display Case LED Lighting | 0 | #DIV/0! | -157.7441 | 0 | 0 | 0
Commercial | Institutional | New | Refrigerated Display Case LED Lighting | 0 | #DIV/0! | -157.7441 | 0 | 0 | 0
Commercial | Lodging/Hospitality | New | Refrigerated Display Case LED Lighting | 0 | #DIV/0! | -157.7441 | 0 | 0 | 0
Commercial | Miscellaneous | New | Refrigerated Display Case LED Lighting | 0 | #DIV/0! | -157.7441 | 0 | 0 | 0
Commercial | Offices | New | Refrigerated Display Case LED Lighting | 0 | #DIV/0! | -157.7441 | 0 | 0 | 0
Commercial | Restaurants | New | Refrigerated Display Case LED Lighting | 0 | #DIV/0! | -157.7441 | 0 | 0 | 0
Commercial | Retail | New | Refrigerated Display Case LED Lighting | 0 | #DIV/0! | -157.7441 | 0 | 0 | 0
Commercial | Schools K-12 | New | Refrigerated Display Case LED Lighting | 0 | #DIV/0! | -157.7441 | 0 | 0 | 0
Commercial | Warehouse | New | Refrigerated Display Case LED Lighting | 0 | #DIV/0! | -157.7441 | 0 | 0 | 0
Commercial | Assembly | Turnover | Energy Star Refrigerator | 0.4227 | 1.4575 | -160.3643 | 0.017577 | 0.01383 | 133.5
Commercial | College and University | Turnover | Energy Star Refrigerator | 0.4227 | 1.4575 | -160.3643 | 0.017577 | 0.01383 | 133.5
Commercial | Grocery | Turnover | Energy Star Refrigerator | 0.4227 | 1.4575 | -160.3643 | 0.017577 | 0.01383 | 133.5
Commercial | Healthcare | Turnover | Energy Star Refrigerator | 0.4227 | 1.4575 | -160.3643 | 0.017577 | 0.01383 | 133.5
Commercial | Hospitals | Turnover | Energy Star Refrigerator | 0.4227 | 1.4575 | -160.3643 | 0.017577 | 0.01383 | 133.5
Commercial | Institutional | Turnover | Energy Star Refrigerator | 0.4227 | 1.4575 | -160.3643 | 0.017577 | 0.01383 | 133.5
Commercial | Lodging/Hospitality | Turnover | Energy Star Refrigerator | 0.4227 | 1.4575 | -160.3643 | 0.017577 | 0.01383 | 133.5
Commercial | Miscellaneous | Turnover | Energy Star Refrigerator | 0.4227 | 1.4575 | -160.3643 | 0.017577 | 0.01383 | 133.5
Commercial | Offices | Turnover | Energy Star Refrigerator | 0.4227 | 1.4575 | -160.3643 | 0.017577 | 0.01383 | 133.5
Commercial | Restaurants | Turnover | Energy Star Refrigerator | 0.4227 | 1.4575 | -160.3643 | 0.017577 | 0.01383 | 133.5
Commercial | Retail | Turnover | Energy Star Refrigerator | 0.4227 | 1.4575 | -160.3643 | 0.017577 | 0.01383 | 133.5
Commercial | Schools K-12 | Turnover | Energy Star Refrigerator | 0.4227 | 1.4575 | -160.3643 | 0.017577 | 0.01383 | 133.5
Commercial | Warehouse | Turnover | Energy Star Refrigerator | 0.4227 | 1.4575 | -160.3643 | 0.017577 | 0.01383 | 133.5
Commercial | Assembly | New | Energy Star Refrigerator | 0.4227 | 1.4575 | -160.3643 | 0.017577 | 0.01383 | 133.5
Commercial | College and University | New | Energy Star Refrigerator | 0.4227 | 1.4575 | -160.3643 | 0.017577 | 0.01383 | 133.5
Commercial | Grocery | New | Energy Star Refrigerator | 0.4227 | 1.4575 | -160.3643 | 0.017577 | 0.01383 | 133.5
Commercial | Healthcare | New | Energy Star Refrigerator | 0.4227 | 1.4575 | -160.3643 | 0.017577 | 0.01383 | 133.5
Commercial | Hospitals | New | Energy Star Refrigerator | 0.4227 | 1.4575 | -160.3643 | 0.017577 | 0.01383 | 133.5
Commercial | Institutional | New | Energy Star Refrigerator | 0.4227 | 1.4575 | -160.3643 | 0.017577 | 0.01383 | 133.5
Commercial | Lodging/Hospitality | New | Energy Star Refrigerator | 0.4227 | 1.4575 | -160.3643 | 0.017577 | 0.01383 | 133.5
Commercial | Miscellaneous | New | Energy Star Refrigerator | 0.4227 | 1.4575 | -160.3643 | 0.017577 | 0.01383 | 133.5
Commercial | Offices | New | Energy Star Refrigerator | 0.4227 | 1.4575 | -160.3643 | 0.017577 | 0.01383 | 133.5
Commercial | Restaurants | New | Energy Star Refrigerator | 0.4227 | 1.4575 | -160.3643 | 0.017577 | 0.01383 | 133.5
Commercial | Retail | New | Energy Star Refrigerator | 0.4227 | 1.4575 | -160.3643 | 0.017577 | 0.01383 | 133.5
Commercial | Schools K-12 | New | Energy Star Refrigerator | 0.4227 | 1.4575 | -160.3643 | 0.017577 | 0.01383 | 133.5
Commercial | Warehouse | New | Energy Star Refrigerator | 0.4227 | 1.4575 | -160.3643 | 0.017577 | 0.01383 | 133.5
Commercial | Assembly | Existing | Interior Lighting Controls | 0.45743 | 1.8228 | -168.2291 | 0 | 0 | 402.64
Commercial | Assembly | New | Interior Lighting Controls | 0.45743 | 1.8228 | -168.2291 | 0 | 0 | 402.64
Commercial | Assembly | Turnover | LED Traffic and Crosswalk Lighting | 0.1236 | 1.9168 | -170.0536 | 0 | 0 | 37.96
Commercial | College and University | Turnover | LED Traffic and Crosswalk Lighting | 0.1236 | 1.9168 | -170.0536 | 0 | 0 | 37.96
Commercial | Grocery | Turnover | LED Traffic and Crosswalk Lighting | 0.1236 | 1.9168 | -170.0536 | 0 | 0 | 37.96
Commercial | Healthcare | Turnover | LED Traffic and Crosswalk Lighting | 0.1236 | 1.9168 | -170.0536 | 0 | 0 | 37.96
Commercial | Hospitals | Turnover | LED Traffic and Crosswalk Lighting | 0.1236 | 1.9168 | -170.0536 | 0 | 0 | 37.96
Commercial | Institutional | Turnover | LED Traffic and Crosswalk Lighting | 0.1236 | 1.9168 | -170.0536 | 0 | 0 | 37.96
Commercial | Lodging/Hospitality | Turnover | LED Traffic and Crosswalk Lighting | 0.1236 | 1.9168 | -170.0536 | 0 | 0 | 37.96
Commercial | Miscellaneous | Turnover | LED Traffic and Crosswalk Lighting | 0.1236 | 1.9168 | -170.0536 | 0 | 0 | 37.96
Commercial | Offices | Turnover | LED Traffic and Crosswalk Lighting | 0.1236 | 1.9168 | -170.0536 | 0 | 0 | 37.96
Commercial | Restaurants | Turnover | LED Traffic and Crosswalk Lighting | 0.1236 | 1.9168 | -170.0536 | 0 | 0 | 37.96
Commercial | Retail | Turnover | LED Traffic and Crosswalk Lighting | 0.1236 | 1.9168 | -170.0536 | 0 | 0 | 37.96
Commercial | Schools K-12 | Turnover | LED Traffic and Crosswalk Lighting | 0.1236 | 1.9168 | -170.0536 | 0 | 0 | 37.96
Commercial | Warehouse | Turnover | LED Traffic and Crosswalk Lighting | 0.1236 | 1.9168 | -170.0536 | 0 | 0 | 37.96
Commercial | Assembly | New | LED Traffic and Crosswalk Lighting | 0.1236 | 1.9168 | -170.0536 | 0 | 0 | 37.96
Commercial | College and University | New | LED Traffic and Crosswalk Lighting | 0.1236 | 1.9168 | -170.0536 | 0 | 0 | 37.96
Commercial | Grocery | New | LED Traffic and Crosswalk Lighting | 0.1236 | 1.9168 | -170.0536 | 0 | 0 | 37.96
Commercial | Healthcare | New | LED Traffic and Crosswalk Lighting | 0.1236 | 1.9168 | -170.0536 | 0 | 0 | 37.96
Commercial | Hospitals | New | LED Traffic and Crosswalk Lighting | 0.1236 | 1.9168 | -170.0536 | 0 | 0 | 37.96
Commercial | Institutional | New | LED Traffic and Crosswalk Lighting | 0.1236 | 1.9168 | -170.0536 | 0 | 0 | 37.96
Commercial | Lodging/Hospitality | New | LED Traffic and Crosswalk Lighting | 0.1236 | 1.9168 | -170.0536 | 0 | 0 | 37.96
Commercial | Miscellaneous | New | LED Traffic and Crosswalk Lighting | 0.1236 | 1.9168 | -170.0536 | 0 | 0 | 37.96
Commercial | Offices | New | LED Traffic and Crosswalk Lighting | 0.1236 | 1.9168 | -170.0536 | 0 | 0 | 37.96
Commercial | Restaurants | New | LED Traffic and Crosswalk Lighting | 0.1236 | 1.9168 | -170.0536 | 0 | 0 | 37.96
Commercial | Retail | New | LED Traffic and Crosswalk Lighting | 0.1236 | 1.9168 | -170.0536 | 0 | 0 | 37.96
Commercial | Schools K-12 | New | LED Traffic and Crosswalk Lighting | 0.1236 | 1.9168 | -170.0536 | 0 | 0 | 37.96
Commercial | Warehouse | New | LED Traffic and Crosswalk Lighting | 0.1236 | 1.9168 | -170.0536 | 0 | 0 | 37.96
Commercial | Retail | Existing | Network PC Power Management | 0.55226 | 1.1707 | -191.7728 | 0.21429 | 0.14924 | 1440.5919
Commercial | Retail | New | Network PC Power Management | 0.55226 | 1.1707 | -191.7728 | 0.21429 | 0.14924 | 1440.5919
Commercial | Assembly | Existing | Freezer-Cooler Replacement Gaskets | 0.14835 | 1.1052 | -213.8426 | 0.022767 | 0.0074125 | 156.3315
Commercial | Grocery | Existing | Freezer-Cooler Replacement Gaskets | 0.14835 | 1.1052 | -213.8426 | 0.022767 | 0.0074125 | 156.3315
Commercial | Institutional | Existing | Freezer-Cooler Replacement Gaskets | 0.14835 | 1.1052 | -213.8426 | 0.022767 | 0.0074125 | 156.3315
Commercial | Miscellaneous | Existing | Freezer-Cooler Replacement Gaskets | 0.14835 | 1.1052 | -213.8426 | 0.022767 | 0.0074125 | 156.3315
Commercial | Offices | Existing | Freezer-Cooler Replacement Gaskets | 0.14835 | 1.1052 | -213.8426 | 0.022767 | 0.0074125 | 156.3315
Commercial | Retail | Existing | Freezer-Cooler Replacement Gaskets | 0.14835 | 1.1052 | -213.8426 | 0.022767 | 0.0074125 | 156.3315
Commercial | Warehouse | Existing | Freezer-Cooler Replacement Gaskets | 0.14835 | 1.1052 | -213.8426 | 0.022767 | 0.0074125 | 156.3315
Commercial | Assembly | Existing | ECM Motors on Furnaces | 0.58693 | 2.1667 | -214.7851 | 0 | 0 | 462.9948
Commercial | Assembly | New | ECM Motors on Furnaces | 0.58693 | 2.1667 | -214.7851 | 0 | 0 | 462.9948
Commercial | College and University | Existing | Freezer-Cooler Replacement Gaskets | 0.14663 | 1.1547 | -215.8554 | 0.020269 | 0.016978 | 156.3315
Commercial | Healthcare | Existing | Freezer-Cooler Replacement Gaskets | 0.14663 | 1.1547 | -215.8554 | 0.020269 | 0.016978 | 156.3315
Commercial | Hospitals | Existing | Freezer-Cooler Replacement Gaskets | 0.14663 | 1.1547 | -215.8554 | 0.020269 | 0.016978 | 156.3315
Commercial | Lodging/Hospitality | Existing | Freezer-Cooler Replacement Gaskets | 0.14663 | 1.1547 | -215.8554 | 0.020269 | 0.016978 | 156.3315
Commercial | Restaurants | Existing | Freezer-Cooler Replacement Gaskets | 0.14663 | 1.1547 | -215.8554 | 0.020269 | 0.016978 | 156.3315
Commercial | Schools K-12 | Existing | Freezer-Cooler Replacement Gaskets | 0.14663 | 1.1547 | -215.8554 | 0.020269 | 0.016978 | 156.3315
Commercial | Schools K-12 | Existing | Interior Lighting Controls | 0.37838 | 1.8228 | -216.664 | 0 | 0 | 333.06
Commercial | Schools K-12 | New | Interior Lighting Controls | 0.37838 | 1.8228 | -216.664 | 0 | 0 | 333.06
Commercial | Restaurants | Existing | HVAC tune-up_RTU | 0.51501 | 1.0669 | -223.2591 | 0.25233 | 0.045935 | 1270.9781
Commercial | Restaurants | New | HVAC tune-up_RTU | 0.51501 | 1.0669 | -223.2591 | 0.25233 | 0.045935 | 1270.9781
Commercial | Assembly | Existing | Refrigerated Display Case Lighting Controls | 0.14521 | 1.319 | -240.205 | 0.0084392 | 0.0078859 | 61.4361
Commercial | College and University | Existing | Refrigerated Display Case Lighting Controls | 0.14521 | 1.319 | -240.205 | 0.0084392 | 0.0078859 | 61.4361
Commercial | Grocery | Existing | Refrigerated Display Case Lighting Controls | 0.14521 | 1.319 | -240.205 | 0.0084392 | 0.0078859 | 61.4361
Commercial | Healthcare | Existing | Refrigerated Display Case Lighting Controls | 0.14521 | 1.319 | -240.205 | 0.0084392 | 0.0078859 | 61.4361
Commercial | Hospitals | Existing | Refrigerated Display Case Lighting Controls | 0.14521 | 1.319 | -240.205 | 0.0084392 | 0.0078859 | 61.4361
Commercial | Institutional | Existing | Refrigerated Display Case Lighting Controls | 0.14521 | 1.319 | -240.205 | 0.0084392 | 0.0078859 | 61.4361
Commercial | Lodging/Hospitality | Existing | Refrigerated Display Case Lighting Controls | 0.14521 | 1.319 | -240.205 | 0.0084392 | 0.0078859 | 61.4361
Commercial | Miscellaneous | Existing | Refrigerated Display Case Lighting Controls | 0.14521 | 1.319 | -240.205 | 0.0084392 | 0.0078859 | 61.4361
Commercial | Offices | Existing | Refrigerated Display Case Lighting Controls | 0.14521 | 1.319 | -240.205 | 0.0084392 | 0.0078859 | 61.4361
Commercial | Restaurants | Existing | Refrigerated Display Case Lighting Controls | 0.14521 | 1.319 | -240.205 | 0.0084392 | 0.0078859 | 61.4361
Commercial | Retail | Existing | Refrigerated Display Case Lighting Controls | 0.14521 | 1.319 | -240.205 | 0.0084392 | 0.0078859 | 61.4361
Commercial | Schools K-12 | Existing | Refrigerated Display Case Lighting Controls | 0.14521 | 1.319 | -240.205 | 0.0084392 | 0.0078859 | 61.4361
Commercial | Warehouse | Existing | Refrigerated Display Case Lighting Controls | 0.14521 | 1.319 | -240.205 | 0.0084392 | 0.0078859 | 61.4361
Commercial | Lodging/Hospitality | Existing | Dedicated Outdoor Air System on VRF unit | 0.7357 | 1.3943 | -271.0825 | 0.27644 | 0.2031 | 1302.9413
Commercial | Lodging/Hospitality | New | Dedicated Outdoor Air System on VRF unit | 0.7357 | 1.3943 | -271.0825 | 0.27644 | 0.2031 | 1302.9413
Commercial | Assembly | New | Refrigerated Display Case Lighting Controls | 0.053565 | 1.3111 | -276.9811 | 0.0031317 | 0.0029264 | 22.7985
Commercial | College and University | New | Refrigerated Display Case Lighting Controls | 0.053565 | 1.3111 | -276.9811 | 0.0031317 | 0.0029264 | 22.7985
Commercial | Grocery | New | Refrigerated Display Case Lighting Controls | 0.053565 | 1.3111 | -276.9811 | 0.0031317 | 0.0029264 | 22.7985
Commercial | Healthcare | New | Refrigerated Display Case Lighting Controls | 0.053565 | 1.3111 | -276.9811 | 0.0031317 | 0.0029264 | 22.7985
Commercial | Hospitals | New | Refrigerated Display Case Lighting Controls | 0.053565 | 1.3111 | -276.9811 | 0.0031317 | 0.0029264 | 22.7985
Commercial | Institutional | New | Refrigerated Display Case Lighting Controls | 0.053565 | 1.3111 | -276.9811 | 0.0031317 | 0.0029264 | 22.7985
Commercial | Lodging/Hospitality | New | Refrigerated Display Case Lighting Controls | 0.053565 | 1.3111 | -276.9811 | 0.0031317 | 0.0029264 | 22.7985
Commercial | Miscellaneous | New | Refrigerated Display Case Lighting Controls | 0.053565 | 1.3111 | -276.9811 | 0.0031317 | 0.0029264 | 22.7985
Commercial | Offices | New | Refrigerated Display Case Lighting Controls | 0.053565 | 1.3111 | -276.9811 | 0.0031317 | 0.0029264 | 22.7985
Commercial | Restaurants | New | Refrigerated Display Case Lighting Controls | 0.053565 | 1.3111 | -276.9811 | 0.0031317 | 0.0029264 | 22.7985
Commercial | Retail | New | Refrigerated Display Case Lighting Controls | 0.053565 | 1.3111 | -276.9811 | 0.0031317 | 0.0029264 | 22.7985
Commercial | Schools K-12 | New | Refrigerated Display Case Lighting Controls | 0.053565 | 1.3111 | -276.9811 | 0.0031317 | 0.0029264 | 22.7985
Commercial | Warehouse | New | Refrigerated Display Case Lighting Controls | 0.053565 | 1.3111 | -276.9811 | 0.0031317 | 0.0029264 | 22.7985
Commercial | Assembly | New | Freezer-Cooler Replacement Gaskets | 0 | #DIV/0! | -277.6296 | 0 | 0 | 0
Commercial | College and University | New | Freezer-Cooler Replacement Gaskets | 0 | #DIV/0! | -277.6296 | 0 | 0 | 0
Commercial | Grocery | New | Freezer-Cooler Replacement Gaskets | 0 | #DIV/0! | -277.6296 | 0 | 0 | 0
Commercial | Healthcare | New | Freezer-Cooler Replacement Gaskets | 0 | #DIV/0! | -277.6296 | 0 | 0 | 0
Commercial | Hospitals | New | Freezer-Cooler Replacement Gaskets | 0 | #DIV/0! | -277.6296 | 0 | 0 | 0
Commercial | Institutional | New | Freezer-Cooler Replacement Gaskets | 0 | #DIV/0! | -277.6296 | 0 | 0 | 0
Commercial | Lodging/Hospitality | New | Freezer-Cooler Replacement Gaskets | 0 | #DIV/0! | -277.6296 | 0 | 0 | 0
Commercial | Miscellaneous | New | Freezer-Cooler Replacement Gaskets | 0 | #DIV/0! | -277.6296 | 0 | 0 | 0
Commercial | Offices | New | Freezer-Cooler Replacement Gaskets | 0 | #DIV/0! | -277.6296 | 0 | 0 | 0
Commercial | Restaurants | New | Freezer-Cooler Replacement Gaskets | 0 | #DIV/0! | -277.6296 | 0 | 0 | 0
Commercial | Retail | New | Freezer-Cooler Replacement Gaskets | 0 | #DIV/0! | -277.6296 | 0 | 0 | 0
Commercial | Schools K-12 | New | Freezer-Cooler Replacement Gaskets | 0 | #DIV/0! | -277.6296 | 0 | 0 | 0
Commercial | Warehouse | New | Freezer-Cooler Replacement Gaskets | 0 | #DIV/0! | -277.6296 | 0 | 0 | 0
Commercial | Assembly | Existing | Tank Wrap on Water Heater | 0.30525 | 1.3621 | -279.6356 | 0.026439 | 0.026975 | 263.9459
Commercial | Grocery | Existing | Tank Wrap on Water Heater | 0.30525 | 1.3621 | -279.6356 | 0.026439 | 0.026975 | 263.9459
Commercial | Healthcare | Existing | Tank Wrap on Water Heater | 0.30525 | 1.3621 | -279.6356 | 0.026439 | 0.026975 | 263.9459
Commercial | Schools K-12 | Existing | Tank Wrap on Water Heater | 0.30525 | 1.3621 | -279.6356 | 0.026439 | 0.026975 | 263.9459
Commercial | Warehouse | Existing | Tank Wrap on Water Heater | 0.30525 | 1.3621 | -279.6356 | 0.026439 | 0.026975 | 263.9459
Commercial | Assembly | New | Tank Wrap on Water Heater | 0.29195 | 1.3618 | -288.3984 | 0.025292 | 0.025805 | 252.4943
Commercial | Grocery | New | Tank Wrap on Water Heater | 0.29195 | 1.3618 | -288.3984 | 0.025292 | 0.025805 | 252.4943
Commercial | Healthcare | New | Tank Wrap on Water Heater | 0.29195 | 1.3618 | -288.3984 | 0.025292 | 0.025805 | 252.4943
Commercial | Schools K-12 | New | Tank Wrap on Water Heater | 0.29195 | 1.3618 | -288.3984 | 0.025292 | 0.025805 | 252.4943
Commercial | Warehouse | New | Tank Wrap on Water Heater | 0.29195 | 1.3618 | -288.3984 | 0.025292 | 0.025805 | 252.4943
Commercial | Institutional | Existing | ECM Motors on Furnaces | 0.51181 | 2.1667 | -292.6542 | 0 | 0 | 403.7315
Commercial | Institutional | New | ECM Motors on Furnaces | 0.51181 | 2.1667 | -292.6542 | 0 | 0 | 403.7315
Commercial | Lodging/Hospitality | Turnover | Variable Refrigerant Flow (VRF) HVAC Systems | 0.78717 | 1.3943 | -293.5072 | 0.97409 | 0.71564 | 4591.1322
Commercial | Lodging/Hospitality | New | Variable Refrigerant Flow (VRF) HVAC Systems | 0.78717 | 1.3943 | -293.5072 | 0.97409 | 0.71564 | 4591.1322
Commercial | College and University | Existing | HVAC tune-up_RTU | 0.45409 | 0.90724 | -298.7581 | 0.32885 | 0.11115 | 870.122
Commercial | College and University | New | HVAC tune-up_RTU | 0.45409 | 0.90724 | -298.7581 | 0.32885 | 0.11115 | 870.122
Commercial | Grocery | Existing | Chilled Water Controls Optimization | 0 | #DIV/0! | -309.752 | 0 | 0 | 0
Commercial | Grocery | New | Chilled Water Controls Optimization | 0 | #DIV/0! | -309.752 | 0 | 0 | 0
Commercial | Hospitals | Existing | Bi-Level Lighting Control (Interior) | 0.50554 | 1.8021 | -330.4864 | 0.0028987 | 0 | 1054.31
Commercial | Hospitals | New | Bi-Level Lighting Control (Interior) | 0.50554 | 1.8021 | -330.4864 | 0.0028987 | 0 | 1054.31
Commercial | Assembly | Existing | Network PC Power Management | 0.54287 | 1.1422 | -340.4349 | 0.39582 | 0 | 2661.0035
Commercial | Assembly | New | Network PC Power Management | 0.54287 | 1.1422 | -340.4349 | 0.39582 | 0 | 2661.0035
Commercial | Assembly | Existing | Hot Water Circulation Pump Control | 0.5836 | 1.8386 | -356.7397 | 0.030962 | 0.032526 | 651
Commercial | Healthcare | Existing | Hot Water Circulation Pump Control | 0.5836 | 1.8386 | -356.7397 | 0.030962 | 0.032526 | 651
Commercial | Schools K-12 | Existing | Hot Water Circulation Pump Control | 0.5836 | 1.8386 | -356.7397 | 0.030962 | 0.032526 | 651
Commercial | Warehouse | Existing | Hot Water Circulation Pump Control | 0.5836 | 1.8386 | -356.7397 | 0.030962 | 0.032526 | 651
Commercial | Assembly | New | Hot Water Circulation Pump Control | 0.5836 | 1.8386 | -356.7397 | 0.030962 | 0.032526 | 651
Commercial | Healthcare | New | Hot Water Circulation Pump Control | 0.5836 | 1.8386 | -356.7397 | 0.030962 | 0.032526 | 651
Commercial | Schools K-12 | New | Hot Water Circulation Pump Control | 0.5836 | 1.8386 | -356.7397 | 0.030962 | 0.032526 | 651
Commercial | Warehouse | New | Hot Water Circulation Pump Control | 0.5836 | 1.8386 | -356.7397 | 0.030962 | 0.032526 | 651
Commercial | Restaurants | Existing | Network PC Power Management | 0.54962 | 1.1422 | -380.5131 | 0.47359 | 0 | 3183.805
Commercial | Restaurants | New | Network PC Power Management | 0.54962 | 1.1422 | -380.5131 | 0.47359 | 0 | 3183.805
Commercial | Retail | Existing | HVAC tune-up_RTU | 0.4036 | 1.0668 | -392.0502 | 0.19777 | 0.036002 | 996.1396
Commercial | Retail | New | HVAC tune-up_RTU | 0.4036 | 1.0668 | -392.0502 | 0.19777 | 0.036002 | 996.1396
Commercial | Offices | Existing | Network PC Power Management | 0.56272 | 1.1708 | -397.2262 | 0.49125 | 0.34213 | 3302.5466
Commercial | Offices | New | Network PC Power Management | 0.56272 | 1.1708 | -397.2262 | 0.49125 | 0.34213 | 3302.5466
Commercial | Assembly | Existing | Automatic Door Closer for Walk-in Coolers and Freezers | 0.060003 | 1.2831 | -412.4567 | 0.0054303 | 0.0012106 | 39.0829
Commercial | Grocery | Existing | Automatic Door Closer for Walk-in Coolers and Freezers | 0.060003 | 1.2831 | -412.4567 | 0.0054303 | 0.0012106 | 39.0829
Commercial | Institutional | Existing | Automatic Door Closer for Walk-in Coolers and Freezers | 0.060003 | 1.2831 | -412.4567 | 0.0054303 | 0.0012106 | 39.0829
Commercial | Miscellaneous | Existing | Automatic Door Closer for Walk-in Coolers and Freezers | 0.060003 | 1.2831 | -412.4567 | 0.0054303 | 0.0012106 | 39.0829
Commercial | Offices | Existing | Automatic Door Closer for Walk-in Coolers and Freezers | 0.060003 | 1.2831 | -412.4567 | 0.0054303 | 0.0012106 | 39.0829
Commercial | Retail | Existing | Automatic Door Closer for Walk-in Coolers and Freezers | 0.060003 | 1.2831 | -412.4567 | 0.0054303 | 0.0012106 | 39.0829
Commercial | Warehouse | Existing | Automatic Door Closer for Walk-in Coolers and Freezers | 0.060003 | 1.2831 | -412.4567 | 0.0054303 | 0.0012106 | 39.0829
Commercial | Assembly | New | Automatic Door Closer for Walk-in Coolers and Freezers | 0.060003 | 1.2831 | -412.4567 | 0.0054303 | 0.0012106 | 39.0829
Commercial | Grocery | New | Automatic Door Closer for Walk-in Coolers and Freezers | 0.060003 | 1.2831 | -412.4567 | 0.0054303 | 0.0012106 | 39.0829
Commercial | Institutional | New | Automatic Door Closer for Walk-in Coolers and Freezers | 0.060003 | 1.2831 | -412.4567 | 0.0054303 | 0.0012106 | 39.0829
Commercial | Miscellaneous | New | Automatic Door Closer for Walk-in Coolers and Freezers | 0.060003 | 1.2831 | -412.4567 | 0.0054303 | 0.0012106 | 39.0829
Commercial | Offices | New | Automatic Door Closer for Walk-in Coolers and Freezers | 0.060003 | 1.2831 | -412.4567 | 0.0054303 | 0.0012106 | 39.0829
Commercial | Retail | New | Automatic Door Closer for Walk-in Coolers and Freezers | 0.060003 | 1.2831 | -412.4567 | 0.0054303 | 0.0012106 | 39.0829
Commercial | Warehouse | New | Automatic Door Closer for Walk-in Coolers and Freezers | 0.060003 | 1.2831 | -412.4567 | 0.0054303 | 0.0012106 | 39.0829
Commercial | College and University | Existing | Automatic Door Closer for Walk-in Coolers and Freezers | 0.059887 | 1.3231 | -413.1324 | 0.0050673 | 0.0042445 | 39.0829
Commercial | Healthcare | Existing | Automatic Door Closer for Walk-in Coolers and Freezers | 0.059887 | 1.3231 | -413.1324 | 0.0050673 | 0.0042445 | 39.0829
Commercial | Hospitals | Existing | Automatic Door Closer for Walk-in Coolers and Freezers | 0.059887 | 1.3231 | -413.1324 | 0.0050673 | 0.0042445 | 39.0829
Commercial | Lodging/Hospitality | Existing | Automatic Door Closer for Walk-in Coolers and Freezers | 0.059887 | 1.3231 | -413.1324 | 0.0050673 | 0.0042445 | 39.0829
Commercial | Restaurants | Existing | Automatic Door Closer for Walk-in Coolers and Freezers | 0.059887 | 1.3231 | -413.1324 | 0.0050673 | 0.0042445 | 39.0829
Commercial | Schools K-12 | Existing | Automatic Door Closer for Walk-in Coolers and Freezers | 0.059887 | 1.3231 | -413.1324 | 0.0050673 | 0.0042445 | 39.0829
Commercial | College and University | New | Automatic Door Closer for Walk-in Coolers and Freezers | 0.059887 | 1.3231 | -413.1324 | 0.0050673 | 0.0042445 | 39.0829
Commercial | Healthcare | New | Automatic Door Closer for Walk-in Coolers and Freezers | 0.059887 | 1.3231 | -413.1324 | 0.0050673 | 0.0042445 | 39.0829
Commercial | Hospitals | New | Automatic Door Closer for Walk-in Coolers and Freezers | 0.059887 | 1.3231 | -413.1324 | 0.0050673 | 0.0042445 | 39.0829
Commercial | Lodging/Hospitality | New | Automatic Door Closer for Walk-in Coolers and Freezers | 0.059887 | 1.3231 | -413.1324 | 0.0050673 | 0.0042445 | 39.0829
Commercial | Restaurants | New | Automatic Door Closer for Walk-in Coolers and Freezers | 0.059887 | 1.3231 | -413.1324 | 0.0050673 | 0.0042445 | 39.0829
Commercial | Schools K-12 | New | Automatic Door Closer for Walk-in Coolers and Freezers | 0.059887 | 1.3231 | -413.1324 | 0.0050673 | 0.0042445 | 39.0829
Commercial | Assembly | Existing | High Efficiency Refrigeration Compressor | 0.26416 | 1.4312 | -420.906 | 0.020431 | 0.0095627 | 135.5
Commercial | Grocery | Existing | High Efficiency Refrigeration Compressor | 0.26416 | 1.4312 | -420.906 | 0.020431 | 0.0095627 | 135.5
Commercial | Institutional | Existing | High Efficiency Refrigeration Compressor | 0.26416 | 1.4312 | -420.906 | 0.020431 | 0.0095627 | 135.5
Commercial | Miscellaneous | Existing | High Efficiency Refrigeration Compressor | 0.26416 | 1.4312 | -420.906 | 0.020431 | 0.0095627 | 135.5
Commercial | Offices | Existing | High Efficiency Refrigeration Compressor | 0.26416 | 1.4312 | -420.906 | 0.020431 | 0.0095627 | 135.5
Commercial | Retail | Existing | High Efficiency Refrigeration Compressor | 0.26416 | 1.4312 | -420.906 | 0.020431 | 0.0095627 | 135.5
Commercial | Warehouse | Existing | High Efficiency Refrigeration Compressor | 0.26416 | 1.4312 | -420.906 | 0.020431 | 0.0095627 | 135.5
Commercial | Assembly | New | High Efficiency Refrigeration Compressor | 0.26416 | 1.4312 | -420.906 | 0.020431 | 0.0095627 | 135.5
Commercial | Grocery | New | High Efficiency Refrigeration Compressor | 0.26416 | 1.4312 | -420.906 | 0.020431 | 0.0095627 | 135.5
Commercial | Institutional | New | High Efficiency Refrigeration Compressor | 0.26416 | 1.4312 | -420.906 | 0.020431 | 0.0095627 | 135.5
Commercial | Miscellaneous | New | High Efficiency Refrigeration Compressor | 0.26416 | 1.4312 | -420.906 | 0.020431 | 0.0095627 | 135.5
Commercial | Offices | New | High Efficiency Refrigeration Compressor | 0.26416 | 1.4312 | -420.906 | 0.020431 | 0.0095627 | 135.5
Commercial | Retail | New | High Efficiency Refrigeration Compressor | 0.26416 | 1.4312 | -420.906 | 0.020431 | 0.0095627 | 135.5
Commercial | Warehouse | New | High Efficiency Refrigeration Compressor | 0.26416 | 1.4312 | -420.906 | 0.020431 | 0.0095627 | 135.5
Commercial | College and University | Existing | High Efficiency Refrigeration Compressor | 0.25729 | 1.4992 | -429.1436 | 0.017568 | 0.014716 | 135.5
Commercial | Healthcare | Existing | High Efficiency Refrigeration Compressor | 0.25729 | 1.4992 | -429.1436 | 0.017568 | 0.014716 | 135.5
Commercial | Hospitals | Existing | High Efficiency Refrigeration Compressor | 0.25729 | 1.4992 | -429.1436 | 0.017568 | 0.014716 | 135.5
Commercial | Lodging/Hospitality | Existing | High Efficiency Refrigeration Compressor | 0.25729 | 1.4992 | -429.1436 | 0.017568 | 0.014716 | 135.5
Commercial | Restaurants | Existing | High Efficiency Refrigeration Compressor | 0.25729 | 1.4992 | -429.1436 | 0.017568 | 0.014716 | 135.5
Commercial | Schools K-12 | Existing | High Efficiency Refrigeration Compressor | 0.25729 | 1.4992 | -429.1436 | 0.017568 | 0.014716 | 135.5
Commercial | College and University | New | High Efficiency Refrigeration Compressor | 0.25729 | 1.4992 | -429.1436 | 0.017568 | 0.014716 | 135.5
Commercial | Healthcare | New | High Efficiency Refrigeration Compressor | 0.25729 | 1.4992 | -429.1436 | 0.017568 | 0.014716 | 135.5
Commercial | Hospitals | New | High Efficiency Refrigeration Compressor | 0.25729 | 1.4992 | -429.1436 | 0.017568 | 0.014716 | 135.5
Commercial | Lodging/Hospitality | New | High Efficiency Refrigeration Compressor | 0.25729 | 1.4992 | -429.1436 | 0.017568 | 0.014716 | 135.5
Commercial | Restaurants | New | High Efficiency Refrigeration Compressor | 0.25729 | 1.4992 | -429.1436 | 0.017568 | 0.014716 | 135.5
Commercial | Schools K-12 | New | High Efficiency Refrigeration Compressor | 0.25729 | 1.4992 | -429.1436 | 0.017568 | 0.014716 | 135.5
Commercial | Grocery | Existing | Network PC Power Management | 0.55636 | 1.1708 | -433.5725 | 0.5037 | 0.3508 | 3386.2106
Commercial | Grocery | New | Network PC Power Management | 0.55636 | 1.1708 | -433.5725 | 0.5037 | 0.3508 | 3386.2106
Commercial | Assembly | Existing | Strip Curtains for Walk-ins | 0.17915 | 1.1054 | -444.5323 | 0.060723 | 0.016724 | 420
Commercial | Grocery | Existing | Strip Curtains for Walk-ins | 0.17915 | 1.1054 | -444.5323 | 0.060723 | 0.016724 | 420
Commercial | Institutional | Existing | Strip Curtains for Walk-ins | 0.17915 | 1.1054 | -444.5323 | 0.060723 | 0.016724 | 420
Commercial | Miscellaneous | Existing | Strip Curtains for Walk-ins | 0.17915 | 1.1054 | -444.5323 | 0.060723 | 0.016724 | 420
Commercial | Offices | Existing | Strip Curtains for Walk-ins | 0.17915 | 1.1054 | -444.5323 | 0.060723 | 0.016724 | 420
Commercial | Retail | Existing | Strip Curtains for Walk-ins | 0.17915 | 1.1054 | -444.5323 | 0.060723 | 0.016724 | 420
Commercial | Warehouse | Existing | Strip Curtains for Walk-ins | 0.17915 | 1.1054 | -444.5323 | 0.060723 | 0.016724 | 420
Commercial | Assembly | New | Strip Curtains for Walk-ins | 0.17915 | 1.1054 | -444.5323 | 0.060723 | 0.016724 | 420
Commercial | Grocery | New | Strip Curtains for Walk-ins | 0.17915 | 1.1054 | -444.5323 | 0.060723 | 0.016724 | 420
Commercial | Institutional | New | Strip Curtains for Walk-ins | 0.17915 | 1.1054 | -444.5323 | 0.060723 | 0.016724 | 420
Commercial | Miscellaneous | New | Strip Curtains for Walk-ins | 0.17915 | 1.1054 | -444.5323 | 0.060723 | 0.016724 | 420
Commercial | Offices | New | Strip Curtains for Walk-ins | 0.17915 | 1.1054 | -444.5323 | 0.060723 | 0.016724 | 420
Commercial | Retail | New | Strip Curtains for Walk-ins | 0.17915 | 1.1054 | -444.5323 | 0.060723 | 0.016724 | 420
Commercial | Warehouse | New | Strip Curtains for Walk-ins | 0.17915 | 1.1054 | -444.5323 | 0.060723 | 0.016724 | 420
Commercial | College and University | Existing | Strip Curtains for Walk-ins | 0.17755 | 1.1539 | -449.5836 | 0.054455 | 0.045613 | 420
Commercial | Healthcare | Existing | Strip Curtains for Walk-ins | 0.17755 | 1.1539 | -449.5836 | 0.054455 | 0.045613 | 420
Commercial | Hospitals | Existing | Strip Curtains for Walk-ins | 0.17755 | 1.1539 | -449.5836 | 0.054455 | 0.045613 | 420
Commercial | Lodging/Hospitality | Existing | Strip Curtains for Walk-ins | 0.17755 | 1.1539 | -449.5836 | 0.054455 | 0.045613 | 420
Commercial | Restaurants | Existing | Strip Curtains for Walk-ins | 0.17755 | 1.1539 | -449.5836 | 0.054455 | 0.045613 | 420
Commercial | Schools K-12 | Existing | Strip Curtains for Walk-ins | 0.17755 | 1.1539 | -449.5836 | 0.054455 | 0.045613 | 420
Commercial | College and University | New | Strip Curtains for Walk-ins | 0.17755 | 1.1539 | -449.5836 | 0.054455 | 0.045613 | 420
Commercial | Healthcare | New | Strip Curtains for Walk-ins | 0.17755 | 1.1539 | -449.5836 | 0.054455 | 0.045613 | 420
Commercial | Hospitals | New | Strip Curtains for Walk-ins | 0.17755 | 1.1539 | -449.5836 | 0.054455 | 0.045613 | 420
Commercial | Lodging/Hospitality | New | Strip Curtains for Walk-ins | 0.17755 | 1.1539 | -449.5836 | 0.054455 | 0.045613 | 420
Commercial | Restaurants | New | Strip Curtains for Walk-ins | 0.17755 | 1.1539 | -449.5836 | 0.054455 | 0.045613 | 420
Commercial | Schools K-12 | New | Strip Curtains for Walk-ins | 0.17755 | 1.1539 | -449.5836 | 0.054455 | 0.045613 | 420
Commercial | Grocery | Existing | Bi-Level Lighting Control (Interior) | 0.42158 | 1.7348 | -451.8537 | 0.010616 | 0 | 859.32
Commercial | Grocery | New | Bi-Level Lighting Control (Interior) | 0.42158 | 1.7348 | -451.8537 | 0.010616 | 0 | 859.32
Commercial | Retail | Existing | Dedicated Outdoor Air System on VRF unit | 0.69726 | 1.2992 | -456.4652 | 0.31922 | 0.32265 | 1049.061
Commercial | Retail | New | Dedicated Outdoor Air System on VRF unit | 0.69726 | 1.2992 | -456.4652 | 0.31922 | 0.32265 | 1049.061
Commercial | Grocery | Existing | Hot Water Circulation Pump Control | 0.51602 | 2.1667 | -461.0645 | 0 | 0 | 651
Commercial | Grocery | New | Hot Water Circulation Pump Control | 0.51602 | 2.1667 | -461.0645 | 0 | 0 | 651
Commercial | Offices | Existing | HVAC tune-up_RTU | 0.35773 | 1.067 | -461.7042 | 0.17525 | 0.031903 | 882.7237
Commercial | Offices | New | HVAC tune-up_RTU | 0.35773 | 1.067 | -461.7042 | 0.17525 | 0.031903 | 882.7237
Commercial | Offices | Existing | ECM Motors on Furnaces | 0.34277 | 2.1667 | -467.8596 | 0 | 0 | 270.389
Commercial | Offices | New | ECM Motors on Furnaces | 0.34277 | 2.1667 | -467.8596 | 0 | 0 | 270.389
Commercial | Schools K-12 | Existing | HVAC tune-up_RTU | 0.35086 | 1.0668 | -472.0233 | 0.17191 | 0.031296 | 865.9214
Commercial | Schools K-12 | New | HVAC tune-up_RTU | 0.35086 | 1.0668 | -472.0233 | 0.17191 | 0.031296 | 865.9214
Commercial | Lodging/Hospitality | Existing | Network PC Power Management | 0.56179 | 1.1708 | -474.4778 | 0.58124 | 0.40481 | 3907.5345
Commercial | Lodging/Hospitality | New | Network PC Power Management | 0.56179 | 1.1708 | -474.4778 | 0.58124 | 0.40481 | 3907.5345
Commercial | Assembly | Turnover | Energy Star Ice Maker | 0.24021 | 1.2697 | -479.9509 | 0.036863 | 0.023275 | 237.861
Commercial | Grocery | Turnover | Energy Star Ice Maker | 0.24021 | 1.2697 | -479.9509 | 0.036863 | 0.023275 | 237.861
Commercial | Institutional | Turnover | Energy Star Ice Maker | 0.24021 | 1.2697 | -479.9509 | 0.036863 | 0.023275 | 237.861
Commercial | Miscellaneous | Turnover | Energy Star Ice Maker | 0.24021 | 1.2697 | -479.9509 | 0.036863 | 0.023275 | 237.861
Commercial | Offices | Turnover | Energy Star Ice Maker | 0.24021 | 1.2697 | -479.9509 | 0.036863 | 0.023275 | 237.861
Commercial | Retail | Turnover | Energy Star Ice Maker | 0.24021 | 1.2697 | -479.9509 | 0.036863 | 0.023275 | 237.861
Commercial | Warehouse | Turnover | Energy Star Ice Maker | 0.24021 | 1.2697 | -479.9509 | 0.036863 | 0.023275 | 237.861
Commercial | Assembly | New | Energy Star Ice Maker | 0.24021 | 1.2697 | -479.9509 | 0.036863 | 0.023275 | 237.861
Commercial | Grocery | New | Energy Star Ice Maker | 0.24021 | 1.2697 | -479.9509 | 0.036863 | 0.023275 | 237.861
Commercial | Institutional | New | Energy Star Ice Maker | 0.24021 | 1.2697 | -479.9509 | 0.036863 | 0.023275 | 237.861
Commercial | Miscellaneous | New | Energy Star Ice Maker | 0.24021 | 1.2697 | -479.9509 | 0.036863 | 0.023275 | 237.861
Commercial | Offices | New | Energy Star Ice Maker | 0.24021 | 1.2697 | -479.9509 | 0.036863 | 0.023275 | 237.861
Commercial | Retail | New | Energy Star Ice Maker | 0.24021 | 1.2697 | -479.9509 | 0.036863 | 0.023275 | 237.861
Commercial | Warehouse | New | Energy Star Ice Maker | 0.24021 | 1.2697 | -479.9509 | 0.036863 | 0.023275 | 237.861
Commercial | Miscellaneous | Existing | ECM Motors on Furnaces | 0.32399 | 2.1667 | -487.3269 | 0 | 0 | 255.5731
Commercial | Warehouse | Existing | ECM Motors on Furnaces | 0.32399 | 2.1667 | -487.3269 | 0 | 0 | 255.5731
Commercial | Miscellaneous | New | ECM Motors on Furnaces | 0.32399 | 2.1667 | -487.3269 | 0 | 0 | 255.5731
Commercial | Warehouse | New | ECM Motors on Furnaces | 0.32399 | 2.1667 | -487.3269 | 0 | 0 | 255.5731
Commercial | College and University | Turnover | Energy Star Ice Maker | 0.23045 | 1.3283 | -491.1631 | 0.03084 | 0.025832 | 237.861
Commercial | Healthcare | Turnover | Energy Star Ice Maker | 0.23045 | 1.3283 | -491.1631 | 0.03084 | 0.025832 | 237.861
Commercial | Hospitals | Turnover | Energy Star Ice Maker | 0.23045 | 1.3283 | -491.1631 | 0.03084 | 0.025832 | 237.861
Commercial | Lodging/Hospitality | Turnover | Energy Star Ice Maker | 0.23045 | 1.3283 | -491.1631 | 0.03084 | 0.025832 | 237.861
Commercial | Restaurants | Turnover | Energy Star Ice Maker | 0.23045 | 1.3283 | -491.1631 | 0.03084 | 0.025832 | 237.861
Commercial | Schools K-12 | Turnover | Energy Star Ice Maker | 0.23045 | 1.3283 | -491.1631 | 0.03084 | 0.025832 | 237.861
Commercial | College and University | New | Energy Star Ice Maker | 0.23045 | 1.3283 | -491.1631 | 0.03084 | 0.025832 | 237.861
Commercial | Healthcare | New | Energy Star Ice Maker | 0.23045 | 1.3283 | -491.1631 | 0.03084 | 0.025832 | 237.861
Commercial | Hospitals | New | Energy Star Ice Maker | 0.23045 | 1.3283 | -491.1631 | 0.03084 | 0.025832 | 237.861
Commercial | Lodging/Hospitality | New | Energy Star Ice Maker | 0.23045 | 1.3283 | -491.1631 | 0.03084 | 0.025832 | 237.861
Commercial | Restaurants | New | Energy Star Ice Maker | 0.23045 | 1.3283 | -491.1631 | 0.03084 | 0.025832 | 237.861
Commercial | Schools K-12 | New | Energy Star Ice Maker | 0.23045 | 1.3283 | -491.1631 | 0.03084 | 0.025832 | 237.861
Commercial | Offices | Existing | Programmable Thermostat | 0.6566 | 1.7605 | -494.4402 | 0.071151 | -0.98461 | 5992.2752
Commercial | Offices | New | Programmable Thermostat | 0.6566 | 1.7605 | -494.4402 | 0.071151 | -0.98461 | 5992.2752
Commercial | Retail | Existing | Bi-Level Lighting Control (Interior) | 0.37898 | 1.7348 | -514.2717 | 0.0095434 | 0 | 772.52
Commercial | Retail | New | Bi-Level Lighting Control (Interior) | 0.37898 | 1.7348 | -514.2717 | 0.0095434 | 0 | 772.52
Commercial | Assembly | Existing | HVAC tune-up_RTU | 0.31778 | 1.0668 | -522.1447 | 0.15571 | 0.028346 | 784.3099
Commercial | Assembly | New | HVAC tune-up_RTU | 0.31778 | 1.0668 | -522.1447 | 0.15571 | 0.028346 | 784.3099
Commercial | Healthcare | Existing | Bi-Level Lighting Control (Interior) | 0.37371 | 1.8022 | -523.3014 | 0.0021427 | 0 | 779.34
Commercial | Healthcare | New | Bi-Level Lighting Control (Interior) | 0.37371 | 1.8022 | -523.3014 | 0.0021427 | 0 | 779.34
Commercial | College and University | Turnover | Energy Star Vending Machine | 0.49965 | 1.4565 | -534.1854 | 0.082504 | 0.051277 | 525.7314
Commercial | Healthcare | Turnover | Energy Star Vending Machine | 0.49965 | 1.4565 | -534.1854 | 0.082504 | 0.051277 | 525.7314
Commercial | Hospitals | Turnover | Energy Star Vending Machine | 0.49965 | 1.4565 | -534.1854 | 0.082504 | 0.051277 | 525.7314
Commercial | Lodging/Hospitality | Turnover | Energy Star Vending Machine | 0.49965 | 1.4565 | -534.1854 | 0.082504 | 0.051277 | 525.7314
Commercial | Restaurants | Turnover | Energy Star Vending Machine | 0.49965 | 1.4565 | -534.1854 | 0.082504 | 0.051277 | 525.7314
Commercial | Schools K-12 | Turnover | Energy Star Vending Machine | 0.49965 | 1.4565 | -534.1854 | 0.082504 | 0.051277 | 525.7314
Commercial | College and University | New | Energy Star Vending Machine | 0.49965 | 1.4565 | -534.1854 | 0.082504 | 0.051277 | 525.7314
Commercial | Healthcare | New | Energy Star Vending Machine | 0.49965 | 1.4565 | -534.1854 | 0.082504 | 0.051277 | 525.7314
Commercial | Hospitals | New | Energy Star Vending Machine | 0.49965 | 1.4565 | -534.1854 | 0.082504 | 0.051277 | 525.7314
Commercial | Lodging/Hospitality | New | Energy Star Vending Machine | 0.49965 | 1.4565 | -534.1854 | 0.082504 | 0.051277 | 525.7314
Commercial | Restaurants | New | Energy Star Vending Machine | 0.49965 | 1.4565 | -534.1854 | 0.082504 | 0.051277 | 525.7314
Commercial | Schools K-12 | New | Energy Star Vending Machine | 0.49965 | 1.4565 | -534.1854 | 0.082504 | 0.051277 | 525.7314
Commercial | Assembly | Turnover | Energy Star Vending Machine | 0.49913 | 1.4575 | -535.0311 | 0.082226 | 0.051367 | 525.7314
Commercial | Grocery | Turnover | Energy Star Vending Machine | 0.49913 | 1.4575 | -535.0311 | 0.082226 | 0.051367 | 525.7314
Commercial | Institutional | Turnover | Energy Star Vending Machine | 0.49913 | 1.4575 | -535.0311 | 0.082226 | 0.051367 | 525.7314
Commercial | Miscellaneous | Turnover | Energy Star Vending Machine | 0.49913 | 1.4575 | -535.0311 | 0.082226 | 0.051367 | 525.7314
Commercial | Offices | Turnover | Energy Star Vending Machine | 0.49913 | 1.4575 | -535.0311 | 0.082226 | 0.051367 | 525.7314
Commercial | Retail | Turnover | Energy Star Vending Machine | 0.49913 | 1.4575 | -535.0311 | 0.082226 | 0.051367 | 525.7314
Commercial | Warehouse | Turnover | Energy Star Vending Machine | 0.49913 | 1.4575 | -535.0311 | 0.082226 | 0.051367 | 525.7314
Commercial | Assembly | New | Energy Star Vending Machine | 0.49913 | 1.4575 | -535.0311 | 0.082226 | 0.051367 | 525.7314
Commercial | Grocery | New | Energy Star Vending Machine | 0.49913 | 1.4575 | -535.0311 | 0.082226 | 0.051367 | 525.7314
Commercial | Institutional | New | Energy Star Vending Machine | 0.49913 | 1.4575 | -535.0311 | 0.082226 | 0.051367 | 525.7314
Commercial | Miscellaneous | New | Energy Star Vending Machine | 0.49913 | 1.4575 | -535.0311 | 0.082226 | 0.051367 | 525.7314
Commercial | Offices | New | Energy Star Vending Machine | 0.49913 | 1.4575 | -535.0311 | 0.082226 | 0.051367 | 525.7314
Commercial | Retail | New | Energy Star Vending Machine | 0.49913 | 1.4575 | -535.0311 | 0.082226 | 0.051367 | 525.7314
Commercial | Warehouse | New | Energy Star Vending Machine | 0.49913 | 1.4575 | -535.0311 | 0.082226 | 0.051367 | 525.7314
Commercial | Schools K-12 | Turnover | Heat Pump Water Heater | 0.6128 | 1.3131 | -552.2607 | 0.30949 | 0.20585 | 1831.3579
Commercial | Schools K-12 | New | Heat Pump Water Heater | 0.6128 | 1.3131 | -552.2607 | 0.30949 | 0.20585 | 1831.3579
Commercial | Restaurants | Existing | Tank Wrap on Water Heater | 0.30504 | 1.3612 | -559.2712 | 0.052878 | 0.053951 | 527.8919
Commercial | Schools K-12 | Existing | Network PC Power Management | 0.56551 | 1.1708 | -560.5054 | 0.71311 | 0.49665 | 4794.046
Commercial | Schools K-12 | New | Network PC Power Management | 0.56551 | 1.1708 | -560.5054 | 0.71311 | 0.49665 | 4794.046
Commercial | Institutional | Existing | Network PC Power Management | 0.54161 | 1.1422 | -562.7009 | 0.64622 | 0 | 4344.3187
Commercial | Institutional | New | Network PC Power Management | 0.54161 | 1.1422 | -562.7009 | 0.64622 | 0 | 4344.3187
Commercial | Restaurants | New | Tank Wrap on Water Heater | 0.29195 | 1.3618 | -576.7968 | 0.050584 | 0.05161 | 504.9886
Commercial | Healthcare | Existing | Network PC Power Management | 0.56139 | 1.1708 | -580.1554 | 0.70789 | 0.49301 | 4758.9388
Commercial | Healthcare | New | Network PC Power Management | 0.56139 | 1.1708 | -580.1554 | 0.70789 | 0.49301 | 4758.9388
Commercial | College and University | Existing | Bi-Level Lighting Control (Interior) | 0.32757 | 1.8019 | -590.6888 | 0.0018785 | 0 | 683.24
Commercial | Miscellaneous | Existing | Bi-Level Lighting Control (Interior) | 0.32757 | 1.8019 | -590.6888 | 0.0018785 | 0 | 683.24
Commercial | College and University | New | Bi-Level Lighting Control (Interior) | 0.32757 | 1.8019 | -590.6888 | 0.0018785 | 0 | 683.24
Commercial | Miscellaneous | New | Bi-Level Lighting Control (Interior) | 0.32757 | 1.8019 | -590.6888 | 0.0018785 | 0 | 683.24
Commercial | Lodging/Hospitality | Existing | Bi-Level Lighting Control (Interior) | 0.28555 | 1.7353 | -651.3683 | 0.0071882 | 0 | 581.87
Commercial | Lodging/Hospitality | New | Bi-Level Lighting Control (Interior) | 0.28555 | 1.7353 | -651.3683 | 0.0071882 | 0 | 581.87
Commercial | Warehouse | Existing | Bi-Level Lighting Control (Interior) | 0.28409 | 1.8014 | -654.1634 | 0.0016296 | 0 | 592.72
Commercial | Warehouse | New | Bi-Level Lighting Control (Interior) | 0.28409 | 1.8014 | -654.1634 | 0.0016296 | 0 | 592.72
Commercial | Assembly | Turnover | Solar Powered Pool Pump | 0.66001 | 1.1844 | -678.9018 | 0.9567 | 0.1485 | 4065.1875
Commercial | College and University | Turnover | Solar Powered Pool Pump | 0.66001 | 1.1844 | -678.9018 | 0.9567 | 0.1485 | 4065.1875
Commercial | Grocery | Turnover | Solar Powered Pool Pump | 0.66001 | 1.1844 | -678.9018 | 0.9567 | 0.1485 | 4065.1875
Commercial | Healthcare | Turnover | Solar Powered Pool Pump | 0.66001 | 1.1844 | -678.9018 | 0.9567 | 0.1485 | 4065.1875
Commercial | Hospitals | Turnover | Solar Powered Pool Pump | 0.66001 | 1.1844 | -678.9018 | 0.9567 | 0.1485 | 4065.1875
Commercial | Institutional | Turnover | Solar Powered Pool Pump | 0.66001 | 1.1844 | -678.9018 | 0.9567 | 0.1485 | 4065.1875
Commercial | Lodging/Hospitality | Turnover | Solar Powered Pool Pump | 0.66001 | 1.1844 | -678.9018 | 0.9567 | 0.1485 | 4065.1875
Commercial | Miscellaneous | Turnover | Solar Powered Pool Pump | 0.66001 | 1.1844 | -678.9018 | 0.9567 | 0.1485 | 4065.1875
Commercial | Offices | Turnover | Solar Powered Pool Pump | 0.66001 | 1.1844 | -678.9018 | 0.9567 | 0.1485 | 4065.1875
Commercial | Restaurants | Turnover | Solar Powered Pool Pump | 0.66001 | 1.1844 | -678.9018 | 0.9567 | 0.1485 | 4065.1875
Commercial | Retail | Turnover | Solar Powered Pool Pump | 0.66001 | 1.1844 | -678.9018 | 0.9567 | 0.1485 | 4065.1875
Commercial | Schools K-12 | Turnover | Solar Powered Pool Pump | 0.66001 | 1.1844 | -678.9018 | 0.9567 | 0.1485 | 4065.1875
Commercial | Assembly | New | Solar Powered Pool Pump | 0.66001 | 1.1844 | -678.9018 | 0.9567 | 0.1485 | 4065.1875
Commercial | College and University | New | Solar Powered Pool Pump | 0.66001 | 1.1844 | -678.9018 | 0.9567 | 0.1485 | 4065.1875
Commercial | Grocery | New | Solar Powered Pool Pump | 0.66001 | 1.1844 | -678.9018 | 0.9567 | 0.1485 | 4065.1875
Commercial | Healthcare | New | Solar Powered Pool Pump | 0.66001 | 1.1844 | -678.9018 | 0.9567 | 0.1485 | 4065.1875
Commercial | Hospitals | New | Solar Powered Pool Pump | 0.66001 | 1.1844 | -678.9018 | 0.9567 | 0.1485 | 4065.1875
Commercial | Institutional | New | Solar Powered Pool Pump | 0.66001 | 1.1844 | -678.9018 | 0.9567 | 0.1485 | 4065.1875
Commercial | Lodging/Hospitality | New | Solar Powered Pool Pump | 0.66001 | 1.1844 | -678.9018 | 0.9567 | 0.1485 | 4065.1875
Commercial | Miscellaneous | New | Solar Powered Pool Pump | 0.66001 | 1.1844 | -678.9018 | 0.9567 | 0.1485 | 4065.1875
Commercial | Offices | New | Solar Powered Pool Pump | 0.66001 | 1.1844 | -678.9018 | 0.9567 | 0.1485 | 4065.1875
Commercial | Restaurants | New | Solar Powered Pool Pump | 0.66001 | 1.1844 | -678.9018 | 0.9567 | 0.1485 | 4065.1875
Commercial | Retail | New | Solar Powered Pool Pump | 0.66001 | 1.1844 | -678.9018 | 0.9567 | 0.1485 | 4065.1875
Commercial | Schools K-12 | New | Solar Powered Pool Pump | 0.66001 | 1.1844 | -678.9018 | 0.9567 | 0.1485 | 4065.1875
Commercial | Restaurants | Existing | Bi-Level Lighting Control (Interior) | 0.25515 | 1.734 | -695.6182 | 0.006428 | 0 | 520.335
Commercial | Restaurants | New | Bi-Level Lighting Control (Interior) | 0.25515 | 1.734 | -695.6182 | 0.006428 | 0 | 520.335
Commercial | Institutional | Existing | Bi-Level Lighting Control (Interior) | 0.24522 | 1.8023 | -711.2253 | 0.0014059 | 0 | 511.345
Commercial | Institutional | New | Bi-Level Lighting Control (Interior) | 0.24522 | 1.8023 | -711.2253 | 0.0014059 | 0 | 511.345
Commercial | Offices | Existing | Bi-Level Lighting Control (Interior) | 0.24181 | 1.8024 | -716.225 | 0.0013863 | 0 | 504.215
Commercial | Offices | New | Bi-Level Lighting Control (Interior) | 0.24181 | 1.8024 | -716.225 | 0.0013863 | 0 | 504.215
Commercial | Miscellaneous | Existing | HVAC tune-up_RTU | 0.17746 | 1.0666 | -734.792 | 0.08697 | 0.015832 | 438.0614
Commercial | Miscellaneous | New | HVAC tune-up_RTU | 0.17746 | 1.0666 | -734.792 | 0.08697 | 0.015832 | 438.0614
Commercial | Grocery | Existing | HVAC tune-up_RTU | 0.17559 | 1.067 | -737.7404 | 0.086017 | 0.015659 | 433.2607
Commercial | Grocery | New | HVAC tune-up_RTU | 0.17559 | 1.067 | -737.7404 | 0.086017 | 0.015659 | 433.2607
Commercial | College and University | Turnover | ENERGY STAR Commercial Clothes Washer | 0.37954 | 1.3043 | -740.6892 | 0.10782 | 0.1241 | 1060.1591
Commercial | Hospitals | Turnover | ENERGY STAR Commercial Clothes Washer | 0.37954 | 1.3043 | -740.6892 | 0.10782 | 0.1241 | 1060.1591
Commercial | Lodging/Hospitality | Turnover | ENERGY STAR Commercial Clothes Washer | 0.37954 | 1.3043 | -740.6892 | 0.10782 | 0.1241 | 1060.1591
Commercial | Schools K-12 | Turnover | ENERGY STAR Commercial Clothes Washer | 0.37954 | 1.3043 | -740.6892 | 0.10782 | 0.1241 | 1060.1591
Commercial | College and University | New | ENERGY STAR Commercial Clothes Washer | 0.37954 | 1.3043 | -740.6892 | 0.10782 | 0.1241 | 1060.1591
Commercial | Hospitals | New | ENERGY STAR Commercial Clothes Washer | 0.37954 | 1.3043 | -740.6892 | 0.10782 | 0.1241 | 1060.1591
Commercial | Lodging/Hospitality | New | ENERGY STAR Commercial Clothes Washer | 0.37954 | 1.3043 | -740.6892 | 0.10782 | 0.1241 | 1060.1591
Commercial | Schools K-12 | New | ENERGY STAR Commercial Clothes Washer | 0.37954 | 1.3043 | -740.6892 | 0.10782 | 0.1241 | 1060.1591
Commercial | Institutional | Existing | HVAC tune-up_RTU | 0.17163 | 1.0666 | -743.637 | 0.084111 | 0.015312 | 423.6594
Commercial | Institutional | New | HVAC tune-up_RTU | 0.17163 | 1.0666 | -743.637 | 0.084111 | 0.015312 | 423.6594
Commercial | Assembly | Existing | Hotel Card Energy Control Systems | 0 | #DIV/0! | -745.6993 | 0 | 0 | 0
Commercial | College and University | Existing | Hotel Card Energy Control Systems | 0 | #DIV/0! | -745.6993 | 0 | 0 | 0
Commercial | Grocery | Existing | Hotel Card Energy Control Systems | 0 | #DIV/0! | -745.6993 | 0 | 0 | 0
Commercial | Healthcare | Existing | Hotel Card Energy Control Systems | 0 | #DIV/0! | -745.6993 | 0 | 0 | 0
Commercial | Hospitals | Existing | Hotel Card Energy Control Systems | 0 | #DIV/0! | -745.6993 | 0 | 0 | 0
Commercial | Institutional | Existing | Hotel Card Energy Control Systems | 0 | #DIV/0! | -745.6993 | 0 | 0 | 0
Commercial | Miscellaneous | Existing | Hotel Card Energy Control Systems | 0 | #DIV/0! | -745.6993 | 0 | 0 | 0
Commercial | Offices | Existing | Hotel Card Energy Control Systems | 0 | #DIV/0! | -745.6993 | 0 | 0 | 0
Commercial | Restaurants | Existing | Hotel Card Energy Control Systems | 0 | #DIV/0! | -745.6993 | 0 | 0 | 0
Commercial | Retail | Existing | Hotel Card Energy Control Systems | 0 | #DIV/0! | -745.6993 | 0 | 0 | 0
Commercial | Schools K-12 | Existing | Hotel Card Energy Control Systems | 0 | #DIV/0! | -745.6993 | 0 | 0 | 0
Commercial | Warehouse | Existing | Hotel Card Energy Control Systems | 0 | #DIV/0! | -745.6993 | 0 | 0 | 0
Commercial | Assembly | New | Hotel Card Energy Control Systems | 0 | #DIV/0! | -745.6993 | 0 | 0 | 0
Commercial | College and University | New | Hotel Card Energy Control Systems | 0 | #DIV/0! | -745.6993 | 0 | 0 | 0
Commercial | Grocery | New | Hotel Card Energy Control Systems | 0 | #DIV/0! | -745.6993 | 0 | 0 | 0
Commercial | Healthcare | New | Hotel Card Energy Control Systems | 0 | #DIV/0! | -745.6993 | 0 | 0 | 0
Commercial | Hospitals | New | Hotel Card Energy Control Systems | 0 | #DIV/0! | -745.6993 | 0 | 0 | 0
Commercial | Institutional | New | Hotel Card Energy Control Systems | 0 | #DIV/0! | -745.6993 | 0 | 0 | 0
Commercial | Miscellaneous | New | Hotel Card Energy Control Systems | 0 | #DIV/0! | -745.6993 | 0 | 0 | 0
Commercial | Offices | New | Hotel Card Energy Control Systems | 0 | #DIV/0! | -745.6993 | 0 | 0 | 0
Commercial | Restaurants | New | Hotel Card Energy Control Systems | 0 | #DIV/0! | -745.6993 | 0 | 0 | 0
Commercial | Retail | New | Hotel Card Energy Control Systems | 0 | #DIV/0! | -745.6993 | 0 | 0 | 0
Commercial | Schools K-12 | New | Hotel Card Energy Control Systems | 0 | #DIV/0! | -745.6993 | 0 | 0 | 0
Commercial | Warehouse | New | Hotel Card Energy Control Systems | 0 | #DIV/0! | -745.6993 | 0 | 0 | 0
Commercial | Assembly | Existing | Bi-Level Lighting Control (Interior) | 0.21366 | 1.8013 | -757.201 | 0.0012256 | 0 | 445.78
Commercial | Assembly | New | Bi-Level Lighting Control (Interior) | 0.21366 | 1.8013 | -757.201 | 0.0012256 | 0 | 445.78
Commercial | Schools K-12 | Existing | Dedicated Outdoor Air System on VRF unit | 0.60856 | 1.2992 | -763.3658 | 0.27862 | 0.28162 | 915.6498
Commercial | Schools K-12 | New | Dedicated Outdoor Air System on VRF unit | 0.60856 | 1.2992 | -763.3658 | 0.27862 | 0.28162 | 915.6498
Commercial | Miscellaneous | Existing | Window Sun Protection | 0.14809 | 0.90278 | -782.1645 | 0.055592 | -0.040764 | 105.7983
Commercial | Warehouse | Existing | Window Sun Protection | 0.14809 | 0.90278 | -782.1645 | 0.055592 | -0.040764 | 105.7983
Commercial | Grocery | Turnover | ENERGY STAR Commercial Clothes Washer | 0.36059 | 1.3928 | -791.328 | 0.092846 | 0.067168 | 1060.1591
Commercial | Healthcare | Turnover | ENERGY STAR Commercial Clothes Washer | 0.36059 | 1.3928 | -791.328 | 0.092846 | 0.067168 | 1060.1591
Commercial | Offices | Turnover | ENERGY STAR Commercial Clothes Washer | 0.36059 | 1.3928 | -791.328 | 0.092846 | 0.067168 | 1060.1591
Commercial | Retail | Turnover | ENERGY STAR Commercial Clothes Washer | 0.36059 | 1.3928 | -791.328 | 0.092846 | 0.067168 | 1060.1591
Commercial | Grocery | New | ENERGY STAR Commercial Clothes Washer | 0.36059 | 1.3928 | -791.328 | 0.092846 | 0.067168 | 1060.1591
Commercial | Healthcare | New | ENERGY STAR Commercial Clothes Washer | 0.36059 | 1.3928 | -791.328 | 0.092846 | 0.067168 | 1060.1591
Commercial | Offices | New | ENERGY STAR Commercial Clothes Washer | 0.36059 | 1.3928 | -791.328 | 0.092846 | 0.067168 | 1060.1591
Commercial | Retail | New | ENERGY STAR Commercial Clothes Washer | 0.36059 | 1.3928 | -791.328 | 0.092846 | 0.067168 | 1060.1591
Commercial | Lodging/Hospitality | Existing | Window Sun Protection | 0.13935 | 0.96206 | -801.4328 | 0.047228 | -0.02335 | 105.7983
Commercial | Schools K-12 | Existing | Bi-Level Lighting Control (Interior) | 0.17686 | 1.8026 | -811.2196 | 0.0010138 | 0 | 368.745
Commercial | Schools K-12 | New | Bi-Level Lighting Control (Interior) | 0.17686 | 1.8026 | -811.2196 | 0.0010138 | 0 | 368.745
Commercial | Assembly | Existing | Window Sun Protection | 0.13211 | 1.0222 | -817.0947 | 0.04043 | -0.010022 | 105.7983
Commercial | College and University | Existing | Window Sun Protection | 0.13211 | 1.0222 | -817.0947 | 0.04043 | -0.010022 | 105.7983
Commercial | Grocery | Existing | Window Sun Protection | 0.13211 | 1.0222 | -817.0947 | 0.04043 | -0.010022 | 105.7983
Commercial | Healthcare | Existing | Window Sun Protection | 0.13211 | 1.0222 | -817.0947 | 0.04043 | -0.010022 | 105.7983
Commercial | Hospitals | Existing | Window Sun Protection | 0.13211 | 1.0222 | -817.0947 | 0.04043 | -0.010022 | 105.7983
Commercial | Institutional | Existing | Window Sun Protection | 0.13211 | 1.0222 | -817.0947 | 0.04043 | -0.010022 | 105.7983
Commercial | Offices | Existing | Window Sun Protection | 0.13211 | 1.0222 | -817.0947 | 0.04043 | -0.010022 | 105.7983
Commercial | Restaurants | Existing | Window Sun Protection | 0.13211 | 1.0222 | -817.0947 | 0.04043 | -0.010022 | 105.7983
Commercial | Retail | Existing | Window Sun Protection | 0.13211 | 1.0222 | -817.0947 | 0.04043 | -0.010022 | 105.7983
Commercial | Schools K-12 | Existing | Window Sun Protection | 0.13211 | 1.0222 | -817.0947 | 0.04043 | -0.010022 | 105.7983
Commercial | Offices | Existing | Dedicated Outdoor Air System on VRF unit | 0.5873 | 1.2995 | -837.3942 | 0.26883 | 0.27172 | 883.4693
Commercial | Offices | New | Dedicated Outdoor Air System on VRF unit | 0.5873 | 1.2995 | -837.3942 | 0.26883 | 0.27172 | 883.4693
Commercial | Lodging/Hospitality | Existing | Tank Wrap on Water Heater | 0.30511 | 1.3615 | -838.9069 | 0.079318 | 0.080926 | 791.8378
Commercial | Offices | Existing | Tank Wrap on Water Heater | 0.30511 | 1.3615 | -838.9069 | 0.079318 | 0.080926 | 791.8378
Commercial | Retail | Existing | Tank Wrap on Water Heater | 0.30511 | 1.3615 | -838.9069 | 0.079318 | 0.080926 | 791.8378
Commercial | Lodging/Hospitality | New | Low U-Value Windows | 0.13527 | 1.1812 | -854.6878 | 0.020116 | -0.004527 | 45.587
Commercial | Lodging/Hospitality | New | Tank Wrap on Water Heater | 0.29181 | 1.3612 | -865.1952 | 0.075876 | 0.077415 | 757.4829
Commercial | Offices | New | Tank Wrap on Water Heater | 0.29181 | 1.3612 | -865.1952 | 0.075876 | 0.077415 | 757.4829
Commercial | Retail | New | Tank Wrap on Water Heater | 0.29181 | 1.3612 | -865.1952 | 0.075876 | 0.077415 | 757.4829
Commercial | Assembly | New | Low U-Value Windows | 0.12765 | 1.2632 | -868.5947 | 0.016945 | 0.00018946 | 45.587
Commercial | College and University | New | Low U-Value Windows | 0.12765 | 1.2632 | -868.5947 | 0.016945 | 0.00018946 | 45.587
Commercial | Grocery | New | Low U-Value Windows | 0.12765 | 1.2632 | -868.5947 | 0.016945 | 0.00018946 | 45.587
Commercial | Healthcare | New | Low U-Value Windows | 0.12765 | 1.2632 | -868.5947 | 0.016945 | 0.00018946 | 45.587
Commercial | Hospitals | New | Low U-Value Windows | 0.12765 | 1.2632 | -868.5947 | 0.016945 | 0.00018946 | 45.587
Commercial | Institutional | New | Low U-Value Windows | 0.12765 | 1.2632 | -868.5947 | 0.016945 | 0.00018946 | 45.587
Commercial | Offices | New | Low U-Value Windows | 0.12765 | 1.2632 | -868.5947 | 0.016945 | 0.00018946 | 45.587
Commercial | Restaurants | New | Low U-Value Windows | 0.12765 | 1.2632 | -868.5947 | 0.016945 | 0.00018946 | 45.587
Commercial | Retail | New | Low U-Value Windows | 0.12765 | 1.2632 | -868.5947 | 0.016945 | 0.00018946 | 45.587
Commercial | Schools K-12 | New | Low U-Value Windows | 0.12765 | 1.2632 | -868.5947 | 0.016945 | 0.00018946 | 45.587
Commercial | Miscellaneous | New | Window Sun Protection | 0.088987 | 0.90411 | -870.8291 | 0.033355 | -0.024458 | 63.479
Commercial | Warehouse | New | Window Sun Protection | 0.088987 | 0.90411 | -870.8291 | 0.033355 | -0.024458 | 63.479
Commercial | Miscellaneous | New | Low U-Value Windows | 0.1222 | 1.2765 | -874.0805 | 0.015694 | -0.0026501 | 45.587
Commercial | Warehouse | New | Low U-Value Windows | 0.1222 | 1.2765 | -874.0805 | 0.015694 | -0.0026501 | 45.587
Commercial | Assembly | Existing | High R-Value Glass Doors | 0.17337 | 1.4013 | -874.7717 | 0.025557 | 0.0087903 | 175
Commercial | Grocery | Existing | High R-Value Glass Doors | 0.17337 | 1.4013 | -874.7717 | 0.025557 | 0.0087903 | 175
Commercial | Institutional | Existing | High R-Value Glass Doors | 0.17337 | 1.4013 | -874.7717 | 0.025557 | 0.0087903 | 175
Commercial | Miscellaneous | Existing | High R-Value Glass Doors | 0.17337 | 1.4013 | -874.7717 | 0.025557 | 0.0087903 | 175
Commercial | Offices | Existing | High R-Value Glass Doors | 0.17337 | 1.4013 | -874.7717 | 0.025557 | 0.0087903 | 175
Commercial | Retail | Existing | High R-Value Glass Doors | 0.17337 | 1.4013 | -874.7717 | 0.025557 | 0.0087903 | 175
Commercial | Warehouse | Existing | High R-Value Glass Doors | 0.17337 | 1.4013 | -874.7717 | 0.025557 | 0.0087903 | 175
Commercial | Lodging/Hospitality | New | Window Sun Protection | 0.083481 | 0.96056 | -882.39 | 0.028337 | -0.01401 | 63.479
Commercial | College and University | Existing | High R-Value Glass Doors | 0.17122 | 1.465 | -882.5058 | 0.02269 | 0.019005 | 175
Commercial | Healthcare | Existing | High R-Value Glass Doors | 0.17122 | 1.465 | -882.5058 | 0.02269 | 0.019005 | 175
Commercial | Hospitals | Existing | High R-Value Glass Doors | 0.17122 | 1.465 | -882.5058 | 0.02269 | 0.019005 | 175
Commercial | Lodging/Hospitality | Existing | High R-Value Glass Doors | 0.17122 | 1.465 | -882.5058 | 0.02269 | 0.019005 | 175
Commercial | Restaurants | Existing | High R-Value Glass Doors | 0.17122 | 1.465 | -882.5058 | 0.02269 | 0.019005 | 175
Commercial | Schools K-12 | Existing | High R-Value Glass Doors | 0.17122 | 1.465 | -882.5058 | 0.02269 | 0.019005 | 175
Commercial | Warehouse | Existing | HVAC tune-up_RTU | 0.077079 | 1.0668 | -886.9989 | 0.037766 | 0.006875 | 190.2267
Commercial | Warehouse | New | HVAC tune-up_RTU | 0.077079 | 1.0668 | -886.9989 | 0.037766 | 0.006875 | 190.2267
Commercial | Assembly | New | Window Sun Protection | 0.079136 | 1.0205 | -891.7872 | 0.024258 | -0.0060129 | 63.479
Commercial | College and University | New | Window Sun Protection | 0.079136 | 1.0205 | -891.7872 | 0.024258 | -0.0060129 | 63.479
Commercial | Grocery | New | Window Sun Protection | 0.079136 | 1.0205 | -891.7872 | 0.024258 | -0.0060129 | 63.479
Commercial | Healthcare | New | Window Sun Protection | 0.079136 | 1.0205 | -891.7872 | 0.024258 | -0.0060129 | 63.479
Commercial | Hospitals | New | Window Sun Protection | 0.079136 | 1.0205 | -891.7872 | 0.024258 | -0.0060129 | 63.479
Commercial | Institutional | New | Window Sun Protection | 0.079136 | 1.0205 | -891.7872 | 0.024258 | -0.0060129 | 63.479
Commercial | Offices | New | Window Sun Protection | 0.079136 | 1.0205 | -891.7872 | 0.024258 | -0.0060129 | 63.479
Commercial | Restaurants | New | Window Sun Protection | 0.079136 | 1.0205 | -891.7872 | 0.024258 | -0.0060129 | 63.479
Commercial | Retail | New | Window Sun Protection | 0.079136 | 1.0205 | -891.7872 | 0.024258 | -0.0060129 | 63.479
Commercial | Schools K-12 | New | Window Sun Protection | 0.079136 | 1.0205 | -891.7872 | 0.024258 | -0.0060129 | 63.479
Commercial | Restaurants | Existing | Hot Water Circulation Pump Control | 0.51602 | 2.1667 | -922.1289 | 0 | 0 | 1302
Commercial | Restaurants | New | Hot Water Circulation Pump Control | 0.51602 | 2.1667 | -922.1289 | 0 | 0 | 1302
Commercial | Retail | Turnover | Variable Refrigerant Flow (VRF) HVAC Systems | 0.74791 | 1.2993 | -926.3825 | 1.1275 | 1.1396 | 3705.3892
Commercial | Retail | New | Variable Refrigerant Flow (VRF) HVAC Systems | 0.74791 | 1.2993 | -926.3825 | 1.1275 | 1.1396 | 3705.3892
Commercial | College and University | Existing | Network PC Power Management | 0.55316 | 1.2056 | -937.2042 | 0.93955 | 0.81114 | 6992.2928
Commercial | College and University | New | Network PC Power Management | 0.55316 | 1.2056 | -937.2042 | 0.93955 | 0.81114 | 6992.2928
Commercial | Assembly | Turnover | ENERGY STAR Commercial Clothes Washer | 0.29261 | 1.7894 | -941.7704 | 0 | 0 | 1060.1591
Commercial | Institutional | Turnover | ENERGY STAR Commercial Clothes Washer | 0.29261 | 1.7894 | -941.7704 | 0 | 0 | 1060.1591
Commercial | Miscellaneous | Turnover | ENERGY STAR Commercial Clothes Washer | 0.29261 | 1.7894 | -941.7704 | 0 | 0 | 1060.1591
Commercial | Restaurants | Turnover | ENERGY STAR Commercial Clothes Washer | 0.29261 | 1.7894 | -941.7704 | 0 | 0 | 1060.1591
Commercial | Warehouse | Turnover | ENERGY STAR Commercial Clothes Washer | 0.29261 | 1.7894 | -941.7704 | 0 | 0 | 1060.1591
Commercial | Assembly | New | ENERGY STAR Commercial Clothes Washer | 0.29261 | 1.7894 | -941.7704 | 0 | 0 | 1060.1591
Commercial | Institutional | New | ENERGY STAR Commercial Clothes Washer | 0.29261 | 1.7894 | -941.7704 | 0 | 0 | 1060.1591
Commercial | Miscellaneous | New | ENERGY STAR Commercial Clothes Washer | 0.29261 | 1.7894 | -941.7704 | 0 | 0 | 1060.1591
Commercial | Restaurants | New | ENERGY STAR Commercial Clothes Washer | 0.29261 | 1.7894 | -941.7704 | 0 | 0 | 1060.1591
Commercial | Warehouse | New | ENERGY STAR Commercial Clothes Washer | 0.29261 | 1.7894 | -941.7704 | 0 | 0 | 1060.1591
Commercial | Assembly | Existing | Efficient Motor Belts | 0.074343 | 1.3476 | -1023.4116 | 0.012997 | 0.0032092 | 94.8071
Commercial | Grocery | Existing | Efficient Motor Belts | 0.074343 | 1.3476 | -1023.4116 | 0.012997 | 0.0032092 | 94.8071
Commercial | Institutional | Existing | Efficient Motor Belts | 0.074343 | 1.3476 | -1023.4116 | 0.012997 | 0.0032092 | 94.8071
Commercial | Miscellaneous | Existing | Efficient Motor Belts | 0.074343 | 1.3476 | -1023.4116 | 0.012997 | 0.0032092 | 94.8071
Commercial | Offices | Existing | Efficient Motor Belts | 0.074343 | 1.3476 | -1023.4116 | 0.012997 | 0.0032092 | 94.8071
Commercial | Retail | Existing | Efficient Motor Belts | 0.074343 | 1.3476 | -1023.4116 | 0.012997 | 0.0032092 | 94.8071
Commercial | Warehouse | Existing | Efficient Motor Belts | 0.074343 | 1.3476 | -1023.4116 | 0.012997 | 0.0032092 | 94.8071
Commercial | Assembly | New | Efficient Motor Belts | 0.074343 | 1.3476 | -1023.4116 | 0.012997 | 0.0032092 | 94.8071
Commercial | Grocery | New | Efficient Motor Belts | 0.074343 | 1.3476 | -1023.4116 | 0.012997 | 0.0032092 | 94.8071
Commercial | Institutional | New | Efficient Motor Belts | 0.074343 | 1.3476 | -1023.4116 | 0.012997 | 0.0032092 | 94.8071
Commercial | Miscellaneous | New | Efficient Motor Belts | 0.074343 | 1.3476 | -1023.4116 | 0.012997 | 0.0032092 | 94.8071
Commercial | Offices | New | Efficient Motor Belts | 0.074343 | 1.3476 | -1023.4116 | 0.012997 | 0.0032092 | 94.8071
Commercial | Retail | New | Efficient Motor Belts | 0.074343 | 1.3476 | -1023.4116 | 0.012997 | 0.0032092 | 94.8071
Commercial | Warehouse | New | Efficient Motor Belts | 0.074343 | 1.3476 | -1023.4116 | 0.012997 | 0.0032092 | 94.8071
Commercial | College and University | Existing | Efficient Motor Belts | 0.07518 | 1.3989 | -1025.0345 | 0.012292 | 0.010296 | 94.8071
Commercial | Healthcare | Existing | Efficient Motor Belts | 0.07518 | 1.3989 | -1025.0345 | 0.012292 | 0.010296 | 94.8071
Commercial | Hospitals | Existing | Efficient Motor Belts | 0.07518 | 1.3989 | -1025.0345 | 0.012292 | 0.010296 | 94.8071
Commercial | Lodging/Hospitality | Existing | Efficient Motor Belts | 0.07518 | 1.3989 | -1025.0345 | 0.012292 | 0.010296 | 94.8071
Commercial | Restaurants | Existing | Efficient Motor Belts | 0.07518 | 1.3989 | -1025.0345 | 0.012292 | 0.010296 | 94.8071
Commercial | Schools K-12 | Existing | Efficient Motor Belts | 0.07518 | 1.3989 | -1025.0345 | 0.012292 | 0.010296 | 94.8071
Commercial | College and University | New | Efficient Motor Belts | 0.07518 | 1.3989 | -1025.0345 | 0.012292 | 0.010296 | 94.8071
Commercial | Healthcare | New | Efficient Motor Belts | 0.07518 | 1.3989 | -1025.0345 | 0.012292 | 0.010296 | 94.8071
Commercial | Hospitals | New | Efficient Motor Belts | 0.07518 | 1.3989 | -1025.0345 | 0.012292 | 0.010296 | 94.8071
Commercial | Lodging/Hospitality | New | Efficient Motor Belts | 0.07518 | 1.3989 | -1025.0345 | 0.012292 | 0.010296 | 94.8071
Commercial | Restaurants | New | Efficient Motor Belts | 0.07518 | 1.3989 | -1025.0345 | 0.012292 | 0.010296 | 94.8071
Commercial | Schools K-12 | New | Efficient Motor Belts | 0.07518 | 1.3989 | -1025.0345 | 0.012292 | 0.010296 | 94.8071
Commercial | Assembly | Existing | Dedicated Outdoor Air System on VRF unit | 0.53189 | 1.2994 | -1029.1073 | 0.24347 | 0.24609 | 800.1307
Commercial | Assembly | New | Dedicated Outdoor Air System on VRF unit | 0.53189 | 1.2994 | -1029.1073 | 0.24347 | 0.24609 | 800.1307
Commercial | Offices | Existing | Hot Water Circulation Pump Control | 0.58373 | 1.839 | -1070.2192 | 0.092886 | 0.097579 | 1953
Commercial | Offices | New | Hot Water Circulation Pump Control | 0.58373 | 1.839 | -1070.2192 | 0.092886 | 0.097579 | 1953
Commercial | College and University | Existing | Dedicated Outdoor Air System on VRF unit | 0.4993 | 1.3944 | -1106.1895 | 0.1876 | 0.13783 | 884.2265
Commercial | College and University | New | Dedicated Outdoor Air System on VRF unit | 0.4993 | 1.3944 | -1106.1895 | 0.1876 | 0.13783 | 884.2265
Commercial | Assembly | New | High R-Value Glass Doors | 0 | #DIV/0! | -1130.0212 | 0 | 0 | 0
Commercial | College and University | New | High R-Value Glass Doors | 0 | #DIV/0! | -1130.0212 | 0 | 0 | 0
Commercial | Grocery | New | High R-Value Glass Doors | 0 | #DIV/0! | -1130.0212 | 0 | 0 | 0
Commercial | Healthcare | New | High R-Value Glass Doors | 0 | #DIV/0! | -1130.0212 | 0 | 0 | 0
Commercial | Hospitals | New | High R-Value Glass Doors | 0 | #DIV/0! | -1130.0212 | 0 | 0 | 0
Commercial | Institutional | New | High R-Value Glass Doors | 0 | #DIV/0! | -1130.0212 | 0 | 0 | 0
Commercial | Lodging/Hospitality | New | High R-Value Glass Doors | 0 | #DIV/0! | -1130.0212 | 0 | 0 | 0
Commercial | Miscellaneous | New | High R-Value Glass Doors | 0 | #DIV/0! | -1130.0212 | 0 | 0 | 0
Commercial | Offices | New | High R-Value Glass Doors | 0 | #DIV/0! | -1130.0212 | 0 | 0 | 0
Commercial | Restaurants | New | High R-Value Glass Doors | 0 | #DIV/0! | -1130.0212 | 0 | 0 | 0
Commercial | Retail | New | High R-Value Glass Doors | 0 | #DIV/0! | -1130.0212 | 0 | 0 | 0
Commercial | Schools K-12 | New | High R-Value Glass Doors | 0 | #DIV/0! | -1130.0212 | 0 | 0 | 0
Commercial | Warehouse | New | High R-Value Glass Doors | 0 | #DIV/0! | -1130.0212 | 0 | 0 | 0
Commercial | Healthcare | Existing | Programmable Thermostat | 0.60946 | 1.7605 | -1212.4675 | 0.086367 | -1.1952 | 7273.7057
Commercial | Healthcare | New | Programmable Thermostat | 0.60946 | 1.7605 | -1212.4675 | 0.086367 | -1.1952 | 7273.7057
Commercial | Lodging/Hospitality | Existing | Hot Water Circulation Pump Control | 0.51602 | 2.1667 | -1383.1934 | 0 | 0 | 1953
Commercial | Retail | Existing | Hot Water Circulation Pump Control | 0.51602 | 2.1667 | -1383.1934 | 0 | 0 | 1953
Commercial | Lodging/Hospitality | New | Hot Water Circulation Pump Control | 0.51602 | 2.1667 | -1383.1934 | 0 | 0 | 1953
Commercial | Retail | New | Hot Water Circulation Pump Control | 0.51602 | 2.1667 | -1383.1934 | 0 | 0 | 1953
Commercial | Assembly | Turnover | ENERGY STAR Imaging Equipment | 0.12094 | 1.2355 | -1390.8537 | 0.0578 | 0.038813 | 416.8
Commercial | College and University | Turnover | ENERGY STAR Imaging Equipment | 0.12094 | 1.2355 | -1390.8537 | 0.0578 | 0.038813 | 416.8
Commercial | Grocery | Turnover | ENERGY STAR Imaging Equipment | 0.12094 | 1.2355 | -1390.8537 | 0.0578 | 0.038813 | 416.8
Commercial | Healthcare | Turnover | ENERGY STAR Imaging Equipment | 0.12094 | 1.2355 | -1390.8537 | 0.0578 | 0.038813 | 416.8
Commercial | Hospitals | Turnover | ENERGY STAR Imaging Equipment | 0.12094 | 1.2355 | -1390.8537 | 0.0578 | 0.038813 | 416.8
Commercial | Institutional | Turnover | ENERGY STAR Imaging Equipment | 0.12094 | 1.2355 | -1390.8537 | 0.0578 | 0.038813 | 416.8
Commercial | Lodging/Hospitality | Turnover | ENERGY STAR Imaging Equipment | 0.12094 | 1.2355 | -1390.8537 | 0.0578 | 0.038813 | 416.8
Commercial | Miscellaneous | Turnover | ENERGY STAR Imaging Equipment | 0.12094 | 1.2355 | -1390.8537 | 0.0578 | 0.038813 | 416.8
Commercial | Offices | Turnover | ENERGY STAR Imaging Equipment | 0.12094 | 1.2355 | -1390.8537 | 0.0578 | 0.038813 | 416.8
Commercial | Restaurants | Turnover | ENERGY STAR Imaging Equipment | 0.12094 | 1.2355 | -1390.8537 | 0.0578 | 0.038813 | 416.8
Commercial | Retail | Turnover | ENERGY STAR Imaging Equipment | 0.12094 | 1.2355 | -1390.8537 | 0.0578 | 0.038813 | 416.8
Commercial | Schools K-12 | Turnover | ENERGY STAR Imaging Equipment | 0.12094 | 1.2355 | -1390.8537 | 0.0578 | 0.038813 | 416.8
Commercial | Warehouse | Turnover | ENERGY STAR Imaging Equipment | 0.12094 | 1.2355 | -1390.8537 | 0.0578 | 0.038813 | 416.8
Commercial | Assembly | New | ENERGY STAR Imaging Equipment | 0.12094 | 1.2355 | -1390.8537 | 0.0578 | 0.038813 | 416.8
Commercial | College and University | New | ENERGY STAR Imaging Equipment | 0.12094 | 1.2355 | -1390.8537 | 0.0578 | 0.038813 | 416.8
Commercial | Grocery | New | ENERGY STAR Imaging Equipment | 0.12094 | 1.2355 | -1390.8537 | 0.0578 | 0.038813 | 416.8
Commercial | Healthcare | New | ENERGY STAR Imaging Equipment | 0.12094 | 1.2355 | -1390.8537 | 0.0578 | 0.038813 | 416.8
Commercial | Hospitals | New | ENERGY STAR Imaging Equipment | 0.12094 | 1.2355 | -1390.8537 | 0.0578 | 0.038813 | 416.8
Commercial | Institutional | New | ENERGY STAR Imaging Equipment | 0.12094 | 1.2355 | -1390.8537 | 0.0578 | 0.038813 | 416.8
Commercial | Lodging/Hospitality | New | ENERGY STAR Imaging Equipment | 0.12094 | 1.2355 | -1390.8537 | 0.0578 | 0.038813 | 416.8
Commercial | Miscellaneous | New | ENERGY STAR Imaging Equipment | 0.12094 | 1.2355 | -1390.8537 | 0.0578 | 0.038813 | 416.8
Commercial | Offices | New | ENERGY STAR Imaging Equipment | 0.12094 | 1.2355 | -1390.8537 | 0.0578 | 0.038813 | 416.8
Commercial | Restaurants | New | ENERGY STAR Imaging Equipment | 0.12094 | 1.2355 | -1390.8537 | 0.0578 | 0.038813 | 416.8
Commercial | Retail | New | ENERGY STAR Imaging Equipment | 0.12094 | 1.2355 | -1390.8537 | 0.0578 | 0.038813 | 416.8
Commercial | Schools K-12 | New | ENERGY STAR Imaging Equipment | 0.12094 | 1.2355 | -1390.8537 | 0.0578 | 0.038813 | 416.8
Commercial | Warehouse | New | ENERGY STAR Imaging Equipment | 0.12094 | 1.2355 | -1390.8537 | 0.0578 | 0.038813 | 416.8
Commercial | Lodging/Hospitality | Turnover | High Efficiency DX 135k- less than 240k BTU | 0.66019 | 1.1295 | -1398.1913 | 1.2767 | 0 | 3087.3509
Commercial | Lodging/Hospitality | New | High Efficiency DX 135k- less than 240k BTU | 0.66019 | 1.1295 | -1398.1913 | 1.2767 | 0 | 3087.3509
Commercial | Retail | Existing | Programmable Thermostat | 0.53063 | 1.076 | -1405.3523 | 0.70282 | -0.0013337 | 1896.5464
Commercial | Retail | New | Programmable Thermostat | 0.53063 | 1.076 | -1405.3523 | 0.70282 | -0.0013337 | 1896.5464
Commercial | Assembly | Existing | Demand Defrost | 0.18366 | 1.3355 | -1436.6514 | 0.054904 | 0.0050296 | 394.47
Commercial | Grocery | Existing | Demand Defrost | 0.18366 | 1.3355 | -1436.6514 | 0.054904 | 0.0050296 | 394.47
Commercial | Institutional | Existing | Demand Defrost | 0.18366 | 1.3355 | -1436.6514 | 0.054904 | 0.0050296 | 394.47
Commercial | Miscellaneous | Existing | Demand Defrost | 0.18366 | 1.3355 | -1436.6514 | 0.054904 | 0.0050296 | 394.47
Commercial | Offices | Existing | Demand Defrost | 0.18366 | 1.3355 | -1436.6514 | 0.054904 | 0.0050296 | 394.47
Commercial | Retail | Existing | Demand Defrost | 0.18366 | 1.3355 | -1436.6514 | 0.054904 | 0.0050296 | 394.47
Commercial | Warehouse | Existing | Demand Defrost | 0.18366 | 1.3355 | -1436.6514 | 0.054904 | 0.0050296 | 394.47
Commercial | Assembly | New | Demand Defrost | 0.18366 | 1.3355 | -1436.6514 | 0.054904 | 0.0050296 | 394.47
Commercial | Grocery | New | Demand Defrost | 0.18366 | 1.3355 | -1436.6514 | 0.054904 | 0.0050296 | 394.47
Commercial | Institutional | New | Demand Defrost | 0.18366 | 1.3355 | -1436.6514 | 0.054904 | 0.0050296 | 394.47
Commercial | Miscellaneous | New | Demand Defrost | 0.18366 | 1.3355 | -1436.6514 | 0.054904 | 0.0050296 | 394.47
Commercial | Offices | New | Demand Defrost | 0.18366 | 1.3355 | -1436.6514 | 0.054904 | 0.0050296 | 394.47
Commercial | Retail | New | Demand Defrost | 0.18366 | 1.3355 | -1436.6514 | 0.054904 | 0.0050296 | 394.47
Commercial | Warehouse | New | Demand Defrost | 0.18366 | 1.3355 | -1436.6514 | 0.054904 | 0.0050296 | 394.47
Commercial | College and University | Existing | Demand Defrost | 0.18597 | 1.3984 | -1445.31 | 0.051145 | 0.04284 | 394.47
Commercial | Healthcare | Existing | Demand Defrost | 0.18597 | 1.3984 | -1445.31 | 0.051145 | 0.04284 | 394.47
Commercial | Hospitals | Existing | Demand Defrost | 0.18597 | 1.3984 | -1445.31 | 0.051145 | 0.04284 | 394.47
Commercial | Lodging/Hospitality | Existing | Demand Defrost | 0.18597 | 1.3984 | -1445.31 | 0.051145 | 0.04284 | 394.47
Commercial | Restaurants | Existing | Demand Defrost | 0.18597 | 1.3984 | -1445.31 | 0.051145 | 0.04284 | 394.47
Commercial | Schools K-12 | Existing | Demand Defrost | 0.18597 | 1.3984 | -1445.31 | 0.051145 | 0.04284 | 394.47
Commercial | College and University | New | Demand Defrost | 0.18597 | 1.3984 | -1445.31 | 0.051145 | 0.04284 | 394.47
Commercial | Healthcare | New | Demand Defrost | 0.18597 | 1.3984 | -1445.31 | 0.051145 | 0.04284 | 394.47
Commercial | Hospitals | New | Demand Defrost | 0.18597 | 1.3984 | -1445.31 | 0.051145 | 0.04284 | 394.47
Commercial | Lodging/Hospitality | New | Demand Defrost | 0.18597 | 1.3984 | -1445.31 | 0.051145 | 0.04284 | 394.47
Commercial | Restaurants | New | Demand Defrost | 0.18597 | 1.3984 | -1445.31 | 0.051145 | 0.04284 | 394.47
Commercial | Schools K-12 | New | Demand Defrost | 0.18597 | 1.3984 | -1445.31 | 0.051145 | 0.04284 | 394.47
Commercial | Restaurants | Turnover | High Efficiency DX 135k- less than 240k BTU | 0.64765 | 1.1295 | -1552.9882 | 1.2524 | 0 | 3028.7213
Commercial | Restaurants | New | High Efficiency DX 135k- less than 240k BTU | 0.64765 | 1.1295 | -1552.9882 | 1.2524 | 0 | 3028.7213
Commercial | Assembly | Turnover | 10HP Open Drip-Proof(ODP) Motor | 0.14503 | 1.5073 | -1745.7476 | 0.030596 | 0.0075551 | 223.1921
Commercial | Grocery | Turnover | 10HP Open Drip-Proof(ODP) Motor | 0.14503 | 1.5073 | -1745.7476 | 0.030596 | 0.0075551 | 223.1921
Commercial | Institutional | Turnover | 10HP Open Drip-Proof(ODP) Motor | 0.14503 | 1.5073 | -1745.7476 | 0.030596 | 0.0075551 | 223.1921
Commercial | Miscellaneous | Turnover | 10HP Open Drip-Proof(ODP) Motor | 0.14503 | 1.5073 | -1745.7476 | 0.030596 | 0.0075551 | 223.1921
Commercial | Offices | Turnover | 10HP Open Drip-Proof(ODP) Motor | 0.14503 | 1.5073 | -1745.7476 | 0.030596 | 0.0075551 | 223.1921
Commercial | Retail | Turnover | 10HP Open Drip-Proof(ODP) Motor | 0.14503 | 1.5073 | -1745.7476 | 0.030596 | 0.0075551 | 223.1921
Commercial | Warehouse | Turnover | 10HP Open Drip-Proof(ODP) Motor | 0.14503 | 1.5073 | -1745.7476 | 0.030596 | 0.0075551 | 223.1921
Commercial | Assembly | New | 10HP Open Drip-Proof(ODP) Motor | 0.14503 | 1.5073 | -1745.7476 | 0.030596 | 0.0075551 | 223.1921
Commercial | Grocery | New | 10HP Open Drip-Proof(ODP) Motor | 0.14503 | 1.5073 | -1745.7476 | 0.030596 | 0.0075551 | 223.1921
Commercial | Institutional | New | 10HP Open Drip-Proof(ODP) Motor | 0.14503 | 1.5073 | -1745.7476 | 0.030596 | 0.0075551 | 223.1921
Commercial | Miscellaneous | New | 10HP Open Drip-Proof(ODP) Motor | 0.14503 | 1.5073 | -1745.7476 | 0.030596 | 0.0075551 | 223.1921
Commercial | Offices | New | 10HP Open Drip-Proof(ODP) Motor | 0.14503 | 1.5073 | -1745.7476 | 0.030596 | 0.0075551 | 223.1921
Commercial | Retail | New | 10HP Open Drip-Proof(ODP) Motor | 0.14503 | 1.5073 | -1745.7476 | 0.030596 | 0.0075551 | 223.1921
Commercial | Warehouse | New | 10HP Open Drip-Proof(ODP) Motor | 0.14503 | 1.5073 | -1745.7476 | 0.030596 | 0.0075551 | 223.1921
Commercial | College and University | Turnover | 10HP Open Drip-Proof(ODP) Motor | 0.14643 | 1.5623 | -1751.0668 | 0.028938 | 0.024239 | 223.1921
Commercial | Healthcare | Turnover | 10HP Open Drip-Proof(ODP) Motor | 0.14643 | 1.5623 | -1751.0668 | 0.028938 | 0.024239 | 223.1921
Commercial | Hospitals | Turnover | 10HP Open Drip-Proof(ODP) Motor | 0.14643 | 1.5623 | -1751.0668 | 0.028938 | 0.024239 | 223.1921
Commercial | Lodging/Hospitality | Turnover | 10HP Open Drip-Proof(ODP) Motor | 0.14643 | 1.5623 | -1751.0668 | 0.028938 | 0.024239 | 223.1921
Commercial | Restaurants | Turnover | 10HP Open Drip-Proof(ODP) Motor | 0.14643 | 1.5623 | -1751.0668 | 0.028938 | 0.024239 | 223.1921
Commercial | Schools K-12 | Turnover | 10HP Open Drip-Proof(ODP) Motor | 0.14643 | 1.5623 | -1751.0668 | 0.028938 | 0.024239 | 223.1921
Commercial | College and University | New | 10HP Open Drip-Proof(ODP) Motor | 0.14643 | 1.5623 | -1751.0668 | 0.028938 | 0.024239 | 223.1921
Commercial | Healthcare | New | 10HP Open Drip-Proof(ODP) Motor | 0.14643 | 1.5623 | -1751.0668 | 0.028938 | 0.024239 | 223.1921
Commercial | Hospitals | New | 10HP Open Drip-Proof(ODP) Motor | 0.14643 | 1.5623 | -1751.0668 | 0.028938 | 0.024239 | 223.1921
Commercial | Lodging/Hospitality | New | 10HP Open Drip-Proof(ODP) Motor | 0.14643 | 1.5623 | -1751.0668 | 0.028938 | 0.024239 | 223.1921
Commercial | Restaurants | New | 10HP Open Drip-Proof(ODP) Motor | 0.14643 | 1.5623 | -1751.0668 | 0.028938 | 0.024239 | 223.1921
Commercial | Schools K-12 | New | 10HP Open Drip-Proof(ODP) Motor | 0.14643 | 1.5623 | -1751.0668 | 0.028938 | 0.024239 | 223.1921
Commercial | Grocery | Existing | Dedicated Outdoor Air System on VRF unit | 0.31815 | 1.2989 | -1768.3291 | 0.14569 | 0.14726 | 478.7875
Commercial | Grocery | New | Dedicated Outdoor Air System on VRF unit | 0.31815 | 1.2989 | -1768.3291 | 0.14569 | 0.14726 | 478.7875
Commercial | Miscellaneous | Existing | Dedicated Outdoor Air System on VRF unit | 0.29694 | 1.2994 | -1842.1619 | 0.13592 | 0.13738 | 446.692
Commercial | Miscellaneous | New | Dedicated Outdoor Air System on VRF unit | 0.29694 | 1.2994 | -1842.1619 | 0.13592 | 0.13738 | 446.692
Commercial | Institutional | Existing | Dedicated Outdoor Air System on VRF unit | 0.29428 | 1.2995 | -1851.4366 | 0.1347 | 0.13614 | 442.6603
Commercial | Institutional | New | Dedicated Outdoor Air System on VRF unit | 0.29428 | 1.2995 | -1851.4366 | 0.1347 | 0.13614 | 442.6603
Commercial | Assembly | Existing | Night Covers for Display Cases | 0.019209 | 1.1594 | -1989.8155 | 0.015518 | 0.0069353 | 103.3118
Commercial | College and University | Existing | Night Covers for Display Cases | 0.019209 | 1.1594 | -1989.8155 | 0.015518 | 0.0069353 | 103.3118
Commercial | Grocery | Existing | Night Covers for Display Cases | 0.019209 | 1.1594 | -1989.8155 | 0.015518 | 0.0069353 | 103.3118
Commercial | Healthcare | Existing | Night Covers for Display Cases | 0.019209 | 1.1594 | -1989.8155 | 0.015518 | 0.0069353 | 103.3118
Commercial | Hospitals | Existing | Night Covers for Display Cases | 0.019209 | 1.1594 | -1989.8155 | 0.015518 | 0.0069353 | 103.3118
Commercial | Institutional | Existing | Night Covers for Display Cases | 0.019209 | 1.1594 | -1989.8155 | 0.015518 | 0.0069353 | 103.3118
Commercial | Lodging/Hospitality | Existing | Night Covers for Display Cases | 0.019209 | 1.1594 | -1989.8155 | 0.015518 | 0.0069353 | 103.3118
Commercial | Miscellaneous | Existing | Night Covers for Display Cases | 0.019209 | 1.1594 | -1989.8155 | 0.015518 | 0.0069353 | 103.3118
Commercial | Offices | Existing | Night Covers for Display Cases | 0.019209 | 1.1594 | -1989.8155 | 0.015518 | 0.0069353 | 103.3118
Commercial | Restaurants | Existing | Night Covers for Display Cases | 0.019209 | 1.1594 | -1989.8155 | 0.015518 | 0.0069353 | 103.3118
Commercial | Retail | Existing | Night Covers for Display Cases | 0.019209 | 1.1594 | -1989.8155 | 0.015518 | 0.0069353 | 103.3118
Commercial | Schools K-12 | Existing | Night Covers for Display Cases | 0.019209 | 1.1594 | -1989.8155 | 0.015518 | 0.0069353 | 103.3118
Commercial | Warehouse | Existing | Night Covers for Display Cases | 0.019209 | 1.1594 | -1989.8155 | 0.015518 | 0.0069353 | 103.3118
Commercial | Assembly | New | Night Covers for Display Cases | 0.019209 | 1.1594 | -1989.8155 | 0.015518 | 0.0069353 | 103.3118
Commercial | College and University | New | Night Covers for Display Cases | 0.019209 | 1.1594 | -1989.8155 | 0.015518 | 0.0069353 | 103.3118
Commercial | Grocery | New | Night Covers for Display Cases | 0.019209 | 1.1594 | -1989.8155 | 0.015518 | 0.0069353 | 103.3118
Commercial | Healthcare | New | Night Covers for Display Cases | 0.019209 | 1.1594 | -1989.8155 | 0.015518 | 0.0069353 | 103.3118
Commercial | Hospitals | New | Night Covers for Display Cases | 0.019209 | 1.1594 | -1989.8155 | 0.015518 | 0.0069353 | 103.3118
Commercial | Institutional | New | Night Covers for Display Cases | 0.019209 | 1.1594 | -1989.8155 | 0.015518 | 0.0069353 | 103.3118
Commercial | Lodging/Hospitality | New | Night Covers for Display Cases | 0.019209 | 1.1594 | -1989.8155 | 0.015518 | 0.0069353 | 103.3118
Commercial | Miscellaneous | New | Night Covers for Display Cases | 0.019209 | 1.1594 | -1989.8155 | 0.015518 | 0.0069353 | 103.3118
Commercial | Offices | New | Night Covers for Display Cases | 0.019209 | 1.1594 | -1989.8155 | 0.015518 | 0.0069353 | 103.3118
Commercial | Restaurants | New | Night Covers for Display Cases | 0.019209 | 1.1594 | -1989.8155 | 0.015518 | 0.0069353 | 103.3118
Commercial | Retail | New | Night Covers for Display Cases | 0.019209 | 1.1594 | -1989.8155 | 0.015518 | 0.0069353 | 103.3118
Commercial | Schools K-12 | New | Night Covers for Display Cases | 0.019209 | 1.1594 | -1989.8155 | 0.015518 | 0.0069353 | 103.3118
Commercial | Warehouse | New | Night Covers for Display Cases | 0.019209 | 1.1594 | -1989.8155 | 0.015518 | 0.0069353 | 103.3118
Commercial | Schools K-12 | Turnover | Variable Refrigerant Flow (VRF) HVAC Systems | 0.65294 | 1.2993 | -2008.8548 | 0.98433 | 0.9949 | 3234.8334
Commercial | Schools K-12 | New | Variable Refrigerant Flow (VRF) HVAC Systems | 0.65294 | 1.2993 | -2008.8548 | 0.98433 | 0.9949 | 3234.8334
Commercial | College and University | Existing | Hot Water Circulation Pump Control | 0.69019 | 1.5842 | -2010.4007 | 0.8107 | 0.8107 | 6510
Commercial | College and University | New | Hot Water Circulation Pump Control | 0.69019 | 1.5842 | -2010.4007 | 0.8107 | 0.8107 | 6510
Commercial | Offices | Turnover | Variable Refrigerant Flow (VRF) HVAC Systems | 0.62819 | 1.2993 | -2290.8397 | 0.94703 | 0.9572 | 3112.2532
Commercial | Offices | New | Variable Refrigerant Flow (VRF) HVAC Systems | 0.62819 | 1.2993 | -2290.8397 | 0.94703 | 0.9572 | 3112.2532
Commercial | Warehouse | Existing | Dedicated Outdoor Air System on VRF unit | 0.13555 | 1.3001 | -2400.8815 | 0.062019 | 0.062685 | 203.814
Commercial | Warehouse | New | Dedicated Outdoor Air System on VRF unit | 0.13555 | 1.3001 | -2400.8815 | 0.062019 | 0.062685 | 203.814
Commercial | College and University | Existing | Tank Wrap on Water Heater | 0.30508 | 1.3614 | -2796.3562 | 0.26439 | 0.26975 | 2639.4593
Commercial | College and University | New | Tank Wrap on Water Heater | 0.29186 | 1.3614 | -2883.984 | 0.25292 | 0.25805 | 2524.9431
Commercial | Assembly | Turnover | Variable Refrigerant Flow (VRF) HVAC Systems | 0.56951 | 1.2993 | -2959.6408 | 0.85857 | 0.86779 | 2821.5222
Commercial | Assembly | New | Variable Refrigerant Flow (VRF) HVAC Systems | 0.56951 | 1.2993 | -2959.6408 | 0.85857 | 0.86779 | 2821.5222
Commercial | Hospitals | Existing | Hot Water Circulation Pump Control | 0.6902 | 1.5842 | -3015.6011 | 1.2161 | 1.2161 | 9765
Commercial | Hospitals | New | Hot Water Circulation Pump Control | 0.6902 | 1.5842 | -3015.6011 | 1.2161 | 1.2161 | 9765
Commercial | College and University | Turnover | Variable Refrigerant Flow (VRF) HVAC Systems | 0.53449 | 1.3942 | -3232.7264 | 0.66142 | 0.48593 | 3117.4352
Commercial | College and University | New | Variable Refrigerant Flow (VRF) HVAC Systems | 0.53449 | 1.3942 | -3232.7264 | 0.66142 | 0.48593 | 3117.4352
Commercial | Retail | Turnover | High Efficiency DX 135k- less than 240k BTU | 0.5076 | 1.1295 | -3282.1826 | 0.98159 | 0 | 2373.7853
Commercial | Retail | New | High Efficiency DX 135k- less than 240k BTU | 0.5076 | 1.1295 | -3282.1826 | 0.98159 | 0 | 2373.7853
Commercial | Grocery | Turnover | Solar Water Heater | 0.65294 | 1.7028 | -3378.8084 | 0.77112 | 0.10826 | 10317.1091
Commercial | Warehouse | Turnover | Solar Water Heater | 0.65294 | 1.7028 | -3378.8084 | 0.77112 | 0.10826 | 10317.1091
Commercial | Grocery | New | Solar Water Heater | 0.65294 | 1.7028 | -3378.8084 | 0.77112 | 0.10826 | 10317.1091
Commercial | Warehouse | New | Solar Water Heater | 0.65294 | 1.7028 | -3378.8084 | 0.77112 | 0.10826 | 10317.1091
Commercial | Offices | Turnover | High Efficiency DX 135k- less than 240k BTU | 0.44981 | 1.1295 | -3995.7584 | 0.86983 | 0 | 2103.517
Commercial | Offices | New | High Efficiency DX 135k- less than 240k BTU | 0.44981 | 1.1295 | -3995.7584 | 0.86983 | 0 | 2103.517
Commercial | College and University | Turnover | High Efficiency DX 135k- less than 240k BTU | 0.44338 | 1.1295 | -4075.0446 | 0.85742 | 0 | 2073.4872
Commercial | College and University | New | High Efficiency DX 135k- less than 240k BTU | 0.44338 | 1.1295 | -4075.0446 | 0.85742 | 0 | 2073.4872
Commercial | Schools K-12 | Turnover | High Efficiency DX 135k- less than 240k BTU | 0.44125 | 1.1295 | -4101.4734 | 0.85328 | 0 | 2063.4773
Commercial | Schools K-12 | New | High Efficiency DX 135k- less than 240k BTU | 0.44125 | 1.1295 | -4101.4734 | 0.85328 | 0 | 2063.4773
Commercial | Hospitals | Existing | Tank Wrap on Water Heater | 0.30508 | 1.3614 | -4194.5343 | 0.39659 | 0.40463 | 3959.189
Commercial | Grocery | Existing | Duct Insulation | 0.45995 | 0.94572 | -4322.1141 | 0.64315 | 1.3822 | 2367.4384
Commercial | Grocery | New | Duct Insulation | 0.45995 | 0.94572 | -4322.1141 | 0.64315 | 1.3822 | 2367.4384
Commercial | Hospitals | New | Tank Wrap on Water Heater | 0.29186 | 1.3614 | -4325.976 | 0.37938 | 0.38708 | 3787.4147
Commercial | Assembly | Turnover | High Efficiency DX 135k- less than 240k BTU | 0.39966 | 1.1295 | -4614.9459 | 0.77286 | 0 | 1868.9985
Commercial | Assembly | New | High Efficiency DX 135k- less than 240k BTU | 0.39966 | 1.1295 | -4614.9459 | 0.77286 | 0 | 1868.9985
Commercial | Assembly | Turnover | Energy Star Fryer | 0.16676 | 1.3666 | -4880.6311 | 0.14651 | 0.045305 | 903.8223
Commercial | College and University | Turnover | Energy Star Fryer | 0.16676 | 1.3666 | -4880.6311 | 0.14651 | 0.045305 | 903.8223
Commercial | Grocery | Turnover | Energy Star Fryer | 0.16676 | 1.3666 | -4880.6311 | 0.14651 | 0.045305 | 903.8223
Commercial | Healthcare | Turnover | Energy Star Fryer | 0.16676 | 1.3666 | -4880.6311 | 0.14651 | 0.045305 | 903.8223
Commercial | Hospitals | Turnover | Energy Star Fryer | 0.16676 | 1.3666 | -4880.6311 | 0.14651 | 0.045305 | 903.8223
Commercial | Institutional | Turnover | Energy Star Fryer | 0.16676 | 1.3666 | -4880.6311 | 0.14651 | 0.045305 | 903.8223
Commercial | Lodging/Hospitality | Turnover | Energy Star Fryer | 0.16676 | 1.3666 | -4880.6311 | 0.14651 | 0.045305 | 903.8223
Commercial | Miscellaneous | Turnover | Energy Star Fryer | 0.16676 | 1.3666 | -4880.6311 | 0.14651 | 0.045305 | 903.8223
Commercial | Offices | Turnover | Energy Star Fryer | 0.16676 | 1.3666 | -4880.6311 | 0.14651 | 0.045305 | 903.8223
Commercial | Restaurants | Turnover | Energy Star Fryer | 0.16676 | 1.3666 | -4880.6311 | 0.14651 | 0.045305 | 903.8223
Commercial | Retail | Turnover | Energy Star Fryer | 0.16676 | 1.3666 | -4880.6311 | 0.14651 | 0.045305 | 903.8223
Commercial | Schools K-12 | Turnover | Energy Star Fryer | 0.16676 | 1.3666 | -4880.6311 | 0.14651 | 0.045305 | 903.8223
Commercial | Warehouse | Turnover | Energy Star Fryer | 0.16676 | 1.3666 | -4880.6311 | 0.14651 | 0.045305 | 903.8223
Commercial | Assembly | New | Energy Star Fryer | 0.16676 | 1.3666 | -4880.6311 | 0.14651 | 0.045305 | 903.8223
Commercial | College and University | New | Energy Star Fryer | 0.16676 | 1.3666 | -4880.6311 | 0.14651 | 0.045305 | 903.8223
Commercial | Grocery | New | Energy Star Fryer | 0.16676 | 1.3666 | -4880.6311 | 0.14651 | 0.045305 | 903.8223
Commercial | Healthcare | New | Energy Star Fryer | 0.16676 | 1.3666 | -4880.6311 | 0.14651 | 0.045305 | 903.8223
Commercial | Hospitals | New | Energy Star Fryer | 0.16676 | 1.3666 | -4880.6311 | 0.14651 | 0.045305 | 903.8223
Commercial | Institutional | New | Energy Star Fryer | 0.16676 | 1.3666 | -4880.6311 | 0.14651 | 0.045305 | 903.8223
Commercial | Lodging/Hospitality | New | Energy Star Fryer | 0.16676 | 1.3666 | -4880.6311 | 0.14651 | 0.045305 | 903.8223
Commercial | Miscellaneous | New | Energy Star Fryer | 0.16676 | 1.3666 | -4880.6311 | 0.14651 | 0.045305 | 903.8223
Commercial | Offices | New | Energy Star Fryer | 0.16676 | 1.3666 | -4880.6311 | 0.14651 | 0.045305 | 903.8223
Commercial | Restaurants | New | Energy Star Fryer | 0.16676 | 1.3666 | -4880.6311 | 0.14651 | 0.045305 | 903.8223
Commercial | Retail | New | Energy Star Fryer | 0.16676 | 1.3666 | -4880.6311 | 0.14651 | 0.045305 | 903.8223
Commercial | Schools K-12 | New | Energy Star Fryer | 0.16676 | 1.3666 | -4880.6311 | 0.14651 | 0.045305 | 903.8223
Commercial | Warehouse | New | Energy Star Fryer | 0.16676 | 1.3666 | -4880.6311 | 0.14651 | 0.045305 | 903.8223
Commercial | Assembly | Existing | Facility Energy Management System | 0.69121 | 1.3494 | -4902.0166 | 3.8562 | 0.3316 | 18398.4231
Commercial | Assembly | New | Facility Energy Management System | 0.69121 | 1.3494 | -4902.0166 | 3.8562 | 0.3316 | 18398.4231
Commercial | Restaurants | Existing | Duct Insulation | 0.44452 | 0.94568 | -4972.8241 | 0.67017 | 1.4403 | 2466.8853
Commercial | Restaurants | New | Duct Insulation | 0.44452 | 0.94568 | -4972.8241 | 0.67017 | 1.4403 | 2466.8853
Commercial | Assembly | Turnover | Induction Cooktops | 0.26431 | 1.2274 | -4998.4471 | 0.4257 | 0.17529 | 1974.24
Commercial | College and University | Turnover | Induction Cooktops | 0.26431 | 1.2274 | -4998.4471 | 0.4257 | 0.17529 | 1974.24
Commercial | Grocery | Turnover | Induction Cooktops | 0.26431 | 1.2274 | -4998.4471 | 0.4257 | 0.17529 | 1974.24
Commercial | Healthcare | Turnover | Induction Cooktops | 0.26431 | 1.2274 | -4998.4471 | 0.4257 | 0.17529 | 1974.24
Commercial | Hospitals | Turnover | Induction Cooktops | 0.26431 | 1.2274 | -4998.4471 | 0.4257 | 0.17529 | 1974.24
Commercial | Institutional | Turnover | Induction Cooktops | 0.26431 | 1.2274 | -4998.4471 | 0.4257 | 0.17529 | 1974.24
Commercial | Lodging/Hospitality | Turnover | Induction Cooktops | 0.26431 | 1.2274 | -4998.4471 | 0.4257 | 0.17529 | 1974.24
Commercial | Miscellaneous | Turnover | Induction Cooktops | 0.26431 | 1.2274 | -4998.4471 | 0.4257 | 0.17529 | 1974.24
Commercial | Offices | Turnover | Induction Cooktops | 0.26431 | 1.2274 | -4998.4471 | 0.4257 | 0.17529 | 1974.24
Commercial | Restaurants | Turnover | Induction Cooktops | 0.26431 | 1.2274 | -4998.4471 | 0.4257 | 0.17529 | 1974.24
Commercial | Retail | Turnover | Induction Cooktops | 0.26431 | 1.2274 | -4998.4471 | 0.4257 | 0.17529 | 1974.24
Commercial | Schools K-12 | Turnover | Induction Cooktops | 0.26431 | 1.2274 | -4998.4471 | 0.4257 | 0.17529 | 1974.24
Commercial | Warehouse | Turnover | Induction Cooktops | 0.26431 | 1.2274 | -4998.4471 | 0.4257 | 0.17529 | 1974.24
Commercial | Assembly | New | Induction Cooktops | 0.26431 | 1.2274 | -4998.4471 | 0.4257 | 0.17529 | 1974.24
Commercial | College and University | New | Induction Cooktops | 0.26431 | 1.2274 | -4998.4471 | 0.4257 | 0.17529 | 1974.24
Commercial | Grocery | New | Induction Cooktops | 0.26431 | 1.2274 | -4998.4471 | 0.4257 | 0.17529 | 1974.24
Commercial | Healthcare | New | Induction Cooktops | 0.26431 | 1.2274 | -4998.4471 | 0.4257 | 0.17529 | 1974.24
Commercial | Hospitals | New | Induction Cooktops | 0.26431 | 1.2274 | -4998.4471 | 0.4257 | 0.17529 | 1974.24
Commercial | Institutional | New | Induction Cooktops | 0.26431 | 1.2274 | -4998.4471 | 0.4257 | 0.17529 | 1974.24
Commercial | Lodging/Hospitality | New | Induction Cooktops | 0.26431 | 1.2274 | -4998.4471 | 0.4257 | 0.17529 | 1974.24
Commercial | Miscellaneous | New | Induction Cooktops | 0.26431 | 1.2274 | -4998.4471 | 0.4257 | 0.17529 | 1974.24
Commercial | Offices | New | Induction Cooktops | 0.26431 | 1.2274 | -4998.4471 | 0.4257 | 0.17529 | 1974.24
Commercial | Restaurants | New | Induction Cooktops | 0.26431 | 1.2274 | -4998.4471 | 0.4257 | 0.17529 | 1974.24
Commercial | Retail | New | Induction Cooktops | 0.26431 | 1.2274 | -4998.4471 | 0.4257 | 0.17529 | 1974.24
Commercial | Schools K-12 | New | Induction Cooktops | 0.26431 | 1.2274 | -4998.4471 | 0.4257 | 0.17529 | 1974.24
Commercial | Warehouse | New | Induction Cooktops | 0.26431 | 1.2274 | -4998.4471 | 0.4257 | 0.17529 | 1974.24
Commercial | Grocery | Existing | Water Cooled Refrigeration Heat Recovery | 0.31043 | 1.7465 | -5080.1053 | 0 | 0.12104 | 1810.5302
Commercial | Grocery | New | Water Cooled Refrigeration Heat Recovery | 0.31043 | 1.7465 | -5080.1053 | 0 | 0.12104 | 1810.5302
Commercial | Restaurants | Existing | Water Cooled Refrigeration Heat Recovery | 0.3108 | 1.5173 | -5297.6576 | 0 | 0.20489 | 1886.5835
Commercial | Restaurants | New | Water Cooled Refrigeration Heat Recovery | 0.3108 | 1.5173 | -5297.6576 | 0 | 0.20489 | 1886.5835
Commercial | Hospitals | Existing | Network PC Power Management | 0.55854 | 1.2056 | -5322.167 | 5.6089 | 4.8423 | 41742.7
Commercial | Hospitals | New | Network PC Power Management | 0.55854 | 1.2056 | -5322.167 | 5.6089 | 4.8423 | 41742.7
Commercial | Grocery | Turnover | Variable Refrigerant Flow (VRF) HVAC Systems | 0.34215 | 1.2993 | -5550.7621 | 0.51582 | 0.52136 | 1695.1495
Commercial | Grocery | New | Variable Refrigerant Flow (VRF) HVAC Systems | 0.34215 | 1.2993 | -5550.7621 | 0.51582 | 0.52136 | 1695.1495
Commercial | Miscellaneous | Existing | Tank Wrap on Water Heater | 0.30508 | 1.3614 | -5592.7124 | 0.52878 | 0.53951 | 5278.9187
Commercial | Miscellaneous | New | Tank Wrap on Water Heater | 0.29186 | 1.3614 | -5767.968 | 0.50584 | 0.5161 | 5049.8862
Commercial | Miscellaneous | Turnover | High Efficiency Chiller (Water cooled-positive displacement, 100 tons) | 0.49677 | 1.2337 | -5804.2707 | 1.1199 | 0.048509 | 2844.5466
Commercial | Miscellaneous | New | High Efficiency Chiller (Water cooled-positive displacement, 100 tons) | 0.49677 | 1.2337 | -5804.2707 | 1.1199 | 0.048509 | 2844.5466
Commercial | Warehouse | Existing | Programmable Thermostat | 0.077135 | 1.7602 | -5815.9746 | 0.0083602 | -0.11569 | 704.082
Commercial | Warehouse | New | Programmable Thermostat | 0.077135 | 1.7602 | -5815.9746 | 0.0083602 | -0.11569 | 704.082
Commercial | Miscellaneous | Turnover | Variable Refrigerant Flow (VRF) HVAC Systems | 0.31794 | 1.2993 | -5826.8242 | 0.4793 | 0.48445 | 1575.144
Commercial | Miscellaneous | New | Variable Refrigerant Flow (VRF) HVAC Systems | 0.31794 | 1.2993 | -5826.8242 | 0.4793 | 0.48445 | 1575.144
Commercial | Institutional | Turnover | Variable Refrigerant Flow (VRF) HVAC Systems | 0.31544 | 1.2992 | -5855.0042 | 0.47558 | 0.48068 | 1562.894
Commercial | Institutional | New | Variable Refrigerant Flow (VRF) HVAC Systems | 0.31544 | 1.2992 | -5855.0042 | 0.47558 | 0.48068 | 1562.894
Commercial | Grocery | Turnover | High Efficiency Chiller (Water cooled-positive displacement, 100 tons) | 0.49132 | 1.2336 | -5904.1032 | 1.1076 | 0.047977 | 2813.3735
Commercial | Grocery | New | High Efficiency Chiller (Water cooled-positive displacement, 100 tons) | 0.49132 | 1.2336 | -5904.1032 | 1.1076 | 0.047977 | 2813.3735
Commercial | Institutional | Turnover | High Efficiency Chiller (Water cooled-positive displacement, 100 tons) | 0.48045 | 1.2337 | -6103.7681 | 1.0831 | 0.046914 | 2751.0272
Commercial | Institutional | New | High Efficiency Chiller (Water cooled-positive displacement, 100 tons) | 0.48045 | 1.2337 | -6103.7681 | 1.0831 | 0.046914 | 2751.0272
Commercial | Warehouse | Existing | Retro-Commissioning | 0.2883 | 0.69057 | -6213.0727 | 1.3198 | 4.0919 | 7894.4
Commercial | Warehouse | New | Retro-Commissioning | 0.2883 | 0.69057 | -6213.0727 | 1.3198 | 4.0919 | 7894.4
Commercial | Assembly | Existing | Programmable Thermostat | 0.15409 | 1.7604 | -6288.4196 | 0.020551 | -0.2844 | 1730.8165
Commercial | Assembly | New | Programmable Thermostat | 0.15409 | 1.7604 | -6288.4196 | 0.020551 | -0.2844 | 1730.8165
Commercial | Miscellaneous | Existing | Network PC Power Management | 0.55584 | 1.1422 | -6526.7128 | 8.6767 | 0 | 58330.5263
Commercial | Miscellaneous | New | Network PC Power Management | 0.55584 | 1.1422 | -6526.7128 | 8.6767 | 0 | 58330.5263
Commercial | Miscellaneous | Turnover | High Efficiency DX 135k- less than 240k BTU | 0.22324 | 1.1296 | -6793.4288 | 0.43166 | 0 | 1043.8936
Commercial | Miscellaneous | New | High Efficiency DX 135k- less than 240k BTU | 0.22324 | 1.1296 | -6793.4288 | 0.43166 | 0 | 1043.8936
Commercial | Grocery | Turnover | High Efficiency DX 135k- less than 240k BTU | 0.22079 | 1.1296 | -6823.633 | 0.42693 | 0 | 1032.4536
Commercial | Grocery | New | High Efficiency DX 135k- less than 240k BTU | 0.22079 | 1.1296 | -6823.633 | 0.42693 | 0 | 1032.4536
Commercial | Institutional | Turnover | High Efficiency DX 135k- less than 240k BTU | 0.21588 | 1.1295 | -6884.0416 | 0.41747 | 0 | 1009.5738
Commercial | Institutional | New | High Efficiency DX 135k- less than 240k BTU | 0.21588 | 1.1295 | -6884.0416 | 0.41747 | 0 | 1009.5738
Commercial | Warehouse | Turnover | Instantaneous Hot Water System | 0.14956 | 1.6758 | -6981.674 | 0.078013 | 0.089892 | 704.2034
Commercial | Warehouse | New | Instantaneous Hot Water System | 0.14956 | 1.6758 | -6981.674 | 0.078013 | 0.089892 | 704.2034
Commercial | Institutional | Existing | Tank Wrap on Water Heater | 0.3051 | 1.3614 | -6990.8906 | 0.66098 | 0.67439 | 6598.6483
Commercial | Grocery | Turnover | Instantaneous Hot Water System | 0.14845 | 1.7357 | -7013.3049 | 0.078341 | 0.081744 | 704.2034
Commercial | Grocery | New | Instantaneous Hot Water System | 0.14845 | 1.7357 | -7013.3049 | 0.078341 | 0.081744 | 704.2034
Commercial | Miscellaneous | Existing | Hot Water Circulation Pump Control | 0.58373 | 1.8391 | -7134.7945 | 0.61924 | 0.65053 | 13020
Commercial | Miscellaneous | New | Hot Water Circulation Pump Control | 0.58373 | 1.8391 | -7134.7945 | 0.61924 | 0.65053 | 13020
Commercial | Institutional | New | Tank Wrap on Water Heater | 0.29185 | 1.3614 | -7209.9601 | 0.6323 | 0.64513 | 6312.3578
Commercial | Healthcare | Turnover | Instantaneous Hot Water System | 0.099731 | 1.6762 | -7490.9746 | 0.052008 | 0.059928 | 469.469
Commercial | Healthcare | New | Instantaneous Hot Water System | 0.099731 | 1.6762 | -7490.9746 | 0.052008 | 0.059928 | 469.469
Commercial | Assembly | Existing | Smart Thermostat | 0.27336 | 1.7605 | -7735.5008 | 0.057087 | -0.78999 | 4807.8235
Commercial | Assembly | New | Smart Thermostat | 0.27336 | 1.7605 | -7735.5008 | 0.057087 | -0.78999 | 4807.8235
Commercial | Assembly | Turnover | Instantaneous Hot Water System | 0.074779 | 1.6758 | -7745.6249 | 0.039006 | 0.044946 | 352.1017
Commercial | Assembly | New | Instantaneous Hot Water System | 0.074779 | 1.6758 | -7745.6249 | 0.039006 | 0.044946 | 352.1017
Commercial | Warehouse | Turnover | Variable Refrigerant Flow (VRF) HVAC Systems | 0.14545 | 1.2995 | -7792.8255 | 0.21925 | 0.2216 | 720.5138
Commercial | Warehouse | New | Variable Refrigerant Flow (VRF) HVAC Systems | 0.14545 | 1.2995 | -7792.8255 | 0.21925 | 0.2216 | 720.5138
Commercial | Schools K-12 | Turnover | Instantaneous Hot Water System | 0.031171 | 1.6765 | -8191.256 | 0.016253 | 0.018728 | 146.7123
Commercial | Schools K-12 | New | Instantaneous Hot Water System | 0.031171 | 1.6765 | -8191.256 | 0.016253 | 0.018728 | 146.7123
Commercial | Warehouse | Existing | Smart Thermostat | 0.13684 | 1.7603 | -8247.9657 | 0.023223 | -0.32136 | 1955.7834
Commercial | Warehouse | New | Smart Thermostat | 0.13684 | 1.7603 | -8247.9657 | 0.023223 | -0.32136 | 1955.7834
Commercial | Warehouse | Turnover | High Efficiency DX 135k- less than 240k BTU | 0.09693 | 1.1295 | -8352.7241 | 0.18745 | 0 | 453.3072
Commercial | Warehouse | New | High Efficiency DX 135k- less than 240k BTU | 0.09693 | 1.1295 | -8352.7241 | 0.18745 | 0 | 453.3072
Commercial | Healthcare | Turnover | Solar Water Heater | 0.43529 | 1.7028 | -8721.9581 | 0.51408 | 0.072174 | 6878.0727
Commercial | Healthcare | New | Solar Water Heater | 0.43529 | 1.7028 | -8721.9581 | 0.51408 | 0.072174 | 6878.0727
Commercial | Restaurants | Existing | Energy Recovery Ventilation System (ERV) | 0.76424 | 0.96325 | -8828.9591 | 19.9582 | 17.017 | 11090.6962
Commercial | Restaurants | New | Energy Recovery Ventilation System (ERV) | 0.76424 | 0.96325 | -8828.9591 | 19.9582 | 17.017 | 11090.6962
Commercial | Institutional | Existing | Hot Water Circulation Pump Control | 0.58374 | 1.8391 | -8918.4932 | 0.77405 | 0.81316 | 16275
Commercial | Institutional | New | Hot Water Circulation Pump Control | 0.58374 | 1.8391 | -8918.4932 | 0.77405 | 0.81316 | 16275
Commercial | College and University | Turnover | Solar Water Heater | 0.75089 | 1.7028 | -9743.9099 | 8.8679 | 1.245 | 118646.7544
Commercial | College and University | New | Solar Water Heater | 0.75089 | 1.7028 | -9743.9099 | 8.8679 | 1.245 | 118646.7544
Commercial | Assembly | Existing | Air Curtains | 0.0054703 | 1.2696 | -10246.8034 | 0.011723 | 0.0032285 | 81.081
Commercial | Grocery | Existing | Air Curtains | 0.0054703 | 1.2696 | -10246.8034 | 0.011723 | 0.0032285 | 81.081
Commercial | Institutional | Existing | Air Curtains | 0.0054703 | 1.2696 | -10246.8034 | 0.011723 | 0.0032285 | 81.081
Commercial | Miscellaneous | Existing | Air Curtains | 0.0054703 | 1.2696 | -10246.8034 | 0.011723 | 0.0032285 | 81.081
Commercial | Offices | Existing | Air Curtains | 0.0054703 | 1.2696 | -10246.8034 | 0.011723 | 0.0032285 | 81.081
Commercial | Retail | Existing | Air Curtains | 0.0054703 | 1.2696 | -10246.8034 | 0.011723 | 0.0032285 | 81.081
Commercial | Warehouse | Existing | Air Curtains | 0.0054703 | 1.2696 | -10246.8034 | 0.011723 | 0.0032285 | 81.081
Commercial | Assembly | New | Air Curtains | 0.0054703 | 1.2696 | -10246.8034 | 0.011723 | 0.0032285 | 81.081
Commercial | Grocery | New | Air Curtains | 0.0054703 | 1.2696 | -10246.8034 | 0.011723 | 0.0032285 | 81.081
Commercial | Institutional | New | Air Curtains | 0.0054703 | 1.2696 | -10246.8034 | 0.011723 | 0.0032285 | 81.081
Commercial | Miscellaneous | New | Air Curtains | 0.0054703 | 1.2696 | -10246.8034 | 0.011723 | 0.0032285 | 81.081
Commercial | Offices | New | Air Curtains | 0.0054703 | 1.2696 | -10246.8034 | 0.011723 | 0.0032285 | 81.081
Commercial | Retail | New | Air Curtains | 0.0054703 | 1.2696 | -10246.8034 | 0.011723 | 0.0032285 | 81.081
Commercial | Warehouse | New | Air Curtains | 0.0054703 | 1.2696 | -10246.8034 | 0.011723 | 0.0032285 | 81.081
Commercial | College and University | Existing | Air Curtains | 0.0054313 | 1.3278 | -10249.0559 | 0.010513 | 0.0088056 | 81.081
Commercial | Healthcare | Existing | Air Curtains | 0.0054313 | 1.3278 | -10249.0559 | 0.010513 | 0.0088056 | 81.081
Commercial | Hospitals | Existing | Air Curtains | 0.0054313 | 1.3278 | -10249.0559 | 0.010513 | 0.0088056 | 81.081
Commercial | Lodging/Hospitality | Existing | Air Curtains | 0.0054313 | 1.3278 | -10249.0559 | 0.010513 | 0.0088056 | 81.081
Commercial | Restaurants | Existing | Air Curtains | 0.0054313 | 1.3278 | -10249.0559 | 0.010513 | 0.0088056 | 81.081
Commercial | Schools K-12 | Existing | Air Curtains | 0.0054313 | 1.3278 | -10249.0559 | 0.010513 | 0.0088056 | 81.081
Commercial | College and University | New | Air Curtains | 0.0054313 | 1.3278 | -10249.0559 | 0.010513 | 0.0088056 | 81.081
Commercial | Healthcare | New | Air Curtains | 0.0054313 | 1.3278 | -10249.0559 | 0.010513 | 0.0088056 | 81.081
Commercial | Hospitals | New | Air Curtains | 0.0054313 | 1.3278 | -10249.0559 | 0.010513 | 0.0088056 | 81.081
Commercial | Lodging/Hospitality | New | Air Curtains | 0.0054313 | 1.3278 | -10249.0559 | 0.010513 | 0.0088056 | 81.081
Commercial | Restaurants | New | Air Curtains | 0.0054313 | 1.3278 | -10249.0559 | 0.010513 | 0.0088056 | 81.081
Commercial | Schools K-12 | New | Air Curtains | 0.0054313 | 1.3278 | -10249.0559 | 0.010513 | 0.0088056 | 81.081
Commercial | Retail | Turnover | Solar Water Heater | 0.64641 | 1.7028 | -10617.3086 | 2.2902 | 0.32153 | 30641.814
Commercial | Retail | New | Solar Water Heater | 0.64641 | 1.7028 | -10617.3086 | 2.2902 | 0.32153 | 30641.814
Commercial | Warehouse | Turnover | High Efficiency Chiller (Air Cooled, 50 tons) | 0.39012 | 1.4185 | -10704.3258 | 0.89583 | 0.90912 | 3147.5122
Commercial | Warehouse | New | High Efficiency Chiller (Air Cooled, 50 tons) | 0.39012 | 1.4185 | -10704.3258 | 0.89583 | 0.90912 | 3147.5122
Commercial | Warehouse | Turnover | High Efficiency Chiller (Water cooled-positive displacement, 100 tons) | 0.21571 | 1.2336 | -10958.123 | 0.48632 | 0.021065 | 1235.2346
Commercial | Warehouse | New | High Efficiency Chiller (Water cooled-positive displacement, 100 tons) | 0.21571 | 1.2336 | -10958.123 | 0.48632 | 0.021065 | 1235.2346
Commercial | Assembly | Turnover | Solar Water Heater | 0.32648 | 1.7029 | -11393.533 | 0.38556 | 0.05413 | 5158.5545
Commercial | Assembly | New | Solar Water Heater | 0.32648 | 1.7029 | -11393.533 | 0.38556 | 0.05413 | 5158.5545
Commercial | Restaurants | Turnover | Solar Water Heater | 0.54412 | 1.7028 | -12100.7665 | 1.2852 | 0.18043 | 17195.1818
Commercial | Restaurants | New | Solar Water Heater | 0.54412 | 1.7028 | -12100.7665 | 1.2852 | 0.18043 | 17195.1818
Commercial | Grocery | Existing | Energy Recovery Ventilation System (ERV) | 0.72072 | 0.96325 | -12339.6274 | 17.4579 | 14.8851 | 9701.2996
Commercial | Grocery | New | Energy Recovery Ventilation System (ERV) | 0.72072 | 0.96325 | -12339.6274 | 17.4579 | 14.8851 | 9701.2996
Commercial | Schools K-12 | Existing | Smart Thermostat | 0.42642 | 1.7604 | -13193.9715 | 0.23377 | -3.235 | 19687.6973
Commercial | Schools K-12 | New | Smart Thermostat | 0.42642 | 1.7604 | -13193.9715 | 0.23377 | -3.235 | 19687.6973
Commercial | College and University | Existing | Smart Thermostat | 0.53897 | 1.5359 | -13879.7685 | 2.4002 | 0.70909 | 28715.232
Commercial | College and University | New | Smart Thermostat | 0.53897 | 1.5359 | -13879.7685 | 2.4002 | 0.70909 | 28715.232
Commercial | Schools K-12 | Existing | Programmable Thermostat | 0.24038 | 1.7605 | -13946.883 | 0.084157 | -1.1646 | 7087.571
Commercial | Schools K-12 | New | Programmable Thermostat | 0.24038 | 1.7605 | -13946.883 | 0.084157 | -1.1646 | 7087.571
Commercial | Schools K-12 | Existing | Destratification Fans | 0.16484 | 0.98897 | -14096.5454 | 0 | 0.8102 | 4001.5926
Commercial | Schools K-12 | New | Destratification Fans | 0.16484 | 0.98897 | -14096.5454 | 0 | 0.8102 | 4001.5926
Commercial | Restaurants | Turnover | Instantaneous Hot Water System | 0.12371 | 1.7357 | -14525.3668 | 0.13057 | 0.13624 | 1173.6724
Commercial | Restaurants | New | Instantaneous Hot Water System | 0.12371 | 1.7357 | -14525.3668 | 0.13057 | 0.13624 | 1173.6724
Commercial | Warehouse | Turnover | High Efficiency Chiller (Water cooled-centrifugal, 200 tons) | 0.37083 | 1.2337 | -14875.3462 | 1.5327 | 0.066386 | 3892.8606
Commercial | Warehouse | New | High Efficiency Chiller (Water cooled-centrifugal, 200 tons) | 0.37083 | 1.2337 | -14875.3462 | 1.5327 | 0.066386 | 3892.8606
Commercial | Grocery | Existing | Facility Commissioning | 0 | #DIV/0! | -15675.6549 | 0 | 0 | 0
Commercial | Schools K-12 | Turnover | Solar Water Heater | 0.13603 | 1.7028 | -16068.7158 | 0.16065 | 0.022555 | 2149.4448
Commercial | Schools K-12 | New | Solar Water Heater | 0.13603 | 1.7028 | -16068.7158 | 0.16065 | 0.022555 | 2149.4448
Commercial | Hospitals | Existing | Destratification Fans | 0.09807 | 0.98896 | -16286.4801 | 0 | 0.48202 | 2380.6816
Commercial | Hospitals | New | Destratification Fans | 0.09807 | 0.98896 | -16286.4801 | 0 | 0.48202 | 2380.6816
Commercial | Restaurants | Existing | Facility Commissioning | 0 | #DIV/0! | -16900.2863 | 0 | 0 | 0
Commercial | Grocery | Existing | Drain Water Heat Recovery | 0.12502 | 0.86257 | -17181.5402 | 0.10435 | 0.7247 | 1726.4575
Commercial | Grocery | New | Drain Water Heat Recovery | 0.11959 | 0.86253 | -17380.8079 | 0.099818 | 0.69326 | 1651.553
Commercial | College and University | Existing | Destratification Fans | 0.05514 | 0.9891 | -17694.7066 | 0 | 0.27098 | 1338.3629
Commercial | College and University | New | Destratification Fans | 0.05514 | 0.9891 | -17694.7066 | 0 | 0.27098 | 1338.3629
Commercial | Retail | Existing | Destratification Fans | 0.052127 | 0.98882 | -17793.0538 | 0 | 0.25624 | 1265.5698
Commercial | Retail | New | Destratification Fans | 0.052127 | 0.98882 | -17793.0538 | 0 | 0.25624 | 1265.5698
Commercial | Healthcare | Existing | Destratification Fans | 0.049666 | 0.98899 | -17874.0372 | 0 | 0.2441 | 1205.6288
Commercial | Healthcare | New | Destratification Fans | 0.049666 | 0.98899 | -17874.0372 | 0 | 0.2441 | 1205.6288
Commercial | Restaurants | Existing | Destratification Fans | 0.043559 | 0.98881 | -18074.0684 | 0 | 0.21413 | 1057.5728
Commercial | Restaurants | New | Destratification Fans | 0.043559 | 0.98881 | -18074.0684 | 0 | 0.21413 | 1057.5728
Commercial | Warehouse | Existing | Drain Water Heat Recovery | 0.13286 | 1.332 | -18165.5819 | 0.4179 | 0.19872 | 1726.4575
Commercial | Warehouse | New | Drain Water Heat Recovery | 0.12708 | 1.3319 | -18322.1557 | 0.39977 | 0.1901 | 1651.553
Commercial | Lodging/Hospitality | Turnover | Instantaneous Hot Water System | 0.23749 | 1.7355 | -18346.6269 | 0.37604 | 0.39237 | 3380.1766
Commercial | Lodging/Hospitality | New | Instantaneous Hot Water System | 0.23749 | 1.7355 | -18346.6269 | 0.37604 | 0.39237 | 3380.1766
Commercial | College and University | Existing | Programmable Thermostat | 0.30381 | 1.5359 | -18354.3417 | 0.86408 | 0.25527 | 10337.4835
Commercial | College and University | New | Programmable Thermostat | 0.30381 | 1.5359 | -18354.3417 | 0.86408 | 0.25527 | 10337.4835
Commercial | Assembly | Existing | Destratification Fans | 0.030305 | 0.98891 | -18508.9141 | 0 | 0.14896 | 735.7157
Commercial | Assembly | New | Destratification Fans | 0.030305 | 0.98891 | -18508.9141 | 0 | 0.14896 | 735.7157
Commercial | Miscellaneous | Existing | Destratification Fans | 0.025177 | 0.9893 | -18677.4537 | 0 | 0.1237 | 610.9687
Commercial | Miscellaneous | New | Destratification Fans | 0.025177 | 0.9893 | -18677.4537 | 0 | 0.1237 | 610.9687
Commercial | Grocery | Existing | Destratification Fans | 0.019851 | 0.98867 | -18851.6541 | 0 | 0.097597 | 482.0318
Commercial | Grocery | New | Destratification Fans | 0.019851 | 0.98867 | -18851.6541 | 0 | 0.097597 | 482.0318
Commercial | Warehouse | Existing | Destratification Fans | 0.018071 | 0.98904 | -18910.2573 | 0 | 0.088814 | 438.6558
Commercial | Warehouse | New | Destratification Fans | 0.018071 | 0.98904 | -18910.2573 | 0 | 0.088814 | 438.6558
Commercial | Lodging/Hospitality | Existing | Destratification Fans | 0.016468 | 0.98892 | -18962.7846 | 0 | 0.080943 | 399.777
Commercial | Lodging/Hospitality | New | Destratification Fans | 0.016468 | 0.98892 | -18962.7846 | 0 | 0.080943 | 399.777
Commercial | Institutional | Existing | Destratification Fans | 0.010914 | 0.98869 | -19144.862 | 0 | 0.053656 | 265.0099
Commercial | Institutional | New | Destratification Fans | 0.010914 | 0.98869 | -19144.862 | 0 | 0.053656 | 265.0099
Commercial | Offices | Turnover | Instantaneous Hot Water System | 0.2077 | 1.6757 | -19162.4696 | 0.32505 | 0.37455 | 2934.181
Commercial | Offices | New | Instantaneous Hot Water System | 0.2077 | 1.6757 | -19162.4696 | 0.32505 | 0.37455 | 2934.181
Commercial | Retail | Existing | Water Cooled Refrigeration Heat Recovery | 0.058167 | 1.7464 | -19248.473 | 0 | 0.055087 | 824.0137
Commercial | Retail | New | Water Cooled Refrigeration Heat Recovery | 0.058167 | 1.7464 | -19248.473 | 0 | 0.055087 | 824.0137
Commercial | Offices | Existing | Destratification Fans | 0.0055164 | 0.98971 | -19322.1192 | 0 | 0.027093 | 133.8104
Commercial | Offices | New | Destratification Fans | 0.0055164 | 0.98971 | -19322.1192 | 0 | 0.027093 | 133.8104
Commercial | Healthcare | Existing | Drain Water Heat Recovery | 0.088571 | 1.332 | -19368.5275 | 0.2786 | 0.13248 | 1150.9717
Commercial | Healthcare | New | Drain Water Heat Recovery | 0.084738 | 1.3322 | -19472.9101 | 0.26651 | 0.12673 | 1101.0354
Commercial | Warehouse | Existing | Facility Energy Management System | 0.33725 | 1.3495 | -19689.1803 | 1.5687 | 0.13489 | 7484.3286
Commercial | Warehouse | New | Facility Energy Management System | 0.33725 | 1.3495 | -19689.1803 | 1.5687 | 0.13489 | 7484.3286
Commercial | Assembly | Existing | Drain Water Heat Recovery | 0.066428 | 1.332 | -19970.0003 | 0.20895 | 0.099362 | 863.2288
Commercial | Assembly | New | Drain Water Heat Recovery | 0.063554 | 1.3322 | -20048.2872 | 0.19988 | 0.095051 | 825.7765
Commercial | Schools K-12 | Existing | Drain Water Heat Recovery | 0.027667 | 1.3314 | -21022.5612 | 0.087064 | 0.041402 | 359.6865
Commercial | Schools K-12 | New | Drain Water Heat Recovery | 0.026475 | 1.3319 | -21055.1815 | 0.083286 | 0.039605 | 344.0811
Commercial | Retail | Turnover | Instantaneous Hot Water System | 0.14694 | 1.7354 | -21084.8028 | 0.23267 | 0.24278 | 2091.4842
Commercial | Retail | New | Instantaneous Hot Water System | 0.14694 | 1.7354 | -21084.8028 | 0.23267 | 0.24278 | 2091.4842
Commercial | Offices | New | Facility Commissioning | 0.42661 | 1.2069 | -22451.9598 | 4.8276 | 0.48457 | 22466.6847
Commercial | Offices | Existing | Water Cooled Refrigeration Heat Recovery | 0.13093 | 1.7466 | -24223.708 | 0 | 0.17405 | 2603.5309
Commercial | Offices | New | Water Cooled Refrigeration Heat Recovery | 0.13093 | 1.7466 | -24223.708 | 0 | 0.17405 | 2603.5309
Commercial | Institutional | New | Facility Commissioning | 0.46616 | 1.2068 | -25142.2482 | 6.7742 | 0.67996 | 31525.7048
Commercial | Assembly | Existing | Regenerative Drive Elevator Motor | 0.08431 | 1.4323 | -25534.0587 | 0.28225 | 0.025857 | 2027.9355
Commercial | Grocery | Existing | Regenerative Drive Elevator Motor | 0.08431 | 1.4323 | -25534.0587 | 0.28225 | 0.025857 | 2027.9355
Commercial | Institutional | Existing | Regenerative Drive Elevator Motor | 0.08431 | 1.4323 | -25534.0587 | 0.28225 | 0.025857 | 2027.9355
Commercial | Miscellaneous | Existing | Regenerative Drive Elevator Motor | 0.08431 | 1.4323 | -25534.0587 | 0.28225 | 0.025857 | 2027.9355
Commercial | Offices | Existing | Regenerative Drive Elevator Motor | 0.08431 | 1.4323 | -25534.0587 | 0.28225 | 0.025857 | 2027.9355
Commercial | Retail | Existing | Regenerative Drive Elevator Motor | 0.08431 | 1.4323 | -25534.0587 | 0.28225 | 0.025857 | 2027.9355
Commercial | Warehouse | Existing | Regenerative Drive Elevator Motor | 0.08431 | 1.4323 | -25534.0587 | 0.28225 | 0.025857 | 2027.9355
Commercial | Assembly | New | Regenerative Drive Elevator Motor | 0.08431 | 1.4323 | -25534.0587 | 0.28225 | 0.025857 | 2027.9355
Commercial | Grocery | New | Regenerative Drive Elevator Motor | 0.08431 | 1.4323 | -25534.0587 | 0.28225 | 0.025857 | 2027.9355
Commercial | Institutional | New | Regenerative Drive Elevator Motor | 0.08431 | 1.4323 | -25534.0587 | 0.28225 | 0.025857 | 2027.9355
Commercial | Miscellaneous | New | Regenerative Drive Elevator Motor | 0.08431 | 1.4323 | -25534.0587 | 0.28225 | 0.025857 | 2027.9355
Commercial | Offices | New | Regenerative Drive Elevator Motor | 0.08431 | 1.4323 | -25534.0587 | 0.28225 | 0.025857 | 2027.9355
Commercial | Retail | New | Regenerative Drive Elevator Motor | 0.08431 | 1.4323 | -25534.0587 | 0.28225 | 0.025857 | 2027.9355
Commercial | Warehouse | New | Regenerative Drive Elevator Motor | 0.08431 | 1.4323 | -25534.0587 | 0.28225 | 0.025857 | 2027.9355
Commercial | College and University | Existing | Regenerative Drive Elevator Motor | 0.085329 | 1.499 | -25589.6529 | 0.26293 | 0.22024 | 2027.9355
Commercial | Healthcare | Existing | Regenerative Drive Elevator Motor | 0.085329 | 1.499 | -25589.6529 | 0.26293 | 0.22024 | 2027.9355
Commercial | Hospitals | Existing | Regenerative Drive Elevator Motor | 0.085329 | 1.499 | -25589.6529 | 0.26293 | 0.22024 | 2027.9355
Commercial | Lodging/Hospitality | Existing | Regenerative Drive Elevator Motor | 0.085329 | 1.499 | -25589.6529 | 0.26293 | 0.22024 | 2027.9355
Commercial | Restaurants | Existing | Regenerative Drive Elevator Motor | 0.085329 | 1.499 | -25589.6529 | 0.26293 | 0.22024 | 2027.9355
Commercial | Schools K-12 | Existing | Regenerative Drive Elevator Motor | 0.085329 | 1.499 | -25589.6529 | 0.26293 | 0.22024 | 2027.9355
Commercial | College and University | New | Regenerative Drive Elevator Motor | 0.085329 | 1.499 | -25589.6529 | 0.26293 | 0.22024 | 2027.9355
Commercial | Healthcare | New | Regenerative Drive Elevator Motor | 0.085329 | 1.499 | -25589.6529 | 0.26293 | 0.22024 | 2027.9355
Commercial | Hospitals | New | Regenerative Drive Elevator Motor | 0.085329 | 1.499 | -25589.6529 | 0.26293 | 0.22024 | 2027.9355
Commercial | Lodging/Hospitality | New | Regenerative Drive Elevator Motor | 0.085329 | 1.499 | -25589.6529 | 0.26293 | 0.22024 | 2027.9355
Commercial | Restaurants | New | Regenerative Drive Elevator Motor | 0.085329 | 1.499 | -25589.6529 | 0.26293 | 0.22024 | 2027.9355
Commercial | Schools K-12 | New | Regenerative Drive Elevator Motor | 0.085329 | 1.499 | -25589.6529 | 0.26293 | 0.22024 | 2027.9355
Commercial | Retail | Existing | Duct Insulation | 0.086194 | 0.9458 | -27605.0698 | 0.29271 | 0.62909 | 1077.4754
Commercial | Retail | New | Duct Insulation | 0.086194 | 0.9458 | -27605.0698 | 0.29271 | 0.62909 | 1077.4754
Commercial | Retail | New | Facility Commissioning | 0.18955 | 1.2068 | -28263.1423 | 1.5279 | 0.15337 | 7110.6731
Commercial | Warehouse | Existing | Water Cooled Refrigeration Heat Recovery | 0.015392 | 1.7473 | -28664.6487 | 0 | 0.020451 | 305.9104
Commercial | Warehouse | New | Water Cooled Refrigeration Heat Recovery | 0.015392 | 1.7473 | -28664.6487 | 0 | 0.020451 | 305.9104
Commercial | Healthcare | New | Facility Commissioning | 0.41346 | 1.2068 | -29316.871 | 5.8599 | 0.5882 | 27271.1197
Commercial | Healthcare | Existing | Water Cooled Refrigeration Heat Recovery | 0.13143 | 1.5171 | -30021.3338 | 0 | 0.34321 | 3160.2884
Commercial | Healthcare | New | Water Cooled Refrigeration Heat Recovery | 0.13143 | 1.5171 | -30021.3338 | 0 | 0.34321 | 3160.2884
Commercial | Institutional | Existing | Water Cooled Refrigeration Heat Recovery | 0.14306 | 1.7465 | -30508.1139 | 0 | 0.24423 | 3653.327
Commercial | Institutional | New | Water Cooled Refrigeration Heat Recovery | 0.14306 | 1.7465 | -30508.1139 | 0 | 0.24423 | 3653.327
Commercial | Offices | Existing | Duct Insulation | 0.19398 | 0.94572 | -31826.1256 | 0.92485 | 1.9876 | 3404.3613
Commercial | Offices | New | Duct Insulation | 0.19398 | 0.94572 | -31826.1256 | 0.92485 | 1.9876 | 3404.3613
Commercial | Assembly | Existing | Water Cooled Refrigeration Heat Recovery | 0.031529 | 1.7464 | -33635.9109 | 0 | 0.050273 | 752.0072
Commercial | Assembly | New | Water Cooled Refrigeration Heat Recovery | 0.031529 | 1.7464 | -33635.9109 | 0 | 0.050273 | 752.0072
Commercial | Miscellaneous | Existing | Programmable Thermostat | 0.49432 | 1.7605 | -35266.0459 | 0.95185 | -13.172 | 80163.8039
Commercial | Miscellaneous | New | Programmable Thermostat | 0.49432 | 1.7605 | -35266.0459 | 0.95185 | -13.172 | 80163.8039
Commercial | Assembly | Existing | ENERGY STAR certified buildings program | 0.44987 | 0.94923 | -35661.9912 | 3.0616 | 9.492 | 18312.7076
Commercial | Assembly | New | ENERGY STAR certified buildings program | 0.44987 | 0.94923 | -35661.9912 | 3.0616 | 9.492 | 18312.7076
Commercial | Restaurants | Existing | Drain Water Heat Recovery | 0.10418 | 0.86257 | -35894.0399 | 0.17391 | 1.2078 | 2877.4292
Commercial | Restaurants | New | Drain Water Heat Recovery | 0.09966 | 0.86256 | -36226.1528 | 0.16636 | 1.1554 | 2752.5884
Commercial | Retail | Existing | Facility Commissioning | 0 | #DIV/0! | -38073.2862 | 0 | 0 | 0
Commercial | Institutional | Existing | Duct Insulation | 0.21196 | 0.9457 | -39386.4436 | 1.2978 | 2.7891 | 4777.0684
Commercial | Institutional | New | Duct Insulation | 0.21196 | 0.9457 | -39386.4436 | 1.2978 | 2.7891 | 4777.0684
Commercial | Schools K-12 | Existing | ENERGY STAR certified buildings program | 0.57149 | 0.94924 | -39658.1222 | 10.509 | 32.582 | 62859.5605
Commercial | Schools K-12 | New | ENERGY STAR certified buildings program | 0.57149 | 0.94924 | -39658.1222 | 10.509 | 32.582 | 62859.5605
Commercial | Healthcare | Existing | Duct Insulation | 0.188 | 0.94572 | -40342.1011 | 1.1226 | 2.4127 | 4132.3741
Commercial | Healthcare | New | Duct Insulation | 0.188 | 0.94572 | -40342.1011 | 1.1226 | 2.4127 | 4132.3741
Commercial | Warehouse | Existing | Duct Insulation | 0.022792 | 0.94564 | -42822.8874 | 0.10867 | 0.23354 | 400.0066
Commercial | Warehouse | New | Duct Insulation | 0.022792 | 0.94564 | -42822.8874 | 0.10867 | 0.23354 | 400.0066
Commercial | Lodging/Hospitality | Existing | Drain Water Heat Recovery | 0.20003 | 0.86258 | -43277.4391 | 0.50086 | 3.4786 | 8286.9962
Commercial | Lodging/Hospitality | New | Drain Water Heat Recovery | 0.19135 | 0.8626 | -44233.9243 | 0.47913 | 3.3276 | 7927.4546
Commercial | Assembly | Turnover | Server Virtualization | 0.061229 | 0.98672 | -45395.5479 | 3.1292 | 2.1764 | 21024
Commercial | College and University | Turnover | Server Virtualization | 0.061229 | 0.98672 | -45395.5479 | 3.1292 | 2.1764 | 21024
Commercial | Grocery | Turnover | Server Virtualization | 0.061229 | 0.98672 | -45395.5479 | 3.1292 | 2.1764 | 21024
Commercial | Healthcare | Turnover | Server Virtualization | 0.061229 | 0.98672 | -45395.5479 | 3.1292 | 2.1764 | 21024
Commercial | Hospitals | Turnover | Server Virtualization | 0.061229 | 0.98672 | -45395.5479 | 3.1292 | 2.1764 | 21024
Commercial | Institutional | Turnover | Server Virtualization | 0.061229 | 0.98672 | -45395.5479 | 3.1292 | 2.1764 | 21024
Commercial | Lodging/Hospitality | Turnover | Server Virtualization | 0.061229 | 0.98672 | -45395.5479 | 3.1292 | 2.1764 | 21024
Commercial | Miscellaneous | Turnover | Server Virtualization | 0.061229 | 0.98672 | -45395.5479 | 3.1292 | 2.1764 | 21024
Commercial | Offices | Turnover | Server Virtualization | 0.061229 | 0.98672 | -45395.5479 | 3.1292 | 2.1764 | 21024
Commercial | Restaurants | Turnover | Server Virtualization | 0.061229 | 0.98672 | -45395.5479 | 3.1292 | 2.1764 | 21024
Commercial | Retail | Turnover | Server Virtualization | 0.061229 | 0.98672 | -45395.5479 | 3.1292 | 2.1764 | 21024
Commercial | Schools K-12 | Turnover | Server Virtualization | 0.061229 | 0.98672 | -45395.5479 | 3.1292 | 2.1764 | 21024
Commercial | Warehouse | Turnover | Server Virtualization | 0.061229 | 0.98672 | -45395.5479 | 3.1292 | 2.1764 | 21024
Commercial | Assembly | New | Server Virtualization | 0.061229 | 0.98672 | -45395.5479 | 3.1292 | 2.1764 | 21024
Commercial | College and University | New | Server Virtualization | 0.061229 | 0.98672 | -45395.5479 | 3.1292 | 2.1764 | 21024
Commercial | Grocery | New | Server Virtualization | 0.061229 | 0.98672 | -45395.5479 | 3.1292 | 2.1764 | 21024
Commercial | Healthcare | New | Server Virtualization | 0.061229 | 0.98672 | -45395.5479 | 3.1292 | 2.1764 | 21024
Commercial | Hospitals | New | Server Virtualization | 0.061229 | 0.98672 | -45395.5479 | 3.1292 | 2.1764 | 21024
Commercial | Institutional | New | Server Virtualization | 0.061229 | 0.98672 | -45395.5479 | 3.1292 | 2.1764 | 21024
Commercial | Lodging/Hospitality | New | Server Virtualization | 0.061229 | 0.98672 | -45395.5479 | 3.1292 | 2.1764 | 21024
Commercial | Miscellaneous | New | Server Virtualization | 0.061229 | 0.98672 | -45395.5479 | 3.1292 | 2.1764 | 21024
Commercial | Offices | New | Server Virtualization | 0.061229 | 0.98672 | -45395.5479 | 3.1292 | 2.1764 | 21024
Commercial | Restaurants | New | Server Virtualization | 0.061229 | 0.98672 | -45395.5479 | 3.1292 | 2.1764 | 21024
Commercial | Retail | New | Server Virtualization | 0.061229 | 0.98672 | -45395.5479 | 3.1292 | 2.1764 | 21024
Commercial | Schools K-12 | New | Server Virtualization | 0.061229 | 0.98672 | -45395.5479 | 3.1292 | 2.1764 | 21024
Commercial | Warehouse | New | Server Virtualization | 0.061229 | 0.98672 | -45395.5479 | 3.1292 | 2.1764 | 21024
Commercial | Assembly | Existing | Duct Insulation | 0.046718 | 0.94572 | -49518.4292 | 0.26713 | 0.57411 | 983.3201
Commercial | Assembly | New | Duct Insulation | 0.046718 | 0.94572 | -49518.4292 | 0.26713 | 0.57411 | 983.3201
Commercial | Warehouse | New | Facility Commissioning | 0.050132 | 1.2069 | -49802.3964 | 0.56723 | 0.056937 | 2639.7968
Commercial | Offices | Existing | Drain Water Heat Recovery | 0.18452 | 1.332 | -50286.4359 | 1.7412 | 0.82801 | 7193.5731
Commercial | Offices | New | Drain Water Heat Recovery | 0.17651 | 1.332 | -50938.827 | 1.6657 | 0.79209 | 6881.471
Commercial | Retail | Existing | Drain Water Heat Recovery | 0.12377 | 0.86257 | -51682.4069 | 0.30991 | 2.1524 | 5127.5789
Commercial | Retail | New | Drain Water Heat Recovery | 0.1184 | 0.86259 | -52274.2321 | 0.29646 | 2.059 | 4905.1125
Commercial | Warehouse | Existing | Facility Commissioning | 0 | #DIV/0! | -53444.3564 | 0 | 0 | 0
Commercial | Offices | Existing | Facility Commissioning | 0 | #DIV/0! | -53447.8175 | 0 | 0 | 0
Commercial | Assembly | New | Facility Commissioning | 0.10275 | 1.2069 | -55148.6129 | 1.3944 | 0.13997 | 6489.3061
Commercial | Lodging/Hospitality | Existing | Water Cooled Refrigeration Heat Recovery | 0.074181 | 1.5171 | -55286.4385 | 0 | 0.32547 | 2996.9115
Commercial | Lodging/Hospitality | New | Water Cooled Refrigeration Heat Recovery | 0.074181 | 1.5171 | -55286.4385 | 0 | 0.32547 | 2996.9115
Commercial | Assembly | Existing | Facility Commissioning | 0 | #DIV/0! | -64101.4963 | 0 | 0 | 0
Commercial | College and University | Turnover | Instantaneous Hot Water System | 0.18041 | 1.2916 | -64372.5178 | 0.76527 | 1.8458 | 8098.3397
Commercial | College and University | New | Instantaneous Hot Water System | 0.18041 | 1.2916 | -64372.5178 | 0.76527 | 1.8458 | 8098.3397
Commercial | Healthcare | Existing | Facility Commissioning | 0 | #DIV/0! | -66941.1024 | 0 | 0 | 0
Commercial | Warehouse | Existing | ENERGY STAR certified buildings program | 0.18399 | 0.94923 | -67980.9705 | 1.044 | 3.2367 | 6244.4932
Commercial | Warehouse | New | ENERGY STAR certified buildings program | 0.18399 | 0.94923 | -67980.9705 | 1.044 | 3.2367 | 6244.4932
Commercial | Institutional | Existing | Facility Commissioning | 0 | #DIV/0! | -68636.2604 | 0 | 0 | 0
Commercial | Lodging/Hospitality | New | Facility Commissioning | 0.23337 | 1.2069 | -76790.022 | 5.557 | 0.55779 | 25861.2898
Commercial | Lodging/Hospitality | Existing | Duct Insulation | 0.10611 | 0.94572 | -78851.738 | 1.0646 | 2.288 | 3918.7435
Commercial | Lodging/Hospitality | New | Duct Insulation | 0.10611 | 0.94572 | -78851.738 | 1.0646 | 2.288 | 3918.7435
Commercial | Schools K-12 | Existing | Water Cooled Refrigeration Heat Recovery | 0.049498 | 1.5172 | -88361.6437 | 0 | 0.33443 | 3079.4163
Commercial | Schools K-12 | New | Water Cooled Refrigeration Heat Recovery | 0.049498 | 1.5172 | -88361.6437 | 0 | 0.33443 | 3079.4163
Commercial | Hospitals | Turnover | Instantaneous Hot Water System | 0.21091 | 1.2916 | -91302.8821 | 1.342 | 3.2369 | 14201.4362
Commercial | Hospitals | New | Instantaneous Hot Water System | 0.21091 | 1.2916 | -91302.8821 | 1.342 | 3.2369 | 14201.4362
Commercial | College and University | Existing | ENERGY STAR certified buildings program | 0.62807 | 1.2196 | -96715.8847 | 38.6582 | 0.44413 | 91682.9859
Commercial | College and University | New | ENERGY STAR certified buildings program | 0.62807 | 1.2196 | -96715.8847 | 38.6582 | 0.44413 | 91682.9859
Commercial | Lodging/Hospitality | Existing | Facility Commissioning | 0 | #DIV/0! | -112469.2007 | 0 | 0 | 0
Commercial | Healthcare | Turnover | Geothermal Heat Pump | 0.10135 | 1.1922 | -122737.3329 | 2.7496 | 2.1119 | 6393.7659
Commercial | Healthcare | New | Geothermal Heat Pump | 0.10135 | 1.1922 | -122737.3329 | 2.7496 | 2.1119 | 6393.7659
Commercial | Miscellaneous | Turnover | Instantaneous Hot Water System | 0.22432 | 1.6757 | -124354.4596 | 2.3404 | 2.6968 | 21126.1035
Commercial | Miscellaneous | New | Instantaneous Hot Water System | 0.22432 | 1.6757 | -124354.4596 | 2.3404 | 2.6968 | 21126.1035
Commercial | Lodging/Hospitality | Turnover | Geothermal Heat Pump | 0.076906 | 1.1922 | -126890.7777 | 2.0864 | 1.6025 | 4851.6104
Commercial | Lodging/Hospitality | New | Geothermal Heat Pump | 0.076906 | 1.1922 | -126890.7777 | 2.0864 | 1.6025 | 4851.6104
Commercial | Restaurants | Turnover | Geothermal Heat Pump | 0.076123 | 1.1922 | -127023.7385 | 2.0652 | 1.5862 | 4802.2426
Commercial | Restaurants | New | Geothermal Heat Pump | 0.076123 | 1.1922 | -127023.7385 | 2.0652 | 1.5862 | 4802.2426
Commercial | Hospitals | Turnover | Geothermal Heat Pump | 0.066524 | 1.4692 | -128575.212 | 1.0656 | 0.99723 | 6061.3587
Commercial | Hospitals | New | Geothermal Heat Pump | 0.066524 | 1.4692 | -128575.212 | 1.0656 | 0.99723 | 6061.3587
Commercial | Schools K-12 | Existing | Duct Insulation | 0.070797 | 0.94568 | -128787.0689 | 1.0939 | 2.351 | 4026.6263
Commercial | Schools K-12 | New | Duct Insulation | 0.070797 | 0.94568 | -128787.0689 | 1.0939 | 2.351 | 4026.6263
Commercial | College and University | Existing | Water Cooled Refrigeration Heat Recovery | 0.049498 | 1.5172 | -128878.7133 | 0 | 0.48778 | 4491.4422
Commercial | College and University | New | Water Cooled Refrigeration Heat Recovery | 0.049498 | 1.5172 | -128878.7133 | 0 | 0.48778 | 4491.4422
Commercial | Retail | Turnover | Geothermal Heat Pump | 0.059514 | 1.1922 | -129845.6789 | 1.6146 | 1.2401 | 3754.4687
Commercial | Retail | New | Geothermal Heat Pump | 0.059514 | 1.1922 | -129845.6789 | 1.6146 | 1.2401 | 3754.4687
Commercial | Offices | Turnover | Geothermal Heat Pump | 0.052364 | 1.1922 | -131060.5782 | 1.4206 | 1.0911 | 3303.382
Commercial | Offices | New | Geothermal Heat Pump | 0.052364 | 1.1922 | -131060.5782 | 1.4206 | 1.0911 | 3303.382
Commercial | Schools K-12 | Turnover | Geothermal Heat Pump | 0.051764 | 1.1922 | -131162.3887 | 1.4043 | 1.0787 | 3265.5803
Commercial | Schools K-12 | New | Geothermal Heat Pump | 0.051764 | 1.1922 | -131162.3887 | 1.4043 | 1.0787 | 3265.5803
Commercial | Assembly | Turnover | Geothermal Heat Pump | 0.046651 | 1.1922 | -132031.5888 | 1.2656 | 0.97205 | 2942.8501
Commercial | Assembly | New | Geothermal Heat Pump | 0.046651 | 1.1922 | -132031.5888 | 1.2656 | 0.97205 | 2942.8501
Commercial | College and University | Turnover | Geothermal Heat Pump | 0.035813 | 1.4692 | -133829.9641 | 0.57368 | 0.53685 | 3263.0656
Commercial | College and University | New | Geothermal Heat Pump | 0.035813 | 1.4692 | -133829.9641 | 0.57368 | 0.53685 | 3263.0656
Commercial | Grocery | Turnover | Geothermal Heat Pump | 0.026067 | 1.1922 | -135528.4313 | 0.7072 | 0.54319 | 1644.4881
Commercial | Grocery | New | Geothermal Heat Pump | 0.026067 | 1.1922 | -135528.4313 | 0.7072 | 0.54319 | 1644.4881
Commercial | Miscellaneous | Turnover | Geothermal Heat Pump | 0.026054 | 1.1922 | -135530.9103 | 0.70681 | 0.54289 | 1643.5677
Commercial | Miscellaneous | New | Geothermal Heat Pump | 0.026054 | 1.1922 | -135530.9103 | 0.70681 | 0.54289 | 1643.5677
Commercial | Institutional | Turnover | Geothermal Heat Pump | 0.025283 | 1.1922 | -135661.7556 | 0.68592 | 0.52684 | 1594.9854
Commercial | Institutional | New | Geothermal Heat Pump | 0.025283 | 1.1922 | -135661.7556 | 0.68592 | 0.52684 | 1594.9854
Commercial | Schools K-12 | New | Facility Commissioning | 0.15571 | 1.2069 | -136544.4886 | 5.71 | 0.57315 | 26573.2496
Commercial | Warehouse | Turnover | Geothermal Heat Pump | 0.011394 | 1.1922 | -138021.6973 | 0.30909 | 0.23741 | 718.7496
Commercial | Warehouse | New | Geothermal Heat Pump | 0.011394 | 1.1922 | -138021.6973 | 0.30909 | 0.23741 | 718.7496
Commercial | Institutional | Turnover | Instantaneous Hot Water System | 0.23927 | 1.6757 | -151623.3196 | 3.1205 | 3.5957 | 28168.138
Commercial | Institutional | New | Instantaneous Hot Water System | 0.23927 | 1.6757 | -151623.3196 | 3.1205 | 3.5957 | 28168.138
Commercial | Retail | Existing | Energy Recovery Ventilation System (ERV) | 0.16965 | 0.96325 | -157630.7112 | 9.9809 | 8.51 | 5546.325
Commercial | Retail | New | Energy Recovery Ventilation System (ERV) | 0.16965 | 0.96325 | -157630.7112 | 9.9809 | 8.51 | 5546.325
Commercial | Schools K-12 | Existing | Facility Commissioning | 0 | #DIV/0! | -173205.9129 | 0 | 0 | 0
Commercial | College and University | Existing | Drain Water Heat Recovery | 0.13293 | 1.2063 | -177223.5319 | 2.0275 | 4.5 | 19854.2617
Commercial | College and University | New | Drain Water Heat Recovery | 0.12716 | 1.2063 | -178981.5709 | 1.9395 | 4.3047 | 18992.8599
Commercial | College and University | Existing | Duct Insulation | 0.070799 | 0.94571 | -187840.6854 | 1.5955 | 3.429 | 5872.9828
Commercial | College and University | New | Duct Insulation | 0.070799 | 0.94571 | -187840.6854 | 1.5955 | 3.429 | 5872.9828
Commercial | College and University | New | Facility Commissioning | 0.1538 | 1.2977 | -201807.503 | 7.1769 | 5.9242 | 38758.0637
Commercial | Offices | Existing | Energy Recovery Ventilation System (ERV) | 0.18724 | 0.96325 | -215562.4657 | 15.4644 | 13.1854 | 8593.5069
Commercial | Offices | New | Energy Recovery Ventilation System (ERV) | 0.18724 | 0.96325 | -215562.4657 | 15.4644 | 13.1854 | 8593.5069
Commercial | Institutional | Existing | Energy Recovery Ventilation System (ERV) | 0.33214 | 0.96325 | -216307.3638 | 35.227 | 30.0356 | 19575.4923
Commercial | Institutional | New | Energy Recovery Ventilation System (ERV) | 0.33214 | 0.96325 | -216307.3638 | 35.227 | 30.0356 | 19575.4923
Commercial | Healthcare | Existing | Energy Recovery Ventilation System (ERV) | 0.29459 | 0.96325 | -226258.7611 | 30.4729 | 25.9821 | 16933.6609
Commercial | Healthcare | New | Energy Recovery Ventilation System (ERV) | 0.29459 | 0.96325 | -226258.7611 | 30.4729 | 25.9821 | 16933.6609
Commercial | College and University | Existing | Facility Commissioning | 0 | #DIV/0! | -252627.2061 | 0 | 0 | 0
Commercial | Hospitals | Existing | Drain Water Heat Recovery | 0.15541 | 1.2063 | -255558.32 | 3.5554 | 7.8913 | 34816.8938
Commercial | Hospitals | New | Drain Water Heat Recovery | 0.14867 | 1.2063 | -258641.258 | 3.4011 | 7.5489 | 33306.3195
Commercial | Warehouse | Existing | Energy Recovery Ventilation System (ERV) | 0.035717 | 0.96323 | -264821.6662 | 2.9497 | 2.515 | 1639.1488
Commercial | Warehouse | New | Energy Recovery Ventilation System (ERV) | 0.035717 | 0.96323 | -264821.6662 | 2.9497 | 2.515 | 1639.1488
Commercial | Assembly | Turnover | High Efficiency Data Center Cooling | 0.45915 | 1.4672 | -278085.4682 | 29.7567 | 17.1868 | 129796.7956
Commercial | College and University | Turnover | High Efficiency Data Center Cooling | 0.45915 | 1.4672 | -278085.4682 | 29.7567 | 17.1868 | 129796.7956
Commercial | Grocery | Turnover | High Efficiency Data Center Cooling | 0.45915 | 1.4672 | -278085.4682 | 29.7567 | 17.1868 | 129796.7956
Commercial | Healthcare | Turnover | High Efficiency Data Center Cooling | 0.45915 | 1.4672 | -278085.4682 | 29.7567 | 17.1868 | 129796.7956
Commercial | Hospitals | Turnover | High Efficiency Data Center Cooling | 0.45915 | 1.4672 | -278085.4682 | 29.7567 | 17.1868 | 129796.7956
Commercial | Institutional | Turnover | High Efficiency Data Center Cooling | 0.45915 | 1.4672 | -278085.4682 | 29.7567 | 17.1868 | 129796.7956
Commercial | Lodging/Hospitality | Turnover | High Efficiency Data Center Cooling | 0.45915 | 1.4672 | -278085.4682 | 29.7567 | 17.1868 | 129796.7956
Commercial | Miscellaneous | Turnover | High Efficiency Data Center Cooling | 0.45915 | 1.4672 | -278085.4682 | 29.7567 | 17.1868 | 129796.7956
Commercial | Offices | Turnover | High Efficiency Data Center Cooling | 0.45915 | 1.4672 | -278085.4682 | 29.7567 | 17.1868 | 129796.7956
Commercial | Restaurants | Turnover | High Efficiency Data Center Cooling | 0.45915 | 1.4672 | -278085.4682 | 29.7567 | 17.1868 | 129796.7956
Commercial | Retail | Turnover | High Efficiency Data Center Cooling | 0.45915 | 1.4672 | -278085.4682 | 29.7567 | 17.1868 | 129796.7956
Commercial | Schools K-12 | Turnover | High Efficiency Data Center Cooling | 0.45915 | 1.4672 | -278085.4682 | 29.7567 | 17.1868 | 129796.7956
Commercial | Warehouse | Turnover | High Efficiency Data Center Cooling | 0.45915 | 1.4672 | -278085.4682 | 29.7567 | 17.1868 | 129796.7956
Commercial | Assembly | New | High Efficiency Data Center Cooling | 0.45915 | 1.4672 | -278085.4682 | 29.7567 | 17.1868 | 129796.7956
Commercial | College and University | New | High Efficiency Data Center Cooling | 0.45915 | 1.4672 | -278085.4682 | 29.7567 | 17.1868 | 129796.7956
Commercial | Grocery | New | High Efficiency Data Center Cooling | 0.45915 | 1.4672 | -278085.4682 | 29.7567 | 17.1868 | 129796.7956
Commercial | Healthcare | New | High Efficiency Data Center Cooling | 0.45915 | 1.4672 | -278085.4682 | 29.7567 | 17.1868 | 129796.7956
Commercial | Hospitals | New | High Efficiency Data Center Cooling | 0.45915 | 1.4672 | -278085.4682 | 29.7567 | 17.1868 | 129796.7956
Commercial | Institutional | New | High Efficiency Data Center Cooling | 0.45915 | 1.4672 | -278085.4682 | 29.7567 | 17.1868 | 129796.7956
Commercial | Lodging/Hospitality | New | High Efficiency Data Center Cooling | 0.45915 | 1.4672 | -278085.4682 | 29.7567 | 17.1868 | 129796.7956
Commercial | Miscellaneous | New | High Efficiency Data Center Cooling | 0.45915 | 1.4672 | -278085.4682 | 29.7567 | 17.1868 | 129796.7956
Commercial | Offices | New | High Efficiency Data Center Cooling | 0.45915 | 1.4672 | -278085.4682 | 29.7567 | 17.1868 | 129796.7956
Commercial | Restaurants | New | High Efficiency Data Center Cooling | 0.45915 | 1.4672 | -278085.4682 | 29.7567 | 17.1868 | 129796.7956
Commercial | Retail | New | High Efficiency Data Center Cooling | 0.45915 | 1.4672 | -278085.4682 | 29.7567 | 17.1868 | 129796.7956
Commercial | Schools K-12 | New | High Efficiency Data Center Cooling | 0.45915 | 1.4672 | -278085.4682 | 29.7567 | 17.1868 | 129796.7956
Commercial | Warehouse | New | High Efficiency Data Center Cooling | 0.45915 | 1.4672 | -278085.4682 | 29.7567 | 17.1868 | 129796.7956
Commercial | Assembly | Existing | Energy Recovery Ventilation System (ERV) | 0.1344 | 0.96324 | -279140.1623 | 13.3127 | 11.3508 | 7397.8089
Commercial | Assembly | New | Energy Recovery Ventilation System (ERV) | 0.1344 | 0.96324 | -279140.1623 | 13.3127 | 11.3508 | 7397.8089
Commercial | Hospitals | Existing | Water Cooled Refrigeration Heat Recovery | 0.13143 | 1.5172 | -312817.575 | 0 | 3.5762 | 32929.7074
Commercial | Hospitals | New | Water Cooled Refrigeration Heat Recovery | 0.13143 | 1.5172 | -312817.575 | 0 | 3.5762 | 32929.7074
Commercial | Hospitals | New | Facility Commissioning | 0.4084 | 1.2977 | -324923.1907 | 52.6188 | 43.4343 | 284160.7767
Commercial | Miscellaneous | Existing | Drain Water Heat Recovery | 0.19928 | 1.332 | -327223.2684 | 12.5369 | 5.9617 | 51793.7263
Commercial | Miscellaneous | New | Drain Water Heat Recovery | 0.19064 | 1.332 | -331920.4846 | 11.993 | 5.703 | 49546.591
Commercial | Institutional | Existing | Drain Water Heat Recovery | 0.21257 | 1.332 | -400006.9933 | 16.7159 | 7.9489 | 69058.3017
Commercial | Institutional | New | Drain Water Heat Recovery | 0.20335 | 1.332 | -406269.9483 | 15.9906 | 7.6041 | 66062.1214
Commercial | Hospitals | Existing | Duct Insulation | 0.188 | 0.9457 | -420358.346 | 11.6976 | 25.1399 | 43058.6877
Commercial | Hospitals | New | Duct Insulation | 0.188 | 0.9457 | -420358.346 | 11.6976 | 25.1399 | 43058.6877
Commercial | Lodging/Hospitality | Existing | Energy Recovery Ventilation System (ERV) | 0.16628 | 0.96325 | -467951.9381 | 28.8975 | 24.6389 | 16058.2446
Commercial | Lodging/Hospitality | New | Energy Recovery Ventilation System (ERV) | 0.16628 | 0.96325 | -467951.9381 | 28.8975 | 24.6389 | 16058.2446
Commercial | Miscellaneous | New | Facility Commissioning | 0.31838 | 1.2069 | -543437.9229 | 64.5827 | 6.4826 | 300556.1084
Commercial | Miscellaneous | Existing | Duct Insulation | 0.1444 | 0.9457 | -629165.574 | 12.3725 | 26.5904 | 45543.0611
Commercial | Miscellaneous | New | Duct Insulation | 0.1444 | 0.9457 | -629165.574 | 12.3725 | 26.5904 | 45543.0611
Commercial | Hospitals | Existing | Facility Commissioning | 0 | #DIV/0! | -697515.7548 | 0 | 0 | 0
Commercial | Healthcare | Existing | Waterside Economizer | 0.071284 | 1.2197 | -749198.3489 | 9.0281 | 0 | 22238.71
Commercial | Healthcare | New | Waterside Economizer | 0.071284 | 1.2197 | -749198.3489 | 9.0281 | 0 | 22238.71
Commercial | Hospitals | Existing | Waterside Economizer | 0.067525 | 1.2197 | -753010.4658 | 8.5519 | 0 | 21065.7822
Commercial | Hospitals | New | Waterside Economizer | 0.067525 | 1.2197 | -753010.4658 | 8.5519 | 0 | 21065.7822
Commercial | Lodging/Hospitality | Existing | Waterside Economizer | 0.054115 | 1.2197 | -766607.0159 | 6.8536 | 0 | 16882.3399
Commercial | Lodging/Hospitality | New | Waterside Economizer | 0.054115 | 1.2197 | -766607.0159 | 6.8536 | 0 | 16882.3399
Commercial | Restaurants | Existing | Waterside Economizer | 0.053088 | 1.2197 | -767648.9945 | 6.7234 | 0 | 16561.7397
Commercial | Restaurants | New | Waterside Economizer | 0.053088 | 1.2197 | -767648.9945 | 6.7234 | 0 | 16561.7397
Commercial | Schools K-12 | Existing | Energy Recovery Ventilation System (ERV) | 0.11435 | 0.96325 | -775385.5196 | 30.6046 | 26.0944 | 17006.8797
Commercial | Schools K-12 | New | Energy Recovery Ventilation System (ERV) | 0.11435 | 0.96325 | -775385.5196 | 30.6046 | 26.0944 | 17006.8797
Commercial | Retail | Existing | Waterside Economizer | 0.041608 | 1.2197 | -779288.6579 | 5.2695 | 0 | 12980.4003
Commercial | Retail | New | Waterside Economizer | 0.041608 | 1.2197 | -779288.6579 | 5.2695 | 0 | 12980.4003
Commercial | Offices | Existing | Waterside Economizer | 0.03687 | 1.2197 | -784091.9251 | 4.6696 | 0 | 11502.5114
Commercial | Offices | New | Waterside Economizer | 0.03687 | 1.2197 | -784091.9251 | 4.6696 | 0 | 11502.5114
Commercial | College and University | Existing | Waterside Economizer | 0.036344 | 1.2197 | -784625.6215 | 4.6029 | 0 | 11338.3015
Commercial | College and University | New | Waterside Economizer | 0.036344 | 1.2197 | -784625.6215 | 4.6029 | 0 | 11338.3015
Commercial | Schools K-12 | Existing | Waterside Economizer | 0.036169 | 1.2197 | -784803.5203 | 4.5807 | 0 | 11283.5649
Commercial | Schools K-12 | New | Waterside Economizer | 0.036169 | 1.2197 | -784803.5203 | 4.5807 | 0 | 11283.5649
Commercial | Assembly | Existing | Waterside Economizer | 0.03276 | 1.2197 | -788259.8395 | 4.149 | 0 | 10220.1104
Commercial | Assembly | New | Waterside Economizer | 0.03276 | 1.2197 | -788259.8395 | 4.149 | 0 | 10220.1104
Commercial | Miscellaneous | Existing | Waterside Economizer | 0.018297 | 1.2197 | -802923.7823 | 2.3173 | 0 | 5708.2483
Commercial | Miscellaneous | New | Waterside Economizer | 0.018297 | 1.2197 | -802923.7823 | 2.3173 | 0 | 5708.2483
Commercial | Grocery | Existing | Waterside Economizer | 0.018097 | 1.2197 | -803127.0952 | 2.2919 | 0 | 5645.6922
Commercial | Grocery | New | Waterside Economizer | 0.018097 | 1.2197 | -803127.0952 | 2.2919 | 0 | 5645.6922
Commercial | Institutional | Existing | Waterside Economizer | 0.017696 | 1.2197 | -803533.721 | 2.2411 | 0 | 5520.5799
Commercial | Institutional | New | Waterside Economizer | 0.017696 | 1.2197 | -803533.721 | 2.2411 | 0 | 5520.5799
Commercial | Warehouse | Existing | Waterside Economizer | 0.0079455 | 1.2197 | -813419.8107 | 1.0063 | 0 | 2478.7873
Commercial | Warehouse | New | Waterside Economizer | 0.0079455 | 1.2197 | -813419.8107 | 1.0063 | 0 | 2478.7873
Commercial | Miscellaneous | Existing | Facility Commissioning | 0 | #DIV/0! | -958096.0926 | 0 | 0 | 0
Commercial | College and University | Existing | Energy Recovery Ventilation System (ERV) | 0.11435 | 0.96325 | -1130928.351 | 44.638 | 38.0597 | 24805.1607
Commercial | College and University | New | Energy Recovery Ventilation System (ERV) | 0.11435 | 0.96325 | -1130928.351 | 44.638 | 38.0597 | 24805.1607
Commercial | Hospitals | Existing | Energy Recovery Ventilation System (ERV) | 0.29459 | 0.96325 | -2357580.6913 | 317.5226 | 270.7292 | 176446.0823
Commercial | Hospitals | New | Energy Recovery Ventilation System (ERV) | 0.29459 | 0.96325 | -2357580.6913 | 317.5226 | 270.7292 | 176446.0823
Commercial | Miscellaneous | Existing | Energy Recovery Ventilation System (ERV) | 0.22636 | 0.96325 | -3643896.1238 | 335.8429 | 286.3496 | 186626.5586
Commercial | Miscellaneous | New | Energy Recovery Ventilation System (ERV) | 0.22636 | 0.96325 | -3643896.1238 | 335.8429 | 286.3496 | 186626.5586
Industrial | Electrical and Electronic Equip. | Any | Process Heat System Optimization | 0.82696 | 0.94646 | 190.7411 | 0.7013 | 0.68401 | 5093.973
Industrial | Stone/Clay/Glass/Concrete | Any | Pump System Optimization | #DIV/0! | #DIV/0! | 0 | 0 | 0 | 0
Industrial | Water and Wastewater | Any | Motor Optimization | 0.70184 | 1.2914 | -9.2863 | 0.021389 | 0.020824 | 158.8374
Industrial | Miscellaneous Manufacturing | Any | Process Heat System Optimization | 0.22629 | 0.94648 | -19.8441 | 0.014978 | 0.014609 | 108.7936
Industrial | Water and Wastewater | Any | Process Heat System Optimization | 0.11305 | 0.94626 | -42.6763 | 0.012104 | 0.011805 | 87.9171
Industrial | Water and Wastewater | Any | Process Heat Improved Controls | 0.52038 | 1.4358 | -129.1552 | 0.019148 | 0.018676 | 139.0834
Industrial | Agriculture and Assembly | Any | Process Heat Improved Controls | 0.55834 | 1.4355 | -144.9585 | 0.026952 | 0.026287 | 195.7692
Industrial | Lumber/Furniture/Pulp/Paper | Any | Process Heat System Optimization | 0.12291 | 0.94639 | -154.6128 | 0.048716 | 0.047515 | 353.8579
Industrial | Construction | Any | Motor Optimization | 0.70232 | 1.2922 | -201.8785 | 0.46499 | 0.45271 | 3453.0256
Industrial | Transportation Equipment | Any | Process Heat System Optimization | 0.37778 | 0.94646 | -219.4053 | 0.49495 | 0.48275 | 3595.1331
Industrial | Lumber/Furniture/Pulp/Paper | Any | Process Heat Improved Controls | 0.55802 | 1.4347 | -224.6969 | 0.041778 | 0.040748 | 303.4574
Industrial | Miscellaneous Manufacturing | Any | Motor Optimization | 0.51693 | 1.2919 | -281.0939 | 0.071811 | 0.069914 | 533.2714
Industrial | Miscellaneous Manufacturing | Any | Process Heat Improved Controls | 0.55823 | 1.4352 | -290.2794 | 0.053971 | 0.052641 | 392.0278
Industrial | Miscellaneous Manufacturing | Any | Process Refrig Controls | 0.56936 | 1.4354 | -396.6715 | 0.079093 | 0.077143 | 574.5005
Industrial | Agriculture and Assembly | Any | Process Refrig System Optimization | 0.63202 | 1.1138 | -470.1881 | 2.3753 | 2.3167 | 17253.3325
Industrial | Metal Products and Machinery | Any | Process Heat System Optimization | 0.18176 | 0.94646 | -504.895 | 0.27096 | 0.26428 | 1968.1432
Industrial | Lumber/Furniture/Pulp/Paper | Any | Process Refrig Controls | 0.56922 | 1.4351 | -592.9417 | 0.11823 | 0.11531 | 858.759
Industrial | Textiles and Leather | Any | Process Refrig Controls | 0.56929 | 1.4352 | -624.0774 | 0.12444 | 0.12137 | 903.8532
Industrial | Transportation Equipment | Any | Process Heat Improved Controls | 0.55813 | 1.435 | -645.7709 | 0.12007 | 0.11711 | 872.126
Industrial | Stone/Clay/Glass/Concrete | Any | Process Heat System Optimization | 0.10754 | 0.94646 | -700.6474 | 0.18673 | 0.18213 | 1356.3401
Industrial | Metal Products and Machinery | Any | Process Heat Improved Controls | 0.55691 | 1.4354 | -903.8179 | 0.16663 | 0.16252 | 1210.3165
Industrial | Construction | Any | Process Heat System Optimization | 0.11307 | 0.94644 | -927.7569 | 0.26313 | 0.25664 | 1911.2621
Industrial | Miscellaneous Manufacturing | Any | Process Refrig System Optimization | 0.41612 | 1.1137 | -955.7269 | 0.38785 | 0.37829 | 2817.2169
Industrial | Stone/Clay/Glass/Concrete | Any | Process Refrig Controls | 0.56923 | 1.4351 | -1080.4455 | 0.21543 | 0.21012 | 1564.8125
Industrial | Textiles and Leather | Any | Process Heat System Optimization | 0.033095 | 0.94644 | -2149.9088 | 0.15186 | 0.14811 | 1103.0325
Industrial | Stone/Clay/Glass/Concrete | Any | Process Heat Improved Controls | 0.55823 | 1.4352 | -2364.2694 | 0.43959 | 0.42875 | 3192.9909
Industrial | Electrical and Electronic Equip. | Any | Process Heat Improved Controls | 0.55823 | 1.4352 | -2430.3341 | 0.45187 | 0.44073 | 3282.2126
Industrial | Construction | Any | Process Heat Improved Controls | 0.52018 | 1.4352 | -2807.7544 | 0.41626 | 0.406 | 3023.5854
Industrial | Transportation Equipment | Any | Process Refrig Controls | 0.56929 | 1.4352 | -3150.5014 | 0.62818 | 0.61269 | 4562.8806
Industrial | Electrical and Electronic Equip. | Any | Process Refrig Controls | 0.56927 | 1.4352 | -3839.8853 | 0.76564 | 0.74676 | 5561.3173
Industrial | Primary Resources Industries | Any | Process Refrig Controls | 0.56929 | 1.4352 | -5956.6253 | 1.1877 | 1.1584 | 8626.9982
Industrial | Agriculture and Assembly | Any | Process Heat System Optimization | 0.020238 | 0.94645 | -6633.9218 | 0.27983 | 0.27293 | 2032.5999
Industrial | Chemicals and Plastics | Any | Process Heat System Optimization | 0.095347 | 0.94645 | -8379.6294 | 1.9291 | 1.8815 | 14012.1487
Industrial | Primary Resources Industries | Any | Process Heat System Optimization | 0.20199 | 0.94645 | -10240.9826 | 6.4436 | 6.2847 | 46803.9523
Industrial | Primary Resources Industries | Any | Process Heat Improved Controls | 0.55822 | 1.4352 | -20875.0566 | 3.8813 | 3.7856 | 28192.1619
Industrial | Metal Products and Machinery | Any | HVAC Recommissioning | 0.27943 | 1.2751 | -210534.947 | 14.4913 | 14.1397 | 101726.2981

## TRC
Measure Permutations Failing 2-Year Payback
TRC
Customer Class | Segment | Vintage | Measure Name | TRC | RIM | PCT | Summer (MW) | Winter (MW) | Energy (GWh)
Residential | Single Family | Turnover | LED - 9W Flood | 0.98882 | 0.74711 | 11.2682 | 0.00097708 | 0.0010259 | 11.1081
Residential | Multi-Family | Turnover | LED - 9W Flood | 0.98882 | 0.74711 | 11.2682 | 0.00097708 | 0.0010259 | 11.1081
Residential | Manufactured Home | Turnover | LED - 9W Flood | 0.98882 | 0.74711 | 11.2682 | 0.00097708 | 0.0010259 | 11.1081
Residential | Single Family | New | LED - 9W Flood | 0.98882 | 0.74711 | 11.2682 | 0.00097708 | 0.0010259 | 11.1081
Residential | Multi-Family | New | LED - 9W Flood | 0.98882 | 0.74711 | 11.2682 | 0.00097708 | 0.0010259 | 11.1081
Residential | Manufactured Home | New | LED - 9W Flood | 0.98882 | 0.74711 | 11.2682 | 0.00097708 | 0.0010259 | 11.1081
Residential | Single Family | Turnover | High Efficiency Induction Cooktop | 0.85919 | 0.97417 | 259.032 | 0.12662 | 0.03038 | 533.952
Residential | Multi-Family | Turnover | High Efficiency Induction Cooktop | 0.85919 | 0.97417 | 259.032 | 0.12662 | 0.03038 | 533.952
Residential | Manufactured Home | Turnover | High Efficiency Induction Cooktop | 0.85919 | 0.97417 | 259.032 | 0.12662 | 0.03038 | 533.952
Residential | Single Family | New | High Efficiency Induction Cooktop | 0.85919 | 0.97417 | 259.032 | 0.12662 | 0.03038 | 533.952
Residential | Multi-Family | New | High Efficiency Induction Cooktop | 0.85919 | 0.97417 | 259.032 | 0.12662 | 0.03038 | 533.952
Residential | Manufactured Home | New | High Efficiency Induction Cooktop | 0.85919 | 0.97417 | 259.032 | 0.12662 | 0.03038 | 533.952
Residential | Single Family | Turnover | CFL-13W | 0.85125 | 0.71563 | 3.631 | 0.00046528 | 0.00048851 | 5.2896
Residential | Multi-Family | Turnover | CFL-13W | 0.85125 | 0.71563 | 3.631 | 0.00046528 | 0.00048851 | 5.2896
Residential | Manufactured Home | Turnover | CFL-13W | 0.85125 | 0.71563 | 3.631 | 0.00046528 | 0.00048851 | 5.2896
Residential | Single Family | New | CFL-13W | 0.85125 | 0.71563 | 3.631 | 0.00046528 | 0.00048851 | 5.2896
Residential | Multi-Family | New | CFL-13W | 0.85125 | 0.71563 | 3.631 | 0.00046528 | 0.00048851 | 5.2896
Residential | Manufactured Home | New | CFL-13W | 0.85125 | 0.71563 | 3.631 | 0.00046528 | 0.00048851 | 5.2896
Residential | Single Family | Existing | Thermostatic Shower Restriction Valve | 0.84927 | 0.82446 | 58.8158 | 0.0074274 | 0.015988 | 82.4616
Residential | Single Family | New | Thermostatic Shower Restriction Valve | 0.84927 | 0.82446 | 58.8158 | 0.0074274 | 0.015988 | 82.4616
Residential | Single Family | Turnover | 21 SEER ASHP from base electric resistance heating | 0.72389 | 0.94947 | 3312.7249 | 0.54544 | 2.0512 | 7464.4458
Residential | Manufactured Home | Turnover | 21 SEER ASHP from base electric resistance heating | 0.72389 | 0.94947 | 3312.7249 | 0.54544 | 2.0512 | 7464.4458
Residential | Single Family | New | 21 SEER ASHP from base electric resistance heating | 0.72389 | 0.94947 | 3312.7249 | 0.54544 | 2.0512 | 7464.4458
Residential | Manufactured Home | New | 21 SEER ASHP from base electric resistance heating | 0.72389 | 0.94947 | 3312.7249 | 0.54544 | 2.0512 | 7464.4458
Residential | Multi-Family | Existing | Thermostatic Shower Restriction Valve | 0.66921 | 0.82648 | 22.2694 | 0.0058384 | 0.012568 | 64.8203
Residential | Multi-Family | New | Thermostatic Shower Restriction Valve | 0.66921 | 0.82648 | 22.2694 | 0.0058384 | 0.012568 | 64.8203
Residential | Manufactured Home | Existing | Thermostatic Shower Restriction Valve | 0.6617 | 0.82376 | 21.1989 | 0.0057919 | 0.012468 | 64.3035
Residential | Manufactured Home | New | Thermostatic Shower Restriction Valve | 0.6617 | 0.82376 | 21.1989 | 0.0057919 | 0.012468 | 64.3035
Residential | Single Family | Existing | Smart Power Strip | 0.60753 | 0.69463 | 9.5486 | 0.0059262 | 0.0046242 | 53.801
Residential | Multi-Family | Existing | Smart Power Strip | 0.60753 | 0.69463 | 9.5486 | 0.0059262 | 0.0046242 | 53.801
Residential | Manufactured Home | Existing | Smart Power Strip | 0.60753 | 0.69463 | 9.5486 | 0.0059262 | 0.0046242 | 53.801
Residential | Single Family | New | Smart Power Strip | 0.60753 | 0.69463 | 9.5486 | 0.0059262 | 0.0046242 | 53.801
Residential | Multi-Family | New | Smart Power Strip | 0.60753 | 0.69463 | 9.5486 | 0.0059262 | 0.0046242 | 53.801
Residential | Manufactured Home | New | Smart Power Strip | 0.60753 | 0.69463 | 9.5486 | 0.0059262 | 0.0046242 | 53.801
Residential | Single Family | Turnover | CFL - 15W Flood | 0.26134 | 0.72494 | -6.9499 | 0.00041875 | 0.00043966 | 4.7606
Residential | Multi-Family | Turnover | CFL - 15W Flood | 0.26134 | 0.72494 | -6.9499 | 0.00041875 | 0.00043966 | 4.7606
Residential | Manufactured Home | Turnover | CFL - 15W Flood | 0.26134 | 0.72494 | -6.9499 | 0.00041875 | 0.00043966 | 4.7606
Residential | Single Family | New | CFL - 15W Flood | 0.26134 | 0.72494 | -6.9499 | 0.00041875 | 0.00043966 | 4.7606
Residential | Multi-Family | New | CFL - 15W Flood | 0.26134 | 0.72494 | -6.9499 | 0.00041875 | 0.00043966 | 4.7606
Residential | Manufactured Home | New | CFL - 15W Flood | 0.26134 | 0.72494 | -6.9499 | 0.00041875 | 0.00043966 | 4.7606
Residential | Manufactured Home | Existing | Air Sealing-Infiltration Control | 0.82477 | 1.2518 | -22.4366 | 0.13851 | 0.31897 | 582.57
Residential | Manufactured Home | Existing | Home Energy Management System | 0.57578 | 0.87367 | -29.3984 | 0.11854 | 0.064389 | 774.5016
Residential | Manufactured Home | New | Home Energy Management System | 0.57727 | 0.87592 | -29.3984 | 0.11803 | 0.074515 | 774.5016
Residential | Single Family | Turnover | Energy Star Bathroom Ventilating Fan | 0.12962 | 0.70977 | -33.0188 | 0.00020675 | 0.00082699 | 5.9063
Residential | Multi-Family | Turnover | Energy Star Bathroom Ventilating Fan | 0.12962 | 0.70977 | -33.0188 | 0.00020675 | 0.00082699 | 5.9063
Residential | Manufactured Home | Turnover | Energy Star Bathroom Ventilating Fan | 0.12962 | 0.70977 | -33.0188 | 0.00020675 | 0.00082699 | 5.9063
Residential | Single Family | New | Energy Star Bathroom Ventilating Fan | 0.12962 | 0.70977 | -33.0188 | 0.00020675 | 0.00082699 | 5.9063
Residential | Multi-Family | New | Energy Star Bathroom Ventilating Fan | 0.12962 | 0.70977 | -33.0188 | 0.00020675 | 0.00082699 | 5.9063
Residential | Manufactured Home | New | Energy Star Bathroom Ventilating Fan | 0.12962 | 0.70977 | -33.0188 | 0.00020675 | 0.00082699 | 5.9063
Residential | Single Family | Turnover | Energy Star Personal Computer | 0.32477 | 0.71958 | -39.4905 | 0.018954 | 0.0040635 | 119.5512
Residential | Multi-Family | Turnover | Energy Star Personal Computer | 0.32477 | 0.71958 | -39.4905 | 0.018954 | 0.0040635 | 119.5512
Residential | Manufactured Home | Turnover | Energy Star Personal Computer | 0.32477 | 0.71958 | -39.4905 | 0.018954 | 0.0040635 | 119.5512
Residential | Single Family | New | Energy Star Personal Computer | 0.32477 | 0.71958 | -39.4905 | 0.018954 | 0.0040635 | 119.5512
Residential | Multi-Family | New | Energy Star Personal Computer | 0.32477 | 0.71958 | -39.4905 | 0.018954 | 0.0040635 | 119.5512
Residential | Manufactured Home | New | Energy Star Personal Computer | 0.32477 | 0.71958 | -39.4905 | 0.018954 | 0.0040635 | 119.5512
Residential | Single Family | Turnover | Energy Star Refrigerator | 0.46181 | 0.83724 | -72.6242 | 0.013935 | 0.0046429 | 133.5
Residential | Multi-Family | Turnover | Energy Star Refrigerator | 0.46181 | 0.83724 | -72.6242 | 0.013935 | 0.0046429 | 133.5
Residential | Manufactured Home | Turnover | Energy Star Refrigerator | 0.46181 | 0.83724 | -72.6242 | 0.013935 | 0.0046429 | 133.5
Residential | Single Family | New | Energy Star Refrigerator | 0.46181 | 0.83724 | -72.6242 | 0.013935 | 0.0046429 | 133.5
Residential | Multi-Family | New | Energy Star Refrigerator | 0.46181 | 0.83724 | -72.6242 | 0.013935 | 0.0046429 | 133.5
Residential | Manufactured Home | New | Energy Star Refrigerator | 0.46181 | 0.83724 | -72.6242 | 0.013935 | 0.0046429 | 133.5
Residential | Single Family | Existing | Exterior Lighting Controls | 0.24204 | 0.5948 | -77.8311 | 0 | 0 | 56.94
Residential | Multi-Family | Existing | Exterior Lighting Controls | 0.24204 | 0.5948 | -77.8311 | 0 | 0 | 56.94
Residential | Manufactured Home | Existing | Exterior Lighting Controls | 0.24204 | 0.5948 | -77.8311 | 0 | 0 | 56.94
Residential | Single Family | New | Exterior Lighting Controls | 0.24204 | 0.5948 | -77.8311 | 0 | 0 | 56.94
Residential | Multi-Family | New | Exterior Lighting Controls | 0.24204 | 0.5948 | -77.8311 | 0 | 0 | 56.94
Residential | Manufactured Home | New | Exterior Lighting Controls | 0.24204 | 0.5948 | -77.8311 | 0 | 0 | 56.94
Residential | Single Family | Turnover | Energy Star Ceiling Fan | 0.22994 | 0.74106 | -85.8093 | 0 | 2.4186e-06 | 21.4818
Residential | Multi-Family | Turnover | Energy Star Ceiling Fan | 0.22994 | 0.74106 | -85.8093 | 0 | 2.4186e-06 | 21.4818
Residential | Manufactured Home | Turnover | Energy Star Ceiling Fan | 0.22994 | 0.74106 | -85.8093 | 0 | 2.4186e-06 | 21.4818
Residential | Single Family | New | Energy Star Ceiling Fan | 0.22996 | 0.7411 | -85.8093 | 0 | 4.4863e-06 | 21.4818
Residential | Multi-Family | New | Energy Star Ceiling Fan | 0.22996 | 0.7411 | -85.8093 | 0 | 4.4863e-06 | 21.4818
Residential | Manufactured Home | New | Energy Star Ceiling Fan | 0.22996 | 0.7411 | -85.8093 | 0 | 4.4863e-06 | 21.4818
Residential | Multi-Family | New | Smart Thermostat | 1.0772 | 2.0175 | -100.2514 | 0.15516 | 0 | 172.12
Residential | Single Family | Existing | Heat Trap | 0.33895 | 0.82607 | -171.4224 | 0.011535 | 0.02483 | 128.0645
Residential | Single Family | New | Heat Trap | 0.33895 | 0.82607 | -171.4224 | 0.011535 | 0.02483 | 128.0645
Residential | Single Family | Existing | Interior Lighting Controls | 0.1341 | 0.79139 | -178.8901 | 0.0049193 | 0.0037144 | 36.2714
Residential | Multi-Family | Existing | Interior Lighting Controls | 0.1341 | 0.79139 | -178.8901 | 0.0049193 | 0.0037144 | 36.2714
Residential | Manufactured Home | Existing | Interior Lighting Controls | 0.1341 | 0.79139 | -178.8901 | 0.0049193 | 0.0037144 | 36.2714
Residential | Single Family | New | Interior Lighting Controls | 0.1341 | 0.79139 | -178.8901 | 0.0049193 | 0.0037144 | 36.2714
Residential | Multi-Family | New | Interior Lighting Controls | 0.1341 | 0.79139 | -178.8901 | 0.0049193 | 0.0037144 | 36.2714
Residential | Manufactured Home | New | Interior Lighting Controls | 0.1341 | 0.79139 | -178.8901 | 0.0049193 | 0.0037144 | 36.2714
Residential | Single Family | Turnover | Energy Star Freezer | 0.25065 | 0.83974 | -186.6403 | 0.0085251 | 0.0058997 | 65.6
Residential | Multi-Family | Turnover | Energy Star Freezer | 0.25065 | 0.83974 | -186.6403 | 0.0085251 | 0.0058997 | 65.6
Residential | Manufactured Home | Turnover | Energy Star Freezer | 0.25065 | 0.83974 | -186.6403 | 0.0085251 | 0.0058997 | 65.6
Residential | Single Family | New | Energy Star Freezer | 0.25065 | 0.83974 | -186.6403 | 0.0085251 | 0.0058997 | 65.6
Residential | Multi-Family | New | Energy Star Freezer | 0.25065 | 0.83974 | -186.6403 | 0.0085251 | 0.0058997 | 65.6
Residential | Manufactured Home | New | Energy Star Freezer | 0.25065 | 0.83974 | -186.6403 | 0.0085251 | 0.0058997 | 65.6
Residential | Single Family | Existing | Home Energy Management System | 0.51826 | 0.87344 | -205.8568 | 0.10672 | 0.057972 | 697.3117
Residential | Single Family | New | Home Energy Management System | 0.51972 | 0.8759 | -205.8568 | 0.10627 | 0.067088 | 697.3117
Residential | Multi-Family | Existing | Heat Trap | 0.26604 | 0.82485 | -228.1797 | 0.0090672 | 0.019518 | 100.6672
Residential | Multi-Family | New | Heat Trap | 0.26604 | 0.82485 | -228.1797 | 0.0090672 | 0.019518 | 100.6672
Residential | Manufactured Home | Existing | Heat Trap | 0.26422 | 0.82577 | -229.8422 | 0.0089949 | 0.019362 | 99.8647
Residential | Manufactured Home | New | Heat Trap | 0.26422 | 0.82577 | -229.8422 | 0.0089949 | 0.019362 | 99.8647
Residential | Single Family | Existing | Water Heater Blanket | 0.30971 | 0.7737 | -263.3428 | 0.023774 | 0.051176 | 263.9459
Residential | Multi-Family | Existing | Water Heater Blanket | 0.30971 | 0.7737 | -263.3428 | 0.023774 | 0.051176 | 263.9459
Residential | Manufactured Home | Existing | Water Heater Blanket | 0.30971 | 0.7737 | -263.3428 | 0.023774 | 0.051176 | 263.9459
Residential | Single Family | New | Water Heater Blanket | 0.29615 | 0.77336 | -279.1651 | 0.022742 | 0.048955 | 252.4943
Residential | Multi-Family | New | Water Heater Blanket | 0.29615 | 0.77336 | -279.1651 | 0.022742 | 0.048955 | 252.4943
Residential | Manufactured Home | New | Water Heater Blanket | 0.29615 | 0.77336 | -279.1651 | 0.022742 | 0.048955 | 252.4943
Residential | Single Family | Existing | Heat Pump Tune Up | 0.093135 | 0.8474 | -288.7308 | 0.11566 | 0.12779 | 330.8595
Residential | Multi-Family | Existing | Ceiling Insulation(R12 to R38) | 0.83073 | 1.5081 | -289.2191 | 0.17642 | 0.24653 | 522
Residential | Multi-Family | New | Ceiling Insulation(R12 to R38) | 0.83073 | 1.5081 | -289.2191 | 0.17642 | 0.24653 | 522
Residential | Manufactured Home | Existing | Heat Pump Tune Up | 0.10093 | 0.93879 | -289.8957 | 0.076952 | 0.17721 | 323.65
Residential | Single Family | Turnover | Energy Star TV | 0.073525 | 0.8528 | -305.6416 | 0.0076643 | 0.0045849 | 38.325
Residential | Multi-Family | Turnover | Energy Star TV | 0.073525 | 0.8528 | -305.6416 | 0.0076643 | 0.0045849 | 38.325
Residential | Manufactured Home | Turnover | Energy Star TV | 0.073525 | 0.8528 | -305.6416 | 0.0076643 | 0.0045849 | 38.325
Residential | Single Family | New | Energy Star TV | 0.073525 | 0.8528 | -305.6416 | 0.0076643 | 0.0045849 | 38.325
Residential | Multi-Family | New | Energy Star TV | 0.073525 | 0.8528 | -305.6416 | 0.0076643 | 0.0045849 | 38.325
Residential | Manufactured Home | New | Energy Star TV | 0.073525 | 0.8528 | -305.6416 | 0.0076643 | 0.0045849 | 38.325
Residential | Multi-Family | Existing | Heat Pump Tune Up | 0.065776 | 0.92033 | -307.4261 | 0.056024 | 0.11078 | 215.15
Residential | Single Family | Existing | Central AC Tune Up | 0.064302 | 1.0332 | -311.9175 | 0.11566 | 0 | 187.352
Residential | Manufactured Home | Existing | Central AC Tune Up | 0.042781 | 1.0332 | -322.0483 | 0.076952 | 0 | 124.65
Residential | Multi-Family | Existing | Central AC Tune Up | 0.031147 | 1.0332 | -327.5255 | 0.056024 | 0 | 90.75
Residential | Single Family | New | Central AC Tune Up | 0 | #DIV/0! | -342.1881 | 0 | 0 | 0
Residential | Multi-Family | New | Central AC Tune Up | 0 | #DIV/0! | -342.1881 | 0 | 0 | 0
Residential | Manufactured Home | New | Central AC Tune Up | 0 | #DIV/0! | -342.1881 | 0 | 0 | 0
Residential | Single Family | New | Heat Pump Tune Up | 0 | #DIV/0! | -342.1881 | 0 | 0 | 0
Residential | Multi-Family | New | Heat Pump Tune Up | 0 | #DIV/0! | -342.1881 | 0 | 0 | 0
Residential | Manufactured Home | New | Heat Pump Tune Up | 0 | #DIV/0! | -342.1881 | 0 | 0 | 0
Residential | Manufactured Home | Existing | Water Heater Timeclock | 0.12048 | 0.55374 | -366.8754 | 0 | 0 | 122.45
Residential | Manufactured Home | New | Water Heater Timeclock | 0.12048 | 0.55374 | -366.8754 | 0 | 0 | 122.45
Residential | Single Family | Existing | Programmable Thermostat | 0.4498 | 1.6887 | -394.2841 | 0.078623 | 0 | 113.8157
Residential | Multi-Family | Existing | Air Sealing-Infiltration Control | 0.58049 | 1.2563 | -398.3465 | 0.10084 | 0.1994 | 387.27
Residential | Manufactured Home | Existing | Programmable Thermostat | 0.44013 | 1.6892 | -399.9537 | 0.07691 | 0 | 111.3356
Residential | Single Family | Existing | Water Heater Timeclock | 0.094994 | 0.55374 | -402.6606 | 0 | 0 | 96.55
Residential | Single Family | New | Water Heater Timeclock | 0.094994 | 0.55374 | -402.6606 | 0 | 0 | 96.55
Residential | Single Family | Existing | Smart Thermostat | 0.66802 | 1.6886 | -419.6879 | 0.18285 | 0 | 264.6876
Residential | Multi-Family | Existing | Water Heater Timeclock | 0.081367 | 0.55374 | -421.7967 | 0 | 0 | 82.7
Residential | Multi-Family | New | Water Heater Timeclock | 0.081367 | 0.55374 | -421.7967 | 0 | 0 | 82.7
Residential | Manufactured Home | Existing | Smart Thermostat | 0.65364 | 1.6891 | -432.8728 | 0.17886 | 0 | 258.92
Residential | Single Family | Existing | Energy Star Door | 0.48375 | 1.3389 | -433.1695 | 0.019521 | 0.079089 | 136.1115
Residential | Multi-Family | Existing | Energy Star Door | 0.48375 | 1.3389 | -433.1695 | 0.019521 | 0.079089 | 136.1115
Residential | Manufactured Home | Existing | Energy Star Door | 0.48375 | 1.3389 | -433.1695 | 0.019521 | 0.079089 | 136.1115
Residential | Single Family | Turnover | Energy Star Audio-Video Equipment | 0.051512 | 0.53212 | -434.2383 | 0 | 0 | 80.2955
Residential | Multi-Family | Turnover | Energy Star Audio-Video Equipment | 0.051512 | 0.53212 | -434.2383 | 0 | 0 | 80.2955
Residential | Manufactured Home | Turnover | Energy Star Audio-Video Equipment | 0.051512 | 0.53212 | -434.2383 | 0 | 0 | 80.2955
Residential | Single Family | New | Energy Star Audio-Video Equipment | 0.051512 | 0.53212 | -434.2383 | 0 | 0 | 80.2955
Residential | Multi-Family | New | Energy Star Audio-Video Equipment | 0.051512 | 0.53212 | -434.2383 | 0 | 0 | 80.2955
Residential | Manufactured Home | New | Energy Star Audio-Video Equipment | 0.051512 | 0.53212 | -434.2383 | 0 | 0 | 80.2955
Residential | Manufactured Home | Existing | Ceiling Insulation(R12 to R38) | 0.78016 | 1.508 | -454.3776 | 0.1748 | 0.24426 | 517.2
Residential | Manufactured Home | New | Ceiling Insulation(R12 to R38) | 0.78016 | 1.508 | -454.3776 | 0.1748 | 0.24426 | 517.2
Residential | Single Family | New | Energy Star Windows | 0.37325 | 0.92165 | -465.9798 | 0 | 0.039997 | 197.5438
Residential | Multi-Family | New | Energy Star Windows | 0.37325 | 0.92165 | -465.9798 | 0 | 0.039997 | 197.5438
Residential | Manufactured Home | New | Energy Star Windows | 0.37325 | 0.92165 | -465.9798 | 0 | 0.039997 | 197.5438
Residential | Multi-Family | Existing | Programmable Thermostat | 0.29251 | 1.6888 | -485.2775 | 0.051127 | 0 | 74.0116
Residential | Single Family | Turnover | 15 SEER Air Source Heat Pump | 0.52565 | 1.1896 | -570.6055 | 0.1045 | 0.11103 | 393.6521
Residential | Manufactured Home | Turnover | 15 SEER Air Source Heat Pump | 0.52565 | 1.1896 | -570.6055 | 0.1045 | 0.11103 | 393.6521
Residential | Single Family | New | 15 SEER Air Source Heat Pump | 0.52565 | 1.1896 | -570.6055 | 0.1045 | 0.11103 | 393.6521
Residential | Manufactured Home | New | 15 SEER Air Source Heat Pump | 0.52565 | 1.1896 | -570.6055 | 0.1045 | 0.11103 | 393.6521
Residential | Single Family | Turnover | Energy Star Clothes Dryer | 0.21195 | 0.883 | -597.6198 | 0.022953 | 0.013331 | 145.9522
Residential | Multi-Family | Turnover | Energy Star Clothes Dryer | 0.21195 | 0.883 | -597.6198 | 0.022953 | 0.013331 | 145.9522
Residential | Manufactured Home | Turnover | Energy Star Clothes Dryer | 0.21195 | 0.883 | -597.6198 | 0.022953 | 0.013331 | 145.9522
Residential | Single Family | New | Energy Star Clothes Dryer | 0.21195 | 0.883 | -597.6198 | 0.022953 | 0.013331 | 145.9522
Residential | Multi-Family | New | Energy Star Clothes Dryer | 0.21195 | 0.883 | -597.6198 | 0.022953 | 0.013331 | 145.9522
Residential | Manufactured Home | New | Energy Star Clothes Dryer | 0.21195 | 0.883 | -597.6198 | 0.022953 | 0.013331 | 145.9522
Residential | Single Family | Turnover | 15 SEER Central AC | 0.61484 | 1.6753 | -606.0573 | 0.15798 | 0 | 255.9017
Residential | Manufactured Home | Turnover | 15 SEER Central AC | 0.61484 | 1.6753 | -606.0573 | 0.15798 | 0 | 255.9017
Residential | Single Family | New | 15 SEER Central AC | 0.61484 | 1.6753 | -606.0573 | 0.15798 | 0 | 255.9017
Residential | Manufactured Home | New | 15 SEER Central AC | 0.61484 | 1.6753 | -606.0573 | 0.15798 | 0 | 255.9017
Residential | Single Family | New | Energy Star Door | 0.34362 | 1.3401 | -609.2901 | 0.013854 | 0.056128 | 96.5953
Residential | Multi-Family | New | Energy Star Door | 0.34362 | 1.3401 | -609.2901 | 0.013854 | 0.056128 | 96.5953
Residential | Manufactured Home | New | Energy Star Door | 0.34362 | 1.3401 | -609.2901 | 0.013854 | 0.056128 | 96.5953
Residential | Multi-Family | Existing | Smart Thermostat | 0.4346 | 1.6894 | -631.3004 | 0.1189 | 0 | 172.12
Residential | Multi-Family | Existing | Home Energy Management System | 0.37339 | 0.87337 | -651.3674 | 0.076897 | 0.04177 | 502.428
Residential | Multi-Family | New | Home Energy Management System | 0.37458 | 0.87615 | -651.3674 | 0.076568 | 0.048338 | 502.428
Residential | Single Family | Existing | Storm Door | 0.35976 | 1.3699 | -708.792 | 0.019659 | 0.068006 | 117.0852
Residential | Multi-Family | Existing | Storm Door | 0.35976 | 1.3699 | -708.792 | 0.019659 | 0.068006 | 117.0852
Residential | Manufactured Home | Existing | Storm Door | 0.35976 | 1.3699 | -708.792 | 0.019659 | 0.068006 | 117.0852
Residential | Multi-Family | Turnover | 15 SEER Central AC | 0.45791 | 1.6748 | -720.6953 | 0.10532 | 0 | 170.6011
Residential | Multi-Family | New | 15 SEER Central AC | 0.45791 | 1.6748 | -720.6953 | 0.10532 | 0 | 170.6011
Residential | Single Family | Turnover | Heat Pump Water Heater | 0.45431 | 0.83712 | -739.3553 | 0.09812 | 0.36651 | 1459.2984
Residential | Single Family | New | Heat Pump Water Heater | 0.45431 | 0.83712 | -739.3553 | 0.09812 | 0.36651 | 1459.2984
Residential | Single Family | Existing | Ceiling Insulation(R19 to R38) | 0.66487 | 1.5259 | -799.9891 | 0.14644 | 0.20845 | 426
Residential | Single Family | New | Ceiling Insulation(R19 to R38) | 0.66487 | 1.5259 | -799.9891 | 0.14644 | 0.20845 | 426
Residential | Single Family | Existing | Air Sealing-Infiltration Control | 0.53707 | 1.2739 | -802.1611 | 0.20819 | 0.23002 | 595.5471
Residential | Multi-Family | Turnover | 15 SEER Air Source Heat Pump | 0.3717 | 1.1899 | -870.3495 | 0.069666 | 0.074019 | 262.4347
Residential | Multi-Family | New | 15 SEER Air Source Heat Pump | 0.3717 | 1.1899 | -870.3495 | 0.069666 | 0.074019 | 262.4347
Residential | Single Family | New | Storm Door | 0.23845 | 1.3705 | -884.9127 | 0.013024 | 0.045054 | 77.5689
Residential | Multi-Family | New | Storm Door | 0.23845 | 1.3705 | -884.9127 | 0.013024 | 0.045054 | 77.5689
Residential | Manufactured Home | New | Storm Door | 0.23845 | 1.3705 | -884.9127 | 0.013024 | 0.045054 | 77.5689
Residential | Manufactured Home | Existing | Wall Insulation | 0.70246 | 1.3975 | -888.5462 | 0.10063 | 0.61978 | 859
Residential | Single Family | Existing | HVAC ECM Motor | 0.099642 | 1.1193 | -926.7509 | 0.0082352 | 0.016593 | 48.0178
Residential | Multi-Family | Existing | HVAC ECM Motor | 0.099642 | 1.1193 | -926.7509 | 0.0082352 | 0.016593 | 48.0178
Residential | Manufactured Home | Existing | HVAC ECM Motor | 0.099642 | 1.1193 | -926.7509 | 0.0082352 | 0.016593 | 48.0178
Residential | Single Family | New | HVAC ECM Motor | 0.099642 | 1.1193 | -926.7509 | 0.0082352 | 0.016593 | 48.0178
Residential | Multi-Family | New | HVAC ECM Motor | 0.099642 | 1.1193 | -926.7509 | 0.0082352 | 0.016593 | 48.0178
Residential | Manufactured Home | New | HVAC ECM Motor | 0.099642 | 1.1193 | -926.7509 | 0.0082352 | 0.016593 | 48.0178
Residential | Single Family | New | Duct Repair | 0 | #DIV/0! | -1028.5123 | 0 | 0 | 0
Residential | Multi-Family | New | Duct Repair | 0 | #DIV/0! | -1028.5123 | 0 | 0 | 0
Residential | Manufactured Home | New | Duct Repair | 0 | #DIV/0! | -1028.5123 | 0 | 0 | 0
Residential | Multi-Family | Existing | Ceiling Insulation(R19 to R38) | 0.49807 | 1.5263 | -1060.4468 | 0.091093 | 0.12967 | 265
Residential | Multi-Family | New | Ceiling Insulation(R19 to R38) | 0.49807 | 1.5263 | -1060.4468 | 0.091093 | 0.12967 | 265
Residential | Manufactured Home | Existing | Ceiling Insulation(R19 to R38) | 0.45312 | 1.5259 | -1230.8441 | 0.087453 | 0.12449 | 254.41
Residential | Manufactured Home | New | Ceiling Insulation(R19 to R38) | 0.45312 | 1.5259 | -1230.8441 | 0.087453 | 0.12449 | 254.41
Residential | Single Family | Turnover | 16 SEER Central AC | 0.58909 | 1.6752 | -1249.9612 | 0.29621 | 0 | 479.8157
Residential | Manufactured Home | Turnover | 16 SEER Central AC | 0.58909 | 1.6752 | -1249.9612 | 0.29621 | 0 | 479.8157
Residential | Single Family | New | 16 SEER Central AC | 0.58909 | 1.6752 | -1249.9612 | 0.29621 | 0 | 479.8157
Residential | Manufactured Home | New | 16 SEER Central AC | 0.58909 | 1.6752 | -1249.9612 | 0.29621 | 0 | 479.8157
Residential | Multi-Family | New | Air Sealing-Infiltration Control | 0 | #DIV/0! | -1283.6581 | 0 | 0 | 0
Residential | Multi-Family | Existing | Ceiling Insulation(R30 to R38) | 0.19197 | 1.5333 | -1319.2327 | 0.025689 | 0.03755 | 75
Residential | Multi-Family | New | Ceiling Insulation(R30 to R38) | 0.19197 | 1.5333 | -1319.2327 | 0.025689 | 0.03755 | 75
Residential | Manufactured Home | New | Air Sealing-Infiltration Control | 0 | #DIV/0! | -1354.2103 | 0 | 0 | 0
Residential | Multi-Family | Turnover | Heat Pump Water Heater | 0.35714 | 0.83716 | -1386.1053 | 0.077129 | 0.2881 | 1147.105
Residential | Multi-Family | New | Heat Pump Water Heater | 0.35714 | 0.83716 | -1386.1053 | 0.077129 | 0.2881 | 1147.105
Residential | Manufactured Home | Turnover | Heat Pump Water Heater | 0.3543 | 0.83719 | -1405.0497 | 0.076514 | 0.2858 | 1137.9603
Residential | Manufactured Home | New | Heat Pump Water Heater | 0.3543 | 0.83719 | -1405.0497 | 0.076514 | 0.2858 | 1137.9603
Residential | Manufactured Home | Existing | Ceiling Insulation(R30 to R38) | 0.17377 | 1.5316 | -1424.8199 | 0.024558 | 0.035898 | 71.7
Residential | Manufactured Home | New | Ceiling Insulation(R30 to R38) | 0.17377 | 1.5316 | -1424.8199 | 0.024558 | 0.035898 | 71.7
Residential | Single Family | Existing | Ceiling Insulation(R30 to R38) | 0.26117 | 1.5313 | -1442.4923 | 0.042129 | 0.061582 | 123
Residential | Single Family | New | Ceiling Insulation(R30 to R38) | 0.26117 | 1.5313 | -1442.4923 | 0.042129 | 0.061582 | 123
Residential | Multi-Family | Turnover | 16 SEER Central AC | 0.43939 | 1.6755 | -1450.4148 | 0.19747 | 0 | 319.8771
Residential | Multi-Family | New | 16 SEER Central AC | 0.43939 | 1.6755 | -1450.4148 | 0.19747 | 0 | 319.8771
Residential | Single Family | Existing | Solar Attic Fan | 0.25618 | 1.2314 | -1463.9396 | 0.077312 | 0 | 224.8224
Residential | Single Family | New | Solar Attic Fan | 0.25618 | 1.2314 | -1463.9396 | 0.077312 | 0 | 224.8224
Residential | Multi-Family | Existing | ENERGY STAR Certified Home | 0.79613 | 1.4071 | -1527.5735 | 1.3343 | 0.40467 | 3624.3
Residential | Multi-Family | New | ENERGY STAR Certified Home | 0.79613 | 1.4071 | -1527.5735 | 1.3343 | 0.40467 | 3624.3
Residential | Manufactured Home | Existing | Radiant Barrier | 0.61014 | 1.5211 | -1569.4315 | 0.22259 | 0.31145 | 647.3
Residential | Manufactured Home | New | Radiant Barrier | 0.61014 | 1.5211 | -1569.4315 | 0.22259 | 0.31145 | 647.3
Residential | Manufactured Home | Existing | Solar Attic Fan | 0.17045 | 1.2315 | -1693.7227 | 0.051438 | 0 | 149.58
Residential | Manufactured Home | New | Solar Attic Fan | 0.17045 | 1.2315 | -1693.7227 | 0.051438 | 0 | 149.58
Residential | Multi-Family | Existing | Solar Attic Fan | 0.12406 | 1.2311 | -1817.9555 | 0.037449 | 0 | 108.9
Residential | Multi-Family | New | Solar Attic Fan | 0.12406 | 1.2311 | -1817.9555 | 0.037449 | 0 | 108.9
Residential | Single Family | Existing | Wall Insulation | 0.61089 | 1.4028 | -2094.1568 | 0.15001 | 0.77472 | 1113
Residential | Single Family | Existing | ENERGY STAR Certified Home | 0.81008 | 1.4071 | -2097.6369 | 2.2884 | 0.69402 | 6215.787
Residential | Single Family | New | ENERGY STAR Certified Home | 0.81008 | 1.4071 | -2097.6369 | 2.2884 | 0.69402 | 6215.787
Residential | Manufactured Home | New | Drain Water Heat Recovery | 0.18003 | 0.91548 | -2128.218 | 0.027132 | 0.058404 | 301.227
Residential | Single Family | New | Air Sealing-Infiltration Control | 0 | #DIV/0! | -2163.6009 | 0 | 0 | 0
Residential | Single Family | Turnover | High Efficiency Convection Oven | 0.059544 | 1.0406 | -2230.4609 | 0.020919 | 0.0068781 | 84.3
Residential | Multi-Family | Turnover | High Efficiency Convection Oven | 0.059544 | 1.0406 | -2230.4609 | 0.020919 | 0.0068781 | 84.3
Residential | Manufactured Home | Turnover | High Efficiency Convection Oven | 0.059544 | 1.0406 | -2230.4609 | 0.020919 | 0.0068781 | 84.3
Residential | Single Family | New | High Efficiency Convection Oven | 0.059544 | 1.0406 | -2230.4609 | 0.020919 | 0.0068781 | 84.3
Residential | Multi-Family | New | High Efficiency Convection Oven | 0.059544 | 1.0406 | -2230.4609 | 0.020919 | 0.0068781 | 84.3
Residential | Manufactured Home | New | High Efficiency Convection Oven | 0.059544 | 1.0406 | -2230.4609 | 0.020919 | 0.0068781 | 84.3
Residential | Multi-Family | Existing | Window Sun Protection | 0.11981 | 2.729 | -2281.3432 | 0.11514 | -0.052699 | 76.5518
Residential | Multi-Family | New | Window Sun Protection | 0.11981 | 2.729 | -2281.3432 | 0.11514 | -0.052699 | 76.5518
Residential | Single Family | New | Drain Water Heat Recovery | 0.14197 | 0.91557 | -2322.7945 | 0.021393 | 0.046051 | 237.513
Residential | Single Family | Existing | Radiant Barrier | 0.52555 | 1.5212 | -2337.5943 | 0.22755 | 0.31839 | 661.719
Residential | Single Family | New | Radiant Barrier | 0.52555 | 1.5212 | -2337.5943 | 0.22755 | 0.31839 | 661.719
Residential | Multi-Family | Existing | Radiant Barrier | 0.41825 | 1.5212 | -2401.9407 | 0.14797 | 0.20704 | 430.3
Residential | Multi-Family | New | Radiant Barrier | 0.41825 | 1.5212 | -2401.9407 | 0.14797 | 0.20704 | 430.3
Residential | Multi-Family | New | Drain Water Heat Recovery | 0.12154 | 0.91513 | -2426.844 | 0.018324 | 0.039445 | 203.442
Residential | Manufactured Home | Existing | Window Sun Protection | 0.090852 | 2.729 | -2447.1637 | 0.092115 | -0.042159 | 61.2414
Residential | Manufactured Home | New | Window Sun Protection | 0.090852 | 2.729 | -2447.1637 | 0.092115 | -0.042159 | 61.2414
Residential | Multi-Family | Turnover | 16 SEER Air Source Heat Pump | 0.3039 | 1.1896 | -2610.3763 | 0.14631 | 0.15545 | 551.1617
Residential | Multi-Family | New | 16 SEER Air Source Heat Pump | 0.3039 | 1.1896 | -2610.3763 | 0.14631 | 0.15545 | 551.1617
Residential | Single Family | Turnover | Heat Pump Clothes Dryer | 0.10127 | 0.89956 | -2640.9984 | 0.033979 | 0.019735 | 216.0685
Residential | Multi-Family | Turnover | Heat Pump Clothes Dryer | 0.10127 | 0.89956 | -2640.9984 | 0.033979 | 0.019735 | 216.0685
Residential | Manufactured Home | Turnover | Heat Pump Clothes Dryer | 0.10127 | 0.89956 | -2640.9984 | 0.033979 | 0.019735 | 216.0685
Residential | Single Family | New | Heat Pump Clothes Dryer | 0.10127 | 0.89956 | -2640.9984 | 0.033979 | 0.019735 | 216.0685
Residential | Multi-Family | New | Heat Pump Clothes Dryer | 0.10127 | 0.89956 | -2640.9984 | 0.033979 | 0.019735 | 216.0685
Residential | Manufactured Home | New | Heat Pump Clothes Dryer | 0.10127 | 0.89956 | -2640.9984 | 0.033979 | 0.019735 | 216.0685
Residential | Single Family | Turnover | 16 SEER Air Source Heat Pump | 0.37789 | 1.1898 | -2655.1694 | 0.21947 | 0.23318 | 826.7425
Residential | Manufactured Home | Turnover | 16 SEER Air Source Heat Pump | 0.37789 | 1.1898 | -2655.1694 | 0.21947 | 0.23318 | 826.7425
Residential | Single Family | New | 16 SEER Air Source Heat Pump | 0.37789 | 1.1898 | -2655.1694 | 0.21947 | 0.23318 | 826.7425
Residential | Manufactured Home | New | 16 SEER Air Source Heat Pump | 0.37789 | 1.1898 | -2655.1694 | 0.21947 | 0.23318 | 826.7425
Residential | Multi-Family | Existing | Wall Insulation | 0.32644 | 1.3891 | -2849.8643 | 0.034571 | 0.29831 | 391
Residential | Manufactured Home | Existing | Drain Water Heat Recovery | 0.14315 | 0.91548 | -2913.6274 | 0.027132 | 0.058404 | 301.227
Residential | Multi-Family | Turnover | 21 SEER ASHP from base electric resistance heating | 0.51815 | 0.94948 | -2949.0384 | 0.36362 | 1.3674 | 4976.2972
Residential | Multi-Family | New | 21 SEER ASHP from base electric resistance heating | 0.51815 | 0.94948 | -2949.0384 | 0.36362 | 1.3674 | 4976.2972
Residential | Single Family | Existing | Drain Water Heat Recovery | 0.11288 | 0.91557 | -3108.2038 | 0.021393 | 0.046051 | 237.513
Residential | Multi-Family | Existing | Drain Water Heat Recovery | 0.096643 | 0.91513 | -3212.2534 | 0.018324 | 0.039445 | 203.442
Residential | Single Family | Existing | Window Sun Protection | 0.085377 | 2.7316 | -3922.1887 | 0.13817 | -0.063238 | 91.8622
Residential | Single Family | New | Window Sun Protection | 0.085377 | 2.7316 | -3922.1887 | 0.13817 | -0.063238 | 91.8622
Residential | Single Family | Turnover | Solar Powered Pool Pumps | 0.51731 | 1.4306 | -3925.7416 | 1.1866 | 0 | 2183.33
Residential | Multi-Family | Turnover | Solar Powered Pool Pumps | 0.51731 | 1.4306 | -3925.7416 | 1.1866 | 0 | 2183.33
Residential | Manufactured Home | Turnover | Solar Powered Pool Pumps | 0.51731 | 1.4306 | -3925.7416 | 1.1866 | 0 | 2183.33
Residential | Single Family | New | Solar Powered Pool Pumps | 0.51731 | 1.4306 | -3925.7416 | 1.1866 | 0 | 2183.33
Residential | Multi-Family | New | Solar Powered Pool Pumps | 0.51731 | 1.4306 | -3925.7416 | 1.1866 | 0 | 2183.33
Residential | Manufactured Home | New | Solar Powered Pool Pumps | 0.51731 | 1.4306 | -3925.7416 | 1.1866 | 0 | 2183.33
Residential | Single Family | Existing | Spray Foam Insulation(Base R2) | 0.74528 | 1.5081 | -3932.9776 | 1.1778 | 1.6459 | 3485
Residential | Single Family | New | Spray Foam Insulation(Base R2) | 0.74528 | 1.5081 | -3932.9776 | 1.1778 | 1.6459 | 3485
Residential | Multi-Family | New | Variable Refrigerant Flow (VRF) HVAC Systems | 0.21536 | 0.78328 | -4289.2611 | 0.062348 | 0.12728 | 1139.0602
Residential | Multi-Family | Turnover | 17 SEER Air Source Heat Pump | 0.27832 | 1.1898 | -4403.9832 | 0.2144 | 0.22779 | 807.6477
Residential | Multi-Family | New | 17 SEER Air Source Heat Pump | 0.27832 | 1.1898 | -4403.9832 | 0.2144 | 0.22779 | 807.6477
Residential | Multi-Family | Existing | Duct Insulation | 0.049878 | 1.3413 | -4440.8392 | 0.022916 | 0.045313 | 88.0071
Residential | Multi-Family | Turnover | 17 SEER Central AC | 0.25724 | 1.6755 | -4474.0535 | 0.27879 | 0 | 451.5913
Residential | Multi-Family | New | 17 SEER Central AC | 0.25724 | 1.6755 | -4474.0535 | 0.27879 | 0 | 451.5913
Residential | Manufactured Home | Existing | Duct Insulation | 0.070857 | 1.3363 | -4564.1496 | 0.031477 | 0.072486 | 132.389
Residential | Multi-Family | New | Wall Insulation | 0 | #DIV/0! | -4592.5184 | 0 | 0 | 0
Residential | Multi-Family | New | Duct Insulation | 0 | #DIV/0! | -4709.6045 | 0 | 0 | 0
Residential | Single Family | Turnover | 17 SEER Air Source Heat Pump | 0.34082 | 1.1897 | -4715.3823 | 0.3216 | 0.34169 | 1211.4716
Residential | Manufactured Home | Turnover | 17 SEER Air Source Heat Pump | 0.34082 | 1.1897 | -4715.3823 | 0.3216 | 0.34169 | 1211.4716
Residential | Single Family | New | 17 SEER Air Source Heat Pump | 0.34082 | 1.1897 | -4715.3823 | 0.3216 | 0.34169 | 1211.4716
Residential | Manufactured Home | New | 17 SEER Air Source Heat Pump | 0.34082 | 1.1897 | -4715.3823 | 0.3216 | 0.34169 | 1211.4716
Residential | Manufactured Home | New | Wall Insulation | 0 | #DIV/0! | -4717.0369 | 0 | 0 | 0
Residential | Single Family | New | Variable Refrigerant Flow (VRF) HVAC Systems | 0.25125 | 0.78328 | -4858.7868 | 0.093523 | 0.19093 | 1708.5902
Residential | Manufactured Home | New | Variable Refrigerant Flow (VRF) HVAC Systems | 0.25125 | 0.78328 | -4858.7868 | 0.093523 | 0.19093 | 1708.5902
Residential | Manufactured Home | New | Duct Insulation | 0 | #DIV/0! | -4968.453 | 0 | 0 | 0
Residential | Single Family | Existing | Duct Insulation | 0.064707 | 1.3622 | -5256.5074 | 0.047311 | 0.052273 | 135.3381
Residential | Single Family | New | Duct Insulation | 0 | #DIV/0! | -5669.8169 | 0 | 0 | 0
Residential | Manufactured Home | Existing | Spray Foam Insulation(Base R2) | 0.59649 | 1.5081 | -6163.6549 | 0.82602 | 1.1543 | 2444.11
Residential | Manufactured Home | New | Spray Foam Insulation(Base R2) | 0.59649 | 1.5081 | -6163.6549 | 0.82602 | 1.1543 | 2444.11
Residential | Multi-Family | Existing | Spray Foam Insulation(Base R2) | 0.55509 | 1.5081 | -6559.1023 | 0.72865 | 1.0182 | 2156
Residential | Multi-Family | New | Spray Foam Insulation(Base R2) | 0.55509 | 1.5081 | -6559.1023 | 0.72865 | 1.0182 | 2156
Residential | Single Family | Turnover | 17 SEER Central AC | 0.25694 | 1.6753 | -6720.4303 | 0.41818 | 0 | 677.3869
Residential | Manufactured Home | Turnover | 17 SEER Central AC | 0.25694 | 1.6753 | -6720.4303 | 0.41818 | 0 | 677.3869
Residential | Single Family | New | 17 SEER Central AC | 0.25694 | 1.6753 | -6720.4303 | 0.41818 | 0 | 677.3869
Residential | Manufactured Home | New | 17 SEER Central AC | 0.25694 | 1.6753 | -6720.4303 | 0.41818 | 0 | 677.3869
Residential | Multi-Family | Existing | Floor Insulation | 0.012428 | 1.1654 | -6723.478 | 0 | 0.018456 | 30
Residential | Multi-Family | Turnover | Variable Refrigerant Flow (VRF) HVAC Systems | 0.15996 | 0.78328 | -6834.8851 | 0.062348 | 0.12728 | 1139.0602
Residential | Multi-Family | New | Floor Insulation | 0 | #DIV/0! | -6838.6816 | 0 | 0 | 0
Residential | Manufactured Home | Existing | Floor Insulation | 0.023213 | 1.1676 | -6987.981 | 0 | 0.036297 | 59
Residential | Single Family | Turnover | 18 SEER Air Source Heat Pump | 0.29142 | 1.1897 | -7032.7133 | 0.36822 | 0.39122 | 1387.0904
Residential | Manufactured Home | Turnover | 18 SEER Air Source Heat Pump | 0.29142 | 1.1897 | -7032.7133 | 0.36822 | 0.39122 | 1387.0904
Residential | Single Family | New | 18 SEER Air Source Heat Pump | 0.29142 | 1.1897 | -7032.7133 | 0.36822 | 0.39122 | 1387.0904
Residential | Manufactured Home | New | 18 SEER Air Source Heat Pump | 0.29142 | 1.1897 | -7032.7133 | 0.36822 | 0.39122 | 1387.0904
Residential | Single Family | New | Wall Insulation | 0 | #DIV/0! | -7054.7042 | 0 | 0 | 0
Residential | Manufactured Home | New | Floor Insulation | 0 | #DIV/0! | -7214.5481 | 0 | 0 | 0
Residential | Multi-Family | Turnover | 18 SEER Central AC | 0.20896 | 1.6754 | -7336.6832 | 0.35106 | 0 | 568.6705
Residential | Multi-Family | New | 18 SEER Central AC | 0.20896 | 1.6754 | -7336.6832 | 0.35106 | 0 | 568.6705
Residential | Multi-Family | Turnover | 18 SEER Air Source Heat Pump | 0.21417 | 1.1896 | -7397.5146 | 0.24548 | 0.26082 | 924.727
Residential | Multi-Family | New | 18 SEER Air Source Heat Pump | 0.21417 | 1.1896 | -7397.5146 | 0.24548 | 0.26082 | 924.727
Residential | Single Family | Turnover | Variable Refrigerant Flow (VRF) HVAC Systems | 0.19794 | 0.78328 | -7404.4108 | 0.093523 | 0.19093 | 1708.5902
Residential | Manufactured Home | Turnover | Variable Refrigerant Flow (VRF) HVAC Systems | 0.19794 | 0.78328 | -7404.4108 | 0.093523 | 0.19093 | 1708.5902
Residential | Single Family | Existing | Floor Insulation | 0.025159 | 1.1672 | -7952.9368 | 0 | 0.04491 | 73
Residential | Single Family | New | Floor Insulation | 0 | #DIV/0! | -8233.2655 | 0 | 0 | 0
Residential | Single Family | Turnover | Instantaneous Hot Water System | 0.034548 | 0.902 | -8365.9477 | -0.0032502 | 0.03864 | 140.2982
Residential | Single Family | New | Instantaneous Hot Water System | 0.034548 | 0.902 | -8365.9477 | -0.0032502 | 0.03864 | 140.2982
Residential | Multi-Family | Turnover | Instantaneous Hot Water System | 0.027177 | 0.90267 | -8481.2072 | -0.0025549 | 0.030373 | 110.2837
Residential | Multi-Family | New | Instantaneous Hot Water System | 0.027177 | 0.90267 | -8481.2072 | -0.0025549 | 0.030373 | 110.2837
Residential | Manufactured Home | Turnover | Instantaneous Hot Water System | 0.02697 | 0.90298 | -8484.5833 | -0.0025345 | 0.030131 | 109.4045
Residential | Manufactured Home | New | Instantaneous Hot Water System | 0.02697 | 0.90298 | -8484.5833 | -0.0025345 | 0.030131 | 109.4045
Residential | Single Family | Turnover | 18 SEER Central AC | 0.22814 | 1.6754 | -9860.5712 | 0.5266 | 0 | 853.0057
Residential | Manufactured Home | Turnover | 18 SEER Central AC | 0.22814 | 1.6754 | -9860.5712 | 0.5266 | 0 | 853.0057
Residential | Single Family | New | 18 SEER Central AC | 0.22814 | 1.6754 | -9860.5712 | 0.5266 | 0 | 853.0057
Residential | Manufactured Home | New | 18 SEER Central AC | 0.22814 | 1.6754 | -9860.5712 | 0.5266 | 0 | 853.0057
Residential | Single Family | Turnover | 21 SEER Air Source Heat Pump | 0.26629 | 1.1969 | -11674.8656 | 0.54544 | 0.54465 | 1982.0354
Residential | Manufactured Home | Turnover | 21 SEER Air Source Heat Pump | 0.26629 | 1.1969 | -11674.8656 | 0.54544 | 0.54465 | 1982.0354
Residential | Single Family | New | 21 SEER Air Source Heat Pump | 0.26629 | 1.1969 | -11674.8656 | 0.54544 | 0.54465 | 1982.0354
Residential | Manufactured Home | New | 21 SEER Air Source Heat Pump | 0.26629 | 1.1969 | -11674.8656 | 0.54544 | 0.54465 | 1982.0354
Residential | Manufactured Home | Existing | Spray Foam Insulation(Base R12) | 0.23358 | 1.3938 | -12441.4884 | 0.2595 | 0.47723 | 1035.55
Residential | Manufactured Home | New | Spray Foam Insulation(Base R12) | 0.23358 | 1.3938 | -12441.4884 | 0.2595 | 0.47723 | 1035.55
Residential | Multi-Family | Existing | Spray Foam Insulation(Base R12) | 0.19848 | 1.394 | -12451.1452 | 0.209 | 0.38434 | 834
Residential | Multi-Family | New | Spray Foam Insulation(Base R12) | 0.19848 | 1.394 | -12451.1452 | 0.209 | 0.38434 | 834
Residential | Multi-Family | Turnover | 21 SEER Air Source Heat Pump | 0.18539 | 1.1969 | -12940.7653 | 0.36362 | 0.3631 | 1321.3569
Residential | Multi-Family | New | 21 SEER Air Source Heat Pump | 0.18539 | 1.1969 | -12940.7653 | 0.36362 | 0.3631 | 1321.3569
Residential | Multi-Family | Turnover | 21 SEER Central AC | 0.18032 | 1.6754 | -13166.7706 | 0.5266 | 0 | 853.0057
Residential | Multi-Family | New | 21 SEER Central AC | 0.18032 | 1.6754 | -13166.7706 | 0.5266 | 0 | 853.0057
Residential | Manufactured Home | New | Spray Foam Insulation(Base R30) | 0.1673 | 1.5318 | -13226.7385 | 0.21764 | 0.31813 | 635.42
Residential | Single Family | New | Spray Foam Insulation(Base R30) | 0.16271 | 1.5317 | -13304.378 | 0.21168 | 0.30941 | 618
Residential | Multi-Family | Existing | Spray Foam Insulation(Base R19) | 0.15713 | 1.5263 | -13480.6928 | 0.20728 | 0.29506 | 603
Residential | Multi-Family | New | Spray Foam Insulation(Base R19) | 0.15713 | 1.5263 | -13480.6928 | 0.20728 | 0.29506 | 603
Residential | Manufactured Home | Existing | Spray Foam Insulation(Base R19) | 0.1967 | 1.5262 | -13507.3153 | 0.27376 | 0.3897 | 796.41
Residential | Manufactured Home | New | Spray Foam Insulation(Base R19) | 0.1967 | 1.5262 | -13507.3153 | 0.27376 | 0.3897 | 796.41
Residential | Single Family | Existing | Spray Foam Insulation(Base R12) | 0.24708 | 1.394 | -13894.1847 | 0.31324 | 0.57605 | 1250
Residential | Single Family | New | Spray Foam Insulation(Base R12) | 0.24708 | 1.394 | -13894.1847 | 0.31324 | 0.57605 | 1250
Residential | Multi-Family | New | Spray Foam Insulation(Base R30) | 0.11294 | 1.5316 | -14146.7351 | 0.14694 | 0.21479 | 429
Residential | Manufactured Home | Existing | Spray Foam Insulation(Base R30) | 0.15751 | 1.5318 | -14224.8342 | 0.21764 | 0.31813 | 635.42
Residential | Multi-Family | Existing | Spray Foam Insulation(Base R30) | 0.11217 | 1.5316 | -14256.1961 | 0.14694 | 0.21479 | 429
Residential | Single Family | Turnover | 21 SEER Central AC | 0.21959 | 1.6753 | -15518.2954 | 0.78989 | 0 | 1279.5086
Residential | Manufactured Home | Turnover | 21 SEER Central AC | 0.21959 | 1.6753 | -15518.2954 | 0.78989 | 0 | 1279.5086
Residential | Single Family | New | 21 SEER Central AC | 0.21959 | 1.6753 | -15518.2954 | 0.78989 | 0 | 1279.5086
Residential | Manufactured Home | New | 21 SEER Central AC | 0.21959 | 1.6753 | -15518.2954 | 0.78989 | 0 | 1279.5086
Residential | Single Family | Existing | Spray Foam Insulation(Base R19) | 0.19043 | 1.5261 | -15543.2436 | 0.3025 | 0.4306 | 880
Residential | Single Family | New | Spray Foam Insulation(Base R19) | 0.19043 | 1.5261 | -15543.2436 | 0.3025 | 0.4306 | 880
Residential | Single Family | Existing | Spray Foam Insulation(Base R30) | 0.13423 | 1.5317 | -16710.9556 | 0.21168 | 0.30941 | 618
Residential | Multi-Family | Existing | Sealed crawlspace | 0.0068375 | 1.1453 | -16933.7242 | 0.0067683 | 0.041583 | 66.6
Residential | Multi-Family | New | Sealed crawlspace | 0 | #DIV/0! | -17085.974 | 0 | 0 | 0
Residential | Manufactured Home | Existing | Sealed crawlspace | 0.012746 | 1.1452 | -17725.6259 | 0.013311 | 0.081779 | 130.98
Residential | Manufactured Home | New | Sealed crawlspace | 0 | #DIV/0! | -18025.0504 | 0 | 0 | 0
Residential | Single Family | Turnover | Solar Water Heater | 0.11234 | 0.79826 | -19843.162 | 0.13377 | 0.01878 | 1789.7485
Residential | Single Family | New | Solar Water Heater | 0.11234 | 0.79826 | -19843.162 | 0.13377 | 0.01878 | 1789.7485
Residential | Single Family | Existing | Sealed crawlspace | 0.013827 | 1.1459 | -20199.7713 | 0.016469 | 0.10118 | 162.06
Residential | Single Family | New | Sealed crawlspace | 0 | #DIV/0! | -20570.2457 | 0 | 0 | 0
Residential | Multi-Family | Turnover | Solar Water Heater | 0.088311 | 0.79834 | -21012.4649 | 0.10515 | 0.014763 | 1406.8606
Residential | Multi-Family | New | Solar Water Heater | 0.088311 | 0.79834 | -21012.4649 | 0.10515 | 0.014763 | 1406.8606
Residential | Manufactured Home | Turnover | Solar Water Heater | 0.08761 | 0.79836 | -21046.7158 | 0.10431 | 0.014645 | 1395.6451
Residential | Manufactured Home | New | Solar Water Heater | 0.08761 | 0.79836 | -21046.7158 | 0.10431 | 0.014645 | 1395.6451
Residential | Multi-Family | Turnover | Ground Source Heat Pump | 0.14643 | 1.4237 | -43273.5534 | 0.39241 | 1.2172 | 2068.1269
Residential | Multi-Family | New | Ground Source Heat Pump | 0.14643 | 1.4237 | -43273.5534 | 0.39241 | 1.2172 | 2068.1269
Residential | Single Family | Turnover | Ground Source Heat Pump | 0.13844 | 1.4237 | -46263.9809 | 0.39241 | 1.2172 | 2068.1269
Residential | Manufactured Home | Turnover | Ground Source Heat Pump | 0.13844 | 1.4237 | -46263.9809 | 0.39241 | 1.2172 | 2068.1269
Residential | Single Family | New | Ground Source Heat Pump | 0.13844 | 1.4237 | -46263.9809 | 0.39241 | 1.2172 | 2068.1269
Residential | Manufactured Home | New | Ground Source Heat Pump | 0.13844 | 1.4237 | -46263.9809 | 0.39241 | 1.2172 | 2068.1269
Residential | Multi-Family | Existing | Green Roof | 0.027122 | 1.4331 | -78574.3529 | 0.16419 | 0.32466 | 630.5517
Residential | Multi-Family | New | Green Roof | 0.027122 | 1.4331 | -78574.3529 | 0.16419 | 0.32466 | 630.5517
Residential | Manufactured Home | Existing | Green Roof | 0.038497 | 1.4266 | -81804.92 | 0.22553 | 0.51935 | 948.5385
Residential | Manufactured Home | New | Green Roof | 0.038497 | 1.4266 | -81804.92 | 0.22553 | 0.51935 | 948.5385
Residential | Single Family | Existing | Green Roof | 0.035264 | 1.4588 | -93789.2326 | 0.33897 | 0.37453 | 969.6678
Residential | Single Family | New | Green Roof | 0.035264 | 1.4588 | -93789.2326 | 0.33897 | 0.37453 | 969.6678
Commercial | College and University | Turnover | High Efficiency Chiller (Water cooled-positive displacement, 100 tons) | 0.98674 | 1.2337 | 3180.6535 | 2.2245 | 0.096353 | 5650.1267
Commercial | College and University | New | High Efficiency Chiller (Water cooled-positive displacement, 100 tons) | 0.98674 | 1.2337 | 3180.6535 | 2.2245 | 0.096353 | 5650.1267
Commercial | Schools K-12 | Turnover | High Efficiency Chiller (Water cooled-positive displacement, 100 tons) | 0.982 | 1.2337 | 3093.3 | 2.2138 | 0.095887 | 5622.8503
Commercial | Schools K-12 | New | High Efficiency Chiller (Water cooled-positive displacement, 100 tons) | 0.982 | 1.2337 | 3093.3 | 2.2138 | 0.095887 | 5622.8503
Commercial | Assembly | Existing | Low U-Value Windows | 0.9795 | 1.2643 | 224.1522 | 0.12991 | 0.0014526 | 349.5006
Commercial | College and University | Existing | Low U-Value Windows | 0.9795 | 1.2643 | 224.1522 | 0.12991 | 0.0014526 | 349.5006
Commercial | Grocery | Existing | Low U-Value Windows | 0.9795 | 1.2643 | 224.1522 | 0.12991 | 0.0014526 | 349.5006
Commercial | Healthcare | Existing | Low U-Value Windows | 0.9795 | 1.2643 | 224.1522 | 0.12991 | 0.0014526 | 349.5006
Commercial | Hospitals | Existing | Low U-Value Windows | 0.9795 | 1.2643 | 224.1522 | 0.12991 | 0.0014526 | 349.5006
Commercial | Institutional | Existing | Low U-Value Windows | 0.9795 | 1.2643 | 224.1522 | 0.12991 | 0.0014526 | 349.5006
Commercial | Offices | Existing | Low U-Value Windows | 0.9795 | 1.2643 | 224.1522 | 0.12991 | 0.0014526 | 349.5006
Commercial | Restaurants | Existing | Low U-Value Windows | 0.9795 | 1.2643 | 224.1522 | 0.12991 | 0.0014526 | 349.5006
Commercial | Retail | Existing | Low U-Value Windows | 0.9795 | 1.2643 | 224.1522 | 0.12991 | 0.0014526 | 349.5006
Commercial | Schools K-12 | Existing | Low U-Value Windows | 0.9795 | 1.2643 | 224.1522 | 0.12991 | 0.0014526 | 349.5006
Commercial | Miscellaneous | Turnover | Solar Water Heater | 0.97942 | 1.7028 | 92718.3246 | 23.1336 | 3.2478 | 309513.2724
Commercial | Miscellaneous | New | Solar Water Heater | 0.97942 | 1.7028 | 92718.3246 | 23.1336 | 3.2478 | 309513.2724
Commercial | College and University | Existing | Facility Energy Management System | 0.9781 | 1.5201 | 33226.2196 | 16.2679 | 14.0526 | 109886.5187
Commercial | College and University | New | Facility Energy Management System | 0.9781 | 1.5201 | 33226.2196 | 16.2679 | 14.0526 | 109886.5187
Commercial | Restaurants | New | Facility Commissioning | 0.97765 | 1.2068 | 5560.0865 | 3.4982 | 0.35113 | 16279.921
Commercial | Restaurants | Turnover | Variable Refrigerant Flow (VRF) HVAC Systems | 0.97163 | 1.2993 | 1623.9201 | 1.4649 | 1.4806 | 4814.0178
Commercial | Restaurants | New | Variable Refrigerant Flow (VRF) HVAC Systems | 0.97163 | 1.2993 | 1623.9201 | 1.4649 | 1.4806 | 4814.0178
Commercial | Assembly | Turnover | Efficient Battery Charger | 0.97089 | 0.88613 | 505.6471 | 0.60888 | 0 | 1111.206
Commercial | College and University | Turnover | Efficient Battery Charger | 0.97089 | 0.88613 | 505.6471 | 0.60888 | 0 | 1111.206
Commercial | Grocery | Turnover | Efficient Battery Charger | 0.97089 | 0.88613 | 505.6471 | 0.60888 | 0 | 1111.206
Commercial | Healthcare | Turnover | Efficient Battery Charger | 0.97089 | 0.88613 | 505.6471 | 0.60888 | 0 | 1111.206
Commercial | Hospitals | Turnover | Efficient Battery Charger | 0.97089 | 0.88613 | 505.6471 | 0.60888 | 0 | 1111.206
Commercial | Institutional | Turnover | Efficient Battery Charger | 0.97089 | 0.88613 | 505.6471 | 0.60888 | 0 | 1111.206
Commercial | Lodging/Hospitality | Turnover | Efficient Battery Charger | 0.97089 | 0.88613 | 505.6471 | 0.60888 | 0 | 1111.206
Commercial | Miscellaneous | Turnover | Efficient Battery Charger | 0.97089 | 0.88613 | 505.6471 | 0.60888 | 0 | 1111.206
Commercial | Offices | Turnover | Efficient Battery Charger | 0.97089 | 0.88613 | 505.6471 | 0.60888 | 0 | 1111.206
Commercial | Restaurants | Turnover | Efficient Battery Charger | 0.97089 | 0.88613 | 505.6471 | 0.60888 | 0 | 1111.206
Commercial | Retail | Turnover | Efficient Battery Charger | 0.97089 | 0.88613 | 505.6471 | 0.60888 | 0 | 1111.206
Commercial | Schools K-12 | Turnover | Efficient Battery Charger | 0.97089 | 0.88613 | 505.6471 | 0.60888 | 0 | 1111.206
Commercial | Warehouse | Turnover | Efficient Battery Charger | 0.97089 | 0.88613 | 505.6471 | 0.60888 | 0 | 1111.206
Commercial | Assembly | New | Efficient Battery Charger | 0.97089 | 0.88613 | 505.6471 | 0.60888 | 0 | 1111.206
Commercial | College and University | New | Efficient Battery Charger | 0.97089 | 0.88613 | 505.6471 | 0.60888 | 0 | 1111.206
Commercial | Grocery | New | Efficient Battery Charger | 0.97089 | 0.88613 | 505.6471 | 0.60888 | 0 | 1111.206
Commercial | Healthcare | New | Efficient Battery Charger | 0.97089 | 0.88613 | 505.6471 | 0.60888 | 0 | 1111.206
Commercial | Hospitals | New | Efficient Battery Charger | 0.97089 | 0.88613 | 505.6471 | 0.60888 | 0 | 1111.206
Commercial | Institutional | New | Efficient Battery Charger | 0.97089 | 0.88613 | 505.6471 | 0.60888 | 0 | 1111.206
Commercial | Lodging/Hospitality | New | Efficient Battery Charger | 0.97089 | 0.88613 | 505.6471 | 0.60888 | 0 | 1111.206
Commercial | Miscellaneous | New | Efficient Battery Charger | 0.97089 | 0.88613 | 505.6471 | 0.60888 | 0 | 1111.206
Commercial | Offices | New | Efficient Battery Charger | 0.97089 | 0.88613 | 505.6471 | 0.60888 | 0 | 1111.206
Commercial | Restaurants | New | Efficient Battery Charger | 0.97089 | 0.88613 | 505.6471 | 0.60888 | 0 | 1111.206
Commercial | Retail | New | Efficient Battery Charger | 0.97089 | 0.88613 | 505.6471 | 0.60888 | 0 | 1111.206
Commercial | Schools K-12 | New | Efficient Battery Charger | 0.97089 | 0.88613 | 505.6471 | 0.60888 | 0 | 1111.206
Commercial | Warehouse | New | Efficient Battery Charger | 0.97089 | 0.88613 | 505.6471 | 0.60888 | 0 | 1111.206
Commercial | College and University | Existing | Retro-Commissioning | 0.9566 | 0.86244 | 34125.8965 | 48.8723 | 0.56148 | 115907.03
Commercial | College and University | New | Retro-Commissioning | 0.9566 | 0.86244 | 34125.8965 | 48.8723 | 0.56148 | 115907.03
Commercial | Retail | Existing | Smart Thermostat | 0.94143 | 1.076 | 2178.9507 | 1.9523 | -0.0037047 | 5268.1844
Commercial | Retail | New | Smart Thermostat | 0.94143 | 1.076 | 2178.9507 | 1.9523 | -0.0037047 | 5268.1844
Commercial | Schools K-12 | Existing | Smart Strip Plug Outlet | 0.93798 | 1.109 | 12.6628 | 0.014976 | 0.010408 | 100.717
Commercial | Schools K-12 | New | Smart Strip Plug Outlet | 0.93798 | 1.109 | 12.6628 | 0.014976 | 0.010408 | 100.717
Commercial | Miscellaneous | Existing | Low U-Value Windows | 0.93733 | 1.2771 | 182.094 | 0.12032 | -0.020318 | 349.5006
Commercial | Warehouse | Existing | Low U-Value Windows | 0.93733 | 1.2771 | 182.094 | 0.12032 | -0.020318 | 349.5006
Commercial | Healthcare | Existing | Smart Strip Plug Outlet | 0.93182 | 1.1099 | 12.3601 | 0.014866 | 0.010332 | 99.9794
Commercial | Healthcare | New | Smart Strip Plug Outlet | 0.93182 | 1.1099 | 12.3601 | 0.014866 | 0.010332 | 99.9794
Commercial | Healthcare | Existing | ECM Motors on Furnaces | 0.92031 | 2.1667 | 130.7589 | 0 | 0 | 725.9759
Commercial | Healthcare | New | ECM Motors on Furnaces | 0.92031 | 2.1667 | 130.7589 | 0 | 0 | 725.9759
Commercial | Miscellaneous | Existing | Water Cooled Refrigeration Heat Recovery | 0.9175 | 1.7465 | 11497.6943 | 0 | 2.3284 | 34829.6652
Commercial | Miscellaneous | New | Water Cooled Refrigeration Heat Recovery | 0.9175 | 1.7465 | 11497.6943 | 0 | 2.3284 | 34829.6652
Commercial | Offices | Turnover | Solar Water Heater | 0.90687 | 1.7028 | 8564.599 | 3.213 | 0.45109 | 42987.9545
Commercial | Offices | New | Solar Water Heater | 0.90687 | 1.7028 | 8564.599 | 3.213 | 0.45109 | 42987.9545
Commercial | Lodging/Hospitality | Existing | HVAC tune-up | 0.90671 | 0.91174 | 62.7805 | 0.095936 | 0.011648 | 273.1443
Commercial | Lodging/Hospitality | New | HVAC tune-up | 0.90671 | 0.91174 | 62.7805 | 0.095936 | 0.011648 | 273.1443
Commercial | Restaurants | Existing | Dedicated Outdoor Air System on VRF unit | 0.90504 | 1.2992 | 262.863 | 0.41437 | 0.41882 | 1361.7563
Commercial | Restaurants | New | Dedicated Outdoor Air System on VRF unit | 0.90504 | 1.2992 | 262.863 | 0.41437 | 0.41882 | 1361.7563
Commercial | College and University | Existing | PSC to ECM Evaporator Fan Motor (Walk-In, Refrigerator) | 0.90257 | 1.561 | 58.0862 | 0.042404 | 0.035519 | 327.0516
Commercial | Healthcare | Existing | PSC to ECM Evaporator Fan Motor (Walk-In, Refrigerator) | 0.90257 | 1.561 | 58.0862 | 0.042404 | 0.035519 | 327.0516
Commercial | Hospitals | Existing | PSC to ECM Evaporator Fan Motor (Walk-In, Refrigerator) | 0.90257 | 1.561 | 58.0862 | 0.042404 | 0.035519 | 327.0516
Commercial | Lodging/Hospitality | Existing | PSC to ECM Evaporator Fan Motor (Walk-In, Refrigerator) | 0.90257 | 1.561 | 58.0862 | 0.042404 | 0.035519 | 327.0516
Commercial | Restaurants | Existing | PSC to ECM Evaporator Fan Motor (Walk-In, Refrigerator) | 0.90257 | 1.561 | 58.0862 | 0.042404 | 0.035519 | 327.0516
Commercial | Schools K-12 | Existing | PSC to ECM Evaporator Fan Motor (Walk-In, Refrigerator) | 0.90257 | 1.561 | 58.0862 | 0.042404 | 0.035519 | 327.0516
Commercial | College and University | New | PSC to ECM Evaporator Fan Motor (Walk-In, Refrigerator) | 0.90257 | 1.561 | 58.0862 | 0.042404 | 0.035519 | 327.0516
Commercial | Healthcare | New | PSC to ECM Evaporator Fan Motor (Walk-In, Refrigerator) | 0.90257 | 1.561 | 58.0862 | 0.042404 | 0.035519 | 327.0516
Commercial | Hospitals | New | PSC to ECM Evaporator Fan Motor (Walk-In, Refrigerator) | 0.90257 | 1.561 | 58.0862 | 0.042404 | 0.035519 | 327.0516
Commercial | Lodging/Hospitality | New | PSC to ECM Evaporator Fan Motor (Walk-In, Refrigerator) | 0.90257 | 1.561 | 58.0862 | 0.042404 | 0.035519 | 327.0516
Commercial | Restaurants | New | PSC to ECM Evaporator Fan Motor (Walk-In, Refrigerator) | 0.90257 | 1.561 | 58.0862 | 0.042404 | 0.035519 | 327.0516
Commercial | Schools K-12 | New | PSC to ECM Evaporator Fan Motor (Walk-In, Refrigerator) | 0.90257 | 1.561 | 58.0862 | 0.042404 | 0.035519 | 327.0516
Commercial | Miscellaneous | Turnover | High Efficiency Chiller (Air Cooled, 50 tons) | 0.89837 | 1.4184 | 758.8062 | 2.0629 | 2.0935 | 7248.2142
Commercial | Miscellaneous | New | High Efficiency Chiller (Air Cooled, 50 tons) | 0.89837 | 1.4184 | 758.8062 | 2.0629 | 2.0935 | 7248.2142
Commercial | Assembly | Turnover | Energy Star Hot Food Holding Cabinet | 0.89754 | 1.3382 | 375.3495 | 0.31862 | 0.15417 | 1730.1
Commercial | College and University | Turnover | Energy Star Hot Food Holding Cabinet | 0.89754 | 1.3382 | 375.3495 | 0.31862 | 0.15417 | 1730.1
Commercial | Grocery | Turnover | Energy Star Hot Food Holding Cabinet | 0.89754 | 1.3382 | 375.3495 | 0.31862 | 0.15417 | 1730.1
Commercial | Healthcare | Turnover | Energy Star Hot Food Holding Cabinet | 0.89754 | 1.3382 | 375.3495 | 0.31862 | 0.15417 | 1730.1
Commercial | Hospitals | Turnover | Energy Star Hot Food Holding Cabinet | 0.89754 | 1.3382 | 375.3495 | 0.31862 | 0.15417 | 1730.1
Commercial | Institutional | Turnover | Energy Star Hot Food Holding Cabinet | 0.89754 | 1.3382 | 375.3495 | 0.31862 | 0.15417 | 1730.1
Commercial | Lodging/Hospitality | Turnover | Energy Star Hot Food Holding Cabinet | 0.89754 | 1.3382 | 375.3495 | 0.31862 | 0.15417 | 1730.1
Commercial | Miscellaneous | Turnover | Energy Star Hot Food Holding Cabinet | 0.89754 | 1.3382 | 375.3495 | 0.31862 | 0.15417 | 1730.1
Commercial | Offices | Turnover | Energy Star Hot Food Holding Cabinet | 0.89754 | 1.3382 | 375.3495 | 0.31862 | 0.15417 | 1730.1
Commercial | Restaurants | Turnover | Energy Star Hot Food Holding Cabinet | 0.89754 | 1.3382 | 375.3495 | 0.31862 | 0.15417 | 1730.1
Commercial | Retail | Turnover | Energy Star Hot Food Holding Cabinet | 0.89754 | 1.3382 | 375.3495 | 0.31862 | 0.15417 | 1730.1
Commercial | Schools K-12 | Turnover | Energy Star Hot Food Holding Cabinet | 0.89754 | 1.3382 | 375.3495 | 0.31862 | 0.15417 | 1730.1
Commercial | Warehouse | Turnover | Energy Star Hot Food Holding Cabinet | 0.89754 | 1.3382 | 375.3495 | 0.31862 | 0.15417 | 1730.1
Commercial | Assembly | New | Energy Star Hot Food Holding Cabinet | 0.89754 | 1.3382 | 375.3495 | 0.31862 | 0.15417 | 1730.1
Commercial | College and University | New | Energy Star Hot Food Holding Cabinet | 0.89754 | 1.3382 | 375.3495 | 0.31862 | 0.15417 | 1730.1
Commercial | Grocery | New | Energy Star Hot Food Holding Cabinet | 0.89754 | 1.3382 | 375.3495 | 0.31862 | 0.15417 | 1730.1
Commercial | Healthcare | New | Energy Star Hot Food Holding Cabinet | 0.89754 | 1.3382 | 375.3495 | 0.31862 | 0.15417 | 1730.1
Commercial | Hospitals | New | Energy Star Hot Food Holding Cabinet | 0.89754 | 1.3382 | 375.3495 | 0.31862 | 0.15417 | 1730.1
Commercial | Institutional | New | Energy Star Hot Food Holding Cabinet | 0.89754 | 1.3382 | 375.3495 | 0.31862 | 0.15417 | 1730.1
Commercial | Lodging/Hospitality | New | Energy Star Hot Food Holding Cabinet | 0.89754 | 1.3382 | 375.3495 | 0.31862 | 0.15417 | 1730.1
Commercial | Miscellaneous | New | Energy Star Hot Food Holding Cabinet | 0.89754 | 1.3382 | 375.3495 | 0.31862 | 0.15417 | 1730.1
Commercial | Offices | New | Energy Star Hot Food Holding Cabinet | 0.89754 | 1.3382 | 375.3495 | 0.31862 | 0.15417 | 1730.1
Commercial | Restaurants | New | Energy Star Hot Food Holding Cabinet | 0.89754 | 1.3382 | 375.3495 | 0.31862 | 0.15417 | 1730.1
Commercial | Retail | New | Energy Star Hot Food Holding Cabinet | 0.89754 | 1.3382 | 375.3495 | 0.31862 | 0.15417 | 1730.1
Commercial | Schools K-12 | New | Energy Star Hot Food Holding Cabinet | 0.89754 | 1.3382 | 375.3495 | 0.31862 | 0.15417 | 1730.1
Commercial | Warehouse | New | Energy Star Hot Food Holding Cabinet | 0.89754 | 1.3382 | 375.3495 | 0.31862 | 0.15417 | 1730.1
Commercial | Schools K-12 | Existing | Retro-Commissioning | 0.89546 | 0.69057 | 31797.8721 | 13.2856 | 41.1906 | 79468.03
Commercial | Schools K-12 | New | Retro-Commissioning | 0.89546 | 0.69057 | 31797.8721 | 13.2856 | 41.1906 | 79468.03
Commercial | Assembly | Existing | PSC to ECM Evaporator Fan Motor (Walk-In, Refrigerator) | 0.89175 | 1.4915 | 68.0807 | 0.04552 | 0.00417 | 327.0516
Commercial | Grocery | Existing | PSC to ECM Evaporator Fan Motor (Walk-In, Refrigerator) | 0.89175 | 1.4915 | 68.0807 | 0.04552 | 0.00417 | 327.0516
Commercial | Institutional | Existing | PSC to ECM Evaporator Fan Motor (Walk-In, Refrigerator) | 0.89175 | 1.4915 | 68.0807 | 0.04552 | 0.00417 | 327.0516
Commercial | Miscellaneous | Existing | PSC to ECM Evaporator Fan Motor (Walk-In, Refrigerator) | 0.89175 | 1.4915 | 68.0807 | 0.04552 | 0.00417 | 327.0516
Commercial | Offices | Existing | PSC to ECM Evaporator Fan Motor (Walk-In, Refrigerator) | 0.89175 | 1.4915 | 68.0807 | 0.04552 | 0.00417 | 327.0516
Commercial | Retail | Existing | PSC to ECM Evaporator Fan Motor (Walk-In, Refrigerator) | 0.89175 | 1.4915 | 68.0807 | 0.04552 | 0.00417 | 327.0516
Commercial | Warehouse | Existing | PSC to ECM Evaporator Fan Motor (Walk-In, Refrigerator) | 0.89175 | 1.4915 | 68.0807 | 0.04552 | 0.00417 | 327.0516
Commercial | Assembly | New | PSC to ECM Evaporator Fan Motor (Walk-In, Refrigerator) | 0.89175 | 1.4915 | 68.0807 | 0.04552 | 0.00417 | 327.0516
Commercial | Grocery | New | PSC to ECM Evaporator Fan Motor (Walk-In, Refrigerator) | 0.89175 | 1.4915 | 68.0807 | 0.04552 | 0.00417 | 327.0516
Commercial | Institutional | New | PSC to ECM Evaporator Fan Motor (Walk-In, Refrigerator) | 0.89175 | 1.4915 | 68.0807 | 0.04552 | 0.00417 | 327.0516
Commercial | Miscellaneous | New | PSC to ECM Evaporator Fan Motor (Walk-In, Refrigerator) | 0.89175 | 1.4915 | 68.0807 | 0.04552 | 0.00417 | 327.0516
Commercial | Offices | New | PSC to ECM Evaporator Fan Motor (Walk-In, Refrigerator) | 0.89175 | 1.4915 | 68.0807 | 0.04552 | 0.00417 | 327.0516
Commercial | Retail | New | PSC to ECM Evaporator Fan Motor (Walk-In, Refrigerator) | 0.89175 | 1.4915 | 68.0807 | 0.04552 | 0.00417 | 327.0516
Commercial | Warehouse | New | PSC to ECM Evaporator Fan Motor (Walk-In, Refrigerator) | 0.89175 | 1.4915 | 68.0807 | 0.04552 | 0.00417 | 327.0516
Commercial | Assembly | Turnover | High Efficiency Chiller (Water cooled-positive displacement, 100 tons) | 0.88942 | 1.2336 | 1396.1477 | 2.0051 | 0.08685 | 5092.9074
Commercial | Assembly | New | High Efficiency Chiller (Water cooled-positive displacement, 100 tons) | 0.88942 | 1.2336 | 1396.1477 | 2.0051 | 0.08685 | 5092.9074
Commercial | Grocery | Turnover | High Efficiency Chiller (Air Cooled, 50 tons) | 0.88851 | 1.4184 | 536.76 | 2.0403 | 2.0706 | 7168.7817
Commercial | Grocery | New | High Efficiency Chiller (Air Cooled, 50 tons) | 0.88851 | 1.4184 | 536.76 | 2.0403 | 2.0706 | 7168.7817
Commercial | Grocery | Existing | Interior Lighting Controls | 0.88177 | 1.8228 | 91.7795 | 0 | 0 | 776.16
Commercial | Grocery | New | Interior Lighting Controls | 0.88177 | 1.8228 | 91.7795 | 0 | 0 | 776.16
Commercial | Hospitals | Turnover | Solar Water Heater | 0.87785 | 1.7028 | 32136.6953 | 15.5509 | 2.1833 | 208061.6998
Commercial | Hospitals | New | Solar Water Heater | 0.87785 | 1.7028 | 32136.6953 | 15.5509 | 2.1833 | 208061.6998
Commercial | Miscellaneous | Existing | Smart Thermostat | 0.87693 | 1.7605 | 42549.2978 | 2.644 | -36.5889 | 222677.233
Commercial | Miscellaneous | New | Smart Thermostat | 0.87693 | 1.7605 | 42549.2978 | 2.644 | -36.5889 | 222677.233
Commercial | Warehouse | Existing | Thermal Energy Storage | 0.87221 | 0.79254 | 280.0802 | 1.622 | 0.46802 | -257.8161
Commercial | Warehouse | New | Thermal Energy Storage | 0.87221 | 0.79254 | 280.0802 | 1.622 | 0.46802 | -257.8161
Commercial | Grocery | Existing | Thermal Energy Storage | 0.87218 | 0.79251 | 1657.654 | 9.5997 | 2.77 | -1525.8839
Commercial | Grocery | New | Thermal Energy Storage | 0.87218 | 0.79251 | 1657.654 | 9.5997 | 2.77 | -1525.8839
Commercial | Institutional | Existing | Thermal Energy Storage | 0.87218 | 0.79251 | 3344.8501 | 19.3704 | 5.5893 | -3078.9615
Commercial | Institutional | New | Thermal Energy Storage | 0.87218 | 0.79251 | 3344.8501 | 19.3704 | 5.5893 | -3078.9615
Commercial | Lodging/Hospitality | Existing | Thermal Energy Storage | 0.87218 | 0.79251 | 2743.8606 | 15.89 | 4.585 | -2525.7458
Commercial | Lodging/Hospitality | New | Thermal Energy Storage | 0.87218 | 0.79251 | 2743.8606 | 15.89 | 4.585 | -2525.7458
Commercial | College and University | Existing | Thermal Energy Storage | 0.87218 | 0.79251 | 4112.1972 | 23.8142 | 6.8715 | -3785.3107
Commercial | College and University | New | Thermal Energy Storage | 0.87218 | 0.79251 | 4112.1972 | 23.8142 | 6.8715 | -3785.3107
Commercial | Restaurants | Existing | Thermal Energy Storage | 0.87218 | 0.79251 | 1727.2856 | 10.0029 | 2.8863 | -1589.9803
Commercial | Restaurants | New | Thermal Energy Storage | 0.87218 | 0.79251 | 1727.2856 | 10.0029 | 2.8863 | -1589.9803
Commercial | Hospitals | Existing | Thermal Energy Storage | 0.87217 | 0.79251 | 30149.2137 | 174.5978 | 50.3796 | -27752.5944
Commercial | Hospitals | New | Thermal Energy Storage | 0.87217 | 0.79251 | 30149.2137 | 174.5978 | 50.3796 | -27752.5944
Commercial | Miscellaneous | Existing | Thermal Energy Storage | 0.87217 | 0.79251 | 31888.7443 | 184.6717 | 53.2863 | -29353.8464
Commercial | Miscellaneous | New | Thermal Energy Storage | 0.87217 | 0.79251 | 31888.7443 | 184.6717 | 53.2863 | -29353.8464
Commercial | Schools K-12 | Existing | Thermal Energy Storage | 0.87217 | 0.79251 | 2819.3989 | 16.3275 | 4.7112 | -2595.2794
Commercial | Schools K-12 | New | Thermal Energy Storage | 0.87217 | 0.79251 | 2819.3989 | 16.3275 | 4.7112 | -2595.2794
Commercial | Healthcare | Existing | Thermal Energy Storage | 0.87217 | 0.7925 | 2893.4423 | 16.7563 | 4.835 | -2663.437
Commercial | Healthcare | New | Thermal Energy Storage | 0.87217 | 0.7925 | 2893.4423 | 16.7563 | 4.835 | -2663.437
Commercial | Offices | Existing | Thermal Energy Storage | 0.87217 | 0.7925 | 2383.6959 | 13.8043 | 3.9832 | -2194.2113
Commercial | Offices | New | Thermal Energy Storage | 0.87217 | 0.7925 | 2383.6959 | 13.8043 | 3.9832 | -2194.2113
Commercial | Retail | Existing | Thermal Energy Storage | 0.87216 | 0.79249 | 754.4363 | 4.369 | 1.2607 | -694.4647
Commercial | Retail | New | Thermal Energy Storage | 0.87216 | 0.79249 | 754.4363 | 4.369 | 1.2607 | -694.4647
Commercial | Assembly | Existing | Thermal Energy Storage | 0.87216 | 0.79249 | 688.5098 | 3.9872 | 1.1505 | -633.7788
Commercial | Assembly | New | Thermal Energy Storage | 0.87216 | 0.79249 | 688.5098 | 3.9872 | 1.1505 | -633.7788
Commercial | Healthcare | Turnover | High Efficiency DX 135k- less than 240k BTU | 0.86964 | 1.1295 | 1188.0492 | 1.6817 | 0 | 4066.8949
Commercial | Healthcare | New | High Efficiency DX 135k- less than 240k BTU | 0.86964 | 1.1295 | 1188.0492 | 1.6817 | 0 | 4066.8949
Commercial | Institutional | Turnover | High Efficiency Chiller (Air Cooled, 50 tons) | 0.86884 | 1.4184 | 92.6678 | 1.9951 | 2.0247 | 7009.9168
Commercial | Institutional | New | High Efficiency Chiller (Air Cooled, 50 tons) | 0.86884 | 1.4184 | 92.6678 | 1.9951 | 2.0247 | 7009.9168
Commercial | Miscellaneous | Turnover | High Efficiency Chiller (Water cooled-centrifugal, 200 tons) | 0.85397 | 1.2337 | 1367.0975 | 3.5294 | 0.15288 | 8964.6316
Commercial | Miscellaneous | New | High Efficiency Chiller (Water cooled-centrifugal, 200 tons) | 0.85397 | 1.2337 | 1367.0975 | 3.5294 | 0.15288 | 8964.6316
Commercial | Healthcare | Existing | HVAC tune-up_RTU | 0.84995 | 0.91191 | 329.2385 | 0.59942 | 0.072781 | 1706.6392
Commercial | Healthcare | New | HVAC tune-up_RTU | 0.84995 | 0.91191 | 329.2385 | 0.59942 | 0.072781 | 1706.6392
Commercial | Grocery | Turnover | High Efficiency Chiller (Water cooled-centrifugal, 200 tons) | 0.84462 | 1.2337 | 1052.4739 | 3.4908 | 0.1512 | 8866.3891
Commercial | Grocery | New | High Efficiency Chiller (Water cooled-centrifugal, 200 tons) | 0.84462 | 1.2337 | 1052.4739 | 3.4908 | 0.1512 | 8866.3891
Commercial | Hospitals | Existing | HVAC tune-up_RTU | 0.84355 | 0.90712 | 306.1415 | 0.61098 | 0.20652 | 1616.6266
Commercial | Hospitals | New | HVAC tune-up_RTU | 0.84355 | 0.90712 | 306.1415 | 0.61098 | 0.20652 | 1616.6266
Commercial | Institutional | Existing | Smart Strip Plug Outlet | 0.83417 | 1.0884 | 8.7844 | 0.013571 | 0 | 91.2687
Commercial | Institutional | New | Smart Strip Plug Outlet | 0.83417 | 1.0884 | 8.7844 | 0.013571 | 0 | 91.2687
Commercial | Assembly | Turnover | LED Exterior Lighting | 0.82888 | 2.0686 | 55.7122 | 0 | 0 | 763.42
Commercial | College and University | Turnover | LED Exterior Lighting | 0.82888 | 2.0686 | 55.7122 | 0 | 0 | 763.42
Commercial | Grocery | Turnover | LED Exterior Lighting | 0.82888 | 2.0686 | 55.7122 | 0 | 0 | 763.42
Commercial | Healthcare | Turnover | LED Exterior Lighting | 0.82888 | 2.0686 | 55.7122 | 0 | 0 | 763.42
Commercial | Hospitals | Turnover | LED Exterior Lighting | 0.82888 | 2.0686 | 55.7122 | 0 | 0 | 763.42
Commercial | Institutional | Turnover | LED Exterior Lighting | 0.82888 | 2.0686 | 55.7122 | 0 | 0 | 763.42
Commercial | Lodging/Hospitality | Turnover | LED Exterior Lighting | 0.82888 | 2.0686 | 55.7122 | 0 | 0 | 763.42
Commercial | Miscellaneous | Turnover | LED Exterior Lighting | 0.82888 | 2.0686 | 55.7122 | 0 | 0 | 763.42
Commercial | Offices | Turnover | LED Exterior Lighting | 0.82888 | 2.0686 | 55.7122 | 0 | 0 | 763.42
Commercial | Restaurants | Turnover | LED Exterior Lighting | 0.82888 | 2.0686 | 55.7122 | 0 | 0 | 763.42
Commercial | Retail | Turnover | LED Exterior Lighting | 0.82888 | 2.0686 | 55.7122 | 0 | 0 | 763.42
Commercial | Schools K-12 | Turnover | LED Exterior Lighting | 0.82888 | 2.0686 | 55.7122 | 0 | 0 | 763.42
Commercial | Warehouse | Turnover | LED Exterior Lighting | 0.82888 | 2.0686 | 55.7122 | 0 | 0 | 763.42
Commercial | Assembly | New | LED Exterior Lighting | 0.82888 | 2.0686 | 55.7122 | 0 | 0 | 763.42
Commercial | College and University | New | LED Exterior Lighting | 0.82888 | 2.0686 | 55.7122 | 0 | 0 | 763.42
Commercial | Grocery | New | LED Exterior Lighting | 0.82888 | 2.0686 | 55.7122 | 0 | 0 | 763.42
Commercial | Healthcare | New | LED Exterior Lighting | 0.82888 | 2.0686 | 55.7122 | 0 | 0 | 763.42
Commercial | Hospitals | New | LED Exterior Lighting | 0.82888 | 2.0686 | 55.7122 | 0 | 0 | 763.42
Commercial | Institutional | New | LED Exterior Lighting | 0.82888 | 2.0686 | 55.7122 | 0 | 0 | 763.42
Commercial | Lodging/Hospitality | New | LED Exterior Lighting | 0.82888 | 2.0686 | 55.7122 | 0 | 0 | 763.42
Commercial | Miscellaneous | New | LED Exterior Lighting | 0.82888 | 2.0686 | 55.7122 | 0 | 0 | 763.42
Commercial | Offices | New | LED Exterior Lighting | 0.82888 | 2.0686 | 55.7122 | 0 | 0 | 763.42
Commercial | Restaurants | New | LED Exterior Lighting | 0.82888 | 2.0686 | 55.7122 | 0 | 0 | 763.42
Commercial | Retail | New | LED Exterior Lighting | 0.82888 | 2.0686 | 55.7122 | 0 | 0 | 763.42
Commercial | Schools K-12 | New | LED Exterior Lighting | 0.82888 | 2.0686 | 55.7122 | 0 | 0 | 763.42
Commercial | Warehouse | New | LED Exterior Lighting | 0.82888 | 2.0686 | 55.7122 | 0 | 0 | 763.42
Commercial | Grocery | Turnover | Premium T8 - Fixture Replacement | 0.82829 | 1.1064 | 9.9703 | 0.014277 | 7.8218e-07 | 58.5446
Commercial | Grocery | New | Premium T8 - Fixture Replacement | 0.82829 | 1.1064 | 9.9703 | 0.014277 | 7.8218e-07 | 58.5446
Commercial | Institutional | Turnover | High Efficiency Chiller (Water cooled-centrifugal, 200 tons) | 0.82589 | 1.2337 | 423.2266 | 3.4134 | 0.14785 | 8669.904
Commercial | Institutional | New | High Efficiency Chiller (Water cooled-centrifugal, 200 tons) | 0.82589 | 1.2337 | 423.2266 | 3.4134 | 0.14785 | 8669.904
Commercial | Hospitals | Turnover | Premium T8 - Fixture Replacement | 0.82576 | 1.3894 | 6.6515 | 0.0075271 | 0.0069818 | 71.8291
Commercial | Hospitals | New | Premium T8 - Fixture Replacement | 0.82576 | 1.3894 | 6.6515 | 0.0075271 | 0.0069818 | 71.8291
Commercial | Hospitals | Turnover | High Efficiency DX 135k- less than 240k BTU | 0.82374 | 1.1295 | 621.7191 | 1.593 | 0 | 3852.3962
Commercial | Hospitals | New | High Efficiency DX 135k- less than 240k BTU | 0.82374 | 1.1295 | 621.7191 | 1.593 | 0 | 3852.3962
Commercial | Retail | Existing | ENERGY STAR certified buildings program | 0.81153 | 0.98907 | 9904.9197 | 5.1933 | 10.0625 | 16820.441
Commercial | Retail | New | ENERGY STAR certified buildings program | 0.81153 | 0.98907 | 9904.9197 | 5.1933 | 10.0625 | 16820.441
Commercial | Hospitals | Existing | Programmable Thermostat | 0.80878 | 1.5359 | 5573.9368 | 6.3351 | 1.8716 | 75790.8694
Commercial | Hospitals | New | Programmable Thermostat | 0.80878 | 1.5359 | 5573.9368 | 6.3351 | 1.8716 | 75790.8694
Commercial | Healthcare | Existing | Interior Lighting Controls | 0.7997 | 1.8228 | 41.493 | 0 | 0 | 703.92
Commercial | Healthcare | New | Interior Lighting Controls | 0.7997 | 1.8228 | 41.493 | 0 | 0 | 703.92
Commercial | Retail | Existing | Interior Lighting Controls | 0.79271 | 1.8228 | 37.205 | 0 | 0 | 697.76
Commercial | Retail | New | Interior Lighting Controls | 0.79271 | 1.8228 | 37.205 | 0 | 0 | 697.76
Commercial | Lodging/Hospitality | Existing | Hotel Card Energy Control Systems | 0.79093 | 2.0711 | 6.3744 | 0.0044883 | -0.016893 | 561.42
Commercial | Lodging/Hospitality | New | Hotel Card Energy Control Systems | 0.79093 | 2.0711 | 6.3744 | 0.0044883 | -0.016893 | 561.42
Commercial | Assembly | Turnover | High Efficiency HID Lighting | 0.77993 | 2.0686 | 2.5753 | 0 | 0 | 484.169
Commercial | College and University | Turnover | High Efficiency HID Lighting | 0.77993 | 2.0686 | 2.5753 | 0 | 0 | 484.169
Commercial | Grocery | Turnover | High Efficiency HID Lighting | 0.77993 | 2.0686 | 2.5753 | 0 | 0 | 484.169
Commercial | Healthcare | Turnover | High Efficiency HID Lighting | 0.77993 | 2.0686 | 2.5753 | 0 | 0 | 484.169
Commercial | Hospitals | Turnover | High Efficiency HID Lighting | 0.77993 | 2.0686 | 2.5753 | 0 | 0 | 484.169
Commercial | Institutional | Turnover | High Efficiency HID Lighting | 0.77993 | 2.0686 | 2.5753 | 0 | 0 | 484.169
Commercial | Lodging/Hospitality | Turnover | High Efficiency HID Lighting | 0.77993 | 2.0686 | 2.5753 | 0 | 0 | 484.169
Commercial | Miscellaneous | Turnover | High Efficiency HID Lighting | 0.77993 | 2.0686 | 2.5753 | 0 | 0 | 484.169
Commercial | Offices | Turnover | High Efficiency HID Lighting | 0.77993 | 2.0686 | 2.5753 | 0 | 0 | 484.169
Commercial | Restaurants | Turnover | High Efficiency HID Lighting | 0.77993 | 2.0686 | 2.5753 | 0 | 0 | 484.169
Commercial | Retail | Turnover | High Efficiency HID Lighting | 0.77993 | 2.0686 | 2.5753 | 0 | 0 | 484.169
Commercial | Schools K-12 | Turnover | High Efficiency HID Lighting | 0.77993 | 2.0686 | 2.5753 | 0 | 0 | 484.169
Commercial | Warehouse | Turnover | High Efficiency HID Lighting | 0.77993 | 2.0686 | 2.5753 | 0 | 0 | 484.169
Commercial | Assembly | New | High Efficiency HID Lighting | 0.77993 | 2.0686 | 2.5753 | 0 | 0 | 484.169
Commercial | College and University | New | High Efficiency HID Lighting | 0.77993 | 2.0686 | 2.5753 | 0 | 0 | 484.169
Commercial | Grocery | New | High Efficiency HID Lighting | 0.77993 | 2.0686 | 2.5753 | 0 | 0 | 484.169
Commercial | Healthcare | New | High Efficiency HID Lighting | 0.77993 | 2.0686 | 2.5753 | 0 | 0 | 484.169
Commercial | Hospitals | New | High Efficiency HID Lighting | 0.77993 | 2.0686 | 2.5753 | 0 | 0 | 484.169
Commercial | Institutional | New | High Efficiency HID Lighting | 0.77993 | 2.0686 | 2.5753 | 0 | 0 | 484.169
Commercial | Lodging/Hospitality | New | High Efficiency HID Lighting | 0.77993 | 2.0686 | 2.5753 | 0 | 0 | 484.169
Commercial | Miscellaneous | New | High Efficiency HID Lighting | 0.77993 | 2.0686 | 2.5753 | 0 | 0 | 484.169
Commercial | Offices | New | High Efficiency HID Lighting | 0.77993 | 2.0686 | 2.5753 | 0 | 0 | 484.169
Commercial | Restaurants | New | High Efficiency HID Lighting | 0.77993 | 2.0686 | 2.5753 | 0 | 0 | 484.169
Commercial | Retail | New | High Efficiency HID Lighting | 0.77993 | 2.0686 | 2.5753 | 0 | 0 | 484.169
Commercial | Schools K-12 | New | High Efficiency HID Lighting | 0.77993 | 2.0686 | 2.5753 | 0 | 0 | 484.169
Commercial | Warehouse | New | High Efficiency HID Lighting | 0.77993 | 2.0686 | 2.5753 | 0 | 0 | 484.169
Commercial | Assembly | Existing | Outdoor Lighting Controls | 0.76874 | 1.8228 | 18.7226 | 0 | 0 | 562.52
Commercial | College and University | Existing | Outdoor Lighting Controls | 0.76874 | 1.8228 | 18.7226 | 0 | 0 | 562.52
Commercial | Grocery | Existing | Outdoor Lighting Controls | 0.76874 | 1.8228 | 18.7226 | 0 | 0 | 562.52
Commercial | Healthcare | Existing | Outdoor Lighting Controls | 0.76874 | 1.8228 | 18.7226 | 0 | 0 | 562.52
Commercial | Hospitals | Existing | Outdoor Lighting Controls | 0.76874 | 1.8228 | 18.7226 | 0 | 0 | 562.52
Commercial | Institutional | Existing | Outdoor Lighting Controls | 0.76874 | 1.8228 | 18.7226 | 0 | 0 | 562.52
Commercial | Lodging/Hospitality | Existing | Outdoor Lighting Controls | 0.76874 | 1.8228 | 18.7226 | 0 | 0 | 562.52
Commercial | Miscellaneous | Existing | Outdoor Lighting Controls | 0.76874 | 1.8228 | 18.7226 | 0 | 0 | 562.52
Commercial | Offices | Existing | Outdoor Lighting Controls | 0.76874 | 1.8228 | 18.7226 | 0 | 0 | 562.52
Commercial | Restaurants | Existing | Outdoor Lighting Controls | 0.76874 | 1.8228 | 18.7226 | 0 | 0 | 562.52
Commercial | Retail | Existing | Outdoor Lighting Controls | 0.76874 | 1.8228 | 18.7226 | 0 | 0 | 562.52
Commercial | Schools K-12 | Existing | Outdoor Lighting Controls | 0.76874 | 1.8228 | 18.7226 | 0 | 0 | 562.52
Commercial | Warehouse | Existing | Outdoor Lighting Controls | 0.76874 | 1.8228 | 18.7226 | 0 | 0 | 562.52
Commercial | Assembly | New | Outdoor Lighting Controls | 0.76874 | 1.8228 | 18.7226 | 0 | 0 | 562.52
Commercial | College and University | New | Outdoor Lighting Controls | 0.76874 | 1.8228 | 18.7226 | 0 | 0 | 562.52
Commercial | Grocery | New | Outdoor Lighting Controls | 0.76874 | 1.8228 | 18.7226 | 0 | 0 | 562.52
Commercial | Healthcare | New | Outdoor Lighting Controls | 0.76874 | 1.8228 | 18.7226 | 0 | 0 | 562.52
Commercial | Hospitals | New | Outdoor Lighting Controls | 0.76874 | 1.8228 | 18.7226 | 0 | 0 | 562.52
Commercial | Institutional | New | Outdoor Lighting Controls | 0.76874 | 1.8228 | 18.7226 | 0 | 0 | 562.52
Commercial | Lodging/Hospitality | New | Outdoor Lighting Controls | 0.76874 | 1.8228 | 18.7226 | 0 | 0 | 562.52
Commercial | Miscellaneous | New | Outdoor Lighting Controls | 0.76874 | 1.8228 | 18.7226 | 0 | 0 | 562.52
Commercial | Offices | New | Outdoor Lighting Controls | 0.76874 | 1.8228 | 18.7226 | 0 | 0 | 562.52
Commercial | Restaurants | New | Outdoor Lighting Controls | 0.76874 | 1.8228 | 18.7226 | 0 | 0 | 562.52
Commercial | Retail | New | Outdoor Lighting Controls | 0.76874 | 1.8228 | 18.7226 | 0 | 0 | 562.52
Commercial | Schools K-12 | New | Outdoor Lighting Controls | 0.76874 | 1.8228 | 18.7226 | 0 | 0 | 562.52
Commercial | Warehouse | New | Outdoor Lighting Controls | 0.76874 | 1.8228 | 18.7226 | 0 | 0 | 562.52
Commercial | Lodging/Hospitality | Existing | Smart Strip Plug Outlet | 0.7639 | 1.1081 | 5.0176 | 0.012207 | 0.0084835 | 82.0924
Commercial | Lodging/Hospitality | New | Smart Strip Plug Outlet | 0.7639 | 1.1081 | 5.0176 | 0.012207 | 0.0084835 | 82.0924
Commercial | Healthcare | Turnover | Premium T8 - Fixture Replacement | 0.76002 | 1.1236 | 3.5585 | 0.012871 | 0.0029443 | 53.0957
Commercial | Healthcare | New | Premium T8 - Fixture Replacement | 0.76002 | 1.1236 | 3.5585 | 0.012871 | 0.0029443 | 53.0957
Commercial | Retail | Turnover | Premium T8 - Fixture Replacement | 0.74436 | 1.106 | 3.1691 | 0.012835 | 7.0317e-07 | 52.631
Commercial | Retail | New | Premium T8 - Fixture Replacement | 0.74436 | 1.106 | 3.1691 | 0.012835 | 7.0317e-07 | 52.631
Commercial | Restaurants | Existing | HVAC tune-up | 0.72404 | 1.0671 | 13.9911 | 0.053199 | 0.0096843 | 267.9572
Commercial | Restaurants | New | HVAC tune-up | 0.72404 | 1.0671 | 13.9911 | 0.053199 | 0.0096843 | 267.9572
Commercial | College and University | Existing | Smart Strip Plug Outlet | 0.6845 | 1.1098 | 2.9396 | 0.021843 | 0.015181 | 146.8994
Commercial | College and University | New | Smart Strip Plug Outlet | 0.6845 | 1.1098 | 2.9396 | 0.021843 | 0.015181 | 146.8994
Commercial | College and University | Existing | ECM Motors on Furnaces | 0.67367 | 1.2334 | 11.8117 | 0 | 0.070648 | 462.9948
Commercial | College and University | New | ECM Motors on Furnaces | 0.67367 | 1.2334 | 11.8117 | 0 | 0.070648 | 462.9948
Commercial | Grocery | Existing | Smart Strip Plug Outlet | 0.66212 | 1.1083 | 0.52174 | 0.010578 | 0.0073516 | 71.1401
Commercial | Grocery | New | Smart Strip Plug Outlet | 0.66212 | 1.1083 | 0.52174 | 0.010578 | 0.0073516 | 71.1401
Commercial | Lodging/Hospitality | Existing | HVAC tune-up_RTU | 0.64519 | 0.91186 | 8.1593 | 0.45505 | 0.055251 | 1295.5816
Commercial | Lodging/Hospitality | New | HVAC tune-up_RTU | 0.64519 | 0.91186 | 8.1593 | 0.45505 | 0.055251 | 1295.5816
Commercial | Restaurants | Existing | Demand Controlled Ventilation | 0.6354 | 0.7033 | 818.953 | 0.23856 | 1.3431 | 2291.3025
Commercial | Restaurants | New | Demand Controlled Ventilation | 0.6354 | 0.7033 | 818.953 | 0.23856 | 1.3431 | 2291.3025
Commercial | Assembly | Existing | Retro-Commissioning | 0.59088 | 0.69057 | 2126.251 | 3.2444 | 10.0589 | 19406.44
Commercial | Assembly | New | Retro-Commissioning | 0.59088 | 0.69057 | 2126.251 | 3.2444 | 10.0589 | 19406.44
Commercial | Grocery | Existing | Demand Controlled Ventilation | 0.5893 | 0.70323 | 447.8696 | 0.22127 | 1.2458 | 2125.2697
Commercial | Grocery | New | Demand Controlled Ventilation | 0.5893 | 0.70323 | 447.8696 | 0.22127 | 1.2458 | 2125.2697
Commercial | Offices | Existing | Warehouse Loading Dock Seals | 0.54457 | 1.1566 | -0.13487 | 3.4149e-05 | 6.093e-05 | 0.30093
Commercial | Offices | New | Warehouse Loading Dock Seals | 0.53621 | 1.1566 | -0.14538 | 3.3625e-05 | 5.9995e-05 | 0.29632
Commercial | Offices | Existing | Smart Strip Plug Outlet | 0.64744 | 1.1112 | -0.19977 | 0.010317 | 0.00717 | 69.3824
Commercial | Offices | New | Smart Strip Plug Outlet | 0.64744 | 1.1112 | -0.19977 | 0.010317 | 0.00717 | 69.3824
Commercial | Grocery | Existing | Warehouse Loading Dock Seals | 0.41726 | 1.1566 | -0.2949 | 2.6166e-05 | 4.6686e-05 | 0.23058
Commercial | Grocery | New | Warehouse Loading Dock Seals | 0.41086 | 1.1566 | -0.30295 | 2.5764e-05 | 4.597e-05 | 0.22705
Commercial | Restaurants | Existing | Warehouse Loading Dock Seals | 0.40488 | 1.1566 | -0.31047 | 2.5389e-05 | 4.5301e-05 | 0.22374
Commercial | Restaurants | New | Warehouse Loading Dock Seals | 0.39866 | 1.1566 | -0.31828 | 2.5e-05 | 4.4605e-05 | 0.22031
Commercial | Institutional | Existing | Warehouse Loading Dock Seals | 0.37524 | 1.1566 | -0.34772 | 2.3531e-05 | 4.1985e-05 | 0.20736
Commercial | Institutional | New | Warehouse Loading Dock Seals | 0.36948 | 1.1566 | -0.35496 | 2.317e-05 | 4.134e-05 | 0.20418
Commercial | Offices | Existing | Infiltration Reduction - Air Sealing | 0.23368 | 0.57702 | -0.3568 | 3.3283e-05 | 9.8832e-05 | 0.15047
Commercial | Offices | New | Infiltration Reduction - Air Sealing | 0.2301 | 0.57702 | -0.36286 | 3.2772e-05 | 9.7315e-05 | 0.14816
Commercial | Grocery | Existing | Infiltration Reduction - Air Sealing | 0.17906 | 0.57702 | -0.44906 | 2.5502e-05 | 7.5728e-05 | 0.11529
Commercial | Grocery | New | Infiltration Reduction - Air Sealing | 0.17631 | 0.57702 | -0.4537 | 2.5111e-05 | 7.4565e-05 | 0.11352
Commercial | Restaurants | Existing | Infiltration Reduction - Air Sealing | 0.17374 | 0.57702 | -0.45803 | 2.4745e-05 | 7.348e-05 | 0.11187
Commercial | Restaurants | New | Infiltration Reduction - Air Sealing | 0.17107 | 0.57702 | -0.46254 | 2.4365e-05 | 7.2352e-05 | 0.11015
Commercial | Lodging/Hospitality | Existing | Warehouse Loading Dock Seals | 0.28228 | 1.1566 | -0.46457 | 1.7702e-05 | 3.1584e-05 | 0.15599
Commercial | Lodging/Hospitality | New | Warehouse Loading Dock Seals | 0.27795 | 1.1566 | -0.47002 | 1.743e-05 | 3.1099e-05 | 0.1536
Commercial | Institutional | Existing | Infiltration Reduction - Air Sealing | 0.16102 | 0.57702 | -0.47951 | 2.2934e-05 | 6.8102e-05 | 0.10368
Commercial | Institutional | New | Infiltration Reduction - Air Sealing | 0.15855 | 0.57702 | -0.48368 | 2.2582e-05 | 6.7056e-05 | 0.10209
Commercial | Lodging/Hospitality | Existing | Infiltration Reduction - Air Sealing | 0.12113 | 0.57702 | -0.54687 | 1.7253e-05 | 5.1231e-05 | 0.077996
Commercial | Lodging/Hospitality | New | Infiltration Reduction - Air Sealing | 0.11927 | 0.57702 | -0.55001 | 1.6988e-05 | 5.0444e-05 | 0.076799
Commercial | Retail | Existing | Warehouse Loading Dock Seals | 0.17687 | 1.1566 | -0.59708 | 1.1091e-05 | 1.9789e-05 | 0.097739
Commercial | Retail | New | Warehouse Loading Dock Seals | 0.17415 | 1.1566 | -0.6005 | 1.0921e-05 | 1.9485e-05 | 0.096238
Commercial | Retail | Existing | Infiltration Reduction - Air Sealing | 0.075897 | 0.57702 | -0.62327 | 1.081e-05 | 3.2099e-05 | 0.048869
Commercial | Retail | New | Infiltration Reduction - Air Sealing | 0.074732 | 0.57702 | -0.62523 | 1.0644e-05 | 3.1606e-05 | 0.048119
Commercial | Grocery | Existing | Ceiling Insulation(R12 to R38) | 0.31985 | 0.83 | -0.65609 | 4.4511e-05 | 0.00010179 | 0.21811
Commercial | Restaurants | Existing | Ceiling Insulation(R12 to R38) | 0.31985 | 0.83 | -0.65609 | 4.4511e-05 | 0.00010179 | 0.21811
Commercial | Retail | Existing | Ceiling Insulation(R12 to R38) | 0.31985 | 0.83 | -0.65609 | 4.4511e-05 | 0.00010179 | 0.21811
Commercial | Assembly | Existing | Infiltration Reduction - Air Sealing | 0.052655 | 0.57702 | -0.66252 | 7.4994e-06 | 2.2269e-05 | 0.033904
Commercial | Assembly | New | Infiltration Reduction - Air Sealing | 0.051846 | 0.57702 | -0.66388 | 7.3843e-06 | 2.1927e-05 | 0.033383
Commercial | Assembly | Existing | Warehouse Loading Dock Seals | 0.1227 | 1.1566 | -0.66517 | 7.6946e-06 | 1.3729e-05 | 0.067808
Commercial | Healthcare | Existing | Infiltration Reduction - Air Sealing | 0.049894 | 0.57702 | -0.66718 | 7.1062e-06 | 2.1101e-05 | 0.032126
Commercial | Assembly | New | Warehouse Loading Dock Seals | 0.12082 | 1.1566 | -0.66753 | 7.5765e-06 | 1.3518e-05 | 0.066767
Commercial | Healthcare | New | Infiltration Reduction - Air Sealing | 0.049128 | 0.57702 | -0.66847 | 6.9971e-06 | 2.0778e-05 | 0.031633
Commercial | Grocery | New | Ceiling Insulation(R12 to R38) | 0.31494 | 0.83 | -0.66953 | 4.3827e-05 | 0.00010023 | 0.21477
Commercial | Restaurants | New | Ceiling Insulation(R12 to R38) | 0.31494 | 0.83 | -0.66953 | 4.3827e-05 | 0.00010023 | 0.21477
Commercial | Retail | New | Ceiling Insulation(R12 to R38) | 0.31494 | 0.83 | -0.66953 | 4.3827e-05 | 0.00010023 | 0.21477
Commercial | Warehouse | Existing | Infiltration Reduction - Air Sealing | 0.04793 | 0.57702 | -0.67049 | 6.8266e-06 | 2.0271e-05 | 0.030862
Commercial | Assembly | Existing | Ceiling Insulation(R12 to R38) | 0.29913 | 0.7964 | -0.67104 | 4.3645e-06 | 9.8386e-05 | 0.21811
Commercial | Healthcare | Existing | Ceiling Insulation(R12 to R38) | 0.29913 | 0.7964 | -0.67104 | 4.3645e-06 | 9.8386e-05 | 0.21811
Commercial | Institutional | Existing | Ceiling Insulation(R12 to R38) | 0.29913 | 0.7964 | -0.67104 | 4.3645e-06 | 9.8386e-05 | 0.21811
Commercial | Miscellaneous | Existing | Ceiling Insulation(R12 to R38) | 0.29913 | 0.7964 | -0.67104 | 4.3645e-06 | 9.8386e-05 | 0.21811
Commercial | Offices | Existing | Ceiling Insulation(R12 to R38) | 0.29913 | 0.7964 | -0.67104 | 4.3645e-06 | 9.8386e-05 | 0.21811
Commercial | Schools K-12 | Existing | Ceiling Insulation(R12 to R38) | 0.29913 | 0.7964 | -0.67104 | 4.3645e-06 | 9.8386e-05 | 0.21811
Commercial | Warehouse | New | Infiltration Reduction - Air Sealing | 0.047195 | 0.57702 | -0.67174 | 6.7218e-06 | 1.996e-05 | 0.030388
Commercial | Healthcare | Existing | Warehouse Loading Dock Seals | 0.11627 | 1.1566 | -0.67325 | 7.2912e-06 | 1.3009e-05 | 0.064252
Commercial | Healthcare | New | Warehouse Loading Dock Seals | 0.11448 | 1.1566 | -0.6755 | 7.1792e-06 | 1.2809e-05 | 0.063266
Commercial | Warehouse | Existing | Warehouse Loading Dock Seals | 0.11169 | 1.1566 | -0.67901 | 7.0043e-06 | 1.2497e-05 | 0.061724
Commercial | Warehouse | New | Warehouse Loading Dock Seals | 0.10998 | 1.1566 | -0.68116 | 6.8968e-06 | 1.2305e-05 | 0.060777
Commercial | Assembly | New | Ceiling Insulation(R12 to R38) | 0.29453 | 0.7964 | -0.68424 | 4.2975e-06 | 9.6876e-05 | 0.21477
Commercial | Healthcare | New | Ceiling Insulation(R12 to R38) | 0.29453 | 0.7964 | -0.68424 | 4.2975e-06 | 9.6876e-05 | 0.21477
Commercial | Institutional | New | Ceiling Insulation(R12 to R38) | 0.29453 | 0.7964 | -0.68424 | 4.2975e-06 | 9.6876e-05 | 0.21477
Commercial | Miscellaneous | New | Ceiling Insulation(R12 to R38) | 0.29453 | 0.7964 | -0.68424 | 4.2975e-06 | 9.6876e-05 | 0.21477
Commercial | Offices | New | Ceiling Insulation(R12 to R38) | 0.29453 | 0.7964 | -0.68424 | 4.2975e-06 | 9.6876e-05 | 0.21477
Commercial | Schools K-12 | New | Ceiling Insulation(R12 to R38) | 0.29453 | 0.7964 | -0.68424 | 4.2975e-06 | 9.6876e-05 | 0.21477
Commercial | Miscellaneous | Existing | Infiltration Reduction - Air Sealing | 0.032186 | 0.57702 | -0.69708 | 4.5842e-06 | 1.3612e-05 | 0.020724
Commercial | Miscellaneous | New | Infiltration Reduction - Air Sealing | 0.031692 | 0.57702 | -0.69792 | 4.5138e-06 | 1.3404e-05 | 0.020406
Commercial | College and University | Existing | Ceiling Insulation(R12 to R38) | 0.3303 | 0.9379 | -0.70691 | 9.0208e-05 | 5.3135e-05 | 0.21811
Commercial | Hospitals | Existing | Ceiling Insulation(R12 to R38) | 0.3303 | 0.9379 | -0.70691 | 9.0208e-05 | 5.3135e-05 | 0.21811
Commercial | Lodging/Hospitality | Existing | Ceiling Insulation(R12 to R38) | 0.3303 | 0.9379 | -0.70691 | 9.0208e-05 | 5.3135e-05 | 0.21811
Commercial | Hospitals | Existing | Infiltration Reduction - Air Sealing | 0.025809 | 0.57702 | -0.70785 | 3.6759e-06 | 1.0915e-05 | 0.016618
Commercial | College and University | Existing | Infiltration Reduction - Air Sealing | 0.025721 | 0.57702 | -0.708 | 3.6634e-06 | 1.0878e-05 | 0.016562
Commercial | Hospitals | New | Infiltration Reduction - Air Sealing | 0.025413 | 0.57702 | -0.70852 | 3.6195e-06 | 1.0748e-05 | 0.016363
Commercial | College and University | New | Infiltration Reduction - Air Sealing | 0.025326 | 0.57702 | -0.70867 | 3.6071e-06 | 1.0711e-05 | 0.016307
Commercial | College and University | New | Ceiling Insulation(R12 to R38) | 0.32523 | 0.9379 | -0.71956 | 8.8823e-05 | 5.232e-05 | 0.21477
Commercial | Hospitals | New | Ceiling Insulation(R12 to R38) | 0.32523 | 0.9379 | -0.71956 | 8.8823e-05 | 5.232e-05 | 0.21477
Commercial | Lodging/Hospitality | New | Ceiling Insulation(R12 to R38) | 0.32523 | 0.9379 | -0.71956 | 8.8823e-05 | 5.232e-05 | 0.21477
Commercial | Schools K-12 | Existing | Infiltration Reduction - Air Sealing | 0.017333 | 0.57702 | -0.72216 | 2.4687e-06 | 7.3307e-06 | 0.011161
Commercial | Schools K-12 | New | Infiltration Reduction - Air Sealing | 0.017067 | 0.57702 | -0.72261 | 2.4308e-06 | 7.2182e-06 | 0.010989
Commercial | Miscellaneous | Existing | Warehouse Loading Dock Seals | 0.075005 | 1.1566 | -0.72513 | 4.7035e-06 | 8.3921e-06 | 0.041449
Commercial | Miscellaneous | New | Warehouse Loading Dock Seals | 0.073854 | 1.1566 | -0.72657 | 4.6313e-06 | 8.2633e-06 | 0.040813
Commercial | Hospitals | Existing | Warehouse Loading Dock Seals | 0.060144 | 1.1566 | -0.74381 | 3.7716e-06 | 6.7294e-06 | 0.033237
Commercial | College and University | Existing | Warehouse Loading Dock Seals | 0.059939 | 1.1566 | -0.74406 | 3.7587e-06 | 6.7064e-06 | 0.033123
Commercial | Hospitals | New | Warehouse Loading Dock Seals | 0.059221 | 1.1566 | -0.74497 | 3.7137e-06 | 6.6261e-06 | 0.032726
Commercial | College and University | New | Warehouse Loading Dock Seals | 0.059019 | 1.1566 | -0.74522 | 3.701e-06 | 6.6035e-06 | 0.032615
Commercial | Schools K-12 | Existing | Warehouse Loading Dock Seals | 0.040392 | 1.1566 | -0.76863 | 2.533e-06 | 4.5194e-06 | 0.022321
Commercial | Schools K-12 | New | Warehouse Loading Dock Seals | 0.039772 | 1.1566 | -0.76941 | 2.4941e-06 | 4.45e-06 | 0.021979
Commercial | Grocery | Existing | Roof Insulation | 0.30585 | 0.83 | -0.88444 | 5.4212e-05 | 0.00012398 | 0.26565
Commercial | Restaurants | Existing | Roof Insulation | 0.30585 | 0.83 | -0.88444 | 5.4212e-05 | 0.00012398 | 0.26565
Commercial | Retail | Existing | Roof Insulation | 0.30585 | 0.83 | -0.88444 | 5.4212e-05 | 0.00012398 | 0.26565
Commercial | Grocery | Existing | Ceiling Insulation(R30 to R38) | 0.060324 | 0.83 | -0.89152 | 5.4782e-06 | 1.2529e-05 | 0.026845
Commercial | Restaurants | Existing | Ceiling Insulation(R30 to R38) | 0.060324 | 0.83 | -0.89152 | 5.4782e-06 | 1.2529e-05 | 0.026845
Commercial | Retail | Existing | Ceiling Insulation(R30 to R38) | 0.060324 | 0.83 | -0.89152 | 5.4782e-06 | 1.2529e-05 | 0.026845
Commercial | Grocery | New | Ceiling Insulation(R30 to R38) | 0.059398 | 0.83 | -0.89318 | 5.3941e-06 | 1.2336e-05 | 0.026433
Commercial | Restaurants | New | Ceiling Insulation(R30 to R38) | 0.059398 | 0.83 | -0.89318 | 5.3941e-06 | 1.2336e-05 | 0.026433
Commercial | Retail | New | Ceiling Insulation(R30 to R38) | 0.059398 | 0.83 | -0.89318 | 5.3941e-06 | 1.2336e-05 | 0.026433
Commercial | Assembly | Existing | Ceiling Insulation(R30 to R38) | 0.056416 | 0.7964 | -0.89336 | 5.3717e-07 | 1.2109e-05 | 0.026845
Commercial | Healthcare | Existing | Ceiling Insulation(R30 to R38) | 0.056416 | 0.7964 | -0.89336 | 5.3717e-07 | 1.2109e-05 | 0.026845
Commercial | Institutional | Existing | Ceiling Insulation(R30 to R38) | 0.056416 | 0.7964 | -0.89336 | 5.3717e-07 | 1.2109e-05 | 0.026845
Commercial | Miscellaneous | Existing | Ceiling Insulation(R30 to R38) | 0.056416 | 0.7964 | -0.89336 | 5.3717e-07 | 1.2109e-05 | 0.026845
Commercial | Offices | Existing | Ceiling Insulation(R30 to R38) | 0.056416 | 0.7964 | -0.89336 | 5.3717e-07 | 1.2109e-05 | 0.026845
Commercial | Schools K-12 | Existing | Ceiling Insulation(R30 to R38) | 0.056416 | 0.7964 | -0.89336 | 5.3717e-07 | 1.2109e-05 | 0.026845
Commercial | Assembly | New | Ceiling Insulation(R30 to R38) | 0.05555 | 0.7964 | -0.89499 | 5.2893e-07 | 1.1923e-05 | 0.026433
Commercial | Healthcare | New | Ceiling Insulation(R30 to R38) | 0.05555 | 0.7964 | -0.89499 | 5.2893e-07 | 1.1923e-05 | 0.026433
Commercial | Institutional | New | Ceiling Insulation(R30 to R38) | 0.05555 | 0.7964 | -0.89499 | 5.2893e-07 | 1.1923e-05 | 0.026433
Commercial | Miscellaneous | New | Ceiling Insulation(R30 to R38) | 0.05555 | 0.7964 | -0.89499 | 5.2893e-07 | 1.1923e-05 | 0.026433
Commercial | Offices | New | Ceiling Insulation(R30 to R38) | 0.05555 | 0.7964 | -0.89499 | 5.2893e-07 | 1.1923e-05 | 0.026433
Commercial | Schools K-12 | New | Ceiling Insulation(R30 to R38) | 0.05555 | 0.7964 | -0.89499 | 5.2893e-07 | 1.1923e-05 | 0.026433
Commercial | College and University | Existing | Ceiling Insulation(R30 to R38) | 0.062296 | 0.9379 | -0.89778 | 1.1102e-05 | 6.5397e-06 | 0.026845
Commercial | Hospitals | Existing | Ceiling Insulation(R30 to R38) | 0.062296 | 0.9379 | -0.89778 | 1.1102e-05 | 6.5397e-06 | 0.026845
Commercial | Lodging/Hospitality | Existing | Ceiling Insulation(R30 to R38) | 0.062296 | 0.9379 | -0.89778 | 1.1102e-05 | 6.5397e-06 | 0.026845
Commercial | College and University | New | Ceiling Insulation(R30 to R38) | 0.06134 | 0.9379 | -0.89933 | 1.0932e-05 | 6.4393e-06 | 0.026433
Commercial | Hospitals | New | Ceiling Insulation(R30 to R38) | 0.06134 | 0.9379 | -0.89933 | 1.0932e-05 | 6.4393e-06 | 0.026433
Commercial | Lodging/Hospitality | New | Ceiling Insulation(R30 to R38) | 0.06134 | 0.9379 | -0.89933 | 1.0932e-05 | 6.4393e-06 | 0.026433
Commercial | Assembly | Existing | Roof Insulation | 0.28603 | 0.7964 | -0.90264 | 5.3158e-06 | 0.00011983 | 0.26565
Commercial | Healthcare | Existing | Roof Insulation | 0.28603 | 0.7964 | -0.90264 | 5.3158e-06 | 0.00011983 | 0.26565
Commercial | Institutional | Existing | Roof Insulation | 0.28603 | 0.7964 | -0.90264 | 5.3158e-06 | 0.00011983 | 0.26565
Commercial | Miscellaneous | Existing | Roof Insulation | 0.28603 | 0.7964 | -0.90264 | 5.3158e-06 | 0.00011983 | 0.26565
Commercial | Offices | Existing | Roof Insulation | 0.28603 | 0.7964 | -0.90264 | 5.3158e-06 | 0.00011983 | 0.26565
Commercial | Schools K-12 | Existing | Roof Insulation | 0.28603 | 0.7964 | -0.90264 | 5.3158e-06 | 0.00011983 | 0.26565
Commercial | Grocery | Existing | Ceiling Insulation(R19 to R38) | 0.17227 | 0.83 | -0.90826 | 2.0543e-05 | 4.6982e-05 | 0.10067
Commercial | Restaurants | Existing | Ceiling Insulation(R19 to R38) | 0.17227 | 0.83 | -0.90826 | 2.0543e-05 | 4.6982e-05 | 0.10067
Commercial | Retail | Existing | Ceiling Insulation(R19 to R38) | 0.17227 | 0.83 | -0.90826 | 2.0543e-05 | 4.6982e-05 | 0.10067
Commercial | Warehouse | Existing | Ceiling Insulation(R12 to R38) | 0.27633 | 1.2544 | -0.90885 | 2.4751e-05 | 4.4161e-05 | 0.21811
Commercial | Grocery | New | Ceiling Insulation(R19 to R38) | 0.16962 | 0.83 | -0.91446 | 2.0228e-05 | 4.6261e-05 | 0.099123
Commercial | Restaurants | New | Ceiling Insulation(R19 to R38) | 0.16962 | 0.83 | -0.91446 | 2.0228e-05 | 4.6261e-05 | 0.099123
Commercial | Retail | New | Ceiling Insulation(R19 to R38) | 0.16962 | 0.83 | -0.91446 | 2.0228e-05 | 4.6261e-05 | 0.099123
Commercial | Assembly | Existing | Ceiling Insulation(R19 to R38) | 0.16111 | 0.7964 | -0.91516 | 2.0144e-06 | 4.5409e-05 | 0.10067
Commercial | Healthcare | Existing | Ceiling Insulation(R19 to R38) | 0.16111 | 0.7964 | -0.91516 | 2.0144e-06 | 4.5409e-05 | 0.10067
Commercial | Institutional | Existing | Ceiling Insulation(R19 to R38) | 0.16111 | 0.7964 | -0.91516 | 2.0144e-06 | 4.5409e-05 | 0.10067
Commercial | Miscellaneous | Existing | Ceiling Insulation(R19 to R38) | 0.16111 | 0.7964 | -0.91516 | 2.0144e-06 | 4.5409e-05 | 0.10067
Commercial | Offices | Existing | Ceiling Insulation(R19 to R38) | 0.16111 | 0.7964 | -0.91516 | 2.0144e-06 | 4.5409e-05 | 0.10067
Commercial | Schools K-12 | Existing | Ceiling Insulation(R19 to R38) | 0.16111 | 0.7964 | -0.91516 | 2.0144e-06 | 4.5409e-05 | 0.10067
Commercial | Warehouse | New | Ceiling Insulation(R12 to R38) | 0.27209 | 1.2544 | -0.9184 | 2.4371e-05 | 4.3484e-05 | 0.21477
Commercial | Assembly | New | Ceiling Insulation(R19 to R38) | 0.15863 | 0.7964 | -0.92125 | 1.9835e-06 | 4.4712e-05 | 0.099123
Commercial | Healthcare | New | Ceiling Insulation(R19 to R38) | 0.15863 | 0.7964 | -0.92125 | 1.9835e-06 | 4.4712e-05 | 0.099123
Commercial | Institutional | New | Ceiling Insulation(R19 to R38) | 0.15863 | 0.7964 | -0.92125 | 1.9835e-06 | 4.4712e-05 | 0.099123
Commercial | Miscellaneous | New | Ceiling Insulation(R19 to R38) | 0.15863 | 0.7964 | -0.92125 | 1.9835e-06 | 4.4712e-05 | 0.099123
Commercial | Offices | New | Ceiling Insulation(R19 to R38) | 0.15863 | 0.7964 | -0.92125 | 1.9835e-06 | 4.4712e-05 | 0.099123
Commercial | Schools K-12 | New | Ceiling Insulation(R19 to R38) | 0.15863 | 0.7964 | -0.92125 | 1.9835e-06 | 4.4712e-05 | 0.099123
Commercial | Warehouse | Existing | Ceiling Insulation(R30 to R38) | 0.052116 | 1.2544 | -0.92263 | 3.0463e-06 | 5.4353e-06 | 0.026845
Commercial | Warehouse | New | Ceiling Insulation(R30 to R38) | 0.051316 | 1.2544 | -0.92381 | 2.9995e-06 | 5.3518e-06 | 0.026433
Commercial | College and University | Existing | Ceiling Insulation(R19 to R38) | 0.1779 | 0.9379 | -0.93171 | 4.1634e-05 | 2.4524e-05 | 0.10067
Commercial | Hospitals | Existing | Ceiling Insulation(R19 to R38) | 0.1779 | 0.9379 | -0.93171 | 4.1634e-05 | 2.4524e-05 | 0.10067
Commercial | Lodging/Hospitality | Existing | Ceiling Insulation(R19 to R38) | 0.1779 | 0.9379 | -0.93171 | 4.1634e-05 | 2.4524e-05 | 0.10067
Commercial | College and University | New | Ceiling Insulation(R19 to R38) | 0.17517 | 0.9379 | -0.93755 | 4.0995e-05 | 2.4148e-05 | 0.099123
Commercial | Hospitals | New | Ceiling Insulation(R19 to R38) | 0.17517 | 0.9379 | -0.93755 | 4.0995e-05 | 2.4148e-05 | 0.099123
Commercial | Lodging/Hospitality | New | Ceiling Insulation(R19 to R38) | 0.17517 | 0.9379 | -0.93755 | 4.0995e-05 | 2.4148e-05 | 0.099123
Commercial | College and University | Existing | Roof Insulation | 0.31585 | 0.9379 | -0.94633 | 0.00010987 | 6.4716e-05 | 0.26565
Commercial | Hospitals | Existing | Roof Insulation | 0.31585 | 0.9379 | -0.94633 | 0.00010987 | 6.4716e-05 | 0.26565
Commercial | Lodging/Hospitality | Existing | Roof Insulation | 0.31585 | 0.9379 | -0.94633 | 0.00010987 | 6.4716e-05 | 0.26565
Commercial | Assembly | Turnover | Refrigerated Display Case LED Lighting | 0.72425 | 1.2739 | -0.99625 | 0.024002 | 0.013074 | 160.9897
Commercial | Grocery | Turnover | Refrigerated Display Case LED Lighting | 0.72425 | 1.2739 | -0.99625 | 0.024002 | 0.013074 | 160.9897
Commercial | Institutional | Turnover | Refrigerated Display Case LED Lighting | 0.72425 | 1.2739 | -0.99625 | 0.024002 | 0.013074 | 160.9897
Commercial | Miscellaneous | Turnover | Refrigerated Display Case LED Lighting | 0.72425 | 1.2739 | -0.99625 | 0.024002 | 0.013074 | 160.9897
Commercial | Offices | Turnover | Refrigerated Display Case LED Lighting | 0.72425 | 1.2739 | -0.99625 | 0.024002 | 0.013074 | 160.9897
Commercial | Retail | Turnover | Refrigerated Display Case LED Lighting | 0.72425 | 1.2739 | -0.99625 | 0.024002 | 0.013074 | 160.9897
Commercial | Warehouse | Turnover | Refrigerated Display Case LED Lighting | 0.72425 | 1.2739 | -0.99625 | 0.024002 | 0.013074 | 160.9897
Commercial | Warehouse | Existing | Ceiling Insulation(R19 to R38) | 0.14883 | 1.2544 | -1.0249 | 1.1424e-05 | 2.0382e-05 | 0.10067
Commercial | Warehouse | New | Ceiling Insulation(R19 to R38) | 0.14654 | 1.2544 | -1.0293 | 1.1248e-05 | 2.0069e-05 | 0.099123
Commercial | Warehouse | Existing | Roof Insulation | 0.26424 | 1.2544 | -1.1923 | 3.0145e-05 | 5.3786e-05 | 0.26565
Commercial | Restaurants | Existing | Smart Strip Plug Outlet | 0.6111 | 1.088 | -1.2238 | 0.0099458 | 0 | 66.8878
Commercial | Restaurants | New | Smart Strip Plug Outlet | 0.6111 | 1.088 | -1.2238 | 0.0099458 | 0 | 66.8878
Commercial | Grocery | New | Roof Insulation | 0.15058 | 0.83 | -1.4255 | 2.669e-05 | 6.1038e-05 | 0.13079
Commercial | Restaurants | New | Roof Insulation | 0.15058 | 0.83 | -1.4255 | 2.669e-05 | 6.1038e-05 | 0.13079
Commercial | Retail | New | Roof Insulation | 0.15058 | 0.83 | -1.4255 | 2.669e-05 | 6.1038e-05 | 0.13079
Commercial | Assembly | New | Roof Insulation | 0.14082 | 0.7964 | -1.4345 | 2.6171e-06 | 5.8995e-05 | 0.13079
Commercial | Healthcare | New | Roof Insulation | 0.14082 | 0.7964 | -1.4345 | 2.6171e-06 | 5.8995e-05 | 0.13079
Commercial | Institutional | New | Roof Insulation | 0.14082 | 0.7964 | -1.4345 | 2.6171e-06 | 5.8995e-05 | 0.13079
Commercial | Miscellaneous | New | Roof Insulation | 0.14082 | 0.7964 | -1.4345 | 2.6171e-06 | 5.8995e-05 | 0.13079
Commercial | Offices | New | Roof Insulation | 0.14082 | 0.7964 | -1.4345 | 2.6171e-06 | 5.8995e-05 | 0.13079
Commercial | Schools K-12 | New | Roof Insulation | 0.14082 | 0.7964 | -1.4345 | 2.6171e-06 | 5.8995e-05 | 0.13079
Commercial | College and University | New | Roof Insulation | 0.1555 | 0.9379 | -1.456 | 5.4091e-05 | 3.1861e-05 | 0.13079
Commercial | Hospitals | New | Roof Insulation | 0.1555 | 0.9379 | -1.456 | 5.4091e-05 | 3.1861e-05 | 0.13079
Commercial | Lodging/Hospitality | New | Roof Insulation | 0.1555 | 0.9379 | -1.456 | 5.4091e-05 | 3.1861e-05 | 0.13079
Commercial | Warehouse | New | Roof Insulation | 0.13009 | 1.2544 | -1.5771 | 1.4841e-05 | 2.648e-05 | 0.13079
Commercial | Lodging/Hospitality | Existing | ECM Motors on Furnaces | 0.68847 | 1.3673 | -1.7033 | 0 | 0.055813 | 488.9225
Commercial | Lodging/Hospitality | New | ECM Motors on Furnaces | 0.68847 | 1.3673 | -1.7033 | 0 | 0.055813 | 488.9225
Commercial | College and University | Existing | HVAC tune-up | 0.63805 | 0.907 | -1.9262 | 0.069331 | 0.023434 | 183.4457
Commercial | College and University | New | HVAC tune-up | 0.63805 | 0.907 | -1.9262 | 0.069331 | 0.023434 | 183.4457
Commercial | College and University | Turnover | Energy Star PCs | 0.61992 | 1.0443 | -2.3579 | 0.023703 | 0.023703 | 123.5154
Commercial | Hospitals | Turnover | Energy Star PCs | 0.61992 | 1.0443 | -2.3579 | 0.023703 | 0.023703 | 123.5154
Commercial | College and University | New | Energy Star PCs | 0.61992 | 1.0443 | -2.3579 | 0.023703 | 0.023703 | 123.5154
Commercial | Hospitals | New | Energy Star PCs | 0.61992 | 1.0443 | -2.3579 | 0.023703 | 0.023703 | 123.5154
Commercial | Assembly | New | Wall Insulation | 0 | #DIV/0! | -2.7014 | 0 | 0 | 0
Commercial | College and University | New | Wall Insulation | 0 | #DIV/0! | -2.7014 | 0 | 0 | 0
Commercial | Grocery | New | Wall Insulation | 0 | #DIV/0! | -2.7014 | 0 | 0 | 0
Commercial | Healthcare | New | Wall Insulation | 0 | #DIV/0! | -2.7014 | 0 | 0 | 0
Commercial | Hospitals | New | Wall Insulation | 0 | #DIV/0! | -2.7014 | 0 | 0 | 0
Commercial | Institutional | New | Wall Insulation | 0 | #DIV/0! | -2.7014 | 0 | 0 | 0
Commercial | Lodging/Hospitality | New | Wall Insulation | 0 | #DIV/0! | -2.7014 | 0 | 0 | 0
Commercial | Miscellaneous | New | Wall Insulation | 0 | #DIV/0! | -2.7014 | 0 | 0 | 0
Commercial | Offices | New | Wall Insulation | 0 | #DIV/0! | -2.7014 | 0 | 0 | 0
Commercial | Restaurants | New | Wall Insulation | 0 | #DIV/0! | -2.7014 | 0 | 0 | 0
Commercial | Retail | New | Wall Insulation | 0 | #DIV/0! | -2.7014 | 0 | 0 | 0
Commercial | Schools K-12 | New | Wall Insulation | 0 | #DIV/0! | -2.7014 | 0 | 0 | 0
Commercial | Warehouse | New | Wall Insulation | 0 | #DIV/0! | -2.7014 | 0 | 0 | 0
Commercial | Grocery | Existing | Floor Insulation | 0.033258 | 0.79779 | -3.7603 | 1.4222e-05 | 3.2526e-05 | 0.069693
Commercial | Restaurants | Existing | Floor Insulation | 0.033258 | 0.79779 | -3.7603 | 1.4222e-05 | 3.2526e-05 | 0.069693
Commercial | Retail | Existing | Floor Insulation | 0.033258 | 0.79779 | -3.7603 | 1.4222e-05 | 3.2526e-05 | 0.069693
Commercial | Grocery | New | Floor Insulation | 0.032748 | 0.79779 | -3.7641 | 1.4004e-05 | 3.2027e-05 | 0.068623
Commercial | Restaurants | New | Floor Insulation | 0.032748 | 0.79779 | -3.7641 | 1.4004e-05 | 3.2027e-05 | 0.068623
Commercial | Retail | New | Floor Insulation | 0.032748 | 0.79779 | -3.7641 | 1.4004e-05 | 3.2027e-05 | 0.068623
Commercial | Assembly | Existing | Floor Insulation | 0.031142 | 0.76642 | -3.7646 | 1.3946e-06 | 3.1437e-05 | 0.069693
Commercial | Healthcare | Existing | Floor Insulation | 0.031142 | 0.76642 | -3.7646 | 1.3946e-06 | 3.1437e-05 | 0.069693
Commercial | Institutional | Existing | Floor Insulation | 0.031142 | 0.76642 | -3.7646 | 1.3946e-06 | 3.1437e-05 | 0.069693
Commercial | Miscellaneous | Existing | Floor Insulation | 0.031142 | 0.76642 | -3.7646 | 1.3946e-06 | 3.1437e-05 | 0.069693
Commercial | Offices | Existing | Floor Insulation | 0.031142 | 0.76642 | -3.7646 | 1.3946e-06 | 3.1437e-05 | 0.069693
Commercial | Schools K-12 | Existing | Floor Insulation | 0.031142 | 0.76642 | -3.7646 | 1.3946e-06 | 3.1437e-05 | 0.069693
Commercial | Assembly | New | Floor Insulation | 0.030664 | 0.76642 | -3.7682 | 1.3732e-06 | 3.0955e-05 | 0.068623
Commercial | Healthcare | New | Floor Insulation | 0.030664 | 0.76642 | -3.7682 | 1.3732e-06 | 3.0955e-05 | 0.068623
Commercial | Institutional | New | Floor Insulation | 0.030664 | 0.76642 | -3.7682 | 1.3732e-06 | 3.0955e-05 | 0.068623
Commercial | Miscellaneous | New | Floor Insulation | 0.030664 | 0.76642 | -3.7682 | 1.3732e-06 | 3.0955e-05 | 0.068623
Commercial | Offices | New | Floor Insulation | 0.030664 | 0.76642 | -3.7682 | 1.3732e-06 | 3.0955e-05 | 0.068623
Commercial | Schools K-12 | New | Floor Insulation | 0.030664 | 0.76642 | -3.7682 | 1.3732e-06 | 3.0955e-05 | 0.068623
Commercial | College and University | Existing | Floor Insulation | 0.034205 | 0.89781 | -3.7747 | 2.8824e-05 | 1.6978e-05 | 0.069693
Commercial | Hospitals | Existing | Floor Insulation | 0.034205 | 0.89781 | -3.7747 | 2.8824e-05 | 1.6978e-05 | 0.069693
Commercial | Lodging/Hospitality | Existing | Floor Insulation | 0.034205 | 0.89781 | -3.7747 | 2.8824e-05 | 1.6978e-05 | 0.069693
Commercial | College and University | New | Floor Insulation | 0.03368 | 0.89781 | -3.7782 | 2.8381e-05 | 1.6718e-05 | 0.068623
Commercial | Hospitals | New | Floor Insulation | 0.03368 | 0.89781 | -3.7782 | 2.8381e-05 | 1.6718e-05 | 0.068623
Commercial | Lodging/Hospitality | New | Floor Insulation | 0.03368 | 0.89781 | -3.7782 | 2.8381e-05 | 1.6718e-05 | 0.068623
Commercial | Warehouse | Existing | Floor Insulation | 0.028353 | 1.1897 | -3.8318 | 7.9086e-06 | 1.4111e-05 | 0.069693
Commercial | Warehouse | New | Floor Insulation | 0.027917 | 1.1897 | -3.8344 | 7.7872e-06 | 1.3894e-05 | 0.068623
Commercial | Miscellaneous | Turnover | Premium T8 - Fixture Replacement | 0.66442 | 1.1204 | -3.9535 | 0.011284 | 0.0025813 | 46.5485
Commercial | Miscellaneous | New | Premium T8 - Fixture Replacement | 0.66442 | 1.1204 | -3.9535 | 0.011284 | 0.0025813 | 46.5485
Commercial | Lodging/Hospitality | Existing | Cool Roof | 0.063666 | 0.71313 | -4.0124 | 0.00010041 | 0 | 0.17819
Commercial | Lodging/Hospitality | New | Cool Roof | 0.06351 | 0.71313 | -4.0138 | 0.00010016 | 0 | 0.17775
Commercial | Assembly | Existing | Cool Roof | 0.058014 | 0.80655 | -4.0917 | 7.5697e-05 | 0 | 0.17819
Commercial | College and University | Existing | Cool Roof | 0.058014 | 0.80655 | -4.0917 | 7.5697e-05 | 0 | 0.17819
Commercial | Grocery | Existing | Cool Roof | 0.058014 | 0.80655 | -4.0917 | 7.5697e-05 | 0 | 0.17819
Commercial | Healthcare | Existing | Cool Roof | 0.058014 | 0.80655 | -4.0917 | 7.5697e-05 | 0 | 0.17819
Commercial | Hospitals | Existing | Cool Roof | 0.058014 | 0.80655 | -4.0917 | 7.5697e-05 | 0 | 0.17819
Commercial | Institutional | Existing | Cool Roof | 0.058014 | 0.80655 | -4.0917 | 7.5697e-05 | 0 | 0.17819
Commercial | Offices | Existing | Cool Roof | 0.058014 | 0.80655 | -4.0917 | 7.5697e-05 | 0 | 0.17819
Commercial | Restaurants | Existing | Cool Roof | 0.058014 | 0.80655 | -4.0917 | 7.5697e-05 | 0 | 0.17819
Commercial | Retail | Existing | Cool Roof | 0.058014 | 0.80655 | -4.0917 | 7.5697e-05 | 0 | 0.17819
Commercial | Schools K-12 | Existing | Cool Roof | 0.058014 | 0.80655 | -4.0917 | 7.5697e-05 | 0 | 0.17819
Commercial | Assembly | New | Cool Roof | 0.057872 | 0.80655 | -4.0928 | 7.5512e-05 | 0 | 0.17775
Commercial | College and University | New | Cool Roof | 0.057872 | 0.80655 | -4.0928 | 7.5512e-05 | 0 | 0.17775
Commercial | Grocery | New | Cool Roof | 0.057872 | 0.80655 | -4.0928 | 7.5512e-05 | 0 | 0.17775
Commercial | Healthcare | New | Cool Roof | 0.057872 | 0.80655 | -4.0928 | 7.5512e-05 | 0 | 0.17775
Commercial | Hospitals | New | Cool Roof | 0.057872 | 0.80655 | -4.0928 | 7.5512e-05 | 0 | 0.17775
Commercial | Institutional | New | Cool Roof | 0.057872 | 0.80655 | -4.0928 | 7.5512e-05 | 0 | 0.17775
Commercial | Offices | New | Cool Roof | 0.057872 | 0.80655 | -4.0928 | 7.5512e-05 | 0 | 0.17775
Commercial | Restaurants | New | Cool Roof | 0.057872 | 0.80655 | -4.0928 | 7.5512e-05 | 0 | 0.17775
Commercial | Retail | New | Cool Roof | 0.057872 | 0.80655 | -4.0928 | 7.5512e-05 | 0 | 0.17775
Commercial | Schools K-12 | New | Cool Roof | 0.057872 | 0.80655 | -4.0928 | 7.5512e-05 | 0 | 0.17775
Commercial | Miscellaneous | Existing | Cool Roof | 0.045958 | 1.3159 | -4.2607 | 2.2991e-05 | 0 | 0.17819
Commercial | Warehouse | Existing | Cool Roof | 0.045958 | 1.3159 | -4.2607 | 2.2991e-05 | 0 | 0.17819
Commercial | Miscellaneous | New | Cool Roof | 0.045845 | 1.3159 | -4.2615 | 2.2935e-05 | 0 | 0.17775
Commercial | Warehouse | New | Cool Roof | 0.045845 | 1.3159 | -4.2615 | 2.2935e-05 | 0 | 0.17775
Commercial | Assembly | Existing | Smart Strip Plug Outlet | 0.51164 | 1.0898 | -5.7324 | 0.0083127 | 0 | 55.9044
Commercial | Assembly | New | Smart Strip Plug Outlet | 0.51164 | 1.0898 | -5.7324 | 0.0083127 | 0 | 55.9044
Commercial | College and University | Turnover | Refrigerated Display Case LED Lighting | 0.70664 | 1.3292 | -6.8212 | 0.020873 | 0.017484 | 160.9897
Commercial | Healthcare | Turnover | Refrigerated Display Case LED Lighting | 0.70664 | 1.3292 | -6.8212 | 0.020873 | 0.017484 | 160.9897
Commercial | Hospitals | Turnover | Refrigerated Display Case LED Lighting | 0.70664 | 1.3292 | -6.8212 | 0.020873 | 0.017484 | 160.9897
Commercial | Lodging/Hospitality | Turnover | Refrigerated Display Case LED Lighting | 0.70664 | 1.3292 | -6.8212 | 0.020873 | 0.017484 | 160.9897
Commercial | Restaurants | Turnover | Refrigerated Display Case LED Lighting | 0.70664 | 1.3292 | -6.8212 | 0.020873 | 0.017484 | 160.9897
Commercial | Schools K-12 | Turnover | Refrigerated Display Case LED Lighting | 0.70664 | 1.3292 | -6.8212 | 0.020873 | 0.017484 | 160.9897
Commercial | Assembly | Turnover | Energy Star PCs | 0.55937 | 1.1017 | -7.284 | 0.017591 | 0 | 123.5154
Commercial | Grocery | Turnover | Energy Star PCs | 0.56504 | 1.1129 | -7.284 | 0.017591 | 0.0068231 | 123.5154
Commercial | Healthcare | Turnover | Energy Star PCs | 0.56504 | 1.1129 | -7.284 | 0.017591 | 0.0068231 | 123.5154
Commercial | Institutional | Turnover | Energy Star PCs | 0.55937 | 1.1017 | -7.284 | 0.017591 | 0 | 123.5154
Commercial | Lodging/Hospitality | Turnover | Energy Star PCs | 0.56504 | 1.1129 | -7.284 | 0.017591 | 0.0068231 | 123.5154
Commercial | Miscellaneous | Turnover | Energy Star PCs | 0.55937 | 1.1017 | -7.284 | 0.017591 | 0 | 123.5154
Commercial | Offices | Turnover | Energy Star PCs | 0.56504 | 1.1129 | -7.284 | 0.017591 | 0.0068231 | 123.5154
Commercial | Restaurants | Turnover | Energy Star PCs | 0.55937 | 1.1017 | -7.284 | 0.017591 | 0 | 123.5154
Commercial | Retail | Turnover | Energy Star PCs | 0.56504 | 1.1129 | -7.284 | 0.017591 | 0.0068231 | 123.5154
Commercial | Schools K-12 | Turnover | Energy Star PCs | 0.56504 | 1.1129 | -7.284 | 0.017591 | 0.0068231 | 123.5154
Commercial | Warehouse | Turnover | Energy Star PCs | 0.55937 | 1.1017 | -7.284 | 0.017591 | 0 | 123.5154
Commercial | Assembly | New | Energy Star PCs | 0.55937 | 1.1017 | -7.284 | 0.017591 | 0 | 123.5154
Commercial | Grocery | New | Energy Star PCs | 0.56504 | 1.1129 | -7.284 | 0.017591 | 0.0068231 | 123.5154
Commercial | Healthcare | New | Energy Star PCs | 0.56504 | 1.1129 | -7.284 | 0.017591 | 0.0068231 | 123.5154
Commercial | Institutional | New | Energy Star PCs | 0.55937 | 1.1017 | -7.284 | 0.017591 | 0 | 123.5154
Commercial | Lodging/Hospitality | New | Energy Star PCs | 0.56504 | 1.1129 | -7.284 | 0.017591 | 0.0068231 | 123.5154
Commercial | Miscellaneous | New | Energy Star PCs | 0.55937 | 1.1017 | -7.284 | 0.017591 | 0 | 123.5154
Commercial | Offices | New | Energy Star PCs | 0.56504 | 1.1129 | -7.284 | 0.017591 | 0.0068231 | 123.5154
Commercial | Restaurants | New | Energy Star PCs | 0.55937 | 1.1017 | -7.284 | 0.017591 | 0 | 123.5154
Commercial | Retail | New | Energy Star PCs | 0.56504 | 1.1129 | -7.284 | 0.017591 | 0.0068231 | 123.5154
Commercial | Schools K-12 | New | Energy Star PCs | 0.56504 | 1.1129 | -7.284 | 0.017591 | 0.0068231 | 123.5154
Commercial | Warehouse | New | Energy Star PCs | 0.55937 | 1.1017 | -7.284 | 0.017591 | 0 | 123.5154
Commercial | Assembly | Turnover | High Speed Fans | 0.68761 | 1.2407 | -10.5845 | 0.070783 | 0.0064843 | 508.5618
Commercial | Grocery | Turnover | High Speed Fans | 0.68761 | 1.2407 | -10.5845 | 0.070783 | 0.0064843 | 508.5618
Commercial | Institutional | Turnover | High Speed Fans | 0.68761 | 1.2407 | -10.5845 | 0.070783 | 0.0064843 | 508.5618
Commercial | Miscellaneous | Turnover | High Speed Fans | 0.68761 | 1.2407 | -10.5845 | 0.070783 | 0.0064843 | 508.5618
Commercial | Offices | Turnover | High Speed Fans | 0.68761 | 1.2407 | -10.5845 | 0.070783 | 0.0064843 | 508.5618
Commercial | Retail | Turnover | High Speed Fans | 0.68761 | 1.2407 | -10.5845 | 0.070783 | 0.0064843 | 508.5618
Commercial | Warehouse | Turnover | High Speed Fans | 0.68761 | 1.2407 | -10.5845 | 0.070783 | 0.0064843 | 508.5618
Commercial | Assembly | New | High Speed Fans | 0.68761 | 1.2407 | -10.5845 | 0.070783 | 0.0064843 | 508.5618
Commercial | Grocery | New | High Speed Fans | 0.68761 | 1.2407 | -10.5845 | 0.070783 | 0.0064843 | 508.5618
Commercial | Institutional | New | High Speed Fans | 0.68761 | 1.2407 | -10.5845 | 0.070783 | 0.0064843 | 508.5618
Commercial | Miscellaneous | New | High Speed Fans | 0.68761 | 1.2407 | -10.5845 | 0.070783 | 0.0064843 | 508.5618
Commercial | Offices | New | High Speed Fans | 0.68761 | 1.2407 | -10.5845 | 0.070783 | 0.0064843 | 508.5618
Commercial | Retail | New | High Speed Fans | 0.68761 | 1.2407 | -10.5845 | 0.070783 | 0.0064843 | 508.5618
Commercial | Warehouse | New | High Speed Fans | 0.68761 | 1.2407 | -10.5845 | 0.070783 | 0.0064843 | 508.5618
Commercial | Warehouse | Turnover | Premium T8 - Fixture Replacement | 0.57742 | 1.1224 | -11.0293 | 0.0097886 | 0.0022393 | 40.3814
Commercial | Warehouse | New | Premium T8 - Fixture Replacement | 0.57742 | 1.1224 | -11.0293 | 0.0097886 | 0.0022393 | 40.3814
Commercial | Lodging/Hospitality | Turnover | Premium T8 - Fixture Replacement | 0.55911 | 1.1029 | -11.7692 | 0.0096676 | 5.2963e-07 | 39.6422
Commercial | Lodging/Hospitality | New | Premium T8 - Fixture Replacement | 0.55911 | 1.1029 | -11.7692 | 0.0096676 | 5.2963e-07 | 39.6422
Commercial | College and University | Turnover | Premium T8 - Fixture Replacement | 0.53427 | 1.3872 | -15.8782 | 0.0048779 | 0.0045245 | 46.5485
Commercial | College and University | New | Premium T8 - Fixture Replacement | 0.53427 | 1.3872 | -15.8782 | 0.0048779 | 0.0045245 | 46.5485
Commercial | Retail | Existing | Smart Strip Plug Outlet | 0.28161 | 1.108 | -16.2572 | 0.0045002 | 0.0031276 | 30.265
Commercial | Retail | New | Smart Strip Plug Outlet | 0.28161 | 1.108 | -16.2572 | 0.0045002 | 0.0031276 | 30.265
Commercial | Restaurants | Turnover | Premium T8 - Fixture Replacement | 0.5032 | 1.11 | -16.5908 | 0.0086452 | 4.7362e-07 | 35.4499
Commercial | Restaurants | New | Premium T8 - Fixture Replacement | 0.5032 | 1.11 | -16.5908 | 0.0086452 | 4.7362e-07 | 35.4499
Commercial | Institutional | Turnover | Premium T8 - Fixture Replacement | 0.49748 | 1.1209 | -17.3903 | 0.0084447 | 0.0019318 | 34.8374
Commercial | Institutional | New | Premium T8 - Fixture Replacement | 0.49748 | 1.1209 | -17.3903 | 0.0084447 | 0.0019318 | 34.8374
Commercial | Offices | Turnover | Premium T8 - Fixture Replacement | 0.49198 | 1.1242 | -17.9477 | 0.008327 | 0.0019049 | 34.3517
Commercial | Offices | New | Premium T8 - Fixture Replacement | 0.49198 | 1.1242 | -17.9477 | 0.008327 | 0.0019049 | 34.3517
Commercial | College and University | Turnover | High Speed Fans | 0.69487 | 1.2965 | -18.4359 | 0.065938 | 0.055231 | 508.5618
Commercial | Healthcare | Turnover | High Speed Fans | 0.69487 | 1.2965 | -18.4359 | 0.065938 | 0.055231 | 508.5618
Commercial | Hospitals | Turnover | High Speed Fans | 0.69487 | 1.2965 | -18.4359 | 0.065938 | 0.055231 | 508.5618
Commercial | Lodging/Hospitality | Turnover | High Speed Fans | 0.69487 | 1.2965 | -18.4359 | 0.065938 | 0.055231 | 508.5618
Commercial | Restaurants | Turnover | High Speed Fans | 0.69487 | 1.2965 | -18.4359 | 0.065938 | 0.055231 | 508.5618
Commercial | Schools K-12 | Turnover | High Speed Fans | 0.69487 | 1.2965 | -18.4359 | 0.065938 | 0.055231 | 508.5618
Commercial | College and University | New | High Speed Fans | 0.69487 | 1.2965 | -18.4359 | 0.065938 | 0.055231 | 508.5618
Commercial | Healthcare | New | High Speed Fans | 0.69487 | 1.2965 | -18.4359 | 0.065938 | 0.055231 | 508.5618
Commercial | Hospitals | New | High Speed Fans | 0.69487 | 1.2965 | -18.4359 | 0.065938 | 0.055231 | 508.5618
Commercial | Lodging/Hospitality | New | High Speed Fans | 0.69487 | 1.2965 | -18.4359 | 0.065938 | 0.055231 | 508.5618
Commercial | Restaurants | New | High Speed Fans | 0.69487 | 1.2965 | -18.4359 | 0.065938 | 0.055231 | 508.5618
Commercial | Schools K-12 | New | High Speed Fans | 0.69487 | 1.2965 | -18.4359 | 0.065938 | 0.055231 | 508.5618
Commercial | College and University | Existing | Interior Lighting Controls | 0.70109 | 1.8228 | -18.9288 | 0 | 0 | 617.12
Commercial | Miscellaneous | Existing | Interior Lighting Controls | 0.70109 | 1.8228 | -18.9288 | 0 | 0 | 617.12
Commercial | College and University | New | Interior Lighting Controls | 0.70109 | 1.8228 | -18.9288 | 0 | 0 | 617.12
Commercial | Miscellaneous | New | Interior Lighting Controls | 0.70109 | 1.8228 | -18.9288 | 0 | 0 | 617.12
Commercial | Retail | Existing | HVAC tune-up | 0.56722 | 1.0667 | -21.5947 | 0.041695 | 0.0075902 | 210.0137
Commercial | Retail | New | HVAC tune-up | 0.56722 | 1.0667 | -21.5947 | 0.041695 | 0.0075902 | 210.0137
Commercial | Assembly | Turnover | Premium T8 - Fixture Replacement | 0.43403 | 1.1217 | -22.5154 | 0.0073619 | 0.0016841 | 30.3706
Commercial | Assembly | New | Premium T8 - Fixture Replacement | 0.43403 | 1.1217 | -22.5154 | 0.0073619 | 0.0016841 | 30.3706
Commercial | Warehouse | Existing | Smart Strip Plug Outlet | 0.074499 | 1.0784 | -25.304 | 0.0012232 | 0 | 8.2262
Commercial | Warehouse | New | Smart Strip Plug Outlet | 0.074499 | 1.0784 | -25.304 | 0.0012232 | 0 | 8.2262
Commercial | Schools K-12 | Turnover | Premium T8 - Fixture Replacement | 0.35743 | 1.1168 | -28.5372 | 0.0060897 | 0.0013931 | 25.1222
Commercial | Schools K-12 | New | Premium T8 - Fixture Replacement | 0.35743 | 1.1168 | -28.5372 | 0.0060897 | 0.0013931 | 25.1222
Commercial | Offices | Existing | HVAC tune-up | 0.50295 | 1.0673 | -36.2797 | 0.036948 | 0.006726 | 186.1025
Commercial | Offices | New | HVAC tune-up | 0.50295 | 1.0673 | -36.2797 | 0.036948 | 0.006726 | 186.1025
Commercial | Schools K-12 | Existing | HVAC tune-up | 0.49338 | 1.0673 | -38.4553 | 0.036244 | 0.006598 | 182.5601
Commercial | Schools K-12 | New | HVAC tune-up | 0.49338 | 1.0673 | -38.4553 | 0.036244 | 0.006598 | 182.5601
Commercial | Lodging/Hospitality | Existing | Green Roof | 0.0057565 | 0.71313 | -45.5325 | 9.149e-05 | 0 | 0.16236
Commercial | Lodging/Hospitality | New | Green Roof | 0.0056448 | 0.71313 | -45.5423 | 8.9714e-05 | 0 | 0.15921
Commercial | Assembly | Existing | Green Roof | 0.0052454 | 0.80655 | -45.6047 | 6.8973e-05 | 0 | 0.16236
Commercial | College and University | Existing | Green Roof | 0.0052454 | 0.80655 | -45.6047 | 6.8973e-05 | 0 | 0.16236
Commercial | Grocery | Existing | Green Roof | 0.0052454 | 0.80655 | -45.6047 | 6.8973e-05 | 0 | 0.16236
Commercial | Healthcare | Existing | Green Roof | 0.0052454 | 0.80655 | -45.6047 | 6.8973e-05 | 0 | 0.16236
Commercial | Hospitals | Existing | Green Roof | 0.0052454 | 0.80655 | -45.6047 | 6.8973e-05 | 0 | 0.16236
Commercial | Institutional | Existing | Green Roof | 0.0052454 | 0.80655 | -45.6047 | 6.8973e-05 | 0 | 0.16236
Commercial | Offices | Existing | Green Roof | 0.0052454 | 0.80655 | -45.6047 | 6.8973e-05 | 0 | 0.16236
Commercial | Restaurants | Existing | Green Roof | 0.0052454 | 0.80655 | -45.6047 | 6.8973e-05 | 0 | 0.16236
Commercial | Retail | Existing | Green Roof | 0.0052454 | 0.80655 | -45.6047 | 6.8973e-05 | 0 | 0.16236
Commercial | Schools K-12 | Existing | Green Roof | 0.0052454 | 0.80655 | -45.6047 | 6.8973e-05 | 0 | 0.16236
Commercial | Assembly | New | Green Roof | 0.0051436 | 0.80655 | -45.6131 | 6.7635e-05 | 0 | 0.15921
Commercial | College and University | New | Green Roof | 0.0051436 | 0.80655 | -45.6131 | 6.7635e-05 | 0 | 0.15921
Commercial | Grocery | New | Green Roof | 0.0051436 | 0.80655 | -45.6131 | 6.7635e-05 | 0 | 0.15921
Commercial | Healthcare | New | Green Roof | 0.0051436 | 0.80655 | -45.6131 | 6.7635e-05 | 0 | 0.15921
Commercial | Hospitals | New | Green Roof | 0.0051436 | 0.80655 | -45.6131 | 6.7635e-05 | 0 | 0.15921
Commercial | Institutional | New | Green Roof | 0.0051436 | 0.80655 | -45.6131 | 6.7635e-05 | 0 | 0.15921
Commercial | Offices | New | Green Roof | 0.0051436 | 0.80655 | -45.6131 | 6.7635e-05 | 0 | 0.15921
Commercial | Restaurants | New | Green Roof | 0.0051436 | 0.80655 | -45.6131 | 6.7635e-05 | 0 | 0.15921
Commercial | Retail | New | Green Roof | 0.0051436 | 0.80655 | -45.6131 | 6.7635e-05 | 0 | 0.15921
Commercial | Schools K-12 | New | Green Roof | 0.0051436 | 0.80655 | -45.6131 | 6.7635e-05 | 0 | 0.15921
Commercial | Miscellaneous | Existing | Green Roof | 0.0041554 | 1.3159 | -45.7587 | 2.0949e-05 | 0 | 0.16236
Commercial | Warehouse | Existing | Green Roof | 0.0041554 | 1.3159 | -45.7587 | 2.0949e-05 | 0 | 0.16236
Commercial | Miscellaneous | New | Green Roof | 0.0040747 | 1.3159 | -45.7642 | 2.0542e-05 | 0 | 0.15921
Commercial | Warehouse | New | Green Roof | 0.0040747 | 1.3159 | -45.7642 | 2.0542e-05 | 0 | 0.15921
Commercial | Warehouse | Existing | Demand Controlled Ventilation | 0.52775 | 0.70327 | -48.4789 | 0.19815 | 1.1156 | 1903.19
Commercial | Warehouse | New | Demand Controlled Ventilation | 0.52775 | 0.70327 | -48.4789 | 0.19815 | 1.1156 | 1903.19
Commercial | Assembly | Existing | HVAC tune-up | 0.44667 | 1.0668 | -49.0222 | 0.032828 | 0.0059761 | 165.3541
Commercial | Assembly | New | HVAC tune-up | 0.44667 | 1.0668 | -49.0222 | 0.032828 | 0.0059761 | 165.3541
Commercial | Assembly | Existing | Bi-Level Lighting Control (Exterior) | 0.69563 | 1.8689 | -69.1245 | 0 | 0 | 1357.8
Commercial | College and University | Existing | Bi-Level Lighting Control (Exterior) | 0.69563 | 1.8689 | -69.1245 | 0 | 0 | 1357.8
Commercial | Grocery | Existing | Bi-Level Lighting Control (Exterior) | 0.69563 | 1.8689 | -69.1245 | 0 | 0 | 1357.8
Commercial | Healthcare | Existing | Bi-Level Lighting Control (Exterior) | 0.69563 | 1.8689 | -69.1245 | 0 | 0 | 1357.8
Commercial | Hospitals | Existing | Bi-Level Lighting Control (Exterior) | 0.69563 | 1.8689 | -69.1245 | 0 | 0 | 1357.8
Commercial | Institutional | Existing | Bi-Level Lighting Control (Exterior) | 0.69563 | 1.8689 | -69.1245 | 0 | 0 | 1357.8
Commercial | Lodging/Hospitality | Existing | Bi-Level Lighting Control (Exterior) | 0.69563 | 1.8689 | -69.1245 | 0 | 0 | 1357.8
Commercial | Miscellaneous | Existing | Bi-Level Lighting Control (Exterior) | 0.69563 | 1.8689 | -69.1245 | 0 | 0 | 1357.8
Commercial | Offices | Existing | Bi-Level Lighting Control (Exterior) | 0.69563 | 1.8689 | -69.1245 | 0 | 0 | 1357.8
Commercial | Restaurants | Existing | Bi-Level Lighting Control (Exterior) | 0.69563 | 1.8689 | -69.1245 | 0 | 0 | 1357.8
Commercial | Retail | Existing | Bi-Level Lighting Control (Exterior) | 0.69563 | 1.8689 | -69.1245 | 0 | 0 | 1357.8
Commercial | Schools K-12 | Existing | Bi-Level Lighting Control (Exterior) | 0.69563 | 1.8689 | -69.1245 | 0 | 0 | 1357.8
Commercial | Warehouse | Existing | Bi-Level Lighting Control (Exterior) | 0.69563 | 1.8689 | -69.1245 | 0 | 0 | 1357.8
Commercial | Assembly | New | Bi-Level Lighting Control (Exterior) | 0.69563 | 1.8689 | -69.1245 | 0 | 0 | 1357.8
Commercial | College and University | New | Bi-Level Lighting Control (Exterior) | 0.69563 | 1.8689 | -69.1245 | 0 | 0 | 1357.8
Commercial | Grocery | New | Bi-Level Lighting Control (Exterior) | 0.69563 | 1.8689 | -69.1245 | 0 | 0 | 1357.8
Commercial | Healthcare | New | Bi-Level Lighting Control (Exterior) | 0.69563 | 1.8689 | -69.1245 | 0 | 0 | 1357.8
Commercial | Hospitals | New | Bi-Level Lighting Control (Exterior) | 0.69563 | 1.8689 | -69.1245 | 0 | 0 | 1357.8
Commercial | Institutional | New | Bi-Level Lighting Control (Exterior) | 0.69563 | 1.8689 | -69.1245 | 0 | 0 | 1357.8
Commercial | Lodging/Hospitality | New | Bi-Level Lighting Control (Exterior) | 0.69563 | 1.8689 | -69.1245 | 0 | 0 | 1357.8
Commercial | Miscellaneous | New | Bi-Level Lighting Control (Exterior) | 0.69563 | 1.8689 | -69.1245 | 0 | 0 | 1357.8
Commercial | Offices | New | Bi-Level Lighting Control (Exterior) | 0.69563 | 1.8689 | -69.1245 | 0 | 0 | 1357.8
Commercial | Restaurants | New | Bi-Level Lighting Control (Exterior) | 0.69563 | 1.8689 | -69.1245 | 0 | 0 | 1357.8
Commercial | Retail | New | Bi-Level Lighting Control (Exterior) | 0.69563 | 1.8689 | -69.1245 | 0 | 0 | 1357.8
Commercial | Schools K-12 | New | Bi-Level Lighting Control (Exterior) | 0.69563 | 1.8689 | -69.1245 | 0 | 0 | 1357.8
Commercial | Warehouse | New | Bi-Level Lighting Control (Exterior) | 0.69563 | 1.8689 | -69.1245 | 0 | 0 | 1357.8
Commercial | Institutional | Existing | Programmable Thermostat | 0.70453 | 1.7604 | -70.5374 | 0.099841 | -1.3816 | 8408.4813
Commercial | Institutional | New | Programmable Thermostat | 0.70453 | 1.7604 | -70.5374 | 0.099841 | -1.3816 | 8408.4813
Commercial | Warehouse | Existing | Interior Lighting Controls | 0.60821 | 1.8228 | -75.8422 | 0 | 0 | 535.36
Commercial | Warehouse | New | Interior Lighting Controls | 0.60821 | 1.8228 | -75.8422 | 0 | 0 | 535.36
Commercial | Lodging/Hospitality | Existing | Interior Lighting Controls | 0.59707 | 1.8228 | -82.6641 | 0 | 0 | 525.56
Commercial | Lodging/Hospitality | New | Interior Lighting Controls | 0.59707 | 1.8228 | -82.6641 | 0 | 0 | 525.56
Commercial | College and University | Existing | Engine Block Timer | 0.42596 | 1.2317 | -86.9013 | 0.032279 | 0.032279 | 259.2
Commercial | Hospitals | Existing | Engine Block Timer | 0.42596 | 1.2317 | -86.9013 | 0.032279 | 0.032279 | 259.2
Commercial | College and University | New | Engine Block Timer | 0.42596 | 1.2317 | -86.9013 | 0.032279 | 0.032279 | 259.2
Commercial | Hospitals | New | Engine Block Timer | 0.42596 | 1.2317 | -86.9013 | 0.032279 | 0.032279 | 259.2
Commercial | Miscellaneous | Existing | HVAC tune-up | 0.24952 | 1.067 | -93.8541 | 0.018336 | 0.0033378 | 92.3554
Commercial | Miscellaneous | New | HVAC tune-up | 0.24952 | 1.067 | -93.8541 | 0.018336 | 0.0033378 | 92.3554
Commercial | Grocery | Existing | HVAC tune-up | 0.24647 | 1.0657 | -94.4757 | 0.018135 | 0.0033013 | 91.3433
Commercial | Grocery | New | HVAC tune-up | 0.24647 | 1.0657 | -94.4757 | 0.018135 | 0.0033013 | 91.3433
Commercial | Institutional | Existing | HVAC tune-up | 0.2411 | 1.0661 | -95.7189 | 0.017733 | 0.0032281 | 89.3191
Commercial | Institutional | New | HVAC tune-up | 0.2411 | 1.0661 | -95.7189 | 0.017733 | 0.0032281 | 89.3191
Commercial | Institutional | Existing | Engine Block Timer | 0.36517 | 1.4494 | -108.0349 | 0.012328 | 0.012951 | 259.2
Commercial | Miscellaneous | Existing | Engine Block Timer | 0.36517 | 1.4494 | -108.0349 | 0.012328 | 0.012951 | 259.2
Commercial | Offices | Existing | Engine Block Timer | 0.36517 | 1.4494 | -108.0349 | 0.012328 | 0.012951 | 259.2
Commercial | Restaurants | Existing | Engine Block Timer | 0.36517 | 1.4494 | -108.0349 | 0.012328 | 0.012951 | 259.2
Commercial | Retail | Existing | Engine Block Timer | 0.36517 | 1.4494 | -108.0349 | 0.012328 | 0.012951 | 259.2
Commercial | Schools K-12 | Existing | Engine Block Timer | 0.36517 | 1.4494 | -108.0349 | 0.012328 | 0.012951 | 259.2
Commercial | Warehouse | Existing | Engine Block Timer | 0.36517 | 1.4494 | -108.0349 | 0.012328 | 0.012951 | 259.2
Commercial | Institutional | New | Engine Block Timer | 0.36517 | 1.4494 | -108.0349 | 0.012328 | 0.012951 | 259.2
Commercial | Miscellaneous | New | Engine Block Timer | 0.36517 | 1.4494 | -108.0349 | 0.012328 | 0.012951 | 259.2
Commercial | Offices | New | Engine Block Timer | 0.36517 | 1.4494 | -108.0349 | 0.012328 | 0.012951 | 259.2
Commercial | Restaurants | New | Engine Block Timer | 0.36517 | 1.4494 | -108.0349 | 0.012328 | 0.012951 | 259.2
Commercial | Retail | New | Engine Block Timer | 0.36517 | 1.4494 | -108.0349 | 0.012328 | 0.012951 | 259.2
Commercial | Schools K-12 | New | Engine Block Timer | 0.36517 | 1.4494 | -108.0349 | 0.012328 | 0.012951 | 259.2
Commercial | Warehouse | New | Engine Block Timer | 0.36517 | 1.4494 | -108.0349 | 0.012328 | 0.012951 | 259.2
Commercial | Warehouse | Existing | Network PC Power Management | 0.43919 | 1.1418 | -113.5365 | 0.058244 | 0 | 391.5584
Commercial | Warehouse | New | Network PC Power Management | 0.43919 | 1.1418 | -113.5365 | 0.058244 | 0 | 391.5584
Commercial | Restaurants | Existing | Interior Lighting Controls | 0.53393 | 1.8228 | -121.3535 | 0 | 0 | 469.98
Commercial | Restaurants | New | Interior Lighting Controls | 0.53393 | 1.8228 | -121.3535 | 0 | 0 | 469.98
Commercial | Assembly | Existing | Engine Block Timer | 0.32598 | 1.7244 | -122.1953 | 0 | 0 | 259.2
Commercial | Grocery | Existing | Engine Block Timer | 0.32598 | 1.7244 | -122.1953 | 0 | 0 | 259.2
Commercial | Healthcare | Existing | Engine Block Timer | 0.32598 | 1.7244 | -122.1953 | 0 | 0 | 259.2
Commercial | Lodging/Hospitality | Existing | Engine Block Timer | 0.32598 | 1.7244 | -122.1953 | 0 | 0 | 259.2
Commercial | Assembly | New | Engine Block Timer | 0.32598 | 1.7244 | -122.1953 | 0 | 0 | 259.2
Commercial | Grocery | New | Engine Block Timer | 0.32598 | 1.7244 | -122.1953 | 0 | 0 | 259.2
Commercial | Healthcare | New | Engine Block Timer | 0.32598 | 1.7244 | -122.1953 | 0 | 0 | 259.2
Commercial | Lodging/Hospitality | New | Engine Block Timer | 0.32598 | 1.7244 | -122.1953 | 0 | 0 | 259.2
Commercial | Warehouse | Existing | HVAC tune-up | 0.10866 | 1.07 | -125.9435 | 0.0079622 | 0.0014494 | 40.105
Commercial | Warehouse | New | HVAC tune-up | 0.10866 | 1.07 | -125.9435 | 0.0079622 | 0.0014494 | 40.105
Commercial | Institutional | Existing | Interior Lighting Controls | 0.52471 | 1.8228 | -127.0059 | 0 | 0 | 461.86
Commercial | Institutional | New | Interior Lighting Controls | 0.52471 | 1.8228 | -127.0059 | 0 | 0 | 461.86
Commercial | Offices | Existing | Interior Lighting Controls | 0.51739 | 1.8228 | -131.4888 | 0 | 0 | 455.42
Commercial | Offices | New | Interior Lighting Controls | 0.51739 | 1.8228 | -131.4888 | 0 | 0 | 455.42
Commercial | Assembly | New | Refrigerated Display Case LED Lighting | 0 | #DIV/0! | -157.7441 | 0 | 0 | 0
Commercial | College and University | New | Refrigerated Display Case LED Lighting | 0 | #DIV/0! | -157.7441 | 0 | 0 | 0
Commercial | Grocery | New | Refrigerated Display Case LED Lighting | 0 | #DIV/0! | -157.7441 | 0 | 0 | 0
Commercial | Healthcare | New | Refrigerated Display Case LED Lighting | 0 | #DIV/0! | -157.7441 | 0 | 0 | 0
Commercial | Hospitals | New | Refrigerated Display Case LED Lighting | 0 | #DIV/0! | -157.7441 | 0 | 0 | 0
Commercial | Institutional | New | Refrigerated Display Case LED Lighting | 0 | #DIV/0! | -157.7441 | 0 | 0 | 0
Commercial | Lodging/Hospitality | New | Refrigerated Display Case LED Lighting | 0 | #DIV/0! | -157.7441 | 0 | 0 | 0
Commercial | Miscellaneous | New | Refrigerated Display Case LED Lighting | 0 | #DIV/0! | -157.7441 | 0 | 0 | 0
Commercial | Offices | New | Refrigerated Display Case LED Lighting | 0 | #DIV/0! | -157.7441 | 0 | 0 | 0
Commercial | Restaurants | New | Refrigerated Display Case LED Lighting | 0 | #DIV/0! | -157.7441 | 0 | 0 | 0
Commercial | Retail | New | Refrigerated Display Case LED Lighting | 0 | #DIV/0! | -157.7441 | 0 | 0 | 0
Commercial | Schools K-12 | New | Refrigerated Display Case LED Lighting | 0 | #DIV/0! | -157.7441 | 0 | 0 | 0
Commercial | Warehouse | New | Refrigerated Display Case LED Lighting | 0 | #DIV/0! | -157.7441 | 0 | 0 | 0
Commercial | Assembly | Turnover | Energy Star Refrigerator | 0.4227 | 1.4575 | -160.3643 | 0.017577 | 0.01383 | 133.5
Commercial | College and University | Turnover | Energy Star Refrigerator | 0.4227 | 1.4575 | -160.3643 | 0.017577 | 0.01383 | 133.5
Commercial | Grocery | Turnover | Energy Star Refrigerator | 0.4227 | 1.4575 | -160.3643 | 0.017577 | 0.01383 | 133.5
Commercial | Healthcare | Turnover | Energy Star Refrigerator | 0.4227 | 1.4575 | -160.3643 | 0.017577 | 0.01383 | 133.5
Commercial | Hospitals | Turnover | Energy Star Refrigerator | 0.4227 | 1.4575 | -160.3643 | 0.017577 | 0.01383 | 133.5
Commercial | Institutional | Turnover | Energy Star Refrigerator | 0.4227 | 1.4575 | -160.3643 | 0.017577 | 0.01383 | 133.5
Commercial | Lodging/Hospitality | Turnover | Energy Star Refrigerator | 0.4227 | 1.4575 | -160.3643 | 0.017577 | 0.01383 | 133.5
Commercial | Miscellaneous | Turnover | Energy Star Refrigerator | 0.4227 | 1.4575 | -160.3643 | 0.017577 | 0.01383 | 133.5
Commercial | Offices | Turnover | Energy Star Refrigerator | 0.4227 | 1.4575 | -160.3643 | 0.017577 | 0.01383 | 133.5
Commercial | Restaurants | Turnover | Energy Star Refrigerator | 0.4227 | 1.4575 | -160.3643 | 0.017577 | 0.01383 | 133.5
Commercial | Retail | Turnover | Energy Star Refrigerator | 0.4227 | 1.4575 | -160.3643 | 0.017577 | 0.01383 | 133.5
Commercial | Schools K-12 | Turnover | Energy Star Refrigerator | 0.4227 | 1.4575 | -160.3643 | 0.017577 | 0.01383 | 133.5
Commercial | Warehouse | Turnover | Energy Star Refrigerator | 0.4227 | 1.4575 | -160.3643 | 0.017577 | 0.01383 | 133.5
Commercial | Assembly | New | Energy Star Refrigerator | 0.4227 | 1.4575 | -160.3643 | 0.017577 | 0.01383 | 133.5
Commercial | College and University | New | Energy Star Refrigerator | 0.4227 | 1.4575 | -160.3643 | 0.017577 | 0.01383 | 133.5
Commercial | Grocery | New | Energy Star Refrigerator | 0.4227 | 1.4575 | -160.3643 | 0.017577 | 0.01383 | 133.5
Commercial | Healthcare | New | Energy Star Refrigerator | 0.4227 | 1.4575 | -160.3643 | 0.017577 | 0.01383 | 133.5
Commercial | Hospitals | New | Energy Star Refrigerator | 0.4227 | 1.4575 | -160.3643 | 0.017577 | 0.01383 | 133.5
Commercial | Institutional | New | Energy Star Refrigerator | 0.4227 | 1.4575 | -160.3643 | 0.017577 | 0.01383 | 133.5
Commercial | Lodging/Hospitality | New | Energy Star Refrigerator | 0.4227 | 1.4575 | -160.3643 | 0.017577 | 0.01383 | 133.5
Commercial | Miscellaneous | New | Energy Star Refrigerator | 0.4227 | 1.4575 | -160.3643 | 0.017577 | 0.01383 | 133.5
Commercial | Offices | New | Energy Star Refrigerator | 0.4227 | 1.4575 | -160.3643 | 0.017577 | 0.01383 | 133.5
Commercial | Restaurants | New | Energy Star Refrigerator | 0.4227 | 1.4575 | -160.3643 | 0.017577 | 0.01383 | 133.5
Commercial | Retail | New | Energy Star Refrigerator | 0.4227 | 1.4575 | -160.3643 | 0.017577 | 0.01383 | 133.5
Commercial | Schools K-12 | New | Energy Star Refrigerator | 0.4227 | 1.4575 | -160.3643 | 0.017577 | 0.01383 | 133.5
Commercial | Warehouse | New | Energy Star Refrigerator | 0.4227 | 1.4575 | -160.3643 | 0.017577 | 0.01383 | 133.5
Commercial | Assembly | Existing | Interior Lighting Controls | 0.45743 | 1.8228 | -168.2291 | 0 | 0 | 402.64
Commercial | Assembly | New | Interior Lighting Controls | 0.45743 | 1.8228 | -168.2291 | 0 | 0 | 402.64
Commercial | Assembly | Turnover | LED Traffic and Crosswalk Lighting | 0.1236 | 1.9168 | -170.0536 | 0 | 0 | 37.96
Commercial | College and University | Turnover | LED Traffic and Crosswalk Lighting | 0.1236 | 1.9168 | -170.0536 | 0 | 0 | 37.96
Commercial | Grocery | Turnover | LED Traffic and Crosswalk Lighting | 0.1236 | 1.9168 | -170.0536 | 0 | 0 | 37.96
Commercial | Healthcare | Turnover | LED Traffic and Crosswalk Lighting | 0.1236 | 1.9168 | -170.0536 | 0 | 0 | 37.96
Commercial | Hospitals | Turnover | LED Traffic and Crosswalk Lighting | 0.1236 | 1.9168 | -170.0536 | 0 | 0 | 37.96
Commercial | Institutional | Turnover | LED Traffic and Crosswalk Lighting | 0.1236 | 1.9168 | -170.0536 | 0 | 0 | 37.96
Commercial | Lodging/Hospitality | Turnover | LED Traffic and Crosswalk Lighting | 0.1236 | 1.9168 | -170.0536 | 0 | 0 | 37.96
Commercial | Miscellaneous | Turnover | LED Traffic and Crosswalk Lighting | 0.1236 | 1.9168 | -170.0536 | 0 | 0 | 37.96
Commercial | Offices | Turnover | LED Traffic and Crosswalk Lighting | 0.1236 | 1.9168 | -170.0536 | 0 | 0 | 37.96
Commercial | Restaurants | Turnover | LED Traffic and Crosswalk Lighting | 0.1236 | 1.9168 | -170.0536 | 0 | 0 | 37.96
Commercial | Retail | Turnover | LED Traffic and Crosswalk Lighting | 0.1236 | 1.9168 | -170.0536 | 0 | 0 | 37.96
Commercial | Schools K-12 | Turnover | LED Traffic and Crosswalk Lighting | 0.1236 | 1.9168 | -170.0536 | 0 | 0 | 37.96
Commercial | Warehouse | Turnover | LED Traffic and Crosswalk Lighting | 0.1236 | 1.9168 | -170.0536 | 0 | 0 | 37.96
Commercial | Assembly | New | LED Traffic and Crosswalk Lighting | 0.1236 | 1.9168 | -170.0536 | 0 | 0 | 37.96
Commercial | College and University | New | LED Traffic and Crosswalk Lighting | 0.1236 | 1.9168 | -170.0536 | 0 | 0 | 37.96
Commercial | Grocery | New | LED Traffic and Crosswalk Lighting | 0.1236 | 1.9168 | -170.0536 | 0 | 0 | 37.96
Commercial | Healthcare | New | LED Traffic and Crosswalk Lighting | 0.1236 | 1.9168 | -170.0536 | 0 | 0 | 37.96
Commercial | Hospitals | New | LED Traffic and Crosswalk Lighting | 0.1236 | 1.9168 | -170.0536 | 0 | 0 | 37.96
Commercial | Institutional | New | LED Traffic and Crosswalk Lighting | 0.1236 | 1.9168 | -170.0536 | 0 | 0 | 37.96
Commercial | Lodging/Hospitality | New | LED Traffic and Crosswalk Lighting | 0.1236 | 1.9168 | -170.0536 | 0 | 0 | 37.96
Commercial | Miscellaneous | New | LED Traffic and Crosswalk Lighting | 0.1236 | 1.9168 | -170.0536 | 0 | 0 | 37.96
Commercial | Offices | New | LED Traffic and Crosswalk Lighting | 0.1236 | 1.9168 | -170.0536 | 0 | 0 | 37.96
Commercial | Restaurants | New | LED Traffic and Crosswalk Lighting | 0.1236 | 1.9168 | -170.0536 | 0 | 0 | 37.96
Commercial | Retail | New | LED Traffic and Crosswalk Lighting | 0.1236 | 1.9168 | -170.0536 | 0 | 0 | 37.96
Commercial | Schools K-12 | New | LED Traffic and Crosswalk Lighting | 0.1236 | 1.9168 | -170.0536 | 0 | 0 | 37.96
Commercial | Warehouse | New | LED Traffic and Crosswalk Lighting | 0.1236 | 1.9168 | -170.0536 | 0 | 0 | 37.96
Commercial | Retail | Existing | Network PC Power Management | 0.55226 | 1.1707 | -191.7728 | 0.21429 | 0.14924 | 1440.5919
Commercial | Retail | New | Network PC Power Management | 0.55226 | 1.1707 | -191.7728 | 0.21429 | 0.14924 | 1440.5919
Commercial | Assembly | Existing | Freezer-Cooler Replacement Gaskets | 0.14835 | 1.1052 | -213.8426 | 0.022767 | 0.0074125 | 156.3315
Commercial | Grocery | Existing | Freezer-Cooler Replacement Gaskets | 0.14835 | 1.1052 | -213.8426 | 0.022767 | 0.0074125 | 156.3315
Commercial | Institutional | Existing | Freezer-Cooler Replacement Gaskets | 0.14835 | 1.1052 | -213.8426 | 0.022767 | 0.0074125 | 156.3315
Commercial | Miscellaneous | Existing | Freezer-Cooler Replacement Gaskets | 0.14835 | 1.1052 | -213.8426 | 0.022767 | 0.0074125 | 156.3315
Commercial | Offices | Existing | Freezer-Cooler Replacement Gaskets | 0.14835 | 1.1052 | -213.8426 | 0.022767 | 0.0074125 | 156.3315
Commercial | Retail | Existing | Freezer-Cooler Replacement Gaskets | 0.14835 | 1.1052 | -213.8426 | 0.022767 | 0.0074125 | 156.3315
Commercial | Warehouse | Existing | Freezer-Cooler Replacement Gaskets | 0.14835 | 1.1052 | -213.8426 | 0.022767 | 0.0074125 | 156.3315
Commercial | Assembly | Existing | ECM Motors on Furnaces | 0.58693 | 2.1667 | -214.7851 | 0 | 0 | 462.9948
Commercial | Assembly | New | ECM Motors on Furnaces | 0.58693 | 2.1667 | -214.7851 | 0 | 0 | 462.9948
Commercial | College and University | Existing | Freezer-Cooler Replacement Gaskets | 0.14663 | 1.1547 | -215.8554 | 0.020269 | 0.016978 | 156.3315
Commercial | Healthcare | Existing | Freezer-Cooler Replacement Gaskets | 0.14663 | 1.1547 | -215.8554 | 0.020269 | 0.016978 | 156.3315
Commercial | Hospitals | Existing | Freezer-Cooler Replacement Gaskets | 0.14663 | 1.1547 | -215.8554 | 0.020269 | 0.016978 | 156.3315
Commercial | Lodging/Hospitality | Existing | Freezer-Cooler Replacement Gaskets | 0.14663 | 1.1547 | -215.8554 | 0.020269 | 0.016978 | 156.3315
Commercial | Restaurants | Existing | Freezer-Cooler Replacement Gaskets | 0.14663 | 1.1547 | -215.8554 | 0.020269 | 0.016978 | 156.3315
Commercial | Schools K-12 | Existing | Freezer-Cooler Replacement Gaskets | 0.14663 | 1.1547 | -215.8554 | 0.020269 | 0.016978 | 156.3315
Commercial | Schools K-12 | Existing | Interior Lighting Controls | 0.37838 | 1.8228 | -216.664 | 0 | 0 | 333.06
Commercial | Schools K-12 | New | Interior Lighting Controls | 0.37838 | 1.8228 | -216.664 | 0 | 0 | 333.06
Commercial | Restaurants | Existing | HVAC tune-up_RTU | 0.51501 | 1.0669 | -223.2591 | 0.25233 | 0.045935 | 1270.9781
Commercial | Restaurants | New | HVAC tune-up_RTU | 0.51501 | 1.0669 | -223.2591 | 0.25233 | 0.045935 | 1270.9781
Commercial | Assembly | Existing | Refrigerated Display Case Lighting Controls | 0.14521 | 1.319 | -240.205 | 0.0084392 | 0.0078859 | 61.4361
Commercial | College and University | Existing | Refrigerated Display Case Lighting Controls | 0.14521 | 1.319 | -240.205 | 0.0084392 | 0.0078859 | 61.4361
Commercial | Grocery | Existing | Refrigerated Display Case Lighting Controls | 0.14521 | 1.319 | -240.205 | 0.0084392 | 0.0078859 | 61.4361
Commercial | Healthcare | Existing | Refrigerated Display Case Lighting Controls | 0.14521 | 1.319 | -240.205 | 0.0084392 | 0.0078859 | 61.4361
Commercial | Hospitals | Existing | Refrigerated Display Case Lighting Controls | 0.14521 | 1.319 | -240.205 | 0.0084392 | 0.0078859 | 61.4361
Commercial | Institutional | Existing | Refrigerated Display Case Lighting Controls | 0.14521 | 1.319 | -240.205 | 0.0084392 | 0.0078859 | 61.4361
Commercial | Lodging/Hospitality | Existing | Refrigerated Display Case Lighting Controls | 0.14521 | 1.319 | -240.205 | 0.0084392 | 0.0078859 | 61.4361
Commercial | Miscellaneous | Existing | Refrigerated Display Case Lighting Controls | 0.14521 | 1.319 | -240.205 | 0.0084392 | 0.0078859 | 61.4361
Commercial | Offices | Existing | Refrigerated Display Case Lighting Controls | 0.14521 | 1.319 | -240.205 | 0.0084392 | 0.0078859 | 61.4361
Commercial | Restaurants | Existing | Refrigerated Display Case Lighting Controls | 0.14521 | 1.319 | -240.205 | 0.0084392 | 0.0078859 | 61.4361
Commercial | Retail | Existing | Refrigerated Display Case Lighting Controls | 0.14521 | 1.319 | -240.205 | 0.0084392 | 0.0078859 | 61.4361
Commercial | Schools K-12 | Existing | Refrigerated Display Case Lighting Controls | 0.14521 | 1.319 | -240.205 | 0.0084392 | 0.0078859 | 61.4361
Commercial | Warehouse | Existing | Refrigerated Display Case Lighting Controls | 0.14521 | 1.319 | -240.205 | 0.0084392 | 0.0078859 | 61.4361
Commercial | Lodging/Hospitality | Existing | Dedicated Outdoor Air System on VRF unit | 0.7357 | 1.3943 | -271.0825 | 0.27644 | 0.2031 | 1302.9413
Commercial | Lodging/Hospitality | New | Dedicated Outdoor Air System on VRF unit | 0.7357 | 1.3943 | -271.0825 | 0.27644 | 0.2031 | 1302.9413
Commercial | Assembly | New | Refrigerated Display Case Lighting Controls | 0.053565 | 1.3111 | -276.9811 | 0.0031317 | 0.0029264 | 22.7985
Commercial | College and University | New | Refrigerated Display Case Lighting Controls | 0.053565 | 1.3111 | -276.9811 | 0.0031317 | 0.0029264 | 22.7985
Commercial | Grocery | New | Refrigerated Display Case Lighting Controls | 0.053565 | 1.3111 | -276.9811 | 0.0031317 | 0.0029264 | 22.7985
Commercial | Healthcare | New | Refrigerated Display Case Lighting Controls | 0.053565 | 1.3111 | -276.9811 | 0.0031317 | 0.0029264 | 22.7985
Commercial | Hospitals | New | Refrigerated Display Case Lighting Controls | 0.053565 | 1.3111 | -276.9811 | 0.0031317 | 0.0029264 | 22.7985
Commercial | Institutional | New | Refrigerated Display Case Lighting Controls | 0.053565 | 1.3111 | -276.9811 | 0.0031317 | 0.0029264 | 22.7985
Commercial | Lodging/Hospitality | New | Refrigerated Display Case Lighting Controls | 0.053565 | 1.3111 | -276.9811 | 0.0031317 | 0.0029264 | 22.7985
Commercial | Miscellaneous | New | Refrigerated Display Case Lighting Controls | 0.053565 | 1.3111 | -276.9811 | 0.0031317 | 0.0029264 | 22.7985
Commercial | Offices | New | Refrigerated Display Case Lighting Controls | 0.053565 | 1.3111 | -276.9811 | 0.0031317 | 0.0029264 | 22.7985
Commercial | Restaurants | New | Refrigerated Display Case Lighting Controls | 0.053565 | 1.3111 | -276.9811 | 0.0031317 | 0.0029264 | 22.7985
Commercial | Retail | New | Refrigerated Display Case Lighting Controls | 0.053565 | 1.3111 | -276.9811 | 0.0031317 | 0.0029264 | 22.7985
Commercial | Schools K-12 | New | Refrigerated Display Case Lighting Controls | 0.053565 | 1.3111 | -276.9811 | 0.0031317 | 0.0029264 | 22.7985
Commercial | Warehouse | New | Refrigerated Display Case Lighting Controls | 0.053565 | 1.3111 | -276.9811 | 0.0031317 | 0.0029264 | 22.7985
Commercial | Assembly | New | Freezer-Cooler Replacement Gaskets | 0 | #DIV/0! | -277.6296 | 0 | 0 | 0
Commercial | College and University | New | Freezer-Cooler Replacement Gaskets | 0 | #DIV/0! | -277.6296 | 0 | 0 | 0
Commercial | Grocery | New | Freezer-Cooler Replacement Gaskets | 0 | #DIV/0! | -277.6296 | 0 | 0 | 0
Commercial | Healthcare | New | Freezer-Cooler Replacement Gaskets | 0 | #DIV/0! | -277.6296 | 0 | 0 | 0
Commercial | Hospitals | New | Freezer-Cooler Replacement Gaskets | 0 | #DIV/0! | -277.6296 | 0 | 0 | 0
Commercial | Institutional | New | Freezer-Cooler Replacement Gaskets | 0 | #DIV/0! | -277.6296 | 0 | 0 | 0
Commercial | Lodging/Hospitality | New | Freezer-Cooler Replacement Gaskets | 0 | #DIV/0! | -277.6296 | 0 | 0 | 0
Commercial | Miscellaneous | New | Freezer-Cooler Replacement Gaskets | 0 | #DIV/0! | -277.6296 | 0 | 0 | 0
Commercial | Offices | New | Freezer-Cooler Replacement Gaskets | 0 | #DIV/0! | -277.6296 | 0 | 0 | 0
Commercial | Restaurants | New | Freezer-Cooler Replacement Gaskets | 0 | #DIV/0! | -277.6296 | 0 | 0 | 0
Commercial | Retail | New | Freezer-Cooler Replacement Gaskets | 0 | #DIV/0! | -277.6296 | 0 | 0 | 0
Commercial | Schools K-12 | New | Freezer-Cooler Replacement Gaskets | 0 | #DIV/0! | -277.6296 | 0 | 0 | 0
Commercial | Warehouse | New | Freezer-Cooler Replacement Gaskets | 0 | #DIV/0! | -277.6296 | 0 | 0 | 0
Commercial | Assembly | Existing | Tank Wrap on Water Heater | 0.30525 | 1.3621 | -279.6356 | 0.026439 | 0.026975 | 263.9459
Commercial | Grocery | Existing | Tank Wrap on Water Heater | 0.30525 | 1.3621 | -279.6356 | 0.026439 | 0.026975 | 263.9459
Commercial | Healthcare | Existing | Tank Wrap on Water Heater | 0.30525 | 1.3621 | -279.6356 | 0.026439 | 0.026975 | 263.9459
Commercial | Schools K-12 | Existing | Tank Wrap on Water Heater | 0.30525 | 1.3621 | -279.6356 | 0.026439 | 0.026975 | 263.9459
Commercial | Warehouse | Existing | Tank Wrap on Water Heater | 0.30525 | 1.3621 | -279.6356 | 0.026439 | 0.026975 | 263.9459
Commercial | Assembly | New | Tank Wrap on Water Heater | 0.29195 | 1.3618 | -288.3984 | 0.025292 | 0.025805 | 252.4943
Commercial | Grocery | New | Tank Wrap on Water Heater | 0.29195 | 1.3618 | -288.3984 | 0.025292 | 0.025805 | 252.4943
Commercial | Healthcare | New | Tank Wrap on Water Heater | 0.29195 | 1.3618 | -288.3984 | 0.025292 | 0.025805 | 252.4943
Commercial | Schools K-12 | New | Tank Wrap on Water Heater | 0.29195 | 1.3618 | -288.3984 | 0.025292 | 0.025805 | 252.4943
Commercial | Warehouse | New | Tank Wrap on Water Heater | 0.29195 | 1.3618 | -288.3984 | 0.025292 | 0.025805 | 252.4943
Commercial | Institutional | Existing | ECM Motors on Furnaces | 0.51181 | 2.1667 | -292.6542 | 0 | 0 | 403.7315
Commercial | Institutional | New | ECM Motors on Furnaces | 0.51181 | 2.1667 | -292.6542 | 0 | 0 | 403.7315
Commercial | Lodging/Hospitality | Turnover | Variable Refrigerant Flow (VRF) HVAC Systems | 0.78717 | 1.3943 | -293.5072 | 0.97409 | 0.71564 | 4591.1322
Commercial | Lodging/Hospitality | New | Variable Refrigerant Flow (VRF) HVAC Systems | 0.78717 | 1.3943 | -293.5072 | 0.97409 | 0.71564 | 4591.1322
Commercial | College and University | Existing | HVAC tune-up_RTU | 0.45409 | 0.90724 | -298.7581 | 0.32885 | 0.11115 | 870.122
Commercial | College and University | New | HVAC tune-up_RTU | 0.45409 | 0.90724 | -298.7581 | 0.32885 | 0.11115 | 870.122
Commercial | Grocery | Existing | Chilled Water Controls Optimization | 0 | #DIV/0! | -309.752 | 0 | 0 | 0
Commercial | Grocery | New | Chilled Water Controls Optimization | 0 | #DIV/0! | -309.752 | 0 | 0 | 0
Commercial | Hospitals | Existing | Bi-Level Lighting Control (Interior) | 0.50554 | 1.8021 | -330.4864 | 0.0028987 | 0 | 1054.31
Commercial | Hospitals | New | Bi-Level Lighting Control (Interior) | 0.50554 | 1.8021 | -330.4864 | 0.0028987 | 0 | 1054.31
Commercial | Assembly | Existing | Network PC Power Management | 0.54287 | 1.1422 | -340.4349 | 0.39582 | 0 | 2661.0035
Commercial | Assembly | New | Network PC Power Management | 0.54287 | 1.1422 | -340.4349 | 0.39582 | 0 | 2661.0035
Commercial | Assembly | Existing | Hot Water Circulation Pump Control | 0.5836 | 1.8386 | -356.7397 | 0.030962 | 0.032526 | 651
Commercial | Healthcare | Existing | Hot Water Circulation Pump Control | 0.5836 | 1.8386 | -356.7397 | 0.030962 | 0.032526 | 651
Commercial | Schools K-12 | Existing | Hot Water Circulation Pump Control | 0.5836 | 1.8386 | -356.7397 | 0.030962 | 0.032526 | 651
Commercial | Warehouse | Existing | Hot Water Circulation Pump Control | 0.5836 | 1.8386 | -356.7397 | 0.030962 | 0.032526 | 651
Commercial | Assembly | New | Hot Water Circulation Pump Control | 0.5836 | 1.8386 | -356.7397 | 0.030962 | 0.032526 | 651
Commercial | Healthcare | New | Hot Water Circulation Pump Control | 0.5836 | 1.8386 | -356.7397 | 0.030962 | 0.032526 | 651
Commercial | Schools K-12 | New | Hot Water Circulation Pump Control | 0.5836 | 1.8386 | -356.7397 | 0.030962 | 0.032526 | 651
Commercial | Warehouse | New | Hot Water Circulation Pump Control | 0.5836 | 1.8386 | -356.7397 | 0.030962 | 0.032526 | 651
Commercial | Restaurants | Existing | Network PC Power Management | 0.54962 | 1.1422 | -380.5131 | 0.47359 | 0 | 3183.805
Commercial | Restaurants | New | Network PC Power Management | 0.54962 | 1.1422 | -380.5131 | 0.47359 | 0 | 3183.805
Commercial | Retail | Existing | HVAC tune-up_RTU | 0.4036 | 1.0668 | -392.0502 | 0.19777 | 0.036002 | 996.1396
Commercial | Retail | New | HVAC tune-up_RTU | 0.4036 | 1.0668 | -392.0502 | 0.19777 | 0.036002 | 996.1396
Commercial | Offices | Existing | Network PC Power Management | 0.56272 | 1.1708 | -397.2262 | 0.49125 | 0.34213 | 3302.5466
Commercial | Offices | New | Network PC Power Management | 0.56272 | 1.1708 | -397.2262 | 0.49125 | 0.34213 | 3302.5466
Commercial | Assembly | Existing | Automatic Door Closer for Walk-in Coolers and Freezers | 0.060003 | 1.2831 | -412.4567 | 0.0054303 | 0.0012106 | 39.0829
Commercial | Grocery | Existing | Automatic Door Closer for Walk-in Coolers and Freezers | 0.060003 | 1.2831 | -412.4567 | 0.0054303 | 0.0012106 | 39.0829
Commercial | Institutional | Existing | Automatic Door Closer for Walk-in Coolers and Freezers | 0.060003 | 1.2831 | -412.4567 | 0.0054303 | 0.0012106 | 39.0829
Commercial | Miscellaneous | Existing | Automatic Door Closer for Walk-in Coolers and Freezers | 0.060003 | 1.2831 | -412.4567 | 0.0054303 | 0.0012106 | 39.0829
Commercial | Offices | Existing | Automatic Door Closer for Walk-in Coolers and Freezers | 0.060003 | 1.2831 | -412.4567 | 0.0054303 | 0.0012106 | 39.0829
Commercial | Retail | Existing | Automatic Door Closer for Walk-in Coolers and Freezers | 0.060003 | 1.2831 | -412.4567 | 0.0054303 | 0.0012106 | 39.0829
Commercial | Warehouse | Existing | Automatic Door Closer for Walk-in Coolers and Freezers | 0.060003 | 1.2831 | -412.4567 | 0.0054303 | 0.0012106 | 39.0829
Commercial | Assembly | New | Automatic Door Closer for Walk-in Coolers and Freezers | 0.060003 | 1.2831 | -412.4567 | 0.0054303 | 0.0012106 | 39.0829
Commercial | Grocery | New | Automatic Door Closer for Walk-in Coolers and Freezers | 0.060003 | 1.2831 | -412.4567 | 0.0054303 | 0.0012106 | 39.0829
Commercial | Institutional | New | Automatic Door Closer for Walk-in Coolers and Freezers | 0.060003 | 1.2831 | -412.4567 | 0.0054303 | 0.0012106 | 39.0829
Commercial | Miscellaneous | New | Automatic Door Closer for Walk-in Coolers and Freezers | 0.060003 | 1.2831 | -412.4567 | 0.0054303 | 0.0012106 | 39.0829
Commercial | Offices | New | Automatic Door Closer for Walk-in Coolers and Freezers | 0.060003 | 1.2831 | -412.4567 | 0.0054303 | 0.0012106 | 39.0829
Commercial | Retail | New | Automatic Door Closer for Walk-in Coolers and Freezers | 0.060003 | 1.2831 | -412.4567 | 0.0054303 | 0.0012106 | 39.0829
Commercial | Warehouse | New | Automatic Door Closer for Walk-in Coolers and Freezers | 0.060003 | 1.2831 | -412.4567 | 0.0054303 | 0.0012106 | 39.0829
Commercial | College and University | Existing | Automatic Door Closer for Walk-in Coolers and Freezers | 0.059887 | 1.3231 | -413.1324 | 0.0050673 | 0.0042445 | 39.0829
Commercial | Healthcare | Existing | Automatic Door Closer for Walk-in Coolers and Freezers | 0.059887 | 1.3231 | -413.1324 | 0.0050673 | 0.0042445 | 39.0829
Commercial | Hospitals | Existing | Automatic Door Closer for Walk-in Coolers and Freezers | 0.059887 | 1.3231 | -413.1324 | 0.0050673 | 0.0042445 | 39.0829
Commercial | Lodging/Hospitality | Existing | Automatic Door Closer for Walk-in Coolers and Freezers | 0.059887 | 1.3231 | -413.1324 | 0.0050673 | 0.0042445 | 39.0829
Commercial | Restaurants | Existing | Automatic Door Closer for Walk-in Coolers and Freezers | 0.059887 | 1.3231 | -413.1324 | 0.0050673 | 0.0042445 | 39.0829
Commercial | Schools K-12 | Existing | Automatic Door Closer for Walk-in Coolers and Freezers | 0.059887 | 1.3231 | -413.1324 | 0.0050673 | 0.0042445 | 39.0829
Commercial | College and University | New | Automatic Door Closer for Walk-in Coolers and Freezers | 0.059887 | 1.3231 | -413.1324 | 0.0050673 | 0.0042445 | 39.0829
Commercial | Healthcare | New | Automatic Door Closer for Walk-in Coolers and Freezers | 0.059887 | 1.3231 | -413.1324 | 0.0050673 | 0.0042445 | 39.0829
Commercial | Hospitals | New | Automatic Door Closer for Walk-in Coolers and Freezers | 0.059887 | 1.3231 | -413.1324 | 0.0050673 | 0.0042445 | 39.0829
Commercial | Lodging/Hospitality | New | Automatic Door Closer for Walk-in Coolers and Freezers | 0.059887 | 1.3231 | -413.1324 | 0.0050673 | 0.0042445 | 39.0829
Commercial | Restaurants | New | Automatic Door Closer for Walk-in Coolers and Freezers | 0.059887 | 1.3231 | -413.1324 | 0.0050673 | 0.0042445 | 39.0829
Commercial | Schools K-12 | New | Automatic Door Closer for Walk-in Coolers and Freezers | 0.059887 | 1.3231 | -413.1324 | 0.0050673 | 0.0042445 | 39.0829
Commercial | Assembly | Existing | High Efficiency Refrigeration Compressor | 0.26416 | 1.4312 | -420.906 | 0.020431 | 0.0095627 | 135.5
Commercial | Grocery | Existing | High Efficiency Refrigeration Compressor | 0.26416 | 1.4312 | -420.906 | 0.020431 | 0.0095627 | 135.5
Commercial | Institutional | Existing | High Efficiency Refrigeration Compressor | 0.26416 | 1.4312 | -420.906 | 0.020431 | 0.0095627 | 135.5
Commercial | Miscellaneous | Existing | High Efficiency Refrigeration Compressor | 0.26416 | 1.4312 | -420.906 | 0.020431 | 0.0095627 | 135.5
Commercial | Offices | Existing | High Efficiency Refrigeration Compressor | 0.26416 | 1.4312 | -420.906 | 0.020431 | 0.0095627 | 135.5
Commercial | Retail | Existing | High Efficiency Refrigeration Compressor | 0.26416 | 1.4312 | -420.906 | 0.020431 | 0.0095627 | 135.5
Commercial | Warehouse | Existing | High Efficiency Refrigeration Compressor | 0.26416 | 1.4312 | -420.906 | 0.020431 | 0.0095627 | 135.5
Commercial | Assembly | New | High Efficiency Refrigeration Compressor | 0.26416 | 1.4312 | -420.906 | 0.020431 | 0.0095627 | 135.5
Commercial | Grocery | New | High Efficiency Refrigeration Compressor | 0.26416 | 1.4312 | -420.906 | 0.020431 | 0.0095627 | 135.5
Commercial | Institutional | New | High Efficiency Refrigeration Compressor | 0.26416 | 1.4312 | -420.906 | 0.020431 | 0.0095627 | 135.5
Commercial | Miscellaneous | New | High Efficiency Refrigeration Compressor | 0.26416 | 1.4312 | -420.906 | 0.020431 | 0.0095627 | 135.5
Commercial | Offices | New | High Efficiency Refrigeration Compressor | 0.26416 | 1.4312 | -420.906 | 0.020431 | 0.0095627 | 135.5
Commercial | Retail | New | High Efficiency Refrigeration Compressor | 0.26416 | 1.4312 | -420.906 | 0.020431 | 0.0095627 | 135.5
Commercial | Warehouse | New | High Efficiency Refrigeration Compressor | 0.26416 | 1.4312 | -420.906 | 0.020431 | 0.0095627 | 135.5
Commercial | College and University | Existing | High Efficiency Refrigeration Compressor | 0.25729 | 1.4992 | -429.1436 | 0.017568 | 0.014716 | 135.5
Commercial | Healthcare | Existing | High Efficiency Refrigeration Compressor | 0.25729 | 1.4992 | -429.1436 | 0.017568 | 0.014716 | 135.5
Commercial | Hospitals | Existing | High Efficiency Refrigeration Compressor | 0.25729 | 1.4992 | -429.1436 | 0.017568 | 0.014716 | 135.5
Commercial | Lodging/Hospitality | Existing | High Efficiency Refrigeration Compressor | 0.25729 | 1.4992 | -429.1436 | 0.017568 | 0.014716 | 135.5
Commercial | Restaurants | Existing | High Efficiency Refrigeration Compressor | 0.25729 | 1.4992 | -429.1436 | 0.017568 | 0.014716 | 135.5
Commercial | Schools K-12 | Existing | High Efficiency Refrigeration Compressor | 0.25729 | 1.4992 | -429.1436 | 0.017568 | 0.014716 | 135.5
Commercial | College and University | New | High Efficiency Refrigeration Compressor | 0.25729 | 1.4992 | -429.1436 | 0.017568 | 0.014716 | 135.5
Commercial | Healthcare | New | High Efficiency Refrigeration Compressor | 0.25729 | 1.4992 | -429.1436 | 0.017568 | 0.014716 | 135.5
Commercial | Hospitals | New | High Efficiency Refrigeration Compressor | 0.25729 | 1.4992 | -429.1436 | 0.017568 | 0.014716 | 135.5
Commercial | Lodging/Hospitality | New | High Efficiency Refrigeration Compressor | 0.25729 | 1.4992 | -429.1436 | 0.017568 | 0.014716 | 135.5
Commercial | Restaurants | New | High Efficiency Refrigeration Compressor | 0.25729 | 1.4992 | -429.1436 | 0.017568 | 0.014716 | 135.5
Commercial | Schools K-12 | New | High Efficiency Refrigeration Compressor | 0.25729 | 1.4992 | -429.1436 | 0.017568 | 0.014716 | 135.5
Commercial | Grocery | Existing | Network PC Power Management | 0.55636 | 1.1708 | -433.5725 | 0.5037 | 0.3508 | 3386.2106
Commercial | Grocery | New | Network PC Power Management | 0.55636 | 1.1708 | -433.5725 | 0.5037 | 0.3508 | 3386.2106
Commercial | Assembly | Existing | Strip Curtains for Walk-ins | 0.17915 | 1.1054 | -444.5323 | 0.060723 | 0.016724 | 420
Commercial | Grocery | Existing | Strip Curtains for Walk-ins | 0.17915 | 1.1054 | -444.5323 | 0.060723 | 0.016724 | 420
Commercial | Institutional | Existing | Strip Curtains for Walk-ins | 0.17915 | 1.1054 | -444.5323 | 0.060723 | 0.016724 | 420
Commercial | Miscellaneous | Existing | Strip Curtains for Walk-ins | 0.17915 | 1.1054 | -444.5323 | 0.060723 | 0.016724 | 420
Commercial | Offices | Existing | Strip Curtains for Walk-ins | 0.17915 | 1.1054 | -444.5323 | 0.060723 | 0.016724 | 420
Commercial | Retail | Existing | Strip Curtains for Walk-ins | 0.17915 | 1.1054 | -444.5323 | 0.060723 | 0.016724 | 420
Commercial | Warehouse | Existing | Strip Curtains for Walk-ins | 0.17915 | 1.1054 | -444.5323 | 0.060723 | 0.016724 | 420
Commercial | Assembly | New | Strip Curtains for Walk-ins | 0.17915 | 1.1054 | -444.5323 | 0.060723 | 0.016724 | 420
Commercial | Grocery | New | Strip Curtains for Walk-ins | 0.17915 | 1.1054 | -444.5323 | 0.060723 | 0.016724 | 420
Commercial | Institutional | New | Strip Curtains for Walk-ins | 0.17915 | 1.1054 | -444.5323 | 0.060723 | 0.016724 | 420
Commercial | Miscellaneous | New | Strip Curtains for Walk-ins | 0.17915 | 1.1054 | -444.5323 | 0.060723 | 0.016724 | 420
Commercial | Offices | New | Strip Curtains for Walk-ins | 0.17915 | 1.1054 | -444.5323 | 0.060723 | 0.016724 | 420
Commercial | Retail | New | Strip Curtains for Walk-ins | 0.17915 | 1.1054 | -444.5323 | 0.060723 | 0.016724 | 420
Commercial | Warehouse | New | Strip Curtains for Walk-ins | 0.17915 | 1.1054 | -444.5323 | 0.060723 | 0.016724 | 420
Commercial | College and University | Existing | Strip Curtains for Walk-ins | 0.17755 | 1.1539 | -449.5836 | 0.054455 | 0.045613 | 420
Commercial | Healthcare | Existing | Strip Curtains for Walk-ins | 0.17755 | 1.1539 | -449.5836 | 0.054455 | 0.045613 | 420
Commercial | Hospitals | Existing | Strip Curtains for Walk-ins | 0.17755 | 1.1539 | -449.5836 | 0.054455 | 0.045613 | 420
Commercial | Lodging/Hospitality | Existing | Strip Curtains for Walk-ins | 0.17755 | 1.1539 | -449.5836 | 0.054455 | 0.045613 | 420
Commercial | Restaurants | Existing | Strip Curtains for Walk-ins | 0.17755 | 1.1539 | -449.5836 | 0.054455 | 0.045613 | 420
Commercial | Schools K-12 | Existing | Strip Curtains for Walk-ins | 0.17755 | 1.1539 | -449.5836 | 0.054455 | 0.045613 | 420
Commercial | College and University | New | Strip Curtains for Walk-ins | 0.17755 | 1.1539 | -449.5836 | 0.054455 | 0.045613 | 420
Commercial | Healthcare | New | Strip Curtains for Walk-ins | 0.17755 | 1.1539 | -449.5836 | 0.054455 | 0.045613 | 420
Commercial | Hospitals | New | Strip Curtains for Walk-ins | 0.17755 | 1.1539 | -449.5836 | 0.054455 | 0.045613 | 420
Commercial | Lodging/Hospitality | New | Strip Curtains for Walk-ins | 0.17755 | 1.1539 | -449.5836 | 0.054455 | 0.045613 | 420
Commercial | Restaurants | New | Strip Curtains for Walk-ins | 0.17755 | 1.1539 | -449.5836 | 0.054455 | 0.045613 | 420
Commercial | Schools K-12 | New | Strip Curtains for Walk-ins | 0.17755 | 1.1539 | -449.5836 | 0.054455 | 0.045613 | 420
Commercial | Grocery | Existing | Bi-Level Lighting Control (Interior) | 0.42158 | 1.7348 | -451.8537 | 0.010616 | 0 | 859.32
Commercial | Grocery | New | Bi-Level Lighting Control (Interior) | 0.42158 | 1.7348 | -451.8537 | 0.010616 | 0 | 859.32
Commercial | Retail | Existing | Dedicated Outdoor Air System on VRF unit | 0.69726 | 1.2992 | -456.4652 | 0.31922 | 0.32265 | 1049.061
Commercial | Retail | New | Dedicated Outdoor Air System on VRF unit | 0.69726 | 1.2992 | -456.4652 | 0.31922 | 0.32265 | 1049.061
Commercial | Grocery | Existing | Hot Water Circulation Pump Control | 0.51602 | 2.1667 | -461.0645 | 0 | 0 | 651
Commercial | Grocery | New | Hot Water Circulation Pump Control | 0.51602 | 2.1667 | -461.0645 | 0 | 0 | 651
Commercial | Offices | Existing | HVAC tune-up_RTU | 0.35773 | 1.067 | -461.7042 | 0.17525 | 0.031903 | 882.7237
Commercial | Offices | New | HVAC tune-up_RTU | 0.35773 | 1.067 | -461.7042 | 0.17525 | 0.031903 | 882.7237
Commercial | Offices | Existing | ECM Motors on Furnaces | 0.34277 | 2.1667 | -467.8596 | 0 | 0 | 270.389
Commercial | Offices | New | ECM Motors on Furnaces | 0.34277 | 2.1667 | -467.8596 | 0 | 0 | 270.389
Commercial | Schools K-12 | Existing | HVAC tune-up_RTU | 0.35086 | 1.0668 | -472.0233 | 0.17191 | 0.031296 | 865.9214
Commercial | Schools K-12 | New | HVAC tune-up_RTU | 0.35086 | 1.0668 | -472.0233 | 0.17191 | 0.031296 | 865.9214
Commercial | Lodging/Hospitality | Existing | Network PC Power Management | 0.56179 | 1.1708 | -474.4778 | 0.58124 | 0.40481 | 3907.5345
Commercial | Lodging/Hospitality | New | Network PC Power Management | 0.56179 | 1.1708 | -474.4778 | 0.58124 | 0.40481 | 3907.5345
Commercial | Assembly | Turnover | Energy Star Ice Maker | 0.24021 | 1.2697 | -479.9509 | 0.036863 | 0.023275 | 237.861
Commercial | Grocery | Turnover | Energy Star Ice Maker | 0.24021 | 1.2697 | -479.9509 | 0.036863 | 0.023275 | 237.861
Commercial | Institutional | Turnover | Energy Star Ice Maker | 0.24021 | 1.2697 | -479.9509 | 0.036863 | 0.023275 | 237.861
Commercial | Miscellaneous | Turnover | Energy Star Ice Maker | 0.24021 | 1.2697 | -479.9509 | 0.036863 | 0.023275 | 237.861
Commercial | Offices | Turnover | Energy Star Ice Maker | 0.24021 | 1.2697 | -479.9509 | 0.036863 | 0.023275 | 237.861
Commercial | Retail | Turnover | Energy Star Ice Maker | 0.24021 | 1.2697 | -479.9509 | 0.036863 | 0.023275 | 237.861
Commercial | Warehouse | Turnover | Energy Star Ice Maker | 0.24021 | 1.2697 | -479.9509 | 0.036863 | 0.023275 | 237.861
Commercial | Assembly | New | Energy Star Ice Maker | 0.24021 | 1.2697 | -479.9509 | 0.036863 | 0.023275 | 237.861
Commercial | Grocery | New | Energy Star Ice Maker | 0.24021 | 1.2697 | -479.9509 | 0.036863 | 0.023275 | 237.861
Commercial | Institutional | New | Energy Star Ice Maker | 0.24021 | 1.2697 | -479.9509 | 0.036863 | 0.023275 | 237.861
Commercial | Miscellaneous | New | Energy Star Ice Maker | 0.24021 | 1.2697 | -479.9509 | 0.036863 | 0.023275 | 237.861
Commercial | Offices | New | Energy Star Ice Maker | 0.24021 | 1.2697 | -479.9509 | 0.036863 | 0.023275 | 237.861
Commercial | Retail | New | Energy Star Ice Maker | 0.24021 | 1.2697 | -479.9509 | 0.036863 | 0.023275 | 237.861
Commercial | Warehouse | New | Energy Star Ice Maker | 0.24021 | 1.2697 | -479.9509 | 0.036863 | 0.023275 | 237.861
Commercial | Miscellaneous | Existing | ECM Motors on Furnaces | 0.32399 | 2.1667 | -487.3269 | 0 | 0 | 255.5731
Commercial | Warehouse | Existing | ECM Motors on Furnaces | 0.32399 | 2.1667 | -487.3269 | 0 | 0 | 255.5731
Commercial | Miscellaneous | New | ECM Motors on Furnaces | 0.32399 | 2.1667 | -487.3269 | 0 | 0 | 255.5731
Commercial | Warehouse | New | ECM Motors on Furnaces | 0.32399 | 2.1667 | -487.3269 | 0 | 0 | 255.5731
Commercial | College and University | Turnover | Energy Star Ice Maker | 0.23045 | 1.3283 | -491.1631 | 0.03084 | 0.025832 | 237.861
Commercial | Healthcare | Turnover | Energy Star Ice Maker | 0.23045 | 1.3283 | -491.1631 | 0.03084 | 0.025832 | 237.861
Commercial | Hospitals | Turnover | Energy Star Ice Maker | 0.23045 | 1.3283 | -491.1631 | 0.03084 | 0.025832 | 237.861
Commercial | Lodging/Hospitality | Turnover | Energy Star Ice Maker | 0.23045 | 1.3283 | -491.1631 | 0.03084 | 0.025832 | 237.861
Commercial | Restaurants | Turnover | Energy Star Ice Maker | 0.23045 | 1.3283 | -491.1631 | 0.03084 | 0.025832 | 237.861
Commercial | Schools K-12 | Turnover | Energy Star Ice Maker | 0.23045 | 1.3283 | -491.1631 | 0.03084 | 0.025832 | 237.861
Commercial | College and University | New | Energy Star Ice Maker | 0.23045 | 1.3283 | -491.1631 | 0.03084 | 0.025832 | 237.861
Commercial | Healthcare | New | Energy Star Ice Maker | 0.23045 | 1.3283 | -491.1631 | 0.03084 | 0.025832 | 237.861
Commercial | Hospitals | New | Energy Star Ice Maker | 0.23045 | 1.3283 | -491.1631 | 0.03084 | 0.025832 | 237.861
Commercial | Lodging/Hospitality | New | Energy Star Ice Maker | 0.23045 | 1.3283 | -491.1631 | 0.03084 | 0.025832 | 237.861
Commercial | Restaurants | New | Energy Star Ice Maker | 0.23045 | 1.3283 | -491.1631 | 0.03084 | 0.025832 | 237.861
Commercial | Schools K-12 | New | Energy Star Ice Maker | 0.23045 | 1.3283 | -491.1631 | 0.03084 | 0.025832 | 237.861
Commercial | Offices | Existing | Programmable Thermostat | 0.6566 | 1.7605 | -494.4402 | 0.071151 | -0.98461 | 5992.2752
Commercial | Offices | New | Programmable Thermostat | 0.6566 | 1.7605 | -494.4402 | 0.071151 | -0.98461 | 5992.2752
Commercial | Retail | Existing | Bi-Level Lighting Control (Interior) | 0.37898 | 1.7348 | -514.2717 | 0.0095434 | 0 | 772.52
Commercial | Retail | New | Bi-Level Lighting Control (Interior) | 0.37898 | 1.7348 | -514.2717 | 0.0095434 | 0 | 772.52
Commercial | Assembly | Existing | HVAC tune-up_RTU | 0.31778 | 1.0668 | -522.1447 | 0.15571 | 0.028346 | 784.3099
Commercial | Assembly | New | HVAC tune-up_RTU | 0.31778 | 1.0668 | -522.1447 | 0.15571 | 0.028346 | 784.3099
Commercial | Healthcare | Existing | Bi-Level Lighting Control (Interior) | 0.37371 | 1.8022 | -523.3014 | 0.0021427 | 0 | 779.34
Commercial | Healthcare | New | Bi-Level Lighting Control (Interior) | 0.37371 | 1.8022 | -523.3014 | 0.0021427 | 0 | 779.34
Commercial | College and University | Turnover | Energy Star Vending Machine | 0.49965 | 1.4565 | -534.1854 | 0.082504 | 0.051277 | 525.7314
Commercial | Healthcare | Turnover | Energy Star Vending Machine | 0.49965 | 1.4565 | -534.1854 | 0.082504 | 0.051277 | 525.7314
Commercial | Hospitals | Turnover | Energy Star Vending Machine | 0.49965 | 1.4565 | -534.1854 | 0.082504 | 0.051277 | 525.7314
Commercial | Lodging/Hospitality | Turnover | Energy Star Vending Machine | 0.49965 | 1.4565 | -534.1854 | 0.082504 | 0.051277 | 525.7314
Commercial | Restaurants | Turnover | Energy Star Vending Machine | 0.49965 | 1.4565 | -534.1854 | 0.082504 | 0.051277 | 525.7314
Commercial | Schools K-12 | Turnover | Energy Star Vending Machine | 0.49965 | 1.4565 | -534.1854 | 0.082504 | 0.051277 | 525.7314
Commercial | College and University | New | Energy Star Vending Machine | 0.49965 | 1.4565 | -534.1854 | 0.082504 | 0.051277 | 525.7314
Commercial | Healthcare | New | Energy Star Vending Machine | 0.49965 | 1.4565 | -534.1854 | 0.082504 | 0.051277 | 525.7314
Commercial | Hospitals | New | Energy Star Vending Machine | 0.49965 | 1.4565 | -534.1854 | 0.082504 | 0.051277 | 525.7314
Commercial | Lodging/Hospitality | New | Energy Star Vending Machine | 0.49965 | 1.4565 | -534.1854 | 0.082504 | 0.051277 | 525.7314
Commercial | Restaurants | New | Energy Star Vending Machine | 0.49965 | 1.4565 | -534.1854 | 0.082504 | 0.051277 | 525.7314
Commercial | Schools K-12 | New | Energy Star Vending Machine | 0.49965 | 1.4565 | -534.1854 | 0.082504 | 0.051277 | 525.7314
Commercial | Assembly | Turnover | Energy Star Vending Machine | 0.49913 | 1.4575 | -535.0311 | 0.082226 | 0.051367 | 525.7314
Commercial | Grocery | Turnover | Energy Star Vending Machine | 0.49913 | 1.4575 | -535.0311 | 0.082226 | 0.051367 | 525.7314
Commercial | Institutional | Turnover | Energy Star Vending Machine | 0.49913 | 1.4575 | -535.0311 | 0.082226 | 0.051367 | 525.7314
Commercial | Miscellaneous | Turnover | Energy Star Vending Machine | 0.49913 | 1.4575 | -535.0311 | 0.082226 | 0.051367 | 525.7314
Commercial | Offices | Turnover | Energy Star Vending Machine | 0.49913 | 1.4575 | -535.0311 | 0.082226 | 0.051367 | 525.7314
Commercial | Retail | Turnover | Energy Star Vending Machine | 0.49913 | 1.4575 | -535.0311 | 0.082226 | 0.051367 | 525.7314
Commercial | Warehouse | Turnover | Energy Star Vending Machine | 0.49913 | 1.4575 | -535.0311 | 0.082226 | 0.051367 | 525.7314
Commercial | Assembly | New | Energy Star Vending Machine | 0.49913 | 1.4575 | -535.0311 | 0.082226 | 0.051367 | 525.7314
Commercial | Grocery | New | Energy Star Vending Machine | 0.49913 | 1.4575 | -535.0311 | 0.082226 | 0.051367 | 525.7314
Commercial | Institutional | New | Energy Star Vending Machine | 0.49913 | 1.4575 | -535.0311 | 0.082226 | 0.051367 | 525.7314
Commercial | Miscellaneous | New | Energy Star Vending Machine | 0.49913 | 1.4575 | -535.0311 | 0.082226 | 0.051367 | 525.7314
Commercial | Offices | New | Energy Star Vending Machine | 0.49913 | 1.4575 | -535.0311 | 0.082226 | 0.051367 | 525.7314
Commercial | Retail | New | Energy Star Vending Machine | 0.49913 | 1.4575 | -535.0311 | 0.082226 | 0.051367 | 525.7314
Commercial | Warehouse | New | Energy Star Vending Machine | 0.49913 | 1.4575 | -535.0311 | 0.082226 | 0.051367 | 525.7314
Commercial | Schools K-12 | Turnover | Heat Pump Water Heater | 0.6128 | 1.3131 | -552.2607 | 0.30949 | 0.20585 | 1831.3579
Commercial | Schools K-12 | New | Heat Pump Water Heater | 0.6128 | 1.3131 | -552.2607 | 0.30949 | 0.20585 | 1831.3579
Commercial | Restaurants | Existing | Tank Wrap on Water Heater | 0.30504 | 1.3612 | -559.2712 | 0.052878 | 0.053951 | 527.8919
Commercial | Schools K-12 | Existing | Network PC Power Management | 0.56551 | 1.1708 | -560.5054 | 0.71311 | 0.49665 | 4794.046
Commercial | Schools K-12 | New | Network PC Power Management | 0.56551 | 1.1708 | -560.5054 | 0.71311 | 0.49665 | 4794.046
Commercial | Institutional | Existing | Network PC Power Management | 0.54161 | 1.1422 | -562.7009 | 0.64622 | 0 | 4344.3187
Commercial | Institutional | New | Network PC Power Management | 0.54161 | 1.1422 | -562.7009 | 0.64622 | 0 | 4344.3187
Commercial | Restaurants | New | Tank Wrap on Water Heater | 0.29195 | 1.3618 | -576.7968 | 0.050584 | 0.05161 | 504.9886
Commercial | Healthcare | Existing | Network PC Power Management | 0.56139 | 1.1708 | -580.1554 | 0.70789 | 0.49301 | 4758.9388
Commercial | Healthcare | New | Network PC Power Management | 0.56139 | 1.1708 | -580.1554 | 0.70789 | 0.49301 | 4758.9388
Commercial | College and University | Existing | Bi-Level Lighting Control (Interior) | 0.32757 | 1.8019 | -590.6888 | 0.0018785 | 0 | 683.24
Commercial | Miscellaneous | Existing | Bi-Level Lighting Control (Interior) | 0.32757 | 1.8019 | -590.6888 | 0.0018785 | 0 | 683.24
Commercial | College and University | New | Bi-Level Lighting Control (Interior) | 0.32757 | 1.8019 | -590.6888 | 0.0018785 | 0 | 683.24
Commercial | Miscellaneous | New | Bi-Level Lighting Control (Interior) | 0.32757 | 1.8019 | -590.6888 | 0.0018785 | 0 | 683.24
Commercial | Lodging/Hospitality | Existing | Bi-Level Lighting Control (Interior) | 0.28555 | 1.7353 | -651.3683 | 0.0071882 | 0 | 581.87
Commercial | Lodging/Hospitality | New | Bi-Level Lighting Control (Interior) | 0.28555 | 1.7353 | -651.3683 | 0.0071882 | 0 | 581.87
Commercial | Warehouse | Existing | Bi-Level Lighting Control (Interior) | 0.28409 | 1.8014 | -654.1634 | 0.0016296 | 0 | 592.72
Commercial | Warehouse | New | Bi-Level Lighting Control (Interior) | 0.28409 | 1.8014 | -654.1634 | 0.0016296 | 0 | 592.72
Commercial | Assembly | Turnover | Solar Powered Pool Pump | 0.66001 | 1.1844 | -678.9018 | 0.9567 | 0.1485 | 4065.1875
Commercial | College and University | Turnover | Solar Powered Pool Pump | 0.66001 | 1.1844 | -678.9018 | 0.9567 | 0.1485 | 4065.1875
Commercial | Grocery | Turnover | Solar Powered Pool Pump | 0.66001 | 1.1844 | -678.9018 | 0.9567 | 0.1485 | 4065.1875
Commercial | Healthcare | Turnover | Solar Powered Pool Pump | 0.66001 | 1.1844 | -678.9018 | 0.9567 | 0.1485 | 4065.1875
Commercial | Hospitals | Turnover | Solar Powered Pool Pump | 0.66001 | 1.1844 | -678.9018 | 0.9567 | 0.1485 | 4065.1875
Commercial | Institutional | Turnover | Solar Powered Pool Pump | 0.66001 | 1.1844 | -678.9018 | 0.9567 | 0.1485 | 4065.1875
Commercial | Lodging/Hospitality | Turnover | Solar Powered Pool Pump | 0.66001 | 1.1844 | -678.9018 | 0.9567 | 0.1485 | 4065.1875
Commercial | Miscellaneous | Turnover | Solar Powered Pool Pump | 0.66001 | 1.1844 | -678.9018 | 0.9567 | 0.1485 | 4065.1875
Commercial | Offices | Turnover | Solar Powered Pool Pump | 0.66001 | 1.1844 | -678.9018 | 0.9567 | 0.1485 | 4065.1875
Commercial | Restaurants | Turnover | Solar Powered Pool Pump | 0.66001 | 1.1844 | -678.9018 | 0.9567 | 0.1485 | 4065.1875
Commercial | Retail | Turnover | Solar Powered Pool Pump | 0.66001 | 1.1844 | -678.9018 | 0.9567 | 0.1485 | 4065.1875
Commercial | Schools K-12 | Turnover | Solar Powered Pool Pump | 0.66001 | 1.1844 | -678.9018 | 0.9567 | 0.1485 | 4065.1875
Commercial | Assembly | New | Solar Powered Pool Pump | 0.66001 | 1.1844 | -678.9018 | 0.9567 | 0.1485 | 4065.1875
Commercial | College and University | New | Solar Powered Pool Pump | 0.66001 | 1.1844 | -678.9018 | 0.9567 | 0.1485 | 4065.1875
Commercial | Grocery | New | Solar Powered Pool Pump | 0.66001 | 1.1844 | -678.9018 | 0.9567 | 0.1485 | 4065.1875
Commercial | Healthcare | New | Solar Powered Pool Pump | 0.66001 | 1.1844 | -678.9018 | 0.9567 | 0.1485 | 4065.1875
Commercial | Hospitals | New | Solar Powered Pool Pump | 0.66001 | 1.1844 | -678.9018 | 0.9567 | 0.1485 | 4065.1875
Commercial | Institutional | New | Solar Powered Pool Pump | 0.66001 | 1.1844 | -678.9018 | 0.9567 | 0.1485 | 4065.1875
Commercial | Lodging/Hospitality | New | Solar Powered Pool Pump | 0.66001 | 1.1844 | -678.9018 | 0.9567 | 0.1485 | 4065.1875
Commercial | Miscellaneous | New | Solar Powered Pool Pump | 0.66001 | 1.1844 | -678.9018 | 0.9567 | 0.1485 | 4065.1875
Commercial | Offices | New | Solar Powered Pool Pump | 0.66001 | 1.1844 | -678.9018 | 0.9567 | 0.1485 | 4065.1875
Commercial | Restaurants | New | Solar Powered Pool Pump | 0.66001 | 1.1844 | -678.9018 | 0.9567 | 0.1485 | 4065.1875
Commercial | Retail | New | Solar Powered Pool Pump | 0.66001 | 1.1844 | -678.9018 | 0.9567 | 0.1485 | 4065.1875
Commercial | Schools K-12 | New | Solar Powered Pool Pump | 0.66001 | 1.1844 | -678.9018 | 0.9567 | 0.1485 | 4065.1875
Commercial | Restaurants | Existing | Bi-Level Lighting Control (Interior) | 0.25515 | 1.734 | -695.6182 | 0.006428 | 0 | 520.335
Commercial | Restaurants | New | Bi-Level Lighting Control (Interior) | 0.25515 | 1.734 | -695.6182 | 0.006428 | 0 | 520.335
Commercial | Institutional | Existing | Bi-Level Lighting Control (Interior) | 0.24522 | 1.8023 | -711.2253 | 0.0014059 | 0 | 511.345
Commercial | Institutional | New | Bi-Level Lighting Control (Interior) | 0.24522 | 1.8023 | -711.2253 | 0.0014059 | 0 | 511.345
Commercial | Offices | Existing | Bi-Level Lighting Control (Interior) | 0.24181 | 1.8024 | -716.225 | 0.0013863 | 0 | 504.215
Commercial | Offices | New | Bi-Level Lighting Control (Interior) | 0.24181 | 1.8024 | -716.225 | 0.0013863 | 0 | 504.215
Commercial | Miscellaneous | Existing | HVAC tune-up_RTU | 0.17746 | 1.0666 | -734.792 | 0.08697 | 0.015832 | 438.0614
Commercial | Miscellaneous | New | HVAC tune-up_RTU | 0.17746 | 1.0666 | -734.792 | 0.08697 | 0.015832 | 438.0614
Commercial | Grocery | Existing | HVAC tune-up_RTU | 0.17559 | 1.067 | -737.7404 | 0.086017 | 0.015659 | 433.2607
Commercial | Grocery | New | HVAC tune-up_RTU | 0.17559 | 1.067 | -737.7404 | 0.086017 | 0.015659 | 433.2607
Commercial | College and University | Turnover | ENERGY STAR Commercial Clothes Washer | 0.37954 | 1.3043 | -740.6892 | 0.10782 | 0.1241 | 1060.1591
Commercial | Hospitals | Turnover | ENERGY STAR Commercial Clothes Washer | 0.37954 | 1.3043 | -740.6892 | 0.10782 | 0.1241 | 1060.1591
Commercial | Lodging/Hospitality | Turnover | ENERGY STAR Commercial Clothes Washer | 0.37954 | 1.3043 | -740.6892 | 0.10782 | 0.1241 | 1060.1591
Commercial | Schools K-12 | Turnover | ENERGY STAR Commercial Clothes Washer | 0.37954 | 1.3043 | -740.6892 | 0.10782 | 0.1241 | 1060.1591
Commercial | College and University | New | ENERGY STAR Commercial Clothes Washer | 0.37954 | 1.3043 | -740.6892 | 0.10782 | 0.1241 | 1060.1591
Commercial | Hospitals | New | ENERGY STAR Commercial Clothes Washer | 0.37954 | 1.3043 | -740.6892 | 0.10782 | 0.1241 | 1060.1591
Commercial | Lodging/Hospitality | New | ENERGY STAR Commercial Clothes Washer | 0.37954 | 1.3043 | -740.6892 | 0.10782 | 0.1241 | 1060.1591
Commercial | Schools K-12 | New | ENERGY STAR Commercial Clothes Washer | 0.37954 | 1.3043 | -740.6892 | 0.10782 | 0.1241 | 1060.1591
Commercial | Institutional | Existing | HVAC tune-up_RTU | 0.17163 | 1.0666 | -743.637 | 0.084111 | 0.015312 | 423.6594
Commercial | Institutional | New | HVAC tune-up_RTU | 0.17163 | 1.0666 | -743.637 | 0.084111 | 0.015312 | 423.6594
Commercial | Assembly | Existing | Hotel Card Energy Control Systems | 0 | #DIV/0! | -745.6993 | 0 | 0 | 0
Commercial | College and University | Existing | Hotel Card Energy Control Systems | 0 | #DIV/0! | -745.6993 | 0 | 0 | 0
Commercial | Grocery | Existing | Hotel Card Energy Control Systems | 0 | #DIV/0! | -745.6993 | 0 | 0 | 0
Commercial | Healthcare | Existing | Hotel Card Energy Control Systems | 0 | #DIV/0! | -745.6993 | 0 | 0 | 0
Commercial | Hospitals | Existing | Hotel Card Energy Control Systems | 0 | #DIV/0! | -745.6993 | 0 | 0 | 0
Commercial | Institutional | Existing | Hotel Card Energy Control Systems | 0 | #DIV/0! | -745.6993 | 0 | 0 | 0
Commercial | Miscellaneous | Existing | Hotel Card Energy Control Systems | 0 | #DIV/0! | -745.6993 | 0 | 0 | 0
Commercial | Offices | Existing | Hotel Card Energy Control Systems | 0 | #DIV/0! | -745.6993 | 0 | 0 | 0
Commercial | Restaurants | Existing | Hotel Card Energy Control Systems | 0 | #DIV/0! | -745.6993 | 0 | 0 | 0
Commercial | Retail | Existing | Hotel Card Energy Control Systems | 0 | #DIV/0! | -745.6993 | 0 | 0 | 0
Commercial | Schools K-12 | Existing | Hotel Card Energy Control Systems | 0 | #DIV/0! | -745.6993 | 0 | 0 | 0
Commercial | Warehouse | Existing | Hotel Card Energy Control Systems | 0 | #DIV/0! | -745.6993 | 0 | 0 | 0
Commercial | Assembly | New | Hotel Card Energy Control Systems | 0 | #DIV/0! | -745.6993 | 0 | 0 | 0
Commercial | College and University | New | Hotel Card Energy Control Systems | 0 | #DIV/0! | -745.6993 | 0 | 0 | 0
Commercial | Grocery | New | Hotel Card Energy Control Systems | 0 | #DIV/0! | -745.6993 | 0 | 0 | 0
Commercial | Healthcare | New | Hotel Card Energy Control Systems | 0 | #DIV/0! | -745.6993 | 0 | 0 | 0
Commercial | Hospitals | New | Hotel Card Energy Control Systems | 0 | #DIV/0! | -745.6993 | 0 | 0 | 0
Commercial | Institutional | New | Hotel Card Energy Control Systems | 0 | #DIV/0! | -745.6993 | 0 | 0 | 0
Commercial | Miscellaneous | New | Hotel Card Energy Control Systems | 0 | #DIV/0! | -745.6993 | 0 | 0 | 0
Commercial | Offices | New | Hotel Card Energy Control Systems | 0 | #DIV/0! | -745.6993 | 0 | 0 | 0
Commercial | Restaurants | New | Hotel Card Energy Control Systems | 0 | #DIV/0! | -745.6993 | 0 | 0 | 0
Commercial | Retail | New | Hotel Card Energy Control Systems | 0 | #DIV/0! | -745.6993 | 0 | 0 | 0
Commercial | Schools K-12 | New | Hotel Card Energy Control Systems | 0 | #DIV/0! | -745.6993 | 0 | 0 | 0
Commercial | Warehouse | New | Hotel Card Energy Control Systems | 0 | #DIV/0! | -745.6993 | 0 | 0 | 0
Commercial | Assembly | Existing | Bi-Level Lighting Control (Interior) | 0.21366 | 1.8013 | -757.201 | 0.0012256 | 0 | 445.78
Commercial | Assembly | New | Bi-Level Lighting Control (Interior) | 0.21366 | 1.8013 | -757.201 | 0.0012256 | 0 | 445.78
Commercial | Schools K-12 | Existing | Dedicated Outdoor Air System on VRF unit | 0.60856 | 1.2992 | -763.3658 | 0.27862 | 0.28162 | 915.6498
Commercial | Schools K-12 | New | Dedicated Outdoor Air System on VRF unit | 0.60856 | 1.2992 | -763.3658 | 0.27862 | 0.28162 | 915.6498
Commercial | Miscellaneous | Existing | Window Sun Protection | 0.14809 | 0.90278 | -782.1645 | 0.055592 | -0.040764 | 105.7983
Commercial | Warehouse | Existing | Window Sun Protection | 0.14809 | 0.90278 | -782.1645 | 0.055592 | -0.040764 | 105.7983
Commercial | Grocery | Turnover | ENERGY STAR Commercial Clothes Washer | 0.36059 | 1.3928 | -791.328 | 0.092846 | 0.067168 | 1060.1591
Commercial | Healthcare | Turnover | ENERGY STAR Commercial Clothes Washer | 0.36059 | 1.3928 | -791.328 | 0.092846 | 0.067168 | 1060.1591
Commercial | Offices | Turnover | ENERGY STAR Commercial Clothes Washer | 0.36059 | 1.3928 | -791.328 | 0.092846 | 0.067168 | 1060.1591
Commercial | Retail | Turnover | ENERGY STAR Commercial Clothes Washer | 0.36059 | 1.3928 | -791.328 | 0.092846 | 0.067168 | 1060.1591
Commercial | Grocery | New | ENERGY STAR Commercial Clothes Washer | 0.36059 | 1.3928 | -791.328 | 0.092846 | 0.067168 | 1060.1591
Commercial | Healthcare | New | ENERGY STAR Commercial Clothes Washer | 0.36059 | 1.3928 | -791.328 | 0.092846 | 0.067168 | 1060.1591
Commercial | Offices | New | ENERGY STAR Commercial Clothes Washer | 0.36059 | 1.3928 | -791.328 | 0.092846 | 0.067168 | 1060.1591
Commercial | Retail | New | ENERGY STAR Commercial Clothes Washer | 0.36059 | 1.3928 | -791.328 | 0.092846 | 0.067168 | 1060.1591
Commercial | Lodging/Hospitality | Existing | Window Sun Protection | 0.13935 | 0.96206 | -801.4328 | 0.047228 | -0.02335 | 105.7983
Commercial | Schools K-12 | Existing | Bi-Level Lighting Control (Interior) | 0.17686 | 1.8026 | -811.2196 | 0.0010138 | 0 | 368.745
Commercial | Schools K-12 | New | Bi-Level Lighting Control (Interior) | 0.17686 | 1.8026 | -811.2196 | 0.0010138 | 0 | 368.745
Commercial | Assembly | Existing | Window Sun Protection | 0.13211 | 1.0222 | -817.0947 | 0.04043 | -0.010022 | 105.7983
Commercial | College and University | Existing | Window Sun Protection | 0.13211 | 1.0222 | -817.0947 | 0.04043 | -0.010022 | 105.7983
Commercial | Grocery | Existing | Window Sun Protection | 0.13211 | 1.0222 | -817.0947 | 0.04043 | -0.010022 | 105.7983
Commercial | Healthcare | Existing | Window Sun Protection | 0.13211 | 1.0222 | -817.0947 | 0.04043 | -0.010022 | 105.7983
Commercial | Hospitals | Existing | Window Sun Protection | 0.13211 | 1.0222 | -817.0947 | 0.04043 | -0.010022 | 105.7983
Commercial | Institutional | Existing | Window Sun Protection | 0.13211 | 1.0222 | -817.0947 | 0.04043 | -0.010022 | 105.7983
Commercial | Offices | Existing | Window Sun Protection | 0.13211 | 1.0222 | -817.0947 | 0.04043 | -0.010022 | 105.7983
Commercial | Restaurants | Existing | Window Sun Protection | 0.13211 | 1.0222 | -817.0947 | 0.04043 | -0.010022 | 105.7983
Commercial | Retail | Existing | Window Sun Protection | 0.13211 | 1.0222 | -817.0947 | 0.04043 | -0.010022 | 105.7983
Commercial | Schools K-12 | Existing | Window Sun Protection | 0.13211 | 1.0222 | -817.0947 | 0.04043 | -0.010022 | 105.7983
Commercial | Offices | Existing | Dedicated Outdoor Air System on VRF unit | 0.5873 | 1.2995 | -837.3942 | 0.26883 | 0.27172 | 883.4693
Commercial | Offices | New | Dedicated Outdoor Air System on VRF unit | 0.5873 | 1.2995 | -837.3942 | 0.26883 | 0.27172 | 883.4693
Commercial | Lodging/Hospitality | Existing | Tank Wrap on Water Heater | 0.30511 | 1.3615 | -838.9069 | 0.079318 | 0.080926 | 791.8378
Commercial | Offices | Existing | Tank Wrap on Water Heater | 0.30511 | 1.3615 | -838.9069 | 0.079318 | 0.080926 | 791.8378
Commercial | Retail | Existing | Tank Wrap on Water Heater | 0.30511 | 1.3615 | -838.9069 | 0.079318 | 0.080926 | 791.8378
Commercial | Lodging/Hospitality | New | Low U-Value Windows | 0.13527 | 1.1812 | -854.6878 | 0.020116 | -0.004527 | 45.587
Commercial | Lodging/Hospitality | New | Tank Wrap on Water Heater | 0.29181 | 1.3612 | -865.1952 | 0.075876 | 0.077415 | 757.4829
Commercial | Offices | New | Tank Wrap on Water Heater | 0.29181 | 1.3612 | -865.1952 | 0.075876 | 0.077415 | 757.4829
Commercial | Retail | New | Tank Wrap on Water Heater | 0.29181 | 1.3612 | -865.1952 | 0.075876 | 0.077415 | 757.4829
Commercial | Assembly | New | Low U-Value Windows | 0.12765 | 1.2632 | -868.5947 | 0.016945 | 0.00018946 | 45.587
Commercial | College and University | New | Low U-Value Windows | 0.12765 | 1.2632 | -868.5947 | 0.016945 | 0.00018946 | 45.587
Commercial | Grocery | New | Low U-Value Windows | 0.12765 | 1.2632 | -868.5947 | 0.016945 | 0.00018946 | 45.587
Commercial | Healthcare | New | Low U-Value Windows | 0.12765 | 1.2632 | -868.5947 | 0.016945 | 0.00018946 | 45.587
Commercial | Hospitals | New | Low U-Value Windows | 0.12765 | 1.2632 | -868.5947 | 0.016945 | 0.00018946 | 45.587
Commercial | Institutional | New | Low U-Value Windows | 0.12765 | 1.2632 | -868.5947 | 0.016945 | 0.00018946 | 45.587
Commercial | Offices | New | Low U-Value Windows | 0.12765 | 1.2632 | -868.5947 | 0.016945 | 0.00018946 | 45.587
Commercial | Restaurants | New | Low U-Value Windows | 0.12765 | 1.2632 | -868.5947 | 0.016945 | 0.00018946 | 45.587
Commercial | Retail | New | Low U-Value Windows | 0.12765 | 1.2632 | -868.5947 | 0.016945 | 0.00018946 | 45.587
Commercial | Schools K-12 | New | Low U-Value Windows | 0.12765 | 1.2632 | -868.5947 | 0.016945 | 0.00018946 | 45.587
Commercial | Miscellaneous | New | Window Sun Protection | 0.088987 | 0.90411 | -870.8291 | 0.033355 | -0.024458 | 63.479
Commercial | Warehouse | New | Window Sun Protection | 0.088987 | 0.90411 | -870.8291 | 0.033355 | -0.024458 | 63.479
Commercial | Miscellaneous | New | Low U-Value Windows | 0.1222 | 1.2765 | -874.0805 | 0.015694 | -0.0026501 | 45.587
Commercial | Warehouse | New | Low U-Value Windows | 0.1222 | 1.2765 | -874.0805 | 0.015694 | -0.0026501 | 45.587
Commercial | Assembly | Existing | High R-Value Glass Doors | 0.17337 | 1.4013 | -874.7717 | 0.025557 | 0.0087903 | 175
Commercial | Grocery | Existing | High R-Value Glass Doors | 0.17337 | 1.4013 | -874.7717 | 0.025557 | 0.0087903 | 175
Commercial | Institutional | Existing | High R-Value Glass Doors | 0.17337 | 1.4013 | -874.7717 | 0.025557 | 0.0087903 | 175
Commercial | Miscellaneous | Existing | High R-Value Glass Doors | 0.17337 | 1.4013 | -874.7717 | 0.025557 | 0.0087903 | 175
Commercial | Offices | Existing | High R-Value Glass Doors | 0.17337 | 1.4013 | -874.7717 | 0.025557 | 0.0087903 | 175
Commercial | Retail | Existing | High R-Value Glass Doors | 0.17337 | 1.4013 | -874.7717 | 0.025557 | 0.0087903 | 175
Commercial | Warehouse | Existing | High R-Value Glass Doors | 0.17337 | 1.4013 | -874.7717 | 0.025557 | 0.0087903 | 175
Commercial | Lodging/Hospitality | New | Window Sun Protection | 0.083481 | 0.96056 | -882.39 | 0.028337 | -0.01401 | 63.479
Commercial | College and University | Existing | High R-Value Glass Doors | 0.17122 | 1.465 | -882.5058 | 0.02269 | 0.019005 | 175
Commercial | Healthcare | Existing | High R-Value Glass Doors | 0.17122 | 1.465 | -882.5058 | 0.02269 | 0.019005 | 175
Commercial | Hospitals | Existing | High R-Value Glass Doors | 0.17122 | 1.465 | -882.5058 | 0.02269 | 0.019005 | 175
Commercial | Lodging/Hospitality | Existing | High R-Value Glass Doors | 0.17122 | 1.465 | -882.5058 | 0.02269 | 0.019005 | 175
Commercial | Restaurants | Existing | High R-Value Glass Doors | 0.17122 | 1.465 | -882.5058 | 0.02269 | 0.019005 | 175
Commercial | Schools K-12 | Existing | High R-Value Glass Doors | 0.17122 | 1.465 | -882.5058 | 0.02269 | 0.019005 | 175
Commercial | Warehouse | Existing | HVAC tune-up_RTU | 0.077079 | 1.0668 | -886.9989 | 0.037766 | 0.006875 | 190.2267
Commercial | Warehouse | New | HVAC tune-up_RTU | 0.077079 | 1.0668 | -886.9989 | 0.037766 | 0.006875 | 190.2267
Commercial | Assembly | New | Window Sun Protection | 0.079136 | 1.0205 | -891.7872 | 0.024258 | -0.0060129 | 63.479
Commercial | College and University | New | Window Sun Protection | 0.079136 | 1.0205 | -891.7872 | 0.024258 | -0.0060129 | 63.479
Commercial | Grocery | New | Window Sun Protection | 0.079136 | 1.0205 | -891.7872 | 0.024258 | -0.0060129 | 63.479
Commercial | Healthcare | New | Window Sun Protection | 0.079136 | 1.0205 | -891.7872 | 0.024258 | -0.0060129 | 63.479
Commercial | Hospitals | New | Window Sun Protection | 0.079136 | 1.0205 | -891.7872 | 0.024258 | -0.0060129 | 63.479
Commercial | Institutional | New | Window Sun Protection | 0.079136 | 1.0205 | -891.7872 | 0.024258 | -0.0060129 | 63.479
Commercial | Offices | New | Window Sun Protection | 0.079136 | 1.0205 | -891.7872 | 0.024258 | -0.0060129 | 63.479
Commercial | Restaurants | New | Window Sun Protection | 0.079136 | 1.0205 | -891.7872 | 0.024258 | -0.0060129 | 63.479
Commercial | Retail | New | Window Sun Protection | 0.079136 | 1.0205 | -891.7872 | 0.024258 | -0.0060129 | 63.479
Commercial | Schools K-12 | New | Window Sun Protection | 0.079136 | 1.0205 | -891.7872 | 0.024258 | -0.0060129 | 63.479
Commercial | Restaurants | Existing | Hot Water Circulation Pump Control | 0.51602 | 2.1667 | -922.1289 | 0 | 0 | 1302
Commercial | Restaurants | New | Hot Water Circulation Pump Control | 0.51602 | 2.1667 | -922.1289 | 0 | 0 | 1302
Commercial | Retail | Turnover | Variable Refrigerant Flow (VRF) HVAC Systems | 0.74791 | 1.2993 | -926.3825 | 1.1275 | 1.1396 | 3705.3892
Commercial | Retail | New | Variable Refrigerant Flow (VRF) HVAC Systems | 0.74791 | 1.2993 | -926.3825 | 1.1275 | 1.1396 | 3705.3892
Commercial | College and University | Existing | Network PC Power Management | 0.55316 | 1.2056 | -937.2042 | 0.93955 | 0.81114 | 6992.2928
Commercial | College and University | New | Network PC Power Management | 0.55316 | 1.2056 | -937.2042 | 0.93955 | 0.81114 | 6992.2928
Commercial | Assembly | Turnover | ENERGY STAR Commercial Clothes Washer | 0.29261 | 1.7894 | -941.7704 | 0 | 0 | 1060.1591
Commercial | Institutional | Turnover | ENERGY STAR Commercial Clothes Washer | 0.29261 | 1.7894 | -941.7704 | 0 | 0 | 1060.1591
Commercial | Miscellaneous | Turnover | ENERGY STAR Commercial Clothes Washer | 0.29261 | 1.7894 | -941.7704 | 0 | 0 | 1060.1591
Commercial | Restaurants | Turnover | ENERGY STAR Commercial Clothes Washer | 0.29261 | 1.7894 | -941.7704 | 0 | 0 | 1060.1591
Commercial | Warehouse | Turnover | ENERGY STAR Commercial Clothes Washer | 0.29261 | 1.7894 | -941.7704 | 0 | 0 | 1060.1591
Commercial | Assembly | New | ENERGY STAR Commercial Clothes Washer | 0.29261 | 1.7894 | -941.7704 | 0 | 0 | 1060.1591
Commercial | Institutional | New | ENERGY STAR Commercial Clothes Washer | 0.29261 | 1.7894 | -941.7704 | 0 | 0 | 1060.1591
Commercial | Miscellaneous | New | ENERGY STAR Commercial Clothes Washer | 0.29261 | 1.7894 | -941.7704 | 0 | 0 | 1060.1591
Commercial | Restaurants | New | ENERGY STAR Commercial Clothes Washer | 0.29261 | 1.7894 | -941.7704 | 0 | 0 | 1060.1591
Commercial | Warehouse | New | ENERGY STAR Commercial Clothes Washer | 0.29261 | 1.7894 | -941.7704 | 0 | 0 | 1060.1591
Commercial | Assembly | Existing | Efficient Motor Belts | 0.074343 | 1.3476 | -1023.4116 | 0.012997 | 0.0032092 | 94.8071
Commercial | Grocery | Existing | Efficient Motor Belts | 0.074343 | 1.3476 | -1023.4116 | 0.012997 | 0.0032092 | 94.8071
Commercial | Institutional | Existing | Efficient Motor Belts | 0.074343 | 1.3476 | -1023.4116 | 0.012997 | 0.0032092 | 94.8071
Commercial | Miscellaneous | Existing | Efficient Motor Belts | 0.074343 | 1.3476 | -1023.4116 | 0.012997 | 0.0032092 | 94.8071
Commercial | Offices | Existing | Efficient Motor Belts | 0.074343 | 1.3476 | -1023.4116 | 0.012997 | 0.0032092 | 94.8071
Commercial | Retail | Existing | Efficient Motor Belts | 0.074343 | 1.3476 | -1023.4116 | 0.012997 | 0.0032092 | 94.8071
Commercial | Warehouse | Existing | Efficient Motor Belts | 0.074343 | 1.3476 | -1023.4116 | 0.012997 | 0.0032092 | 94.8071
Commercial | Assembly | New | Efficient Motor Belts | 0.074343 | 1.3476 | -1023.4116 | 0.012997 | 0.0032092 | 94.8071
Commercial | Grocery | New | Efficient Motor Belts | 0.074343 | 1.3476 | -1023.4116 | 0.012997 | 0.0032092 | 94.8071
Commercial | Institutional | New | Efficient Motor Belts | 0.074343 | 1.3476 | -1023.4116 | 0.012997 | 0.0032092 | 94.8071
Commercial | Miscellaneous | New | Efficient Motor Belts | 0.074343 | 1.3476 | -1023.4116 | 0.012997 | 0.0032092 | 94.8071
Commercial | Offices | New | Efficient Motor Belts | 0.074343 | 1.3476 | -1023.4116 | 0.012997 | 0.0032092 | 94.8071
Commercial | Retail | New | Efficient Motor Belts | 0.074343 | 1.3476 | -1023.4116 | 0.012997 | 0.0032092 | 94.8071
Commercial | Warehouse | New | Efficient Motor Belts | 0.074343 | 1.3476 | -1023.4116 | 0.012997 | 0.0032092 | 94.8071
Commercial | College and University | Existing | Efficient Motor Belts | 0.07518 | 1.3989 | -1025.0345 | 0.012292 | 0.010296 | 94.8071
Commercial | Healthcare | Existing | Efficient Motor Belts | 0.07518 | 1.3989 | -1025.0345 | 0.012292 | 0.010296 | 94.8071
Commercial | Hospitals | Existing | Efficient Motor Belts | 0.07518 | 1.3989 | -1025.0345 | 0.012292 | 0.010296 | 94.8071
Commercial | Lodging/Hospitality | Existing | Efficient Motor Belts | 0.07518 | 1.3989 | -1025.0345 | 0.012292 | 0.010296 | 94.8071
Commercial | Restaurants | Existing | Efficient Motor Belts | 0.07518 | 1.3989 | -1025.0345 | 0.012292 | 0.010296 | 94.8071
Commercial | Schools K-12 | Existing | Efficient Motor Belts | 0.07518 | 1.3989 | -1025.0345 | 0.012292 | 0.010296 | 94.8071
Commercial | College and University | New | Efficient Motor Belts | 0.07518 | 1.3989 | -1025.0345 | 0.012292 | 0.010296 | 94.8071
Commercial | Healthcare | New | Efficient Motor Belts | 0.07518 | 1.3989 | -1025.0345 | 0.012292 | 0.010296 | 94.8071
Commercial | Hospitals | New | Efficient Motor Belts | 0.07518 | 1.3989 | -1025.0345 | 0.012292 | 0.010296 | 94.8071
Commercial | Lodging/Hospitality | New | Efficient Motor Belts | 0.07518 | 1.3989 | -1025.0345 | 0.012292 | 0.010296 | 94.8071
Commercial | Restaurants | New | Efficient Motor Belts | 0.07518 | 1.3989 | -1025.0345 | 0.012292 | 0.010296 | 94.8071
Commercial | Schools K-12 | New | Efficient Motor Belts | 0.07518 | 1.3989 | -1025.0345 | 0.012292 | 0.010296 | 94.8071
Commercial | Assembly | Existing | Dedicated Outdoor Air System on VRF unit | 0.53189 | 1.2994 | -1029.1073 | 0.24347 | 0.24609 | 800.1307
Commercial | Assembly | New | Dedicated Outdoor Air System on VRF unit | 0.53189 | 1.2994 | -1029.1073 | 0.24347 | 0.24609 | 800.1307
Commercial | Offices | Existing | Hot Water Circulation Pump Control | 0.58373 | 1.839 | -1070.2192 | 0.092886 | 0.097579 | 1953
Commercial | Offices | New | Hot Water Circulation Pump Control | 0.58373 | 1.839 | -1070.2192 | 0.092886 | 0.097579 | 1953
Commercial | College and University | Existing | Dedicated Outdoor Air System on VRF unit | 0.4993 | 1.3944 | -1106.1895 | 0.1876 | 0.13783 | 884.2265
Commercial | College and University | New | Dedicated Outdoor Air System on VRF unit | 0.4993 | 1.3944 | -1106.1895 | 0.1876 | 0.13783 | 884.2265
Commercial | Assembly | New | High R-Value Glass Doors | 0 | #DIV/0! | -1130.0212 | 0 | 0 | 0
Commercial | College and University | New | High R-Value Glass Doors | 0 | #DIV/0! | -1130.0212 | 0 | 0 | 0
Commercial | Grocery | New | High R-Value Glass Doors | 0 | #DIV/0! | -1130.0212 | 0 | 0 | 0
Commercial | Healthcare | New | High R-Value Glass Doors | 0 | #DIV/0! | -1130.0212 | 0 | 0 | 0
Commercial | Hospitals | New | High R-Value Glass Doors | 0 | #DIV/0! | -1130.0212 | 0 | 0 | 0
Commercial | Institutional | New | High R-Value Glass Doors | 0 | #DIV/0! | -1130.0212 | 0 | 0 | 0
Commercial | Lodging/Hospitality | New | High R-Value Glass Doors | 0 | #DIV/0! | -1130.0212 | 0 | 0 | 0
Commercial | Miscellaneous | New | High R-Value Glass Doors | 0 | #DIV/0! | -1130.0212 | 0 | 0 | 0
Commercial | Offices | New | High R-Value Glass Doors | 0 | #DIV/0! | -1130.0212 | 0 | 0 | 0
Commercial | Restaurants | New | High R-Value Glass Doors | 0 | #DIV/0! | -1130.0212 | 0 | 0 | 0
Commercial | Retail | New | High R-Value Glass Doors | 0 | #DIV/0! | -1130.0212 | 0 | 0 | 0
Commercial | Schools K-12 | New | High R-Value Glass Doors | 0 | #DIV/0! | -1130.0212 | 0 | 0 | 0
Commercial | Warehouse | New | High R-Value Glass Doors | 0 | #DIV/0! | -1130.0212 | 0 | 0 | 0
Commercial | Healthcare | Existing | Programmable Thermostat | 0.60946 | 1.7605 | -1212.4675 | 0.086367 | -1.1952 | 7273.7057
Commercial | Healthcare | New | Programmable Thermostat | 0.60946 | 1.7605 | -1212.4675 | 0.086367 | -1.1952 | 7273.7057
Commercial | Lodging/Hospitality | Existing | Hot Water Circulation Pump Control | 0.51602 | 2.1667 | -1383.1934 | 0 | 0 | 1953
Commercial | Retail | Existing | Hot Water Circulation Pump Control | 0.51602 | 2.1667 | -1383.1934 | 0 | 0 | 1953
Commercial | Lodging/Hospitality | New | Hot Water Circulation Pump Control | 0.51602 | 2.1667 | -1383.1934 | 0 | 0 | 1953
Commercial | Retail | New | Hot Water Circulation Pump Control | 0.51602 | 2.1667 | -1383.1934 | 0 | 0 | 1953
Commercial | Assembly | Turnover | ENERGY STAR Imaging Equipment | 0.12094 | 1.2355 | -1390.8537 | 0.0578 | 0.038813 | 416.8
Commercial | College and University | Turnover | ENERGY STAR Imaging Equipment | 0.12094 | 1.2355 | -1390.8537 | 0.0578 | 0.038813 | 416.8
Commercial | Grocery | Turnover | ENERGY STAR Imaging Equipment | 0.12094 | 1.2355 | -1390.8537 | 0.0578 | 0.038813 | 416.8
Commercial | Healthcare | Turnover | ENERGY STAR Imaging Equipment | 0.12094 | 1.2355 | -1390.8537 | 0.0578 | 0.038813 | 416.8
Commercial | Hospitals | Turnover | ENERGY STAR Imaging Equipment | 0.12094 | 1.2355 | -1390.8537 | 0.0578 | 0.038813 | 416.8
Commercial | Institutional | Turnover | ENERGY STAR Imaging Equipment | 0.12094 | 1.2355 | -1390.8537 | 0.0578 | 0.038813 | 416.8
Commercial | Lodging/Hospitality | Turnover | ENERGY STAR Imaging Equipment | 0.12094 | 1.2355 | -1390.8537 | 0.0578 | 0.038813 | 416.8
Commercial | Miscellaneous | Turnover | ENERGY STAR Imaging Equipment | 0.12094 | 1.2355 | -1390.8537 | 0.0578 | 0.038813 | 416.8
Commercial | Offices | Turnover | ENERGY STAR Imaging Equipment | 0.12094 | 1.2355 | -1390.8537 | 0.0578 | 0.038813 | 416.8
Commercial | Restaurants | Turnover | ENERGY STAR Imaging Equipment | 0.12094 | 1.2355 | -1390.8537 | 0.0578 | 0.038813 | 416.8
Commercial | Retail | Turnover | ENERGY STAR Imaging Equipment | 0.12094 | 1.2355 | -1390.8537 | 0.0578 | 0.038813 | 416.8
Commercial | Schools K-12 | Turnover | ENERGY STAR Imaging Equipment | 0.12094 | 1.2355 | -1390.8537 | 0.0578 | 0.038813 | 416.8
Commercial | Warehouse | Turnover | ENERGY STAR Imaging Equipment | 0.12094 | 1.2355 | -1390.8537 | 0.0578 | 0.038813 | 416.8
Commercial | Assembly | New | ENERGY STAR Imaging Equipment | 0.12094 | 1.2355 | -1390.8537 | 0.0578 | 0.038813 | 416.8
Commercial | College and University | New | ENERGY STAR Imaging Equipment | 0.12094 | 1.2355 | -1390.8537 | 0.0578 | 0.038813 | 416.8
Commercial | Grocery | New | ENERGY STAR Imaging Equipment | 0.12094 | 1.2355 | -1390.8537 | 0.0578 | 0.038813 | 416.8
Commercial | Healthcare | New | ENERGY STAR Imaging Equipment | 0.12094 | 1.2355 | -1390.8537 | 0.0578 | 0.038813 | 416.8
Commercial | Hospitals | New | ENERGY STAR Imaging Equipment | 0.12094 | 1.2355 | -1390.8537 | 0.0578 | 0.038813 | 416.8
Commercial | Institutional | New | ENERGY STAR Imaging Equipment | 0.12094 | 1.2355 | -1390.8537 | 0.0578 | 0.038813 | 416.8
Commercial | Lodging/Hospitality | New | ENERGY STAR Imaging Equipment | 0.12094 | 1.2355 | -1390.8537 | 0.0578 | 0.038813 | 416.8
Commercial | Miscellaneous | New | ENERGY STAR Imaging Equipment | 0.12094 | 1.2355 | -1390.8537 | 0.0578 | 0.038813 | 416.8
Commercial | Offices | New | ENERGY STAR Imaging Equipment | 0.12094 | 1.2355 | -1390.8537 | 0.0578 | 0.038813 | 416.8
Commercial | Restaurants | New | ENERGY STAR Imaging Equipment | 0.12094 | 1.2355 | -1390.8537 | 0.0578 | 0.038813 | 416.8
Commercial | Retail | New | ENERGY STAR Imaging Equipment | 0.12094 | 1.2355 | -1390.8537 | 0.0578 | 0.038813 | 416.8
Commercial | Schools K-12 | New | ENERGY STAR Imaging Equipment | 0.12094 | 1.2355 | -1390.8537 | 0.0578 | 0.038813 | 416.8
Commercial | Warehouse | New | ENERGY STAR Imaging Equipment | 0.12094 | 1.2355 | -1390.8537 | 0.0578 | 0.038813 | 416.8
Commercial | Lodging/Hospitality | Turnover | High Efficiency DX 135k- less than 240k BTU | 0.66019 | 1.1295 | -1398.1913 | 1.2767 | 0 | 3087.3509
Commercial | Lodging/Hospitality | New | High Efficiency DX 135k- less than 240k BTU | 0.66019 | 1.1295 | -1398.1913 | 1.2767 | 0 | 3087.3509
Commercial | Retail | Existing | Programmable Thermostat | 0.53063 | 1.076 | -1405.3523 | 0.70282 | -0.0013337 | 1896.5464
Commercial | Retail | New | Programmable Thermostat | 0.53063 | 1.076 | -1405.3523 | 0.70282 | -0.0013337 | 1896.5464
Commercial | Assembly | Existing | Demand Defrost | 0.18366 | 1.3355 | -1436.6514 | 0.054904 | 0.0050296 | 394.47
Commercial | Grocery | Existing | Demand Defrost | 0.18366 | 1.3355 | -1436.6514 | 0.054904 | 0.0050296 | 394.47
Commercial | Institutional | Existing | Demand Defrost | 0.18366 | 1.3355 | -1436.6514 | 0.054904 | 0.0050296 | 394.47
Commercial | Miscellaneous | Existing | Demand Defrost | 0.18366 | 1.3355 | -1436.6514 | 0.054904 | 0.0050296 | 394.47
Commercial | Offices | Existing | Demand Defrost | 0.18366 | 1.3355 | -1436.6514 | 0.054904 | 0.0050296 | 394.47
Commercial | Retail | Existing | Demand Defrost | 0.18366 | 1.3355 | -1436.6514 | 0.054904 | 0.0050296 | 394.47
Commercial | Warehouse | Existing | Demand Defrost | 0.18366 | 1.3355 | -1436.6514 | 0.054904 | 0.0050296 | 394.47
Commercial | Assembly | New | Demand Defrost | 0.18366 | 1.3355 | -1436.6514 | 0.054904 | 0.0050296 | 394.47
Commercial | Grocery | New | Demand Defrost | 0.18366 | 1.3355 | -1436.6514 | 0.054904 | 0.0050296 | 394.47
Commercial | Institutional | New | Demand Defrost | 0.18366 | 1.3355 | -1436.6514 | 0.054904 | 0.0050296 | 394.47
Commercial | Miscellaneous | New | Demand Defrost | 0.18366 | 1.3355 | -1436.6514 | 0.054904 | 0.0050296 | 394.47
Commercial | Offices | New | Demand Defrost | 0.18366 | 1.3355 | -1436.6514 | 0.054904 | 0.0050296 | 394.47
Commercial | Retail | New | Demand Defrost | 0.18366 | 1.3355 | -1436.6514 | 0.054904 | 0.0050296 | 394.47
Commercial | Warehouse | New | Demand Defrost | 0.18366 | 1.3355 | -1436.6514 | 0.054904 | 0.0050296 | 394.47
Commercial | College and University | Existing | Demand Defrost | 0.18597 | 1.3984 | -1445.31 | 0.051145 | 0.04284 | 394.47
Commercial | Healthcare | Existing | Demand Defrost | 0.18597 | 1.3984 | -1445.31 | 0.051145 | 0.04284 | 394.47
Commercial | Hospitals | Existing | Demand Defrost | 0.18597 | 1.3984 | -1445.31 | 0.051145 | 0.04284 | 394.47
Commercial | Lodging/Hospitality | Existing | Demand Defrost | 0.18597 | 1.3984 | -1445.31 | 0.051145 | 0.04284 | 394.47
Commercial | Restaurants | Existing | Demand Defrost | 0.18597 | 1.3984 | -1445.31 | 0.051145 | 0.04284 | 394.47
Commercial | Schools K-12 | Existing | Demand Defrost | 0.18597 | 1.3984 | -1445.31 | 0.051145 | 0.04284 | 394.47
Commercial | College and University | New | Demand Defrost | 0.18597 | 1.3984 | -1445.31 | 0.051145 | 0.04284 | 394.47
Commercial | Healthcare | New | Demand Defrost | 0.18597 | 1.3984 | -1445.31 | 0.051145 | 0.04284 | 394.47
Commercial | Hospitals | New | Demand Defrost | 0.18597 | 1.3984 | -1445.31 | 0.051145 | 0.04284 | 394.47
Commercial | Lodging/Hospitality | New | Demand Defrost | 0.18597 | 1.3984 | -1445.31 | 0.051145 | 0.04284 | 394.47
Commercial | Restaurants | New | Demand Defrost | 0.18597 | 1.3984 | -1445.31 | 0.051145 | 0.04284 | 394.47
Commercial | Schools K-12 | New | Demand Defrost | 0.18597 | 1.3984 | -1445.31 | 0.051145 | 0.04284 | 394.47
Commercial | Restaurants | Turnover | High Efficiency DX 135k- less than 240k BTU | 0.64765 | 1.1295 | -1552.9882 | 1.2524 | 0 | 3028.7213
Commercial | Restaurants | New | High Efficiency DX 135k- less than 240k BTU | 0.64765 | 1.1295 | -1552.9882 | 1.2524 | 0 | 3028.7213
Commercial | Assembly | Turnover | 10HP Open Drip-Proof(ODP) Motor | 0.14503 | 1.5073 | -1745.7476 | 0.030596 | 0.0075551 | 223.1921
Commercial | Grocery | Turnover | 10HP Open Drip-Proof(ODP) Motor | 0.14503 | 1.5073 | -1745.7476 | 0.030596 | 0.0075551 | 223.1921
Commercial | Institutional | Turnover | 10HP Open Drip-Proof(ODP) Motor | 0.14503 | 1.5073 | -1745.7476 | 0.030596 | 0.0075551 | 223.1921
Commercial | Miscellaneous | Turnover | 10HP Open Drip-Proof(ODP) Motor | 0.14503 | 1.5073 | -1745.7476 | 0.030596 | 0.0075551 | 223.1921
Commercial | Offices | Turnover | 10HP Open Drip-Proof(ODP) Motor | 0.14503 | 1.5073 | -1745.7476 | 0.030596 | 0.0075551 | 223.1921
Commercial | Retail | Turnover | 10HP Open Drip-Proof(ODP) Motor | 0.14503 | 1.5073 | -1745.7476 | 0.030596 | 0.0075551 | 223.1921
Commercial | Warehouse | Turnover | 10HP Open Drip-Proof(ODP) Motor | 0.14503 | 1.5073 | -1745.7476 | 0.030596 | 0.0075551 | 223.1921
Commercial | Assembly | New | 10HP Open Drip-Proof(ODP) Motor | 0.14503 | 1.5073 | -1745.7476 | 0.030596 | 0.0075551 | 223.1921
Commercial | Grocery | New | 10HP Open Drip-Proof(ODP) Motor | 0.14503 | 1.5073 | -1745.7476 | 0.030596 | 0.0075551 | 223.1921
Commercial | Institutional | New | 10HP Open Drip-Proof(ODP) Motor | 0.14503 | 1.5073 | -1745.7476 | 0.030596 | 0.0075551 | 223.1921
Commercial | Miscellaneous | New | 10HP Open Drip-Proof(ODP) Motor | 0.14503 | 1.5073 | -1745.7476 | 0.030596 | 0.0075551 | 223.1921
Commercial | Offices | New | 10HP Open Drip-Proof(ODP) Motor | 0.14503 | 1.5073 | -1745.7476 | 0.030596 | 0.0075551 | 223.1921
Commercial | Retail | New | 10HP Open Drip-Proof(ODP) Motor | 0.14503 | 1.5073 | -1745.7476 | 0.030596 | 0.0075551 | 223.1921
Commercial | Warehouse | New | 10HP Open Drip-Proof(ODP) Motor | 0.14503 | 1.5073 | -1745.7476 | 0.030596 | 0.0075551 | 223.1921
Commercial | College and University | Turnover | 10HP Open Drip-Proof(ODP) Motor | 0.14643 | 1.5623 | -1751.0668 | 0.028938 | 0.024239 | 223.1921
Commercial | Healthcare | Turnover | 10HP Open Drip-Proof(ODP) Motor | 0.14643 | 1.5623 | -1751.0668 | 0.028938 | 0.024239 | 223.1921
Commercial | Hospitals | Turnover | 10HP Open Drip-Proof(ODP) Motor | 0.14643 | 1.5623 | -1751.0668 | 0.028938 | 0.024239 | 223.1921
Commercial | Lodging/Hospitality | Turnover | 10HP Open Drip-Proof(ODP) Motor | 0.14643 | 1.5623 | -1751.0668 | 0.028938 | 0.024239 | 223.1921
Commercial | Restaurants | Turnover | 10HP Open Drip-Proof(ODP) Motor | 0.14643 | 1.5623 | -1751.0668 | 0.028938 | 0.024239 | 223.1921
Commercial | Schools K-12 | Turnover | 10HP Open Drip-Proof(ODP) Motor | 0.14643 | 1.5623 | -1751.0668 | 0.028938 | 0.024239 | 223.1921
Commercial | College and University | New | 10HP Open Drip-Proof(ODP) Motor | 0.14643 | 1.5623 | -1751.0668 | 0.028938 | 0.024239 | 223.1921
Commercial | Healthcare | New | 10HP Open Drip-Proof(ODP) Motor | 0.14643 | 1.5623 | -1751.0668 | 0.028938 | 0.024239 | 223.1921
Commercial | Hospitals | New | 10HP Open Drip-Proof(ODP) Motor | 0.14643 | 1.5623 | -1751.0668 | 0.028938 | 0.024239 | 223.1921
Commercial | Lodging/Hospitality | New | 10HP Open Drip-Proof(ODP) Motor | 0.14643 | 1.5623 | -1751.0668 | 0.028938 | 0.024239 | 223.1921
Commercial | Restaurants | New | 10HP Open Drip-Proof(ODP) Motor | 0.14643 | 1.5623 | -1751.0668 | 0.028938 | 0.024239 | 223.1921
Commercial | Schools K-12 | New | 10HP Open Drip-Proof(ODP) Motor | 0.14643 | 1.5623 | -1751.0668 | 0.028938 | 0.024239 | 223.1921
Commercial | Grocery | Existing | Dedicated Outdoor Air System on VRF unit | 0.31815 | 1.2989 | -1768.3291 | 0.14569 | 0.14726 | 478.7875
Commercial | Grocery | New | Dedicated Outdoor Air System on VRF unit | 0.31815 | 1.2989 | -1768.3291 | 0.14569 | 0.14726 | 478.7875
Commercial | Miscellaneous | Existing | Dedicated Outdoor Air System on VRF unit | 0.29694 | 1.2994 | -1842.1619 | 0.13592 | 0.13738 | 446.692
Commercial | Miscellaneous | New | Dedicated Outdoor Air System on VRF unit | 0.29694 | 1.2994 | -1842.1619 | 0.13592 | 0.13738 | 446.692
Commercial | Institutional | Existing | Dedicated Outdoor Air System on VRF unit | 0.29428 | 1.2995 | -1851.4366 | 0.1347 | 0.13614 | 442.6603
Commercial | Institutional | New | Dedicated Outdoor Air System on VRF unit | 0.29428 | 1.2995 | -1851.4366 | 0.1347 | 0.13614 | 442.6603
Commercial | Assembly | Existing | Night Covers for Display Cases | 0.019209 | 1.1594 | -1989.8155 | 0.015518 | 0.0069353 | 103.3118
Commercial | College and University | Existing | Night Covers for Display Cases | 0.019209 | 1.1594 | -1989.8155 | 0.015518 | 0.0069353 | 103.3118
Commercial | Grocery | Existing | Night Covers for Display Cases | 0.019209 | 1.1594 | -1989.8155 | 0.015518 | 0.0069353 | 103.3118
Commercial | Healthcare | Existing | Night Covers for Display Cases | 0.019209 | 1.1594 | -1989.8155 | 0.015518 | 0.0069353 | 103.3118
Commercial | Hospitals | Existing | Night Covers for Display Cases | 0.019209 | 1.1594 | -1989.8155 | 0.015518 | 0.0069353 | 103.3118
Commercial | Institutional | Existing | Night Covers for Display Cases | 0.019209 | 1.1594 | -1989.8155 | 0.015518 | 0.0069353 | 103.3118
Commercial | Lodging/Hospitality | Existing | Night Covers for Display Cases | 0.019209 | 1.1594 | -1989.8155 | 0.015518 | 0.0069353 | 103.3118
Commercial | Miscellaneous | Existing | Night Covers for Display Cases | 0.019209 | 1.1594 | -1989.8155 | 0.015518 | 0.0069353 | 103.3118
Commercial | Offices | Existing | Night Covers for Display Cases | 0.019209 | 1.1594 | -1989.8155 | 0.015518 | 0.0069353 | 103.3118
Commercial | Restaurants | Existing | Night Covers for Display Cases | 0.019209 | 1.1594 | -1989.8155 | 0.015518 | 0.0069353 | 103.3118
Commercial | Retail | Existing | Night Covers for Display Cases | 0.019209 | 1.1594 | -1989.8155 | 0.015518 | 0.0069353 | 103.3118
Commercial | Schools K-12 | Existing | Night Covers for Display Cases | 0.019209 | 1.1594 | -1989.8155 | 0.015518 | 0.0069353 | 103.3118
Commercial | Warehouse | Existing | Night Covers for Display Cases | 0.019209 | 1.1594 | -1989.8155 | 0.015518 | 0.0069353 | 103.3118
Commercial | Assembly | New | Night Covers for Display Cases | 0.019209 | 1.1594 | -1989.8155 | 0.015518 | 0.0069353 | 103.3118
Commercial | College and University | New | Night Covers for Display Cases | 0.019209 | 1.1594 | -1989.8155 | 0.015518 | 0.0069353 | 103.3118
Commercial | Grocery | New | Night Covers for Display Cases | 0.019209 | 1.1594 | -1989.8155 | 0.015518 | 0.0069353 | 103.3118
Commercial | Healthcare | New | Night Covers for Display Cases | 0.019209 | 1.1594 | -1989.8155 | 0.015518 | 0.0069353 | 103.3118
Commercial | Hospitals | New | Night Covers for Display Cases | 0.019209 | 1.1594 | -1989.8155 | 0.015518 | 0.0069353 | 103.3118
Commercial | Institutional | New | Night Covers for Display Cases | 0.019209 | 1.1594 | -1989.8155 | 0.015518 | 0.0069353 | 103.3118
Commercial | Lodging/Hospitality | New | Night Covers for Display Cases | 0.019209 | 1.1594 | -1989.8155 | 0.015518 | 0.0069353 | 103.3118
Commercial | Miscellaneous | New | Night Covers for Display Cases | 0.019209 | 1.1594 | -1989.8155 | 0.015518 | 0.0069353 | 103.3118
Commercial | Offices | New | Night Covers for Display Cases | 0.019209 | 1.1594 | -1989.8155 | 0.015518 | 0.0069353 | 103.3118
Commercial | Restaurants | New | Night Covers for Display Cases | 0.019209 | 1.1594 | -1989.8155 | 0.015518 | 0.0069353 | 103.3118
Commercial | Retail | New | Night Covers for Display Cases | 0.019209 | 1.1594 | -1989.8155 | 0.015518 | 0.0069353 | 103.3118
Commercial | Schools K-12 | New | Night Covers for Display Cases | 0.019209 | 1.1594 | -1989.8155 | 0.015518 | 0.0069353 | 103.3118
Commercial | Warehouse | New | Night Covers for Display Cases | 0.019209 | 1.1594 | -1989.8155 | 0.015518 | 0.0069353 | 103.3118
Commercial | Schools K-12 | Turnover | Variable Refrigerant Flow (VRF) HVAC Systems | 0.65294 | 1.2993 | -2008.8548 | 0.98433 | 0.9949 | 3234.8334
Commercial | Schools K-12 | New | Variable Refrigerant Flow (VRF) HVAC Systems | 0.65294 | 1.2993 | -2008.8548 | 0.98433 | 0.9949 | 3234.8334
Commercial | College and University | Existing | Hot Water Circulation Pump Control | 0.69019 | 1.5842 | -2010.4007 | 0.8107 | 0.8107 | 6510
Commercial | College and University | New | Hot Water Circulation Pump Control | 0.69019 | 1.5842 | -2010.4007 | 0.8107 | 0.8107 | 6510
Commercial | Offices | Turnover | Variable Refrigerant Flow (VRF) HVAC Systems | 0.62819 | 1.2993 | -2290.8397 | 0.94703 | 0.9572 | 3112.2532
Commercial | Offices | New | Variable Refrigerant Flow (VRF) HVAC Systems | 0.62819 | 1.2993 | -2290.8397 | 0.94703 | 0.9572 | 3112.2532
Commercial | Warehouse | Existing | Dedicated Outdoor Air System on VRF unit | 0.13555 | 1.3001 | -2400.8815 | 0.062019 | 0.062685 | 203.814
Commercial | Warehouse | New | Dedicated Outdoor Air System on VRF unit | 0.13555 | 1.3001 | -2400.8815 | 0.062019 | 0.062685 | 203.814
Commercial | College and University | Existing | Tank Wrap on Water Heater | 0.30508 | 1.3614 | -2796.3562 | 0.26439 | 0.26975 | 2639.4593
Commercial | College and University | New | Tank Wrap on Water Heater | 0.29186 | 1.3614 | -2883.984 | 0.25292 | 0.25805 | 2524.9431
Commercial | Assembly | Turnover | Variable Refrigerant Flow (VRF) HVAC Systems | 0.56951 | 1.2993 | -2959.6408 | 0.85857 | 0.86779 | 2821.5222
Commercial | Assembly | New | Variable Refrigerant Flow (VRF) HVAC Systems | 0.56951 | 1.2993 | -2959.6408 | 0.85857 | 0.86779 | 2821.5222
Commercial | Hospitals | Existing | Hot Water Circulation Pump Control | 0.6902 | 1.5842 | -3015.6011 | 1.2161 | 1.2161 | 9765
Commercial | Hospitals | New | Hot Water Circulation Pump Control | 0.6902 | 1.5842 | -3015.6011 | 1.2161 | 1.2161 | 9765
Commercial | College and University | Turnover | Variable Refrigerant Flow (VRF) HVAC Systems | 0.53449 | 1.3942 | -3232.7264 | 0.66142 | 0.48593 | 3117.4352
Commercial | College and University | New | Variable Refrigerant Flow (VRF) HVAC Systems | 0.53449 | 1.3942 | -3232.7264 | 0.66142 | 0.48593 | 3117.4352
Commercial | Retail | Turnover | High Efficiency DX 135k- less than 240k BTU | 0.5076 | 1.1295 | -3282.1826 | 0.98159 | 0 | 2373.7853
Commercial | Retail | New | High Efficiency DX 135k- less than 240k BTU | 0.5076 | 1.1295 | -3282.1826 | 0.98159 | 0 | 2373.7853
Commercial | Grocery | Turnover | Solar Water Heater | 0.65294 | 1.7028 | -3378.8084 | 0.77112 | 0.10826 | 10317.1091
Commercial | Warehouse | Turnover | Solar Water Heater | 0.65294 | 1.7028 | -3378.8084 | 0.77112 | 0.10826 | 10317.1091
Commercial | Grocery | New | Solar Water Heater | 0.65294 | 1.7028 | -3378.8084 | 0.77112 | 0.10826 | 10317.1091
Commercial | Warehouse | New | Solar Water Heater | 0.65294 | 1.7028 | -3378.8084 | 0.77112 | 0.10826 | 10317.1091
Commercial | Offices | Turnover | High Efficiency DX 135k- less than 240k BTU | 0.44981 | 1.1295 | -3995.7584 | 0.86983 | 0 | 2103.517
Commercial | Offices | New | High Efficiency DX 135k- less than 240k BTU | 0.44981 | 1.1295 | -3995.7584 | 0.86983 | 0 | 2103.517
Commercial | College and University | Turnover | High Efficiency DX 135k- less than 240k BTU | 0.44338 | 1.1295 | -4075.0446 | 0.85742 | 0 | 2073.4872
Commercial | College and University | New | High Efficiency DX 135k- less than 240k BTU | 0.44338 | 1.1295 | -4075.0446 | 0.85742 | 0 | 2073.4872
Commercial | Schools K-12 | Turnover | High Efficiency DX 135k- less than 240k BTU | 0.44125 | 1.1295 | -4101.4734 | 0.85328 | 0 | 2063.4773
Commercial | Schools K-12 | New | High Efficiency DX 135k- less than 240k BTU | 0.44125 | 1.1295 | -4101.4734 | 0.85328 | 0 | 2063.4773
Commercial | Hospitals | Existing | Tank Wrap on Water Heater | 0.30508 | 1.3614 | -4194.5343 | 0.39659 | 0.40463 | 3959.189
Commercial | Grocery | Existing | Duct Insulation | 0.45995 | 0.94572 | -4322.1141 | 0.64315 | 1.3822 | 2367.4384
Commercial | Grocery | New | Duct Insulation | 0.45995 | 0.94572 | -4322.1141 | 0.64315 | 1.3822 | 2367.4384
Commercial | Hospitals | New | Tank Wrap on Water Heater | 0.29186 | 1.3614 | -4325.976 | 0.37938 | 0.38708 | 3787.4147
Commercial | Assembly | Turnover | High Efficiency DX 135k- less than 240k BTU | 0.39966 | 1.1295 | -4614.9459 | 0.77286 | 0 | 1868.9985
Commercial | Assembly | New | High Efficiency DX 135k- less than 240k BTU | 0.39966 | 1.1295 | -4614.9459 | 0.77286 | 0 | 1868.9985
Commercial | Assembly | Turnover | Energy Star Fryer | 0.16676 | 1.3666 | -4880.6311 | 0.14651 | 0.045305 | 903.8223
Commercial | College and University | Turnover | Energy Star Fryer | 0.16676 | 1.3666 | -4880.6311 | 0.14651 | 0.045305 | 903.8223
Commercial | Grocery | Turnover | Energy Star Fryer | 0.16676 | 1.3666 | -4880.6311 | 0.14651 | 0.045305 | 903.8223
Commercial | Healthcare | Turnover | Energy Star Fryer | 0.16676 | 1.3666 | -4880.6311 | 0.14651 | 0.045305 | 903.8223
Commercial | Hospitals | Turnover | Energy Star Fryer | 0.16676 | 1.3666 | -4880.6311 | 0.14651 | 0.045305 | 903.8223
Commercial | Institutional | Turnover | Energy Star Fryer | 0.16676 | 1.3666 | -4880.6311 | 0.14651 | 0.045305 | 903.8223
Commercial | Lodging/Hospitality | Turnover | Energy Star Fryer | 0.16676 | 1.3666 | -4880.6311 | 0.14651 | 0.045305 | 903.8223
Commercial | Miscellaneous | Turnover | Energy Star Fryer | 0.16676 | 1.3666 | -4880.6311 | 0.14651 | 0.045305 | 903.8223
Commercial | Offices | Turnover | Energy Star Fryer | 0.16676 | 1.3666 | -4880.6311 | 0.14651 | 0.045305 | 903.8223
Commercial | Restaurants | Turnover | Energy Star Fryer | 0.16676 | 1.3666 | -4880.6311 | 0.14651 | 0.045305 | 903.8223
Commercial | Retail | Turnover | Energy Star Fryer | 0.16676 | 1.3666 | -4880.6311 | 0.14651 | 0.045305 | 903.8223
Commercial | Schools K-12 | Turnover | Energy Star Fryer | 0.16676 | 1.3666 | -4880.6311 | 0.14651 | 0.045305 | 903.8223
Commercial | Warehouse | Turnover | Energy Star Fryer | 0.16676 | 1.3666 | -4880.6311 | 0.14651 | 0.045305 | 903.8223
Commercial | Assembly | New | Energy Star Fryer | 0.16676 | 1.3666 | -4880.6311 | 0.14651 | 0.045305 | 903.8223
Commercial | College and University | New | Energy Star Fryer | 0.16676 | 1.3666 | -4880.6311 | 0.14651 | 0.045305 | 903.8223
Commercial | Grocery | New | Energy Star Fryer | 0.16676 | 1.3666 | -4880.6311 | 0.14651 | 0.045305 | 903.8223
Commercial | Healthcare | New | Energy Star Fryer | 0.16676 | 1.3666 | -4880.6311 | 0.14651 | 0.045305 | 903.8223
Commercial | Hospitals | New | Energy Star Fryer | 0.16676 | 1.3666 | -4880.6311 | 0.14651 | 0.045305 | 903.8223
Commercial | Institutional | New | Energy Star Fryer | 0.16676 | 1.3666 | -4880.6311 | 0.14651 | 0.045305 | 903.8223
Commercial | Lodging/Hospitality | New | Energy Star Fryer | 0.16676 | 1.3666 | -4880.6311 | 0.14651 | 0.045305 | 903.8223
Commercial | Miscellaneous | New | Energy Star Fryer | 0.16676 | 1.3666 | -4880.6311 | 0.14651 | 0.045305 | 903.8223
Commercial | Offices | New | Energy Star Fryer | 0.16676 | 1.3666 | -4880.6311 | 0.14651 | 0.045305 | 903.8223
Commercial | Restaurants | New | Energy Star Fryer | 0.16676 | 1.3666 | -4880.6311 | 0.14651 | 0.045305 | 903.8223
Commercial | Retail | New | Energy Star Fryer | 0.16676 | 1.3666 | -4880.6311 | 0.14651 | 0.045305 | 903.8223
Commercial | Schools K-12 | New | Energy Star Fryer | 0.16676 | 1.3666 | -4880.6311 | 0.14651 | 0.045305 | 903.8223
Commercial | Warehouse | New | Energy Star Fryer | 0.16676 | 1.3666 | -4880.6311 | 0.14651 | 0.045305 | 903.8223
Commercial | Assembly | Existing | Facility Energy Management System | 0.69121 | 1.3494 | -4902.0166 | 3.8562 | 0.3316 | 18398.4231
Commercial | Assembly | New | Facility Energy Management System | 0.69121 | 1.3494 | -4902.0166 | 3.8562 | 0.3316 | 18398.4231
Commercial | Restaurants | Existing | Duct Insulation | 0.44452 | 0.94568 | -4972.8241 | 0.67017 | 1.4403 | 2466.8853
Commercial | Restaurants | New | Duct Insulation | 0.44452 | 0.94568 | -4972.8241 | 0.67017 | 1.4403 | 2466.8853
Commercial | Assembly | Turnover | Induction Cooktops | 0.26431 | 1.2274 | -4998.4471 | 0.4257 | 0.17529 | 1974.24
Commercial | College and University | Turnover | Induction Cooktops | 0.26431 | 1.2274 | -4998.4471 | 0.4257 | 0.17529 | 1974.24
Commercial | Grocery | Turnover | Induction Cooktops | 0.26431 | 1.2274 | -4998.4471 | 0.4257 | 0.17529 | 1974.24
Commercial | Healthcare | Turnover | Induction Cooktops | 0.26431 | 1.2274 | -4998.4471 | 0.4257 | 0.17529 | 1974.24
Commercial | Hospitals | Turnover | Induction Cooktops | 0.26431 | 1.2274 | -4998.4471 | 0.4257 | 0.17529 | 1974.24
Commercial | Institutional | Turnover | Induction Cooktops | 0.26431 | 1.2274 | -4998.4471 | 0.4257 | 0.17529 | 1974.24
Commercial | Lodging/Hospitality | Turnover | Induction Cooktops | 0.26431 | 1.2274 | -4998.4471 | 0.4257 | 0.17529 | 1974.24
Commercial | Miscellaneous | Turnover | Induction Cooktops | 0.26431 | 1.2274 | -4998.4471 | 0.4257 | 0.17529 | 1974.24
Commercial | Offices | Turnover | Induction Cooktops | 0.26431 | 1.2274 | -4998.4471 | 0.4257 | 0.17529 | 1974.24
Commercial | Restaurants | Turnover | Induction Cooktops | 0.26431 | 1.2274 | -4998.4471 | 0.4257 | 0.17529 | 1974.24
Commercial | Retail | Turnover | Induction Cooktops | 0.26431 | 1.2274 | -4998.4471 | 0.4257 | 0.17529 | 1974.24
Commercial | Schools K-12 | Turnover | Induction Cooktops | 0.26431 | 1.2274 | -4998.4471 | 0.4257 | 0.17529 | 1974.24
Commercial | Warehouse | Turnover | Induction Cooktops | 0.26431 | 1.2274 | -4998.4471 | 0.4257 | 0.17529 | 1974.24
Commercial | Assembly | New | Induction Cooktops | 0.26431 | 1.2274 | -4998.4471 | 0.4257 | 0.17529 | 1974.24
Commercial | College and University | New | Induction Cooktops | 0.26431 | 1.2274 | -4998.4471 | 0.4257 | 0.17529 | 1974.24
Commercial | Grocery | New | Induction Cooktops | 0.26431 | 1.2274 | -4998.4471 | 0.4257 | 0.17529 | 1974.24
Commercial | Healthcare | New | Induction Cooktops | 0.26431 | 1.2274 | -4998.4471 | 0.4257 | 0.17529 | 1974.24
Commercial | Hospitals | New | Induction Cooktops | 0.26431 | 1.2274 | -4998.4471 | 0.4257 | 0.17529 | 1974.24
Commercial | Institutional | New | Induction Cooktops | 0.26431 | 1.2274 | -4998.4471 | 0.4257 | 0.17529 | 1974.24
Commercial | Lodging/Hospitality | New | Induction Cooktops | 0.26431 | 1.2274 | -4998.4471 | 0.4257 | 0.17529 | 1974.24
Commercial | Miscellaneous | New | Induction Cooktops | 0.26431 | 1.2274 | -4998.4471 | 0.4257 | 0.17529 | 1974.24
Commercial | Offices | New | Induction Cooktops | 0.26431 | 1.2274 | -4998.4471 | 0.4257 | 0.17529 | 1974.24
Commercial | Restaurants | New | Induction Cooktops | 0.26431 | 1.2274 | -4998.4471 | 0.4257 | 0.17529 | 1974.24
Commercial | Retail | New | Induction Cooktops | 0.26431 | 1.2274 | -4998.4471 | 0.4257 | 0.17529 | 1974.24
Commercial | Schools K-12 | New | Induction Cooktops | 0.26431 | 1.2274 | -4998.4471 | 0.4257 | 0.17529 | 1974.24
Commercial | Warehouse | New | Induction Cooktops | 0.26431 | 1.2274 | -4998.4471 | 0.4257 | 0.17529 | 1974.24
Commercial | Grocery | Existing | Water Cooled Refrigeration Heat Recovery | 0.31043 | 1.7465 | -5080.1053 | 0 | 0.12104 | 1810.5302
Commercial | Grocery | New | Water Cooled Refrigeration Heat Recovery | 0.31043 | 1.7465 | -5080.1053 | 0 | 0.12104 | 1810.5302
Commercial | Restaurants | Existing | Water Cooled Refrigeration Heat Recovery | 0.3108 | 1.5173 | -5297.6576 | 0 | 0.20489 | 1886.5835
Commercial | Restaurants | New | Water Cooled Refrigeration Heat Recovery | 0.3108 | 1.5173 | -5297.6576 | 0 | 0.20489 | 1886.5835
Commercial | Hospitals | Existing | Network PC Power Management | 0.55854 | 1.2056 | -5322.167 | 5.6089 | 4.8423 | 41742.7
Commercial | Hospitals | New | Network PC Power Management | 0.55854 | 1.2056 | -5322.167 | 5.6089 | 4.8423 | 41742.7
Commercial | Grocery | Turnover | Variable Refrigerant Flow (VRF) HVAC Systems | 0.34215 | 1.2993 | -5550.7621 | 0.51582 | 0.52136 | 1695.1495
Commercial | Grocery | New | Variable Refrigerant Flow (VRF) HVAC Systems | 0.34215 | 1.2993 | -5550.7621 | 0.51582 | 0.52136 | 1695.1495
Commercial | Miscellaneous | Existing | Tank Wrap on Water Heater | 0.30508 | 1.3614 | -5592.7124 | 0.52878 | 0.53951 | 5278.9187
Commercial | Miscellaneous | New | Tank Wrap on Water Heater | 0.29186 | 1.3614 | -5767.968 | 0.50584 | 0.5161 | 5049.8862
Commercial | Miscellaneous | Turnover | High Efficiency Chiller (Water cooled-positive displacement, 100 tons) | 0.49677 | 1.2337 | -5804.2707 | 1.1199 | 0.048509 | 2844.5466
Commercial | Miscellaneous | New | High Efficiency Chiller (Water cooled-positive displacement, 100 tons) | 0.49677 | 1.2337 | -5804.2707 | 1.1199 | 0.048509 | 2844.5466
Commercial | Warehouse | Existing | Programmable Thermostat | 0.077135 | 1.7602 | -5815.9746 | 0.0083602 | -0.11569 | 704.082
Commercial | Warehouse | New | Programmable Thermostat | 0.077135 | 1.7602 | -5815.9746 | 0.0083602 | -0.11569 | 704.082
Commercial | Miscellaneous | Turnover | Variable Refrigerant Flow (VRF) HVAC Systems | 0.31794 | 1.2993 | -5826.8242 | 0.4793 | 0.48445 | 1575.144
Commercial | Miscellaneous | New | Variable Refrigerant Flow (VRF) HVAC Systems | 0.31794 | 1.2993 | -5826.8242 | 0.4793 | 0.48445 | 1575.144
Commercial | Institutional | Turnover | Variable Refrigerant Flow (VRF) HVAC Systems | 0.31544 | 1.2992 | -5855.0042 | 0.47558 | 0.48068 | 1562.894
Commercial | Institutional | New | Variable Refrigerant Flow (VRF) HVAC Systems | 0.31544 | 1.2992 | -5855.0042 | 0.47558 | 0.48068 | 1562.894
Commercial | Grocery | Turnover | High Efficiency Chiller (Water cooled-positive displacement, 100 tons) | 0.49132 | 1.2336 | -5904.1032 | 1.1076 | 0.047977 | 2813.3735
Commercial | Grocery | New | High Efficiency Chiller (Water cooled-positive displacement, 100 tons) | 0.49132 | 1.2336 | -5904.1032 | 1.1076 | 0.047977 | 2813.3735
Commercial | Institutional | Turnover | High Efficiency Chiller (Water cooled-positive displacement, 100 tons) | 0.48045 | 1.2337 | -6103.7681 | 1.0831 | 0.046914 | 2751.0272
Commercial | Institutional | New | High Efficiency Chiller (Water cooled-positive displacement, 100 tons) | 0.48045 | 1.2337 | -6103.7681 | 1.0831 | 0.046914 | 2751.0272
Commercial | Warehouse | Existing | Retro-Commissioning | 0.2883 | 0.69057 | -6213.0727 | 1.3198 | 4.0919 | 7894.4
Commercial | Warehouse | New | Retro-Commissioning | 0.2883 | 0.69057 | -6213.0727 | 1.3198 | 4.0919 | 7894.4
Commercial | Assembly | Existing | Programmable Thermostat | 0.15409 | 1.7604 | -6288.4196 | 0.020551 | -0.2844 | 1730.8165
Commercial | Assembly | New | Programmable Thermostat | 0.15409 | 1.7604 | -6288.4196 | 0.020551 | -0.2844 | 1730.8165
Commercial | Miscellaneous | Existing | Network PC Power Management | 0.55584 | 1.1422 | -6526.7128 | 8.6767 | 0 | 58330.5263
Commercial | Miscellaneous | New | Network PC Power Management | 0.55584 | 1.1422 | -6526.7128 | 8.6767 | 0 | 58330.5263
Commercial | Miscellaneous | Turnover | High Efficiency DX 135k- less than 240k BTU | 0.22324 | 1.1296 | -6793.4288 | 0.43166 | 0 | 1043.8936
Commercial | Miscellaneous | New | High Efficiency DX 135k- less than 240k BTU | 0.22324 | 1.1296 | -6793.4288 | 0.43166 | 0 | 1043.8936
Commercial | Grocery | Turnover | High Efficiency DX 135k- less than 240k BTU | 0.22079 | 1.1296 | -6823.633 | 0.42693 | 0 | 1032.4536
Commercial | Grocery | New | High Efficiency DX 135k- less than 240k BTU | 0.22079 | 1.1296 | -6823.633 | 0.42693 | 0 | 1032.4536
Commercial | Institutional | Turnover | High Efficiency DX 135k- less than 240k BTU | 0.21588 | 1.1295 | -6884.0416 | 0.41747 | 0 | 1009.5738
Commercial | Institutional | New | High Efficiency DX 135k- less than 240k BTU | 0.21588 | 1.1295 | -6884.0416 | 0.41747 | 0 | 1009.5738
Commercial | Warehouse | Turnover | Instantaneous Hot Water System | 0.14956 | 1.6758 | -6981.674 | 0.078013 | 0.089892 | 704.2034
Commercial | Warehouse | New | Instantaneous Hot Water System | 0.14956 | 1.6758 | -6981.674 | 0.078013 | 0.089892 | 704.2034
Commercial | Institutional | Existing | Tank Wrap on Water Heater | 0.3051 | 1.3614 | -6990.8906 | 0.66098 | 0.67439 | 6598.6483
Commercial | Grocery | Turnover | Instantaneous Hot Water System | 0.14845 | 1.7357 | -7013.3049 | 0.078341 | 0.081744 | 704.2034
Commercial | Grocery | New | Instantaneous Hot Water System | 0.14845 | 1.7357 | -7013.3049 | 0.078341 | 0.081744 | 704.2034
Commercial | Miscellaneous | Existing | Hot Water Circulation Pump Control | 0.58373 | 1.8391 | -7134.7945 | 0.61924 | 0.65053 | 13020
Commercial | Miscellaneous | New | Hot Water Circulation Pump Control | 0.58373 | 1.8391 | -7134.7945 | 0.61924 | 0.65053 | 13020
Commercial | Institutional | New | Tank Wrap on Water Heater | 0.29185 | 1.3614 | -7209.9601 | 0.6323 | 0.64513 | 6312.3578
Commercial | Healthcare | Turnover | Instantaneous Hot Water System | 0.099731 | 1.6762 | -7490.9746 | 0.052008 | 0.059928 | 469.469
Commercial | Healthcare | New | Instantaneous Hot Water System | 0.099731 | 1.6762 | -7490.9746 | 0.052008 | 0.059928 | 469.469
Commercial | Assembly | Existing | Smart Thermostat | 0.27336 | 1.7605 | -7735.5008 | 0.057087 | -0.78999 | 4807.8235
Commercial | Assembly | New | Smart Thermostat | 0.27336 | 1.7605 | -7735.5008 | 0.057087 | -0.78999 | 4807.8235
Commercial | Assembly | Turnover | Instantaneous Hot Water System | 0.074779 | 1.6758 | -7745.6249 | 0.039006 | 0.044946 | 352.1017
Commercial | Assembly | New | Instantaneous Hot Water System | 0.074779 | 1.6758 | -7745.6249 | 0.039006 | 0.044946 | 352.1017
Commercial | Warehouse | Turnover | Variable Refrigerant Flow (VRF) HVAC Systems | 0.14545 | 1.2995 | -7792.8255 | 0.21925 | 0.2216 | 720.5138
Commercial | Warehouse | New | Variable Refrigerant Flow (VRF) HVAC Systems | 0.14545 | 1.2995 | -7792.8255 | 0.21925 | 0.2216 | 720.5138
Commercial | Schools K-12 | Turnover | Instantaneous Hot Water System | 0.031171 | 1.6765 | -8191.256 | 0.016253 | 0.018728 | 146.7123
Commercial | Schools K-12 | New | Instantaneous Hot Water System | 0.031171 | 1.6765 | -8191.256 | 0.016253 | 0.018728 | 146.7123
Commercial | Warehouse | Existing | Smart Thermostat | 0.13684 | 1.7603 | -8247.9657 | 0.023223 | -0.32136 | 1955.7834
Commercial | Warehouse | New | Smart Thermostat | 0.13684 | 1.7603 | -8247.9657 | 0.023223 | -0.32136 | 1955.7834
Commercial | Warehouse | Turnover | High Efficiency DX 135k- less than 240k BTU | 0.09693 | 1.1295 | -8352.7241 | 0.18745 | 0 | 453.3072
Commercial | Warehouse | New | High Efficiency DX 135k- less than 240k BTU | 0.09693 | 1.1295 | -8352.7241 | 0.18745 | 0 | 453.3072
Commercial | Healthcare | Turnover | Solar Water Heater | 0.43529 | 1.7028 | -8721.9581 | 0.51408 | 0.072174 | 6878.0727
Commercial | Healthcare | New | Solar Water Heater | 0.43529 | 1.7028 | -8721.9581 | 0.51408 | 0.072174 | 6878.0727
Commercial | Restaurants | Existing | Energy Recovery Ventilation System (ERV) | 0.76424 | 0.96325 | -8828.9591 | 19.9582 | 17.017 | 11090.6962
Commercial | Restaurants | New | Energy Recovery Ventilation System (ERV) | 0.76424 | 0.96325 | -8828.9591 | 19.9582 | 17.017 | 11090.6962
Commercial | Institutional | Existing | Hot Water Circulation Pump Control | 0.58374 | 1.8391 | -8918.4932 | 0.77405 | 0.81316 | 16275
Commercial | Institutional | New | Hot Water Circulation Pump Control | 0.58374 | 1.8391 | -8918.4932 | 0.77405 | 0.81316 | 16275
Commercial | College and University | Turnover | Solar Water Heater | 0.75089 | 1.7028 | -9743.9099 | 8.8679 | 1.245 | 118646.7544
Commercial | College and University | New | Solar Water Heater | 0.75089 | 1.7028 | -9743.9099 | 8.8679 | 1.245 | 118646.7544
Commercial | Assembly | Existing | Air Curtains | 0.0054703 | 1.2696 | -10246.8034 | 0.011723 | 0.0032285 | 81.081
Commercial | Grocery | Existing | Air Curtains | 0.0054703 | 1.2696 | -10246.8034 | 0.011723 | 0.0032285 | 81.081
Commercial | Institutional | Existing | Air Curtains | 0.0054703 | 1.2696 | -10246.8034 | 0.011723 | 0.0032285 | 81.081
Commercial | Miscellaneous | Existing | Air Curtains | 0.0054703 | 1.2696 | -10246.8034 | 0.011723 | 0.0032285 | 81.081
Commercial | Offices | Existing | Air Curtains | 0.0054703 | 1.2696 | -10246.8034 | 0.011723 | 0.0032285 | 81.081
Commercial | Retail | Existing | Air Curtains | 0.0054703 | 1.2696 | -10246.8034 | 0.011723 | 0.0032285 | 81.081
Commercial | Warehouse | Existing | Air Curtains | 0.0054703 | 1.2696 | -10246.8034 | 0.011723 | 0.0032285 | 81.081
Commercial | Assembly | New | Air Curtains | 0.0054703 | 1.2696 | -10246.8034 | 0.011723 | 0.0032285 | 81.081
Commercial | Grocery | New | Air Curtains | 0.0054703 | 1.2696 | -10246.8034 | 0.011723 | 0.0032285 | 81.081
Commercial | Institutional | New | Air Curtains | 0.0054703 | 1.2696 | -10246.8034 | 0.011723 | 0.0032285 | 81.081
Commercial | Miscellaneous | New | Air Curtains | 0.0054703 | 1.2696 | -10246.8034 | 0.011723 | 0.0032285 | 81.081
Commercial | Offices | New | Air Curtains | 0.0054703 | 1.2696 | -10246.8034 | 0.011723 | 0.0032285 | 81.081
Commercial | Retail | New | Air Curtains | 0.0054703 | 1.2696 | -10246.8034 | 0.011723 | 0.0032285 | 81.081
Commercial | Warehouse | New | Air Curtains | 0.0054703 | 1.2696 | -10246.8034 | 0.011723 | 0.0032285 | 81.081
Commercial | College and University | Existing | Air Curtains | 0.0054313 | 1.3278 | -10249.0559 | 0.010513 | 0.0088056 | 81.081
Commercial | Healthcare | Existing | Air Curtains | 0.0054313 | 1.3278 | -10249.0559 | 0.010513 | 0.0088056 | 81.081
Commercial | Hospitals | Existing | Air Curtains | 0.0054313 | 1.3278 | -10249.0559 | 0.010513 | 0.0088056 | 81.081
Commercial | Lodging/Hospitality | Existing | Air Curtains | 0.0054313 | 1.3278 | -10249.0559 | 0.010513 | 0.0088056 | 81.081
Commercial | Restaurants | Existing | Air Curtains | 0.0054313 | 1.3278 | -10249.0559 | 0.010513 | 0.0088056 | 81.081
Commercial | Schools K-12 | Existing | Air Curtains | 0.0054313 | 1.3278 | -10249.0559 | 0.010513 | 0.0088056 | 81.081
Commercial | College and University | New | Air Curtains | 0.0054313 | 1.3278 | -10249.0559 | 0.010513 | 0.0088056 | 81.081
Commercial | Healthcare | New | Air Curtains | 0.0054313 | 1.3278 | -10249.0559 | 0.010513 | 0.0088056 | 81.081
Commercial | Hospitals | New | Air Curtains | 0.0054313 | 1.3278 | -10249.0559 | 0.010513 | 0.0088056 | 81.081
Commercial | Lodging/Hospitality | New | Air Curtains | 0.0054313 | 1.3278 | -10249.0559 | 0.010513 | 0.0088056 | 81.081
Commercial | Restaurants | New | Air Curtains | 0.0054313 | 1.3278 | -10249.0559 | 0.010513 | 0.0088056 | 81.081
Commercial | Schools K-12 | New | Air Curtains | 0.0054313 | 1.3278 | -10249.0559 | 0.010513 | 0.0088056 | 81.081
Commercial | Retail | Turnover | Solar Water Heater | 0.64641 | 1.7028 | -10617.3086 | 2.2902 | 0.32153 | 30641.814
Commercial | Retail | New | Solar Water Heater | 0.64641 | 1.7028 | -10617.3086 | 2.2902 | 0.32153 | 30641.814
Commercial | Warehouse | Turnover | High Efficiency Chiller (Air Cooled, 50 tons) | 0.39012 | 1.4185 | -10704.3258 | 0.89583 | 0.90912 | 3147.5122
Commercial | Warehouse | New | High Efficiency Chiller (Air Cooled, 50 tons) | 0.39012 | 1.4185 | -10704.3258 | 0.89583 | 0.90912 | 3147.5122
Commercial | Warehouse | Turnover | High Efficiency Chiller (Water cooled-positive displacement, 100 tons) | 0.21571 | 1.2336 | -10958.123 | 0.48632 | 0.021065 | 1235.2346
Commercial | Warehouse | New | High Efficiency Chiller (Water cooled-positive displacement, 100 tons) | 0.21571 | 1.2336 | -10958.123 | 0.48632 | 0.021065 | 1235.2346
Commercial | Assembly | Turnover | Solar Water Heater | 0.32648 | 1.7029 | -11393.533 | 0.38556 | 0.05413 | 5158.5545
Commercial | Assembly | New | Solar Water Heater | 0.32648 | 1.7029 | -11393.533 | 0.38556 | 0.05413 | 5158.5545
Commercial | Restaurants | Turnover | Solar Water Heater | 0.54412 | 1.7028 | -12100.7665 | 1.2852 | 0.18043 | 17195.1818
Commercial | Restaurants | New | Solar Water Heater | 0.54412 | 1.7028 | -12100.7665 | 1.2852 | 0.18043 | 17195.1818
Commercial | Grocery | Existing | Energy Recovery Ventilation System (ERV) | 0.72072 | 0.96325 | -12339.6274 | 17.4579 | 14.8851 | 9701.2996
Commercial | Grocery | New | Energy Recovery Ventilation System (ERV) | 0.72072 | 0.96325 | -12339.6274 | 17.4579 | 14.8851 | 9701.2996
Commercial | Schools K-12 | Existing | Smart Thermostat | 0.42642 | 1.7604 | -13193.9715 | 0.23377 | -3.235 | 19687.6973
Commercial | Schools K-12 | New | Smart Thermostat | 0.42642 | 1.7604 | -13193.9715 | 0.23377 | -3.235 | 19687.6973
Commercial | College and University | Existing | Smart Thermostat | 0.53897 | 1.5359 | -13879.7685 | 2.4002 | 0.70909 | 28715.232
Commercial | College and University | New | Smart Thermostat | 0.53897 | 1.5359 | -13879.7685 | 2.4002 | 0.70909 | 28715.232
Commercial | Schools K-12 | Existing | Programmable Thermostat | 0.24038 | 1.7605 | -13946.883 | 0.084157 | -1.1646 | 7087.571
Commercial | Schools K-12 | New | Programmable Thermostat | 0.24038 | 1.7605 | -13946.883 | 0.084157 | -1.1646 | 7087.571
Commercial | Schools K-12 | Existing | Destratification Fans | 0.16484 | 0.98897 | -14096.5454 | 0 | 0.8102 | 4001.5926
Commercial | Schools K-12 | New | Destratification Fans | 0.16484 | 0.98897 | -14096.5454 | 0 | 0.8102 | 4001.5926
Commercial | Restaurants | Turnover | Instantaneous Hot Water System | 0.12371 | 1.7357 | -14525.3668 | 0.13057 | 0.13624 | 1173.6724
Commercial | Restaurants | New | Instantaneous Hot Water System | 0.12371 | 1.7357 | -14525.3668 | 0.13057 | 0.13624 | 1173.6724
Commercial | Warehouse | Turnover | High Efficiency Chiller (Water cooled-centrifugal, 200 tons) | 0.37083 | 1.2337 | -14875.3462 | 1.5327 | 0.066386 | 3892.8606
Commercial | Warehouse | New | High Efficiency Chiller (Water cooled-centrifugal, 200 tons) | 0.37083 | 1.2337 | -14875.3462 | 1.5327 | 0.066386 | 3892.8606
Commercial | Grocery | Existing | Facility Commissioning | 0 | #DIV/0! | -15675.6549 | 0 | 0 | 0
Commercial | Schools K-12 | Turnover | Solar Water Heater | 0.13603 | 1.7028 | -16068.7158 | 0.16065 | 0.022555 | 2149.4448
Commercial | Schools K-12 | New | Solar Water Heater | 0.13603 | 1.7028 | -16068.7158 | 0.16065 | 0.022555 | 2149.4448
Commercial | Hospitals | Existing | Destratification Fans | 0.09807 | 0.98896 | -16286.4801 | 0 | 0.48202 | 2380.6816
Commercial | Hospitals | New | Destratification Fans | 0.09807 | 0.98896 | -16286.4801 | 0 | 0.48202 | 2380.6816
Commercial | Restaurants | Existing | Facility Commissioning | 0 | #DIV/0! | -16900.2863 | 0 | 0 | 0
Commercial | Grocery | Existing | Drain Water Heat Recovery | 0.12502 | 0.86257 | -17181.5402 | 0.10435 | 0.7247 | 1726.4575
Commercial | Grocery | New | Drain Water Heat Recovery | 0.11959 | 0.86253 | -17380.8079 | 0.099818 | 0.69326 | 1651.553
Commercial | College and University | Existing | Destratification Fans | 0.05514 | 0.9891 | -17694.7066 | 0 | 0.27098 | 1338.3629
Commercial | College and University | New | Destratification Fans | 0.05514 | 0.9891 | -17694.7066 | 0 | 0.27098 | 1338.3629
Commercial | Retail | Existing | Destratification Fans | 0.052127 | 0.98882 | -17793.0538 | 0 | 0.25624 | 1265.5698
Commercial | Retail | New | Destratification Fans | 0.052127 | 0.98882 | -17793.0538 | 0 | 0.25624 | 1265.5698
Commercial | Healthcare | Existing | Destratification Fans | 0.049666 | 0.98899 | -17874.0372 | 0 | 0.2441 | 1205.6288
Commercial | Healthcare | New | Destratification Fans | 0.049666 | 0.98899 | -17874.0372 | 0 | 0.2441 | 1205.6288
Commercial | Restaurants | Existing | Destratification Fans | 0.043559 | 0.98881 | -18074.0684 | 0 | 0.21413 | 1057.5728
Commercial | Restaurants | New | Destratification Fans | 0.043559 | 0.98881 | -18074.0684 | 0 | 0.21413 | 1057.5728
Commercial | Warehouse | Existing | Drain Water Heat Recovery | 0.13286 | 1.332 | -18165.5819 | 0.4179 | 0.19872 | 1726.4575
Commercial | Warehouse | New | Drain Water Heat Recovery | 0.12708 | 1.3319 | -18322.1557 | 0.39977 | 0.1901 | 1651.553
Commercial | Lodging/Hospitality | Turnover | Instantaneous Hot Water System | 0.23749 | 1.7355 | -18346.6269 | 0.37604 | 0.39237 | 3380.1766
Commercial | Lodging/Hospitality | New | Instantaneous Hot Water System | 0.23749 | 1.7355 | -18346.6269 | 0.37604 | 0.39237 | 3380.1766
Commercial | College and University | Existing | Programmable Thermostat | 0.30381 | 1.5359 | -18354.3417 | 0.86408 | 0.25527 | 10337.4835
Commercial | College and University | New | Programmable Thermostat | 0.30381 | 1.5359 | -18354.3417 | 0.86408 | 0.25527 | 10337.4835
Commercial | Assembly | Existing | Destratification Fans | 0.030305 | 0.98891 | -18508.9141 | 0 | 0.14896 | 735.7157
Commercial | Assembly | New | Destratification Fans | 0.030305 | 0.98891 | -18508.9141 | 0 | 0.14896 | 735.7157
Commercial | Miscellaneous | Existing | Destratification Fans | 0.025177 | 0.9893 | -18677.4537 | 0 | 0.1237 | 610.9687
Commercial | Miscellaneous | New | Destratification Fans | 0.025177 | 0.9893 | -18677.4537 | 0 | 0.1237 | 610.9687
Commercial | Grocery | Existing | Destratification Fans | 0.019851 | 0.98867 | -18851.6541 | 0 | 0.097597 | 482.0318
Commercial | Grocery | New | Destratification Fans | 0.019851 | 0.98867 | -18851.6541 | 0 | 0.097597 | 482.0318
Commercial | Warehouse | Existing | Destratification Fans | 0.018071 | 0.98904 | -18910.2573 | 0 | 0.088814 | 438.6558
Commercial | Warehouse | New | Destratification Fans | 0.018071 | 0.98904 | -18910.2573 | 0 | 0.088814 | 438.6558
Commercial | Lodging/Hospitality | Existing | Destratification Fans | 0.016468 | 0.98892 | -18962.7846 | 0 | 0.080943 | 399.777
Commercial | Lodging/Hospitality | New | Destratification Fans | 0.016468 | 0.98892 | -18962.7846 | 0 | 0.080943 | 399.777
Commercial | Institutional | Existing | Destratification Fans | 0.010914 | 0.98869 | -19144.862 | 0 | 0.053656 | 265.0099
Commercial | Institutional | New | Destratification Fans | 0.010914 | 0.98869 | -19144.862 | 0 | 0.053656 | 265.0099
Commercial | Offices | Turnover | Instantaneous Hot Water System | 0.2077 | 1.6757 | -19162.4696 | 0.32505 | 0.37455 | 2934.181
Commercial | Offices | New | Instantaneous Hot Water System | 0.2077 | 1.6757 | -19162.4696 | 0.32505 | 0.37455 | 2934.181
Commercial | Retail | Existing | Water Cooled Refrigeration Heat Recovery | 0.058167 | 1.7464 | -19248.473 | 0 | 0.055087 | 824.0137
Commercial | Retail | New | Water Cooled Refrigeration Heat Recovery | 0.058167 | 1.7464 | -19248.473 | 0 | 0.055087 | 824.0137
Commercial | Offices | Existing | Destratification Fans | 0.0055164 | 0.98971 | -19322.1192 | 0 | 0.027093 | 133.8104
Commercial | Offices | New | Destratification Fans | 0.0055164 | 0.98971 | -19322.1192 | 0 | 0.027093 | 133.8104
Commercial | Healthcare | Existing | Drain Water Heat Recovery | 0.088571 | 1.332 | -19368.5275 | 0.2786 | 0.13248 | 1150.9717
Commercial | Healthcare | New | Drain Water Heat Recovery | 0.084738 | 1.3322 | -19472.9101 | 0.26651 | 0.12673 | 1101.0354
Commercial | Warehouse | Existing | Facility Energy Management System | 0.33725 | 1.3495 | -19689.1803 | 1.5687 | 0.13489 | 7484.3286
Commercial | Warehouse | New | Facility Energy Management System | 0.33725 | 1.3495 | -19689.1803 | 1.5687 | 0.13489 | 7484.3286
Commercial | Assembly | Existing | Drain Water Heat Recovery | 0.066428 | 1.332 | -19970.0003 | 0.20895 | 0.099362 | 863.2288
Commercial | Assembly | New | Drain Water Heat Recovery | 0.063554 | 1.3322 | -20048.2872 | 0.19988 | 0.095051 | 825.7765
Commercial | Schools K-12 | Existing | Drain Water Heat Recovery | 0.027667 | 1.3314 | -21022.5612 | 0.087064 | 0.041402 | 359.6865
Commercial | Schools K-12 | New | Drain Water Heat Recovery | 0.026475 | 1.3319 | -21055.1815 | 0.083286 | 0.039605 | 344.0811
Commercial | Retail | Turnover | Instantaneous Hot Water System | 0.14694 | 1.7354 | -21084.8028 | 0.23267 | 0.24278 | 2091.4842
Commercial | Retail | New | Instantaneous Hot Water System | 0.14694 | 1.7354 | -21084.8028 | 0.23267 | 0.24278 | 2091.4842
Commercial | Offices | New | Facility Commissioning | 0.42661 | 1.2069 | -22451.9598 | 4.8276 | 0.48457 | 22466.6847
Commercial | Offices | Existing | Water Cooled Refrigeration Heat Recovery | 0.13093 | 1.7466 | -24223.708 | 0 | 0.17405 | 2603.5309
Commercial | Offices | New | Water Cooled Refrigeration Heat Recovery | 0.13093 | 1.7466 | -24223.708 | 0 | 0.17405 | 2603.5309
Commercial | Institutional | New | Facility Commissioning | 0.46616 | 1.2068 | -25142.2482 | 6.7742 | 0.67996 | 31525.7048
Commercial | Assembly | Existing | Regenerative Drive Elevator Motor | 0.08431 | 1.4323 | -25534.0587 | 0.28225 | 0.025857 | 2027.9355
Commercial | Grocery | Existing | Regenerative Drive Elevator Motor | 0.08431 | 1.4323 | -25534.0587 | 0.28225 | 0.025857 | 2027.9355
Commercial | Institutional | Existing | Regenerative Drive Elevator Motor | 0.08431 | 1.4323 | -25534.0587 | 0.28225 | 0.025857 | 2027.9355
Commercial | Miscellaneous | Existing | Regenerative Drive Elevator Motor | 0.08431 | 1.4323 | -25534.0587 | 0.28225 | 0.025857 | 2027.9355
Commercial | Offices | Existing | Regenerative Drive Elevator Motor | 0.08431 | 1.4323 | -25534.0587 | 0.28225 | 0.025857 | 2027.9355
Commercial | Retail | Existing | Regenerative Drive Elevator Motor | 0.08431 | 1.4323 | -25534.0587 | 0.28225 | 0.025857 | 2027.9355
Commercial | Warehouse | Existing | Regenerative Drive Elevator Motor | 0.08431 | 1.4323 | -25534.0587 | 0.28225 | 0.025857 | 2027.9355
Commercial | Assembly | New | Regenerative Drive Elevator Motor | 0.08431 | 1.4323 | -25534.0587 | 0.28225 | 0.025857 | 2027.9355
Commercial | Grocery | New | Regenerative Drive Elevator Motor | 0.08431 | 1.4323 | -25534.0587 | 0.28225 | 0.025857 | 2027.9355
Commercial | Institutional | New | Regenerative Drive Elevator Motor | 0.08431 | 1.4323 | -25534.0587 | 0.28225 | 0.025857 | 2027.9355
Commercial | Miscellaneous | New | Regenerative Drive Elevator Motor | 0.08431 | 1.4323 | -25534.0587 | 0.28225 | 0.025857 | 2027.9355
Commercial | Offices | New | Regenerative Drive Elevator Motor | 0.08431 | 1.4323 | -25534.0587 | 0.28225 | 0.025857 | 2027.9355
Commercial | Retail | New | Regenerative Drive Elevator Motor | 0.08431 | 1.4323 | -25534.0587 | 0.28225 | 0.025857 | 2027.9355
Commercial | Warehouse | New | Regenerative Drive Elevator Motor | 0.08431 | 1.4323 | -25534.0587 | 0.28225 | 0.025857 | 2027.9355
Commercial | College and University | Existing | Regenerative Drive Elevator Motor | 0.085329 | 1.499 | -25589.6529 | 0.26293 | 0.22024 | 2027.9355
Commercial | Healthcare | Existing | Regenerative Drive Elevator Motor | 0.085329 | 1.499 | -25589.6529 | 0.26293 | 0.22024 | 2027.9355
Commercial | Hospitals | Existing | Regenerative Drive Elevator Motor | 0.085329 | 1.499 | -25589.6529 | 0.26293 | 0.22024 | 2027.9355
Commercial | Lodging/Hospitality | Existing | Regenerative Drive Elevator Motor | 0.085329 | 1.499 | -25589.6529 | 0.26293 | 0.22024 | 2027.9355
Commercial | Restaurants | Existing | Regenerative Drive Elevator Motor | 0.085329 | 1.499 | -25589.6529 | 0.26293 | 0.22024 | 2027.9355
Commercial | Schools K-12 | Existing | Regenerative Drive Elevator Motor | 0.085329 | 1.499 | -25589.6529 | 0.26293 | 0.22024 | 2027.9355
Commercial | College and University | New | Regenerative Drive Elevator Motor | 0.085329 | 1.499 | -25589.6529 | 0.26293 | 0.22024 | 2027.9355
Commercial | Healthcare | New | Regenerative Drive Elevator Motor | 0.085329 | 1.499 | -25589.6529 | 0.26293 | 0.22024 | 2027.9355
Commercial | Hospitals | New | Regenerative Drive Elevator Motor | 0.085329 | 1.499 | -25589.6529 | 0.26293 | 0.22024 | 2027.9355
Commercial | Lodging/Hospitality | New | Regenerative Drive Elevator Motor | 0.085329 | 1.499 | -25589.6529 | 0.26293 | 0.22024 | 2027.9355
Commercial | Restaurants | New | Regenerative Drive Elevator Motor | 0.085329 | 1.499 | -25589.6529 | 0.26293 | 0.22024 | 2027.9355
Commercial | Schools K-12 | New | Regenerative Drive Elevator Motor | 0.085329 | 1.499 | -25589.6529 | 0.26293 | 0.22024 | 2027.9355
Commercial | Retail | Existing | Duct Insulation | 0.086194 | 0.9458 | -27605.0698 | 0.29271 | 0.62909 | 1077.4754
Commercial | Retail | New | Duct Insulation | 0.086194 | 0.9458 | -27605.0698 | 0.29271 | 0.62909 | 1077.4754
Commercial | Retail | New | Facility Commissioning | 0.18955 | 1.2068 | -28263.1423 | 1.5279 | 0.15337 | 7110.6731
Commercial | Warehouse | Existing | Water Cooled Refrigeration Heat Recovery | 0.015392 | 1.7473 | -28664.6487 | 0 | 0.020451 | 305.9104
Commercial | Warehouse | New | Water Cooled Refrigeration Heat Recovery | 0.015392 | 1.7473 | -28664.6487 | 0 | 0.020451 | 305.9104
Commercial | Healthcare | New | Facility Commissioning | 0.41346 | 1.2068 | -29316.871 | 5.8599 | 0.5882 | 27271.1197
Commercial | Healthcare | Existing | Water Cooled Refrigeration Heat Recovery | 0.13143 | 1.5171 | -30021.3338 | 0 | 0.34321 | 3160.2884
Commercial | Healthcare | New | Water Cooled Refrigeration Heat Recovery | 0.13143 | 1.5171 | -30021.3338 | 0 | 0.34321 | 3160.2884
Commercial | Institutional | Existing | Water Cooled Refrigeration Heat Recovery | 0.14306 | 1.7465 | -30508.1139 | 0 | 0.24423 | 3653.327
Commercial | Institutional | New | Water Cooled Refrigeration Heat Recovery | 0.14306 | 1.7465 | -30508.1139 | 0 | 0.24423 | 3653.327
Commercial | Offices | Existing | Duct Insulation | 0.19398 | 0.94572 | -31826.1256 | 0.92485 | 1.9876 | 3404.3613
Commercial | Offices | New | Duct Insulation | 0.19398 | 0.94572 | -31826.1256 | 0.92485 | 1.9876 | 3404.3613
Commercial | Assembly | Existing | Water Cooled Refrigeration Heat Recovery | 0.031529 | 1.7464 | -33635.9109 | 0 | 0.050273 | 752.0072
Commercial | Assembly | New | Water Cooled Refrigeration Heat Recovery | 0.031529 | 1.7464 | -33635.9109 | 0 | 0.050273 | 752.0072
Commercial | Miscellaneous | Existing | Programmable Thermostat | 0.49432 | 1.7605 | -35266.0459 | 0.95185 | -13.172 | 80163.8039
Commercial | Miscellaneous | New | Programmable Thermostat | 0.49432 | 1.7605 | -35266.0459 | 0.95185 | -13.172 | 80163.8039
Commercial | Assembly | Existing | ENERGY STAR certified buildings program | 0.44987 | 0.94923 | -35661.9912 | 3.0616 | 9.492 | 18312.7076
Commercial | Assembly | New | ENERGY STAR certified buildings program | 0.44987 | 0.94923 | -35661.9912 | 3.0616 | 9.492 | 18312.7076
Commercial | Restaurants | Existing | Drain Water Heat Recovery | 0.10418 | 0.86257 | -35894.0399 | 0.17391 | 1.2078 | 2877.4292
Commercial | Restaurants | New | Drain Water Heat Recovery | 0.09966 | 0.86256 | -36226.1528 | 0.16636 | 1.1554 | 2752.5884
Commercial | Retail | Existing | Facility Commissioning | 0 | #DIV/0! | -38073.2862 | 0 | 0 | 0
Commercial | Institutional | Existing | Duct Insulation | 0.21196 | 0.9457 | -39386.4436 | 1.2978 | 2.7891 | 4777.0684
Commercial | Institutional | New | Duct Insulation | 0.21196 | 0.9457 | -39386.4436 | 1.2978 | 2.7891 | 4777.0684
Commercial | Schools K-12 | Existing | ENERGY STAR certified buildings program | 0.57149 | 0.94924 | -39658.1222 | 10.509 | 32.582 | 62859.5605
Commercial | Schools K-12 | New | ENERGY STAR certified buildings program | 0.57149 | 0.94924 | -39658.1222 | 10.509 | 32.582 | 62859.5605
Commercial | Healthcare | Existing | Duct Insulation | 0.188 | 0.94572 | -40342.1011 | 1.1226 | 2.4127 | 4132.3741
Commercial | Healthcare | New | Duct Insulation | 0.188 | 0.94572 | -40342.1011 | 1.1226 | 2.4127 | 4132.3741
Commercial | Warehouse | Existing | Duct Insulation | 0.022792 | 0.94564 | -42822.8874 | 0.10867 | 0.23354 | 400.0066
Commercial | Warehouse | New | Duct Insulation | 0.022792 | 0.94564 | -42822.8874 | 0.10867 | 0.23354 | 400.0066
Commercial | Lodging/Hospitality | Existing | Drain Water Heat Recovery | 0.20003 | 0.86258 | -43277.4391 | 0.50086 | 3.4786 | 8286.9962
Commercial | Lodging/Hospitality | New | Drain Water Heat Recovery | 0.19135 | 0.8626 | -44233.9243 | 0.47913 | 3.3276 | 7927.4546
Commercial | Assembly | Turnover | Server Virtualization | 0.061229 | 0.98672 | -45395.5479 | 3.1292 | 2.1764 | 21024
Commercial | College and University | Turnover | Server Virtualization | 0.061229 | 0.98672 | -45395.5479 | 3.1292 | 2.1764 | 21024
Commercial | Grocery | Turnover | Server Virtualization | 0.061229 | 0.98672 | -45395.5479 | 3.1292 | 2.1764 | 21024
Commercial | Healthcare | Turnover | Server Virtualization | 0.061229 | 0.98672 | -45395.5479 | 3.1292 | 2.1764 | 21024
Commercial | Hospitals | Turnover | Server Virtualization | 0.061229 | 0.98672 | -45395.5479 | 3.1292 | 2.1764 | 21024
Commercial | Institutional | Turnover | Server Virtualization | 0.061229 | 0.98672 | -45395.5479 | 3.1292 | 2.1764 | 21024
Commercial | Lodging/Hospitality | Turnover | Server Virtualization | 0.061229 | 0.98672 | -45395.5479 | 3.1292 | 2.1764 | 21024
Commercial | Miscellaneous | Turnover | Server Virtualization | 0.061229 | 0.98672 | -45395.5479 | 3.1292 | 2.1764 | 21024
Commercial | Offices | Turnover | Server Virtualization | 0.061229 | 0.98672 | -45395.5479 | 3.1292 | 2.1764 | 21024
Commercial | Restaurants | Turnover | Server Virtualization | 0.061229 | 0.98672 | -45395.5479 | 3.1292 | 2.1764 | 21024
Commercial | Retail | Turnover | Server Virtualization | 0.061229 | 0.98672 | -45395.5479 | 3.1292 | 2.1764 | 21024
Commercial | Schools K-12 | Turnover | Server Virtualization | 0.061229 | 0.98672 | -45395.5479 | 3.1292 | 2.1764 | 21024
Commercial | Warehouse | Turnover | Server Virtualization | 0.061229 | 0.98672 | -45395.5479 | 3.1292 | 2.1764 | 21024
Commercial | Assembly | New | Server Virtualization | 0.061229 | 0.98672 | -45395.5479 | 3.1292 | 2.1764 | 21024
Commercial | College and University | New | Server Virtualization | 0.061229 | 0.98672 | -45395.5479 | 3.1292 | 2.1764 | 21024
Commercial | Grocery | New | Server Virtualization | 0.061229 | 0.98672 | -45395.5479 | 3.1292 | 2.1764 | 21024
Commercial | Healthcare | New | Server Virtualization | 0.061229 | 0.98672 | -45395.5479 | 3.1292 | 2.1764 | 21024
Commercial | Hospitals | New | Server Virtualization | 0.061229 | 0.98672 | -45395.5479 | 3.1292 | 2.1764 | 21024
Commercial | Institutional | New | Server Virtualization | 0.061229 | 0.98672 | -45395.5479 | 3.1292 | 2.1764 | 21024
Commercial | Lodging/Hospitality | New | Server Virtualization | 0.061229 | 0.98672 | -45395.5479 | 3.1292 | 2.1764 | 21024
Commercial | Miscellaneous | New | Server Virtualization | 0.061229 | 0.98672 | -45395.5479 | 3.1292 | 2.1764 | 21024
Commercial | Offices | New | Server Virtualization | 0.061229 | 0.98672 | -45395.5479 | 3.1292 | 2.1764 | 21024
Commercial | Restaurants | New | Server Virtualization | 0.061229 | 0.98672 | -45395.5479 | 3.1292 | 2.1764 | 21024
Commercial | Retail | New | Server Virtualization | 0.061229 | 0.98672 | -45395.5479 | 3.1292 | 2.1764 | 21024
Commercial | Schools K-12 | New | Server Virtualization | 0.061229 | 0.98672 | -45395.5479 | 3.1292 | 2.1764 | 21024
Commercial | Warehouse | New | Server Virtualization | 0.061229 | 0.98672 | -45395.5479 | 3.1292 | 2.1764 | 21024
Commercial | Assembly | Existing | Duct Insulation | 0.046718 | 0.94572 | -49518.4292 | 0.26713 | 0.57411 | 983.3201
Commercial | Assembly | New | Duct Insulation | 0.046718 | 0.94572 | -49518.4292 | 0.26713 | 0.57411 | 983.3201
Commercial | Warehouse | New | Facility Commissioning | 0.050132 | 1.2069 | -49802.3964 | 0.56723 | 0.056937 | 2639.7968
Commercial | Offices | Existing | Drain Water Heat Recovery | 0.18452 | 1.332 | -50286.4359 | 1.7412 | 0.82801 | 7193.5731
Commercial | Offices | New | Drain Water Heat Recovery | 0.17651 | 1.332 | -50938.827 | 1.6657 | 0.79209 | 6881.471
Commercial | Retail | Existing | Drain Water Heat Recovery | 0.12377 | 0.86257 | -51682.4069 | 0.30991 | 2.1524 | 5127.5789
Commercial | Retail | New | Drain Water Heat Recovery | 0.1184 | 0.86259 | -52274.2321 | 0.29646 | 2.059 | 4905.1125
Commercial | Warehouse | Existing | Facility Commissioning | 0 | #DIV/0! | -53444.3564 | 0 | 0 | 0
Commercial | Offices | Existing | Facility Commissioning | 0 | #DIV/0! | -53447.8175 | 0 | 0 | 0
Commercial | Assembly | New | Facility Commissioning | 0.10275 | 1.2069 | -55148.6129 | 1.3944 | 0.13997 | 6489.3061
Commercial | Lodging/Hospitality | Existing | Water Cooled Refrigeration Heat Recovery | 0.074181 | 1.5171 | -55286.4385 | 0 | 0.32547 | 2996.9115
Commercial | Lodging/Hospitality | New | Water Cooled Refrigeration Heat Recovery | 0.074181 | 1.5171 | -55286.4385 | 0 | 0.32547 | 2996.9115
Commercial | Assembly | Existing | Facility Commissioning | 0 | #DIV/0! | -64101.4963 | 0 | 0 | 0
Commercial | College and University | Turnover | Instantaneous Hot Water System | 0.18041 | 1.2916 | -64372.5178 | 0.76527 | 1.8458 | 8098.3397
Commercial | College and University | New | Instantaneous Hot Water System | 0.18041 | 1.2916 | -64372.5178 | 0.76527 | 1.8458 | 8098.3397
Commercial | Healthcare | Existing | Facility Commissioning | 0 | #DIV/0! | -66941.1024 | 0 | 0 | 0
Commercial | Warehouse | Existing | ENERGY STAR certified buildings program | 0.18399 | 0.94923 | -67980.9705 | 1.044 | 3.2367 | 6244.4932
Commercial | Warehouse | New | ENERGY STAR certified buildings program | 0.18399 | 0.94923 | -67980.9705 | 1.044 | 3.2367 | 6244.4932
Commercial | Institutional | Existing | Facility Commissioning | 0 | #DIV/0! | -68636.2604 | 0 | 0 | 0
Commercial | Lodging/Hospitality | New | Facility Commissioning | 0.23337 | 1.2069 | -76790.022 | 5.557 | 0.55779 | 25861.2898
Commercial | Lodging/Hospitality | Existing | Duct Insulation | 0.10611 | 0.94572 | -78851.738 | 1.0646 | 2.288 | 3918.7435
Commercial | Lodging/Hospitality | New | Duct Insulation | 0.10611 | 0.94572 | -78851.738 | 1.0646 | 2.288 | 3918.7435
Commercial | Schools K-12 | Existing | Water Cooled Refrigeration Heat Recovery | 0.049498 | 1.5172 | -88361.6437 | 0 | 0.33443 | 3079.4163
Commercial | Schools K-12 | New | Water Cooled Refrigeration Heat Recovery | 0.049498 | 1.5172 | -88361.6437 | 0 | 0.33443 | 3079.4163
Commercial | Hospitals | Turnover | Instantaneous Hot Water System | 0.21091 | 1.2916 | -91302.8821 | 1.342 | 3.2369 | 14201.4362
Commercial | Hospitals | New | Instantaneous Hot Water System | 0.21091 | 1.2916 | -91302.8821 | 1.342 | 3.2369 | 14201.4362
Commercial | College and University | Existing | ENERGY STAR certified buildings program | 0.62807 | 1.2196 | -96715.8847 | 38.6582 | 0.44413 | 91682.9859
Commercial | College and University | New | ENERGY STAR certified buildings program | 0.62807 | 1.2196 | -96715.8847 | 38.6582 | 0.44413 | 91682.9859
Commercial | Lodging/Hospitality | Existing | Facility Commissioning | 0 | #DIV/0! | -112469.2007 | 0 | 0 | 0
Commercial | Healthcare | Turnover | Geothermal Heat Pump | 0.10135 | 1.1922 | -122737.3329 | 2.7496 | 2.1119 | 6393.7659
Commercial | Healthcare | New | Geothermal Heat Pump | 0.10135 | 1.1922 | -122737.3329 | 2.7496 | 2.1119 | 6393.7659
Commercial | Miscellaneous | Turnover | Instantaneous Hot Water System | 0.22432 | 1.6757 | -124354.4596 | 2.3404 | 2.6968 | 21126.1035
Commercial | Miscellaneous | New | Instantaneous Hot Water System | 0.22432 | 1.6757 | -124354.4596 | 2.3404 | 2.6968 | 21126.1035
Commercial | Lodging/Hospitality | Turnover | Geothermal Heat Pump | 0.076906 | 1.1922 | -126890.7777 | 2.0864 | 1.6025 | 4851.6104
Commercial | Lodging/Hospitality | New | Geothermal Heat Pump | 0.076906 | 1.1922 | -126890.7777 | 2.0864 | 1.6025 | 4851.6104
Commercial | Restaurants | Turnover | Geothermal Heat Pump | 0.076123 | 1.1922 | -127023.7385 | 2.0652 | 1.5862 | 4802.2426
Commercial | Restaurants | New | Geothermal Heat Pump | 0.076123 | 1.1922 | -127023.7385 | 2.0652 | 1.5862 | 4802.2426
Commercial | Hospitals | Turnover | Geothermal Heat Pump | 0.066524 | 1.4692 | -128575.212 | 1.0656 | 0.99723 | 6061.3587
Commercial | Hospitals | New | Geothermal Heat Pump | 0.066524 | 1.4692 | -128575.212 | 1.0656 | 0.99723 | 6061.3587
Commercial | Schools K-12 | Existing | Duct Insulation | 0.070797 | 0.94568 | -128787.0689 | 1.0939 | 2.351 | 4026.6263
Commercial | Schools K-12 | New | Duct Insulation | 0.070797 | 0.94568 | -128787.0689 | 1.0939 | 2.351 | 4026.6263
Commercial | College and University | Existing | Water Cooled Refrigeration Heat Recovery | 0.049498 | 1.5172 | -128878.7133 | 0 | 0.48778 | 4491.4422
Commercial | College and University | New | Water Cooled Refrigeration Heat Recovery | 0.049498 | 1.5172 | -128878.7133 | 0 | 0.48778 | 4491.4422
Commercial | Retail | Turnover | Geothermal Heat Pump | 0.059514 | 1.1922 | -129845.6789 | 1.6146 | 1.2401 | 3754.4687
Commercial | Retail | New | Geothermal Heat Pump | 0.059514 | 1.1922 | -129845.6789 | 1.6146 | 1.2401 | 3754.4687
Commercial | Offices | Turnover | Geothermal Heat Pump | 0.052364 | 1.1922 | -131060.5782 | 1.4206 | 1.0911 | 3303.382
Commercial | Offices | New | Geothermal Heat Pump | 0.052364 | 1.1922 | -131060.5782 | 1.4206 | 1.0911 | 3303.382
Commercial | Schools K-12 | Turnover | Geothermal Heat Pump | 0.051764 | 1.1922 | -131162.3887 | 1.4043 | 1.0787 | 3265.5803
Commercial | Schools K-12 | New | Geothermal Heat Pump | 0.051764 | 1.1922 | -131162.3887 | 1.4043 | 1.0787 | 3265.5803
Commercial | Assembly | Turnover | Geothermal Heat Pump | 0.046651 | 1.1922 | -132031.5888 | 1.2656 | 0.97205 | 2942.8501
Commercial | Assembly | New | Geothermal Heat Pump | 0.046651 | 1.1922 | -132031.5888 | 1.2656 | 0.97205 | 2942.8501
Commercial | College and University | Turnover | Geothermal Heat Pump | 0.035813 | 1.4692 | -133829.9641 | 0.57368 | 0.53685 | 3263.0656
Commercial | College and University | New | Geothermal Heat Pump | 0.035813 | 1.4692 | -133829.9641 | 0.57368 | 0.53685 | 3263.0656
Commercial | Grocery | Turnover | Geothermal Heat Pump | 0.026067 | 1.1922 | -135528.4313 | 0.7072 | 0.54319 | 1644.4881
Commercial | Grocery | New | Geothermal Heat Pump | 0.026067 | 1.1922 | -135528.4313 | 0.7072 | 0.54319 | 1644.4881
Commercial | Miscellaneous | Turnover | Geothermal Heat Pump | 0.026054 | 1.1922 | -135530.9103 | 0.70681 | 0.54289 | 1643.5677
Commercial | Miscellaneous | New | Geothermal Heat Pump | 0.026054 | 1.1922 | -135530.9103 | 0.70681 | 0.54289 | 1643.5677
Commercial | Institutional | Turnover | Geothermal Heat Pump | 0.025283 | 1.1922 | -135661.7556 | 0.68592 | 0.52684 | 1594.9854
Commercial | Institutional | New | Geothermal Heat Pump | 0.025283 | 1.1922 | -135661.7556 | 0.68592 | 0.52684 | 1594.9854
Commercial | Schools K-12 | New | Facility Commissioning | 0.15571 | 1.2069 | -136544.4886 | 5.71 | 0.57315 | 26573.2496
Commercial | Warehouse | Turnover | Geothermal Heat Pump | 0.011394 | 1.1922 | -138021.6973 | 0.30909 | 0.23741 | 718.7496
Commercial | Warehouse | New | Geothermal Heat Pump | 0.011394 | 1.1922 | -138021.6973 | 0.30909 | 0.23741 | 718.7496
Commercial | Institutional | Turnover | Instantaneous Hot Water System | 0.23927 | 1.6757 | -151623.3196 | 3.1205 | 3.5957 | 28168.138
Commercial | Institutional | New | Instantaneous Hot Water System | 0.23927 | 1.6757 | -151623.3196 | 3.1205 | 3.5957 | 28168.138
Commercial | Retail | Existing | Energy Recovery Ventilation System (ERV) | 0.16965 | 0.96325 | -157630.7112 | 9.9809 | 8.51 | 5546.325
Commercial | Retail | New | Energy Recovery Ventilation System (ERV) | 0.16965 | 0.96325 | -157630.7112 | 9.9809 | 8.51 | 5546.325
Commercial | Schools K-12 | Existing | Facility Commissioning | 0 | #DIV/0! | -173205.9129 | 0 | 0 | 0
Commercial | College and University | Existing | Drain Water Heat Recovery | 0.13293 | 1.2063 | -177223.5319 | 2.0275 | 4.5 | 19854.2617
Commercial | College and University | New | Drain Water Heat Recovery | 0.12716 | 1.2063 | -178981.5709 | 1.9395 | 4.3047 | 18992.8599
Commercial | College and University | Existing | Duct Insulation | 0.070799 | 0.94571 | -187840.6854 | 1.5955 | 3.429 | 5872.9828
Commercial | College and University | New | Duct Insulation | 0.070799 | 0.94571 | -187840.6854 | 1.5955 | 3.429 | 5872.9828
Commercial | College and University | New | Facility Commissioning | 0.1538 | 1.2977 | -201807.503 | 7.1769 | 5.9242 | 38758.0637
Commercial | Offices | Existing | Energy Recovery Ventilation System (ERV) | 0.18724 | 0.96325 | -215562.4657 | 15.4644 | 13.1854 | 8593.5069
Commercial | Offices | New | Energy Recovery Ventilation System (ERV) | 0.18724 | 0.96325 | -215562.4657 | 15.4644 | 13.1854 | 8593.5069
Commercial | Institutional | Existing | Energy Recovery Ventilation System (ERV) | 0.33214 | 0.96325 | -216307.3638 | 35.227 | 30.0356 | 19575.4923
Commercial | Institutional | New | Energy Recovery Ventilation System (ERV) | 0.33214 | 0.96325 | -216307.3638 | 35.227 | 30.0356 | 19575.4923
Commercial | Healthcare | Existing | Energy Recovery Ventilation System (ERV) | 0.29459 | 0.96325 | -226258.7611 | 30.4729 | 25.9821 | 16933.6609
Commercial | Healthcare | New | Energy Recovery Ventilation System (ERV) | 0.29459 | 0.96325 | -226258.7611 | 30.4729 | 25.9821 | 16933.6609
Commercial | College and University | Existing | Facility Commissioning | 0 | #DIV/0! | -252627.2061 | 0 | 0 | 0
Commercial | Hospitals | Existing | Drain Water Heat Recovery | 0.15541 | 1.2063 | -255558.32 | 3.5554 | 7.8913 | 34816.8938
Commercial | Hospitals | New | Drain Water Heat Recovery | 0.14867 | 1.2063 | -258641.258 | 3.4011 | 7.5489 | 33306.3195
Commercial | Warehouse | Existing | Energy Recovery Ventilation System (ERV) | 0.035717 | 0.96323 | -264821.6662 | 2.9497 | 2.515 | 1639.1488
Commercial | Warehouse | New | Energy Recovery Ventilation System (ERV) | 0.035717 | 0.96323 | -264821.6662 | 2.9497 | 2.515 | 1639.1488
Commercial | Assembly | Turnover | High Efficiency Data Center Cooling | 0.45915 | 1.4672 | -278085.4682 | 29.7567 | 17.1868 | 129796.7956
Commercial | College and University | Turnover | High Efficiency Data Center Cooling | 0.45915 | 1.4672 | -278085.4682 | 29.7567 | 17.1868 | 129796.7956
Commercial | Grocery | Turnover | High Efficiency Data Center Cooling | 0.45915 | 1.4672 | -278085.4682 | 29.7567 | 17.1868 | 129796.7956
Commercial | Healthcare | Turnover | High Efficiency Data Center Cooling | 0.45915 | 1.4672 | -278085.4682 | 29.7567 | 17.1868 | 129796.7956
Commercial | Hospitals | Turnover | High Efficiency Data Center Cooling | 0.45915 | 1.4672 | -278085.4682 | 29.7567 | 17.1868 | 129796.7956
Commercial | Institutional | Turnover | High Efficiency Data Center Cooling | 0.45915 | 1.4672 | -278085.4682 | 29.7567 | 17.1868 | 129796.7956
Commercial | Lodging/Hospitality | Turnover | High Efficiency Data Center Cooling | 0.45915 | 1.4672 | -278085.4682 | 29.7567 | 17.1868 | 129796.7956
Commercial | Miscellaneous | Turnover | High Efficiency Data Center Cooling | 0.45915 | 1.4672 | -278085.4682 | 29.7567 | 17.1868 | 129796.7956
Commercial | Offices | Turnover | High Efficiency Data Center Cooling | 0.45915 | 1.4672 | -278085.4682 | 29.7567 | 17.1868 | 129796.7956
Commercial | Restaurants | Turnover | High Efficiency Data Center Cooling | 0.45915 | 1.4672 | -278085.4682 | 29.7567 | 17.1868 | 129796.7956
Commercial | Retail | Turnover | High Efficiency Data Center Cooling | 0.45915 | 1.4672 | -278085.4682 | 29.7567 | 17.1868 | 129796.7956
Commercial | Schools K-12 | Turnover | High Efficiency Data Center Cooling | 0.45915 | 1.4672 | -278085.4682 | 29.7567 | 17.1868 | 129796.7956
Commercial | Warehouse | Turnover | High Efficiency Data Center Cooling | 0.45915 | 1.4672 | -278085.4682 | 29.7567 | 17.1868 | 129796.7956
Commercial | Assembly | New | High Efficiency Data Center Cooling | 0.45915 | 1.4672 | -278085.4682 | 29.7567 | 17.1868 | 129796.7956
Commercial | College and University | New | High Efficiency Data Center Cooling | 0.45915 | 1.4672 | -278085.4682 | 29.7567 | 17.1868 | 129796.7956
Commercial | Grocery | New | High Efficiency Data Center Cooling | 0.45915 | 1.4672 | -278085.4682 | 29.7567 | 17.1868 | 129796.7956
Commercial | Healthcare | New | High Efficiency Data Center Cooling | 0.45915 | 1.4672 | -278085.4682 | 29.7567 | 17.1868 | 129796.7956
Commercial | Hospitals | New | High Efficiency Data Center Cooling | 0.45915 | 1.4672 | -278085.4682 | 29.7567 | 17.1868 | 129796.7956
Commercial | Institutional | New | High Efficiency Data Center Cooling | 0.45915 | 1.4672 | -278085.4682 | 29.7567 | 17.1868 | 129796.7956
Commercial | Lodging/Hospitality | New | High Efficiency Data Center Cooling | 0.45915 | 1.4672 | -278085.4682 | 29.7567 | 17.1868 | 129796.7956
Commercial | Miscellaneous | New | High Efficiency Data Center Cooling | 0.45915 | 1.4672 | -278085.4682 | 29.7567 | 17.1868 | 129796.7956
Commercial | Offices | New | High Efficiency Data Center Cooling | 0.45915 | 1.4672 | -278085.4682 | 29.7567 | 17.1868 | 129796.7956
Commercial | Restaurants | New | High Efficiency Data Center Cooling | 0.45915 | 1.4672 | -278085.4682 | 29.7567 | 17.1868 | 129796.7956
Commercial | Retail | New | High Efficiency Data Center Cooling | 0.45915 | 1.4672 | -278085.4682 | 29.7567 | 17.1868 | 129796.7956
Commercial | Schools K-12 | New | High Efficiency Data Center Cooling | 0.45915 | 1.4672 | -278085.4682 | 29.7567 | 17.1868 | 129796.7956
Commercial | Warehouse | New | High Efficiency Data Center Cooling | 0.45915 | 1.4672 | -278085.4682 | 29.7567 | 17.1868 | 129796.7956
Commercial | Assembly | Existing | Energy Recovery Ventilation System (ERV) | 0.1344 | 0.96324 | -279140.1623 | 13.3127 | 11.3508 | 7397.8089
Commercial | Assembly | New | Energy Recovery Ventilation System (ERV) | 0.1344 | 0.96324 | -279140.1623 | 13.3127 | 11.3508 | 7397.8089
Commercial | Hospitals | Existing | Water Cooled Refrigeration Heat Recovery | 0.13143 | 1.5172 | -312817.575 | 0 | 3.5762 | 32929.7074
Commercial | Hospitals | New | Water Cooled Refrigeration Heat Recovery | 0.13143 | 1.5172 | -312817.575 | 0 | 3.5762 | 32929.7074
Commercial | Hospitals | New | Facility Commissioning | 0.4084 | 1.2977 | -324923.1907 | 52.6188 | 43.4343 | 284160.7767
Commercial | Miscellaneous | Existing | Drain Water Heat Recovery | 0.19928 | 1.332 | -327223.2684 | 12.5369 | 5.9617 | 51793.7263
Commercial | Miscellaneous | New | Drain Water Heat Recovery | 0.19064 | 1.332 | -331920.4846 | 11.993 | 5.703 | 49546.591
Commercial | Institutional | Existing | Drain Water Heat Recovery | 0.21257 | 1.332 | -400006.9933 | 16.7159 | 7.9489 | 69058.3017
Commercial | Institutional | New | Drain Water Heat Recovery | 0.20335 | 1.332 | -406269.9483 | 15.9906 | 7.6041 | 66062.1214
Commercial | Hospitals | Existing | Duct Insulation | 0.188 | 0.9457 | -420358.346 | 11.6976 | 25.1399 | 43058.6877
Commercial | Hospitals | New | Duct Insulation | 0.188 | 0.9457 | -420358.346 | 11.6976 | 25.1399 | 43058.6877
Commercial | Lodging/Hospitality | Existing | Energy Recovery Ventilation System (ERV) | 0.16628 | 0.96325 | -467951.9381 | 28.8975 | 24.6389 | 16058.2446
Commercial | Lodging/Hospitality | New | Energy Recovery Ventilation System (ERV) | 0.16628 | 0.96325 | -467951.9381 | 28.8975 | 24.6389 | 16058.2446
Commercial | Miscellaneous | New | Facility Commissioning | 0.31838 | 1.2069 | -543437.9229 | 64.5827 | 6.4826 | 300556.1084
Commercial | Miscellaneous | Existing | Duct Insulation | 0.1444 | 0.9457 | -629165.574 | 12.3725 | 26.5904 | 45543.0611
Commercial | Miscellaneous | New | Duct Insulation | 0.1444 | 0.9457 | -629165.574 | 12.3725 | 26.5904 | 45543.0611
Commercial | Hospitals | Existing | Facility Commissioning | 0 | #DIV/0! | -697515.7548 | 0 | 0 | 0
Commercial | Healthcare | Existing | Waterside Economizer | 0.071284 | 1.2197 | -749198.3489 | 9.0281 | 0 | 22238.71
Commercial | Healthcare | New | Waterside Economizer | 0.071284 | 1.2197 | -749198.3489 | 9.0281 | 0 | 22238.71
Commercial | Hospitals | Existing | Waterside Economizer | 0.067525 | 1.2197 | -753010.4658 | 8.5519 | 0 | 21065.7822
Commercial | Hospitals | New | Waterside Economizer | 0.067525 | 1.2197 | -753010.4658 | 8.5519 | 0 | 21065.7822
Commercial | Lodging/Hospitality | Existing | Waterside Economizer | 0.054115 | 1.2197 | -766607.0159 | 6.8536 | 0 | 16882.3399
Commercial | Lodging/Hospitality | New | Waterside Economizer | 0.054115 | 1.2197 | -766607.0159 | 6.8536 | 0 | 16882.3399
Commercial | Restaurants | Existing | Waterside Economizer | 0.053088 | 1.2197 | -767648.9945 | 6.7234 | 0 | 16561.7397
Commercial | Restaurants | New | Waterside Economizer | 0.053088 | 1.2197 | -767648.9945 | 6.7234 | 0 | 16561.7397
Commercial | Schools K-12 | Existing | Energy Recovery Ventilation System (ERV) | 0.11435 | 0.96325 | -775385.5196 | 30.6046 | 26.0944 | 17006.8797
Commercial | Schools K-12 | New | Energy Recovery Ventilation System (ERV) | 0.11435 | 0.96325 | -775385.5196 | 30.6046 | 26.0944 | 17006.8797
Commercial | Retail | Existing | Waterside Economizer | 0.041608 | 1.2197 | -779288.6579 | 5.2695 | 0 | 12980.4003
Commercial | Retail | New | Waterside Economizer | 0.041608 | 1.2197 | -779288.6579 | 5.2695 | 0 | 12980.4003
Commercial | Offices | Existing | Waterside Economizer | 0.03687 | 1.2197 | -784091.9251 | 4.6696 | 0 | 11502.5114
Commercial | Offices | New | Waterside Economizer | 0.03687 | 1.2197 | -784091.9251 | 4.6696 | 0 | 11502.5114
Commercial | College and University | Existing | Waterside Economizer | 0.036344 | 1.2197 | -784625.6215 | 4.6029 | 0 | 11338.3015
Commercial | College and University | New | Waterside Economizer | 0.036344 | 1.2197 | -784625.6215 | 4.6029 | 0 | 11338.3015
Commercial | Schools K-12 | Existing | Waterside Economizer | 0.036169 | 1.2197 | -784803.5203 | 4.5807 | 0 | 11283.5649
Commercial | Schools K-12 | New | Waterside Economizer | 0.036169 | 1.2197 | -784803.5203 | 4.5807 | 0 | 11283.5649
Commercial | Assembly | Existing | Waterside Economizer | 0.03276 | 1.2197 | -788259.8395 | 4.149 | 0 | 10220.1104
Commercial | Assembly | New | Waterside Economizer | 0.03276 | 1.2197 | -788259.8395 | 4.149 | 0 | 10220.1104
Commercial | Miscellaneous | Existing | Waterside Economizer | 0.018297 | 1.2197 | -802923.7823 | 2.3173 | 0 | 5708.2483
Commercial | Miscellaneous | New | Waterside Economizer | 0.018297 | 1.2197 | -802923.7823 | 2.3173 | 0 | 5708.2483
Commercial | Grocery | Existing | Waterside Economizer | 0.018097 | 1.2197 | -803127.0952 | 2.2919 | 0 | 5645.6922
Commercial | Grocery | New | Waterside Economizer | 0.018097 | 1.2197 | -803127.0952 | 2.2919 | 0 | 5645.6922
Commercial | Institutional | Existing | Waterside Economizer | 0.017696 | 1.2197 | -803533.721 | 2.2411 | 0 | 5520.5799
Commercial | Institutional | New | Waterside Economizer | 0.017696 | 1.2197 | -803533.721 | 2.2411 | 0 | 5520.5799
Commercial | Warehouse | Existing | Waterside Economizer | 0.0079455 | 1.2197 | -813419.8107 | 1.0063 | 0 | 2478.7873
Commercial | Warehouse | New | Waterside Economizer | 0.0079455 | 1.2197 | -813419.8107 | 1.0063 | 0 | 2478.7873
Commercial | Miscellaneous | Existing | Facility Commissioning | 0 | #DIV/0! | -958096.0926 | 0 | 0 | 0
Commercial | College and University | Existing | Energy Recovery Ventilation System (ERV) | 0.11435 | 0.96325 | -1130928.351 | 44.638 | 38.0597 | 24805.1607
Commercial | College and University | New | Energy Recovery Ventilation System (ERV) | 0.11435 | 0.96325 | -1130928.351 | 44.638 | 38.0597 | 24805.1607
Commercial | Hospitals | Existing | Energy Recovery Ventilation System (ERV) | 0.29459 | 0.96325 | -2357580.6913 | 317.5226 | 270.7292 | 176446.0823
Commercial | Hospitals | New | Energy Recovery Ventilation System (ERV) | 0.29459 | 0.96325 | -2357580.6913 | 317.5226 | 270.7292 | 176446.0823
Commercial | Miscellaneous | Existing | Energy Recovery Ventilation System (ERV) | 0.22636 | 0.96325 | -3643896.1238 | 335.8429 | 286.3496 | 186626.5586
Commercial | Miscellaneous | New | Energy Recovery Ventilation System (ERV) | 0.22636 | 0.96325 | -3643896.1238 | 335.8429 | 286.3496 | 186626.5586
Industrial | Metal Products and Machinery | Any | Process Other Systems Optimization | 0.96975 | 1.1584 | 23626.0673 | 15.3071 | 14.9297 | 111185.4178
Industrial | Primary Resources Industries | Any | Process Other Systems Optimization | 0.89231 | 1.1584 | 2636.5695 | 2.1563 | 2.1031 | 15662.4021
Industrial | Metal Products and Machinery | Any | Process Refrig Controls | 0.84195 | 1.4353 | 54.4243 | 0.059063 | 0.057607 | 429.013
Industrial | Electrical and Electronic Equip. | Any | Process Heat System Optimization | 0.82696 | 0.94646 | 190.7411 | 0.7013 | 0.68401 | 5093.973
Industrial | Chemicals and Plastics | Any | Process Heat Improved Controls | 0.81729 | 1.4352 | 255.5473 | 0.46655 | 0.45505 | 3388.8584
Industrial | Stone/Clay/Glass/Concrete | Any | Pump System Optimization | #DIV/0! | #DIV/0! | 0 | 0 | 0 | 0
Industrial | Water and Wastewater | Any | Motor Optimization | 0.70184 | 1.2914 | -9.2863 | 0.021389 | 0.020824 | 158.8374
Industrial | Miscellaneous Manufacturing | Any | Process Heat System Optimization | 0.22629 | 0.94648 | -19.8441 | 0.014978 | 0.014609 | 108.7936
Industrial | Water and Wastewater | Any | Process Heat System Optimization | 0.11305 | 0.94626 | -42.6763 | 0.012104 | 0.011805 | 87.9171
Industrial | Water and Wastewater | Any | Process Heat Improved Controls | 0.52038 | 1.4358 | -129.1552 | 0.019148 | 0.018676 | 139.0834
Industrial | Agriculture and Assembly | Any | Process Heat Improved Controls | 0.55834 | 1.4355 | -144.9585 | 0.026952 | 0.026287 | 195.7692
Industrial | Lumber/Furniture/Pulp/Paper | Any | Process Heat System Optimization | 0.12291 | 0.94639 | -154.6128 | 0.048716 | 0.047515 | 353.8579
Industrial | Construction | Any | Motor Optimization | 0.70232 | 1.2922 | -201.8785 | 0.46499 | 0.45271 | 3453.0256
Industrial | Transportation Equipment | Any | Process Heat System Optimization | 0.37778 | 0.94646 | -219.4053 | 0.49495 | 0.48275 | 3595.1331
Industrial | Lumber/Furniture/Pulp/Paper | Any | Process Heat Improved Controls | 0.55802 | 1.4347 | -224.6969 | 0.041778 | 0.040748 | 303.4574
Industrial | Miscellaneous Manufacturing | Any | Motor Optimization | 0.51693 | 1.2919 | -281.0939 | 0.071811 | 0.069914 | 533.2714
Industrial | Miscellaneous Manufacturing | Any | Process Heat Improved Controls | 0.55823 | 1.4352 | -290.2794 | 0.053971 | 0.052641 | 392.0278
Industrial | Miscellaneous Manufacturing | Any | Process Refrig Controls | 0.56936 | 1.4354 | -396.6715 | 0.079093 | 0.077143 | 574.5005
Industrial | Agriculture and Assembly | Any | Process Refrig System Optimization | 0.63202 | 1.1138 | -470.1881 | 2.3753 | 2.3167 | 17253.3325
Industrial | Metal Products and Machinery | Any | Process Heat System Optimization | 0.18176 | 0.94646 | -504.895 | 0.27096 | 0.26428 | 1968.1432
Industrial | Lumber/Furniture/Pulp/Paper | Any | Process Refrig Controls | 0.56922 | 1.4351 | -592.9417 | 0.11823 | 0.11531 | 858.759
Industrial | Textiles and Leather | Any | Process Refrig Controls | 0.56929 | 1.4352 | -624.0774 | 0.12444 | 0.12137 | 903.8532
Industrial | Transportation Equipment | Any | Process Heat Improved Controls | 0.55813 | 1.435 | -645.7709 | 0.12007 | 0.11711 | 872.126
Industrial | Stone/Clay/Glass/Concrete | Any | Process Heat System Optimization | 0.10754 | 0.94646 | -700.6474 | 0.18673 | 0.18213 | 1356.3401
Industrial | Metal Products and Machinery | Any | Process Heat Improved Controls | 0.55691 | 1.4354 | -903.8179 | 0.16663 | 0.16252 | 1210.3165
Industrial | Construction | Any | Process Heat System Optimization | 0.11307 | 0.94644 | -927.7569 | 0.26313 | 0.25664 | 1911.2621
Industrial | Miscellaneous Manufacturing | Any | Process Refrig System Optimization | 0.41612 | 1.1137 | -955.7269 | 0.38785 | 0.37829 | 2817.2169
Industrial | Stone/Clay/Glass/Concrete | Any | Process Refrig Controls | 0.56923 | 1.4351 | -1080.4455 | 0.21543 | 0.21012 | 1564.8125
Industrial | Textiles and Leather | Any | Process Heat System Optimization | 0.033095 | 0.94644 | -2149.9088 | 0.15186 | 0.14811 | 1103.0325
Industrial | Stone/Clay/Glass/Concrete | Any | Process Heat Improved Controls | 0.55823 | 1.4352 | -2364.2694 | 0.43959 | 0.42875 | 3192.9909
Industrial | Electrical and Electronic Equip. | Any | Process Heat Improved Controls | 0.55823 | 1.4352 | -2430.3341 | 0.45187 | 0.44073 | 3282.2126
Industrial | Construction | Any | Process Heat Improved Controls | 0.52018 | 1.4352 | -2807.7544 | 0.41626 | 0.406 | 3023.5854
Industrial | Transportation Equipment | Any | Process Refrig Controls | 0.56929 | 1.4352 | -3150.5014 | 0.62818 | 0.61269 | 4562.8806
Industrial | Electrical and Electronic Equip. | Any | Process Refrig Controls | 0.56927 | 1.4352 | -3839.8853 | 0.76564 | 0.74676 | 5561.3173
Industrial | Primary Resources Industries | Any | Process Refrig Controls | 0.56929 | 1.4352 | -5956.6253 | 1.1877 | 1.1584 | 8626.9982
Industrial | Agriculture and Assembly | Any | Process Heat System Optimization | 0.020238 | 0.94645 | -6633.9218 | 0.27983 | 0.27293 | 2032.5999
Industrial | Chemicals and Plastics | Any | Process Heat System Optimization | 0.095347 | 0.94645 | -8379.6294 | 1.9291 | 1.8815 | 14012.1487
Industrial | Primary Resources Industries | Any | Process Heat System Optimization | 0.20199 | 0.94645 | -10240.9826 | 6.4436 | 6.2847 | 46803.9523
Industrial | Primary Resources Industries | Any | Process Heat Improved Controls | 0.55822 | 1.4352 | -20875.0566 | 3.8813 | 3.7856 | 28192.1619
Industrial | Metal Products and Machinery | Any | HVAC Recommissioning | 0.27943 | 1.2751 | -210534.947 | 14.4913 | 14.1397 | 101726.2981