{"text_format":"1","workbook":"xlsx","n_sheets":27,"sheets":["Fuel","Spending Curve","T&D Costs","EUE_Line Losses","Revenue Requirements","Title Results Update","Rates","Input","Input2","Title_RESULTS","Partcipation","f-11B","Sheet3(F_21)","Sheet5(p_5)","Sheet2(F_12)","Sheet4(F_22)","Sheet6(p_6)","Sheet7(F_23)","Sheet8(F_24)","Sheet9(F_25)","Value of Defferal","Residential","Residential_Results","Commercial","Commercial_Results","Industrial","Industrial_Results"],"not_rendered":{"charts":0,"images":7,"macros":1,"external_links":0,"defined_names":31,"comments":0,"pivot_tables":0},"unopened":[],"bounds":{"document_bytes":16777216,"sheet_cells":100000,"rows_first":2000,"rows_last":500,"rows_between":2000,"halvings":0,"cell_chars":16384,"cell_head_chars":4096},"cells_cut":0,"cells_raw":0,"read":"whole","date_system":"1900"}

{"sheet":"Fuel","index":0,"n_rows":45,"n_cols":18,"rows_kept":45,"cut":false,"hidden":false,"merged":[[5,10,5,11],[5,13,5,14],[5,16,5,17]]}
["Fuel Values from Table 1 Provided by Resource Planning"]
[null,null,"REDUCED KWH","REPLACE.","Carbon"]
[null,"UTIL AVG","PROGRAM","FUEL COST"]
[null,"SYS. FUEL","MARGINAL","OF AVOIDED"]
[null,"ADJ. COST","FUEL COST","GENERATOR",null,null,null,null,null,null,"System average $/MWh",null,null,"Total marginal $/MWh",null,null,"Replacement fuel average system $/MWh (Future Total $/MWh"]
[null,"(C/KWH)","(C/KWH)","(C/KWH)","(C/KWH)",null,null,null,null,null,"Conversion to cents per kWh and copy and paste ",null,null,"Conversion to cents per kWh and copy and paste ",null,null,"Conversion to cents per kWh and copy and paste "]
[2020,{"$f":"L7","v":2.4346125415616839},{"$f":"O7","v":2.9007096235579843},{"$f":"R7","v":2.878920847571778},0,null,"Change first year to base year",null,null,{"$f":"A7","v":2020},24.346125415616839,{"$f":"K7*100/1000","v":2.4346125415616839},null,29.007096235579841,{"$f":"N7*100/1000","v":2.9007096235579843},null,28.789208475717778,{"$f":"Q7*100/1000","v":2.878920847571778}]
[{"$f":"+A7+1","v":2021},{"$f":"L8","v":2.5504842341169973},{"$f":"O8","v":2.8771156773211568},{"$f":"R8","v":3.037777795649506},0,null,null,null,null,null,25.504842341169972,2.5504842341169973,null,28.771156773211569,2.8771156773211568,null,30.377777956495063,3.037777795649506]
[{"$f":"+A8+1","v":2022},2.6444323106721059,2.9693759512937596,3.156234230110476,0,null,null,null,null,null,26.444323106721058,2.6444323106721059,null,29.693759512937593,2.9693759512937596,null,31.56234230110476,3.156234230110476]
[2023,2.6227548717178779,3.0911910197869106,3.1726275779238713,0,null,null,null,null,null,26.227548717178777,2.6227548717178779,null,30.911910197869105,3.0911910197869106,null,31.726275779238712,3.1726275779238713]
[2024,2.7715168291961763,3.2126631754705528,3.3145531776960602,0,null,null,null,null,null,27.715168291961763,2.7715168291961763,null,32.126631754705528,3.2126631754705528,null,33.145531776960603,3.3145531776960602]
[2025,2.9305982282947132,3.44943302891933,3.4459033295335075,0,null,null,null,null,null,29.305982282947131,2.9305982282947132,null,34.4943302891933,3.44943302891933,null,34.459033295335075,3.4459033295335075]
[2026,3.0631027844213077,3.5600722983257227,3.5575518290932058,0,null,null,null,null,null,30.631027844213076,3.0631027844213077,null,35.600722983257228,3.5600722983257227,null,35.57551829093206,3.5575518290932058]
[2027,3.2434612412261949,3.7825608828006088,3.7167866710763469,0,null,null,null,null,null,32.434612412261949,3.2434612412261949,null,37.825608828006089,3.7825608828006088,null,37.167866710763469,3.7167866710763469]
[2028,3.550601164924807,4.1915148755312686,4.000245139678956,0,null,null,null,null,null,35.506011649248073,3.550601164924807,null,41.915148755312686,4.1915148755312686,null,40.00245139678956,4.000245139678956]
[2029,3.7314962992555465,4.4906392694063921,4.1757985119859189,0,null,null,null,null,null,37.314962992555465,3.7314962992555465,null,44.906392694063925,4.4906392694063921,null,41.757985119859185,4.1757985119859189]
[2030,4.0656592081591345,5.015795281582955,4.4862812691028662,0,null,null,null,null,null,40.656592081591342,4.0656592081591345,null,50.157952815829553,5.015795281582955,null,44.862812691028658,4.4862812691028662]
[2031,4.2058109461686648,4.9971423135464237,4.5978418797217948,0,null,null,null,null,null,42.058109461686648,4.2058109461686648,null,49.971423135464235,4.9971423135464237,null,45.978418797217948,4.5978418797217948]
[2032,4.5058999642058986,5.4614146933819034,4.8737579639532447,0,null,null,null,null,null,45.058999642058986,4.5058999642058986,null,54.614146933819036,5.4614146933819034,null,48.737579639532449,4.8737579639532447]
[2033,4.6004129453567648,5.8241019786910195,4.9849159980979767,0,null,null,null,null,null,46.00412945356765,4.6004129453567648,null,58.241019786910194,5.8241019786910195,null,49.849159980979771,4.9849159980979767]
[2034,4.9042461382423044,6.095285388127853,5.3065781615705188,0,null,null,null,null,null,49.042461382423042,4.9042461382423044,null,60.952853881278536,6.095285388127853,null,53.065781615705191,5.3065781615705188]
[2035,5.1129070049770542,6.7130251141552453,5.5100494593143035,0,null,null,null,null,null,51.12907004977054,5.1129070049770542,null,67.130251141552449,6.7130251141552453,null,55.100494593143033,5.5100494593143035]
[2036,5.2847744997901769,6.6304720704310984,5.6211411762981891,0,null,null,null,null,null,52.847744997901771,5.2847744997901769,null,66.304720704310981,6.6304720704310984,null,56.211411762981889,5.6211411762981891]
[2037,5.5807770564484205,7.0767998477929979,5.9258024051756983,0,null,null,null,null,null,55.807770564484208,5.5807770564484205,null,70.767998477929979,7.0767998477929979,null,59.258024051756983,5.9258024051756983]
[2038,5.7122013149268902,7.103603500761035,6.048558103175024,0,null,null,null,null,null,57.122013149268902,5.7122013149268902,null,71.036035007610351,7.103603500761035,null,60.485581031750243,6.048558103175024]
[2039,5.9311440074959005,7.1109550989345456,6.2999948495983684,0,null,null,null,null,null,59.311440074959009,5.9311440074959005,null,71.10955098934545,7.1109550989345456,null,62.999948495983681,6.2999948495983684]
[2040,5.9993558290465137,7.6517190346083792,6.2927938198110338,0,null,null,null,null,null,59.993558290465131,5.9993558290465137,null,76.517190346083794,7.6517190346083792,null,62.92793819811034,6.2927938198110338]
[2041,6.2972812378773373,7.8806697108066972,6.6910882205082887,0,null,null,null,null,null,62.972812378773369,6.2972812378773373,null,78.80669710806697,7.8806697108066972,null,66.910882205082885,6.6910882205082887]
[2042,6.5926467956949741,8.425266362252664,7.04523428905663,0,null,null,null,null,null,65.92646795694975,6.5926467956949741,null,84.25266362252664,8.425266362252664,null,70.4523428905663,7.04523428905663]
[2043,6.7827977470582432,8.6252663622526633,7.3415875185455457,0,null,null,null,null,null,67.827977470582439,6.7827977470582432,null,86.25266362252664,8.6252663622526633,null,73.415875185455462,7.3415875185455457]
[2044,6.6829766871544454,8.2932946265938057,7.2669235074641634,0,null,null,null,null,null,66.82976687154445,6.6829766871544454,null,82.932946265938071,8.2932946265938057,null,72.669235074641634,7.2669235074641634]
[2045,6.9425881178580422,8.6794596651445968,7.4644711948240428,0,null,null,null,null,null,69.425881178580426,6.9425881178580422,null,86.794596651445971,8.6794596651445968,null,74.644711948240428,7.4644711948240428]
[2046,7.1850121592674032,8.8250380517503793,7.6869949487953013,0,null,null,null,null,null,71.850121592674029,7.1850121592674032,null,88.2503805175038,8.8250380517503793,null,76.869949487953022,7.6869949487953013]
[2047,7.1736719285552573,8.9505213089802123,7.6738108158493761,0,null,null,null,null,null,71.736719285552567,7.1736719285552573,null,89.505213089802126,8.9505213089802123,null,76.738108158493759,7.6738108158493761]
[2048,7.1739999999999995,8.9510000000000005,7.6739999999999995,0,null,null,null,null,null,71.739999999999995,7.1739999999999995,null,89.51,8.9510000000000005,null,76.739999999999995,7.6739999999999995]
[2049,7.1739999999999995,8.9510000000000005,7.6739999999999995,0,null,null,null,null,null,71.739999999999995,7.1739999999999995,null,89.51,8.9510000000000005,null,76.739999999999995,7.6739999999999995]
[2050,0,0,0,0]
[2051,0,0,0,0]
[2052,0,0,0,0]
[2053,0,0,0,0]
[2054,0,0,0,0]
[2055,0,0,0,0]
[2056,0,0,0,0]
[2057,0,0,0,0]
[2058,0,0,0,0]

{"sheet":"Spending Curve","index":1,"n_rows":44,"n_cols":15,"rows_kept":44,"cut":false,"hidden":false,"merged":[]}
[]
[null,null,null,null,null,null,null,null,null,null,"ACCUM.","BOOK"]
[null,null,null,null,null,"Spending Curve",null,"CONSTR.",null,"ACCUM.","CONSTR.","VALUE"]
[null,null,null,null,null,null,"YEAR","EXPEND.","AFUDC","AFUDC","EXPEND.","NOT CLOSED"]
[]
[null,null,null,null,null,{"$f":"+H6/K11","v":0.19510218303564666},2020,{"$f":"+F34","v":25757},{"$f":"+F23","v":832},{"$f":"+I6","v":832},{"$f":"+H6","v":25757},{"$f":"+J6+H6","v":26589}]
[null,null,null,null,null,{"$f":"H7/K11","v":0.55940099077398542},2021,{"$f":"G35","v":73851},{"$f":"G24","v":4049},{"$f":"J6+I7","v":4881},{"$f":"K6+H7","v":99608},{"$f":"+I7+H7","v":77900}]
[null,null,null,null,null,{"$f":"H8/K11","v":0.24549682619036797},2022,{"$f":"H36","v":32410},{"$f":"H25","v":7482},{"$f":"J7+I8","v":12363},{"$f":"K7+H8","v":132018},{"$f":"+I8+H8","v":39892}]
[null,null,null,null,null,null,2023,0,0,0,0,0]
[]
[null,null,null,null,"Check",{"$f":"SUM(F6:F10)","v":1},null,null,null,{"$f":"+I31","v":12363},{"$f":"+I42","v":132018},{"$f":"SUM(L6:L8)","v":144381}]
[]
[null,null,null,null,null,"Year 1",{"$f":"+H13/H17","v":0.19510218303564666},{"$f":"+H6*1000/M24","v":109.29420084865629},{"$f":"+I6*1000/M23","v":3.6331877729257642},null,null,{"$f":"+L6*1000/M24","v":112.82461103253182}]
[null,null,null,null,null,"Year 2",{"$f":"H14/H17","v":0.55940099077398531},{"$f":"H7*1000/M24","v":313.37057991513433},{"$f":"I7*1000/M23","v":17.681222707423579},null,null,{"$f":"L7*1000/M24","v":330.5516265912305}]
[null,null,null,null,null,"Year 3",{"$f":"H15/H17","v":0.24549682619036797},{"$f":"H8*1000/M24","v":137.52475247524751},{"$f":"I8*1000/M23","v":32.672489082969435},null,null,{"$f":"L8*1000/M24","v":169.27298444130125}]
[null,null,null,null,null,"Year 4",null,0,{"$f":"I9*1000/M24","v":0},null,null,0]
[null,null,null,null,null,null,null,{"$f":"SUM(H13:H15)","v":560.18953323903816},null,null,null,{"$f":"SUM(L13:L15)","v":612.64922206506355}]
[null,"Spending for Avoided Unit Tab on replacement fuel (from Resource Planning)"]
[]
[null,null,null,null,"7FA.05 CT"]
[null,null,null,null,null,"Three years construction for 2023 unit"]
[null,null,null,null,{"$f":"E20","v":"7FA.05 CT"},2020,{"$f":"F22+1","v":2021},{"$f":"G22+1","v":2022},null,null,"Winter Capacity",null,245000]
[null,null,null,null,"1st year",832,0,0,null,"Check","Summer Capacity",null,229000]
[null,null,null,null,"2nd year",0,4049,0,null,null,"Average Capacity",null,{"$f":"+M22*(5/12)+M23*(7/12)","v":235666.66666666669},null,"uses 7 by 5 for summer winter methodology"]
[null,null,null,null,"3rd year",0,0,7482,null,null,null,null,null,null,"Check formula if 7x5 changes"]
[null,null,null,null,"4th year",0,0,0]
[null,null,null,null,"5th year",0,0,0]
[null,null,null,null,"6th year",0,0,0]
[null,null,null,null,"7th year",0,0,0,null,null,null,null,null,null,"Feed F11B"]
[null,null,null,null,"8th year",0,0,0,"Cummulative AFUDC"]
[null,null,null,null,"Total AFUDC",{"$f":"SUM(F23:F30)","v":832},{"$f":"SUM(G23:G30)","v":4049},{"$f":"SUM(H23:H30)","v":7482},{"$f":"SUM(F31:H31)","v":12363},null,null,"Check"]
[]
[null,null,null,null,{"$f":"E20","v":"7FA.05 CT"},{"$f":"F22","v":2020},{"$f":"G22","v":2021},{"$f":"H22","v":2022}]
[null,null,null,null,"1st year",25757,0,0]
[null,null,null,null,"2nd year",0,73851,0]
[null,null,null,null,"3rd year",0,0,32410]
[null,null,null,null,"4th year",0,0,0,"Check"]
[null,null,null,null,"5th year",0,0,0]
[null,null,null,null,"6th year",0,0,0]
[null,null,null,null,"7th year",0,0,0]
[null,null,null,null,"8th year",0,0,0,"Cummulative Cap Ex"]
[null,null,null,null,"Total Cap Ex",{"$f":"SUM(F34:F41)","v":25757},{"$f":"SUM(G34:G41)","v":73851},{"$f":"SUM(H34:H41)","v":32410},{"$f":"SUM(F42:H42)","v":132018}]
[null,null,null,null,null,null,null,null,{"$f":"I31+I42","v":144381}]
[null,null,null,null,null,null,null,"Total"]

{"sheet":"T&D Costs","index":2,"n_rows":12,"n_cols":4,"rows_kept":12,"cut":false,"hidden":false,"merged":[]}
[]
[null,"Inflation Rate",2.8000000000000001E-2]
[null,null,"Data Provided ","Base Year"]
[null,null,2020,{"$f":"'Title Results Update'!C18","v":2020}]
[]
[null,"Avoided Transmission Cost",null,34.9]
[null,"Avoided Distribution Cost",null,82.37]
[]
[]
[null,"O&M Escalation rate",2.4E-2,{"$f":"'Title Results Update'!C18","v":2020}]
[null,"Transmission Fixed O&M Costs",null,2.78]
[null,"Distribution Fixed O&M Costs",null,11.34]

{"sheet":"EUE_Line Losses","index":3,"n_rows":26,"n_cols":4,"rows_kept":26,"cut":false,"hidden":false,"merged":[[6,1,6,3],[1,1,1,2]]}
[]
[null,"EUE"]
[null,"Summer",0.81479999999999997]
[null,"Winter ",0.1852]
[]
[]
[null,"Line Losses"]
[null,null,null,"Gen KW"]
[null,null,"Residential","Commercial"]
[null,"kW",7.3,7]
[null,"kWh",5.6,5.2]
[]
[]
[null,"Residential"]
[null,"Forced Outage Rate",3.4000000000000002E-2,{"$f":"1-C15","v":0.96599999999999997}]
[null,"Line Loss",{"$f":"+C10/100","v":7.2999999999999995E-2},{"$f":"1-C16","v":0.92700000000000005}]
[null,"Multiplier ",{"$f":"+D15*D16","v":0.895482}]
[]
[null,"Commercial"]
[null,"Forced Outage Rate",3.4000000000000002E-2,{"$f":"1-C20","v":0.96599999999999997}]
[null,"Line Loss",{"$f":"+D10/100","v":7.0000000000000007E-2},{"$f":"1-C21","v":0.92999999999999994}]
[null,"Multiplier ",{"$f":"+D20*D21","v":0.89837999999999996}]
[]
[]
[null,{"$f":"+((Input!$C$6*'EUE_Line Losses'!C4)+(Input!$C$7*'EUE_Line Losses'!C3))/'EUE_Line Losses'!C17","v":2.0471577539419687},"Residential "]
[null,{"$f":"+((Input!$C$6*'EUE_Line Losses'!C4)+(Input!$C$7*'EUE_Line Losses'!C3))/'EUE_Line Losses'!C22","v":2.0405540192518337},"Commercial"]

{"sheet":"Revenue Requirements","index":4,"n_rows":39,"n_cols":5,"rows_kept":39,"cut":false,"hidden":false,"merged":[]}
[]
[null,null,"Generation"]
[null,null,"Comb. Cycle","Tran & Dist"]
[null,null,"Rev Reqm't","Rev Reqm't","See Column N (K Factor Test)"]
[null,null,"K FACTORS","K FACTORS"]
[]
[]
[]
[null,2023,0.13759066226231162,{"$f":"+C9","v":0.13759066226231162}]
[null,{"$f":"+B9+1","v":2024},0.13352762595002862,0.13352762595002862]
[null,2025,0.12904206349335909,0.12904206349335909]
[null,2026,0.12477133475235652,0.12477133475235652]
[null,2027,0.12069389684472964,0.12069389684472964]
[null,2028,0.11679058731716964,0.11679058731716964]
[null,2029,0.11300879868916421,0.11300879868916421]
[null,2030,0.109265930075022,0.109265930075022]
[null,2031,0.10552306146087977,0.10552306146087977]
[null,2032,0.10178019284673755,0.10178019284673755]
[null,2033,9.8037324232595341E-2,9.8037324232595341E-2]
[null,2034,9.4294455618453107E-2,9.4294455618453107E-2]
[null,2035,9.0551587004310874E-2,9.0551587004310874E-2]
[null,2036,8.680871839016864E-2,8.680871839016864E-2]
[null,2037,8.3065849776026449E-2,8.3065849776026449E-2]
[null,2038,7.9674451501144328E-2,7.9674451501144328E-2]
[null,2039,7.6985874883333333E-2,7.6985874883333333E-2]
[null,2040,7.4648649583333337E-2,7.4648649583333337E-2]
[null,2041,7.2311424283333356E-2,7.2311424283333356E-2]
[null,2042,6.9974198983333333E-2,6.9974198983333333E-2]
[null,2043,6.7636973683333337E-2,6.7636973683333337E-2]
[null,2044,6.5299748383333356E-2,6.5299748383333356E-2]
[null,2045,6.296252308333336E-2,6.296252308333336E-2]
[null,2046,6.0625297783333344E-2,6.0625297783333344E-2]
[null,2047,5.8288072483333349E-2,5.8288072483333349E-2]
[null,2048,5.595084718333336E-2,5.595084718333336E-2]
[null,2049,0,0]
[null,2050,0,0]
[null,2051,0,0]
[null,2052,0,0]
[null,2053,0,0]

{"sheet":"Title Results Update","index":5,"n_rows":36,"n_cols":6,"rows_kept":36,"cut":false,"hidden":false,"merged":[[35,7,35,13]]}
[]
[]
[null,"ECONOMIC LIFE & K FACTORS"]
["II.","(2) GENERATOR ECONOMIC LIFE ",25,"YEARS"]
["II.","(3) T & D  ECONOMIC LIFE  ",25,"YEARS"]
["II.","(4) K FACTOR FOR GENERATION  ",1.5213000000000001]
["II.","(5) K FACTOR FOR T & D  ",1.5213000000000001]
[]
[null,"UTILITY & CUSTOMER COSTS"]
["III.","(3)  UTILITY COST ESCALATION RATE ",2.4,"%"]
["III.","(5)  CUSTOMER EQUIPMENT ESCALATION RATE ",2.2999999999999998,"%"]
["III.","(7)  CUSTOMER O & M ESCALATION RATE ",2.2999999999999998,"%"]
["III.","(12)* UTILITY DISCOUNT RATE ",7.0800000000000002E-2]
["III.","(13)* UTILITY AFUDC RATE  ",6.4600000000000005E-2]
["III.","(16)* UTILITY REBATE/INCENTIVE ESCAL RATE",0,"%"]
[]
[null,"AVOIDED GENERATOR, TRANS. & DIST COSTS"]
["IV.","(1)  BASE YEAR  ",2020]
["IV.","(2)  IN-SERVICE YEAR FOR AVOIDED GENERATING UNIT",2023]
["IV.","(3)  IN-SERVICE YEAR FOR AVOIDED T & D ",2021]
["IV.","(4)  BASE YEAR AVOIDED GENERATING UNIT COST",526.29999999999995,"$/KW"]
["IV.","(5)  BASE YEAR AVOIDED TRANSMISSION COST ",{"$f":"'T&D Costs'!D6","v":34.9},"$/KW"]
["IV.","(6)  BASE YEAR AVOIDED DISTRIBUTION COST  ",{"$f":"'T&D Costs'!D7","v":82.37},"$/KW"]
["IV.","(7)  GEN, TRAN, & DIST COST ESCALATION RATE ",2.4,"%"]
["IV.","(8)  GENERATOR FIXED O & M COST ",5.83,"$/KW/YR"]
["IV.","(9)  GENERATOR FIXED O&M ESCALATION RATE ",2.4,"%"]
["IV.","(10) TRANSMISSION FIXED O & M COST ",{"$f":"'T&D Costs'!D11","v":2.78},"$/KW/YR"]
["IV.","(11) DISTRIBUTION FIXED O & M COST ",{"$f":"'T&D Costs'!D12","v":11.34},"$/KW/YR"]
["IV.","(12) T&D  FIXED O&M ESCALATION RATE ",2.4,"%"]
["IV.","(13) AVOIDED GEN UNIT VARIABLE O & M COSTS ",0.21,"CENTS/KWH",null,{"$f":"2/1000*100","v":0.2}]
["IV.","(14) GENERATOR VARIABLE O&M COST ESCALATION RATE",2.4,"%"]
["IV.","(15) GENERATOR CAPACITY FACTOR  ",9.1,"%",null,"See Table1 - column j"]
["IV.","(16) AVOIDED GENERATING UNIT FUEL COST  ",3.75,"CENTS/KWH"]
["IV.","(17) AVOIDED GEN UNIT FUEL ESCALATION RATE ",4.54,"%",null,"See Table1"]
["IV.","(18)* AVOIDED PURCHASE CAPACITY COST PER KW ",0,"$/KW/YR"]
["IV.","(19)* CAPACITY COST ESCALATION RATE ",0,"%"]

{"sheet":"Rates","index":6,"n_rows":25,"n_cols":9,"rows_kept":25,"cut":false,"hidden":false,"merged":[]}
[]
[null,null,null,"Energy","Demand "]
[null,null,"Residential","Commercial GSD Secondary kWh","Commercial GSD Secondary kW"]
[null,"Base Rate",5.3582999999999998,1.5960000000000001,0]
[null,"Demand Charge",0,0,10.59]
[null,"Fuel",0,0,0]
[null,"ECCR",0.27100000000000002,0,0.96]
[null,"Capacity",8.5000000000000006E-2,0,0.32]
[null,"ECRC",0.222,0.222,0]
["Energy ",{"$f":"D10","v":1.8180000000000001},{"$f":"SUM(C4:C9)","v":5.9363000000000001},{"$f":"SUM(D4:D9)","v":1.8180000000000001},10.089499999999999]
[null,null,null,null,null,null,"Commercial EE Demand",{"$f":"11.87*0.85","v":10.089499999999999}]
[]
[]
[]
[]
[]
[]
[]
[null,null,null,null,null,"average monthly usage of res customer",null,"1101 kWh"]
[]
[null,null,null,null,null,null,"2019 res"]
[null,null,null,null,null,"tier 1",5.141,{"$f":"G22*1.024","v":5.2643839999999997},{"$f":"H22*1000","v":5264.384}]
[null,null,null,null,null,"tier 2",6.141,{"$f":"G23*1.024","v":6.2883839999999998},{"$f":"H23*101","v":635.12678399999993}]
[null,null,null,null,null,null,null,null,{"$f":"SUM(I22:I23)","v":5899.5107840000001}]
[null,null,null,null,null,null,null,null,{"$f":"I24/1101","v":5.3583204214350593}]

{"sheet":"Input","index":7,"n_rows":47,"n_cols":12,"rows_kept":47,"cut":false,"hidden":false,"merged":[]}
["Answer questions 1 thru 16 to complete evaluation.  Press RUN for results. (See Title & Results).",null,null,null,"Do Not Print this page"]
[]
[1,"Program Title","Retro-Commissioning"]
[]
[2,"Demand & Energy Savings"]
[null,"Winter kW",{"$f":"Input2!N7","v":4.0919004028663037}]
[null,"Summer kW",{"$f":"Input2!N6","v":1.3197999082040042}]
[null,"kWh",{"$f":"Input2!N9","v":7894.4}]
[3,"Switch (1=Conservation, 0=Load Management)",1]
[4,"Switch (1=Residential, 0=Commercial)",0,null,null,"avoided unit comes online in 2020"]
[null,null,null,null,null,null,null,null,null,null,null,"ADJUSTED"]
[5,"Participation","Annual",null,null,null,null,null,null,null,"Cumulative","CUMULATIVE"]
[null,null,"Total Partic. ",null,null,null,null,null,null,null,"Total Partic. ","PARTICIPATING"]
[null,"YEAR","Customers",null,null,null,null,null,null,"YEAR","Customers","CUSTOMERS"]
[null,{"$f":"'Title Results Update'!C18","v":2020},{"$f":"Input2!N16","v":1000},null,null,null,null,null,null,{"$f":"+Title_RESULTS!H7","v":2020},{"$f":"+C15","v":1000},{"$f":"ROUND(+K15*(1-$C$32),0)","v":1000}]
[null,{"$f":"+B15+1","v":2021},{"$f":"Input2!N17","v":1000},null,null,null,null,null,null,{"$f":"+J15+1","v":2021},{"$f":"+K15+C16","v":2000},2000]
[null,{"$f":"+B16+1","v":2022},{"$f":"Input2!N18","v":1000},null,null,null,null,null,null,2022,3000,3000]
[null,2023,{"$f":"Input2!N19","v":0},null,null,null,null,null,null,2023,3000,3000]
[null,2024,{"$f":"Input2!N20","v":0},null,null,null,null,null,null,2024,3000,3000]
[null,2025,{"$f":"Input2!N21","v":0},null,null,null,null,null,null,2025,3000,3000]
[null,2026,{"$f":"Input2!N22","v":0},null,null,null,null,null,null,2026,3000,3000]
[null,2027,{"$f":"Input2!N23","v":0},null,null,null,null,null,null,2027,3000,3000]
[null,2028,{"$f":"Input2!N24","v":0},null,null,null,null,null,null,2028,3000,3000]
[null,2029,{"$f":"Input2!N25","v":0},null,null,null,null,null,null,2029,3000,3000]
[null,2030,{"$f":"Input2!N26","v":0},null,null,null,null,null,null,2030,3000,3000]
[null,2031,{"$f":"Input2!N27","v":0},null,null,null,null,null,null,2031,3000,3000]
[null,2032,{"$f":"Input2!N28","v":0},null,null,null,null,null,null,2032,3000,3000]
[null,2033,{"$f":"Input2!N29","v":0},null,null,null,null,null,null,2033,3000,3000]
[null,2034,{"$f":"Input2!N30","v":0},null,null,null,null,null,null,2034,3000,3000]
[null,null,null,null,null,null,null,null,null,2035,{"$f":"+K29","v":3000},3000]
[null,null,null,null,null,null,null,null,null,2036,{"$f":"+K30","v":3000},3000]
[6,"Free Riders",0,null,null,null,null,null,null,2037,{"$f":"+K31","v":3000},3000]
[7,"Study Period for Conservation Program",{"$f":"Input2!N10","v":5},"Years",null,null,null,null,null,2038,3000,3000]
[8,"Utility Non Recurring Cost Per Customer",{"$f":"Input2!N11","v":0},"$/CUST",null,null,null,null,null,2039,3000,3000]
[9,"Utility Recurring Cost Per Customer (Load Management)",0,"$/CUST/YR",null,null,null,null,null,2040,3000,3000]
[10,"Customer Equipment Cost",{"$f":"Input2!N12","v":4819.1977367172867},"$/CUST",null,null,null,null,null,2041,3000,3000]
[11,"Customer O & M Cost",null,"$/CUST/YR",null,null,null,null,null,2042,3000,3000]
[12,"Customer Tax Credit Per Installation",0,"$/CUST",null,null,null,null,null,2043,3000,3000]
[13,"Increased Supply Costs",0,"$/CUST/YR",null,null,null,null,null,2044,3000,3000]
[14,"Utility Non Recurring Rebate/Incentive",{"$f":"+Input2!N14","v":0},"$/CUST",null,null,null,null,null,2045,3000,3000]
[15,"Utility Recurring Rebate/Incentive (Load Management)",0,"$/CUST/YR"]
[16,"Diversity and Annual Demand ",{"$f":"Input2!N15","v":1}]
[null,"Adjustment Factor for Customer Bill:",1]
[]
[]
[null,"See Participation C,D,E,F 73"]
[null,"See Participation F_22 F5,6"]

{"sheet":"Input2","index":8,"n_rows":45,"n_cols":16,"rows_kept":45,"cut":false,"hidden":false,"merged":[]}
[]
["= Input Tab cell C36  / (Input Tab cell C8 * Rates Tab C10)"]
[]
["Residential Simple Payback"]
["Customer Equipment Cost",null,null,null,{"$f":"+Customer_Equipment_Cost","v":4819.1977367172867},null,null,null,null,null,null,null,null,"Retro-Commissioning"]
["kWh",null,null,null,{"$f":"+kWh","v":7894.4},null,null,null,null,null,null,null,null,1.3197999082040042,"B","sKw"]
["Energy",null,null,null,{"$f":"+Rates!C10","v":5.9363000000000001},null,null,null,null,null,null,null,null,4.0919004028663037,"C","wKw"]
["kWh*Energy",null,null,null,{"$f":"+E6*E7","v":46863.526720000002},null,null,null,null,null,null,null,null,null,"D","Blended (do not use)"]
["ResidentialSimplePayback",null,null,null,{"$f":"IF(E8=0,0,+E5/E8)","v":0.10283472188320372},null,null,null,null,null,null,"ADJUSTED",null,7894.4,"E","kWh"]
[null,null,null,null,null,null,null,null,null,null,"Cumulative","CUMULATIVE",null,5,"F","Years in study period"]
[null,null,null,null,null,null,null,null,null,null,"Total Partic. ","PARTICIPATING",null,null,"G","Utility Non Recurring Cost Per Customer"]
[null,null,null,null,null,null,null,null,null,"YEAR","Customers","CUSTOMERS",null,4819.1977367172867,"H","Customer Equipment Costs"]
[null,null,null,null,null,null,null,null,null,{"$f":"+'Title Results Update'!C18","v":2020},{"$f":"+N16","v":1000},{"$f":"ROUND(+K13*(1-Input!$C$32),0)","v":1000},null,null,"I","Customer O & M Cost"]
["Input Tab cell C36 ÷ (Input Tab cell C8 * Rates Tab D10 + ( 5 * Input Tab cell C6 + 7 * Input Tab cell C7) *  Rates Tab E10)",null,null,null,null,null,null,null,null,{"$f":"J13+1","v":2021},{"$f":"+K13+N17","v":2000},{"$f":"ROUND(+K14*(1-Input!$C$32),0)","v":2000},null,null,"J","Utility Non Recurring Rebate/Incentive"]
[null,null,null,null,null,null,null,null,null,{"$f":"J14+1","v":2022},3000,{"$f":"ROUND(+K15*(1-Input!$C$32),0)","v":3000},null,1,"K","Adjustment Factor"]
["Commercial and Industrial Simple Payback",null,null,null,null,null,null,null,null,2023,3000,{"$f":"ROUND(+K16*(1-Input!$C$32),0)","v":3000},null,1000,"L","2020 participation"]
[null,null,null,null,null,null,null,null,null,2024,3000,{"$f":"ROUND(+K17*(1-Input!$C$32),0)","v":3000},null,1000,"N",2021]
[null,null,null,null,null,null,null,null,null,2025,3000,{"$f":"ROUND(+K18*(1-Input!$C$32),0)","v":3000},null,1000,"O",{"$f":"P17+1","v":2022}]
["Customer Equipment Cost",null,null,null,{"$f":"+Customer_Equipment_Cost","v":4819.1977367172867},null,null,null,null,2026,3000,{"$f":"ROUND(+K19*(1-Input!$C$32),0)","v":3000},null,0,"P",{"$f":"P18+1","v":2023}]
["kWh",null,null,null,{"$f":"+kWh","v":7894.4},null,null,null,null,2027,3000,{"$f":"ROUND(+K20*(1-Input!$C$32),0)","v":3000},null,0,"Q",2024]
["Energy",null,null,null,{"$f":"+Rates!D10","v":1.8180000000000001},null,null,null,null,2028,3000,{"$f":"ROUND(+K21*(1-Input!$C$32),0)","v":3000},null,0,"R",2025]
["kWh*Energy",null,null,null,{"$f":"+E20*E21","v":14352.019200000001},null,null,null,null,2029,3000,{"$f":"ROUND(+K22*(1-Input!$C$32),0)","v":3000},null,0,"S",2026]
[null,null,null,null,5,null,null,null,null,2030,3000,{"$f":"ROUND(+K23*(1-Input!$C$32),0)","v":3000},null,0,"T",2027]
["Winter kW",null,null,null,{"$f":"+Winter_kW","v":4.0919004028663037},null,null,null,null,2031,3000,{"$f":"ROUND(+K24*(1-Input!$C$32),0)","v":3000},null,0,"U",2028]
[null,null,null,null,{"$f":"+E23*E24","v":20.45950201433152},null,null,null,null,2032,3000,{"$f":"ROUND(+K25*(1-Input!$C$32),0)","v":3000},null,0,"V",2029]
[null,null,null,null,7,null,null,null,null,2033,3000,{"$f":"ROUND(+K26*(1-Input!$C$32),0)","v":3000},null,0,"W",2030]
["Summer kW",null,null,null,{"$f":"+Summer_kW","v":1.3197999082040042},null,null,null,null,2034,3000,{"$f":"ROUND(+K27*(1-Input!$C$32),0)","v":3000},null,0,"X",2031]
[null,null,null,null,{"$f":"+E26*E27","v":9.2385993574280292},null,null,null,null,2035,3000,{"$f":"ROUND(+K28*(1-Input!$C$32),0)","v":3000},null,0,"Y"]
["Sum",null,null,null,{"$f":"+E25+E28","v":29.698101371759549},null,null,null,null,2036,3000,{"$f":"ROUND(+K29*(1-Input!$C$32),0)","v":3000},null,0,"Z"]
["Demand",null,null,null,{"$f":"+Rates!E10","v":10.089499999999999},null,null,null,null,2037,3000,{"$f":"ROUND(+K30*(1-Input!$C$32),0)","v":3000},null,0,"AB"]
[null,null,null,null,{"$f":"+E29*E30","v":299.63899379036792},null,null,null,null,2038,3000,{"$f":"ROUND(+K31*(1-Input!$C$32),0)","v":3000},null,0,"AA"]
["CISimplePayback",null,null,null,{"$f":"IF(E31=0,0,+E19/E31)","v":16.083346415483135},null,null,null,null,2039,3000,{"$f":"ROUND(+K32*(1-Input!$C$32),0)","v":3000},null,0,"AB"]
[null,null,null,null,null,null,null,null,null,2040,3000,{"$f":"ROUND(+K33*(1-Input!$C$32),0)","v":3000},null,0,"AC"]
[null,null,null,null,null,null,null,null,null,2041,3000,{"$f":"ROUND(+K34*(1-Input!$C$32),0)","v":3000},null,0,"AD"]
[null,null,null,null,null,null,null,null,null,2042,3000,{"$f":"ROUND(+K35*(1-Input!$C$32),0)","v":3000},null,0,"AE"]
[null,null,null,null,null,null,null,null,null,2043,3000,{"$f":"ROUND(+K36*(1-Input!$C$32),0)","v":3000},null,0,"AF"]
[null,null,null,null,null,null,null,null,null,2044,3000,{"$f":"ROUND(+K37*(1-Input!$C$32),0)","v":3000},null,0,"AG"]
[null,null,null,null,null,null,null,null,null,2045,3000,{"$f":"ROUND(+K38*(1-Input!$C$32),0)","v":3000},null,0,"AH"]
[null,null,null,null,null,null,null,null,null,2046,3000,{"$f":"ROUND(+K39*(1-Input!$C$32),0)","v":3000},null,0,"AI"]
[null,null,null,null,null,null,null,null,null,2047,3000,{"$f":"ROUND(+K40*(1-Input!$C$32),0)","v":3000},null,0,"AJ"]
[null,null,null,null,null,null,null,null,null,2048,3000,{"$f":"ROUND(+K41*(1-Input!$C$32),0)","v":3000},null,0,"AK"]
[null,null,null,null,null,null,null,null,null,2049,3000,{"$f":"ROUND(+K42*(1-Input!$C$32),0)","v":3000},null,0,"AL"]
[null,null,null,null,null,null,null,null,null,null,null,null,null,0,"AM"]
[null,null,null,null,null,null,null,null,null,null,null,null,null,0,"AN"]
[null,null,null,null,null,null,null,null,null,null,null,null,null,0,"AO"]

{"sheet":"Title_RESULTS","index":9,"n_rows":93,"n_cols":9,"rows_kept":93,"cut":false,"hidden":false,"merged":[[0,0,0,17],[1,2,1,5]]}
[]
[null,null,"INPUT DATA - PART 1",null,null,null,null,"PSC FORM CE 1.1"]
[null,null,"PROGRAM TITLE:",{"$f":"+Input!C3","v":"Retro-Commissioning"},null,null,null,"PAGE 1 OF 1"]
[null,null,null,null,null,null,null,"RUN DATE:",{"$f":"NOW()","v":"2019-05-14T07:54:57.350"}]
[]
[null,"PROGRAM DEMAND SAVINGS & LINE LOSSES                ",null,null,null,null,"AVOIDED GENERATOR, TRANS. & DIST COSTS"]
["I.","(1) CUSTOMER KW REDUCTION AT THE METER ",{"$f":"IF(Input!$C$7>Input!$C$6,+Input!$C$7,+Input!$C$6)","v":4.0919004028663037},"KW /CUST",null,"IV.","(1)  BASE YEAR  ",{"$f":"+'Title Results Update'!C18","v":2020}]
["I.","(2) GENERATOR KW REDUCTION PER CUSTOMER",{"$f":"IF(Input!$C$10>0,+'EUE_Line Losses'!B25,+'EUE_Line Losses'!B26)","v":2.0405540192518337},"KW GEN/CUST",null,"IV.","(2)  IN-SERVICE YEAR FOR AVOIDED GENERATING UNIT",{"$f":"+'Title Results Update'!C19","v":2023}]
["I.","(3) KW LINE LOSS PERCENTAGE",{"$f":"IF(Input!$C$10>0,'EUE_Line Losses'!C10,'EUE_Line Losses'!D10)","v":7},"%",null,"IV.","(3)  IN-SERVICE YEAR FOR AVOIDED T & D ",{"$f":"+'Title Results Update'!C20","v":2021}]
["I.","(4) GENERATION KWH REDUCTION PER CUSTOMER",{"$f":"+($C$14/(1-C11/100))","v":8327.4261603375526},"KWH/CUST/YR",null,"IV.","(4)  BASE YEAR AVOIDED GENERATING UNIT COST",{"$f":"+'Title Results Update'!C21","v":526.29999999999995},"$/KW"]
["I.","(5) KWH LINE LOSS PERCENTAGE",{"$f":"IF(Input!$C$10>0,'EUE_Line Losses'!C11,'EUE_Line Losses'!D11)","v":5.2},"%",null,"IV.","(5)  BASE YEAR AVOIDED TRANSMISSION COST ",{"$f":"+'T&D Costs'!D6","v":34.9},"$/KW"]
["I.","(6) GROUP LINE LOSS MULTIPLIER",1,null,null,"IV.","(6)  BASE YEAR DISTRIBUTION COST  ",{"$f":"+'T&D Costs'!D7","v":82.37},"$/KW"]
["I.","(7) CUSTOMER KWH PROGRAM INCREASE AT METER",0,"KWH/CUST/YR",null,"IV.","(7)  GEN, TRAN, & DIST COST ESCALATION RATE ",{"$f":"+'Title Results Update'!C24","v":2.4},"%"]
["I.","(8)* CUSTOMER KWH REDUCTION AT METER ",{"$f":"+Input!C8","v":7894.4},"KWH/CUST/YR",null,"IV.","(8)  GENERATOR FIXED O & M COST ",{"$f":"+'Title Results Update'!C25","v":5.83},"$/KW/YR"]
[null,null,null,null,null,"IV.","(9)  GENERATOR FIXED O&M ESCALATION RATE ",{"$f":"+'Title Results Update'!C26","v":2.4},"%"]
[null,"ECONOMIC LIFE & K FACTORS",null,null,null,"IV.","(10) TRANSMISSION FIXED O & M COST ",{"$f":"+'T&D Costs'!D11","v":2.78},"$/KW/YR"]
["II.","(1) STUDY PERIOD FOR CONSERVATION PROGRAM ",{"$f":"+Input!C33","v":5},"YEARS",null,"IV.","(11) DISTRIBUTION FIXED O & M COST ",{"$f":"+'T&D Costs'!D12","v":11.34},"$/KW/YR"]
["II.","(2) GENERATOR ECONOMIC LIFE ",{"$f":"+'Title Results Update'!C4","v":25},"YEARS",null,"IV.","(12) T&D  FIXED O&M ESCALATION RATE ",{"$f":"+'Title Results Update'!C31","v":2.4},"%"]
["II.","(3) T & D  ECONOMIC LIFE  ",{"$f":"+'Title Results Update'!C5","v":25},"YEARS",null,"IV.","(13) AVOIDED GEN UNIT VARIABLE O & M COSTS ",{"$f":"+'Title Results Update'!C30","v":0.21},"CENTS/KWH"]
["II.","(4) K FACTOR FOR GENERATION  ",{"$f":"+'Title Results Update'!C6","v":1.5213000000000001},null,null,"IV.","(14) GENERATOR VARIABLE O&M COST ESCALATION RATE",{"$f":"+'Title Results Update'!C31","v":2.4},"%"]
["II.","(5) K FACTOR FOR T & D  ",{"$f":"+'Title Results Update'!C7","v":1.5213000000000001},null,null,"IV.","(15) GENERATOR CAPACITY FACTOR  ",{"$f":"+'Title Results Update'!C32","v":9.1},"%"]
[null,"(6)* SWITCH REV REQ(0) OR VAL-OF-DEF (1)",{"$f":"IF($C$17<25,1,0)","v":1},null,null,"IV.","(16) AVOIDED GENERATING UNIT FUEL COST  ",{"$f":"+'Title Results Update'!C33","v":3.75},"CENTS/KWH"]
[null,null,null,null,null,"IV.","(17) AVOIDED GEN UNIT FUEL ESCALATION RATE ",{"$f":"+'Title Results Update'!C34","v":4.54},"%"]
[null,null,null,null,null,"IV.","(18)* AVOIDED PURCHASE CAPACITY COST PER KW ",0,"$/KW/YR"]
[null,"UTILITY & CUSTOMER COSTS",null,null,null,"IV.","(19)* CAPACITY COST ESCALATION RATE ",0,"%"]
["III.","(1)  UTILITY NONRECURRING COST PER CUSTOMER ",{"$f":"+Input!C34","v":0},"$/CUST"]
["III.","(2)  UTILITY RECURRING COST PER CUSTOMER  ",{"$f":"+Input!C35","v":0},"$/CUST/YR"]
["III.","(3)  UTILITY COST ESCALATION RATE ",{"$f":"+'Title Results Update'!C10","v":2.4},"%"]
["III.","(4)  CUSTOMER EQUIPMENT COST ",{"$f":"+Input!C36","v":4819.1977367172867},"$/CUST",null,null,"NON-FUEL ENERGY AND DEMAND CHARGES"]
["III.","(5)  CUSTOMER EQUIPMENT ESCALATION RATE ",{"$f":"+'Title Results Update'!C11","v":2.2999999999999998},"%",null,"V.","(1) NON-FUEL COST IN CUSTOMER BILL ",{"$f":"IF(Input!$C$10=1,Rates!C10,Rates!D10)","v":1.8180000000000001},"CENTS/KWH"]
["III.","(6)  CUSTOMER O & M COST  ",{"$f":"+Input!C37","v":0},"$/CUST/YR",null,"V.","(2) NON-FUEL ESCALATION RATE  ",1,"%"]
["III.","(7)  CUSTOMER O & M ESCALATION RATE ",{"$f":"+'Title Results Update'!C12","v":2.2999999999999998},"%",null,"V.","(3) CUSTOMER DEMAND CHARGE PER KW  ",{"$f":"IF(Input!$C$10=1,0,Rates!E10)","v":10.089499999999999},"$/KW/MO"]
["III.","(8)*  CUSTOMER TAX CREDIT PER INSTALLATION ",{"$f":"+Input!C38","v":0},"$/CUST",null,"V.","(4) DEMAND CHARGE ESCALATION RATE ",1,"%"]
["III.","(9)*  CUSTOMER TAX CREDIT ESCALATION RATE ",0,"%",null,"V.","(5)* DIVERSITY and ANNUAL DEMAND ADJUSTMENT "]
["III.","(10)* INCREASED SUPPLY COSTS ",0,"$/CUST/YR",null,null,"       FACTOR FOR CUSTOMER BILL ",{"$f":"IF(Input!$C$9=0,0,Input!C42)","v":1}]
["III.","(11)* SUPPLY COSTS ESCALATION RATE ",0,"%"]
["III.","(12)* UTILITY DISCOUNT RATE ",{"$f":"+'Title Results Update'!C13","v":7.0800000000000002E-2}]
["III.","(13)* UTILITY AFUDC RATE  ",{"$f":"+'Title Results Update'!C14","v":6.4600000000000005E-2},null,null,null,"CALCULATED BENEFITS AND COSTS "]
["III.","(14)* UTILITY NON RECURRING REBATE/INCENTIVE ",{"$f":"+Input!C40","v":0},"$/CUST",null,null,"(1)* TRC TEST - BENEFIT/COST RATIO",{"$f":"+'Sheet7(F_23)'!H46","v":0.28829695852129889}]
["III.","(15)* UTILITY RECURRING REBATE/INCENTIVE ",{"$f":"+Input!C41","v":0},"$/CUST/YR",null,null,"(2)* PARTICIPANT NET BENEFITS (NPV) ",{"$f":"+'Sheet8(F_24)'!K44","v":-6213.0726571470841}]
["III.","(16)* UTILITY REBATE/INCENTIVE ESCAL RATE",{"$f":"+'Title Results Update'!C15","v":0},"%",null,null,"(3)* RIM TEST - BENEFIT/COST RATIO",{"$f":"+'Sheet9(F_25)'!J46","v":0.69057364949357458}]
[]
[]
[]
[]
[]
[]
[]
[]
[]
[]
[]
[]
[]
[]
[]
[]
[]
[]
[]
[]
[]
[]
[]
[]
[]
[]
[]
[]
[]
[]
[]
[]
[]
[]
[]
[]
[]
[]
[]
[]
[null," END OF EDITING AREA "]
[]
[]
[]
[]
[]
[]
[]
[]
[null,"YEARLY INPUT DATA: GO TO H5..Q76 & INPUT (Page 2)"]
[null,"PLEASE NOTE:  UTILITY NON-LEVELIZED REVENUE REQUIREMENT"]
[null,"  FACTORS AT RANGE NAMES GEN_RRTBL AND TRAN_RRTBL. "]

{"sheet":"Partcipation","index":10,"n_rows":111,"n_cols":22,"rows_kept":111,"cut":false,"hidden":false,"merged":[]}
[]
[null,null,null,null,null,null,"See N16 for Rev Requirements",null,"Do Not Print"]
[]
[]
[null,null,null,null,null,{"$f":"+Title_RESULTS!C3","v":"PROGRAM TITLE:"}]
[null,null,null,null,null,null,null,null,null,{"$f":"Title_RESULTS!I4","v":"2019-05-14T07:54:57.350"}]
["VI. YEARLY INPUT DATA"]
[]
[" ","(1)","(2)","(3)","(4)","(5)","(6)","(7)","(8)","(9)","(10)","(11)"]
[]
[null,null,"ADJUSTED",null,"REDUCED KWH","USED KWH","REPLACE.","PROGRAM","PROGRAM",null,null,"BLANK"]
[null,"CUMULATIVE","CUMULATIVE","UTIL AVG","PROGRAM","PROGRAM","FUEL COST","KW","KWH","OTHER","OTHER"]
[null,"TOTAL PARTIC.","PARTICIPATING","SYS. FUEL","MARGINAL","MARGINAL","OF AVOIDED","EFFECTIVENESS","EFFECTIVENESS","COSTS","BENEFITS"]
["YEAR","CUSTOMERS","CUSTOMERS","ADJ. COST","FUEL COST","FUEL COST","GENERATOR","FACTOR","FACTOR"]
[null,null,null,"(C/KWH)","(C/KWH)","(C/KWH)","(C/KWH)","P.U./KW","P.U./KWH","($000)","($000)","(C/KWH)"]
[{"$f":"Title_RESULTS!H7","v":2020},{"$f":"Input!K15","v":1000},{"$f":"Input!L15","v":1000},{"$f":"+Fuel!B7","v":2.4346125415616839},{"$f":"+Fuel!C7","v":2.9007096235579843},0,{"$f":"+Fuel!D7","v":2.878920847571778},1,1,0,0,0,0,null,null,null,null,null,null,null,null,{"$f":"+G16-D16","v":0.44430830601009408}]
[{"$f":"A16+1","v":2021},{"$f":"Input!K16","v":2000},{"$f":"Input!L16","v":2000},{"$f":"+Fuel!B8","v":2.5504842341169973},{"$f":"+Fuel!C8","v":2.8771156773211568},0,{"$f":"+Fuel!D8","v":3.037777795649506},1,1,0,0,0,0,null,null,null,null,null,null,null,null,{"$f":"+G17-D17","v":0.48729356153250869}]
[2022,{"$f":"Input!K17","v":3000},{"$f":"Input!L17","v":3000},{"$f":"+Fuel!B9","v":2.6444323106721059},{"$f":"+Fuel!C9","v":2.9693759512937596},0,{"$f":"+Fuel!D9","v":3.156234230110476},1,1,0,0,0,3.1238095238095234,null,null,null,null,null,null,null,null,0.51180191943837006]
[2023,{"$f":"Input!K18","v":3000},{"$f":"Input!L18","v":3000},{"$f":"+Fuel!B10","v":2.6227548717178779},{"$f":"+Fuel!C10","v":3.0911910197869106},0,{"$f":"+Fuel!D10","v":3.1726275779238713},1,1,0,0,0,3.28,null,null,null,null,null,null,null,null,0.54987270620599338]
[2024,{"$f":"Input!K19","v":3000},{"$f":"Input!L19","v":3000},{"$f":"+Fuel!B11","v":2.7715168291961763},{"$f":"+Fuel!C11","v":3.2126631754705528},0,{"$f":"+Fuel!D11","v":3.3145531776960602},1,1,0,0,0,3.444,null,null,null,null,null,null,null,null,0.54303634849988391]
[2025,{"$f":"Input!K20","v":3000},{"$f":"Input!L20","v":3000},{"$f":"+Fuel!B12","v":2.9305982282947132},{"$f":"+Fuel!C12","v":3.44943302891933},0,{"$f":"+Fuel!D12","v":3.4459033295335075},1,1,0,0,0,3.6162000000000001,null,null,null,null,null,null,null,null,0.51530510123879436]
[2026,{"$f":"Input!K21","v":3000},{"$f":"Input!L21","v":3000},{"$f":"+Fuel!B13","v":3.0631027844213077},{"$f":"+Fuel!C13","v":3.5600722983257227},0,{"$f":"+Fuel!D13","v":3.5575518290932058},1,1,0,0,0,3.7970099999999998,null,null,null,null,null,null,null,null,0.4944490446718981]
[2027,{"$f":"Input!K22","v":3000},{"$f":"Input!L22","v":3000},{"$f":"+Fuel!B14","v":3.2434612412261949},{"$f":"+Fuel!C14","v":3.7825608828006088},0,{"$f":"+Fuel!D14","v":3.7167866710763469},1,1,0,0,0,3.9868605000000001,null,null,null,null,null,null,null,null,0.47332542985015191]
[2028,{"$f":"Input!K23","v":3000},{"$f":"Input!L23","v":3000},{"$f":"+Fuel!B15","v":3.550601164924807},{"$f":"+Fuel!C15","v":4.1915148755312686},0,{"$f":"+Fuel!D15","v":4.000245139678956},1,1,0,0,0,4.1862035250000007,null,null,null,null,null,null,null,null,0.44964397475414897]
[2029,{"$f":"Input!K24","v":3000},{"$f":"Input!L24","v":3000},{"$f":"+Fuel!B16","v":3.7314962992555465},{"$f":"+Fuel!C16","v":4.4906392694063921},0,{"$f":"+Fuel!D16","v":4.1757985119859189},1,1,0,0,0,4.3955137012500005,null,null,null,null,null,null,null,null,0.4443022127303724]
[2030,{"$f":"Input!K25","v":3000},{"$f":"Input!L25","v":3000},{"$f":"+Fuel!B17","v":4.0656592081591345},{"$f":"+Fuel!C17","v":5.015795281582955},0,{"$f":"+Fuel!D17","v":4.4862812691028662},1,1,0,0,0,4.6152893863125009,null,null,null,null,null,null,null,null,0.42062206094373167]
[2031,{"$f":"Input!K26","v":3000},{"$f":"Input!L26","v":3000},{"$f":"+Fuel!B18","v":4.2058109461686648},{"$f":"+Fuel!C18","v":4.9971423135464237},0,{"$f":"+Fuel!D18","v":4.5978418797217948},1,1,0,0,0,4.846053855628127,null,null,null,null,null,null,null,null,0.39203093355313001]
[2032,{"$f":"Input!K27","v":3000},{"$f":"Input!L27","v":3000},{"$f":"+Fuel!B19","v":4.5058999642058986},{"$f":"+Fuel!C19","v":5.4614146933819034},0,{"$f":"+Fuel!D19","v":4.8737579639532447},1,1,0,0,0,5.088356548409533,null,null,null,null,null,null,null,null,0.36785799974734612]
[2033,{"$f":"Input!K28","v":3000},{"$f":"Input!L28","v":3000},{"$f":"+Fuel!B20","v":4.6004129453567648},{"$f":"+Fuel!C20","v":5.8241019786910195},0,{"$f":"+Fuel!D20","v":4.9849159980979767},1,1,0,0,0,5.3427743758300092,null,null,null,null,null,null,null,null,0.38450305274121188]
[2034,{"$f":"Input!K29","v":3000},{"$f":"Input!L29","v":3000},{"$f":"+Fuel!B21","v":4.9042461382423044},{"$f":"+Fuel!C21","v":6.095285388127853},0,{"$f":"+Fuel!D21","v":5.3065781615705188},1,1,0,0,0,5.6099130946215112,null,null,null,null,null,null,null,null,0.40233202332821438]
[2035,{"$f":"Input!K30","v":3000},{"$f":"Input!L30","v":3000},{"$f":"+Fuel!B22","v":5.1129070049770542},{"$f":"+Fuel!C22","v":6.7130251141552453},0,{"$f":"+Fuel!D22","v":5.5100494593143035},1,1,0,0,0,5.8904087493525861,null,null,"2010 Carbon, not used in 2015",null,null,null,null,null,0.39714245433724926]
[2036,{"$f":"Input!K31","v":3000},{"$f":"Input!L31","v":3000},{"$f":"+Fuel!B23","v":5.2847744997901769},{"$f":"+Fuel!C23","v":6.6304720704310984},0,{"$f":"+Fuel!D23","v":5.6211411762981891},1,1,0,0,0,6.1849291868202156,null,null,null,null,null,null,null,null,0.33636667650801222]
[2037,{"$f":"Input!K32","v":3000},{"$f":"Input!L32","v":3000},{"$f":"+Fuel!B24","v":5.5807770564484205},{"$f":"+Fuel!C24","v":7.0767998477929979},0,{"$f":"+Fuel!D24","v":5.9258024051756983},1,1,0,0,0,6.4941756461612261,null,null,null,null,null,null,null,null,0.34502534872727786]
[2038,{"$f":"Input!K33","v":3000},{"$f":"Input!L33","v":3000},{"$f":"+Fuel!B25","v":5.7122013149268902},{"$f":"+Fuel!C25","v":7.103603500761035},0,{"$f":"+Fuel!D25","v":6.048558103175024},1,1,0,0,0,6.8188844284692891,null,null,null,null,null,null,null,null,0.33635678824813375]
[2039,{"$f":"Input!K34","v":3000},{"$f":"Input!L34","v":3000},{"$f":"+Fuel!B26","v":5.9311440074959005},{"$f":"+Fuel!C26","v":7.1109550989345456},0,{"$f":"+Fuel!D26","v":6.2999948495983684},1,1,0,0,0,7.1598286498927539,null,null,null,null,null,null,null,null,0.36885084210246788]
[2040,{"$f":"Input!K35","v":3000},{"$f":"Input!L35","v":3000},{"$f":"+Fuel!B27","v":5.9993558290465137},{"$f":"+Fuel!C27","v":7.6517190346083792},0,{"$f":"+Fuel!D27","v":6.2927938198110338},1,1,0,0,0,7.5178200823873915,null,null,null,null,null,null,null,null,0.29343799076452015]
[2041,{"$f":"Input!K36","v":3000},{"$f":"Input!L36","v":3000},{"$f":"+Fuel!B28","v":6.2972812378773373},{"$f":"+Fuel!C28","v":7.8806697108066972},0,{"$f":"+Fuel!D28","v":6.6910882205082887},1,1,0,0,0,7.8937110865067632,null,null,null,null,null,null,null,null,0.39380698263095137]
[2042,{"$f":"Input!K37","v":3000},{"$f":"Input!L37","v":3000},{"$f":"+Fuel!B29","v":6.5926467956949741},{"$f":"+Fuel!C29","v":8.425266362252664},0,{"$f":"+Fuel!D29","v":7.04523428905663},1,1,0,0,0,8.2883966408321008,null,null,null,null,null,null,null,null,0.45258749336165582]
[2043,{"$f":"Input!K38","v":3000},{"$f":"Input!L38","v":3000},{"$f":"+Fuel!B30","v":6.7827977470582432},{"$f":"+Fuel!C30","v":8.6252663622526633},0,{"$f":"+Fuel!D30","v":7.3415875185455457},1,1,0,0,0,8.7028164728737067,null,null,null,null,null,null,null,null,0.55878977148730247]
[2044,{"$f":"Input!K39","v":3000},{"$f":"Input!L39","v":3000},{"$f":"+Fuel!B31","v":6.6829766871544454},{"$f":"+Fuel!C31","v":8.2932946265938057},0,{"$f":"+Fuel!D31","v":7.2669235074641634},1,1,0,0,0,9.1379572965173921,null,null,null,null,null,null,null,null,0.58394682030971801]
[2045,{"$f":"Input!K40","v":3000},{"$f":"Input!L40","v":3000},{"$f":"+Fuel!B32","v":6.9425881178580422},{"$f":"+Fuel!C32","v":8.6794596651445968},0,{"$f":"+Fuel!D32","v":7.4644711948240428},1,1,0,0,0,9.5948551613432613,null,null,null,null,null,null,null,null,0.52188307696600056]
[2046,0,0,{"$f":"+Fuel!B33","v":7.1850121592674032},{"$f":"+Fuel!C33","v":8.8250380517503793},0,{"$f":"+Fuel!D33","v":7.6869949487953013},1,1,0,0,0,10.074597919410424,null,null,null,null,null,null,null,null,0.5019827895278981]
[2047,0,0,{"$f":"+Fuel!B34","v":7.1736719285552573},{"$f":"+Fuel!C34","v":8.9505213089802123},0,{"$f":"+Fuel!D34","v":7.6738108158493761},1,1,0,0,0,10.578327815380947,null,null,null,null,null,null,null,null,0.50013888729411882]
[2048,0,0,{"$f":"+Fuel!B35","v":7.1739999999999995},{"$f":"+Fuel!C35","v":8.9510000000000005},0,{"$f":"+Fuel!D35","v":7.6739999999999995},1,1,0,0,0,{"$f":"+M43*1.05","v":11.107244206149995},null,null,null,null,null,null,null,null,0.5]
[2049,0,0,{"$f":"+Fuel!B36","v":7.1739999999999995},{"$f":"+Fuel!C36","v":8.9510000000000005},0,{"$f":"+Fuel!D36","v":7.6739999999999995},1,1,0,0,0,{"$f":"+M44*1.05","v":11.662606416457495},null,null,null,null,null,null,null,null,0.5]
[2050,0,{"$f":"ROUND(+B46*(1-$B$1),0)","v":0},{"$f":"+Fuel!B37","v":0},{"$f":"+Fuel!C37","v":0},0,{"$f":"+Fuel!D37","v":0},1,1,0,0,0]
[2051,0,0,{"$f":"+Fuel!B38","v":0},{"$f":"+Fuel!C38","v":0},0,{"$f":"+Fuel!D38","v":0},1,1,0,0,0]
[2052,0,0,{"$f":"+Fuel!B39","v":0},{"$f":"+Fuel!C39","v":0},0,{"$f":"+Fuel!D39","v":0},1,1,0,0,0]
[2053,0,0,{"$f":"+Fuel!B40","v":0},{"$f":"+Fuel!C40","v":0},0,{"$f":"+Fuel!D40","v":0},1,1,0,0,0]
[2054,0,0,{"$f":"+Fuel!B41","v":0},{"$f":"+Fuel!C41","v":0},0,{"$f":"+Fuel!D41","v":0},1,1,0,0,0]
[2055,0,0,{"$f":"+Fuel!B42","v":0},{"$f":"+Fuel!C42","v":0},0,{"$f":"+Fuel!D42","v":0},1,1,0,0,0]
[2056,0,0,{"$f":"+Fuel!B43","v":0},{"$f":"+Fuel!C43","v":0},0,{"$f":"+Fuel!D43","v":0},1,1,0,0,0]
[2057,0,0,{"$f":"+Fuel!B44","v":0},{"$f":"+Fuel!C44","v":0},0,{"$f":"+Fuel!D44","v":0},1,1,0,0,0]
[2058,0,0,{"$f":"+Fuel!B45","v":0},{"$f":"+Fuel!C45","v":0},0,{"$f":"+Fuel!D45","v":0},1,1,0,0,0]
[]
[]
[{"$f":"IF(Title_RESULTS!C22=1,4,2)","v":4}]
[{"$f":"IF(Title_RESULTS!C22=1,3,1)","v":3}]
[]
["Unit Size of Avoided Generation Unit",null,{"$f":"ROUND(+Title_RESULTS!C8*Partcipation!C26,0)","v":6122}]
[]
[]
[]
[]
[]
[]
[null," ","(1)","(2)","(3)","(4)","(5)","(6)","(7)","(8)","(9)","(10)","(11)"]
[null,null,null,"ADJUSTED",null,"REDUCED KWH","USED KWH","REPLACE.","PROGRAM","PROGRAM",null,null,"BLANK"]
[null,null,"CUMULATIVE","CUMULATIVE","UTIL AVG","PROGRAM","PROGRAM","FUEL COST","KW","KWH","OTHER","OTHER"]
[null,null,"TOTAL PARTIC.","PARTICIPATING","SYS. FUEL","MARGINAL","MARGINAL","OF AVOIDED","EFFECTIVENESS","EFFECTIVENESS","COSTS","BENEFITS"]
[null,"YEAR","CUSTOMERS","CUSTOMERS","ADJ. COST","FUEL COST","FUEL COST","GENERATOR","FACTOR","FACTOR"]
[null,null,null,0,"(C/KWH)","(C/KWH)","(C/KWH)","(C/KWH)","P.U./KW","P.U./KWH","($000)","($000)","(C/KWH)"]
[null,{"$f":"A16","v":2020},1000,1000,2.4346125415616839,2.9007096235579843,0,0,1,1,0,0,2.02]
[null,2021,2000,2000,2.5504842341169973,2.8771156773211568,0,0,1,1,0,0,2.1]
[null,2022,3000,3000,2.6444323106721059,2.9693759512937596,0,0,1,1,0,0,2.4]
[null,2023,3000,3000,2.6227548717178779,3.0911910197869106,0,0,1,1,0,0,2.41]
[null,2024,3000,3000,2.7715168291961763,3.2126631754705528,0,0,1,1,0,0,2.79]
[null,2025,3000,3000,2.9305982282947132,3.44943302891933,0,0,1,1,0,0,3.05]
[null,2026,3000,3000,3.0631027844213077,3.5600722983257227,0,0,1,1,0,0,3.18]
[null,2027,3000,3000,3.2434612412261949,3.7825608828006088,0,0,1,1,0,0,3.07]
[null,2028,3000,3000,3.550601164924807,4.1915148755312686,0,0,1,1,0,0,3.49]
[null,2029,3000,3000,3.7314962992555465,4.4906392694063921,0,0,1,1,0,0,3.53]
[null,{"$f":"A26","v":2030},3000,3000,4.0656592081591345,5.015795281582955,0,0,1,1,0,0,3.81]
[null,2031,3000,3000,4.2058109461686648,4.9971423135464237,0,0,1,1,0,0,4.29]
[null,2032,3000,3000,4.5058999642058986,5.4614146933819034,0,0,1,1,0,0,4.43]
[null,2033,3000,3000,4.6004129453567648,5.8241019786910195,0,0,1,1,0,0,4.6100000000000003]
[null,2034,3000,3000,4.9042461382423044,6.095285388127853,0,0,1,1,0,0,5.23]
[null,2035,3000,3000,5.1129070049770542,6.7130251141552453,0,0,1,1,0,0,5.38]
[null,2036,3000,3000,5.2847744997901769,6.6304720704310984,0,0,1,1,0,0,5.63]
[null,2037,3000,3000,5.5807770564484205,7.0767998477929979,0,0,1,1,0,0,6.18]
[null,2038,3000,3000,5.7122013149268902,7.103603500761035,0,0,1,1,0,0,6.57]
[null,2039,3000,3000,5.9311440074959005,7.1109550989345456,0,0,1,1,0,0,6.76]
[null,{"$f":"A36","v":2040},3000,3000,5.9993558290465137,7.6517190346083792,0,0,1,1,0,0,7.26]
[null,2041,3000,3000,6.2972812378773373,7.8806697108066972,0,0,1,1,0,0,7.3]
[null,2042,3000,3000,6.5926467956949741,8.425266362252664,0,0,1,1,0,0,7.35]
[null,2043,3000,3000,6.7827977470582432,8.6252663622526633,0,0,1,1,0,0,8.2100000000000009]
[null,2044,3000,3000,6.6829766871544454,8.2932946265938057,0,0,1,1,0,0,8.0399999999999991]
[null,2045,3000,3000,6.9425881178580422,8.6794596651445968,0,0,1,1,0,0,8.31]
[null,2046,0,0,7.1850121592674032,8.8250380517503793,0,0,1,1,0,0,9.0500000000000007]
[null,2047,0,0,7.1736719285552573,8.9505213089802123,0,0,1,1,0,0,8.99]
[null,2048,0,0,7.1739999999999995,8.9510000000000005,0,0,1,1,0,0,9.3699999999999992]
[null,2049,0,0,7.1739999999999995,8.9510000000000005,0,0,1,1,0,0,9.75]
[null,{"$f":"A46","v":2050},0,0,0,0,0,0,1,1,0,0,0]
[null,2051,0,0,0,0,0,0,1,1,0,0,0]
[null,{"$f":"A48","v":2052},0,{"$f":"C48","v":0},0,0,0,0,1,1,0,0,0]
[null,2053,0,0,0,0,0,0,1,1,0,0,0]
[null,2054,0,0,0,0,0,0,1,1,0,0,0]
[null,2055,0,0,0,0,0,0,1,1,0,0,0]
[null,2056,0,0,0,0,0,0,1,1,0,0,0]
[null,2057,0,0,0,0,0,0,1,1,0,0,0]
[null,2058,0,0,0,0,0,0,1,1,0,0,0]

{"sheet":"f-11B","index":11,"n_rows":63,"n_cols":19,"rows_kept":63,"cut":false,"hidden":false,"merged":[[2,2,2,9]]}
[]
[]
[null,null,"CALCULATION OF AFUDC AND IN-SERVICE COST OF PLANT",null,null,null,null,null,null,null,"PSC FORM CE 1.1B"]
[null,null,null,null,"PLANT: ",{"$f":"+Title_RESULTS!H8","v":2023},"Avoided Unit",null,null,null,"PAGE 1 OF 1"]
[null,null,null,null,null,null,null,null,null,null,{"$f":"+Title_RESULTS!I4","v":"2019-05-14T07:54:57.350"}]
[]
[]
["(1)","(2)","(3)","(4)","(5)","(6)","(7)","(8)","(9)","(10)","(11)"]
[]
[null,"NO. YEARS","PLANT","CUMULATIVE",null,null,"CUMULATIVE","CUMULATIVE","YEARLY","INCREMENTAL","CUMULATIVE",null,"      <-- INPUTS FOR OTHER COSTS & BENEFITS - EXTERNALLY CALC., FORMS 2.3, 2.4, & 2.5 -->"]
[null,"BEFORE","ESCALATION","ESCALATION","YEARLY","ANNUAL","AVERAGE","SPENDING","TOTAL","YEAR-END","YEAR-END",null,null,"(1)","(2)","(3)","(4)","(5)","(6)"]
[null,"INSERVICE","RATE","FACTOR","EXPENDITURE","SPENDING","SPENDING","WITH AFUDC","AFUDC","BOOK VALUE","BOOK VALUE",null,null,"    <-- FORM 2.3 --->",null,"    <---- FORM 2.4  --->",null,"       <---- FORM 2.5  ---->"]
["YEAR",null,"(%)",null,"(%)","($/KW)","($/KW)","($/KW)","($/KW)","($/KW)","($/KW)",null,"YEAR","OTHER COST","OTHER BEN","OTH COST","OTHER BENEFITS","COSTS","BENEFITS"]
[{"$f":"A15-1","v":2011},null,0,1,0,0,0,{"$f":"+F14","v":0},{"$f":"+H14-G14","v":0},{"$f":"H14","v":0},{"$f":"+J14","v":0},null,null,"($000)","($000)","($000)","($000)","($000)","($000)"]
[2012,null,0,1,0,0,0,0,0,0,{"$f":"K14+J15","v":0},null,{"$f":"+Title_RESULTS!H7","v":2020},0,{"$f":"(+Title_RESULTS!$C$10*(Partcipation!$C16)*(Partcipation!$L16/100))/1000","v":0},0,0,0,{"$f":"(+Title_RESULTS!$C$10*(Partcipation!$C16)*(Partcipation!$L16/100))/1000","v":0}]
[2013,null,0,1,0,0,0,0,0,0,{"$f":"K15+J16","v":0},null,{"$f":"+M15+1","v":2021},0,{"$f":"(+Title_RESULTS!$C$10*(Partcipation!$C17)*(Partcipation!$L17/100))/1000","v":0},0,0,0,{"$f":"(+Title_RESULTS!$C$10*(Partcipation!$C17)*(Partcipation!$L17/100))/1000","v":0}]
[2014,null,0,1,0,0,0,0,0,0,0,null,2022,0,{"$f":"(+Title_RESULTS!$C$10*(Partcipation!$C18)*(Partcipation!$L18/100))/1000","v":0},0,0,0,{"$f":"(+Title_RESULTS!$C$10*(Partcipation!$C18)*(Partcipation!$L18/100))/1000","v":0}]
[2015,null,0,1,0,0,0,0,0,0,0,null,2023,0,{"$f":"(+Title_RESULTS!$C$10*(Partcipation!$C19)*(Partcipation!$L19/100))/1000","v":0},0,0,0,{"$f":"(+Title_RESULTS!$C$10*(Partcipation!$C19)*(Partcipation!$L19/100))/1000","v":0}]
[2016,null,0,1,0,0,0,0,0,0,0,null,2024,0,{"$f":"(+Title_RESULTS!$C$10*(Partcipation!$C20)*(Partcipation!$L20/100))/1000","v":0},0,0,0,{"$f":"(+Title_RESULTS!$C$10*(Partcipation!$C20)*(Partcipation!$L20/100))/1000","v":0}]
[2017,null,0,1,0,0,0,0,0,0,0,null,2025,0,{"$f":"(+Title_RESULTS!$C$10*(Partcipation!$C21)*(Partcipation!$L21/100))/1000","v":0},0,0,0,{"$f":"(+Title_RESULTS!$C$10*(Partcipation!$C21)*(Partcipation!$L21/100))/1000","v":0}]
[2018,-5,2.4E-2,1,0,0,0,0,0,0,0,null,2026,0,{"$f":"(+Title_RESULTS!$C$10*(Partcipation!$C22)*(Partcipation!$L22/100))/1000","v":0},0,0,0,{"$f":"(+Title_RESULTS!$C$10*(Partcipation!$C22)*(Partcipation!$L22/100))/1000","v":0}]
[2019,-4,2.4E-2,{"$f":"+D21*1.024","v":1.024},0,0,0,0,0,{"$f":"H22","v":0},0,null,2027,0,{"$f":"(+Title_RESULTS!$C$10*(Partcipation!$C23)*(Partcipation!$L23/100))/1000","v":0},0,0,0,{"$f":"(+Title_RESULTS!$C$10*(Partcipation!$C23)*(Partcipation!$L23/100))/1000","v":0}]
[2020,-3,2.4E-2,{"$f":"+D22*1.024","v":1.048576},{"$f":"'Spending Curve'!F6","v":0.19510218303564666},{"$f":"'Spending Curve'!L13","v":112.82461103253182},{"$f":"'Spending Curve'!H13","v":109.29420084865629},112.82461103253182,3.5304101838755315,{"$f":"H23","v":112.82461103253182},112.82461103253182,null,2028,0,{"$f":"(+Title_RESULTS!$C$10*(Partcipation!$C24)*(Partcipation!$L24/100))/1000","v":0},0,0,0,{"$f":"(+Title_RESULTS!$C$10*(Partcipation!$C24)*(Partcipation!$L24/100))/1000","v":0}]
[2021,-2,2.4E-2,{"$f":"+D23*1.024","v":1.0737418240000001},{"$f":"'Spending Curve'!F7","v":0.55940099077398542},{"$f":"'Spending Curve'!L14","v":330.5516265912305},{"$f":"'Spending Curve'!H14","v":313.37057991513433},330.5516265912305,17.181046676096173,{"$f":"H24","v":330.5516265912305},443.37623762376234,null,2029,0,{"$f":"(+Title_RESULTS!$C$10*(Partcipation!$C25)*(Partcipation!$L25/100))/1000","v":0},0,0,0,{"$f":"(+Title_RESULTS!$C$10*(Partcipation!$C25)*(Partcipation!$L25/100))/1000","v":0}]
[{"$f":"A26-1","v":2022},-1,2.4E-2,{"$f":"+D24*1.024","v":1.0995116277760002},{"$f":"'Spending Curve'!F8","v":0.24549682619036797},{"$f":"'Spending Curve'!L15","v":169.27298444130125},{"$f":"'Spending Curve'!H15","v":137.52475247524751},169.27298444130125,31.748231966053737,{"$f":"H25","v":169.27298444130125},612.64922206506355,null,2030,0,{"$f":"(+Title_RESULTS!$C$10*(Partcipation!$C26)*(Partcipation!$L26/100))/1000","v":0},0,0,0,{"$f":"(+Title_RESULTS!$C$10*(Partcipation!$C26)*(Partcipation!$L26/100))/1000","v":0}]
[{"$f":"C29","v":2023},0,2.4E-2,{"$f":"+D25*1.024","v":1.1258999068426243},{"$f":"'Spending Curve'!F9","v":0},{"$f":"'Spending Curve'!L16","v":0},{"$f":"'Spending Curve'!H16","v":0},{"$f":"+F26","v":0},{"$f":"+H26-G26","v":0},{"$f":"H26","v":0},0,null,2031,0,{"$f":"(+Title_RESULTS!$C$10*(Partcipation!$C27)*(Partcipation!$L27/100))/1000","v":0},0,0,0,{"$f":"(+Title_RESULTS!$C$10*(Partcipation!$C27)*(Partcipation!$L27/100))/1000","v":0}]
[null,null,null,null,null,null,null,null,null,null,null,null,2032,0,{"$f":"(+Title_RESULTS!$C$10*(Partcipation!$C28)*(Partcipation!$L28/100))/1000","v":0},0,0,0,{"$f":"(+Title_RESULTS!$C$10*(Partcipation!$C28)*(Partcipation!$L28/100))/1000","v":0}]
[null,null,null,null,null,null,null,null,null,null,null,null,2033,0,{"$f":"(+Title_RESULTS!$C$10*(Partcipation!$C29)*(Partcipation!$L29/100))/1000","v":0},0,0,0,{"$f":"(+Title_RESULTS!$C$10*(Partcipation!$C29)*(Partcipation!$L29/100))/1000","v":0}]
["IN-SERVICE YEAR   =",null,{"$f":"+Title_RESULTS!H8","v":2023},null,null,null,null,null,null,{"$f":"SUM(J16:J28)","v":612.64922206506355},null,null,2034,0,{"$f":"(+Title_RESULTS!$C$10*(Partcipation!$C30)*(Partcipation!$L30/100))/1000","v":0},0,0,0,{"$f":"(+Title_RESULTS!$C$10*(Partcipation!$C30)*(Partcipation!$L30/100))/1000","v":0}]
[null,null,null,null,null,null,null,null,null,null,null,null,2035,0,{"$f":"(+Title_RESULTS!$C$10*(Partcipation!$C31)*(Partcipation!$L31/100))/1000","v":0},0,0,0,{"$f":"(+Title_RESULTS!$C$10*(Partcipation!$C31)*(Partcipation!$L31/100))/1000","v":0}]
["PLANT COSTS (2023$)",null,{"$f":"+Title_RESULTS!H10","v":526.29999999999995},null,null,null,null,null,null,null,null,null,2036,0,{"$f":"(+Title_RESULTS!$C$10*(Partcipation!$C32)*(Partcipation!$L32/100))/1000","v":0},0,0,0,{"$f":"(+Title_RESULTS!$C$10*(Partcipation!$C32)*(Partcipation!$L32/100))/1000","v":0}]
["AFUDC RATE:",null,{"$f":"+Title_RESULTS!C38","v":6.4600000000000005E-2},null,null,null,null,null,null,null,null,null,2037,0,{"$f":"(+Title_RESULTS!$C$10*(Partcipation!$C33)*(Partcipation!$L33/100))/1000","v":0},0,0,0,{"$f":"(+Title_RESULTS!$C$10*(Partcipation!$C33)*(Partcipation!$L33/100))/1000","v":0}]
[null,null,null,null,null,null,null,null,null,null,null,null,2038,0,{"$f":"(+Title_RESULTS!$C$10*(Partcipation!$C34)*(Partcipation!$L34/100))/1000","v":0},0,0,0,{"$f":"(+Title_RESULTS!$C$10*(Partcipation!$C34)*(Partcipation!$L34/100))/1000","v":0}]
[null,null,null,null,null,null,null,null,null,null,null,null,2039,0,{"$f":"(+Title_RESULTS!$C$10*(Partcipation!$C35)*(Partcipation!$L35/100))/1000","v":0},0,0,0,{"$f":"(+Title_RESULTS!$C$10*(Partcipation!$C35)*(Partcipation!$L35/100))/1000","v":0}]
[null,null,null,null,null,null,null,null,null,null,null,null,2040,0,{"$f":"(+Title_RESULTS!$C$10*(Partcipation!$C36)*(Partcipation!$L36/100))/1000","v":0},0,0,0,{"$f":"(+Title_RESULTS!$C$10*(Partcipation!$C36)*(Partcipation!$L36/100))/1000","v":0}]
[null,null,null,null,null,null,null,null,null,null,null,null,2041,0,{"$f":"(+Title_RESULTS!$C$10*(Partcipation!$C37)*(Partcipation!$L37/100))/1000","v":0},0,0,0,{"$f":"(+Title_RESULTS!$C$10*(Partcipation!$C37)*(Partcipation!$L37/100))/1000","v":0}]
[null,null,null,null,null,null,null,null,null,null,null,null,2042,0,{"$f":"(+Title_RESULTS!$C$10*(Partcipation!$C38)*(Partcipation!$L38/100))/1000","v":0},0,0,0,{"$f":"(+Title_RESULTS!$C$10*(Partcipation!$C38)*(Partcipation!$L38/100))/1000","v":0}]
[null,null,null,null,null,null,null,null,null,null,null,null,2043,0,{"$f":"(+Title_RESULTS!$C$10*(Partcipation!$C39)*(Partcipation!$L39/100))/1000","v":0},0,0,0,{"$f":"(+Title_RESULTS!$C$10*(Partcipation!$C39)*(Partcipation!$L39/100))/1000","v":0}]
[null,null,null,null,null,null,null,null,null,null,null,null,2044,0,{"$f":"(+Title_RESULTS!$C$10*(Partcipation!$C40)*(Partcipation!$L40/100))/1000","v":0},0,0,0,{"$f":"(+Title_RESULTS!$C$10*(Partcipation!$C40)*(Partcipation!$L40/100))/1000","v":0}]
[null,null,null,null,null,null,null,null,null,null,null,null,2045,0,{"$f":"(+Title_RESULTS!$C$10*(Partcipation!$C41)*(Partcipation!$L41/100))/1000","v":0},0,0,0,{"$f":"(+Title_RESULTS!$C$10*(Partcipation!$C41)*(Partcipation!$L41/100))/1000","v":0}]
[null,null,null,null,null,null,null,null,null,null,null,null,2046,0,{"$f":"(+Title_RESULTS!$C$10*(Partcipation!$C42)*(Partcipation!$L42/100))/1000","v":0},0,0,0,{"$f":"(+Title_RESULTS!$C$10*(Partcipation!$C42)*(Partcipation!$L42/100))/1000","v":0}]
[null,null,null,null,null,null,null,null,null,null,null,null,2047,0,{"$f":"(+Title_RESULTS!$C$10*(Partcipation!$C43)*(Partcipation!$L43/100))/1000","v":0},0,0,0,{"$f":"(+Title_RESULTS!$C$10*(Partcipation!$C43)*(Partcipation!$L43/100))/1000","v":0}]
[null,null,null,null,null,null,null,null,null,null,null,null,2048,0,{"$f":"(+Title_RESULTS!$C$10*(Partcipation!$C44)*(Partcipation!$L44/100))/1000","v":0},0,0,0,{"$f":"(+Title_RESULTS!$C$10*(Partcipation!$C44)*(Partcipation!$L44/100))/1000","v":0}]
[null,null,null,null,null,null,null,null,null,null,null,null,2049,0,{"$f":"(+Title_RESULTS!$C$10*(Partcipation!$C45)*(Partcipation!$L45/100))/1000","v":0},0,0,0,{"$f":"(+Title_RESULTS!$C$10*(Partcipation!$C45)*(Partcipation!$L45/100))/1000","v":0}]
[null,null,null,null,null,null,null,null,null,null,null,null,2050,0,{"$f":"(+Title_RESULTS!$C$10*(Partcipation!$C46)*(Partcipation!$L46/100))/1000","v":0},0,0,0,{"$f":"(+Title_RESULTS!$C$10*(Partcipation!$C46)*(Partcipation!$L46/100))/1000","v":0}]
[null,null,null,null,null,null,null,null,null,null,null,null,2051,0,{"$f":"(+Title_RESULTS!$C$10*(Partcipation!$C47)*(Partcipation!$L47/100))/1000","v":0},0,0,0,{"$f":"(+Title_RESULTS!$C$10*(Partcipation!$C47)*(Partcipation!$L47/100))/1000","v":0}]
[null,null,null,null,null,null,null,null,null,null,null,null,2052,0,{"$f":"(+Title_RESULTS!$C$10*(Partcipation!$C48)*(Partcipation!$L48/100))/1000","v":0},0,0,0,{"$f":"(+Title_RESULTS!$C$10*(Partcipation!$C48)*(Partcipation!$L48/100))/1000","v":0}]
[null,null,null,null,null,null,null,null,null,null,null,null,2053,0,{"$f":"(+Title_RESULTS!$C$10*(Partcipation!$C49)*(Partcipation!$L49/100))/1000","v":0},0,0,0,{"$f":"(+Title_RESULTS!$C$10*(Partcipation!$C49)*(Partcipation!$L49/100))/1000","v":0}]
[null,null,null,null,null,null,null,null,null,null,null,null,2054,0,{"$f":"(+Title_RESULTS!$C$10*(Partcipation!$C50)*(Partcipation!$L50/100))/1000","v":0},0,0,0,{"$f":"(+Title_RESULTS!$C$10*(Partcipation!$C50)*(Partcipation!$L50/100))/1000","v":0}]
[null,null,null,null,null,null,null,null,null,null,null,null,2055,0,{"$f":"(+Title_RESULTS!$C$10*(Partcipation!$C51)*(Partcipation!$L51/100))/1000","v":0},0,0,0,{"$f":"(+Title_RESULTS!$C$10*(Partcipation!$C51)*(Partcipation!$L51/100))/1000","v":0}]
[null,null,null,null,null,null,null,null,null,null,null,null,2056,0,{"$f":"(+Title_RESULTS!$C$10*(Partcipation!$C52)*(Partcipation!$L52/100))/1000","v":0},0,0,0,{"$f":"(+Title_RESULTS!$C$10*(Partcipation!$C52)*(Partcipation!$L52/100))/1000","v":0}]
[null,null,null,null,null,null,null,null,null,null,null,null,2057,0,{"$f":"(+Title_RESULTS!$C$10*(Partcipation!$C53)*(Partcipation!$L53/100))/1000","v":0},0,0,0,{"$f":"(+Title_RESULTS!$C$10*(Partcipation!$C53)*(Partcipation!$L53/100))/1000","v":0}]
[null,null,null,null,null,null,null,null,null,null,null,null,"      PSC FORM CE 1.1"]
[null,null,null,null,null,null,null,null,null,null,null,null,"          PAGE 1 OF 1",null,"*"]
[null,null,null,null,null,null,null,null,null,null,null,null,"Run date:",37062]
[null,null,null,null,null,null,null,null,null,null,null,null,null,37062.555219907408,"*"]
[]
[null,null,null,null,null,null,null,null,null,null,null,null,null,null,"*"]
[]
[null,null,null,null,null,null,null,null,null,null,null,null,2001,null,"*"]
[null,null,null,null,null,null,null,null,null,null,null,null,2004]
[]
[null,null,null,null,null,null,null,{"$f":"2885*1000/177000","v":16.299435028248588}]

{"sheet":"Sheet3(F_21)","index":12,"n_rows":46,"n_cols":10,"rows_kept":46,"cut":false,"hidden":false,"merged":[]}
[null,null,null,"AVOIDED GENERATION UNIT BENEFITS",null,null,null,null,null,"PSC FORM CE 2.1"]
[null,null,null,"PROGRAM:",{"$f":"+Input!C3","v":"Retro-Commissioning"},null,null,null,null,"Page 1 of 1"]
[null,null,null,null,null,null,null,null,null,{"$f":"+Title_RESULTS!I4","v":"2019-05-14T07:54:57.350"}]
["      "]
[null,null,"    * UNIT SIZE OF AVOIDED GENERATION UNIT =",null,null,null,{"$f":"ROUND(+Title_RESULTS!C8*Partcipation!C26,0)","v":6122},"KW   "]
[null,null,"    * INSERVICE COSTS OF AVOIDED GEN. UNIT (000) =",null,null,null,{"$f":"+'Value of Defferal'!E3","v":3750.638537482319}]
[]
[]
["(1)","(1A)*","(2)","(2A)*","(3)","(4)","(5)","(6)","(6A)*","(7)"]
[]
[null,null,"AVOIDED","AVOIDED","AVOIDED","AVOIDED","AVOIDED",null,"AVOIDED"]
[null,"    REVENUE","GEN UNIT","ANNUAL","UNIT","GEN UNIT","GEN UNIT",null,"PURCHASED","AVOIDED"]
[null,"REQUIREMENT","CAPACITY","UNIT","FIXED","VARIABLE","FUEL","REPLACEMENT","CAPACITY","GEN UNIT"]
[null,"FACTOR","COST","KWH GEN","O&M COST","O&M COST","COST","FUEL COST","COSTS","BENEFITS"]
["YEAR",null,"$(000)","(000)","$(000)","$(000)","$(000)","$(000)","$(000)","$(000)"]
[{"$f":"Title_RESULTS!H7","v":2020},{"$f":"VLOOKUP(A16,'Value of Defferal'!$B23:$F$61,'Value of Defferal'!$C$10)","v":0},{"$f":"VLOOKUP(A16,'Value of Defferal'!$B23:$F$61,'Value of Defferal'!$C$9)","v":0},{"$f":"IF((Title_RESULTS!$H$8-Title_RESULTS!$H$7)<=('Sheet3(F_21)'!A16-Title_RESULTS!$H$7),((Title_RESULTS!$C$8*Partcipation!$C$26*8760*Title_RESULTS!$H$21/100000)),0)","v":0},{"$f":"IF($G16=0,0,((Title_RESULTS!$H$14*((1+Title_RESULTS!$H$15/100)^($A16-Title_RESULTS!$H$7))*'EUE_Line Losses'!$B$25*Partcipation!$C$26))/1000)","v":0},{"$f":"IF($G16=0,0,(Title_RESULTS!$H$19/100*((1+Title_RESULTS!$H$20/100)^($A16-Title_RESULTS!$H$7))*+Partcipation!C26*1000)/1000)","v":0},{"$f":"(+Title_RESULTS!$H$22/100*((1+Title_RESULTS!$H$23/100)^(+'Sheet4(F_22)'!A16-Title_RESULTS!$H$7)))*'Sheet3(F_21)'!D16","v":0},{"$f":"IF($G16=0,0,(($D16))*(Partcipation!$G16/100))","v":0},{"$f":"IF($A16>=+Title_RESULTS!$H$8,+Partcipation!$C$60*Title_RESULTS!$H$24/1000*(1+Title_RESULTS!$H$25/100)^($A16-Title_RESULTS!$H$7),0)","v":0},{"$f":"(+C16+G16+E16+F16-H16+I16)*Partcipation!H16","v":0}]
[{"$f":"+Title_RESULTS!$H$7+1","v":2021},{"$f":"VLOOKUP(A17,'Value of Defferal'!$B24:$F$61,'Value of Defferal'!$C$10)","v":0},{"$f":"VLOOKUP(A17,'Value of Defferal'!$B24:$F$61,'Value of Defferal'!$C$9)","v":0},{"$f":"IF((Title_RESULTS!$H$8-Title_RESULTS!$H$7)<=('Sheet3(F_21)'!A17-Title_RESULTS!$H$7),((Title_RESULTS!$C$8*Partcipation!$C$26*8760*Title_RESULTS!$H$21/100000)),0)","v":0},{"$f":"IF($G17=0,0,((Title_RESULTS!$H$14*((1+Title_RESULTS!$H$15/100)^($A17-Title_RESULTS!$H$7))*'EUE_Line Losses'!$B$25*Partcipation!$C$26))/1000)","v":0},{"$f":"IF($G17=0,0,(Title_RESULTS!$H$19/100*((1+Title_RESULTS!$H$20/100)^($A17-Title_RESULTS!$H$7))*$D17*1000)/1000)","v":0},{"$f":"(+Title_RESULTS!$H$22/100*((1+Title_RESULTS!$H$23/100)^(+'Sheet4(F_22)'!A17-Title_RESULTS!$H$7)))*'Sheet3(F_21)'!D17","v":0},{"$f":"IF($G17=0,0,(($D17))*(Partcipation!$G17/100))","v":0},{"$f":"IF($A17>=+Title_RESULTS!$H$8,+Partcipation!$C$60*Title_RESULTS!$H$24/1000*(1+Title_RESULTS!$H$25/100)^($A17-Title_RESULTS!$H$7),0)","v":0},{"$f":"(+C17+G17+E17+F17-H17+I17)*Partcipation!H17","v":0}]
[{"$f":"+A17+1","v":2022},{"$f":"VLOOKUP(A18,'Value of Defferal'!$B25:$F$61,'Value of Defferal'!$C$10)","v":0},{"$f":"VLOOKUP(A18,'Value of Defferal'!$B25:$F$61,'Value of Defferal'!$C$9)","v":0},{"$f":"IF((Title_RESULTS!$H$8-Title_RESULTS!$H$7)<=('Sheet3(F_21)'!A18-Title_RESULTS!$H$7),((Title_RESULTS!$C$8*Partcipation!$C$26*8760*Title_RESULTS!$H$21/100000)),0)","v":0},{"$f":"IF($G18=0,0,((Title_RESULTS!$H$14*((1+Title_RESULTS!$H$15/100)^($A18-Title_RESULTS!$H$7))*'EUE_Line Losses'!$B$25*Partcipation!$C$26))/1000)","v":0},{"$f":"IF($G18=0,0,(Title_RESULTS!$H$19/100*((1+Title_RESULTS!$H$20/100)^($A18-Title_RESULTS!$H$7))*$D18*1000)/1000)","v":0},{"$f":"(+Title_RESULTS!$H$22/100*((1+Title_RESULTS!$H$23/100)^(+'Sheet4(F_22)'!A18-Title_RESULTS!$H$7)))*'Sheet3(F_21)'!D18","v":0},{"$f":"IF($G18=0,0,(($D18))*(Partcipation!$G18/100))","v":0},{"$f":"IF($A18>=+Title_RESULTS!$H$8,+Partcipation!$C$60*Title_RESULTS!$H$24/1000*(1+Title_RESULTS!$H$25/100)^($A18-Title_RESULTS!$H$7),0)","v":0},{"$f":"(+C18+G18+E18+F18-H18+I18)*Partcipation!H18","v":0}]
[{"$f":"+A18+1","v":2023},{"$f":"VLOOKUP(A19,'Value of Defferal'!$B26:$F$61,'Value of Defferal'!$C$10)","v":9.8822303554518626E-2},{"$f":"VLOOKUP(A19,'Value of Defferal'!$B26:$F$61,'Value of Defferal'!$C$9)","v":370.64674007435349},{"$f":"IF((Title_RESULTS!$H$8-Title_RESULTS!$H$7)<=('Sheet3(F_21)'!A19-Title_RESULTS!$H$7),((Title_RESULTS!$C$8*Partcipation!$C$26*8760*Title_RESULTS!$H$21/100000)),0)","v":4879.9441259603755},{"$f":"IF($G19=0,0,((Title_RESULTS!$H$14*((1+Title_RESULTS!$H$15/100)^($A19-Title_RESULTS!$H$7))*'EUE_Line Losses'!$B$25*Partcipation!$C$26))/1000)","v":38.445099573827044},{"$f":"IF($G19=0,0,(Title_RESULTS!$H$19/100*((1+Title_RESULTS!$H$20/100)^($A19-Title_RESULTS!$H$7))*$D19*1000)/1000)","v":11.003580224336236},{"$f":"(+Title_RESULTS!$H$22/100*((1+Title_RESULTS!$H$23/100)^(+'Sheet4(F_22)'!A19-Title_RESULTS!$H$7)))*'Sheet3(F_21)'!D19","v":209.0709075641995},{"$f":"IF($G19=0,0,(($D19))*(Partcipation!$G19/100))","v":154.8224531274949},{"$f":"IF($A19>=+Title_RESULTS!$H$8,+Partcipation!$C$60*Title_RESULTS!$H$24/1000*(1+Title_RESULTS!$H$25/100)^($A19-Title_RESULTS!$H$7),0)","v":0},{"$f":"(+C19+G19+E19+F19-H19+I19)*Partcipation!H19","v":474.34387430922141}]
[2024,{"$f":"VLOOKUP(A20,'Value of Defferal'!$B27:$F$61,'Value of Defferal'!$C$10)","v":0.10119403883982707},{"$f":"VLOOKUP(A20,'Value of Defferal'!$B27:$F$61,'Value of Defferal'!$C$9)","v":379.54226183613798},{"$f":"IF((Title_RESULTS!$H$8-Title_RESULTS!$H$7)<=('Sheet3(F_21)'!A20-Title_RESULTS!$H$7),((Title_RESULTS!$C$8*Partcipation!$C$26*8760*Title_RESULTS!$H$21/100000)),0)","v":4879.9441259603755},{"$f":"IF($G20=0,0,((Title_RESULTS!$H$14*((1+Title_RESULTS!$H$15/100)^($A20-Title_RESULTS!$H$7))*'EUE_Line Losses'!$B$25*Partcipation!$C$26))/1000)","v":39.367781963598887},{"$f":"IF($G20=0,0,(Title_RESULTS!$H$19/100*((1+Title_RESULTS!$H$20/100)^($A20-Title_RESULTS!$H$7))*$D20*1000)/1000)","v":11.267666149720306},{"$f":"(+Title_RESULTS!$H$22/100*((1+Title_RESULTS!$H$23/100)^(+'Sheet4(F_22)'!A20-Title_RESULTS!$H$7)))*'Sheet3(F_21)'!D20","v":218.56272676761421},{"$f":"IF($G20=0,0,(($D20))*(Partcipation!$G20/100))","v":161.74834309681185},{"$f":"IF($A20>=+Title_RESULTS!$H$8,+Partcipation!$C$60*Title_RESULTS!$H$24/1000*(1+Title_RESULTS!$H$25/100)^($A20-Title_RESULTS!$H$7),0)","v":0},{"$f":"(+C20+G20+E20+F20-H20+I20)*Partcipation!H20","v":486.99209362025954}]
[2025,{"$f":"VLOOKUP(A21,'Value of Defferal'!$B28:$F$61,'Value of Defferal'!$C$10)","v":0.10362269577198292},{"$f":"VLOOKUP(A21,'Value of Defferal'!$B28:$F$61,'Value of Defferal'!$C$9)","v":388.6512761202053},{"$f":"IF((Title_RESULTS!$H$8-Title_RESULTS!$H$7)<=('Sheet3(F_21)'!A21-Title_RESULTS!$H$7),((Title_RESULTS!$C$8*Partcipation!$C$26*8760*Title_RESULTS!$H$21/100000)),0)","v":4879.9441259603755},{"$f":"IF($G21=0,0,((Title_RESULTS!$H$14*((1+Title_RESULTS!$H$15/100)^($A21-Title_RESULTS!$H$7))*'EUE_Line Losses'!$B$25*Partcipation!$C$26))/1000)","v":40.312608730725266},{"$f":"IF($G21=0,0,(Title_RESULTS!$H$19/100*((1+Title_RESULTS!$H$20/100)^($A21-Title_RESULTS!$H$7))*$D21*1000)/1000)","v":11.538090137313594},{"$f":"(+Title_RESULTS!$H$22/100*((1+Title_RESULTS!$H$23/100)^(+'Sheet4(F_22)'!A21-Title_RESULTS!$H$7)))*'Sheet3(F_21)'!D21","v":228.48547456286391},{"$f":"IF($G21=0,0,(($D21))*(Partcipation!$G21/100))","v":168.15815711584341},{"$f":"IF($A21>=+Title_RESULTS!$H$8,+Partcipation!$C$60*Title_RESULTS!$H$24/1000*(1+Title_RESULTS!$H$25/100)^($A21-Title_RESULTS!$H$7),0)","v":0},{"$f":"(+C21+G21+E21+F21-H21+I21)*Partcipation!H21","v":500.82929243526462}]
[2026,{"$f":"VLOOKUP(A22,'Value of Defferal'!$B29:$F$61,'Value of Defferal'!$C$10)","v":0.10610964047051051},{"$f":"VLOOKUP(A22,'Value of Defferal'!$B29:$F$61,'Value of Defferal'!$C$9)","v":397.97890674709021},{"$f":"IF((Title_RESULTS!$H$8-Title_RESULTS!$H$7)<=('Sheet3(F_21)'!A22-Title_RESULTS!$H$7),((Title_RESULTS!$C$8*Partcipation!$C$26*8760*Title_RESULTS!$H$21/100000)),0)","v":4879.9441259603755},{"$f":"IF($G22=0,0,((Title_RESULTS!$H$14*((1+Title_RESULTS!$H$15/100)^($A22-Title_RESULTS!$H$7))*'EUE_Line Losses'!$B$25*Partcipation!$C$26))/1000)","v":41.280111340262664},{"$f":"IF($G22=0,0,(Title_RESULTS!$H$19/100*((1+Title_RESULTS!$H$20/100)^($A22-Title_RESULTS!$H$7))*$D22*1000)/1000)","v":11.815004300609118},{"$f":"(+Title_RESULTS!$H$22/100*((1+Title_RESULTS!$H$23/100)^(+'Sheet4(F_22)'!A22-Title_RESULTS!$H$7)))*'Sheet3(F_21)'!D22","v":238.85871510801795},{"$f":"IF($G22=0,0,(($D22))*(Partcipation!$G22/100))","v":173.60654151182979},{"$f":"IF($A22>=+Title_RESULTS!$H$8,+Partcipation!$C$60*Title_RESULTS!$H$24/1000*(1+Title_RESULTS!$H$25/100)^($A22-Title_RESULTS!$H$7),0)","v":0},{"$f":"(+C22+G22+E22+F22-H22+I22)*Partcipation!H22","v":516.32619598415022}]
[2027,{"$f":"VLOOKUP(A23,'Value of Defferal'!$B30:$F$61,'Value of Defferal'!$C$10)","v":0.10865627184180277},{"$f":"VLOOKUP(A23,'Value of Defferal'!$B30:$F$61,'Value of Defferal'!$C$9)","v":407.53040050902041},{"$f":"IF((Title_RESULTS!$H$8-Title_RESULTS!$H$7)<=('Sheet3(F_21)'!A23-Title_RESULTS!$H$7),((Title_RESULTS!$C$8*Partcipation!$C$26*8760*Title_RESULTS!$H$21/100000)),0)","v":4879.9441259603755},{"$f":"IF($G23=0,0,((Title_RESULTS!$H$14*((1+Title_RESULTS!$H$15/100)^($A23-Title_RESULTS!$H$7))*'EUE_Line Losses'!$B$25*Partcipation!$C$26))/1000)","v":42.270834012428978},{"$f":"IF($G23=0,0,(Title_RESULTS!$H$19/100*((1+Title_RESULTS!$H$20/100)^($A23-Title_RESULTS!$H$7))*$D23*1000)/1000)","v":12.098564403823739},{"$f":"(+Title_RESULTS!$H$22/100*((1+Title_RESULTS!$H$23/100)^(+'Sheet4(F_22)'!A23-Title_RESULTS!$H$7)))*'Sheet3(F_21)'!D23","v":249.70290077392201},{"$f":"IF($G23=0,0,(($D23))*(Partcipation!$G23/100))","v":181.37711282966836},{"$f":"IF($A23>=+Title_RESULTS!$H$8,+Partcipation!$C$60*Title_RESULTS!$H$24/1000*(1+Title_RESULTS!$H$25/100)^($A23-Title_RESULTS!$H$7),0)","v":0},{"$f":"(+C23+G23+E23+F23-H23+I23)*Partcipation!H23","v":530.22558686952675}]
[2028,{"$f":"VLOOKUP(A24,'Value of Defferal'!$B31:$F$61,'Value of Defferal'!$C$10)","v":0.11126402236600604},{"$f":"VLOOKUP(A24,'Value of Defferal'!$B31:$F$61,'Value of Defferal'!$C$9)","v":417.31113012123689},{"$f":"IF((Title_RESULTS!$H$8-Title_RESULTS!$H$7)<=('Sheet3(F_21)'!A24-Title_RESULTS!$H$7),((Title_RESULTS!$C$8*Partcipation!$C$26*8760*Title_RESULTS!$H$21/100000)),0)","v":4879.9441259603755},{"$f":"IF($G24=0,0,((Title_RESULTS!$H$14*((1+Title_RESULTS!$H$15/100)^($A24-Title_RESULTS!$H$7))*'EUE_Line Losses'!$B$25*Partcipation!$C$26))/1000)","v":43.285334028727263},{"$f":"IF($G24=0,0,(Title_RESULTS!$H$19/100*((1+Title_RESULTS!$H$20/100)^($A24-Title_RESULTS!$H$7))*$D24*1000)/1000)","v":12.388929949515507},{"$f":"(+Title_RESULTS!$H$22/100*((1+Title_RESULTS!$H$23/100)^(+'Sheet4(F_22)'!A24-Title_RESULTS!$H$7)))*'Sheet3(F_21)'!D24","v":261.03941246905811},{"$f":"IF($G24=0,0,(($D24))*(Partcipation!$G24/100))","v":195.20972771777863},{"$f":"IF($A24>=+Title_RESULTS!$H$8,+Partcipation!$C$60*Title_RESULTS!$H$24/1000*(1+Title_RESULTS!$H$25/100)^($A24-Title_RESULTS!$H$7),0)","v":0},{"$f":"(+C24+G24+E24+F24-H24+I24)*Partcipation!H24","v":538.81507885075905}]
[2029,{"$f":"VLOOKUP(A25,'Value of Defferal'!$B32:$F$61,'Value of Defferal'!$C$10)","v":0.11393435890279018},{"$f":"VLOOKUP(A25,'Value of Defferal'!$B32:$F$61,'Value of Defferal'!$C$9)","v":427.32659724414657},{"$f":"IF((Title_RESULTS!$H$8-Title_RESULTS!$H$7)<=('Sheet3(F_21)'!A25-Title_RESULTS!$H$7),((Title_RESULTS!$C$8*Partcipation!$C$26*8760*Title_RESULTS!$H$21/100000)),0)","v":4879.9441259603755},{"$f":"IF($G25=0,0,((Title_RESULTS!$H$14*((1+Title_RESULTS!$H$15/100)^($A25-Title_RESULTS!$H$7))*'EUE_Line Losses'!$B$25*Partcipation!$C$26))/1000)","v":44.32418204541672},{"$f":"IF($G25=0,0,(Title_RESULTS!$H$19/100*((1+Title_RESULTS!$H$20/100)^($A25-Title_RESULTS!$H$7))*$D25*1000)/1000)","v":12.686264268303878},{"$f":"(+Title_RESULTS!$H$22/100*((1+Title_RESULTS!$H$23/100)^(+'Sheet4(F_22)'!A25-Title_RESULTS!$H$7)))*'Sheet3(F_21)'!D25","v":272.89060179515337},{"$f":"IF($G25=0,0,(($D25))*(Partcipation!$G25/100))","v":203.77663419759762},{"$f":"IF($A25>=+Title_RESULTS!$H$8,+Partcipation!$C$60*Title_RESULTS!$H$24/1000*(1+Title_RESULTS!$H$25/100)^($A25-Title_RESULTS!$H$7),0)","v":0},{"$f":"(+C25+G25+E25+F25-H25+I25)*Partcipation!H25","v":553.45101115542275}]
[2030,{"$f":"VLOOKUP(A26,'Value of Defferal'!$B33:$F$61,'Value of Defferal'!$C$10)","v":0.11666878351645714},{"$f":"VLOOKUP(A26,'Value of Defferal'!$B33:$F$61,'Value of Defferal'!$C$9)","v":437.58243557800608},{"$f":"IF((Title_RESULTS!$H$8-Title_RESULTS!$H$7)<=('Sheet3(F_21)'!A26-Title_RESULTS!$H$7),((Title_RESULTS!$C$8*Partcipation!$C$26*8760*Title_RESULTS!$H$21/100000)),0)","v":4879.9441259603755},{"$f":"IF($G26=0,0,((Title_RESULTS!$H$14*((1+Title_RESULTS!$H$15/100)^($A26-Title_RESULTS!$H$7))*'EUE_Line Losses'!$B$25*Partcipation!$C$26))/1000)","v":45.387962414506717},{"$f":"IF($G26=0,0,(Title_RESULTS!$H$19/100*((1+Title_RESULTS!$H$20/100)^($A26-Title_RESULTS!$H$7))*$D26*1000)/1000)","v":12.990734610743171},{"$f":"(+Title_RESULTS!$H$22/100*((1+Title_RESULTS!$H$23/100)^(+'Sheet4(F_22)'!A26-Title_RESULTS!$H$7)))*'Sheet3(F_21)'!D26","v":285.27983511665332},{"$f":"IF($G26=0,0,(($D26))*(Partcipation!$G26/100))","v":218.9280192656459},{"$f":"IF($A26>=+Title_RESULTS!$H$8,+Partcipation!$C$60*Title_RESULTS!$H$24/1000*(1+Title_RESULTS!$H$25/100)^($A26-Title_RESULTS!$H$7),0)","v":0},{"$f":"(+C26+G26+E26+F26-H26+I26)*Partcipation!H26","v":562.31294845426351}]
[2031,{"$f":"VLOOKUP(A27,'Value of Defferal'!$B34:$F$61,'Value of Defferal'!$C$10)","v":0.11946883432085212},{"$f":"VLOOKUP(A27,'Value of Defferal'!$B34:$F$61,'Value of Defferal'!$C$9)","v":448.08441403187828},{"$f":"IF((Title_RESULTS!$H$8-Title_RESULTS!$H$7)<=('Sheet3(F_21)'!A27-Title_RESULTS!$H$7),((Title_RESULTS!$C$8*Partcipation!$C$26*8760*Title_RESULTS!$H$21/100000)),0)","v":4879.9441259603755},{"$f":"IF($G27=0,0,((Title_RESULTS!$H$14*((1+Title_RESULTS!$H$15/100)^($A27-Title_RESULTS!$H$7))*'EUE_Line Losses'!$B$25*Partcipation!$C$26))/1000)","v":46.477273512454893},{"$f":"IF($G27=0,0,(Title_RESULTS!$H$19/100*((1+Title_RESULTS!$H$20/100)^($A27-Title_RESULTS!$H$7))*$D27*1000)/1000)","v":13.30251224140101},{"$f":"(+Title_RESULTS!$H$22/100*((1+Title_RESULTS!$H$23/100)^(+'Sheet4(F_22)'!A27-Title_RESULTS!$H$7)))*'Sheet3(F_21)'!D27","v":298.23153963094944},{"$f":"IF($G27=0,0,(($D27))*(Partcipation!$G27/100))","v":224.37211473042984},{"$f":"IF($A27>=+Title_RESULTS!$H$8,+Partcipation!$C$60*Title_RESULTS!$H$24/1000*(1+Title_RESULTS!$H$25/100)^($A27-Title_RESULTS!$H$7),0)","v":0},{"$f":"(+C27+G27+E27+F27-H27+I27)*Partcipation!H27","v":581.72362468625374}]
[2032,{"$f":"VLOOKUP(A28,'Value of Defferal'!$B35:$F$61,'Value of Defferal'!$C$10)","v":0.12233608634455258},{"$f":"VLOOKUP(A28,'Value of Defferal'!$B35:$F$61,'Value of Defferal'!$C$9)","v":458.83843996864334},{"$f":"IF((Title_RESULTS!$H$8-Title_RESULTS!$H$7)<=('Sheet3(F_21)'!A28-Title_RESULTS!$H$7),((Title_RESULTS!$C$8*Partcipation!$C$26*8760*Title_RESULTS!$H$21/100000)),0)","v":4879.9441259603755},{"$f":"IF($G28=0,0,((Title_RESULTS!$H$14*((1+Title_RESULTS!$H$15/100)^($A28-Title_RESULTS!$H$7))*'EUE_Line Losses'!$B$25*Partcipation!$C$26))/1000)","v":47.592728076753801},{"$f":"IF($G28=0,0,(Title_RESULTS!$H$19/100*((1+Title_RESULTS!$H$20/100)^($A28-Title_RESULTS!$H$7))*$D28*1000)/1000)","v":13.621772535194632},{"$f":"(+Title_RESULTS!$H$22/100*((1+Title_RESULTS!$H$23/100)^(+'Sheet4(F_22)'!A28-Title_RESULTS!$H$7)))*'Sheet3(F_21)'!D28","v":311.77125153019455},{"$f":"IF($G28=0,0,(($D28))*(Partcipation!$G28/100))","v":237.83666547546235},{"$f":"IF($A28>=+Title_RESULTS!$H$8,+Partcipation!$C$60*Title_RESULTS!$H$24/1000*(1+Title_RESULTS!$H$25/100)^($A28-Title_RESULTS!$H$7),0)","v":0},{"$f":"(+C28+G28+E28+F28-H28+I28)*Partcipation!H28","v":593.987526635324}]
[2033,{"$f":"VLOOKUP(A29,'Value of Defferal'!$B36:$F$61,'Value of Defferal'!$C$10)","v":0.12527215241682185},{"$f":"VLOOKUP(A29,'Value of Defferal'!$B36:$F$61,'Value of Defferal'!$C$9)","v":469.85056252789087},{"$f":"IF((Title_RESULTS!$H$8-Title_RESULTS!$H$7)<=('Sheet3(F_21)'!A29-Title_RESULTS!$H$7),((Title_RESULTS!$C$8*Partcipation!$C$26*8760*Title_RESULTS!$H$21/100000)),0)","v":4879.9441259603755},{"$f":"IF($G29=0,0,((Title_RESULTS!$H$14*((1+Title_RESULTS!$H$15/100)^($A29-Title_RESULTS!$H$7))*'EUE_Line Losses'!$B$25*Partcipation!$C$26))/1000)","v":48.73495355059589},{"$f":"IF($G29=0,0,(Title_RESULTS!$H$19/100*((1+Title_RESULTS!$H$20/100)^($A29-Title_RESULTS!$H$7))*$D29*1000)/1000)","v":13.948695076039304},{"$f":"(+Title_RESULTS!$H$22/100*((1+Title_RESULTS!$H$23/100)^(+'Sheet4(F_22)'!A29-Title_RESULTS!$H$7)))*'Sheet3(F_21)'!D29","v":325.92566634966539},{"$f":"IF($G29=0,0,(($D29))*(Partcipation!$G29/100))","v":243.26111543324123},{"$f":"IF($A29>=+Title_RESULTS!$H$8,+Partcipation!$C$60*Title_RESULTS!$H$24/1000*(1+Title_RESULTS!$H$25/100)^($A29-Title_RESULTS!$H$7),0)","v":0},{"$f":"(+C29+G29+E29+F29-H29+I29)*Partcipation!H29","v":615.19876207095012}]
[2034,{"$f":"VLOOKUP(A30,'Value of Defferal'!$B37:$F$61,'Value of Defferal'!$C$10)","v":0.12827868407482557},{"$f":"VLOOKUP(A30,'Value of Defferal'!$B37:$F$61,'Value of Defferal'!$C$9)","v":481.12697602856019},{"$f":"IF((Title_RESULTS!$H$8-Title_RESULTS!$H$7)<=('Sheet3(F_21)'!A30-Title_RESULTS!$H$7),((Title_RESULTS!$C$8*Partcipation!$C$26*8760*Title_RESULTS!$H$21/100000)),0)","v":4879.9441259603755},{"$f":"IF($G30=0,0,((Title_RESULTS!$H$14*((1+Title_RESULTS!$H$15/100)^($A30-Title_RESULTS!$H$7))*'EUE_Line Losses'!$B$25*Partcipation!$C$26))/1000)","v":49.904592435810187},{"$f":"IF($G30=0,0,(Title_RESULTS!$H$19/100*((1+Title_RESULTS!$H$20/100)^($A30-Title_RESULTS!$H$7))*$D30*1000)/1000)","v":14.283463757864245},{"$f":"(+Title_RESULTS!$H$22/100*((1+Title_RESULTS!$H$23/100)^(+'Sheet4(F_22)'!A30-Title_RESULTS!$H$7)))*'Sheet3(F_21)'!D30","v":340.72269160194026},{"$f":"IF($G30=0,0,(($D30))*(Partcipation!$G30/100))","v":258.95804928505663},{"$f":"IF($A30>=+Title_RESULTS!$H$8,+Partcipation!$C$60*Title_RESULTS!$H$24/1000*(1+Title_RESULTS!$H$25/100)^($A30-Title_RESULTS!$H$7),0)","v":0},{"$f":"(+C30+G30+E30+F30-H30+I30)*Partcipation!H30","v":627.07967453911829}]
[2035,{"$f":"VLOOKUP(A31,'Value of Defferal'!$B38:$F$61,'Value of Defferal'!$C$10)","v":0.13135737249262139},{"$f":"VLOOKUP(A31,'Value of Defferal'!$B38:$F$61,'Value of Defferal'!$C$9)","v":492.6740234532457},{"$f":"IF((Title_RESULTS!$H$8-Title_RESULTS!$H$7)<=('Sheet3(F_21)'!A31-Title_RESULTS!$H$7),((Title_RESULTS!$C$8*Partcipation!$C$26*8760*Title_RESULTS!$H$21/100000)),0)","v":4879.9441259603755},{"$f":"IF($G31=0,0,((Title_RESULTS!$H$14*((1+Title_RESULTS!$H$15/100)^($A31-Title_RESULTS!$H$7))*'EUE_Line Losses'!$B$25*Partcipation!$C$26))/1000)","v":51.102302654269643},{"$f":"IF($G31=0,0,(Title_RESULTS!$H$19/100*((1+Title_RESULTS!$H$20/100)^($A31-Title_RESULTS!$H$7))*$D31*1000)/1000)","v":14.62626688805299},{"$f":"(+Title_RESULTS!$H$22/100*((1+Title_RESULTS!$H$23/100)^(+'Sheet4(F_22)'!A31-Title_RESULTS!$H$7)))*'Sheet3(F_21)'!D31","v":356.19150180066839},{"$f":"IF($G31=0,0,(($D31))*(Partcipation!$G31/100))","v":268.88733492731978},{"$f":"IF($A31>=+Title_RESULTS!$H$8,+Partcipation!$C$60*Title_RESULTS!$H$24/1000*(1+Title_RESULTS!$H$25/100)^($A31-Title_RESULTS!$H$7),0)","v":0},{"$f":"(+C31+G31+E31+F31-H31+I31)*Partcipation!H31","v":645.70675986891695}]
[2036,{"$f":"VLOOKUP(A32,'Value of Defferal'!$B39:$F$61,'Value of Defferal'!$C$10)","v":0.13450994943244429},{"$f":"VLOOKUP(A32,'Value of Defferal'!$B39:$F$61,'Value of Defferal'!$C$9)","v":504.49820001612352},{"$f":"IF((Title_RESULTS!$H$8-Title_RESULTS!$H$7)<=('Sheet3(F_21)'!A32-Title_RESULTS!$H$7),((Title_RESULTS!$C$8*Partcipation!$C$26*8760*Title_RESULTS!$H$21/100000)),0)","v":4879.9441259603755},{"$f":"IF($G32=0,0,((Title_RESULTS!$H$14*((1+Title_RESULTS!$H$15/100)^($A32-Title_RESULTS!$H$7))*'EUE_Line Losses'!$B$25*Partcipation!$C$26))/1000)","v":52.328757917972098},{"$f":"IF($G32=0,0,(Title_RESULTS!$H$19/100*((1+Title_RESULTS!$H$20/100)^($A32-Title_RESULTS!$H$7))*$D32*1000)/1000)","v":14.977297293366258},{"$f":"(+Title_RESULTS!$H$22/100*((1+Title_RESULTS!$H$23/100)^(+'Sheet4(F_22)'!A32-Title_RESULTS!$H$7)))*'Sheet3(F_21)'!D32","v":372.36259598241878},{"$f":"IF($G32=0,0,(($D32))*(Partcipation!$G32/100))","v":274.30854864470342},{"$f":"IF($A32>=+Title_RESULTS!$H$8,+Partcipation!$C$60*Title_RESULTS!$H$24/1000*(1+Title_RESULTS!$H$25/100)^($A32-Title_RESULTS!$H$7),0)","v":0},{"$f":"(+C32+G32+E32+F32-H32+I32)*Partcipation!H32","v":669.85830256517715}]
[2037,{"$f":"VLOOKUP(A33,'Value of Defferal'!$B40:$F$61,'Value of Defferal'!$C$10)","v":0.13773818821882297},{"$f":"VLOOKUP(A33,'Value of Defferal'!$B40:$F$61,'Value of Defferal'!$C$9)","v":516.60615681651052},{"$f":"IF((Title_RESULTS!$H$8-Title_RESULTS!$H$7)<=('Sheet3(F_21)'!A33-Title_RESULTS!$H$7),((Title_RESULTS!$C$8*Partcipation!$C$26*8760*Title_RESULTS!$H$21/100000)),0)","v":4879.9441259603755},{"$f":"IF($G33=0,0,((Title_RESULTS!$H$14*((1+Title_RESULTS!$H$15/100)^($A33-Title_RESULTS!$H$7))*'EUE_Line Losses'!$B$25*Partcipation!$C$26))/1000)","v":53.584648108003435},{"$f":"IF($G33=0,0,(Title_RESULTS!$H$19/100*((1+Title_RESULTS!$H$20/100)^($A33-Title_RESULTS!$H$7))*$D33*1000)/1000)","v":15.336752428407051},{"$f":"(+Title_RESULTS!$H$22/100*((1+Title_RESULTS!$H$23/100)^(+'Sheet4(F_22)'!A33-Title_RESULTS!$H$7)))*'Sheet3(F_21)'!D33","v":389.26785784002067},{"$f":"IF($G33=0,0,(($D33))*(Partcipation!$G33/100))","v":289.1758463873901},{"$f":"IF($A33>=+Title_RESULTS!$H$8,+Partcipation!$C$60*Title_RESULTS!$H$24/1000*(1+Title_RESULTS!$H$25/100)^($A33-Title_RESULTS!$H$7),0)","v":0},{"$f":"(+C33+G33+E33+F33-H33+I33)*Partcipation!H33","v":685.61956880555158}]
[2038,{"$f":"VLOOKUP(A34,'Value of Defferal'!$B41:$F$61,'Value of Defferal'!$C$10)","v":0.14104390473607473},{"$f":"VLOOKUP(A34,'Value of Defferal'!$B41:$F$61,'Value of Defferal'!$C$9)","v":529.00470458010682},{"$f":"IF((Title_RESULTS!$H$8-Title_RESULTS!$H$7)<=('Sheet3(F_21)'!A34-Title_RESULTS!$H$7),((Title_RESULTS!$C$8*Partcipation!$C$26*8760*Title_RESULTS!$H$21/100000)),0)","v":4879.9441259603755},{"$f":"IF($G34=0,0,((Title_RESULTS!$H$14*((1+Title_RESULTS!$H$15/100)^($A34-Title_RESULTS!$H$7))*'EUE_Line Losses'!$B$25*Partcipation!$C$26))/1000)","v":54.870679662595506},{"$f":"IF($G34=0,0,(Title_RESULTS!$H$19/100*((1+Title_RESULTS!$H$20/100)^($A34-Title_RESULTS!$H$7))*$D34*1000)/1000)","v":15.704834486688817},{"$f":"(+Title_RESULTS!$H$22/100*((1+Title_RESULTS!$H$23/100)^(+'Sheet4(F_22)'!A34-Title_RESULTS!$H$7)))*'Sheet3(F_21)'!D34","v":406.94061858595762},{"$f":"IF($G34=0,0,(($D34))*(Partcipation!$G34/100))","v":295.16625586118988},{"$f":"IF($A34>=+Title_RESULTS!$H$8,+Partcipation!$C$60*Title_RESULTS!$H$24/1000*(1+Title_RESULTS!$H$25/100)^($A34-Title_RESULTS!$H$7),0)","v":0},{"$f":"(+C34+G34+E34+F34-H34+I34)*Partcipation!H34","v":711.35458145415896}]
[2039,{"$f":"VLOOKUP(A35,'Value of Defferal'!$B42:$F$61,'Value of Defferal'!$C$10)","v":0.14442895844974052},{"$f":"VLOOKUP(A35,'Value of Defferal'!$B42:$F$61,'Value of Defferal'!$C$9)","v":541.70081749002941},{"$f":"IF((Title_RESULTS!$H$8-Title_RESULTS!$H$7)<=('Sheet3(F_21)'!A35-Title_RESULTS!$H$7),((Title_RESULTS!$C$8*Partcipation!$C$26*8760*Title_RESULTS!$H$21/100000)),0)","v":4879.9441259603755},{"$f":"IF($G35=0,0,((Title_RESULTS!$H$14*((1+Title_RESULTS!$H$15/100)^($A35-Title_RESULTS!$H$7))*'EUE_Line Losses'!$B$25*Partcipation!$C$26))/1000)","v":56.187575974497811},{"$f":"IF($G35=0,0,(Title_RESULTS!$H$19/100*((1+Title_RESULTS!$H$20/100)^($A35-Title_RESULTS!$H$7))*$D35*1000)/1000)","v":16.081750514369354},{"$f":"(+Title_RESULTS!$H$22/100*((1+Title_RESULTS!$H$23/100)^(+'Sheet4(F_22)'!A35-Title_RESULTS!$H$7)))*'Sheet3(F_21)'!D35","v":425.41572266976016},{"$f":"IF($G35=0,0,(($D35))*(Partcipation!$G35/100))","v":307.43622859878178},{"$f":"IF($A35>=+Title_RESULTS!$H$8,+Partcipation!$C$60*Title_RESULTS!$H$24/1000*(1+Title_RESULTS!$H$25/100)^($A35-Title_RESULTS!$H$7),0)","v":0},{"$f":"(+C35+G35+E35+F35-H35+I35)*Partcipation!H35","v":731.94963804987492}]
[2040,{"$f":"VLOOKUP(A36,'Value of Defferal'!$B43:$F$61,'Value of Defferal'!$C$10)","v":0.14789525345253429},{"$f":"VLOOKUP(A36,'Value of Defferal'!$B43:$F$61,'Value of Defferal'!$C$9)","v":554.70163710979011},{"$f":"IF((Title_RESULTS!$H$8-Title_RESULTS!$H$7)<=('Sheet3(F_21)'!A36-Title_RESULTS!$H$7),((Title_RESULTS!$C$8*Partcipation!$C$26*8760*Title_RESULTS!$H$21/100000)),0)","v":4879.9441259603755},{"$f":"IF($G36=0,0,((Title_RESULTS!$H$14*((1+Title_RESULTS!$H$15/100)^($A36-Title_RESULTS!$H$7))*'EUE_Line Losses'!$B$25*Partcipation!$C$26))/1000)","v":57.536077797885753},{"$f":"IF($G36=0,0,(Title_RESULTS!$H$19/100*((1+Title_RESULTS!$H$20/100)^($A36-Title_RESULTS!$H$7))*$D36*1000)/1000)","v":16.467712526714216},{"$f":"(+Title_RESULTS!$H$22/100*((1+Title_RESULTS!$H$23/100)^(+'Sheet4(F_22)'!A36-Title_RESULTS!$H$7)))*'Sheet3(F_21)'!D36","v":444.72959647896732},{"$f":"IF($G36=0,0,(($D36))*(Partcipation!$G36/100))","v":307.0848223686661},{"$f":"IF($A36>=+Title_RESULTS!$H$8,+Partcipation!$C$60*Title_RESULTS!$H$24/1000*(1+Title_RESULTS!$H$25/100)^($A36-Title_RESULTS!$H$7),0)","v":0},{"$f":"(+C36+G36+E36+F36-H36+I36)*Partcipation!H36","v":766.35020154469123}]
[2041,{"$f":"VLOOKUP(A37,'Value of Defferal'!$B44:$F$61,'Value of Defferal'!$C$10)","v":0.15144473953539511},{"$f":"VLOOKUP(A37,'Value of Defferal'!$B44:$F$61,'Value of Defferal'!$C$9)","v":568.014476400425},{"$f":"IF((Title_RESULTS!$H$8-Title_RESULTS!$H$7)<=('Sheet3(F_21)'!A37-Title_RESULTS!$H$7),((Title_RESULTS!$C$8*Partcipation!$C$26*8760*Title_RESULTS!$H$21/100000)),0)","v":4879.9441259603755},{"$f":"IF($G37=0,0,((Title_RESULTS!$H$14*((1+Title_RESULTS!$H$15/100)^($A37-Title_RESULTS!$H$7))*'EUE_Line Losses'!$B$25*Partcipation!$C$26))/1000)","v":58.916943665035021},{"$f":"IF($G37=0,0,(Title_RESULTS!$H$19/100*((1+Title_RESULTS!$H$20/100)^($A37-Title_RESULTS!$H$7))*$D37*1000)/1000)","v":16.862937627355358},{"$f":"(+Title_RESULTS!$H$22/100*((1+Title_RESULTS!$H$23/100)^(+'Sheet4(F_22)'!A37-Title_RESULTS!$H$7)))*'Sheet3(F_21)'!D37","v":464.92032015911252},{"$f":"IF($G37=0,0,(($D37))*(Partcipation!$G37/100))","v":326.52136657952087},{"$f":"IF($A37>=+Title_RESULTS!$H$8,+Partcipation!$C$60*Title_RESULTS!$H$24/1000*(1+Title_RESULTS!$H$25/100)^($A37-Title_RESULTS!$H$7),0)","v":0},{"$f":"(+C37+G37+E37+F37-H37+I37)*Partcipation!H37","v":782.19331127240707}]
[2042,{"$f":"VLOOKUP(A38,'Value of Defferal'!$B45:$F$61,'Value of Defferal'!$C$10)","v":0.1550794132842446},{"$f":"VLOOKUP(A38,'Value of Defferal'!$B45:$F$61,'Value of Defferal'!$C$9)","v":581.64682383403522},{"$f":"IF((Title_RESULTS!$H$8-Title_RESULTS!$H$7)<=('Sheet3(F_21)'!A38-Title_RESULTS!$H$7),((Title_RESULTS!$C$8*Partcipation!$C$26*8760*Title_RESULTS!$H$21/100000)),0)","v":4879.9441259603755},{"$f":"IF($G38=0,0,((Title_RESULTS!$H$14*((1+Title_RESULTS!$H$15/100)^($A38-Title_RESULTS!$H$7))*'EUE_Line Losses'!$B$25*Partcipation!$C$26))/1000)","v":60.330950312995846},{"$f":"IF($G38=0,0,(Title_RESULTS!$H$19/100*((1+Title_RESULTS!$H$20/100)^($A38-Title_RESULTS!$H$7))*$D38*1000)/1000)","v":17.267648130411882},{"$f":"(+Title_RESULTS!$H$22/100*((1+Title_RESULTS!$H$23/100)^(+'Sheet4(F_22)'!A38-Title_RESULTS!$H$7)))*'Sheet3(F_21)'!D38","v":486.02770269433626},{"$f":"IF($G38=0,0,(($D38))*(Partcipation!$G38/100))","v":343.80349684896527},{"$f":"IF($A38>=+Title_RESULTS!$H$8,+Partcipation!$C$60*Title_RESULTS!$H$24/1000*(1+Title_RESULTS!$H$25/100)^($A38-Title_RESULTS!$H$7),0)","v":0},{"$f":"(+C38+G38+E38+F38-H38+I38)*Partcipation!H38","v":801.46962812281367}]
[2043,{"$f":"VLOOKUP(A39,'Value of Defferal'!$B46:$F$61,'Value of Defferal'!$C$10)","v":0.15880131920306648},{"$f":"VLOOKUP(A39,'Value of Defferal'!$B46:$F$61,'Value of Defferal'!$C$9)","v":595.60634760605217},{"$f":"IF((Title_RESULTS!$H$8-Title_RESULTS!$H$7)<=('Sheet3(F_21)'!A39-Title_RESULTS!$H$7),((Title_RESULTS!$C$8*Partcipation!$C$26*8760*Title_RESULTS!$H$21/100000)),0)","v":4879.9441259603755},{"$f":"IF($G39=0,0,((Title_RESULTS!$H$14*((1+Title_RESULTS!$H$15/100)^($A39-Title_RESULTS!$H$7))*'EUE_Line Losses'!$B$25*Partcipation!$C$26))/1000)","v":61.778893120507753},{"$f":"IF($G39=0,0,(Title_RESULTS!$H$19/100*((1+Title_RESULTS!$H$20/100)^($A39-Title_RESULTS!$H$7))*$D39*1000)/1000)","v":17.682071685541771},{"$f":"(+Title_RESULTS!$H$22/100*((1+Title_RESULTS!$H$23/100)^(+'Sheet4(F_22)'!A39-Title_RESULTS!$H$7)))*'Sheet3(F_21)'!D39","v":508.09336039665914},{"$f":"IF($G39=0,0,(($D39))*(Partcipation!$G39/100))","v":358.26536886350345},{"$f":"IF($A39>=+Title_RESULTS!$H$8,+Partcipation!$C$60*Title_RESULTS!$H$24/1000*(1+Title_RESULTS!$H$25/100)^($A39-Title_RESULTS!$H$7),0)","v":0},{"$f":"(+C39+G39+E39+F39-H39+I39)*Partcipation!H39","v":824.89530394525741}]
[2044,{"$f":"VLOOKUP(A40,'Value of Defferal'!$B47:$F$61,'Value of Defferal'!$C$10)","v":0.16261255086394008},{"$f":"VLOOKUP(A40,'Value of Defferal'!$B47:$F$61,'Value of Defferal'!$C$9)","v":609.90089994859738},{"$f":"IF((Title_RESULTS!$H$8-Title_RESULTS!$H$7)<=('Sheet3(F_21)'!A40-Title_RESULTS!$H$7),((Title_RESULTS!$C$8*Partcipation!$C$26*8760*Title_RESULTS!$H$21/100000)),0)","v":4879.9441259603755},{"$f":"IF($G40=0,0,((Title_RESULTS!$H$14*((1+Title_RESULTS!$H$15/100)^($A40-Title_RESULTS!$H$7))*'EUE_Line Losses'!$B$25*Partcipation!$C$26))/1000)","v":63.26158655539993},{"$f":"IF($G40=0,0,(Title_RESULTS!$H$19/100*((1+Title_RESULTS!$H$20/100)^($A40-Title_RESULTS!$H$7))*$D40*1000)/1000)","v":18.106441405994772},{"$f":"(+Title_RESULTS!$H$22/100*((1+Title_RESULTS!$H$23/100)^(+'Sheet4(F_22)'!A40-Title_RESULTS!$H$7)))*'Sheet3(F_21)'!D40","v":531.16079895866756},{"$f":"IF($G40=0,0,(($D40))*(Partcipation!$G40/100))","v":354.62180684053118},{"$f":"IF($A40>=+Title_RESULTS!$H$8,+Partcipation!$C$60*Title_RESULTS!$H$24/1000*(1+Title_RESULTS!$H$25/100)^($A40-Title_RESULTS!$H$7),0)","v":0},{"$f":"(+C40+G40+E40+F40-H40+I40)*Partcipation!H40","v":867.80792002812836}]
[]
["NOMINAL",null,{"$f":"SUM(C16:C41)","v":10578.824228042085},107358.77077112829,1097.2818774542709,314.05899064176714,7625.6517988368005,5547.3260097074335,0,14068.490885267493]
[]
["NPV",null,{"$f":"NPV(Title_RESULTS!$C$37,C17:C41)+'Sheet3(F_21)'!C16","v":4323.0096282614732},null,{"$f":"NPV(Title_RESULTS!$C$37,E17:E41)+'Sheet3(F_21)'!E16","v":448.40144981117351},{"$f":"NPV(Title_RESULTS!$C$37,F17:F41)+'Sheet3(F_21)'!F16","v":128.3394081534633},{"$f":"NPV(Title_RESULTS!$C$37,G17:G41)+'Sheet3(F_21)'!G16","v":2945.4046085440536},{"$f":"NPV(Title_RESULTS!$C$37,H17:H41)+'Sheet3(F_21)'!H16","v":2162.9831224416962},{"$f":"NPV(Title_RESULTS!$C$37,I17:I41)+'Sheet3(F_21)'!I16","v":0},{"$f":"NPV(Title_RESULTS!$C$37,J17:J41)+'Sheet3(F_21)'!J16","v":5682.1719723284641}]
[]
["* SUPPLEMENTAL INFORMATION NOT SPECIFIED IN WORKBOOK"]

{"sheet":"Sheet5(p_5)","index":13,"n_rows":46,"n_cols":7,"rows_kept":46,"cut":false,"hidden":false,"merged":[]}
[null,"       * WORKSHEET : DSM PROGRAM FUEL SAVINGS",null,null,null,"WORKSHEET FOR FORM CE 2.2"]
[null,"       PROGRAM:",{"$f":"+Input!C3","v":"Retro-Commissioning"},null,null,"Page 1 of 1"]
[null,null,null,null,null,{"$f":"+Title_RESULTS!I4","v":"2019-05-14T07:54:57.350"}]
[]
[]
[]
[]
["(1)","(2)","(3)","(4)","(5)","(6)","(7)"]
[]
[null,"REDUCTION",null,"INCREASE",null,"NET"]
[null,"IN KWH","AVOIDED","IN KWH","INCREASED","AVOIDED","EFFECTIVE"]
[null,"GENERATION","MARGINAL","GENERATION","MARGINAL","PROGRAM","PROGRAM"]
[null,"NET NEW CUST","FUEL COST -","NET NEW CUST","FUEL COST -","FUEL","FUEL"]
[null," KWH ","REDUCED KWH"," KWH ","INCREASE KWH","SAVINGS","SAVINGS"]
["YEAR","(000)","$(000)","(000)","$(000)","$(000)","$(000)"]
[{"$f":"+Title_RESULTS!H7","v":2020},{"$f":"(+Partcipation!$C15+(Partcipation!$C16-Partcipation!$C15)/2)*Title_RESULTS!$C$10/1000","v":4163.7130801687763},{"$f":"$B16*'Sheet2(F_12)'!$E16/100","v":120.77722601379827},{"$f":"(+Partcipation!$C15+(Partcipation!$C16-Partcipation!$C15)/2)*(+Title_RESULTS!$C$31/(1-Title_RESULTS!$C$11/100))/1000","v":0},{"$f":"+$D16*'Sheet2(F_12)'!$F16/100","v":0},{"$f":"+C16-E16","v":120.77722601379827},{"$f":"+$F16*'Sheet2(F_12)'!$I16","v":120.77722601379827}]
[{"$f":"+A16+1","v":2021},{"$f":"(+Partcipation!$C16+(Partcipation!$C17-Partcipation!$C16)/2)*Title_RESULTS!$C$10/1000","v":12491.139240506329},{"$f":"$B17*'Sheet2(F_12)'!$E17/100","v":359.38452536462245},{"$f":"(+Partcipation!$C16+(Partcipation!$C17-Partcipation!$C16)/2)*(+Title_RESULTS!$C$31/(1-Title_RESULTS!$C$11/100))/1000","v":0},{"$f":"+$D17*'Sheet2(F_12)'!$F17/100","v":0},{"$f":"+C17-E17","v":359.38452536462245},{"$f":"+$F17*'Sheet2(F_12)'!$I17","v":359.38452536462245}]
[{"$f":"+A17+1","v":2022},{"$f":"(+Partcipation!$C17+(Partcipation!$C18-Partcipation!$C17)/2)*Title_RESULTS!$C$10/1000","v":20818.56540084388},{"$f":"$B18*'Sheet2(F_12)'!$E18/100","v":618.18147441702149},{"$f":"(+Partcipation!$C17+(Partcipation!$C18-Partcipation!$C17)/2)*(+Title_RESULTS!$C$31/(1-Title_RESULTS!$C$11/100))/1000","v":0},{"$f":"+$D18*'Sheet2(F_12)'!$F18/100","v":0},{"$f":"+C18-E18","v":618.18147441702149},{"$f":"+$F18*'Sheet2(F_12)'!$I18","v":618.18147441702149}]
[{"$f":"+A18+1","v":2023},{"$f":"(+Partcipation!$C18+(Partcipation!$C19-Partcipation!$C18)/2)*Title_RESULTS!$C$10/1000","v":24982.278481012658},{"$f":"$B19*'Sheet2(F_12)'!$E19/100","v":772.24994894322106},{"$f":"(+Partcipation!$C18+(Partcipation!$C19-Partcipation!$C18)/2)*(+Title_RESULTS!$C$31/(1-Title_RESULTS!$C$11/100))/1000","v":0},{"$f":"+$D19*'Sheet2(F_12)'!$F19/100","v":0},{"$f":"+C19-E19","v":772.24994894322106},{"$f":"+$F19*'Sheet2(F_12)'!$I19","v":772.24994894322106}]
[2024,{"$f":"(+Partcipation!$C19+(Partcipation!$C20-Partcipation!$C19)/2)*Title_RESULTS!$C$10/1000","v":24982.278481012658},{"$f":"$B20*'Sheet2(F_12)'!$E20/100","v":802.59646115299779},{"$f":"(+Partcipation!$C19+(Partcipation!$C20-Partcipation!$C19)/2)*(+Title_RESULTS!$C$31/(1-Title_RESULTS!$C$11/100))/1000","v":0},{"$f":"+$D20*'Sheet2(F_12)'!$F20/100","v":0},802.59646115299779,{"$f":"+$F20*'Sheet2(F_12)'!$I20","v":802.59646115299779}]
[2025,{"$f":"(+Partcipation!$C20+(Partcipation!$C21-Partcipation!$C20)/2)*Title_RESULTS!$C$10/1000","v":24982.278481012658},{"$f":"$B21*'Sheet2(F_12)'!$E21/100","v":861.74696530065694},{"$f":"(+Partcipation!$C20+(Partcipation!$C21-Partcipation!$C20)/2)*(+Title_RESULTS!$C$31/(1-Title_RESULTS!$C$11/100))/1000","v":0},{"$f":"+$D21*'Sheet2(F_12)'!$F21/100","v":0},861.74696530065694,{"$f":"+$F21*'Sheet2(F_12)'!$I21","v":861.74696530065694}]
[2026,{"$f":"(+Partcipation!$C21+(Partcipation!$C22-Partcipation!$C21)/2)*Title_RESULTS!$C$10/1000","v":24982.278481012658},{"$f":"$B22*'Sheet2(F_12)'!$E22/100","v":889.38717569311984},{"$f":"(+Partcipation!$C21+(Partcipation!$C22-Partcipation!$C21)/2)*(+Title_RESULTS!$C$31/(1-Title_RESULTS!$C$11/100))/1000","v":0},{"$f":"+$D22*'Sheet2(F_12)'!$F22/100","v":0},889.38717569311984,{"$f":"+$F22*'Sheet2(F_12)'!$I22","v":889.38717569311984}]
[2027,{"$f":"(+Partcipation!$C22+(Partcipation!$C23-Partcipation!$C22)/2)*Title_RESULTS!$C$10/1000","v":24982.278481012658},{"$f":"$B23*'Sheet2(F_12)'!$E23/100","v":944.96989345509894},{"$f":"(+Partcipation!$C22+(Partcipation!$C23-Partcipation!$C22)/2)*(+Title_RESULTS!$C$31/(1-Title_RESULTS!$C$11/100))/1000","v":0},{"$f":"+$D23*'Sheet2(F_12)'!$F23/100","v":0},944.96989345509894,{"$f":"+$F23*'Sheet2(F_12)'!$I23","v":944.96989345509894}]
[2028,{"$f":"(+Partcipation!$C23+(Partcipation!$C24-Partcipation!$C23)/2)*Title_RESULTS!$C$10/1000","v":24982.278481012658},{"$f":"$B24*'Sheet2(F_12)'!$E24/100","v":1047.1359187782925},{"$f":"(+Partcipation!$C23+(Partcipation!$C24-Partcipation!$C23)/2)*(+Title_RESULTS!$C$31/(1-Title_RESULTS!$C$11/100))/1000","v":0},{"$f":"+$D24*'Sheet2(F_12)'!$F24/100","v":0},1047.1359187782925,{"$f":"+$F24*'Sheet2(F_12)'!$I24","v":1047.1359187782925}]
[2029,{"$f":"(+Partcipation!$C24+(Partcipation!$C25-Partcipation!$C24)/2)*Title_RESULTS!$C$10/1000","v":24982.278481012658},{"$f":"$B25*'Sheet2(F_12)'!$E25/100","v":1121.8640078608171},{"$f":"(+Partcipation!$C24+(Partcipation!$C25-Partcipation!$C24)/2)*(+Title_RESULTS!$C$31/(1-Title_RESULTS!$C$11/100))/1000","v":0},{"$f":"+$D25*'Sheet2(F_12)'!$F25/100","v":0},1121.8640078608171,{"$f":"+$F25*'Sheet2(F_12)'!$I25","v":1121.8640078608171}]
[2030,{"$f":"(+Partcipation!$C25+(Partcipation!$C26-Partcipation!$C25)/2)*Title_RESULTS!$C$10/1000","v":24982.278481012658},{"$f":"$B26*'Sheet2(F_12)'!$E26/100","v":1253.0599452825468},{"$f":"(+Partcipation!$C25+(Partcipation!$C26-Partcipation!$C25)/2)*(+Title_RESULTS!$C$31/(1-Title_RESULTS!$C$11/100))/1000","v":0},{"$f":"+$D26*'Sheet2(F_12)'!$F26/100","v":0},1253.0599452825468,{"$f":"+$F26*'Sheet2(F_12)'!$I26","v":1253.0599452825468}]
[2031,{"$f":"(+Partcipation!$C26+(Partcipation!$C27-Partcipation!$C26)/2)*Title_RESULTS!$C$10/1000","v":24982.278481012658},{"$f":"$B27*'Sheet2(F_12)'!$E27/100","v":1248.4000088626863},{"$f":"(+Partcipation!$C26+(Partcipation!$C27-Partcipation!$C26)/2)*(+Title_RESULTS!$C$31/(1-Title_RESULTS!$C$11/100))/1000","v":0},{"$f":"+$D27*'Sheet2(F_12)'!$F27/100","v":0},1248.4000088626863,{"$f":"+$F27*'Sheet2(F_12)'!$I27","v":1248.4000088626863}]
[2032,{"$f":"(+Partcipation!$C27+(Partcipation!$C28-Partcipation!$C27)/2)*Title_RESULTS!$C$10/1000","v":24982.278481012658},{"$f":"$B28*'Sheet2(F_12)'!$E28/100","v":1364.3858277036106},{"$f":"(+Partcipation!$C27+(Partcipation!$C28-Partcipation!$C27)/2)*(+Title_RESULTS!$C$31/(1-Title_RESULTS!$C$11/100))/1000","v":0},{"$f":"+$D28*'Sheet2(F_12)'!$F28/100","v":0},1364.3858277036106,{"$f":"+$F28*'Sheet2(F_12)'!$I28","v":1364.3858277036106}]
[2033,{"$f":"(+Partcipation!$C28+(Partcipation!$C29-Partcipation!$C28)/2)*Title_RESULTS!$C$10/1000","v":24982.278481012658},{"$f":"$B29*'Sheet2(F_12)'!$E29/100","v":1454.9933753347589},{"$f":"(+Partcipation!$C28+(Partcipation!$C29-Partcipation!$C28)/2)*(+Title_RESULTS!$C$31/(1-Title_RESULTS!$C$11/100))/1000","v":0},{"$f":"+$D29*'Sheet2(F_12)'!$F29/100","v":0},1454.9933753347589,{"$f":"+$F29*'Sheet2(F_12)'!$I29","v":1454.9933753347589}]
[2034,{"$f":"(+Partcipation!$C29+(Partcipation!$C30-Partcipation!$C29)/2)*Title_RESULTS!$C$10/1000","v":24982.278481012658},{"$f":"$B30*'Sheet2(F_12)'!$E30/100","v":1522.7411698745736},{"$f":"(+Partcipation!$C29+(Partcipation!$C30-Partcipation!$C29)/2)*(+Title_RESULTS!$C$31/(1-Title_RESULTS!$C$11/100))/1000","v":0},{"$f":"+$D30*'Sheet2(F_12)'!$F30/100","v":0},1522.7411698745736,{"$f":"+$F30*'Sheet2(F_12)'!$I30","v":1522.7411698745736}]
[2035,{"$f":"(+Partcipation!$C30+(Partcipation!$C31-Partcipation!$C30)/2)*Title_RESULTS!$C$10/1000","v":24982.278481012658},{"$f":"$B31*'Sheet2(F_12)'!$E31/100","v":1677.0666285185812},{"$f":"(+Partcipation!$C30+(Partcipation!$C31-Partcipation!$C30)/2)*(+Title_RESULTS!$C$31/(1-Title_RESULTS!$C$11/100))/1000","v":0},{"$f":"+$D31*'Sheet2(F_12)'!$F31/100","v":0},1677.0666285185812,{"$f":"+$F31*'Sheet2(F_12)'!$I31","v":1677.0666285185812}]
[2036,{"$f":"(+Partcipation!$C31+(Partcipation!$C32-Partcipation!$C31)/2)*Title_RESULTS!$C$10/1000","v":24982.278481012658},{"$f":"$B32*'Sheet2(F_12)'!$E32/100","v":1656.4429972408627},{"$f":"(+Partcipation!$C31+(Partcipation!$C32-Partcipation!$C31)/2)*(+Title_RESULTS!$C$31/(1-Title_RESULTS!$C$11/100))/1000","v":0},{"$f":"+$D32*'Sheet2(F_12)'!$F32/100","v":0},1656.4429972408627,{"$f":"+$F32*'Sheet2(F_12)'!$I32","v":1656.4429972408627}]
[2037,{"$f":"(+Partcipation!$C32+(Partcipation!$C33-Partcipation!$C32)/2)*Title_RESULTS!$C$10/1000","v":24982.278481012658},{"$f":"$B33*'Sheet2(F_12)'!$E33/100","v":1767.9458455195265},{"$f":"(+Partcipation!$C32+(Partcipation!$C33-Partcipation!$C32)/2)*(+Title_RESULTS!$C$31/(1-Title_RESULTS!$C$11/100))/1000","v":0},{"$f":"+$D33*'Sheet2(F_12)'!$F33/100","v":0},1767.9458455195265,{"$f":"+$F33*'Sheet2(F_12)'!$I33","v":1767.9458455195265}]
[2038,{"$f":"(+Partcipation!$C33+(Partcipation!$C34-Partcipation!$C33)/2)*Title_RESULTS!$C$10/1000","v":24982.278481012658},{"$f":"$B34*'Sheet2(F_12)'!$E34/100","v":1774.642008747086},{"$f":"(+Partcipation!$C33+(Partcipation!$C34-Partcipation!$C33)/2)*(+Title_RESULTS!$C$31/(1-Title_RESULTS!$C$11/100))/1000","v":0},{"$f":"+$D34*'Sheet2(F_12)'!$F34/100","v":0},1774.642008747086,{"$f":"+$F34*'Sheet2(F_12)'!$I34","v":1774.642008747086}]
[2039,{"$f":"(+Partcipation!$C34+(Partcipation!$C35-Partcipation!$C34)/2)*Title_RESULTS!$C$10/1000","v":24982.278481012658},{"$f":"$B35*'Sheet2(F_12)'!$E35/100","v":1776.4786054755975},{"$f":"(+Partcipation!$C34+(Partcipation!$C35-Partcipation!$C34)/2)*(+Title_RESULTS!$C$31/(1-Title_RESULTS!$C$11/100))/1000","v":0},{"$f":"+$D35*'Sheet2(F_12)'!$F35/100","v":0},1776.4786054755975,{"$f":"+$F35*'Sheet2(F_12)'!$I35","v":1776.4786054755975}]
[2040,{"$f":"(+Partcipation!$C35+(Partcipation!$C36-Partcipation!$C35)/2)*Title_RESULTS!$C$10/1000","v":24982.278481012658},{"$f":"$B36*'Sheet2(F_12)'!$E36/100","v":1911.5737578105188},{"$f":"(+Partcipation!$C35+(Partcipation!$C36-Partcipation!$C35)/2)*(+Title_RESULTS!$C$31/(1-Title_RESULTS!$C$11/100))/1000","v":0},{"$f":"+$D36*'Sheet2(F_12)'!$F36/100","v":0},1911.5737578105188,{"$f":"+$F36*'Sheet2(F_12)'!$I36","v":1911.5737578105188}]
[2041,{"$f":"(+Partcipation!$C36+(Partcipation!$C37-Partcipation!$C36)/2)*Title_RESULTS!$C$10/1000","v":24982.278481012658},{"$f":"$B37*'Sheet2(F_12)'!$E37/100","v":1968.7708533225439},{"$f":"(+Partcipation!$C36+(Partcipation!$C37-Partcipation!$C36)/2)*(+Title_RESULTS!$C$31/(1-Title_RESULTS!$C$11/100))/1000","v":0},{"$f":"+$D37*'Sheet2(F_12)'!$F37/100","v":0},1968.7708533225439,{"$f":"+$F37*'Sheet2(F_12)'!$I37","v":1968.7708533225439}]
[2042,{"$f":"(+Partcipation!$C37+(Partcipation!$C38-Partcipation!$C37)/2)*Title_RESULTS!$C$10/1000","v":24982.278481012658},{"$f":"$B38*'Sheet2(F_12)'!$E38/100","v":2104.8235053850453},{"$f":"(+Partcipation!$C37+(Partcipation!$C38-Partcipation!$C37)/2)*(+Title_RESULTS!$C$31/(1-Title_RESULTS!$C$11/100))/1000","v":0},{"$f":"+$D38*'Sheet2(F_12)'!$F38/100","v":0},2104.8235053850453,{"$f":"+$F38*'Sheet2(F_12)'!$I38","v":2104.8235053850453}]
[2043,{"$f":"(+Partcipation!$C38+(Partcipation!$C39-Partcipation!$C38)/2)*Title_RESULTS!$C$10/1000","v":24982.278481012658},{"$f":"$B39*'Sheet2(F_12)'!$E39/100","v":2154.7880623470705},{"$f":"(+Partcipation!$C38+(Partcipation!$C39-Partcipation!$C38)/2)*(+Title_RESULTS!$C$31/(1-Title_RESULTS!$C$11/100))/1000","v":0},{"$f":"+$D39*'Sheet2(F_12)'!$F39/100","v":0},2154.7880623470705,{"$f":"+$F39*'Sheet2(F_12)'!$I39","v":2154.7880623470705}]
[2044,{"$f":"(+Partcipation!$C39+(Partcipation!$C40-Partcipation!$C39)/2)*Title_RESULTS!$C$10/1000","v":24982.278481012658},{"$f":"$B40*'Sheet2(F_12)'!$E40/100","v":2071.8539588665235},{"$f":"(+Partcipation!$C39+(Partcipation!$C40-Partcipation!$C39)/2)*(+Title_RESULTS!$C$31/(1-Title_RESULTS!$C$11/100))/1000","v":0},{"$f":"+$D40*'Sheet2(F_12)'!$F40/100","v":0},2071.8539588665235,{"$f":"+$F40*'Sheet2(F_12)'!$I40","v":2071.8539588665235}]
[]
["NOMINAL",{"$f":"SUM(B16:B41)","v":587083.54430379765},33246.260147271183,0,0,33246.260147271183,33246.260147271183]
[]
["NPV:",null,{"$f":"NPV(+Title_RESULTS!$C$37,C17:C41)+C16","v":13218.168051554678},null,{"$f":"NPV(+Title_RESULTS!$C$37,E17:E41)+E16","v":0},{"$f":"NPV(+Title_RESULTS!$C$37,F17:F41)+F16","v":13218.168051554678},{"$f":"NPV(+Title_RESULTS!$C$37,G17:G41)+G16","v":13218.168051554678}]
[]
["* SUPPLEMENTAL INFORMATION NOT SPECIFIED IN WORKBOOK"]

{"sheet":"Sheet2(F_12)","index":14,"n_rows":40,"n_cols":11,"rows_kept":40,"cut":false,"hidden":false,"merged":[]}
[null,null,null,"INPUT DATA -- PART 2",null,null,null,null,null,"PSC FORM CE 1.2"]
[null,null,null,"PROGRAM:",{"$f":"+Input!C3","v":"Retro-Commissioning"},null,null,null,null,"PAGE 1 OF 1"]
[null,null,null,null,null,null,null,null,null,{"$f":"+Title_RESULTS!I4","v":"2019-05-14T07:54:57.350"}]
[]
[]
[]
[]
["(1)","(2)","(3)","(4)","(5)","(6)","(7)","(8)","(9)","(10)","(11)"]
[]
[null,null,null,"UTILITY"]
[null,null,null,"AVERAGE"]
[null,"CUMULATIVE","ADJUSTED","SYSTEM","AVOIDED","INCREASED",null,"PROGRAM","PROGRAM","OTHER","OTHER"]
[null,"TOTAL","CUMULATIVE","FUEL","MARGINAL","MARGINAL","REPLACEMENT","KW","KWH","COSTS","BENEFITS"]
[null,"PARTICIPATING","PARTICIPATING","COSTS","FUEL COST","FUEL COST","FUEL COST","EFFECTIVENESS","EFFECTIVENESS",null,"(CO2)"]
["YEAR","CUSTOMERS","CUSTOMERS","(C/KWH)","(C/KWH)","(C/KWH)","(C/KWH)","FACTOR","FACTOR","($000)","($000)"]
[{"$f":"+Title_RESULTS!H7","v":2020},{"$f":"+Partcipation!B16","v":1000},{"$f":"+Partcipation!C16","v":1000},{"$f":"+Partcipation!D16","v":2.4346125415616839},{"$f":"+Partcipation!E16","v":2.9007096235579843},0,{"$f":"+Partcipation!G16","v":2.878920847571778},1,1,0,{"$f":"+Partcipation!L16","v":0}]
[{"$f":"+A16+1","v":2021},{"$f":"+Partcipation!B17","v":2000},{"$f":"+Partcipation!C17","v":2000},{"$f":"+Partcipation!D17","v":2.5504842341169973},{"$f":"+Partcipation!E17","v":2.8771156773211568},0,{"$f":"+Partcipation!G17","v":3.037777795649506},1,1,0,{"$f":"+Partcipation!L17","v":0}]
[{"$f":"+A17+1","v":2022},{"$f":"+Partcipation!B18","v":3000},{"$f":"+Partcipation!C18","v":3000},{"$f":"+Partcipation!D18","v":2.6444323106721059},{"$f":"+Partcipation!E18","v":2.9693759512937596},0,{"$f":"+Partcipation!G18","v":3.156234230110476},1,1,0,{"$f":"+Partcipation!L18","v":0}]
[{"$f":"+A18+1","v":2023},{"$f":"+Partcipation!B19","v":3000},{"$f":"+Partcipation!C19","v":3000},{"$f":"+Partcipation!D19","v":2.6227548717178779},{"$f":"+Partcipation!E19","v":3.0911910197869106},0,{"$f":"+Partcipation!G19","v":3.1726275779238713},1,1,0,{"$f":"+Partcipation!L19","v":0}]
[2024,{"$f":"+Partcipation!B20","v":3000},{"$f":"+Partcipation!C20","v":3000},{"$f":"+Partcipation!D20","v":2.7715168291961763},{"$f":"+Partcipation!E20","v":3.2126631754705528},0,{"$f":"+Partcipation!G20","v":3.3145531776960602},1,1,0,{"$f":"+Partcipation!L20","v":0}]
[2025,{"$f":"+Partcipation!B21","v":3000},{"$f":"+Partcipation!C21","v":3000},{"$f":"+Partcipation!D21","v":2.9305982282947132},{"$f":"+Partcipation!E21","v":3.44943302891933},0,{"$f":"+Partcipation!G21","v":3.4459033295335075},1,1,0,{"$f":"+Partcipation!L21","v":0}]
[2026,{"$f":"+Partcipation!B22","v":3000},{"$f":"+Partcipation!C22","v":3000},{"$f":"+Partcipation!D22","v":3.0631027844213077},{"$f":"+Partcipation!E22","v":3.5600722983257227},0,{"$f":"+Partcipation!G22","v":3.5575518290932058},1,1,0,{"$f":"+Partcipation!L22","v":0}]
[2027,{"$f":"+Partcipation!B23","v":3000},{"$f":"+Partcipation!C23","v":3000},{"$f":"+Partcipation!D23","v":3.2434612412261949},{"$f":"+Partcipation!E23","v":3.7825608828006088},0,{"$f":"+Partcipation!G23","v":3.7167866710763469},1,1,0,{"$f":"+Partcipation!L23","v":0}]
[2028,{"$f":"+Partcipation!B24","v":3000},{"$f":"+Partcipation!C24","v":3000},{"$f":"+Partcipation!D24","v":3.550601164924807},{"$f":"+Partcipation!E24","v":4.1915148755312686},0,{"$f":"+Partcipation!G24","v":4.000245139678956},1,1,0,{"$f":"+Partcipation!L24","v":0}]
[2029,{"$f":"+Partcipation!B25","v":3000},{"$f":"+Partcipation!C25","v":3000},{"$f":"+Partcipation!D25","v":3.7314962992555465},{"$f":"+Partcipation!E25","v":4.4906392694063921},0,{"$f":"+Partcipation!G25","v":4.1757985119859189},1,1,0,{"$f":"+Partcipation!L25","v":0}]
[2030,{"$f":"+Partcipation!B26","v":3000},{"$f":"+Partcipation!C26","v":3000},{"$f":"+Partcipation!D26","v":4.0656592081591345},{"$f":"+Partcipation!E26","v":5.015795281582955},0,{"$f":"+Partcipation!G26","v":4.4862812691028662},1,1,0,{"$f":"+Partcipation!L26","v":0}]
[2031,{"$f":"+Partcipation!B27","v":3000},{"$f":"+Partcipation!C27","v":3000},{"$f":"+Partcipation!D27","v":4.2058109461686648},{"$f":"+Partcipation!E27","v":4.9971423135464237},0,{"$f":"+Partcipation!G27","v":4.5978418797217948},1,1,0,{"$f":"+Partcipation!L27","v":0}]
[2032,{"$f":"+Partcipation!B28","v":3000},{"$f":"+Partcipation!C28","v":3000},{"$f":"+Partcipation!D28","v":4.5058999642058986},{"$f":"+Partcipation!E28","v":5.4614146933819034},0,{"$f":"+Partcipation!G28","v":4.8737579639532447},1,1,0,{"$f":"+Partcipation!L28","v":0}]
[2033,{"$f":"+Partcipation!B29","v":3000},{"$f":"+Partcipation!C29","v":3000},{"$f":"+Partcipation!D29","v":4.6004129453567648},{"$f":"+Partcipation!E29","v":5.8241019786910195},0,{"$f":"+Partcipation!G29","v":4.9849159980979767},1,1,0,{"$f":"+Partcipation!L29","v":0}]
[2034,{"$f":"+Partcipation!B30","v":3000},{"$f":"+Partcipation!C30","v":3000},{"$f":"+Partcipation!D30","v":4.9042461382423044},{"$f":"+Partcipation!E30","v":6.095285388127853},0,{"$f":"+Partcipation!G30","v":5.3065781615705188},1,1,0,{"$f":"+Partcipation!L30","v":0}]
[2035,{"$f":"+Partcipation!B31","v":3000},{"$f":"+Partcipation!C31","v":3000},{"$f":"+Partcipation!D31","v":5.1129070049770542},{"$f":"+Partcipation!E31","v":6.7130251141552453},0,{"$f":"+Partcipation!G31","v":5.5100494593143035},1,1,0,{"$f":"+Partcipation!L31","v":0}]
[2036,{"$f":"+Partcipation!B32","v":3000},{"$f":"+Partcipation!C32","v":3000},{"$f":"+Partcipation!D32","v":5.2847744997901769},{"$f":"+Partcipation!E32","v":6.6304720704310984},0,{"$f":"+Partcipation!G32","v":5.6211411762981891},1,1,0,{"$f":"+Partcipation!L32","v":0}]
[2037,{"$f":"+Partcipation!B33","v":3000},{"$f":"+Partcipation!C33","v":3000},{"$f":"+Partcipation!D33","v":5.5807770564484205},{"$f":"+Partcipation!E33","v":7.0767998477929979},0,{"$f":"+Partcipation!G33","v":5.9258024051756983},1,1,0,{"$f":"+Partcipation!L33","v":0}]
[2038,{"$f":"+Partcipation!B34","v":3000},{"$f":"+Partcipation!C34","v":3000},{"$f":"+Partcipation!D34","v":5.7122013149268902},{"$f":"+Partcipation!E34","v":7.103603500761035},0,{"$f":"+Partcipation!G34","v":6.048558103175024},1,1,0,{"$f":"+Partcipation!L34","v":0}]
[2039,{"$f":"+Partcipation!B35","v":3000},{"$f":"+Partcipation!C35","v":3000},{"$f":"+Partcipation!D35","v":5.9311440074959005},{"$f":"+Partcipation!E35","v":7.1109550989345456},0,{"$f":"+Partcipation!G35","v":6.2999948495983684},1,1,0,{"$f":"+Partcipation!L35","v":0}]
[2040,{"$f":"+Partcipation!B36","v":3000},{"$f":"+Partcipation!C36","v":3000},{"$f":"+Partcipation!D36","v":5.9993558290465137},{"$f":"+Partcipation!E36","v":7.6517190346083792},0,{"$f":"+Partcipation!G36","v":6.2927938198110338},1,1,0,{"$f":"+Partcipation!L36","v":0}]
[2041,{"$f":"+Partcipation!B37","v":3000},{"$f":"+Partcipation!C37","v":3000},{"$f":"+Partcipation!D37","v":6.2972812378773373},{"$f":"+Partcipation!E37","v":7.8806697108066972},0,{"$f":"+Partcipation!G37","v":6.6910882205082887},1,1,0,{"$f":"+Partcipation!L37","v":0}]
[2042,{"$f":"+Partcipation!B38","v":3000},{"$f":"+Partcipation!C38","v":3000},{"$f":"+Partcipation!D38","v":6.5926467956949741},{"$f":"+Partcipation!E38","v":8.425266362252664},0,{"$f":"+Partcipation!G38","v":7.04523428905663},1,1,0,{"$f":"+Partcipation!L38","v":0}]
[2043,{"$f":"+Partcipation!B39","v":3000},{"$f":"+Partcipation!C39","v":3000},{"$f":"+Partcipation!D39","v":6.7827977470582432},{"$f":"+Partcipation!E39","v":8.6252663622526633},0,{"$f":"+Partcipation!G39","v":7.3415875185455457},1,1,0,{"$f":"+Partcipation!L39","v":0}]
[2044,{"$f":"+Partcipation!B40","v":3000},{"$f":"+Partcipation!C40","v":3000},{"$f":"+Partcipation!D40","v":6.6829766871544454},{"$f":"+Partcipation!E40","v":8.2932946265938057},0,{"$f":"+Partcipation!G40","v":7.2669235074641634},1,1,0,{"$f":"+Partcipation!L40","v":0}]

{"sheet":"Sheet4(F_22)","index":15,"n_rows":46,"n_cols":10,"rows_kept":46,"cut":false,"hidden":false,"merged":[]}
[null,null,"  AVOIDED T & D AND PROGRAM FUEL SAVINGS",null,null,null,null,"PSC FORM CE 2.2"]
[null,null,"  PROGRAM:",{"$f":"+Input!C3","v":"Retro-Commissioning"},null,null,null,"Page 1 of 2"]
[null,null,null,null,null,null,null,{"$f":"+Title_RESULTS!I4","v":"2019-05-14T07:54:57.350"}]
[]
[null,null," * INSERVICE COSTS OF AVOIDED TRANS. (000) =",null,null,{"$f":"+'Value of Defferal'!L4","v":218.78558719999998}]
[null,null," * INSERVICE COSTS OF AVOIDED DIST.  (000) =",null,null,{"$f":"+'Value of Defferal'!L5","v":1035.4170967575474}]
[]
[]
["(1)","(2)","(3)","(4)","(5)","(6)","(7)","(8)","(9)","(10)"]
[]
[null,"AVOIDED","AVOIDED",null,"AVOIDED","AVOIDED"]
[null,"TRANSMISSION","TRANSMISSION","TOTAL AVOIDED","DISTRIBUTION","DISTRIBUTION","TOTAL AVOIDED","PROGRAM"]
[null,"CAPACITY","O&M","TRANSMISSION","CAPACITY","O&M","DISTRIBUTION","FUEL"]
[null,"COST","COST","COST","COST","COST","COST","SAVINGS"]
["YEAR","$(000)","$(000)","$(000)","$(000)","$(000)","$(000)","$(000)"]
[{"$f":"+Title_RESULTS!$H$7","v":2020},{"$f":"VLOOKUP(A16,'Value of Defferal'!$I23:$P$58,'Value of Defferal'!$K$9)","v":0},{"$f":"IF(+Title_RESULTS!$H$9<='Sheet4(F_22)'!$A16,(+Title_RESULTS!$H$16*((1+Title_RESULTS!$H$18/100)^('Sheet4(F_22)'!$A16-Title_RESULTS!$H$7))*Title_RESULTS!$C$8*Partcipation!$C$26/1000),0)","v":0},{"$f":"(+B16+C16)*+Partcipation!$H16","v":0},{"$f":"VLOOKUP(A16,'Value of Defferal'!$I23:$P$58,'Value of Defferal'!$K$13)","v":0},{"$f":"IF(+'Value of Defferal'!P23=0,0,Title_RESULTS!$H$17*Title_RESULTS!$C$7*Partcipation!$C$26*(1+Title_RESULTS!$H$18/100)^('Sheet4(F_22)'!A16-Title_RESULTS!$H$7))/1000","v":0},{"$f":"(+E16+F16)*Partcipation!$H16","v":0},{"$f":"+'Sheet5(p_5)'!$F16*'Sheet2(F_12)'!$I16","v":120.77722601379827}]
[{"$f":"+A16+1","v":2021},{"$f":"VLOOKUP(A17,'Value of Defferal'!$I24:$P$58,'Value of Defferal'!$K$9)","v":21.620895711632002},{"$f":"IF(+Title_RESULTS!$H$9<='Sheet4(F_22)'!$A17,(+Title_RESULTS!$H$16*((1+Title_RESULTS!$H$18/100)^('Sheet4(F_22)'!$A17-Title_RESULTS!$H$7))*Title_RESULTS!$C$8*Partcipation!$C$26/1000),0)","v":17.426657813053737},{"$f":"(+B17+C17)*+Partcipation!$H17","v":39.047553524685739},{"$f":"VLOOKUP(A17,'Value of Defferal'!$I24:$P$58,'Value of Defferal'!$K$13)","v":102.32230264131273},{"$f":"IF(+'Value of Defferal'!P24=0,0,Title_RESULTS!$H$17*Title_RESULTS!$C$7*Partcipation!$C$26*(1+Title_RESULTS!$H$18/100)^('Sheet4(F_22)'!A17-Title_RESULTS!$H$7))/1000","v":142.54740654644394},{"$f":"(+E17+F17)*Partcipation!$H17","v":244.86970918775665},{"$f":"+'Sheet5(p_5)'!$F17*'Sheet2(F_12)'!$I17","v":359.38452536462245}]
[{"$f":"+A17+1","v":2022},{"$f":"VLOOKUP(A18,'Value of Defferal'!$I25:$P$58,'Value of Defferal'!$K$9)","v":22.139797208711169},{"$f":"IF(+Title_RESULTS!$H$9<='Sheet4(F_22)'!$A18,(+Title_RESULTS!$H$16*((1+Title_RESULTS!$H$18/100)^('Sheet4(F_22)'!$A18-Title_RESULTS!$H$7))*Title_RESULTS!$C$8*Partcipation!$C$26/1000),0)","v":17.844897600567027},{"$f":"(+B18+C18)*+Partcipation!$H18","v":39.984694809278196},{"$f":"VLOOKUP(A18,'Value of Defferal'!$I25:$P$58,'Value of Defferal'!$K$13)","v":104.77803790470423},{"$f":"IF(+'Value of Defferal'!P25=0,0,Title_RESULTS!$H$17*Title_RESULTS!$C$7*Partcipation!$C$26*(1+Title_RESULTS!$H$18/100)^('Sheet4(F_22)'!A18-Title_RESULTS!$H$7))/1000","v":145.96854430355859},{"$f":"(+E18+F18)*Partcipation!$H18","v":250.74658220826282},{"$f":"+'Sheet5(p_5)'!$F18*'Sheet2(F_12)'!$I18","v":618.18147441702149}]
[{"$f":"+A18+1","v":2023},{"$f":"VLOOKUP(A19,'Value of Defferal'!$I26:$P$58,'Value of Defferal'!$K$9)","v":22.671152341720241},{"$f":"IF(+Title_RESULTS!$H$9<='Sheet4(F_22)'!$A19,(+Title_RESULTS!$H$16*((1+Title_RESULTS!$H$18/100)^('Sheet4(F_22)'!$A19-Title_RESULTS!$H$7))*Title_RESULTS!$C$8*Partcipation!$C$26/1000),0)","v":18.273175142980634},{"$f":"(+B19+C19)*+Partcipation!$H19","v":40.944327484700878},{"$f":"VLOOKUP(A19,'Value of Defferal'!$I26:$P$58,'Value of Defferal'!$K$13)","v":107.29271081441713},{"$f":"IF(+'Value of Defferal'!P26=0,0,Title_RESULTS!$H$17*Title_RESULTS!$C$7*Partcipation!$C$26*(1+Title_RESULTS!$H$18/100)^('Sheet4(F_22)'!A19-Title_RESULTS!$H$7))/1000","v":149.47178936684404},{"$f":"(+E19+F19)*Partcipation!$H19","v":256.76450018126116},{"$f":"+'Sheet5(p_5)'!$F19*'Sheet2(F_12)'!$I19","v":772.24994894322106}]
[2024,{"$f":"VLOOKUP(A20,'Value of Defferal'!$I27:$P$58,'Value of Defferal'!$K$9)","v":23.215259997921525},{"$f":"IF(+Title_RESULTS!$H$9<='Sheet4(F_22)'!$A20,(+Title_RESULTS!$H$16*((1+Title_RESULTS!$H$18/100)^('Sheet4(F_22)'!$A20-Title_RESULTS!$H$7))*Title_RESULTS!$C$8*Partcipation!$C$26/1000),0)","v":18.711731346412172},{"$f":"(+B20+C20)*+Partcipation!$H20","v":41.9269913443337},{"$f":"VLOOKUP(A20,'Value of Defferal'!$I27:$P$58,'Value of Defferal'!$K$13)","v":109.86773587396314},{"$f":"IF(+'Value of Defferal'!P27=0,0,Title_RESULTS!$H$17*Title_RESULTS!$C$7*Partcipation!$C$26*(1+Title_RESULTS!$H$18/100)^('Sheet4(F_22)'!A20-Title_RESULTS!$H$7))/1000","v":153.05911231164825},{"$f":"(+E20+F20)*Partcipation!$H20","v":262.92684818561139},{"$f":"+'Sheet5(p_5)'!$F20*'Sheet2(F_12)'!$I20","v":802.59646115299779}]
[2025,{"$f":"VLOOKUP(A21,'Value of Defferal'!$I28:$P$58,'Value of Defferal'!$K$9)","v":23.772426237871642},{"$f":"IF(+Title_RESULTS!$H$9<='Sheet4(F_22)'!$A21,(+Title_RESULTS!$H$16*((1+Title_RESULTS!$H$18/100)^('Sheet4(F_22)'!$A21-Title_RESULTS!$H$7))*Title_RESULTS!$C$8*Partcipation!$C$26/1000),0)","v":19.160812898726064},{"$f":"(+B21+C21)*+Partcipation!$H21","v":42.933239136597706},{"$f":"VLOOKUP(A21,'Value of Defferal'!$I28:$P$58,'Value of Defferal'!$K$13)","v":112.50456153493826},{"$f":"IF(+'Value of Defferal'!P28=0,0,Title_RESULTS!$H$17*Title_RESULTS!$C$7*Partcipation!$C$26*(1+Title_RESULTS!$H$18/100)^('Sheet4(F_22)'!A21-Title_RESULTS!$H$7))/1000","v":156.73253100712785},{"$f":"(+E21+F21)*Partcipation!$H21","v":269.23709254206608},{"$f":"+'Sheet5(p_5)'!$F21*'Sheet2(F_12)'!$I21","v":861.74696530065694}]
[2026,{"$f":"VLOOKUP(A22,'Value of Defferal'!$I29:$P$58,'Value of Defferal'!$K$9)","v":24.342964467580561},{"$f":"IF(+Title_RESULTS!$H$9<='Sheet4(F_22)'!$A22,(+Title_RESULTS!$H$16*((1+Title_RESULTS!$H$18/100)^('Sheet4(F_22)'!$A22-Title_RESULTS!$H$7))*Title_RESULTS!$C$8*Partcipation!$C$26/1000),0)","v":19.620672408295487},{"$f":"(+B22+C22)*+Partcipation!$H22","v":43.963636875876048},{"$f":"VLOOKUP(A22,'Value of Defferal'!$I29:$P$58,'Value of Defferal'!$K$13)","v":115.20467101177678},{"$f":"IF(+'Value of Defferal'!P29=0,0,Title_RESULTS!$H$17*Title_RESULTS!$C$7*Partcipation!$C$26*(1+Title_RESULTS!$H$18/100)^('Sheet4(F_22)'!A22-Title_RESULTS!$H$7))/1000","v":160.49411175129885},{"$f":"(+E22+F22)*Partcipation!$H22","v":275.69878276307566},{"$f":"+'Sheet5(p_5)'!$F22*'Sheet2(F_12)'!$I22","v":889.38717569311984}]
[2027,{"$f":"VLOOKUP(A23,'Value of Defferal'!$I30:$P$58,'Value of Defferal'!$K$9)","v":24.927195614802493},{"$f":"IF(+Title_RESULTS!$H$9<='Sheet4(F_22)'!$A23,(+Title_RESULTS!$H$16*((1+Title_RESULTS!$H$18/100)^('Sheet4(F_22)'!$A23-Title_RESULTS!$H$7))*Title_RESULTS!$C$8*Partcipation!$C$26/1000),0)","v":20.091568546094582},{"$f":"(+B23+C23)*+Partcipation!$H23","v":45.018764160897078},{"$f":"VLOOKUP(A23,'Value of Defferal'!$I30:$P$58,'Value of Defferal'!$K$13)","v":117.96958311605943},{"$f":"IF(+'Value of Defferal'!P30=0,0,Title_RESULTS!$H$17*Title_RESULTS!$C$7*Partcipation!$C$26*(1+Title_RESULTS!$H$18/100)^('Sheet4(F_22)'!A23-Title_RESULTS!$H$7))/1000","v":164.34597043333008},{"$f":"(+E23+F23)*Partcipation!$H23","v":282.31555354938951},{"$f":"+'Sheet5(p_5)'!$F23*'Sheet2(F_12)'!$I23","v":944.96989345509894}]
[2028,{"$f":"VLOOKUP(A24,'Value of Defferal'!$I31:$P$58,'Value of Defferal'!$K$9)","v":25.525448309557753},{"$f":"IF(+Title_RESULTS!$H$9<='Sheet4(F_22)'!$A24,(+Title_RESULTS!$H$16*((1+Title_RESULTS!$H$18/100)^('Sheet4(F_22)'!$A24-Title_RESULTS!$H$7))*Title_RESULTS!$C$8*Partcipation!$C$26/1000),0)","v":20.573766191200846},{"$f":"(+B24+C24)*+Partcipation!$H24","v":46.099214500758599},{"$f":"VLOOKUP(A24,'Value of Defferal'!$I31:$P$58,'Value of Defferal'!$K$13)","v":120.80085311084486},{"$f":"IF(+'Value of Defferal'!P31=0,0,Title_RESULTS!$H$17*Title_RESULTS!$C$7*Partcipation!$C$26*(1+Title_RESULTS!$H$18/100)^('Sheet4(F_22)'!A24-Title_RESULTS!$H$7))/1000","v":168.29027372372997},{"$f":"(+E24+F24)*Partcipation!$H24","v":289.09112683457482},{"$f":"+'Sheet5(p_5)'!$F24*'Sheet2(F_12)'!$I24","v":1047.1359187782925}]
[2029,{"$f":"VLOOKUP(A25,'Value of Defferal'!$I32:$P$58,'Value of Defferal'!$K$9)","v":26.138059068987143},{"$f":"IF(+Title_RESULTS!$H$9<='Sheet4(F_22)'!$A25,(+Title_RESULTS!$H$16*((1+Title_RESULTS!$H$18/100)^('Sheet4(F_22)'!$A25-Title_RESULTS!$H$7))*Title_RESULTS!$C$8*Partcipation!$C$26/1000),0)","v":21.067536579789671},{"$f":"(+B25+C25)*+Partcipation!$H25","v":47.205595648776814},{"$f":"VLOOKUP(A25,'Value of Defferal'!$I32:$P$58,'Value of Defferal'!$K$13)","v":123.70007358550514},{"$f":"IF(+'Value of Defferal'!P32=0,0,Title_RESULTS!$H$17*Title_RESULTS!$C$7*Partcipation!$C$26*(1+Title_RESULTS!$H$18/100)^('Sheet4(F_22)'!A25-Title_RESULTS!$H$7))/1000","v":172.32924029309945},{"$f":"(+E25+F25)*Partcipation!$H25","v":296.02931387860457},{"$f":"+'Sheet5(p_5)'!$F25*'Sheet2(F_12)'!$I25","v":1121.8640078608171}]
[2030,{"$f":"VLOOKUP(A26,'Value of Defferal'!$I33:$P$58,'Value of Defferal'!$K$9)","v":26.765372486642836},{"$f":"IF(+Title_RESULTS!$H$9<='Sheet4(F_22)'!$A26,(+Title_RESULTS!$H$16*((1+Title_RESULTS!$H$18/100)^('Sheet4(F_22)'!$A26-Title_RESULTS!$H$7))*Title_RESULTS!$C$8*Partcipation!$C$26/1000),0)","v":21.573157457704625},{"$f":"(+B26+C26)*+Partcipation!$H26","v":48.338529944347457},{"$f":"VLOOKUP(A26,'Value of Defferal'!$I33:$P$58,'Value of Defferal'!$K$13)","v":126.66887535155726},{"$f":"IF(+'Value of Defferal'!P33=0,0,Title_RESULTS!$H$17*Title_RESULTS!$C$7*Partcipation!$C$26*(1+Title_RESULTS!$H$18/100)^('Sheet4(F_22)'!A26-Title_RESULTS!$H$7))/1000","v":176.46514206013387},{"$f":"(+E26+F26)*Partcipation!$H26","v":303.13401741169116},{"$f":"+'Sheet5(p_5)'!$F26*'Sheet2(F_12)'!$I26","v":1253.0599452825468}]
[2031,{"$f":"VLOOKUP(A27,'Value of Defferal'!$I34:$P$58,'Value of Defferal'!$K$9)","v":27.407741426322264},{"$f":"IF(+Title_RESULTS!$H$9<='Sheet4(F_22)'!$A27,(+Title_RESULTS!$H$16*((1+Title_RESULTS!$H$18/100)^('Sheet4(F_22)'!$A27-Title_RESULTS!$H$7))*Title_RESULTS!$C$8*Partcipation!$C$26/1000),0)","v":22.090913236689534},{"$f":"(+B27+C27)*+Partcipation!$H27","v":49.498654663011799},{"$f":"VLOOKUP(A27,'Value of Defferal'!$I34:$P$58,'Value of Defferal'!$K$13)","v":129.70892835999464},{"$f":"IF(+'Value of Defferal'!P34=0,0,Title_RESULTS!$H$17*Title_RESULTS!$C$7*Partcipation!$C$26*(1+Title_RESULTS!$H$18/100)^('Sheet4(F_22)'!A27-Title_RESULTS!$H$7))/1000","v":180.7003054695771},{"$f":"(+E27+F27)*Partcipation!$H27","v":310.40923382957175},{"$f":"+'Sheet5(p_5)'!$F27*'Sheet2(F_12)'!$I27","v":1248.4000088626863}]
[2032,{"$f":"VLOOKUP(A28,'Value of Defferal'!$I35:$P$58,'Value of Defferal'!$K$9)","v":28.065527220553999},{"$f":"IF(+Title_RESULTS!$H$9<='Sheet4(F_22)'!$A28,(+Title_RESULTS!$H$16*((1+Title_RESULTS!$H$18/100)^('Sheet4(F_22)'!$A28-Title_RESULTS!$H$7))*Title_RESULTS!$C$8*Partcipation!$C$26/1000),0)","v":22.621095154370082},{"$f":"(+B28+C28)*+Partcipation!$H28","v":50.686622374924085},{"$f":"VLOOKUP(A28,'Value of Defferal'!$I35:$P$58,'Value of Defferal'!$K$13)","v":132.82194264063452},{"$f":"IF(+'Value of Defferal'!P35=0,0,Title_RESULTS!$H$17*Title_RESULTS!$C$7*Partcipation!$C$26*(1+Title_RESULTS!$H$18/100)^('Sheet4(F_22)'!A28-Title_RESULTS!$H$7))/1000","v":185.03711280084693},{"$f":"(+E28+F28)*Partcipation!$H28","v":317.85905544148147},{"$f":"+'Sheet5(p_5)'!$F28*'Sheet2(F_12)'!$I28","v":1364.3858277036106}]
[2033,{"$f":"VLOOKUP(A29,'Value of Defferal'!$I36:$P$58,'Value of Defferal'!$K$9)","v":28.739099873847294},{"$f":"IF(+Title_RESULTS!$H$9<='Sheet4(F_22)'!$A29,(+Title_RESULTS!$H$16*((1+Title_RESULTS!$H$18/100)^('Sheet4(F_22)'!$A29-Title_RESULTS!$H$7))*Title_RESULTS!$C$8*Partcipation!$C$26/1000),0)","v":23.164001438074962},{"$f":"(+B29+C29)*+Partcipation!$H29","v":51.903101311922256},{"$f":"VLOOKUP(A29,'Value of Defferal'!$I36:$P$58,'Value of Defferal'!$K$13)","v":136.00966926400974},{"$f":"IF(+'Value of Defferal'!P36=0,0,Title_RESULTS!$H$17*Title_RESULTS!$C$7*Partcipation!$C$26*(1+Title_RESULTS!$H$18/100)^('Sheet4(F_22)'!A29-Title_RESULTS!$H$7))/1000","v":189.47800350806725},{"$f":"(+E29+F29)*Partcipation!$H29","v":325.48767277207696},{"$f":"+'Sheet5(p_5)'!$F29*'Sheet2(F_12)'!$I29","v":1454.9933753347589}]
[2034,{"$f":"VLOOKUP(A30,'Value of Defferal'!$I37:$P$58,'Value of Defferal'!$K$9)","v":29.428838270819629},{"$f":"IF(+Title_RESULTS!$H$9<='Sheet4(F_22)'!$A30,(+Title_RESULTS!$H$16*((1+Title_RESULTS!$H$18/100)^('Sheet4(F_22)'!$A30-Title_RESULTS!$H$7))*Title_RESULTS!$C$8*Partcipation!$C$26/1000),0)","v":23.719937472588764},{"$f":"(+B30+C30)*+Partcipation!$H30","v":53.148775743408393},{"$f":"VLOOKUP(A30,'Value of Defferal'!$I37:$P$58,'Value of Defferal'!$K$13)","v":139.27390132634596},{"$f":"IF(+'Value of Defferal'!P37=0,0,Title_RESULTS!$H$17*Title_RESULTS!$C$7*Partcipation!$C$26*(1+Title_RESULTS!$H$18/100)^('Sheet4(F_22)'!A30-Title_RESULTS!$H$7))/1000","v":194.02547559226085},{"$f":"(+E30+F30)*Partcipation!$H30","v":333.29937691860681},{"$f":"+'Sheet5(p_5)'!$F30*'Sheet2(F_12)'!$I30","v":1522.7411698745736}]
[2035,{"$f":"VLOOKUP(A31,'Value of Defferal'!$I38:$P$58,'Value of Defferal'!$K$9)","v":30.135130389319304},{"$f":"IF(+Title_RESULTS!$H$9<='Sheet4(F_22)'!$A31,(+Title_RESULTS!$H$16*((1+Title_RESULTS!$H$18/100)^('Sheet4(F_22)'!$A31-Title_RESULTS!$H$7))*Title_RESULTS!$C$8*Partcipation!$C$26/1000),0)","v":24.289215971930894},{"$f":"(+B31+C31)*+Partcipation!$H31","v":54.424346361250201},{"$f":"VLOOKUP(A31,'Value of Defferal'!$I38:$P$58,'Value of Defferal'!$K$13)","v":142.61647495817829},{"$f":"IF(+'Value of Defferal'!P38=0,0,Title_RESULTS!$H$17*Title_RESULTS!$C$7*Partcipation!$C$26*(1+Title_RESULTS!$H$18/100)^('Sheet4(F_22)'!A31-Title_RESULTS!$H$7))/1000","v":198.68208700647514},{"$f":"(+E31+F31)*Partcipation!$H31","v":341.29856196465346},{"$f":"+'Sheet5(p_5)'!$F31*'Sheet2(F_12)'!$I31","v":1677.0666285185812}]
[2036,{"$f":"VLOOKUP(A32,'Value of Defferal'!$I39:$P$58,'Value of Defferal'!$K$9)","v":30.858373518662969},{"$f":"IF(+Title_RESULTS!$H$9<='Sheet4(F_22)'!$A32,(+Title_RESULTS!$H$16*((1+Title_RESULTS!$H$18/100)^('Sheet4(F_22)'!$A32-Title_RESULTS!$H$7))*Title_RESULTS!$C$8*Partcipation!$C$26/1000),0)","v":24.872157155257234},{"$f":"(+B32+C32)*+Partcipation!$H32","v":55.7305306739202},{"$f":"VLOOKUP(A32,'Value of Defferal'!$I39:$P$58,'Value of Defferal'!$K$13)","v":146.03927035717459},{"$f":"IF(+'Value of Defferal'!P39=0,0,Title_RESULTS!$H$17*Title_RESULTS!$C$7*Partcipation!$C$26*(1+Title_RESULTS!$H$18/100)^('Sheet4(F_22)'!A32-Title_RESULTS!$H$7))/1000","v":203.45045709463051},{"$f":"(+E32+F32)*Partcipation!$H32","v":349.48972745180509},{"$f":"+'Sheet5(p_5)'!$F32*'Sheet2(F_12)'!$I32","v":1656.4429972408627}]
[2037,{"$f":"VLOOKUP(A33,'Value of Defferal'!$I40:$P$58,'Value of Defferal'!$K$9)","v":31.598974483110879},{"$f":"IF(+Title_RESULTS!$H$9<='Sheet4(F_22)'!$A33,(+Title_RESULTS!$H$16*((1+Title_RESULTS!$H$18/100)^('Sheet4(F_22)'!$A33-Title_RESULTS!$H$7))*Title_RESULTS!$C$8*Partcipation!$C$26/1000),0)","v":25.469088926983407},{"$f":"(+B33+C33)*+Partcipation!$H33","v":57.068063410094283},{"$f":"VLOOKUP(A33,'Value of Defferal'!$I40:$P$58,'Value of Defferal'!$K$13)","v":149.54421284574676},{"$f":"IF(+'Value of Defferal'!P40=0,0,Title_RESULTS!$H$17*Title_RESULTS!$C$7*Partcipation!$C$26*(1+Title_RESULTS!$H$18/100)^('Sheet4(F_22)'!A33-Title_RESULTS!$H$7))/1000","v":208.33326806490166},{"$f":"(+E33+F33)*Partcipation!$H33","v":357.87748091064839},{"$f":"+'Sheet5(p_5)'!$F33*'Sheet2(F_12)'!$I33","v":1767.9458455195265}]
[2038,{"$f":"VLOOKUP(A34,'Value of Defferal'!$I41:$P$58,'Value of Defferal'!$K$9)","v":32.357349870705541},{"$f":"IF(+Title_RESULTS!$H$9<='Sheet4(F_22)'!$A34,(+Title_RESULTS!$H$16*((1+Title_RESULTS!$H$18/100)^('Sheet4(F_22)'!$A34-Title_RESULTS!$H$7))*Title_RESULTS!$C$8*Partcipation!$C$26/1000),0)","v":26.080347061231002},{"$f":"(+B34+C34)*+Partcipation!$H34","v":58.437696931936543},{"$f":"VLOOKUP(A34,'Value of Defferal'!$I41:$P$58,'Value of Defferal'!$K$13)","v":153.13327395404468},{"$f":"IF(+'Value of Defferal'!P41=0,0,Title_RESULTS!$H$17*Title_RESULTS!$C$7*Partcipation!$C$26*(1+Title_RESULTS!$H$18/100)^('Sheet4(F_22)'!A34-Title_RESULTS!$H$7))/1000","v":213.33326649845927},{"$f":"(+E34+F34)*Partcipation!$H34","v":366.46654045250398},{"$f":"+'Sheet5(p_5)'!$F34*'Sheet2(F_12)'!$I34","v":1774.642008747086}]
[2039,{"$f":"VLOOKUP(A35,'Value of Defferal'!$I42:$P$58,'Value of Defferal'!$K$9)","v":33.133926267602469},{"$f":"IF(+Title_RESULTS!$H$9<='Sheet4(F_22)'!$A35,(+Title_RESULTS!$H$16*((1+Title_RESULTS!$H$18/100)^('Sheet4(F_22)'!$A35-Title_RESULTS!$H$7))*Title_RESULTS!$C$8*Partcipation!$C$26/1000),0)","v":26.706275390700558},{"$f":"(+B35+C35)*+Partcipation!$H35","v":59.84020165830303},{"$f":"VLOOKUP(A35,'Value of Defferal'!$I42:$P$58,'Value of Defferal'!$K$13)","v":156.80847252894176},{"$f":"IF(+'Value of Defferal'!P42=0,0,Title_RESULTS!$H$17*Title_RESULTS!$C$7*Partcipation!$C$26*(1+Title_RESULTS!$H$18/100)^('Sheet4(F_22)'!A35-Title_RESULTS!$H$7))/1000","v":218.45326489442235},{"$f":"(+E35+F35)*Partcipation!$H35","v":375.26173742336414},{"$f":"+'Sheet5(p_5)'!$F35*'Sheet2(F_12)'!$I35","v":1776.4786054755975}]
[2040,{"$f":"VLOOKUP(A36,'Value of Defferal'!$I43:$P$58,'Value of Defferal'!$K$9)","v":33.929140498024935},{"$f":"IF(+Title_RESULTS!$H$9<='Sheet4(F_22)'!$A36,(+Title_RESULTS!$H$16*((1+Title_RESULTS!$H$18/100)^('Sheet4(F_22)'!$A36-Title_RESULTS!$H$7))*Title_RESULTS!$C$8*Partcipation!$C$26/1000),0)","v":27.347226000077363},{"$f":"(+B36+C36)*+Partcipation!$H36","v":61.276366498102298},{"$f":"VLOOKUP(A36,'Value of Defferal'!$I43:$P$58,'Value of Defferal'!$K$13)","v":160.57187586963636},{"$f":"IF(+'Value of Defferal'!P43=0,0,Title_RESULTS!$H$17*Title_RESULTS!$C$7*Partcipation!$C$26*(1+Title_RESULTS!$H$18/100)^('Sheet4(F_22)'!A36-Title_RESULTS!$H$7))/1000","v":223.69614325188846},{"$f":"(+E36+F36)*Partcipation!$H36","v":384.26801912152484},{"$f":"+'Sheet5(p_5)'!$F36*'Sheet2(F_12)'!$I36","v":1911.5737578105188}]
[2041,{"$f":"VLOOKUP(A37,'Value of Defferal'!$I44:$P$58,'Value of Defferal'!$K$9)","v":34.743439869977529},{"$f":"IF(+Title_RESULTS!$H$9<='Sheet4(F_22)'!$A37,(+Title_RESULTS!$H$16*((1+Title_RESULTS!$H$18/100)^('Sheet4(F_22)'!$A37-Title_RESULTS!$H$7))*Title_RESULTS!$C$8*Partcipation!$C$26/1000),0)","v":28.003559424079228},{"$f":"(+B37+C37)*+Partcipation!$H37","v":62.746999294056756},{"$f":"VLOOKUP(A37,'Value of Defferal'!$I44:$P$58,'Value of Defferal'!$K$13)","v":164.42560089050764},{"$f":"IF(+'Value of Defferal'!P44=0,0,Title_RESULTS!$H$17*Title_RESULTS!$C$7*Partcipation!$C$26*(1+Title_RESULTS!$H$18/100)^('Sheet4(F_22)'!A37-Title_RESULTS!$H$7))/1000","v":229.06485068993379},{"$f":"(+E37+F37)*Partcipation!$H37","v":393.49045158044146},{"$f":"+'Sheet5(p_5)'!$F37*'Sheet2(F_12)'!$I37","v":1968.7708533225439}]
[2042,{"$f":"VLOOKUP(A38,'Value of Defferal'!$I45:$P$58,'Value of Defferal'!$K$9)","v":35.577282426856996},{"$f":"IF(+Title_RESULTS!$H$9<='Sheet4(F_22)'!$A38,(+Title_RESULTS!$H$16*((1+Title_RESULTS!$H$18/100)^('Sheet4(F_22)'!$A38-Title_RESULTS!$H$7))*Title_RESULTS!$C$8*Partcipation!$C$26/1000),0)","v":28.675644850257118},{"$f":"(+B38+C38)*+Partcipation!$H38","v":64.252927277114111},{"$f":"VLOOKUP(A38,'Value of Defferal'!$I45:$P$58,'Value of Defferal'!$K$13)","v":168.37181531187983},{"$f":"IF(+'Value of Defferal'!P45=0,0,Title_RESULTS!$H$17*Title_RESULTS!$C$7*Partcipation!$C$26*(1+Title_RESULTS!$H$18/100)^('Sheet4(F_22)'!A38-Title_RESULTS!$H$7))/1000","v":234.56240710649215},{"$f":"(+E38+F38)*Partcipation!$H38","v":402.93422241837197},{"$f":"+'Sheet5(p_5)'!$F38*'Sheet2(F_12)'!$I38","v":2104.8235053850453}]
[2043,{"$f":"VLOOKUP(A39,'Value of Defferal'!$I46:$P$58,'Value of Defferal'!$K$9)","v":36.431137205101564},{"$f":"IF(+Title_RESULTS!$H$9<='Sheet4(F_22)'!$A39,(+Title_RESULTS!$H$16*((1+Title_RESULTS!$H$18/100)^('Sheet4(F_22)'!$A39-Title_RESULTS!$H$7))*Title_RESULTS!$C$8*Partcipation!$C$26/1000),0)","v":29.363860326663296},{"$f":"(+B39+C39)*+Partcipation!$H39","v":65.794997531764864},{"$f":"VLOOKUP(A39,'Value of Defferal'!$I46:$P$58,'Value of Defferal'!$K$13)","v":172.41273887936498},{"$f":"IF(+'Value of Defferal'!P46=0,0,Title_RESULTS!$H$17*Title_RESULTS!$C$7*Partcipation!$C$26*(1+Title_RESULTS!$H$18/100)^('Sheet4(F_22)'!A39-Title_RESULTS!$H$7))/1000","v":240.19190487704802},{"$f":"(+E39+F39)*Partcipation!$H39","v":412.604643756413},{"$f":"+'Sheet5(p_5)'!$F39*'Sheet2(F_12)'!$I39","v":2154.7880623470705}]
[2044,{"$f":"VLOOKUP(A40,'Value of Defferal'!$I47:$P$58,'Value of Defferal'!$K$9)","v":37.305484498024008},{"$f":"IF(+Title_RESULTS!$H$9<='Sheet4(F_22)'!$A40,(+Title_RESULTS!$H$16*((1+Title_RESULTS!$H$18/100)^('Sheet4(F_22)'!$A40-Title_RESULTS!$H$7))*Title_RESULTS!$C$8*Partcipation!$C$26/1000),0)","v":30.068592974503208},{"$f":"(+B40+C40)*+Partcipation!$H40","v":67.374077472527219},{"$f":"VLOOKUP(A40,'Value of Defferal'!$I47:$P$58,'Value of Defferal'!$K$13)","v":176.55064461246974},{"$f":"IF(+'Value of Defferal'!P47=0,0,Title_RESULTS!$H$17*Title_RESULTS!$C$7*Partcipation!$C$26*(1+Title_RESULTS!$H$18/100)^('Sheet4(F_22)'!A40-Title_RESULTS!$H$7))/1000","v":245.95651059409713},{"$f":"(+E40+F40)*Partcipation!$H40","v":422.50715520656684},{"$f":"+'Sheet5(p_5)'!$F40*'Sheet2(F_12)'!$I40","v":2071.8539588665235}]
[]
[" NOMINAL",{"$f":"SUM(B16:B41)","v":690.8300172643568},556.81589136823152,1247.6459086325883,3269.3982267440083,4554.6691792463162,7824.0674059903231,33246.260147271183]
[]
[" NPV:",{"$f":"NPV(Title_RESULTS!$C$37,'Sheet4(F_22)'!B17:B41)+'Sheet4(F_22)'!B16","v":303.92345517160948},{"$f":"NPV(Title_RESULTS!$C$37,'Sheet4(F_22)'!C17:C41)+'Sheet4(F_22)'!C16","v":244.96533933083896},{"$f":"NPV(Title_RESULTS!$C$37,'Sheet4(F_22)'!D17:D41)+'Sheet4(F_22)'!D16","v":548.88879450244849},{"$f":"NPV(Title_RESULTS!$C$37,'Sheet4(F_22)'!E17:E41)+'Sheet4(F_22)'!E16","v":1438.3376236874465},{"$f":"NPV(Title_RESULTS!$C$37,'Sheet4(F_22)'!F17:F41)+'Sheet4(F_22)'!F16","v":2003.7791635079843},{"$f":"NPV(Title_RESULTS!$C$37,'Sheet4(F_22)'!G17:G41)+'Sheet4(F_22)'!G16","v":3442.1167871954303},{"$f":"NPV(Title_RESULTS!$C$37,'Sheet4(F_22)'!H17:H41)+'Sheet4(F_22)'!H16","v":13218.168051554678}]
[]
["* SUPPLEMENTAL INFORMATION NOT SPECIFIED IN WORKBOOK"]

{"sheet":"Sheet6(p_6)","index":16,"n_rows":46,"n_cols":18,"rows_kept":46,"cut":false,"hidden":false,"merged":[]}
[null,null,"  * WORKSHEET: UTILITY COSTS AND PARTICIPANT COSTS AND REV LOSS/GAIN",null,null,null,null,null,null,null,null,null,null,null,null,"WORKSHEET FOR FORM CE 2.2"]
[null,null,"       PROGRAM:",null,{"$f":"+Input!C3","v":"Retro-Commissioning"},null,null,null,null,null,null,null,null,null,null,"Page 2 of 2"]
[null,null,null,null,null,null,null,null,null,null,null,null,null,null,null,{"$f":"+Title_RESULTS!I4","v":"2019-05-14T07:54:57.350"}]
[]
[]
[]
["(1)","(2)","(3)","(4)","(5)","(6)","(7)","(8)","(9)","(10)","(11)","(12)","(13)","(14)","(15)","(16)","(17)","(18)"]
[]
[null," <-----  UTILITY PROGRAM COSTS & REBATES  ------->",null,null,null,null,null,"       <------------------  PARTICIPATING CUSTOMER COSTS & BENEFITS  ---------------------->"]
[]
[null,null,null,"TOTAL",null,null,"TOTAL","PARTIC.","PARTIC.","TOTAL","REDUCT.","RED.","RED.","EFFECT.","INC.","INC.","INC.","EFFECT."]
[null,"UTIL","UTIL","UTIL","UTIL","UTIL","REBATE/","CUST","CUST","COSTS","IN","REV.","REV.","REV.","IN","REV.","REV.","REVENUE"]
[null,"NONREC.","RECUR","PGM","NONREC.","RECUR.","INCENT.","EQUIP","O & M","PARTIC.","CUST.","- FUEL","NONFUEL ","REDUCT.","CUST.","- FUEL","NONFUEL ","INC."]
[null,"COSTS","COSTS ","COSTS","REBATES","REBATES","COSTS","COSTS","COSTS","CUST","KWH","PORTION","PORTION","TO CUST","KWH","PORTION","PORTION","IN BILL"]
["YEAR","$(000)","$(000)","$(000)","$(000)","$(000)","$(000)","$(000)","$(000)","$(000)","(000)","$(000)","$(000)","$(000)","(000)","$(000)",null,"$(000)"]
[{"$f":"+Title_RESULTS!H7","v":2020},{"$f":"IF(+'Sheet9(F_25)'!$A16>=Title_RESULTS!$H$8,0,((Partcipation!$B16-Partcipation!$B15)*(Title_RESULTS!$C$26*((1+Title_RESULTS!$C$28/100)^('Sheet9(F_25)'!$A16-Title_RESULTS!$H$7)))/1000))","v":0},{"$f":"(Partcipation!$C15+(Partcipation!$C16-Partcipation!$C15)/2)*(Title_RESULTS!$C$27*((1+Title_RESULTS!$C$28/100)^('Sheet9(F_25)'!$A16-Title_RESULTS!$H$7)))/1000","v":0},{"$f":"SUM(B16:C16)","v":0},{"$f":"IF(+'Sheet9(F_25)'!$A16>=Title_RESULTS!$H$8,0,((Partcipation!$B16-Partcipation!$B15)*(Title_RESULTS!$C$39*((1+Title_RESULTS!$C$41/100)^('Sheet9(F_25)'!$A16-Title_RESULTS!$H$7)))/1000))","v":0},{"$f":"(Partcipation!$C15+(Partcipation!$C16-Partcipation!$C15)/2)*(Title_RESULTS!$C$40*((1+Title_RESULTS!$C$41/100)^('Sheet9(F_25)'!$A16-Title_RESULTS!$H$7)))/1000","v":0},{"$f":"SUM(E16:F16)","v":0},{"$f":"IF(Partcipation!$B17<Partcipation!$B16,0,IF(Partcipation!$B16=0,0,(Partcipation!$B16-Partcipation!$B15)*(+Title_RESULTS!$C$29*(1+Title_RESULTS!$C$30/100)^(+'Sheet8(F_24)'!$A16-Title_RESULTS!$H$7))/1000))","v":4819.1977367172867},{"$f":"IF(+Title_RESULTS!$C$31<0,0,(+Partcipation!$B15+(Partcipation!$B16-Partcipation!$B15)/2)*(+Title_RESULTS!$C$31*(1+Title_RESULTS!$C$32/100)^(+'Sheet6(p_6)'!$A16-Title_RESULTS!$H$7))/1000)","v":0},{"$f":"SUM(H16:I16)","v":4819.1977367172867},{"$f":"(+Partcipation!$B15+(Partcipation!$B16-Partcipation!$B15)/2)*(+Title_RESULTS!$C$14)/1000","v":3947.2},{"$f":"($K16)*Partcipation!$E73*Title_RESULTS!$C$12/100","v":96.099026240522775},{"$f":"((+$K16*(Title_RESULTS!$H$30/100)*((1+Title_RESULTS!$H$31/100)^('Sheet9(F_25)'!$A16-Title_RESULTS!$H$7)))+((Title_RESULTS!$H$32*Title_RESULTS!$H$35*12*Title_RESULTS!$C$7/1000)*(Partcipation!$B15+(Partcipation!$B16-Partcipation!$B15)/2))*((1+Title_RESULTS!$H$33/100)^('Sheet9(F_25)'!$A16-Title_RESULTS!$H$7)))","v":319.47147068831737},{"$f":"'Sheet2(F_12)'!$I16*('Sheet6(p_6)'!$L16+'Sheet6(p_6)'!$M16)","v":415.57049692884016},{"$f":"(Partcipation!$B15+(Partcipation!$B16-Partcipation!$B15)/2)*(Title_RESULTS!$C$13)/1000","v":0},{"$f":"($O16)*'Sheet2(F_12)'!$D16*Title_RESULTS!$C$12/100","v":0},{"$f":"+$O16*((Title_RESULTS!$H$30/100)*((1+Title_RESULTS!$H$31/100)^('Sheet9(F_25)'!$A16-Title_RESULTS!$H$7)))","v":0},{"$f":"+Partcipation!$I16*('Sheet6(p_6)'!$P16-'Sheet6(p_6)'!$Q16)","v":0}]
[{"$f":"+A16+1","v":2021},{"$f":"IF(+'Sheet9(F_25)'!$A17>=Title_RESULTS!$H$8,0,((Partcipation!$B17-Partcipation!$B16)*(Title_RESULTS!$C$26*((1+Title_RESULTS!$C$28/100)^('Sheet9(F_25)'!$A17-Title_RESULTS!$H$7)))/1000))","v":0},{"$f":"(Partcipation!$C16+(Partcipation!$C17-Partcipation!$C16)/2)*(Title_RESULTS!$C$27*((1+Title_RESULTS!$C$28/100)^('Sheet9(F_25)'!$A17-Title_RESULTS!$H$7)))/1000","v":0},{"$f":"SUM(B17:C17)","v":0},{"$f":"IF(+'Sheet9(F_25)'!$A17>=Title_RESULTS!$H$8,0,((Partcipation!$B17-Partcipation!$B16)*(Title_RESULTS!$C$39*((1+Title_RESULTS!$C$41/100)^('Sheet9(F_25)'!$A17-Title_RESULTS!$H$7)))/1000))","v":0},{"$f":"(Partcipation!$C16+(Partcipation!$C17-Partcipation!$C16)/2)*(Title_RESULTS!$C$40*((1+Title_RESULTS!$C$41/100)^('Sheet9(F_25)'!$A17-Title_RESULTS!$H$7)))/1000","v":0},{"$f":"SUM(E17:F17)","v":0},{"$f":"IF(Partcipation!$B18<Partcipation!$B17,0,IF(Partcipation!$B17=0,0,(Partcipation!$B17-Partcipation!$B16)*(+Title_RESULTS!$C$29*(1+Title_RESULTS!$C$30/100)^(+'Sheet8(F_24)'!$A17-Title_RESULTS!$H$7))/1000))","v":4930.0392846617842},{"$f":"IF(+Title_RESULTS!$C$31<0,0,(+Partcipation!$B16+(Partcipation!$B17-Partcipation!$B16)/2)*(+Title_RESULTS!$C$31*(1+Title_RESULTS!$C$32/100)^(+'Sheet6(p_6)'!$A17-Title_RESULTS!$H$7))/1000)","v":0},{"$f":"SUM(H17:I17)","v":4930.0392846617842},{"$f":"(+Partcipation!$B16+(Partcipation!$B17-Partcipation!$B16)/2)*(+Title_RESULTS!$C$14)/1000","v":11841.6},{"$f":"($K17)*Partcipation!$E74*Title_RESULTS!$C$12/100","v":302.01814106719837},{"$f":"((+$K17*(Title_RESULTS!$H$30/100)*((1+Title_RESULTS!$H$31/100)^('Sheet9(F_25)'!$A17-Title_RESULTS!$H$7)))+((Title_RESULTS!$H$32*Title_RESULTS!$H$35*12*Title_RESULTS!$C$7/1000)*(Partcipation!$B16+(Partcipation!$B17-Partcipation!$B16)/2))*((1+Title_RESULTS!$H$33/100)^('Sheet9(F_25)'!$A17-Title_RESULTS!$H$7)))","v":967.99855618560173},{"$f":"'Sheet2(F_12)'!$I17*('Sheet6(p_6)'!$L17+'Sheet6(p_6)'!$M17)","v":1270.0166972528},{"$f":"(Partcipation!$B16+(Partcipation!$B17-Partcipation!$B16)/2)*(Title_RESULTS!$C$13)/1000","v":0},{"$f":"($O17)*'Sheet2(F_12)'!$D17*Title_RESULTS!$C$12/100","v":0},{"$f":"+$O17*((Title_RESULTS!$H$30/100)*((1+Title_RESULTS!$H$31/100)^('Sheet9(F_25)'!$A17-Title_RESULTS!$H$7)))","v":0},{"$f":"+Partcipation!$I17*('Sheet6(p_6)'!$P17-'Sheet6(p_6)'!$Q17)","v":0}]
[{"$f":"+A17+1","v":2022},{"$f":"IF(+'Sheet9(F_25)'!$A18>=Title_RESULTS!$H$8,0,((Partcipation!$B18-Partcipation!$B17)*(Title_RESULTS!$C$26*((1+Title_RESULTS!$C$28/100)^('Sheet9(F_25)'!$A18-Title_RESULTS!$H$7)))/1000))","v":0},{"$f":"(Partcipation!$C17+(Partcipation!$C18-Partcipation!$C17)/2)*(Title_RESULTS!$C$27*((1+Title_RESULTS!$C$28/100)^('Sheet9(F_25)'!$A18-Title_RESULTS!$H$7)))/1000","v":0},{"$f":"SUM(B18:C18)","v":0},{"$f":"IF(+'Sheet9(F_25)'!$A18>=Title_RESULTS!$H$8,0,((Partcipation!$B18-Partcipation!$B17)*(Title_RESULTS!$C$39*((1+Title_RESULTS!$C$41/100)^('Sheet9(F_25)'!$A18-Title_RESULTS!$H$7)))/1000))","v":0},{"$f":"(Partcipation!$C17+(Partcipation!$C18-Partcipation!$C17)/2)*(Title_RESULTS!$C$40*((1+Title_RESULTS!$C$41/100)^('Sheet9(F_25)'!$A18-Title_RESULTS!$H$7)))/1000","v":0},{"$f":"SUM(E18:F18)","v":0},{"$f":"IF(Partcipation!$B19<Partcipation!$B18,0,IF(Partcipation!$B18=0,0,(Partcipation!$B18-Partcipation!$B17)*(+Title_RESULTS!$C$29*(1+Title_RESULTS!$C$30/100)^(+'Sheet8(F_24)'!$A18-Title_RESULTS!$H$7))/1000))","v":5043.4301882090049},{"$f":"IF(+Title_RESULTS!$C$31<0,0,(+Partcipation!$B17+(Partcipation!$B18-Partcipation!$B17)/2)*(+Title_RESULTS!$C$31*(1+Title_RESULTS!$C$32/100)^(+'Sheet6(p_6)'!$A18-Title_RESULTS!$H$7))/1000)","v":0},{"$f":"SUM(H18:I18)","v":5043.4301882090049},{"$f":"(+Partcipation!$B17+(Partcipation!$B18-Partcipation!$B17)/2)*(+Title_RESULTS!$C$14)/1000","v":19736},{"$f":"($K18)*Partcipation!$E75*Title_RESULTS!$C$12/100","v":521.90516083424689},{"$f":"((+$K18*(Title_RESULTS!$H$30/100)*((1+Title_RESULTS!$H$31/100)^('Sheet9(F_25)'!$A18-Title_RESULTS!$H$7)))+((Title_RESULTS!$H$32*Title_RESULTS!$H$35*12*Title_RESULTS!$C$7/1000)*(Partcipation!$B17+(Partcipation!$B18-Partcipation!$B17)/2))*((1+Title_RESULTS!$H$33/100)^('Sheet9(F_25)'!$A18-Title_RESULTS!$H$7)))","v":1629.4642362457628},{"$f":"'Sheet2(F_12)'!$I18*('Sheet6(p_6)'!$L18+'Sheet6(p_6)'!$M18)","v":2151.3693970800095},{"$f":"(Partcipation!$B17+(Partcipation!$B18-Partcipation!$B17)/2)*(Title_RESULTS!$C$13)/1000","v":0},{"$f":"($O18)*'Sheet2(F_12)'!$D18*Title_RESULTS!$C$12/100","v":0},{"$f":"+$O18*((Title_RESULTS!$H$30/100)*((1+Title_RESULTS!$H$31/100)^('Sheet9(F_25)'!$A18-Title_RESULTS!$H$7)))","v":0},{"$f":"+Partcipation!$I18*('Sheet6(p_6)'!$P18-'Sheet6(p_6)'!$Q18)","v":0}]
[{"$f":"+A18+1","v":2023},{"$f":"IF(+'Sheet9(F_25)'!$A19>=Title_RESULTS!$H$8,0,((Partcipation!$B19-Partcipation!$B18)*(Title_RESULTS!$C$26*((1+Title_RESULTS!$C$28/100)^('Sheet9(F_25)'!$A19-Title_RESULTS!$H$7)))/1000))","v":0},{"$f":"(Partcipation!$C18+(Partcipation!$C19-Partcipation!$C18)/2)*(Title_RESULTS!$C$27*((1+Title_RESULTS!$C$28/100)^('Sheet9(F_25)'!$A19-Title_RESULTS!$H$7)))/1000","v":0},{"$f":"SUM(B19:C19)","v":0},{"$f":"IF(+'Sheet9(F_25)'!$A19>=Title_RESULTS!$H$8,0,((Partcipation!$B19-Partcipation!$B18)*(Title_RESULTS!$C$39*((1+Title_RESULTS!$C$41/100)^('Sheet9(F_25)'!$A19-Title_RESULTS!$H$7)))/1000))","v":0},{"$f":"(Partcipation!$C18+(Partcipation!$C19-Partcipation!$C18)/2)*(Title_RESULTS!$C$40*((1+Title_RESULTS!$C$41/100)^('Sheet9(F_25)'!$A19-Title_RESULTS!$H$7)))/1000","v":0},{"$f":"SUM(E19:F19)","v":0},{"$f":"IF(Partcipation!$B20<Partcipation!$B19,0,IF(Partcipation!$B19=0,0,(Partcipation!$B19-Partcipation!$B18)*(+Title_RESULTS!$C$29*(1+Title_RESULTS!$C$30/100)^(+'Sheet8(F_24)'!$A19-Title_RESULTS!$H$7))/1000))","v":0},{"$f":"IF(+Title_RESULTS!$C$31<0,0,(+Partcipation!$B18+(Partcipation!$B19-Partcipation!$B18)/2)*(+Title_RESULTS!$C$31*(1+Title_RESULTS!$C$32/100)^(+'Sheet6(p_6)'!$A19-Title_RESULTS!$H$7))/1000)","v":0},{"$f":"SUM(H19:I19)","v":0},{"$f":"(+Partcipation!$B18+(Partcipation!$B19-Partcipation!$B18)/2)*(+Title_RESULTS!$C$14)/1000","v":23683.200000000001},{"$f":"($K19)*Partcipation!$E76*Title_RESULTS!$C$12/100","v":621.15228177868846},{"$f":"((+$K19*(Title_RESULTS!$H$30/100)*((1+Title_RESULTS!$H$31/100)^('Sheet9(F_25)'!$A19-Title_RESULTS!$H$7)))+((Title_RESULTS!$H$32*Title_RESULTS!$H$35*12*Title_RESULTS!$C$7/1000)*(Partcipation!$B18+(Partcipation!$B19-Partcipation!$B18)/2))*((1+Title_RESULTS!$H$33/100)^('Sheet9(F_25)'!$A19-Title_RESULTS!$H$7)))","v":1974.9106543298644},{"$f":"'Sheet2(F_12)'!$I19*('Sheet6(p_6)'!$L19+'Sheet6(p_6)'!$M19)","v":2596.062936108553},{"$f":"(Partcipation!$B18+(Partcipation!$B19-Partcipation!$B18)/2)*(Title_RESULTS!$C$13)/1000","v":0},{"$f":"($O19)*'Sheet2(F_12)'!$D19*Title_RESULTS!$C$12/100","v":0},{"$f":"+$O19*((Title_RESULTS!$H$30/100)*((1+Title_RESULTS!$H$31/100)^('Sheet9(F_25)'!$A19-Title_RESULTS!$H$7)))","v":0},{"$f":"+Partcipation!$I19*('Sheet6(p_6)'!$P19-'Sheet6(p_6)'!$Q19)","v":0}]
[2024,{"$f":"IF(+'Sheet9(F_25)'!$A20>=Title_RESULTS!$H$8,0,((Partcipation!$B20-Partcipation!$B19)*(Title_RESULTS!$C$26*((1+Title_RESULTS!$C$28/100)^('Sheet9(F_25)'!$A20-Title_RESULTS!$H$7)))/1000))","v":0},{"$f":"(Partcipation!$C19+(Partcipation!$C20-Partcipation!$C19)/2)*(Title_RESULTS!$C$27*((1+Title_RESULTS!$C$28/100)^('Sheet9(F_25)'!$A20-Title_RESULTS!$H$7)))/1000","v":0},0,{"$f":"IF(+'Sheet9(F_25)'!$A20>=Title_RESULTS!$H$8,0,((Partcipation!$B20-Partcipation!$B19)*(Title_RESULTS!$C$39*((1+Title_RESULTS!$C$41/100)^('Sheet9(F_25)'!$A20-Title_RESULTS!$H$7)))/1000))","v":0},{"$f":"(Partcipation!$C19+(Partcipation!$C20-Partcipation!$C19)/2)*(Title_RESULTS!$C$40*((1+Title_RESULTS!$C$41/100)^('Sheet9(F_25)'!$A20-Title_RESULTS!$H$7)))/1000","v":0},0,{"$f":"IF(Partcipation!$B21<Partcipation!$B20,0,IF(Partcipation!$B20=0,0,(Partcipation!$B20-Partcipation!$B19)*(+Title_RESULTS!$C$29*(1+Title_RESULTS!$C$30/100)^(+'Sheet8(F_24)'!$A20-Title_RESULTS!$H$7))/1000))","v":0},{"$f":"IF(+Title_RESULTS!$C$31<0,0,(+Partcipation!$B19+(Partcipation!$B20-Partcipation!$B19)/2)*(+Title_RESULTS!$C$31*(1+Title_RESULTS!$C$32/100)^(+'Sheet6(p_6)'!$A20-Title_RESULTS!$H$7))/1000)","v":0},0,{"$f":"(+Partcipation!$B19+(Partcipation!$B20-Partcipation!$B19)/2)*(+Title_RESULTS!$C$14)/1000","v":23683.200000000001},{"$f":"($K20)*Partcipation!$E77*Title_RESULTS!$C$12/100","v":656.38387369218879},{"$f":"((+$K20*(Title_RESULTS!$H$30/100)*((1+Title_RESULTS!$H$31/100)^('Sheet9(F_25)'!$A20-Title_RESULTS!$H$7)))+((Title_RESULTS!$H$32*Title_RESULTS!$H$35*12*Title_RESULTS!$C$7/1000)*(Partcipation!$B19+(Partcipation!$B20-Partcipation!$B19)/2))*((1+Title_RESULTS!$H$33/100)^('Sheet9(F_25)'!$A20-Title_RESULTS!$H$7)))","v":1994.6597608731633},{"$f":"'Sheet2(F_12)'!$I20*('Sheet6(p_6)'!$L20+'Sheet6(p_6)'!$M20)","v":2651.043634565352},{"$f":"(Partcipation!$B19+(Partcipation!$B20-Partcipation!$B19)/2)*(Title_RESULTS!$C$13)/1000","v":0},{"$f":"($O20)*'Sheet2(F_12)'!$D20*Title_RESULTS!$C$12/100","v":0},{"$f":"+$O20*((Title_RESULTS!$H$30/100)*((1+Title_RESULTS!$H$31/100)^('Sheet9(F_25)'!$A20-Title_RESULTS!$H$7)))","v":0},{"$f":"+Partcipation!$I20*('Sheet6(p_6)'!$P20-'Sheet6(p_6)'!$Q20)","v":0}]
[2025,{"$f":"IF(+'Sheet9(F_25)'!$A21>=Title_RESULTS!$H$8,0,((Partcipation!$B21-Partcipation!$B20)*(Title_RESULTS!$C$26*((1+Title_RESULTS!$C$28/100)^('Sheet9(F_25)'!$A21-Title_RESULTS!$H$7)))/1000))","v":0},{"$f":"(Partcipation!$C20+(Partcipation!$C21-Partcipation!$C20)/2)*(Title_RESULTS!$C$27*((1+Title_RESULTS!$C$28/100)^('Sheet9(F_25)'!$A21-Title_RESULTS!$H$7)))/1000","v":0},0,{"$f":"IF(+'Sheet9(F_25)'!$A21>=Title_RESULTS!$H$8,0,((Partcipation!$B21-Partcipation!$B20)*(Title_RESULTS!$C$39*((1+Title_RESULTS!$C$41/100)^('Sheet9(F_25)'!$A21-Title_RESULTS!$H$7)))/1000))","v":0},{"$f":"(Partcipation!$C20+(Partcipation!$C21-Partcipation!$C20)/2)*(Title_RESULTS!$C$40*((1+Title_RESULTS!$C$41/100)^('Sheet9(F_25)'!$A21-Title_RESULTS!$H$7)))/1000","v":0},0,{"$f":"IF(Partcipation!$B22<Partcipation!$B21,0,IF(Partcipation!$B21=0,0,(Partcipation!$B21-Partcipation!$B20)*(+Title_RESULTS!$C$29*(1+Title_RESULTS!$C$30/100)^(+'Sheet8(F_24)'!$A21-Title_RESULTS!$H$7))/1000))","v":0},{"$f":"IF(+Title_RESULTS!$C$31<0,0,(+Partcipation!$B20+(Partcipation!$B21-Partcipation!$B20)/2)*(+Title_RESULTS!$C$31*(1+Title_RESULTS!$C$32/100)^(+'Sheet6(p_6)'!$A21-Title_RESULTS!$H$7))/1000)","v":0},0,{"$f":"(+Partcipation!$B20+(Partcipation!$B21-Partcipation!$B20)/2)*(+Title_RESULTS!$C$14)/1000","v":23683.200000000001},{"$f":"($K21)*Partcipation!$E78*Title_RESULTS!$C$12/100","v":694.0594396034935},{"$f":"((+$K21*(Title_RESULTS!$H$30/100)*((1+Title_RESULTS!$H$31/100)^('Sheet9(F_25)'!$A21-Title_RESULTS!$H$7)))+((Title_RESULTS!$H$32*Title_RESULTS!$H$35*12*Title_RESULTS!$C$7/1000)*(Partcipation!$B20+(Partcipation!$B21-Partcipation!$B20)/2))*((1+Title_RESULTS!$H$33/100)^('Sheet9(F_25)'!$A21-Title_RESULTS!$H$7)))","v":2014.6063584818946},{"$f":"'Sheet2(F_12)'!$I21*('Sheet6(p_6)'!$L21+'Sheet6(p_6)'!$M21)","v":2708.6657980853879},{"$f":"(Partcipation!$B20+(Partcipation!$B21-Partcipation!$B20)/2)*(Title_RESULTS!$C$13)/1000","v":0},{"$f":"($O21)*'Sheet2(F_12)'!$D21*Title_RESULTS!$C$12/100","v":0},{"$f":"+$O21*((Title_RESULTS!$H$30/100)*((1+Title_RESULTS!$H$31/100)^('Sheet9(F_25)'!$A21-Title_RESULTS!$H$7)))","v":0},{"$f":"+Partcipation!$I21*('Sheet6(p_6)'!$P21-'Sheet6(p_6)'!$Q21)","v":0}]
[2026,{"$f":"IF(+'Sheet9(F_25)'!$A22>=Title_RESULTS!$H$8,0,((Partcipation!$B22-Partcipation!$B21)*(Title_RESULTS!$C$26*((1+Title_RESULTS!$C$28/100)^('Sheet9(F_25)'!$A22-Title_RESULTS!$H$7)))/1000))","v":0},{"$f":"(Partcipation!$C21+(Partcipation!$C22-Partcipation!$C21)/2)*(Title_RESULTS!$C$27*((1+Title_RESULTS!$C$28/100)^('Sheet9(F_25)'!$A22-Title_RESULTS!$H$7)))/1000","v":0},0,{"$f":"IF(+'Sheet9(F_25)'!$A22>=Title_RESULTS!$H$8,0,((Partcipation!$B22-Partcipation!$B21)*(Title_RESULTS!$C$39*((1+Title_RESULTS!$C$41/100)^('Sheet9(F_25)'!$A22-Title_RESULTS!$H$7)))/1000))","v":0},{"$f":"(Partcipation!$C21+(Partcipation!$C22-Partcipation!$C21)/2)*(Title_RESULTS!$C$40*((1+Title_RESULTS!$C$41/100)^('Sheet9(F_25)'!$A22-Title_RESULTS!$H$7)))/1000","v":0},0,{"$f":"IF(Partcipation!$B23<Partcipation!$B22,0,IF(Partcipation!$B22=0,0,(Partcipation!$B22-Partcipation!$B21)*(+Title_RESULTS!$C$29*(1+Title_RESULTS!$C$30/100)^(+'Sheet8(F_24)'!$A22-Title_RESULTS!$H$7))/1000))","v":0},{"$f":"IF(+Title_RESULTS!$C$31<0,0,(+Partcipation!$B21+(Partcipation!$B22-Partcipation!$B21)/2)*(+Title_RESULTS!$C$31*(1+Title_RESULTS!$C$32/100)^(+'Sheet6(p_6)'!$A22-Title_RESULTS!$H$7))/1000)","v":0},0,{"$f":"(+Partcipation!$B21+(Partcipation!$B22-Partcipation!$B21)/2)*(+Title_RESULTS!$C$14)/1000","v":23683.200000000001},{"$f":"($K22)*Partcipation!$E79*Title_RESULTS!$C$12/100","v":725.4407586400672},{"$f":"((+$K22*(Title_RESULTS!$H$30/100)*((1+Title_RESULTS!$H$31/100)^('Sheet9(F_25)'!$A22-Title_RESULTS!$H$7)))+((Title_RESULTS!$H$32*Title_RESULTS!$H$35*12*Title_RESULTS!$C$7/1000)*(Partcipation!$B21+(Partcipation!$B22-Partcipation!$B21)/2))*((1+Title_RESULTS!$H$33/100)^('Sheet9(F_25)'!$A22-Title_RESULTS!$H$7)))","v":2034.7524220667142},{"$f":"'Sheet2(F_12)'!$I22*('Sheet6(p_6)'!$L22+'Sheet6(p_6)'!$M22)","v":2760.1931807067813},{"$f":"(Partcipation!$B21+(Partcipation!$B22-Partcipation!$B21)/2)*(Title_RESULTS!$C$13)/1000","v":0},{"$f":"($O22)*'Sheet2(F_12)'!$D22*Title_RESULTS!$C$12/100","v":0},{"$f":"+$O22*((Title_RESULTS!$H$30/100)*((1+Title_RESULTS!$H$31/100)^('Sheet9(F_25)'!$A22-Title_RESULTS!$H$7)))","v":0},{"$f":"+Partcipation!$I22*('Sheet6(p_6)'!$P22-'Sheet6(p_6)'!$Q22)","v":0}]
[2027,{"$f":"IF(+'Sheet9(F_25)'!$A23>=Title_RESULTS!$H$8,0,((Partcipation!$B23-Partcipation!$B22)*(Title_RESULTS!$C$26*((1+Title_RESULTS!$C$28/100)^('Sheet9(F_25)'!$A23-Title_RESULTS!$H$7)))/1000))","v":0},{"$f":"(Partcipation!$C22+(Partcipation!$C23-Partcipation!$C22)/2)*(Title_RESULTS!$C$27*((1+Title_RESULTS!$C$28/100)^('Sheet9(F_25)'!$A23-Title_RESULTS!$H$7)))/1000","v":0},0,{"$f":"IF(+'Sheet9(F_25)'!$A23>=Title_RESULTS!$H$8,0,((Partcipation!$B23-Partcipation!$B22)*(Title_RESULTS!$C$39*((1+Title_RESULTS!$C$41/100)^('Sheet9(F_25)'!$A23-Title_RESULTS!$H$7)))/1000))","v":0},{"$f":"(Partcipation!$C22+(Partcipation!$C23-Partcipation!$C22)/2)*(Title_RESULTS!$C$40*((1+Title_RESULTS!$C$41/100)^('Sheet9(F_25)'!$A23-Title_RESULTS!$H$7)))/1000","v":0},0,{"$f":"IF(Partcipation!$B24<Partcipation!$B23,0,IF(Partcipation!$B23=0,0,(Partcipation!$B23-Partcipation!$B22)*(+Title_RESULTS!$C$29*(1+Title_RESULTS!$C$30/100)^(+'Sheet8(F_24)'!$A23-Title_RESULTS!$H$7))/1000))","v":0},{"$f":"IF(+Title_RESULTS!$C$31<0,0,(+Partcipation!$B22+(Partcipation!$B23-Partcipation!$B22)/2)*(+Title_RESULTS!$C$31*(1+Title_RESULTS!$C$32/100)^(+'Sheet6(p_6)'!$A23-Title_RESULTS!$H$7))/1000)","v":0},0,{"$f":"(+Partcipation!$B22+(Partcipation!$B23-Partcipation!$B22)/2)*(+Title_RESULTS!$C$14)/1000","v":23683.200000000001},{"$f":"($K23)*Partcipation!$E80*Title_RESULTS!$C$12/100","v":768.15541268208221},{"$f":"((+$K23*(Title_RESULTS!$H$30/100)*((1+Title_RESULTS!$H$31/100)^('Sheet9(F_25)'!$A23-Title_RESULTS!$H$7)))+((Title_RESULTS!$H$32*Title_RESULTS!$H$35*12*Title_RESULTS!$C$7/1000)*(Partcipation!$B22+(Partcipation!$B23-Partcipation!$B22)/2))*((1+Title_RESULTS!$H$33/100)^('Sheet9(F_25)'!$A23-Title_RESULTS!$H$7)))","v":2055.0999462873806},{"$f":"'Sheet2(F_12)'!$I23*('Sheet6(p_6)'!$L23+'Sheet6(p_6)'!$M23)","v":2823.2553589694626},{"$f":"(Partcipation!$B22+(Partcipation!$B23-Partcipation!$B22)/2)*(Title_RESULTS!$C$13)/1000","v":0},{"$f":"($O23)*'Sheet2(F_12)'!$D23*Title_RESULTS!$C$12/100","v":0},{"$f":"+$O23*((Title_RESULTS!$H$30/100)*((1+Title_RESULTS!$H$31/100)^('Sheet9(F_25)'!$A23-Title_RESULTS!$H$7)))","v":0},{"$f":"+Partcipation!$I23*('Sheet6(p_6)'!$P23-'Sheet6(p_6)'!$Q23)","v":0}]
[2028,{"$f":"IF(+'Sheet9(F_25)'!$A24>=Title_RESULTS!$H$8,0,((Partcipation!$B24-Partcipation!$B23)*(Title_RESULTS!$C$26*((1+Title_RESULTS!$C$28/100)^('Sheet9(F_25)'!$A24-Title_RESULTS!$H$7)))/1000))","v":0},{"$f":"(Partcipation!$C23+(Partcipation!$C24-Partcipation!$C23)/2)*(Title_RESULTS!$C$27*((1+Title_RESULTS!$C$28/100)^('Sheet9(F_25)'!$A24-Title_RESULTS!$H$7)))/1000","v":0},0,{"$f":"IF(+'Sheet9(F_25)'!$A24>=Title_RESULTS!$H$8,0,((Partcipation!$B24-Partcipation!$B23)*(Title_RESULTS!$C$39*((1+Title_RESULTS!$C$41/100)^('Sheet9(F_25)'!$A24-Title_RESULTS!$H$7)))/1000))","v":0},{"$f":"(Partcipation!$C23+(Partcipation!$C24-Partcipation!$C23)/2)*(Title_RESULTS!$C$40*((1+Title_RESULTS!$C$41/100)^('Sheet9(F_25)'!$A24-Title_RESULTS!$H$7)))/1000","v":0},0,{"$f":"IF(Partcipation!$B25<Partcipation!$B24,0,IF(Partcipation!$B24=0,0,(Partcipation!$B24-Partcipation!$B23)*(+Title_RESULTS!$C$29*(1+Title_RESULTS!$C$30/100)^(+'Sheet8(F_24)'!$A24-Title_RESULTS!$H$7))/1000))","v":0},{"$f":"IF(+Title_RESULTS!$C$31<0,0,(+Partcipation!$B23+(Partcipation!$B24-Partcipation!$B23)/2)*(+Title_RESULTS!$C$31*(1+Title_RESULTS!$C$32/100)^(+'Sheet6(p_6)'!$A24-Title_RESULTS!$H$7))/1000)","v":0},0,{"$f":"(+Partcipation!$B23+(Partcipation!$B24-Partcipation!$B23)/2)*(+Title_RESULTS!$C$14)/1000","v":23683.200000000001},{"$f":"($K24)*Partcipation!$E81*Title_RESULTS!$C$12/100","v":840.89597509147188},{"$f":"((+$K24*(Title_RESULTS!$H$30/100)*((1+Title_RESULTS!$H$31/100)^('Sheet9(F_25)'!$A24-Title_RESULTS!$H$7)))+((Title_RESULTS!$H$32*Title_RESULTS!$H$35*12*Title_RESULTS!$C$7/1000)*(Partcipation!$B23+(Partcipation!$B24-Partcipation!$B23)/2))*((1+Title_RESULTS!$H$33/100)^('Sheet9(F_25)'!$A24-Title_RESULTS!$H$7)))","v":2075.6509457502548},{"$f":"'Sheet2(F_12)'!$I24*('Sheet6(p_6)'!$L24+'Sheet6(p_6)'!$M24)","v":2916.5469208417267},{"$f":"(Partcipation!$B23+(Partcipation!$B24-Partcipation!$B23)/2)*(Title_RESULTS!$C$13)/1000","v":0},{"$f":"($O24)*'Sheet2(F_12)'!$D24*Title_RESULTS!$C$12/100","v":0},{"$f":"+$O24*((Title_RESULTS!$H$30/100)*((1+Title_RESULTS!$H$31/100)^('Sheet9(F_25)'!$A24-Title_RESULTS!$H$7)))","v":0},{"$f":"+Partcipation!$I24*('Sheet6(p_6)'!$P24-'Sheet6(p_6)'!$Q24)","v":0}]
[2029,{"$f":"IF(+'Sheet9(F_25)'!$A25>=Title_RESULTS!$H$8,0,((Partcipation!$B25-Partcipation!$B24)*(Title_RESULTS!$C$26*((1+Title_RESULTS!$C$28/100)^('Sheet9(F_25)'!$A25-Title_RESULTS!$H$7)))/1000))","v":0},{"$f":"(Partcipation!$C24+(Partcipation!$C25-Partcipation!$C24)/2)*(Title_RESULTS!$C$27*((1+Title_RESULTS!$C$28/100)^('Sheet9(F_25)'!$A25-Title_RESULTS!$H$7)))/1000","v":0},0,{"$f":"IF(+'Sheet9(F_25)'!$A25>=Title_RESULTS!$H$8,0,((Partcipation!$B25-Partcipation!$B24)*(Title_RESULTS!$C$39*((1+Title_RESULTS!$C$41/100)^('Sheet9(F_25)'!$A25-Title_RESULTS!$H$7)))/1000))","v":0},{"$f":"(Partcipation!$C24+(Partcipation!$C25-Partcipation!$C24)/2)*(Title_RESULTS!$C$40*((1+Title_RESULTS!$C$41/100)^('Sheet9(F_25)'!$A25-Title_RESULTS!$H$7)))/1000","v":0},0,{"$f":"IF(Partcipation!$B26<Partcipation!$B25,0,IF(Partcipation!$B25=0,0,(Partcipation!$B25-Partcipation!$B24)*(+Title_RESULTS!$C$29*(1+Title_RESULTS!$C$30/100)^(+'Sheet8(F_24)'!$A25-Title_RESULTS!$H$7))/1000))","v":0},{"$f":"IF(+Title_RESULTS!$C$31<0,0,(+Partcipation!$B24+(Partcipation!$B25-Partcipation!$B24)/2)*(+Title_RESULTS!$C$31*(1+Title_RESULTS!$C$32/100)^(+'Sheet6(p_6)'!$A25-Title_RESULTS!$H$7))/1000)","v":0},0,{"$f":"(+Partcipation!$B24+(Partcipation!$B25-Partcipation!$B24)/2)*(+Title_RESULTS!$C$14)/1000","v":23683.200000000001},{"$f":"($K25)*Partcipation!$E82*Title_RESULTS!$C$12/100","v":883.73773154528953},{"$f":"((+$K25*(Title_RESULTS!$H$30/100)*((1+Title_RESULTS!$H$31/100)^('Sheet9(F_25)'!$A25-Title_RESULTS!$H$7)))+((Title_RESULTS!$H$32*Title_RESULTS!$H$35*12*Title_RESULTS!$C$7/1000)*(Partcipation!$B24+(Partcipation!$B25-Partcipation!$B24)/2))*((1+Title_RESULTS!$H$33/100)^('Sheet9(F_25)'!$A25-Title_RESULTS!$H$7)))","v":2096.4074552077577},{"$f":"'Sheet2(F_12)'!$I25*('Sheet6(p_6)'!$L25+'Sheet6(p_6)'!$M25)","v":2980.1451867530473},{"$f":"(Partcipation!$B24+(Partcipation!$B25-Partcipation!$B24)/2)*(Title_RESULTS!$C$13)/1000","v":0},{"$f":"($O25)*'Sheet2(F_12)'!$D25*Title_RESULTS!$C$12/100","v":0},{"$f":"+$O25*((Title_RESULTS!$H$30/100)*((1+Title_RESULTS!$H$31/100)^('Sheet9(F_25)'!$A25-Title_RESULTS!$H$7)))","v":0},{"$f":"+Partcipation!$I25*('Sheet6(p_6)'!$P25-'Sheet6(p_6)'!$Q25)","v":0}]
[2030,{"$f":"IF(+'Sheet9(F_25)'!$A26>=Title_RESULTS!$H$8,0,((Partcipation!$B26-Partcipation!$B25)*(Title_RESULTS!$C$26*((1+Title_RESULTS!$C$28/100)^('Sheet9(F_25)'!$A26-Title_RESULTS!$H$7)))/1000))","v":0},{"$f":"(Partcipation!$C25+(Partcipation!$C26-Partcipation!$C25)/2)*(Title_RESULTS!$C$27*((1+Title_RESULTS!$C$28/100)^('Sheet9(F_25)'!$A26-Title_RESULTS!$H$7)))/1000","v":0},0,{"$f":"IF(+'Sheet9(F_25)'!$A26>=Title_RESULTS!$H$8,0,((Partcipation!$B26-Partcipation!$B25)*(Title_RESULTS!$C$39*((1+Title_RESULTS!$C$41/100)^('Sheet9(F_25)'!$A26-Title_RESULTS!$H$7)))/1000))","v":0},{"$f":"(Partcipation!$C25+(Partcipation!$C26-Partcipation!$C25)/2)*(Title_RESULTS!$C$40*((1+Title_RESULTS!$C$41/100)^('Sheet9(F_25)'!$A26-Title_RESULTS!$H$7)))/1000","v":0},0,{"$f":"IF(Partcipation!$B27<Partcipation!$B26,0,IF(Partcipation!$B26=0,0,(Partcipation!$B26-Partcipation!$B25)*(+Title_RESULTS!$C$29*(1+Title_RESULTS!$C$30/100)^(+'Sheet8(F_24)'!$A26-Title_RESULTS!$H$7))/1000))","v":0},{"$f":"IF(+Title_RESULTS!$C$31<0,0,(+Partcipation!$B25+(Partcipation!$B26-Partcipation!$B25)/2)*(+Title_RESULTS!$C$31*(1+Title_RESULTS!$C$32/100)^(+'Sheet6(p_6)'!$A26-Title_RESULTS!$H$7))/1000)","v":0},0,{"$f":"(+Partcipation!$B25+(Partcipation!$B26-Partcipation!$B25)/2)*(+Title_RESULTS!$C$14)/1000","v":23683.200000000001},{"$f":"($K26)*Partcipation!$E83*Title_RESULTS!$C$12/100","v":962.87820158674413},{"$f":"((+$K26*(Title_RESULTS!$H$30/100)*((1+Title_RESULTS!$H$31/100)^('Sheet9(F_25)'!$A26-Title_RESULTS!$H$7)))+((Title_RESULTS!$H$32*Title_RESULTS!$H$35*12*Title_RESULTS!$C$7/1000)*(Partcipation!$B25+(Partcipation!$B26-Partcipation!$B25)/2))*((1+Title_RESULTS!$H$33/100)^('Sheet9(F_25)'!$A26-Title_RESULTS!$H$7)))","v":2117.3715297598351},{"$f":"'Sheet2(F_12)'!$I26*('Sheet6(p_6)'!$L26+'Sheet6(p_6)'!$M26)","v":3080.2497313465792},{"$f":"(Partcipation!$B25+(Partcipation!$B26-Partcipation!$B25)/2)*(Title_RESULTS!$C$13)/1000","v":0},{"$f":"($O26)*'Sheet2(F_12)'!$D26*Title_RESULTS!$C$12/100","v":0},{"$f":"+$O26*((Title_RESULTS!$H$30/100)*((1+Title_RESULTS!$H$31/100)^('Sheet9(F_25)'!$A26-Title_RESULTS!$H$7)))","v":0},{"$f":"+Partcipation!$I26*('Sheet6(p_6)'!$P26-'Sheet6(p_6)'!$Q26)","v":0}]
[2031,{"$f":"IF(+'Sheet9(F_25)'!$A27>=Title_RESULTS!$H$8,0,((Partcipation!$B27-Partcipation!$B26)*(Title_RESULTS!$C$26*((1+Title_RESULTS!$C$28/100)^('Sheet9(F_25)'!$A27-Title_RESULTS!$H$7)))/1000))","v":0},{"$f":"(Partcipation!$C26+(Partcipation!$C27-Partcipation!$C26)/2)*(Title_RESULTS!$C$27*((1+Title_RESULTS!$C$28/100)^('Sheet9(F_25)'!$A27-Title_RESULTS!$H$7)))/1000","v":0},0,{"$f":"IF(+'Sheet9(F_25)'!$A27>=Title_RESULTS!$H$8,0,((Partcipation!$B27-Partcipation!$B26)*(Title_RESULTS!$C$39*((1+Title_RESULTS!$C$41/100)^('Sheet9(F_25)'!$A27-Title_RESULTS!$H$7)))/1000))","v":0},{"$f":"(Partcipation!$C26+(Partcipation!$C27-Partcipation!$C26)/2)*(Title_RESULTS!$C$40*((1+Title_RESULTS!$C$41/100)^('Sheet9(F_25)'!$A27-Title_RESULTS!$H$7)))/1000","v":0},0,{"$f":"IF(Partcipation!$B28<Partcipation!$B27,0,IF(Partcipation!$B27=0,0,(Partcipation!$B27-Partcipation!$B26)*(+Title_RESULTS!$C$29*(1+Title_RESULTS!$C$30/100)^(+'Sheet8(F_24)'!$A27-Title_RESULTS!$H$7))/1000))","v":0},{"$f":"IF(+Title_RESULTS!$C$31<0,0,(+Partcipation!$B26+(Partcipation!$B27-Partcipation!$B26)/2)*(+Title_RESULTS!$C$31*(1+Title_RESULTS!$C$32/100)^(+'Sheet6(p_6)'!$A27-Title_RESULTS!$H$7))/1000)","v":0},0,{"$f":"(+Partcipation!$B26+(Partcipation!$B27-Partcipation!$B26)/2)*(+Title_RESULTS!$C$14)/1000","v":23683.200000000001},{"$f":"($K27)*Partcipation!$E84*Title_RESULTS!$C$12/100","v":996.07061800301733},{"$f":"((+$K27*(Title_RESULTS!$H$30/100)*((1+Title_RESULTS!$H$31/100)^('Sheet9(F_25)'!$A27-Title_RESULTS!$H$7)))+((Title_RESULTS!$H$32*Title_RESULTS!$H$35*12*Title_RESULTS!$C$7/1000)*(Partcipation!$B26+(Partcipation!$B27-Partcipation!$B26)/2))*((1+Title_RESULTS!$H$33/100)^('Sheet9(F_25)'!$A27-Title_RESULTS!$H$7)))","v":2138.545245057433},{"$f":"'Sheet2(F_12)'!$I27*('Sheet6(p_6)'!$L27+'Sheet6(p_6)'!$M27)","v":3134.6158630604505},{"$f":"(Partcipation!$B26+(Partcipation!$B27-Partcipation!$B26)/2)*(Title_RESULTS!$C$13)/1000","v":0},{"$f":"($O27)*'Sheet2(F_12)'!$D27*Title_RESULTS!$C$12/100","v":0},{"$f":"+$O27*((Title_RESULTS!$H$30/100)*((1+Title_RESULTS!$H$31/100)^('Sheet9(F_25)'!$A27-Title_RESULTS!$H$7)))","v":0},{"$f":"+Partcipation!$I27*('Sheet6(p_6)'!$P27-'Sheet6(p_6)'!$Q27)","v":0}]
[2032,{"$f":"IF(+'Sheet9(F_25)'!$A28>=Title_RESULTS!$H$8,0,((Partcipation!$B28-Partcipation!$B27)*(Title_RESULTS!$C$26*((1+Title_RESULTS!$C$28/100)^('Sheet9(F_25)'!$A28-Title_RESULTS!$H$7)))/1000))","v":0},{"$f":"(Partcipation!$C27+(Partcipation!$C28-Partcipation!$C27)/2)*(Title_RESULTS!$C$27*((1+Title_RESULTS!$C$28/100)^('Sheet9(F_25)'!$A28-Title_RESULTS!$H$7)))/1000","v":0},0,{"$f":"IF(+'Sheet9(F_25)'!$A28>=Title_RESULTS!$H$8,0,((Partcipation!$B28-Partcipation!$B27)*(Title_RESULTS!$C$39*((1+Title_RESULTS!$C$41/100)^('Sheet9(F_25)'!$A28-Title_RESULTS!$H$7)))/1000))","v":0},{"$f":"(Partcipation!$C27+(Partcipation!$C28-Partcipation!$C27)/2)*(Title_RESULTS!$C$40*((1+Title_RESULTS!$C$41/100)^('Sheet9(F_25)'!$A28-Title_RESULTS!$H$7)))/1000","v":0},0,{"$f":"IF(Partcipation!$B29<Partcipation!$B28,0,IF(Partcipation!$B28=0,0,(Partcipation!$B28-Partcipation!$B27)*(+Title_RESULTS!$C$29*(1+Title_RESULTS!$C$30/100)^(+'Sheet8(F_24)'!$A28-Title_RESULTS!$H$7))/1000))","v":0},{"$f":"IF(+Title_RESULTS!$C$31<0,0,(+Partcipation!$B27+(Partcipation!$B28-Partcipation!$B27)/2)*(+Title_RESULTS!$C$31*(1+Title_RESULTS!$C$32/100)^(+'Sheet6(p_6)'!$A28-Title_RESULTS!$H$7))/1000)","v":0},0,{"$f":"(+Partcipation!$B27+(Partcipation!$B28-Partcipation!$B27)/2)*(+Title_RESULTS!$C$14)/1000","v":23683.200000000001},{"$f":"($K28)*Partcipation!$E85*Title_RESULTS!$C$12/100","v":1067.1413003228115},{"$f":"((+$K28*(Title_RESULTS!$H$30/100)*((1+Title_RESULTS!$H$31/100)^('Sheet9(F_25)'!$A28-Title_RESULTS!$H$7)))+((Title_RESULTS!$H$32*Title_RESULTS!$H$35*12*Title_RESULTS!$C$7/1000)*(Partcipation!$B27+(Partcipation!$B28-Partcipation!$B27)/2))*((1+Title_RESULTS!$H$33/100)^('Sheet9(F_25)'!$A28-Title_RESULTS!$H$7)))","v":2159.9306975080076},{"$f":"'Sheet2(F_12)'!$I28*('Sheet6(p_6)'!$L28+'Sheet6(p_6)'!$M28)","v":3227.0719978308189},{"$f":"(Partcipation!$B27+(Partcipation!$B28-Partcipation!$B27)/2)*(Title_RESULTS!$C$13)/1000","v":0},{"$f":"($O28)*'Sheet2(F_12)'!$D28*Title_RESULTS!$C$12/100","v":0},{"$f":"+$O28*((Title_RESULTS!$H$30/100)*((1+Title_RESULTS!$H$31/100)^('Sheet9(F_25)'!$A28-Title_RESULTS!$H$7)))","v":0},{"$f":"+Partcipation!$I28*('Sheet6(p_6)'!$P28-'Sheet6(p_6)'!$Q28)","v":0}]
[2033,{"$f":"IF(+'Sheet9(F_25)'!$A29>=Title_RESULTS!$H$8,0,((Partcipation!$B29-Partcipation!$B28)*(Title_RESULTS!$C$26*((1+Title_RESULTS!$C$28/100)^('Sheet9(F_25)'!$A29-Title_RESULTS!$H$7)))/1000))","v":0},{"$f":"(Partcipation!$C28+(Partcipation!$C29-Partcipation!$C28)/2)*(Title_RESULTS!$C$27*((1+Title_RESULTS!$C$28/100)^('Sheet9(F_25)'!$A29-Title_RESULTS!$H$7)))/1000","v":0},0,{"$f":"IF(+'Sheet9(F_25)'!$A29>=Title_RESULTS!$H$8,0,((Partcipation!$B29-Partcipation!$B28)*(Title_RESULTS!$C$39*((1+Title_RESULTS!$C$41/100)^('Sheet9(F_25)'!$A29-Title_RESULTS!$H$7)))/1000))","v":0},{"$f":"(Partcipation!$C28+(Partcipation!$C29-Partcipation!$C28)/2)*(Title_RESULTS!$C$40*((1+Title_RESULTS!$C$41/100)^('Sheet9(F_25)'!$A29-Title_RESULTS!$H$7)))/1000","v":0},0,{"$f":"IF(Partcipation!$B30<Partcipation!$B29,0,IF(Partcipation!$B29=0,0,(Partcipation!$B29-Partcipation!$B28)*(+Title_RESULTS!$C$29*(1+Title_RESULTS!$C$30/100)^(+'Sheet8(F_24)'!$A29-Title_RESULTS!$H$7))/1000))","v":0},{"$f":"IF(+Title_RESULTS!$C$31<0,0,(+Partcipation!$B28+(Partcipation!$B29-Partcipation!$B28)/2)*(+Title_RESULTS!$C$31*(1+Title_RESULTS!$C$32/100)^(+'Sheet6(p_6)'!$A29-Title_RESULTS!$H$7))/1000)","v":0},0,{"$f":"(+Partcipation!$B28+(Partcipation!$B29-Partcipation!$B28)/2)*(+Title_RESULTS!$C$14)/1000","v":23683.200000000001},{"$f":"($K29)*Partcipation!$E86*Title_RESULTS!$C$12/100","v":1089.5249986747333},{"$f":"((+$K29*(Title_RESULTS!$H$30/100)*((1+Title_RESULTS!$H$31/100)^('Sheet9(F_25)'!$A29-Title_RESULTS!$H$7)))+((Title_RESULTS!$H$32*Title_RESULTS!$H$35*12*Title_RESULTS!$C$7/1000)*(Partcipation!$B28+(Partcipation!$B29-Partcipation!$B28)/2))*((1+Title_RESULTS!$H$33/100)^('Sheet9(F_25)'!$A29-Title_RESULTS!$H$7)))","v":2181.5300044830879},{"$f":"'Sheet2(F_12)'!$I29*('Sheet6(p_6)'!$L29+'Sheet6(p_6)'!$M29)","v":3271.0550031578214},{"$f":"(Partcipation!$B28+(Partcipation!$B29-Partcipation!$B28)/2)*(Title_RESULTS!$C$13)/1000","v":0},{"$f":"($O29)*'Sheet2(F_12)'!$D29*Title_RESULTS!$C$12/100","v":0},{"$f":"+$O29*((Title_RESULTS!$H$30/100)*((1+Title_RESULTS!$H$31/100)^('Sheet9(F_25)'!$A29-Title_RESULTS!$H$7)))","v":0},{"$f":"+Partcipation!$I29*('Sheet6(p_6)'!$P29-'Sheet6(p_6)'!$Q29)","v":0}]
[2034,{"$f":"IF(+'Sheet9(F_25)'!$A30>=Title_RESULTS!$H$8,0,((Partcipation!$B30-Partcipation!$B29)*(Title_RESULTS!$C$26*((1+Title_RESULTS!$C$28/100)^('Sheet9(F_25)'!$A30-Title_RESULTS!$H$7)))/1000))","v":0},{"$f":"(Partcipation!$C29+(Partcipation!$C30-Partcipation!$C29)/2)*(Title_RESULTS!$C$27*((1+Title_RESULTS!$C$28/100)^('Sheet9(F_25)'!$A30-Title_RESULTS!$H$7)))/1000","v":0},0,{"$f":"IF(+'Sheet9(F_25)'!$A30>=Title_RESULTS!$H$8,0,((Partcipation!$B30-Partcipation!$B29)*(Title_RESULTS!$C$39*((1+Title_RESULTS!$C$41/100)^('Sheet9(F_25)'!$A30-Title_RESULTS!$H$7)))/1000))","v":0},{"$f":"(Partcipation!$C29+(Partcipation!$C30-Partcipation!$C29)/2)*(Title_RESULTS!$C$40*((1+Title_RESULTS!$C$41/100)^('Sheet9(F_25)'!$A30-Title_RESULTS!$H$7)))/1000","v":0},0,{"$f":"IF(Partcipation!$B31<Partcipation!$B30,0,IF(Partcipation!$B30=0,0,(Partcipation!$B30-Partcipation!$B29)*(+Title_RESULTS!$C$29*(1+Title_RESULTS!$C$30/100)^(+'Sheet8(F_24)'!$A30-Title_RESULTS!$H$7))/1000))","v":0},{"$f":"IF(+Title_RESULTS!$C$31<0,0,(+Partcipation!$B29+(Partcipation!$B30-Partcipation!$B29)/2)*(+Title_RESULTS!$C$31*(1+Title_RESULTS!$C$32/100)^(+'Sheet6(p_6)'!$A30-Title_RESULTS!$H$7))/1000)","v":0},0,{"$f":"(+Partcipation!$B29+(Partcipation!$B30-Partcipation!$B29)/2)*(+Title_RESULTS!$C$14)/1000","v":23683.200000000001},{"$f":"($K30)*Partcipation!$E87*Title_RESULTS!$C$12/100","v":1161.4824214122016},{"$f":"((+$K30*(Title_RESULTS!$H$30/100)*((1+Title_RESULTS!$H$31/100)^('Sheet9(F_25)'!$A30-Title_RESULTS!$H$7)))+((Title_RESULTS!$H$32*Title_RESULTS!$H$35*12*Title_RESULTS!$C$7/1000)*(Partcipation!$B29+(Partcipation!$B30-Partcipation!$B29)/2))*((1+Title_RESULTS!$H$33/100)^('Sheet9(F_25)'!$A30-Title_RESULTS!$H$7)))","v":2203.3453045279189},{"$f":"'Sheet2(F_12)'!$I30*('Sheet6(p_6)'!$L30+'Sheet6(p_6)'!$M30)","v":3364.8277259401202},{"$f":"(Partcipation!$B29+(Partcipation!$B30-Partcipation!$B29)/2)*(Title_RESULTS!$C$13)/1000","v":0},{"$f":"($O30)*'Sheet2(F_12)'!$D30*Title_RESULTS!$C$12/100","v":0},{"$f":"+$O30*((Title_RESULTS!$H$30/100)*((1+Title_RESULTS!$H$31/100)^('Sheet9(F_25)'!$A30-Title_RESULTS!$H$7)))","v":0},{"$f":"+Partcipation!$I30*('Sheet6(p_6)'!$P30-'Sheet6(p_6)'!$Q30)","v":0}]
[2035,{"$f":"IF(+'Sheet9(F_25)'!$A31>=Title_RESULTS!$H$8,0,((Partcipation!$B31-Partcipation!$B30)*(Title_RESULTS!$C$26*((1+Title_RESULTS!$C$28/100)^('Sheet9(F_25)'!$A31-Title_RESULTS!$H$7)))/1000))","v":0},{"$f":"(Partcipation!$C30+(Partcipation!$C31-Partcipation!$C30)/2)*(Title_RESULTS!$C$27*((1+Title_RESULTS!$C$28/100)^('Sheet9(F_25)'!$A31-Title_RESULTS!$H$7)))/1000","v":0},0,{"$f":"IF(+'Sheet9(F_25)'!$A31>=Title_RESULTS!$H$8,0,((Partcipation!$B31-Partcipation!$B30)*(Title_RESULTS!$C$39*((1+Title_RESULTS!$C$41/100)^('Sheet9(F_25)'!$A31-Title_RESULTS!$H$7)))/1000))","v":0},{"$f":"(Partcipation!$C30+(Partcipation!$C31-Partcipation!$C30)/2)*(Title_RESULTS!$C$40*((1+Title_RESULTS!$C$41/100)^('Sheet9(F_25)'!$A31-Title_RESULTS!$H$7)))/1000","v":0},0,{"$f":"IF(Partcipation!$B32<Partcipation!$B31,0,IF(Partcipation!$B31=0,0,(Partcipation!$B31-Partcipation!$B30)*(+Title_RESULTS!$C$29*(1+Title_RESULTS!$C$30/100)^(+'Sheet8(F_24)'!$A31-Title_RESULTS!$H$7))/1000))","v":0},{"$f":"IF(+Title_RESULTS!$C$31<0,0,(+Partcipation!$B30+(Partcipation!$B31-Partcipation!$B30)/2)*(+Title_RESULTS!$C$31*(1+Title_RESULTS!$C$32/100)^(+'Sheet6(p_6)'!$A31-Title_RESULTS!$H$7))/1000)","v":0},0,{"$f":"(+Partcipation!$B30+(Partcipation!$B31-Partcipation!$B30)/2)*(+Title_RESULTS!$C$14)/1000","v":23683.200000000001},{"$f":"($K31)*Partcipation!$E88*Title_RESULTS!$C$12/100","v":1210.8999918027257},{"$f":"((+$K31*(Title_RESULTS!$H$30/100)*((1+Title_RESULTS!$H$31/100)^('Sheet9(F_25)'!$A31-Title_RESULTS!$H$7)))+((Title_RESULTS!$H$32*Title_RESULTS!$H$35*12*Title_RESULTS!$C$7/1000)*(Partcipation!$B30+(Partcipation!$B31-Partcipation!$B30)/2))*((1+Title_RESULTS!$H$33/100)^('Sheet9(F_25)'!$A31-Title_RESULTS!$H$7)))","v":2225.3787575731976},{"$f":"'Sheet2(F_12)'!$I31*('Sheet6(p_6)'!$L31+'Sheet6(p_6)'!$M31)","v":3436.2787493759233},{"$f":"(Partcipation!$B30+(Partcipation!$B31-Partcipation!$B30)/2)*(Title_RESULTS!$C$13)/1000","v":0},{"$f":"($O31)*'Sheet2(F_12)'!$D31*Title_RESULTS!$C$12/100","v":0},{"$f":"+$O31*((Title_RESULTS!$H$30/100)*((1+Title_RESULTS!$H$31/100)^('Sheet9(F_25)'!$A31-Title_RESULTS!$H$7)))","v":0},{"$f":"+Partcipation!$I31*('Sheet6(p_6)'!$P31-'Sheet6(p_6)'!$Q31)","v":0}]
[2036,{"$f":"IF(+'Sheet9(F_25)'!$A32>=Title_RESULTS!$H$8,0,((Partcipation!$B32-Partcipation!$B31)*(Title_RESULTS!$C$26*((1+Title_RESULTS!$C$28/100)^('Sheet9(F_25)'!$A32-Title_RESULTS!$H$7)))/1000))","v":0},{"$f":"(Partcipation!$C31+(Partcipation!$C32-Partcipation!$C31)/2)*(Title_RESULTS!$C$27*((1+Title_RESULTS!$C$28/100)^('Sheet9(F_25)'!$A32-Title_RESULTS!$H$7)))/1000","v":0},0,{"$f":"IF(+'Sheet9(F_25)'!$A32>=Title_RESULTS!$H$8,0,((Partcipation!$B32-Partcipation!$B31)*(Title_RESULTS!$C$39*((1+Title_RESULTS!$C$41/100)^('Sheet9(F_25)'!$A32-Title_RESULTS!$H$7)))/1000))","v":0},{"$f":"(Partcipation!$C31+(Partcipation!$C32-Partcipation!$C31)/2)*(Title_RESULTS!$C$40*((1+Title_RESULTS!$C$41/100)^('Sheet9(F_25)'!$A32-Title_RESULTS!$H$7)))/1000","v":0},0,{"$f":"IF(Partcipation!$B33<Partcipation!$B32,0,IF(Partcipation!$B32=0,0,(Partcipation!$B32-Partcipation!$B31)*(+Title_RESULTS!$C$29*(1+Title_RESULTS!$C$30/100)^(+'Sheet8(F_24)'!$A32-Title_RESULTS!$H$7))/1000))","v":0},{"$f":"IF(+Title_RESULTS!$C$31<0,0,(+Partcipation!$B31+(Partcipation!$B32-Partcipation!$B31)/2)*(+Title_RESULTS!$C$31*(1+Title_RESULTS!$C$32/100)^(+'Sheet6(p_6)'!$A32-Title_RESULTS!$H$7))/1000)","v":0},0,{"$f":"(+Partcipation!$B31+(Partcipation!$B32-Partcipation!$B31)/2)*(+Title_RESULTS!$C$14)/1000","v":23683.200000000001},{"$f":"($K32)*Partcipation!$E89*Title_RESULTS!$C$12/100","v":1251.6037143343071},{"$f":"((+$K32*(Title_RESULTS!$H$30/100)*((1+Title_RESULTS!$H$31/100)^('Sheet9(F_25)'!$A32-Title_RESULTS!$H$7)))+((Title_RESULTS!$H$32*Title_RESULTS!$H$35*12*Title_RESULTS!$C$7/1000)*(Partcipation!$B31+(Partcipation!$B32-Partcipation!$B31)/2))*((1+Title_RESULTS!$H$33/100)^('Sheet9(F_25)'!$A32-Title_RESULTS!$H$7)))","v":2247.6325451489301},{"$f":"'Sheet2(F_12)'!$I32*('Sheet6(p_6)'!$L32+'Sheet6(p_6)'!$M32)","v":3499.2362594832375},{"$f":"(Partcipation!$B31+(Partcipation!$B32-Partcipation!$B31)/2)*(Title_RESULTS!$C$13)/1000","v":0},{"$f":"($O32)*'Sheet2(F_12)'!$D32*Title_RESULTS!$C$12/100","v":0},{"$f":"+$O32*((Title_RESULTS!$H$30/100)*((1+Title_RESULTS!$H$31/100)^('Sheet9(F_25)'!$A32-Title_RESULTS!$H$7)))","v":0},{"$f":"+Partcipation!$I32*('Sheet6(p_6)'!$P32-'Sheet6(p_6)'!$Q32)","v":0}]
[2037,{"$f":"IF(+'Sheet9(F_25)'!$A33>=Title_RESULTS!$H$8,0,((Partcipation!$B33-Partcipation!$B32)*(Title_RESULTS!$C$26*((1+Title_RESULTS!$C$28/100)^('Sheet9(F_25)'!$A33-Title_RESULTS!$H$7)))/1000))","v":0},{"$f":"(Partcipation!$C32+(Partcipation!$C33-Partcipation!$C32)/2)*(Title_RESULTS!$C$27*((1+Title_RESULTS!$C$28/100)^('Sheet9(F_25)'!$A33-Title_RESULTS!$H$7)))/1000","v":0},0,{"$f":"IF(+'Sheet9(F_25)'!$A33>=Title_RESULTS!$H$8,0,((Partcipation!$B33-Partcipation!$B32)*(Title_RESULTS!$C$39*((1+Title_RESULTS!$C$41/100)^('Sheet9(F_25)'!$A33-Title_RESULTS!$H$7)))/1000))","v":0},{"$f":"(Partcipation!$C32+(Partcipation!$C33-Partcipation!$C32)/2)*(Title_RESULTS!$C$40*((1+Title_RESULTS!$C$41/100)^('Sheet9(F_25)'!$A33-Title_RESULTS!$H$7)))/1000","v":0},0,{"$f":"IF(Partcipation!$B34<Partcipation!$B33,0,IF(Partcipation!$B33=0,0,(Partcipation!$B33-Partcipation!$B32)*(+Title_RESULTS!$C$29*(1+Title_RESULTS!$C$30/100)^(+'Sheet8(F_24)'!$A33-Title_RESULTS!$H$7))/1000))","v":0},{"$f":"IF(+Title_RESULTS!$C$31<0,0,(+Partcipation!$B32+(Partcipation!$B33-Partcipation!$B32)/2)*(+Title_RESULTS!$C$31*(1+Title_RESULTS!$C$32/100)^(+'Sheet6(p_6)'!$A33-Title_RESULTS!$H$7))/1000)","v":0},0,{"$f":"(+Partcipation!$B32+(Partcipation!$B33-Partcipation!$B32)/2)*(+Title_RESULTS!$C$14)/1000","v":23683.200000000001},{"$f":"($K33)*Partcipation!$E90*Title_RESULTS!$C$12/100","v":1321.7065918327924},{"$f":"((+$K33*(Title_RESULTS!$H$30/100)*((1+Title_RESULTS!$H$31/100)^('Sheet9(F_25)'!$A33-Title_RESULTS!$H$7)))+((Title_RESULTS!$H$32*Title_RESULTS!$H$35*12*Title_RESULTS!$C$7/1000)*(Partcipation!$B32+(Partcipation!$B33-Partcipation!$B32)/2))*((1+Title_RESULTS!$H$33/100)^('Sheet9(F_25)'!$A33-Title_RESULTS!$H$7)))","v":2270.1088706004193},{"$f":"'Sheet2(F_12)'!$I33*('Sheet6(p_6)'!$L33+'Sheet6(p_6)'!$M33)","v":3591.8154624332119},{"$f":"(Partcipation!$B32+(Partcipation!$B33-Partcipation!$B32)/2)*(Title_RESULTS!$C$13)/1000","v":0},{"$f":"($O33)*'Sheet2(F_12)'!$D33*Title_RESULTS!$C$12/100","v":0},{"$f":"+$O33*((Title_RESULTS!$H$30/100)*((1+Title_RESULTS!$H$31/100)^('Sheet9(F_25)'!$A33-Title_RESULTS!$H$7)))","v":0},{"$f":"+Partcipation!$I33*('Sheet6(p_6)'!$P33-'Sheet6(p_6)'!$Q33)","v":0}]
[2038,{"$f":"IF(+'Sheet9(F_25)'!$A34>=Title_RESULTS!$H$8,0,((Partcipation!$B34-Partcipation!$B33)*(Title_RESULTS!$C$26*((1+Title_RESULTS!$C$28/100)^('Sheet9(F_25)'!$A34-Title_RESULTS!$H$7)))/1000))","v":0},{"$f":"(Partcipation!$C33+(Partcipation!$C34-Partcipation!$C33)/2)*(Title_RESULTS!$C$27*((1+Title_RESULTS!$C$28/100)^('Sheet9(F_25)'!$A34-Title_RESULTS!$H$7)))/1000","v":0},0,{"$f":"IF(+'Sheet9(F_25)'!$A34>=Title_RESULTS!$H$8,0,((Partcipation!$B34-Partcipation!$B33)*(Title_RESULTS!$C$39*((1+Title_RESULTS!$C$41/100)^('Sheet9(F_25)'!$A34-Title_RESULTS!$H$7)))/1000))","v":0},{"$f":"(Partcipation!$C33+(Partcipation!$C34-Partcipation!$C33)/2)*(Title_RESULTS!$C$40*((1+Title_RESULTS!$C$41/100)^('Sheet9(F_25)'!$A34-Title_RESULTS!$H$7)))/1000","v":0},0,{"$f":"IF(Partcipation!$B35<Partcipation!$B34,0,IF(Partcipation!$B34=0,0,(Partcipation!$B34-Partcipation!$B33)*(+Title_RESULTS!$C$29*(1+Title_RESULTS!$C$30/100)^(+'Sheet8(F_24)'!$A34-Title_RESULTS!$H$7))/1000))","v":0},{"$f":"IF(+Title_RESULTS!$C$31<0,0,(+Partcipation!$B33+(Partcipation!$B34-Partcipation!$B33)/2)*(+Title_RESULTS!$C$31*(1+Title_RESULTS!$C$32/100)^(+'Sheet6(p_6)'!$A34-Title_RESULTS!$H$7))/1000)","v":0},0,{"$f":"(+Partcipation!$B33+(Partcipation!$B34-Partcipation!$B33)/2)*(+Title_RESULTS!$C$14)/1000","v":23683.200000000001},{"$f":"($K34)*Partcipation!$E91*Title_RESULTS!$C$12/100","v":1352.8320618167654},{"$f":"((+$K34*(Title_RESULTS!$H$30/100)*((1+Title_RESULTS!$H$31/100)^('Sheet9(F_25)'!$A34-Title_RESULTS!$H$7)))+((Title_RESULTS!$H$32*Title_RESULTS!$H$35*12*Title_RESULTS!$C$7/1000)*(Partcipation!$B33+(Partcipation!$B34-Partcipation!$B33)/2))*((1+Title_RESULTS!$H$33/100)^('Sheet9(F_25)'!$A34-Title_RESULTS!$H$7)))","v":2292.8099593064239},{"$f":"'Sheet2(F_12)'!$I34*('Sheet6(p_6)'!$L34+'Sheet6(p_6)'!$M34)","v":3645.6420211231894},{"$f":"(Partcipation!$B33+(Partcipation!$B34-Partcipation!$B33)/2)*(Title_RESULTS!$C$13)/1000","v":0},{"$f":"($O34)*'Sheet2(F_12)'!$D34*Title_RESULTS!$C$12/100","v":0},{"$f":"+$O34*((Title_RESULTS!$H$30/100)*((1+Title_RESULTS!$H$31/100)^('Sheet9(F_25)'!$A34-Title_RESULTS!$H$7)))","v":0},{"$f":"+Partcipation!$I34*('Sheet6(p_6)'!$P34-'Sheet6(p_6)'!$Q34)","v":0}]
[2039,{"$f":"IF(+'Sheet9(F_25)'!$A35>=Title_RESULTS!$H$8,0,((Partcipation!$B35-Partcipation!$B34)*(Title_RESULTS!$C$26*((1+Title_RESULTS!$C$28/100)^('Sheet9(F_25)'!$A35-Title_RESULTS!$H$7)))/1000))","v":0},{"$f":"(Partcipation!$C34+(Partcipation!$C35-Partcipation!$C34)/2)*(Title_RESULTS!$C$27*((1+Title_RESULTS!$C$28/100)^('Sheet9(F_25)'!$A35-Title_RESULTS!$H$7)))/1000","v":0},0,{"$f":"IF(+'Sheet9(F_25)'!$A35>=Title_RESULTS!$H$8,0,((Partcipation!$B35-Partcipation!$B34)*(Title_RESULTS!$C$39*((1+Title_RESULTS!$C$41/100)^('Sheet9(F_25)'!$A35-Title_RESULTS!$H$7)))/1000))","v":0},{"$f":"(Partcipation!$C34+(Partcipation!$C35-Partcipation!$C34)/2)*(Title_RESULTS!$C$40*((1+Title_RESULTS!$C$41/100)^('Sheet9(F_25)'!$A35-Title_RESULTS!$H$7)))/1000","v":0},0,{"$f":"IF(Partcipation!$B36<Partcipation!$B35,0,IF(Partcipation!$B35=0,0,(Partcipation!$B35-Partcipation!$B34)*(+Title_RESULTS!$C$29*(1+Title_RESULTS!$C$30/100)^(+'Sheet8(F_24)'!$A35-Title_RESULTS!$H$7))/1000))","v":0},{"$f":"IF(+Title_RESULTS!$C$31<0,0,(+Partcipation!$B34+(Partcipation!$B35-Partcipation!$B34)/2)*(+Title_RESULTS!$C$31*(1+Title_RESULTS!$C$32/100)^(+'Sheet6(p_6)'!$A35-Title_RESULTS!$H$7))/1000)","v":0},0,{"$f":"(+Partcipation!$B34+(Partcipation!$B35-Partcipation!$B34)/2)*(+Title_RESULTS!$C$14)/1000","v":23683.200000000001},{"$f":"($K35)*Partcipation!$E92*Title_RESULTS!$C$12/100","v":1404.6846975832691},{"$f":"((+$K35*(Title_RESULTS!$H$30/100)*((1+Title_RESULTS!$H$31/100)^('Sheet9(F_25)'!$A35-Title_RESULTS!$H$7)))+((Title_RESULTS!$H$32*Title_RESULTS!$H$35*12*Title_RESULTS!$C$7/1000)*(Partcipation!$B34+(Partcipation!$B35-Partcipation!$B34)/2))*((1+Title_RESULTS!$H$33/100)^('Sheet9(F_25)'!$A35-Title_RESULTS!$H$7)))","v":2315.7380588994874},{"$f":"'Sheet2(F_12)'!$I35*('Sheet6(p_6)'!$L35+'Sheet6(p_6)'!$M35)","v":3720.4227564827565},{"$f":"(Partcipation!$B34+(Partcipation!$B35-Partcipation!$B34)/2)*(Title_RESULTS!$C$13)/1000","v":0},{"$f":"($O35)*'Sheet2(F_12)'!$D35*Title_RESULTS!$C$12/100","v":0},{"$f":"+$O35*((Title_RESULTS!$H$30/100)*((1+Title_RESULTS!$H$31/100)^('Sheet9(F_25)'!$A35-Title_RESULTS!$H$7)))","v":0},{"$f":"+Partcipation!$I35*('Sheet6(p_6)'!$P35-'Sheet6(p_6)'!$Q35)","v":0}]
[2040,{"$f":"IF(+'Sheet9(F_25)'!$A36>=Title_RESULTS!$H$8,0,((Partcipation!$B36-Partcipation!$B35)*(Title_RESULTS!$C$26*((1+Title_RESULTS!$C$28/100)^('Sheet9(F_25)'!$A36-Title_RESULTS!$H$7)))/1000))","v":0},{"$f":"(Partcipation!$C35+(Partcipation!$C36-Partcipation!$C35)/2)*(Title_RESULTS!$C$27*((1+Title_RESULTS!$C$28/100)^('Sheet9(F_25)'!$A36-Title_RESULTS!$H$7)))/1000","v":0},0,{"$f":"IF(+'Sheet9(F_25)'!$A36>=Title_RESULTS!$H$8,0,((Partcipation!$B36-Partcipation!$B35)*(Title_RESULTS!$C$39*((1+Title_RESULTS!$C$41/100)^('Sheet9(F_25)'!$A36-Title_RESULTS!$H$7)))/1000))","v":0},{"$f":"(Partcipation!$C35+(Partcipation!$C36-Partcipation!$C35)/2)*(Title_RESULTS!$C$40*((1+Title_RESULTS!$C$41/100)^('Sheet9(F_25)'!$A36-Title_RESULTS!$H$7)))/1000","v":0},0,{"$f":"IF(Partcipation!$B37<Partcipation!$B36,0,IF(Partcipation!$B36=0,0,(Partcipation!$B36-Partcipation!$B35)*(+Title_RESULTS!$C$29*(1+Title_RESULTS!$C$30/100)^(+'Sheet8(F_24)'!$A36-Title_RESULTS!$H$7))/1000))","v":0},{"$f":"IF(+Title_RESULTS!$C$31<0,0,(+Partcipation!$B35+(Partcipation!$B36-Partcipation!$B35)/2)*(+Title_RESULTS!$C$31*(1+Title_RESULTS!$C$32/100)^(+'Sheet6(p_6)'!$A36-Title_RESULTS!$H$7))/1000)","v":0},0,{"$f":"(+Partcipation!$B35+(Partcipation!$B36-Partcipation!$B35)/2)*(+Title_RESULTS!$C$14)/1000","v":23683.200000000001},{"$f":"($K36)*Partcipation!$E93*Title_RESULTS!$C$12/100","v":1420.8394397047439},{"$f":"((+$K36*(Title_RESULTS!$H$30/100)*((1+Title_RESULTS!$H$31/100)^('Sheet9(F_25)'!$A36-Title_RESULTS!$H$7)))+((Title_RESULTS!$H$32*Title_RESULTS!$H$35*12*Title_RESULTS!$C$7/1000)*(Partcipation!$B35+(Partcipation!$B36-Partcipation!$B35)/2))*((1+Title_RESULTS!$H$33/100)^('Sheet9(F_25)'!$A36-Title_RESULTS!$H$7)))","v":2338.8954394884827},{"$f":"'Sheet2(F_12)'!$I36*('Sheet6(p_6)'!$L36+'Sheet6(p_6)'!$M36)","v":3759.7348791932263},{"$f":"(Partcipation!$B35+(Partcipation!$B36-Partcipation!$B35)/2)*(Title_RESULTS!$C$13)/1000","v":0},{"$f":"($O36)*'Sheet2(F_12)'!$D36*Title_RESULTS!$C$12/100","v":0},{"$f":"+$O36*((Title_RESULTS!$H$30/100)*((1+Title_RESULTS!$H$31/100)^('Sheet9(F_25)'!$A36-Title_RESULTS!$H$7)))","v":0},{"$f":"+Partcipation!$I36*('Sheet6(p_6)'!$P36-'Sheet6(p_6)'!$Q36)","v":0}]
[2041,{"$f":"IF(+'Sheet9(F_25)'!$A37>=Title_RESULTS!$H$8,0,((Partcipation!$B37-Partcipation!$B36)*(Title_RESULTS!$C$26*((1+Title_RESULTS!$C$28/100)^('Sheet9(F_25)'!$A37-Title_RESULTS!$H$7)))/1000))","v":0},{"$f":"(Partcipation!$C36+(Partcipation!$C37-Partcipation!$C36)/2)*(Title_RESULTS!$C$27*((1+Title_RESULTS!$C$28/100)^('Sheet9(F_25)'!$A37-Title_RESULTS!$H$7)))/1000","v":0},0,{"$f":"IF(+'Sheet9(F_25)'!$A37>=Title_RESULTS!$H$8,0,((Partcipation!$B37-Partcipation!$B36)*(Title_RESULTS!$C$39*((1+Title_RESULTS!$C$41/100)^('Sheet9(F_25)'!$A37-Title_RESULTS!$H$7)))/1000))","v":0},{"$f":"(Partcipation!$C36+(Partcipation!$C37-Partcipation!$C36)/2)*(Title_RESULTS!$C$40*((1+Title_RESULTS!$C$41/100)^('Sheet9(F_25)'!$A37-Title_RESULTS!$H$7)))/1000","v":0},0,{"$f":"IF(Partcipation!$B38<Partcipation!$B37,0,IF(Partcipation!$B37=0,0,(Partcipation!$B37-Partcipation!$B36)*(+Title_RESULTS!$C$29*(1+Title_RESULTS!$C$30/100)^(+'Sheet8(F_24)'!$A37-Title_RESULTS!$H$7))/1000))","v":0},{"$f":"IF(+Title_RESULTS!$C$31<0,0,(+Partcipation!$B36+(Partcipation!$B37-Partcipation!$B36)/2)*(+Title_RESULTS!$C$31*(1+Title_RESULTS!$C$32/100)^(+'Sheet6(p_6)'!$A37-Title_RESULTS!$H$7))/1000)","v":0},0,{"$f":"(+Partcipation!$B36+(Partcipation!$B37-Partcipation!$B36)/2)*(+Title_RESULTS!$C$14)/1000","v":23683.200000000001},{"$f":"($K37)*Partcipation!$E94*Title_RESULTS!$C$12/100","v":1491.3977101289656},{"$f":"((+$K37*(Title_RESULTS!$H$30/100)*((1+Title_RESULTS!$H$31/100)^('Sheet9(F_25)'!$A37-Title_RESULTS!$H$7)))+((Title_RESULTS!$H$32*Title_RESULTS!$H$35*12*Title_RESULTS!$C$7/1000)*(Partcipation!$B36+(Partcipation!$B37-Partcipation!$B36)/2))*((1+Title_RESULTS!$H$33/100)^('Sheet9(F_25)'!$A37-Title_RESULTS!$H$7)))","v":2362.2843938833671},{"$f":"'Sheet2(F_12)'!$I37*('Sheet6(p_6)'!$L37+'Sheet6(p_6)'!$M37)","v":3853.6821040123327},{"$f":"(Partcipation!$B36+(Partcipation!$B37-Partcipation!$B36)/2)*(Title_RESULTS!$C$13)/1000","v":0},{"$f":"($O37)*'Sheet2(F_12)'!$D37*Title_RESULTS!$C$12/100","v":0},{"$f":"+$O37*((Title_RESULTS!$H$30/100)*((1+Title_RESULTS!$H$31/100)^('Sheet9(F_25)'!$A37-Title_RESULTS!$H$7)))","v":0},{"$f":"+Partcipation!$I37*('Sheet6(p_6)'!$P37-'Sheet6(p_6)'!$Q37)","v":0}]
[2042,{"$f":"IF(+'Sheet9(F_25)'!$A38>=Title_RESULTS!$H$8,0,((Partcipation!$B38-Partcipation!$B37)*(Title_RESULTS!$C$26*((1+Title_RESULTS!$C$28/100)^('Sheet9(F_25)'!$A38-Title_RESULTS!$H$7)))/1000))","v":0},{"$f":"(Partcipation!$C37+(Partcipation!$C38-Partcipation!$C37)/2)*(Title_RESULTS!$C$27*((1+Title_RESULTS!$C$28/100)^('Sheet9(F_25)'!$A38-Title_RESULTS!$H$7)))/1000","v":0},0,{"$f":"IF(+'Sheet9(F_25)'!$A38>=Title_RESULTS!$H$8,0,((Partcipation!$B38-Partcipation!$B37)*(Title_RESULTS!$C$39*((1+Title_RESULTS!$C$41/100)^('Sheet9(F_25)'!$A38-Title_RESULTS!$H$7)))/1000))","v":0},{"$f":"(Partcipation!$C37+(Partcipation!$C38-Partcipation!$C37)/2)*(Title_RESULTS!$C$40*((1+Title_RESULTS!$C$41/100)^('Sheet9(F_25)'!$A38-Title_RESULTS!$H$7)))/1000","v":0},0,{"$f":"IF(Partcipation!$B39<Partcipation!$B38,0,IF(Partcipation!$B38=0,0,(Partcipation!$B38-Partcipation!$B37)*(+Title_RESULTS!$C$29*(1+Title_RESULTS!$C$30/100)^(+'Sheet8(F_24)'!$A38-Title_RESULTS!$H$7))/1000))","v":0},{"$f":"IF(+Title_RESULTS!$C$31<0,0,(+Partcipation!$B37+(Partcipation!$B38-Partcipation!$B37)/2)*(+Title_RESULTS!$C$31*(1+Title_RESULTS!$C$32/100)^(+'Sheet6(p_6)'!$A38-Title_RESULTS!$H$7))/1000)","v":0},0,{"$f":"(+Partcipation!$B37+(Partcipation!$B38-Partcipation!$B37)/2)*(+Title_RESULTS!$C$14)/1000","v":23683.200000000001},{"$f":"($K38)*Partcipation!$E95*Title_RESULTS!$C$12/100","v":1561.3497259180322},{"$f":"((+$K38*(Title_RESULTS!$H$30/100)*((1+Title_RESULTS!$H$31/100)^('Sheet9(F_25)'!$A38-Title_RESULTS!$H$7)))+((Title_RESULTS!$H$32*Title_RESULTS!$H$35*12*Title_RESULTS!$C$7/1000)*(Partcipation!$B37+(Partcipation!$B38-Partcipation!$B37)/2))*((1+Title_RESULTS!$H$33/100)^('Sheet9(F_25)'!$A38-Title_RESULTS!$H$7)))","v":2385.9072378222018},{"$f":"'Sheet2(F_12)'!$I38*('Sheet6(p_6)'!$L38+'Sheet6(p_6)'!$M38)","v":3947.2569637402339},{"$f":"(Partcipation!$B37+(Partcipation!$B38-Partcipation!$B37)/2)*(Title_RESULTS!$C$13)/1000","v":0},{"$f":"($O38)*'Sheet2(F_12)'!$D38*Title_RESULTS!$C$12/100","v":0},{"$f":"+$O38*((Title_RESULTS!$H$30/100)*((1+Title_RESULTS!$H$31/100)^('Sheet9(F_25)'!$A38-Title_RESULTS!$H$7)))","v":0},{"$f":"+Partcipation!$I38*('Sheet6(p_6)'!$P38-'Sheet6(p_6)'!$Q38)","v":0}]
[2043,{"$f":"IF(+'Sheet9(F_25)'!$A39>=Title_RESULTS!$H$8,0,((Partcipation!$B39-Partcipation!$B38)*(Title_RESULTS!$C$26*((1+Title_RESULTS!$C$28/100)^('Sheet9(F_25)'!$A39-Title_RESULTS!$H$7)))/1000))","v":0},{"$f":"(Partcipation!$C38+(Partcipation!$C39-Partcipation!$C38)/2)*(Title_RESULTS!$C$27*((1+Title_RESULTS!$C$28/100)^('Sheet9(F_25)'!$A39-Title_RESULTS!$H$7)))/1000","v":0},0,{"$f":"IF(+'Sheet9(F_25)'!$A39>=Title_RESULTS!$H$8,0,((Partcipation!$B39-Partcipation!$B38)*(Title_RESULTS!$C$39*((1+Title_RESULTS!$C$41/100)^('Sheet9(F_25)'!$A39-Title_RESULTS!$H$7)))/1000))","v":0},{"$f":"(Partcipation!$C38+(Partcipation!$C39-Partcipation!$C38)/2)*(Title_RESULTS!$C$40*((1+Title_RESULTS!$C$41/100)^('Sheet9(F_25)'!$A39-Title_RESULTS!$H$7)))/1000","v":0},0,{"$f":"IF(Partcipation!$B40<Partcipation!$B39,0,IF(Partcipation!$B39=0,0,(Partcipation!$B39-Partcipation!$B38)*(+Title_RESULTS!$C$29*(1+Title_RESULTS!$C$30/100)^(+'Sheet8(F_24)'!$A39-Title_RESULTS!$H$7))/1000))","v":0},{"$f":"IF(+Title_RESULTS!$C$31<0,0,(+Partcipation!$B38+(Partcipation!$B39-Partcipation!$B38)/2)*(+Title_RESULTS!$C$31*(1+Title_RESULTS!$C$32/100)^(+'Sheet6(p_6)'!$A39-Title_RESULTS!$H$7))/1000)","v":0},0,{"$f":"(+Partcipation!$B38+(Partcipation!$B39-Partcipation!$B38)/2)*(+Title_RESULTS!$C$14)/1000","v":23683.200000000001},{"$f":"($K39)*Partcipation!$E96*Title_RESULTS!$C$12/100","v":1606.3835560312978},{"$f":"((+$K39*(Title_RESULTS!$H$30/100)*((1+Title_RESULTS!$H$31/100)^('Sheet9(F_25)'!$A39-Title_RESULTS!$H$7)))+((Title_RESULTS!$H$32*Title_RESULTS!$H$35*12*Title_RESULTS!$C$7/1000)*(Partcipation!$B38+(Partcipation!$B39-Partcipation!$B38)/2))*((1+Title_RESULTS!$H$33/100)^('Sheet9(F_25)'!$A39-Title_RESULTS!$H$7)))","v":2409.766310200423},{"$f":"'Sheet2(F_12)'!$I39*('Sheet6(p_6)'!$L39+'Sheet6(p_6)'!$M39)","v":4016.1498662317208},{"$f":"(Partcipation!$B38+(Partcipation!$B39-Partcipation!$B38)/2)*(Title_RESULTS!$C$13)/1000","v":0},{"$f":"($O39)*'Sheet2(F_12)'!$D39*Title_RESULTS!$C$12/100","v":0},{"$f":"+$O39*((Title_RESULTS!$H$30/100)*((1+Title_RESULTS!$H$31/100)^('Sheet9(F_25)'!$A39-Title_RESULTS!$H$7)))","v":0},{"$f":"+Partcipation!$I39*('Sheet6(p_6)'!$P39-'Sheet6(p_6)'!$Q39)","v":0}]
[2044,{"$f":"IF(+'Sheet9(F_25)'!$A40>=Title_RESULTS!$H$8,0,((Partcipation!$B40-Partcipation!$B39)*(Title_RESULTS!$C$26*((1+Title_RESULTS!$C$28/100)^('Sheet9(F_25)'!$A40-Title_RESULTS!$H$7)))/1000))","v":0},{"$f":"(Partcipation!$C39+(Partcipation!$C40-Partcipation!$C39)/2)*(Title_RESULTS!$C$27*((1+Title_RESULTS!$C$28/100)^('Sheet9(F_25)'!$A40-Title_RESULTS!$H$7)))/1000","v":0},0,{"$f":"IF(+'Sheet9(F_25)'!$A40>=Title_RESULTS!$H$8,0,((Partcipation!$B40-Partcipation!$B39)*(Title_RESULTS!$C$39*((1+Title_RESULTS!$C$41/100)^('Sheet9(F_25)'!$A40-Title_RESULTS!$H$7)))/1000))","v":0},{"$f":"(Partcipation!$C39+(Partcipation!$C40-Partcipation!$C39)/2)*(Title_RESULTS!$C$40*((1+Title_RESULTS!$C$41/100)^('Sheet9(F_25)'!$A40-Title_RESULTS!$H$7)))/1000","v":0},0,{"$f":"IF(Partcipation!$B41<Partcipation!$B40,0,IF(Partcipation!$B40=0,0,(Partcipation!$B40-Partcipation!$B39)*(+Title_RESULTS!$C$29*(1+Title_RESULTS!$C$30/100)^(+'Sheet8(F_24)'!$A40-Title_RESULTS!$H$7))/1000))","v":0},{"$f":"IF(+Title_RESULTS!$C$31<0,0,(+Partcipation!$B39+(Partcipation!$B40-Partcipation!$B39)/2)*(+Title_RESULTS!$C$31*(1+Title_RESULTS!$C$32/100)^(+'Sheet6(p_6)'!$A40-Title_RESULTS!$H$7))/1000)","v":0},0,{"$f":"(+Partcipation!$B39+(Partcipation!$B40-Partcipation!$B39)/2)*(+Title_RESULTS!$C$14)/1000","v":23683.200000000001},{"$f":"($K40)*Partcipation!$E97*Title_RESULTS!$C$12/100","v":1582.7427347721616},{"$f":"((+$K40*(Title_RESULTS!$H$30/100)*((1+Title_RESULTS!$H$31/100)^('Sheet9(F_25)'!$A40-Title_RESULTS!$H$7)))+((Title_RESULTS!$H$32*Title_RESULTS!$H$35*12*Title_RESULTS!$C$7/1000)*(Partcipation!$B39+(Partcipation!$B40-Partcipation!$B39)/2))*((1+Title_RESULTS!$H$33/100)^('Sheet9(F_25)'!$A40-Title_RESULTS!$H$7)))","v":2433.8639733024279},{"$f":"'Sheet2(F_12)'!$I40*('Sheet6(p_6)'!$L40+'Sheet6(p_6)'!$M40)","v":4016.6067080745897},{"$f":"(Partcipation!$B39+(Partcipation!$B40-Partcipation!$B39)/2)*(Title_RESULTS!$C$13)/1000","v":0},{"$f":"($O40)*'Sheet2(F_12)'!$D40*Title_RESULTS!$C$12/100","v":0},{"$f":"+$O40*((Title_RESULTS!$H$30/100)*((1+Title_RESULTS!$H$31/100)^('Sheet9(F_25)'!$A40-Title_RESULTS!$H$7)))","v":0},{"$f":"+Partcipation!$I40*('Sheet6(p_6)'!$P40-'Sheet6(p_6)'!$Q40)","v":0}]
[]
["NOMINAL",{"$f":"SUM(B16:B41)","v":0},0,0,0,0,0,14792.667209588075,0,14792.667209588075,556555.20000000007,25591.385565099823,51246.130133678358,76837.515698778167,0,0,0,0]
[]
["NPV",{"$f":"NPV(Title_RESULTS!$C$37,'Sheet6(p_6)'!B17:B41)+'Sheet6(p_6)'!B16","v":0},{"$f":"NPV(Title_RESULTS!$C$37,'Sheet6(p_6)'!C17:C41)+'Sheet6(p_6)'!C16","v":0},{"$f":"NPV(Title_RESULTS!$C$37,'Sheet6(p_6)'!D17:D41)+'Sheet6(p_6)'!D16","v":0},{"$f":"NPV(Title_RESULTS!$C$37,'Sheet6(p_6)'!E17:E41)+'Sheet6(p_6)'!E16","v":0},{"$f":"NPV(Title_RESULTS!$C$37,'Sheet6(p_6)'!F17:F41)+'Sheet6(p_6)'!F16","v":0},{"$f":"NPV(Title_RESULTS!$C$37,'Sheet6(p_6)'!G17:G41)+'Sheet6(p_6)'!G16","v":0},{"$f":"NPV(Title_RESULTS!$C$37,'Sheet6(p_6)'!H17:H41)+'Sheet6(p_6)'!H16","v":13821.816314360774},{"$f":"NPV(Title_RESULTS!$C$37,'Sheet6(p_6)'!I17:I41)+'Sheet6(p_6)'!I16","v":0},{"$f":"NPV(Title_RESULTS!$C$37,'Sheet6(p_6)'!J17:J41)+'Sheet6(p_6)'!J16","v":13821.816314360774},null,{"$f":"NPV(Title_RESULTS!$C$37,'Sheet6(p_6)'!L17:L41)+'Sheet6(p_6)'!L16","v":10317.271909891489},{"$f":"NPV(Title_RESULTS!$C$37,'Sheet6(p_6)'!M17:M41)+'Sheet6(p_6)'!M16","v":23144.183255170658},{"$f":"NPV(Title_RESULTS!$C$37,'Sheet6(p_6)'!N17:N41)+'Sheet6(p_6)'!N16","v":33461.455165062158},null,{"$f":"NPV(Title_RESULTS!$C$37,'Sheet6(p_6)'!P17:P41)+'Sheet6(p_6)'!P16","v":0},{"$f":"NPV(Title_RESULTS!$C$37,'Sheet6(p_6)'!Q17:Q41)+'Sheet6(p_6)'!Q16","v":0},{"$f":"NPV(Title_RESULTS!$C$37,'Sheet6(p_6)'!R17:R41)+'Sheet6(p_6)'!R16","v":0}]
[]
["* SUPPLEMENTAL INFORMATION NOT SPECIFIED IN WORKBOOK"]

{"sheet":"Sheet7(F_23)","index":17,"n_rows":46,"n_cols":13,"rows_kept":46,"cut":false,"hidden":false,"merged":[]}
[null,null,null,"          TOTAL RESOURCE COST TESTS ",null,null,null,null,null,null,null,null,"PSC FORM CE 2.3"]
[null,null,null,"       PROGRAM:",{"$f":"+Input!C3","v":"Retro-Commissioning"},null,null,null,null,null,null,null,"Page 1 of 1"]
[null,null,null,null,null,null,null,null,null,null,null,null,{"$f":"+Title_RESULTS!I4","v":"2019-05-14T07:54:57.350"}]
[]
[]
[]
[]
["(1)","(2)","(3)","(4)","(5)","(6)","(7)","(8)","(9)","(10)","(11)","(12)","(13)"]
[]
[null,null,null,null,null,null,null,null,null,null,null,null,"CUMULATIVE"]
[null,"INCREASED","UTILITY","PARTICIPANT",null,null,null,null,"PROGRAM",null,null,null,"DISCOUNTED"]
[null,"SUPPLY","PROGRAM","PROGRAM","OTHER","TOTAL","AVOIDED","AVOIDED","FUEL","OTHER","TOTAL","NET","NET"]
[null,"COSTS","COSTS ","COSTS","COSTS","COSTS","GEN UNIT","T & D","SAVINGS","BENEFITS","BENEFITS","BENEFITS","BENEFITS"]
[null,null,null,null,null,null,"BENEFITS","BENEFITS"]
["YEAR","$(000)","$(000)","$(000)","$(000)","$(000)","$(000)","$(000)","$(000)","$(000)","$(000)","$(000)","$(000)"]
[{"$f":"+Title_RESULTS!H7","v":2020},{"$f":"IF(A16>=(Title_RESULTS!$H$7+Title_RESULTS!$C$17),0,(IF($A16>=Title_RESULTS!$H$8,(Partcipation!$B15+(Partcipation!$B16-Partcipation!$B15)/2)*Title_RESULTS!$C$35*(1+Title_RESULTS!$C$36/100)^('Sheet7(F_23)'!$A16-Title_RESULTS!$H$7),0)))","v":0},{"$f":"IF(A16>=(Title_RESULTS!$H$7+Title_RESULTS!$C$17),0,(+'Sheet6(p_6)'!$D16))","v":0},{"$f":"IF(A16>=(Title_RESULTS!$H$7+Title_RESULTS!$C$17),0,(+'Sheet6(p_6)'!$J16))","v":4819.1977367172867},{"$f":"IF(A16>=(Title_RESULTS!$H$7+Title_RESULTS!$C$17),0,(+'f-11B'!$N15))","v":0},{"$f":"IF(A16>=(Title_RESULTS!$H$7+Title_RESULTS!$C$17),0,(SUM(B16:E16)))","v":4819.1977367172867},{"$f":"IF(A16>=(Title_RESULTS!$H$7+Title_RESULTS!$C$17),0,('Sheet3(F_21)'!$J16))","v":0},{"$f":"IF(A16>=(Title_RESULTS!$H$7+Title_RESULTS!$C$17),0,(+'Sheet4(F_22)'!$D16+'Sheet4(F_22)'!$G16))","v":0},{"$f":"IF(A16>=(Title_RESULTS!$H$7+Title_RESULTS!$C$17),0,(+'Sheet4(F_22)'!$H16))","v":120.77722601379827},{"$f":"IF(A16>=(Title_RESULTS!$H$7+Title_RESULTS!$C$17),0,(IF(Title_RESULTS!$C$31<0,((Partcipation!$B15+(Partcipation!$B16-Partcipation!$B15)/2)*(ABS(Title_RESULTS!$C$31)*(1+Title_RESULTS!$C$32/100)^('Sheet7(F_23)'!$A16-Title_RESULTS!$H$7))/1000)+'f-11B'!$O15,+'f-11B'!$O15)))","v":0},{"$f":"IF(A16>=(Title_RESULTS!$H$7+Title_RESULTS!$C$17),0,(SUM(G16:J16)))","v":120.77722601379827},{"$f":"IF(A16>=(Title_RESULTS!$H$7+Title_RESULTS!$C$17),0,(+$K16-$F16))","v":-4698.4205107034886},{"$f":"IF(A16>=(Title_RESULTS!$H$7+Title_RESULTS!$C$17),0,(+$L16/(1+Title_RESULTS!$C$37)^('Sheet7(F_23)'!$A16-Title_RESULTS!$H$7)))","v":-4698.4205107034886}]
[{"$f":"+A16+1","v":2021},{"$f":"IF(A17>=(Title_RESULTS!$H$7+Title_RESULTS!$C$17),0,(IF($A17>=Title_RESULTS!$H$8,(Partcipation!$B16+(Partcipation!$B17-Partcipation!$B16)/2)*Title_RESULTS!$C$35*(1+Title_RESULTS!$C$36/100)^('Sheet7(F_23)'!$A17-Title_RESULTS!$H$7),0)))","v":0},{"$f":"IF(A17>=(Title_RESULTS!$H$7+Title_RESULTS!$C$17),0,(+'Sheet6(p_6)'!$D17))","v":0},{"$f":"IF(A17>=(Title_RESULTS!$H$7+Title_RESULTS!$C$17),0,(+'Sheet6(p_6)'!$J17))","v":4930.0392846617842},{"$f":"IF(A17>=(Title_RESULTS!$H$7+Title_RESULTS!$C$17),0,(+'f-11B'!$N16))","v":0},{"$f":"IF(A17>=(Title_RESULTS!$H$7+Title_RESULTS!$C$17),0,(SUM(B17:E17)))","v":4930.0392846617842},{"$f":"IF(A17>=(Title_RESULTS!$H$7+Title_RESULTS!$C$17),0,('Sheet3(F_21)'!$J17))","v":0},{"$f":"IF(A17>=(Title_RESULTS!$H$7+Title_RESULTS!$C$17),0,(+'Sheet4(F_22)'!$D17+'Sheet4(F_22)'!$G17))","v":283.91726271244238},{"$f":"IF(A17>=(Title_RESULTS!$H$7+Title_RESULTS!$C$17),0,(+'Sheet4(F_22)'!$H17))","v":359.38452536462245},{"$f":"IF(A17>=(Title_RESULTS!$H$7+Title_RESULTS!$C$17),0,(IF(Title_RESULTS!$C$31<0,((Partcipation!$B16+(Partcipation!$B17-Partcipation!$B16)/2)*(ABS(Title_RESULTS!$C$31)*(1+Title_RESULTS!$C$32/100)^('Sheet7(F_23)'!$A17-Title_RESULTS!$H$7))/1000)+'f-11B'!$O16,+'f-11B'!$O16)))","v":0},{"$f":"IF(A17>=(Title_RESULTS!$H$7+Title_RESULTS!$C$17),0,(SUM(G17:J17)))","v":643.30178807706488},{"$f":"IF(A17>=(Title_RESULTS!$H$7+Title_RESULTS!$C$17),0,(+$K17-$F17))","v":-4286.7374965847193},{"$f":"IF(A17>=(Title_RESULTS!$H$7+Title_RESULTS!$C$17),0,(+M16+$L17/(1+Title_RESULTS!$C$37)^('Sheet7(F_23)'!$A17-Title_RESULTS!$H$7)))","v":-8701.7241122954947}]
[{"$f":"+A17+1","v":2022},{"$f":"IF(A18>=(Title_RESULTS!$H$7+Title_RESULTS!$C$17),0,(IF($A18>=Title_RESULTS!$H$8,(Partcipation!$B17+(Partcipation!$B18-Partcipation!$B17)/2)*Title_RESULTS!$C$35*(1+Title_RESULTS!$C$36/100)^('Sheet7(F_23)'!$A18-Title_RESULTS!$H$7),0)))","v":0},{"$f":"IF(A18>=(Title_RESULTS!$H$7+Title_RESULTS!$C$17),0,(+'Sheet6(p_6)'!$D18))","v":0},{"$f":"IF(A18>=(Title_RESULTS!$H$7+Title_RESULTS!$C$17),0,(+'Sheet6(p_6)'!$J18))","v":5043.4301882090049},{"$f":"IF(A18>=(Title_RESULTS!$H$7+Title_RESULTS!$C$17),0,(+'f-11B'!$N17))","v":0},{"$f":"IF(A18>=(Title_RESULTS!$H$7+Title_RESULTS!$C$17),0,(SUM(B18:E18)))","v":5043.4301882090049},{"$f":"IF(A18>=(Title_RESULTS!$H$7+Title_RESULTS!$C$17),0,('Sheet3(F_21)'!$J18))","v":0},{"$f":"IF(A18>=(Title_RESULTS!$H$7+Title_RESULTS!$C$17),0,(+'Sheet4(F_22)'!$D18+'Sheet4(F_22)'!$G18))","v":290.731277017541},{"$f":"IF(A18>=(Title_RESULTS!$H$7+Title_RESULTS!$C$17),0,(+'Sheet4(F_22)'!$H18))","v":618.18147441702149},{"$f":"IF(A18>=(Title_RESULTS!$H$7+Title_RESULTS!$C$17),0,(IF(Title_RESULTS!$C$31<0,((Partcipation!$B17+(Partcipation!$B18-Partcipation!$B17)/2)*(ABS(Title_RESULTS!$C$31)*(1+Title_RESULTS!$C$32/100)^('Sheet7(F_23)'!$A18-Title_RESULTS!$H$7))/1000)+'f-11B'!$O17,+'f-11B'!$O17)))","v":0},{"$f":"IF(A18>=(Title_RESULTS!$H$7+Title_RESULTS!$C$17),0,(SUM(G18:J18)))","v":908.91275143456255},{"$f":"IF(A18>=(Title_RESULTS!$H$7+Title_RESULTS!$C$17),0,(+$K18-$F18))","v":-4134.5174367744421},{"$f":"IF(A18>=(Title_RESULTS!$H$7+Title_RESULTS!$C$17),0,(+M17+$L18/(1+Title_RESULTS!$C$37)^('Sheet7(F_23)'!$A18-Title_RESULTS!$H$7)))","v":-12307.577817845473}]
[{"$f":"+A18+1","v":2023},{"$f":"IF(A19>=(Title_RESULTS!$H$7+Title_RESULTS!$C$17),0,(IF($A19>=Title_RESULTS!$H$8,(Partcipation!$B18+(Partcipation!$B19-Partcipation!$B18)/2)*Title_RESULTS!$C$35*(1+Title_RESULTS!$C$36/100)^('Sheet7(F_23)'!$A19-Title_RESULTS!$H$7),0)))","v":0},{"$f":"IF(A19>=(Title_RESULTS!$H$7+Title_RESULTS!$C$17),0,(+'Sheet6(p_6)'!$D19))","v":0},{"$f":"IF(A19>=(Title_RESULTS!$H$7+Title_RESULTS!$C$17),0,(+'Sheet6(p_6)'!$J19))","v":0},{"$f":"IF(A19>=(Title_RESULTS!$H$7+Title_RESULTS!$C$17),0,(+'f-11B'!$N18))","v":0},{"$f":"IF(A19>=(Title_RESULTS!$H$7+Title_RESULTS!$C$17),0,(SUM(B19:E19)))","v":0},{"$f":"IF(A19>=(Title_RESULTS!$H$7+Title_RESULTS!$C$17),0,('Sheet3(F_21)'!$J19))","v":474.34387430922141},{"$f":"IF(A19>=(Title_RESULTS!$H$7+Title_RESULTS!$C$17),0,(+'Sheet4(F_22)'!$D19+'Sheet4(F_22)'!$G19))","v":297.70882766596202},{"$f":"IF(A19>=(Title_RESULTS!$H$7+Title_RESULTS!$C$17),0,(+'Sheet4(F_22)'!$H19))","v":772.24994894322106},{"$f":"IF(A19>=(Title_RESULTS!$H$7+Title_RESULTS!$C$17),0,(IF(Title_RESULTS!$C$31<0,((Partcipation!$B18+(Partcipation!$B19-Partcipation!$B18)/2)*(ABS(Title_RESULTS!$C$31)*(1+Title_RESULTS!$C$32/100)^('Sheet7(F_23)'!$A19-Title_RESULTS!$H$7))/1000)+'f-11B'!$O18,+'f-11B'!$O18)))","v":0},{"$f":"IF(A19>=(Title_RESULTS!$H$7+Title_RESULTS!$C$17),0,(SUM(G19:J19)))","v":1544.3026509184047},{"$f":"IF(A19>=(Title_RESULTS!$H$7+Title_RESULTS!$C$17),0,(+$K19-$F19))","v":1544.3026509184047},{"$f":"IF(A19>=(Title_RESULTS!$H$7+Title_RESULTS!$C$17),0,(+M18+$L19/(1+Title_RESULTS!$C$37)^('Sheet7(F_23)'!$A19-Title_RESULTS!$H$7)))","v":-11049.790158427471}]
[2024,{"$f":"IF(A20>=(Title_RESULTS!$H$7+Title_RESULTS!$C$17),0,(IF($A20>=Title_RESULTS!$H$8,(Partcipation!$B19+(Partcipation!$B20-Partcipation!$B19)/2)*Title_RESULTS!$C$35*(1+Title_RESULTS!$C$36/100)^('Sheet7(F_23)'!$A20-Title_RESULTS!$H$7),0)))","v":0},{"$f":"IF(A20>=(Title_RESULTS!$H$7+Title_RESULTS!$C$17),0,(+'Sheet6(p_6)'!$D20))","v":0},{"$f":"IF(A20>=(Title_RESULTS!$H$7+Title_RESULTS!$C$17),0,(+'Sheet6(p_6)'!$J20))","v":0},{"$f":"IF(A20>=(Title_RESULTS!$H$7+Title_RESULTS!$C$17),0,(+'f-11B'!$N19))","v":0},{"$f":"IF(A20>=(Title_RESULTS!$H$7+Title_RESULTS!$C$17),0,(SUM(B20:E20)))","v":0},{"$f":"IF(A20>=(Title_RESULTS!$H$7+Title_RESULTS!$C$17),0,('Sheet3(F_21)'!$J20))","v":486.99209362025954},{"$f":"IF(A20>=(Title_RESULTS!$H$7+Title_RESULTS!$C$17),0,(+'Sheet4(F_22)'!$D20+'Sheet4(F_22)'!$G20))","v":304.85383952994511},{"$f":"IF(A20>=(Title_RESULTS!$H$7+Title_RESULTS!$C$17),0,(+'Sheet4(F_22)'!$H20))","v":802.59646115299779},{"$f":"IF(A20>=(Title_RESULTS!$H$7+Title_RESULTS!$C$17),0,(IF(Title_RESULTS!$C$31<0,((Partcipation!$B19+(Partcipation!$B20-Partcipation!$B19)/2)*(ABS(Title_RESULTS!$C$31)*(1+Title_RESULTS!$C$32/100)^('Sheet7(F_23)'!$A20-Title_RESULTS!$H$7))/1000)+'f-11B'!$O19,+'f-11B'!$O19)))","v":0},{"$f":"IF(A20>=(Title_RESULTS!$H$7+Title_RESULTS!$C$17),0,(SUM(G20:J20)))","v":1594.4423943032025},{"$f":"IF(A20>=(Title_RESULTS!$H$7+Title_RESULTS!$C$17),0,(+$K20-$F20))","v":1594.4423943032025},{"$f":"IF(A20>=(Title_RESULTS!$H$7+Title_RESULTS!$C$17),0,(+M19+$L20/(1+Title_RESULTS!$C$37)^('Sheet7(F_23)'!$A20-Title_RESULTS!$H$7)))","v":-9837.0287096904958}]
[2025,{"$f":"IF(A21>=(Title_RESULTS!$H$7+Title_RESULTS!$C$17),0,(IF($A21>=Title_RESULTS!$H$8,(Partcipation!$B20+(Partcipation!$B21-Partcipation!$B20)/2)*Title_RESULTS!$C$35*(1+Title_RESULTS!$C$36/100)^('Sheet7(F_23)'!$A21-Title_RESULTS!$H$7),0)))","v":0},{"$f":"IF(A21>=(Title_RESULTS!$H$7+Title_RESULTS!$C$17),0,(+'Sheet6(p_6)'!$D21))","v":0},{"$f":"IF(A21>=(Title_RESULTS!$H$7+Title_RESULTS!$C$17),0,(+'Sheet6(p_6)'!$J21))","v":0},{"$f":"IF(A21>=(Title_RESULTS!$H$7+Title_RESULTS!$C$17),0,(+'f-11B'!$N20))","v":0},{"$f":"IF(A21>=(Title_RESULTS!$H$7+Title_RESULTS!$C$17),0,(SUM(B21:E21)))","v":0},{"$f":"IF(A21>=(Title_RESULTS!$H$7+Title_RESULTS!$C$17),0,('Sheet3(F_21)'!$J21))","v":0},{"$f":"IF(A21>=(Title_RESULTS!$H$7+Title_RESULTS!$C$17),0,(+'Sheet4(F_22)'!$D21+'Sheet4(F_22)'!$G21))","v":0},{"$f":"IF(A21>=(Title_RESULTS!$H$7+Title_RESULTS!$C$17),0,(+'Sheet4(F_22)'!$H21))","v":0},{"$f":"IF(A21>=(Title_RESULTS!$H$7+Title_RESULTS!$C$17),0,(IF(Title_RESULTS!$C$31<0,((Partcipation!$B20+(Partcipation!$B21-Partcipation!$B20)/2)*(ABS(Title_RESULTS!$C$31)*(1+Title_RESULTS!$C$32/100)^('Sheet7(F_23)'!$A21-Title_RESULTS!$H$7))/1000)+'f-11B'!$O20,+'f-11B'!$O20)))","v":0},{"$f":"IF(A21>=(Title_RESULTS!$H$7+Title_RESULTS!$C$17),0,(SUM(G21:J21)))","v":0},{"$f":"IF(A21>=(Title_RESULTS!$H$7+Title_RESULTS!$C$17),0,(+$K21-$F21))","v":0},{"$f":"IF(A21>=(Title_RESULTS!$H$7+Title_RESULTS!$C$17),0,(+M20+$L21/(1+Title_RESULTS!$C$37)^('Sheet7(F_23)'!$A21-Title_RESULTS!$H$7)))","v":0}]
[2026,{"$f":"IF(A22>=(Title_RESULTS!$H$7+Title_RESULTS!$C$17),0,(IF($A22>=Title_RESULTS!$H$8,(Partcipation!$B21+(Partcipation!$B22-Partcipation!$B21)/2)*Title_RESULTS!$C$35*(1+Title_RESULTS!$C$36/100)^('Sheet7(F_23)'!$A22-Title_RESULTS!$H$7),0)))","v":0},{"$f":"IF(A22>=(Title_RESULTS!$H$7+Title_RESULTS!$C$17),0,(+'Sheet6(p_6)'!$D22))","v":0},{"$f":"IF(A22>=(Title_RESULTS!$H$7+Title_RESULTS!$C$17),0,(+'Sheet6(p_6)'!$J22))","v":0},{"$f":"IF(A22>=(Title_RESULTS!$H$7+Title_RESULTS!$C$17),0,(+'f-11B'!$N21))","v":0},{"$f":"IF(A22>=(Title_RESULTS!$H$7+Title_RESULTS!$C$17),0,(SUM(B22:E22)))","v":0},{"$f":"IF(A22>=(Title_RESULTS!$H$7+Title_RESULTS!$C$17),0,('Sheet3(F_21)'!$J22))","v":0},{"$f":"IF(A22>=(Title_RESULTS!$H$7+Title_RESULTS!$C$17),0,(+'Sheet4(F_22)'!$D22+'Sheet4(F_22)'!$G22))","v":0},{"$f":"IF(A22>=(Title_RESULTS!$H$7+Title_RESULTS!$C$17),0,(+'Sheet4(F_22)'!$H22))","v":0},{"$f":"IF(A22>=(Title_RESULTS!$H$7+Title_RESULTS!$C$17),0,(IF(Title_RESULTS!$C$31<0,((Partcipation!$B21+(Partcipation!$B22-Partcipation!$B21)/2)*(ABS(Title_RESULTS!$C$31)*(1+Title_RESULTS!$C$32/100)^('Sheet7(F_23)'!$A22-Title_RESULTS!$H$7))/1000)+'f-11B'!$O21,+'f-11B'!$O21)))","v":0},{"$f":"IF(A22>=(Title_RESULTS!$H$7+Title_RESULTS!$C$17),0,(SUM(G22:J22)))","v":0},{"$f":"IF(A22>=(Title_RESULTS!$H$7+Title_RESULTS!$C$17),0,(+$K22-$F22))","v":0},{"$f":"IF(A22>=(Title_RESULTS!$H$7+Title_RESULTS!$C$17),0,(+M21+$L22/(1+Title_RESULTS!$C$37)^('Sheet7(F_23)'!$A22-Title_RESULTS!$H$7)))","v":0}]
[2027,{"$f":"IF(A23>=(Title_RESULTS!$H$7+Title_RESULTS!$C$17),0,(IF($A23>=Title_RESULTS!$H$8,(Partcipation!$B22+(Partcipation!$B23-Partcipation!$B22)/2)*Title_RESULTS!$C$35*(1+Title_RESULTS!$C$36/100)^('Sheet7(F_23)'!$A23-Title_RESULTS!$H$7),0)))","v":0},{"$f":"IF(A23>=(Title_RESULTS!$H$7+Title_RESULTS!$C$17),0,(+'Sheet6(p_6)'!$D23))","v":0},{"$f":"IF(A23>=(Title_RESULTS!$H$7+Title_RESULTS!$C$17),0,(+'Sheet6(p_6)'!$J23))","v":0},{"$f":"IF(A23>=(Title_RESULTS!$H$7+Title_RESULTS!$C$17),0,(+'f-11B'!$N22))","v":0},{"$f":"IF(A23>=(Title_RESULTS!$H$7+Title_RESULTS!$C$17),0,(SUM(B23:E23)))","v":0},{"$f":"IF(A23>=(Title_RESULTS!$H$7+Title_RESULTS!$C$17),0,('Sheet3(F_21)'!$J23))","v":0},{"$f":"IF(A23>=(Title_RESULTS!$H$7+Title_RESULTS!$C$17),0,(+'Sheet4(F_22)'!$D23+'Sheet4(F_22)'!$G23))","v":0},{"$f":"IF(A23>=(Title_RESULTS!$H$7+Title_RESULTS!$C$17),0,(+'Sheet4(F_22)'!$H23))","v":0},{"$f":"IF(A23>=(Title_RESULTS!$H$7+Title_RESULTS!$C$17),0,(IF(Title_RESULTS!$C$31<0,((Partcipation!$B22+(Partcipation!$B23-Partcipation!$B22)/2)*(ABS(Title_RESULTS!$C$31)*(1+Title_RESULTS!$C$32/100)^('Sheet7(F_23)'!$A23-Title_RESULTS!$H$7))/1000)+'f-11B'!$O22,+'f-11B'!$O22)))","v":0},{"$f":"IF(A23>=(Title_RESULTS!$H$7+Title_RESULTS!$C$17),0,(SUM(G23:J23)))","v":0},{"$f":"IF(A23>=(Title_RESULTS!$H$7+Title_RESULTS!$C$17),0,(+$K23-$F23))","v":0},{"$f":"IF(A23>=(Title_RESULTS!$H$7+Title_RESULTS!$C$17),0,(+M22+$L23/(1+Title_RESULTS!$C$37)^('Sheet7(F_23)'!$A23-Title_RESULTS!$H$7)))","v":0}]
[2028,{"$f":"IF(A24>=(Title_RESULTS!$H$7+Title_RESULTS!$C$17),0,(IF($A24>=Title_RESULTS!$H$8,(Partcipation!$B23+(Partcipation!$B24-Partcipation!$B23)/2)*Title_RESULTS!$C$35*(1+Title_RESULTS!$C$36/100)^('Sheet7(F_23)'!$A24-Title_RESULTS!$H$7),0)))","v":0},{"$f":"IF(A24>=(Title_RESULTS!$H$7+Title_RESULTS!$C$17),0,(+'Sheet6(p_6)'!$D24))","v":0},{"$f":"IF(A24>=(Title_RESULTS!$H$7+Title_RESULTS!$C$17),0,(+'Sheet6(p_6)'!$J24))","v":0},{"$f":"IF(A24>=(Title_RESULTS!$H$7+Title_RESULTS!$C$17),0,(+'f-11B'!$N23))","v":0},{"$f":"IF(A24>=(Title_RESULTS!$H$7+Title_RESULTS!$C$17),0,(SUM(B24:E24)))","v":0},{"$f":"IF(A24>=(Title_RESULTS!$H$7+Title_RESULTS!$C$17),0,('Sheet3(F_21)'!$J24))","v":0},{"$f":"IF(A24>=(Title_RESULTS!$H$7+Title_RESULTS!$C$17),0,(+'Sheet4(F_22)'!$D24+'Sheet4(F_22)'!$G24))","v":0},{"$f":"IF(A24>=(Title_RESULTS!$H$7+Title_RESULTS!$C$17),0,(+'Sheet4(F_22)'!$H24))","v":0},{"$f":"IF(A24>=(Title_RESULTS!$H$7+Title_RESULTS!$C$17),0,(IF(Title_RESULTS!$C$31<0,((Partcipation!$B23+(Partcipation!$B24-Partcipation!$B23)/2)*(ABS(Title_RESULTS!$C$31)*(1+Title_RESULTS!$C$32/100)^('Sheet7(F_23)'!$A24-Title_RESULTS!$H$7))/1000)+'f-11B'!$O23,+'f-11B'!$O23)))","v":0},{"$f":"IF(A24>=(Title_RESULTS!$H$7+Title_RESULTS!$C$17),0,(SUM(G24:J24)))","v":0},{"$f":"IF(A24>=(Title_RESULTS!$H$7+Title_RESULTS!$C$17),0,(+$K24-$F24))","v":0},{"$f":"IF(A24>=(Title_RESULTS!$H$7+Title_RESULTS!$C$17),0,(+M23+$L24/(1+Title_RESULTS!$C$37)^('Sheet7(F_23)'!$A24-Title_RESULTS!$H$7)))","v":0}]
[2029,{"$f":"IF(A25>=(Title_RESULTS!$H$7+Title_RESULTS!$C$17),0,(IF($A25>=Title_RESULTS!$H$8,(Partcipation!$B24+(Partcipation!$B25-Partcipation!$B24)/2)*Title_RESULTS!$C$35*(1+Title_RESULTS!$C$36/100)^('Sheet7(F_23)'!$A25-Title_RESULTS!$H$7),0)))","v":0},{"$f":"IF(A25>=(Title_RESULTS!$H$7+Title_RESULTS!$C$17),0,(+'Sheet6(p_6)'!$D25))","v":0},{"$f":"IF(A25>=(Title_RESULTS!$H$7+Title_RESULTS!$C$17),0,(+'Sheet6(p_6)'!$J25))","v":0},{"$f":"IF(A25>=(Title_RESULTS!$H$7+Title_RESULTS!$C$17),0,(+'f-11B'!$N24))","v":0},{"$f":"IF(A25>=(Title_RESULTS!$H$7+Title_RESULTS!$C$17),0,(SUM(B25:E25)))","v":0},{"$f":"IF(A25>=(Title_RESULTS!$H$7+Title_RESULTS!$C$17),0,('Sheet3(F_21)'!$J25))","v":0},{"$f":"IF(A25>=(Title_RESULTS!$H$7+Title_RESULTS!$C$17),0,(+'Sheet4(F_22)'!$D25+'Sheet4(F_22)'!$G25))","v":0},{"$f":"IF(A25>=(Title_RESULTS!$H$7+Title_RESULTS!$C$17),0,(+'Sheet4(F_22)'!$H25))","v":0},{"$f":"IF(A25>=(Title_RESULTS!$H$7+Title_RESULTS!$C$17),0,(IF(Title_RESULTS!$C$31<0,((Partcipation!$B24+(Partcipation!$B25-Partcipation!$B24)/2)*(ABS(Title_RESULTS!$C$31)*(1+Title_RESULTS!$C$32/100)^('Sheet7(F_23)'!$A25-Title_RESULTS!$H$7))/1000)+'f-11B'!$O24,+'f-11B'!$O24)))","v":0},{"$f":"IF(A25>=(Title_RESULTS!$H$7+Title_RESULTS!$C$17),0,(SUM(G25:J25)))","v":0},{"$f":"IF(A25>=(Title_RESULTS!$H$7+Title_RESULTS!$C$17),0,(+$K25-$F25))","v":0},{"$f":"IF(A25>=(Title_RESULTS!$H$7+Title_RESULTS!$C$17),0,(+M24+$L25/(1+Title_RESULTS!$C$37)^('Sheet7(F_23)'!$A25-Title_RESULTS!$H$7)))","v":0}]
[2030,{"$f":"IF(A26>=(Title_RESULTS!$H$7+Title_RESULTS!$C$17),0,(IF($A26>=Title_RESULTS!$H$8,(Partcipation!$B25+(Partcipation!$B26-Partcipation!$B25)/2)*Title_RESULTS!$C$35*(1+Title_RESULTS!$C$36/100)^('Sheet7(F_23)'!$A26-Title_RESULTS!$H$7),0)))","v":0},{"$f":"IF(A26>=(Title_RESULTS!$H$7+Title_RESULTS!$C$17),0,(+'Sheet6(p_6)'!$D26))","v":0},{"$f":"IF(A26>=(Title_RESULTS!$H$7+Title_RESULTS!$C$17),0,(+'Sheet6(p_6)'!$J26))","v":0},{"$f":"IF(A26>=(Title_RESULTS!$H$7+Title_RESULTS!$C$17),0,(+'f-11B'!$N25))","v":0},{"$f":"IF(A26>=(Title_RESULTS!$H$7+Title_RESULTS!$C$17),0,(SUM(B26:E26)))","v":0},{"$f":"IF(A26>=(Title_RESULTS!$H$7+Title_RESULTS!$C$17),0,('Sheet3(F_21)'!$J26))","v":0},{"$f":"IF(A26>=(Title_RESULTS!$H$7+Title_RESULTS!$C$17),0,(+'Sheet4(F_22)'!$D26+'Sheet4(F_22)'!$G26))","v":0},{"$f":"IF(A26>=(Title_RESULTS!$H$7+Title_RESULTS!$C$17),0,(+'Sheet4(F_22)'!$H26))","v":0},{"$f":"IF(A26>=(Title_RESULTS!$H$7+Title_RESULTS!$C$17),0,(IF(Title_RESULTS!$C$31<0,((Partcipation!$B25+(Partcipation!$B26-Partcipation!$B25)/2)*(ABS(Title_RESULTS!$C$31)*(1+Title_RESULTS!$C$32/100)^('Sheet7(F_23)'!$A26-Title_RESULTS!$H$7))/1000)+'f-11B'!$O25,+'f-11B'!$O25)))","v":0},{"$f":"IF(A26>=(Title_RESULTS!$H$7+Title_RESULTS!$C$17),0,(SUM(G26:J26)))","v":0},{"$f":"IF(A26>=(Title_RESULTS!$H$7+Title_RESULTS!$C$17),0,(+$K26-$F26))","v":0},{"$f":"IF(A26>=(Title_RESULTS!$H$7+Title_RESULTS!$C$17),0,(+M25+$L26/(1+Title_RESULTS!$C$37)^('Sheet7(F_23)'!$A26-Title_RESULTS!$H$7)))","v":0}]
[2031,{"$f":"IF(A27>=(Title_RESULTS!$H$7+Title_RESULTS!$C$17),0,(IF($A27>=Title_RESULTS!$H$8,(Partcipation!$B26+(Partcipation!$B27-Partcipation!$B26)/2)*Title_RESULTS!$C$35*(1+Title_RESULTS!$C$36/100)^('Sheet7(F_23)'!$A27-Title_RESULTS!$H$7),0)))","v":0},{"$f":"IF(A27>=(Title_RESULTS!$H$7+Title_RESULTS!$C$17),0,(+'Sheet6(p_6)'!$D27))","v":0},{"$f":"IF(A27>=(Title_RESULTS!$H$7+Title_RESULTS!$C$17),0,(+'Sheet6(p_6)'!$J27))","v":0},{"$f":"IF(A27>=(Title_RESULTS!$H$7+Title_RESULTS!$C$17),0,(+'f-11B'!$N26))","v":0},{"$f":"IF(A27>=(Title_RESULTS!$H$7+Title_RESULTS!$C$17),0,(SUM(B27:E27)))","v":0},{"$f":"IF(A27>=(Title_RESULTS!$H$7+Title_RESULTS!$C$17),0,('Sheet3(F_21)'!$J27))","v":0},{"$f":"IF(A27>=(Title_RESULTS!$H$7+Title_RESULTS!$C$17),0,(+'Sheet4(F_22)'!$D27+'Sheet4(F_22)'!$G27))","v":0},{"$f":"IF(A27>=(Title_RESULTS!$H$7+Title_RESULTS!$C$17),0,(+'Sheet4(F_22)'!$H27))","v":0},{"$f":"IF(A27>=(Title_RESULTS!$H$7+Title_RESULTS!$C$17),0,(IF(Title_RESULTS!$C$31<0,((Partcipation!$B26+(Partcipation!$B27-Partcipation!$B26)/2)*(ABS(Title_RESULTS!$C$31)*(1+Title_RESULTS!$C$32/100)^('Sheet7(F_23)'!$A27-Title_RESULTS!$H$7))/1000)+'f-11B'!$O26,+'f-11B'!$O26)))","v":0},{"$f":"IF(A27>=(Title_RESULTS!$H$7+Title_RESULTS!$C$17),0,(SUM(G27:J27)))","v":0},{"$f":"IF(A27>=(Title_RESULTS!$H$7+Title_RESULTS!$C$17),0,(+$K27-$F27))","v":0},{"$f":"IF(A27>=(Title_RESULTS!$H$7+Title_RESULTS!$C$17),0,(+M26+$L27/(1+Title_RESULTS!$C$37)^('Sheet7(F_23)'!$A27-Title_RESULTS!$H$7)))","v":0}]
[2032,{"$f":"IF(A28>=(Title_RESULTS!$H$7+Title_RESULTS!$C$17),0,(IF($A28>=Title_RESULTS!$H$8,(Partcipation!$B27+(Partcipation!$B28-Partcipation!$B27)/2)*Title_RESULTS!$C$35*(1+Title_RESULTS!$C$36/100)^('Sheet7(F_23)'!$A28-Title_RESULTS!$H$7),0)))","v":0},{"$f":"IF(A28>=(Title_RESULTS!$H$7+Title_RESULTS!$C$17),0,(+'Sheet6(p_6)'!$D28))","v":0},{"$f":"IF(A28>=(Title_RESULTS!$H$7+Title_RESULTS!$C$17),0,(+'Sheet6(p_6)'!$J28))","v":0},{"$f":"IF(A28>=(Title_RESULTS!$H$7+Title_RESULTS!$C$17),0,(+'f-11B'!$N27))","v":0},{"$f":"IF(A28>=(Title_RESULTS!$H$7+Title_RESULTS!$C$17),0,(SUM(B28:E28)))","v":0},{"$f":"IF(A28>=(Title_RESULTS!$H$7+Title_RESULTS!$C$17),0,('Sheet3(F_21)'!$J28))","v":0},{"$f":"IF(A28>=(Title_RESULTS!$H$7+Title_RESULTS!$C$17),0,(+'Sheet4(F_22)'!$D28+'Sheet4(F_22)'!$G28))","v":0},{"$f":"IF(A28>=(Title_RESULTS!$H$7+Title_RESULTS!$C$17),0,(+'Sheet4(F_22)'!$H28))","v":0},{"$f":"IF(A28>=(Title_RESULTS!$H$7+Title_RESULTS!$C$17),0,(IF(Title_RESULTS!$C$31<0,((Partcipation!$B27+(Partcipation!$B28-Partcipation!$B27)/2)*(ABS(Title_RESULTS!$C$31)*(1+Title_RESULTS!$C$32/100)^('Sheet7(F_23)'!$A28-Title_RESULTS!$H$7))/1000)+'f-11B'!$O27,+'f-11B'!$O27)))","v":0},{"$f":"IF(A28>=(Title_RESULTS!$H$7+Title_RESULTS!$C$17),0,(SUM(G28:J28)))","v":0},{"$f":"IF(A28>=(Title_RESULTS!$H$7+Title_RESULTS!$C$17),0,(+$K28-$F28))","v":0},{"$f":"IF(A28>=(Title_RESULTS!$H$7+Title_RESULTS!$C$17),0,(+M27+$L28/(1+Title_RESULTS!$C$37)^('Sheet7(F_23)'!$A28-Title_RESULTS!$H$7)))","v":0}]
[2033,{"$f":"IF(A29>=(Title_RESULTS!$H$7+Title_RESULTS!$C$17),0,(IF($A29>=Title_RESULTS!$H$8,(Partcipation!$B28+(Partcipation!$B29-Partcipation!$B28)/2)*Title_RESULTS!$C$35*(1+Title_RESULTS!$C$36/100)^('Sheet7(F_23)'!$A29-Title_RESULTS!$H$7),0)))","v":0},{"$f":"IF(A29>=(Title_RESULTS!$H$7+Title_RESULTS!$C$17),0,(+'Sheet6(p_6)'!$D29))","v":0},{"$f":"IF(A29>=(Title_RESULTS!$H$7+Title_RESULTS!$C$17),0,(+'Sheet6(p_6)'!$J29))","v":0},{"$f":"IF(A29>=(Title_RESULTS!$H$7+Title_RESULTS!$C$17),0,(+'f-11B'!$N28))","v":0},{"$f":"IF(A29>=(Title_RESULTS!$H$7+Title_RESULTS!$C$17),0,(SUM(B29:E29)))","v":0},{"$f":"IF(A29>=(Title_RESULTS!$H$7+Title_RESULTS!$C$17),0,('Sheet3(F_21)'!$J29))","v":0},{"$f":"IF(A29>=(Title_RESULTS!$H$7+Title_RESULTS!$C$17),0,(+'Sheet4(F_22)'!$D29+'Sheet4(F_22)'!$G29))","v":0},{"$f":"IF(A29>=(Title_RESULTS!$H$7+Title_RESULTS!$C$17),0,(+'Sheet4(F_22)'!$H29))","v":0},{"$f":"IF(A29>=(Title_RESULTS!$H$7+Title_RESULTS!$C$17),0,(IF(Title_RESULTS!$C$31<0,((Partcipation!$B28+(Partcipation!$B29-Partcipation!$B28)/2)*(ABS(Title_RESULTS!$C$31)*(1+Title_RESULTS!$C$32/100)^('Sheet7(F_23)'!$A29-Title_RESULTS!$H$7))/1000)+'f-11B'!$O28,+'f-11B'!$O28)))","v":0},{"$f":"IF(A29>=(Title_RESULTS!$H$7+Title_RESULTS!$C$17),0,(SUM(G29:J29)))","v":0},{"$f":"IF(A29>=(Title_RESULTS!$H$7+Title_RESULTS!$C$17),0,(+$K29-$F29))","v":0},{"$f":"IF(A29>=(Title_RESULTS!$H$7+Title_RESULTS!$C$17),0,(+M28+$L29/(1+Title_RESULTS!$C$37)^('Sheet7(F_23)'!$A29-Title_RESULTS!$H$7)))","v":0}]
[2034,{"$f":"IF(A30>=(Title_RESULTS!$H$7+Title_RESULTS!$C$17),0,(IF($A30>=Title_RESULTS!$H$8,(Partcipation!$B29+(Partcipation!$B30-Partcipation!$B29)/2)*Title_RESULTS!$C$35*(1+Title_RESULTS!$C$36/100)^('Sheet7(F_23)'!$A30-Title_RESULTS!$H$7),0)))","v":0},{"$f":"IF(A30>=(Title_RESULTS!$H$7+Title_RESULTS!$C$17),0,(+'Sheet6(p_6)'!$D30))","v":0},{"$f":"IF(A30>=(Title_RESULTS!$H$7+Title_RESULTS!$C$17),0,(+'Sheet6(p_6)'!$J30))","v":0},{"$f":"IF(A30>=(Title_RESULTS!$H$7+Title_RESULTS!$C$17),0,(+'f-11B'!$N29))","v":0},{"$f":"IF(A30>=(Title_RESULTS!$H$7+Title_RESULTS!$C$17),0,(SUM(B30:E30)))","v":0},{"$f":"IF(A30>=(Title_RESULTS!$H$7+Title_RESULTS!$C$17),0,('Sheet3(F_21)'!$J30))","v":0},{"$f":"IF(A30>=(Title_RESULTS!$H$7+Title_RESULTS!$C$17),0,(+'Sheet4(F_22)'!$D30+'Sheet4(F_22)'!$G30))","v":0},{"$f":"IF(A30>=(Title_RESULTS!$H$7+Title_RESULTS!$C$17),0,(+'Sheet4(F_22)'!$H30))","v":0},{"$f":"IF(A30>=(Title_RESULTS!$H$7+Title_RESULTS!$C$17),0,(IF(Title_RESULTS!$C$31<0,((Partcipation!$B29+(Partcipation!$B30-Partcipation!$B29)/2)*(ABS(Title_RESULTS!$C$31)*(1+Title_RESULTS!$C$32/100)^('Sheet7(F_23)'!$A30-Title_RESULTS!$H$7))/1000)+'f-11B'!$O29,+'f-11B'!$O29)))","v":0},{"$f":"IF(A30>=(Title_RESULTS!$H$7+Title_RESULTS!$C$17),0,(SUM(G30:J30)))","v":0},{"$f":"IF(A30>=(Title_RESULTS!$H$7+Title_RESULTS!$C$17),0,(+$K30-$F30))","v":0},{"$f":"IF(A30>=(Title_RESULTS!$H$7+Title_RESULTS!$C$17),0,(+M29+$L30/(1+Title_RESULTS!$C$37)^('Sheet7(F_23)'!$A30-Title_RESULTS!$H$7)))","v":0}]
[2035,{"$f":"IF(A31>=(Title_RESULTS!$H$7+Title_RESULTS!$C$17),0,(IF($A31>=Title_RESULTS!$H$8,(Partcipation!$B30+(Partcipation!$B31-Partcipation!$B30)/2)*Title_RESULTS!$C$35*(1+Title_RESULTS!$C$36/100)^('Sheet7(F_23)'!$A31-Title_RESULTS!$H$7),0)))","v":0},{"$f":"IF(A31>=(Title_RESULTS!$H$7+Title_RESULTS!$C$17),0,(+'Sheet6(p_6)'!$D31))","v":0},{"$f":"IF(A31>=(Title_RESULTS!$H$7+Title_RESULTS!$C$17),0,(+'Sheet6(p_6)'!$J31))","v":0},{"$f":"IF(A31>=(Title_RESULTS!$H$7+Title_RESULTS!$C$17),0,(+'f-11B'!$N30))","v":0},{"$f":"IF(A31>=(Title_RESULTS!$H$7+Title_RESULTS!$C$17),0,(SUM(B31:E31)))","v":0},{"$f":"IF(A31>=(Title_RESULTS!$H$7+Title_RESULTS!$C$17),0,('Sheet3(F_21)'!$J31))","v":0},{"$f":"IF(A31>=(Title_RESULTS!$H$7+Title_RESULTS!$C$17),0,(+'Sheet4(F_22)'!$D31+'Sheet4(F_22)'!$G31))","v":0},{"$f":"IF(A31>=(Title_RESULTS!$H$7+Title_RESULTS!$C$17),0,(+'Sheet4(F_22)'!$H31))","v":0},{"$f":"IF(A31>=(Title_RESULTS!$H$7+Title_RESULTS!$C$17),0,(IF(Title_RESULTS!$C$31<0,((Partcipation!$B30+(Partcipation!$B31-Partcipation!$B30)/2)*(ABS(Title_RESULTS!$C$31)*(1+Title_RESULTS!$C$32/100)^('Sheet7(F_23)'!$A31-Title_RESULTS!$H$7))/1000)+'f-11B'!$O30,+'f-11B'!$O30)))","v":0},{"$f":"IF(A31>=(Title_RESULTS!$H$7+Title_RESULTS!$C$17),0,(SUM(G31:J31)))","v":0},{"$f":"IF(A31>=(Title_RESULTS!$H$7+Title_RESULTS!$C$17),0,(+$K31-$F31))","v":0},{"$f":"IF(A31>=(Title_RESULTS!$H$7+Title_RESULTS!$C$17),0,(+M30+$L31/(1+Title_RESULTS!$C$37)^('Sheet7(F_23)'!$A31-Title_RESULTS!$H$7)))","v":0}]
[2036,{"$f":"IF(A32>=(Title_RESULTS!$H$7+Title_RESULTS!$C$17),0,(IF($A32>=Title_RESULTS!$H$8,(Partcipation!$B31+(Partcipation!$B32-Partcipation!$B31)/2)*Title_RESULTS!$C$35*(1+Title_RESULTS!$C$36/100)^('Sheet7(F_23)'!$A32-Title_RESULTS!$H$7),0)))","v":0},{"$f":"IF(A32>=(Title_RESULTS!$H$7+Title_RESULTS!$C$17),0,(+'Sheet6(p_6)'!$D32))","v":0},{"$f":"IF(A32>=(Title_RESULTS!$H$7+Title_RESULTS!$C$17),0,(+'Sheet6(p_6)'!$J32))","v":0},{"$f":"IF(A32>=(Title_RESULTS!$H$7+Title_RESULTS!$C$17),0,(+'f-11B'!$N31))","v":0},{"$f":"IF(A32>=(Title_RESULTS!$H$7+Title_RESULTS!$C$17),0,(SUM(B32:E32)))","v":0},{"$f":"IF(A32>=(Title_RESULTS!$H$7+Title_RESULTS!$C$17),0,('Sheet3(F_21)'!$J32))","v":0},{"$f":"IF(A32>=(Title_RESULTS!$H$7+Title_RESULTS!$C$17),0,(+'Sheet4(F_22)'!$D32+'Sheet4(F_22)'!$G32))","v":0},{"$f":"IF(A32>=(Title_RESULTS!$H$7+Title_RESULTS!$C$17),0,(+'Sheet4(F_22)'!$H32))","v":0},{"$f":"IF(A32>=(Title_RESULTS!$H$7+Title_RESULTS!$C$17),0,(IF(Title_RESULTS!$C$31<0,((Partcipation!$B31+(Partcipation!$B32-Partcipation!$B31)/2)*(ABS(Title_RESULTS!$C$31)*(1+Title_RESULTS!$C$32/100)^('Sheet7(F_23)'!$A32-Title_RESULTS!$H$7))/1000)+'f-11B'!$O31,+'f-11B'!$O31)))","v":0},{"$f":"IF(A32>=(Title_RESULTS!$H$7+Title_RESULTS!$C$17),0,(SUM(G32:J32)))","v":0},{"$f":"IF(A32>=(Title_RESULTS!$H$7+Title_RESULTS!$C$17),0,(+$K32-$F32))","v":0},{"$f":"IF(A32>=(Title_RESULTS!$H$7+Title_RESULTS!$C$17),0,(+M31+$L32/(1+Title_RESULTS!$C$37)^('Sheet7(F_23)'!$A32-Title_RESULTS!$H$7)))","v":0}]
[2037,{"$f":"IF(A33>=(Title_RESULTS!$H$7+Title_RESULTS!$C$17),0,(IF($A33>=Title_RESULTS!$H$8,(Partcipation!$B32+(Partcipation!$B33-Partcipation!$B32)/2)*Title_RESULTS!$C$35*(1+Title_RESULTS!$C$36/100)^('Sheet7(F_23)'!$A33-Title_RESULTS!$H$7),0)))","v":0},{"$f":"IF(A33>=(Title_RESULTS!$H$7+Title_RESULTS!$C$17),0,(+'Sheet6(p_6)'!$D33))","v":0},{"$f":"IF(A33>=(Title_RESULTS!$H$7+Title_RESULTS!$C$17),0,(+'Sheet6(p_6)'!$J33))","v":0},{"$f":"IF(A33>=(Title_RESULTS!$H$7+Title_RESULTS!$C$17),0,(+'f-11B'!$N32))","v":0},{"$f":"IF(A33>=(Title_RESULTS!$H$7+Title_RESULTS!$C$17),0,(SUM(B33:E33)))","v":0},{"$f":"IF(A33>=(Title_RESULTS!$H$7+Title_RESULTS!$C$17),0,('Sheet3(F_21)'!$J33))","v":0},{"$f":"IF(A33>=(Title_RESULTS!$H$7+Title_RESULTS!$C$17),0,(+'Sheet4(F_22)'!$D33+'Sheet4(F_22)'!$G33))","v":0},{"$f":"IF(A33>=(Title_RESULTS!$H$7+Title_RESULTS!$C$17),0,(+'Sheet4(F_22)'!$H33))","v":0},{"$f":"IF(A33>=(Title_RESULTS!$H$7+Title_RESULTS!$C$17),0,(IF(Title_RESULTS!$C$31<0,((Partcipation!$B32+(Partcipation!$B33-Partcipation!$B32)/2)*(ABS(Title_RESULTS!$C$31)*(1+Title_RESULTS!$C$32/100)^('Sheet7(F_23)'!$A33-Title_RESULTS!$H$7))/1000)+'f-11B'!$O32,+'f-11B'!$O32)))","v":0},{"$f":"IF(A33>=(Title_RESULTS!$H$7+Title_RESULTS!$C$17),0,(SUM(G33:J33)))","v":0},{"$f":"IF(A33>=(Title_RESULTS!$H$7+Title_RESULTS!$C$17),0,(+$K33-$F33))","v":0},{"$f":"IF(A33>=(Title_RESULTS!$H$7+Title_RESULTS!$C$17),0,(+M32+$L33/(1+Title_RESULTS!$C$37)^('Sheet7(F_23)'!$A33-Title_RESULTS!$H$7)))","v":0}]
[2038,{"$f":"IF(A34>=(Title_RESULTS!$H$7+Title_RESULTS!$C$17),0,(IF($A34>=Title_RESULTS!$H$8,(Partcipation!$B33+(Partcipation!$B34-Partcipation!$B33)/2)*Title_RESULTS!$C$35*(1+Title_RESULTS!$C$36/100)^('Sheet7(F_23)'!$A34-Title_RESULTS!$H$7),0)))","v":0},{"$f":"IF(A34>=(Title_RESULTS!$H$7+Title_RESULTS!$C$17),0,(+'Sheet6(p_6)'!$D34))","v":0},{"$f":"IF(A34>=(Title_RESULTS!$H$7+Title_RESULTS!$C$17),0,(+'Sheet6(p_6)'!$J34))","v":0},{"$f":"IF(A34>=(Title_RESULTS!$H$7+Title_RESULTS!$C$17),0,(+'f-11B'!$N33))","v":0},{"$f":"IF(A34>=(Title_RESULTS!$H$7+Title_RESULTS!$C$17),0,(SUM(B34:E34)))","v":0},{"$f":"IF(A34>=(Title_RESULTS!$H$7+Title_RESULTS!$C$17),0,('Sheet3(F_21)'!$J34))","v":0},{"$f":"IF(A34>=(Title_RESULTS!$H$7+Title_RESULTS!$C$17),0,(+'Sheet4(F_22)'!$D34+'Sheet4(F_22)'!$G34))","v":0},{"$f":"IF(A34>=(Title_RESULTS!$H$7+Title_RESULTS!$C$17),0,(+'Sheet4(F_22)'!$H34))","v":0},{"$f":"IF(A34>=(Title_RESULTS!$H$7+Title_RESULTS!$C$17),0,(IF(Title_RESULTS!$C$31<0,((Partcipation!$B33+(Partcipation!$B34-Partcipation!$B33)/2)*(ABS(Title_RESULTS!$C$31)*(1+Title_RESULTS!$C$32/100)^('Sheet7(F_23)'!$A34-Title_RESULTS!$H$7))/1000)+'f-11B'!$O33,+'f-11B'!$O33)))","v":0},{"$f":"IF(A34>=(Title_RESULTS!$H$7+Title_RESULTS!$C$17),0,(SUM(G34:J34)))","v":0},{"$f":"IF(A34>=(Title_RESULTS!$H$7+Title_RESULTS!$C$17),0,(+$K34-$F34))","v":0},{"$f":"IF(A34>=(Title_RESULTS!$H$7+Title_RESULTS!$C$17),0,(+M33+$L34/(1+Title_RESULTS!$C$37)^('Sheet7(F_23)'!$A34-Title_RESULTS!$H$7)))","v":0}]
[2039,{"$f":"IF(A35>=(Title_RESULTS!$H$7+Title_RESULTS!$C$17),0,(IF($A35>=Title_RESULTS!$H$8,(Partcipation!$B34+(Partcipation!$B35-Partcipation!$B34)/2)*Title_RESULTS!$C$35*(1+Title_RESULTS!$C$36/100)^('Sheet7(F_23)'!$A35-Title_RESULTS!$H$7),0)))","v":0},{"$f":"IF(A35>=(Title_RESULTS!$H$7+Title_RESULTS!$C$17),0,(+'Sheet6(p_6)'!$D35))","v":0},{"$f":"IF(A35>=(Title_RESULTS!$H$7+Title_RESULTS!$C$17),0,(+'Sheet6(p_6)'!$J35))","v":0},{"$f":"IF(A35>=(Title_RESULTS!$H$7+Title_RESULTS!$C$17),0,(+'f-11B'!$N34))","v":0},{"$f":"IF(A35>=(Title_RESULTS!$H$7+Title_RESULTS!$C$17),0,(SUM(B35:E35)))","v":0},{"$f":"IF(A35>=(Title_RESULTS!$H$7+Title_RESULTS!$C$17),0,('Sheet3(F_21)'!$J35))","v":0},{"$f":"IF(A35>=(Title_RESULTS!$H$7+Title_RESULTS!$C$17),0,(+'Sheet4(F_22)'!$D35+'Sheet4(F_22)'!$G35))","v":0},{"$f":"IF(A35>=(Title_RESULTS!$H$7+Title_RESULTS!$C$17),0,(+'Sheet4(F_22)'!$H35))","v":0},{"$f":"IF(A35>=(Title_RESULTS!$H$7+Title_RESULTS!$C$17),0,(IF(Title_RESULTS!$C$31<0,((Partcipation!$B34+(Partcipation!$B35-Partcipation!$B34)/2)*(ABS(Title_RESULTS!$C$31)*(1+Title_RESULTS!$C$32/100)^('Sheet7(F_23)'!$A35-Title_RESULTS!$H$7))/1000)+'f-11B'!$O34,+'f-11B'!$O34)))","v":0},{"$f":"IF(A35>=(Title_RESULTS!$H$7+Title_RESULTS!$C$17),0,(SUM(G35:J35)))","v":0},{"$f":"IF(A35>=(Title_RESULTS!$H$7+Title_RESULTS!$C$17),0,(+$K35-$F35))","v":0},{"$f":"IF(A35>=(Title_RESULTS!$H$7+Title_RESULTS!$C$17),0,(+M34+$L35/(1+Title_RESULTS!$C$37)^('Sheet7(F_23)'!$A35-Title_RESULTS!$H$7)))","v":0}]
[2040,{"$f":"IF(A36>=(Title_RESULTS!$H$7+Title_RESULTS!$C$17),0,(IF($A36>=Title_RESULTS!$H$8,(Partcipation!$B35+(Partcipation!$B36-Partcipation!$B35)/2)*Title_RESULTS!$C$35*(1+Title_RESULTS!$C$36/100)^('Sheet7(F_23)'!$A36-Title_RESULTS!$H$7),0)))","v":0},{"$f":"IF(A36>=(Title_RESULTS!$H$7+Title_RESULTS!$C$17),0,(+'Sheet6(p_6)'!$D36))","v":0},{"$f":"IF(A36>=(Title_RESULTS!$H$7+Title_RESULTS!$C$17),0,(+'Sheet6(p_6)'!$J36))","v":0},{"$f":"IF(A36>=(Title_RESULTS!$H$7+Title_RESULTS!$C$17),0,(+'f-11B'!$N35))","v":0},{"$f":"IF(A36>=(Title_RESULTS!$H$7+Title_RESULTS!$C$17),0,(SUM(B36:E36)))","v":0},{"$f":"IF(A36>=(Title_RESULTS!$H$7+Title_RESULTS!$C$17),0,('Sheet3(F_21)'!$J36))","v":0},{"$f":"IF(A36>=(Title_RESULTS!$H$7+Title_RESULTS!$C$17),0,(+'Sheet4(F_22)'!$D36+'Sheet4(F_22)'!$G36))","v":0},{"$f":"IF(A36>=(Title_RESULTS!$H$7+Title_RESULTS!$C$17),0,(+'Sheet4(F_22)'!$H36))","v":0},{"$f":"IF(A36>=(Title_RESULTS!$H$7+Title_RESULTS!$C$17),0,(IF(Title_RESULTS!$C$31<0,((Partcipation!$B35+(Partcipation!$B36-Partcipation!$B35)/2)*(ABS(Title_RESULTS!$C$31)*(1+Title_RESULTS!$C$32/100)^('Sheet7(F_23)'!$A36-Title_RESULTS!$H$7))/1000)+'f-11B'!$O35,+'f-11B'!$O35)))","v":0},{"$f":"IF(A36>=(Title_RESULTS!$H$7+Title_RESULTS!$C$17),0,(SUM(G36:J36)))","v":0},{"$f":"IF(A36>=(Title_RESULTS!$H$7+Title_RESULTS!$C$17),0,(+$K36-$F36))","v":0},{"$f":"IF(A36>=(Title_RESULTS!$H$7+Title_RESULTS!$C$17),0,(+M35+$L36/(1+Title_RESULTS!$C$37)^('Sheet7(F_23)'!$A36-Title_RESULTS!$H$7)))","v":0}]
[2041,{"$f":"IF(A37>=(Title_RESULTS!$H$7+Title_RESULTS!$C$17),0,(IF($A37>=Title_RESULTS!$H$8,(Partcipation!$B36+(Partcipation!$B37-Partcipation!$B36)/2)*Title_RESULTS!$C$35*(1+Title_RESULTS!$C$36/100)^('Sheet7(F_23)'!$A37-Title_RESULTS!$H$7),0)))","v":0},{"$f":"IF(A37>=(Title_RESULTS!$H$7+Title_RESULTS!$C$17),0,(+'Sheet6(p_6)'!$D37))","v":0},{"$f":"IF(A37>=(Title_RESULTS!$H$7+Title_RESULTS!$C$17),0,(+'Sheet6(p_6)'!$J37))","v":0},{"$f":"IF(A37>=(Title_RESULTS!$H$7+Title_RESULTS!$C$17),0,(+'f-11B'!$N36))","v":0},{"$f":"IF(A37>=(Title_RESULTS!$H$7+Title_RESULTS!$C$17),0,(SUM(B37:E37)))","v":0},{"$f":"IF(A37>=(Title_RESULTS!$H$7+Title_RESULTS!$C$17),0,('Sheet3(F_21)'!$J37))","v":0},{"$f":"IF(A37>=(Title_RESULTS!$H$7+Title_RESULTS!$C$17),0,(+'Sheet4(F_22)'!$D37+'Sheet4(F_22)'!$G37))","v":0},{"$f":"IF(A37>=(Title_RESULTS!$H$7+Title_RESULTS!$C$17),0,(+'Sheet4(F_22)'!$H37))","v":0},{"$f":"IF(A37>=(Title_RESULTS!$H$7+Title_RESULTS!$C$17),0,(IF(Title_RESULTS!$C$31<0,((Partcipation!$B36+(Partcipation!$B37-Partcipation!$B36)/2)*(ABS(Title_RESULTS!$C$31)*(1+Title_RESULTS!$C$32/100)^('Sheet7(F_23)'!$A37-Title_RESULTS!$H$7))/1000)+'f-11B'!$O36,+'f-11B'!$O36)))","v":0},{"$f":"IF(A37>=(Title_RESULTS!$H$7+Title_RESULTS!$C$17),0,(SUM(G37:J37)))","v":0},{"$f":"IF(A37>=(Title_RESULTS!$H$7+Title_RESULTS!$C$17),0,(+$K37-$F37))","v":0},{"$f":"IF(A37>=(Title_RESULTS!$H$7+Title_RESULTS!$C$17),0,(+M36+$L37/(1+Title_RESULTS!$C$37)^('Sheet7(F_23)'!$A37-Title_RESULTS!$H$7)))","v":0}]
[2042,{"$f":"IF(A38>=(Title_RESULTS!$H$7+Title_RESULTS!$C$17),0,(IF($A38>=Title_RESULTS!$H$8,(Partcipation!$B37+(Partcipation!$B38-Partcipation!$B37)/2)*Title_RESULTS!$C$35*(1+Title_RESULTS!$C$36/100)^('Sheet7(F_23)'!$A38-Title_RESULTS!$H$7),0)))","v":0},{"$f":"IF(A38>=(Title_RESULTS!$H$7+Title_RESULTS!$C$17),0,(+'Sheet6(p_6)'!$D38))","v":0},{"$f":"IF(A38>=(Title_RESULTS!$H$7+Title_RESULTS!$C$17),0,(+'Sheet6(p_6)'!$J38))","v":0},{"$f":"IF(A38>=(Title_RESULTS!$H$7+Title_RESULTS!$C$17),0,(+'f-11B'!$N37))","v":0},{"$f":"IF(A38>=(Title_RESULTS!$H$7+Title_RESULTS!$C$17),0,(SUM(B38:E38)))","v":0},{"$f":"IF(A38>=(Title_RESULTS!$H$7+Title_RESULTS!$C$17),0,('Sheet3(F_21)'!$J38))","v":0},{"$f":"IF(A38>=(Title_RESULTS!$H$7+Title_RESULTS!$C$17),0,(+'Sheet4(F_22)'!$D38+'Sheet4(F_22)'!$G38))","v":0},{"$f":"IF(A38>=(Title_RESULTS!$H$7+Title_RESULTS!$C$17),0,(+'Sheet4(F_22)'!$H38))","v":0},{"$f":"IF(A38>=(Title_RESULTS!$H$7+Title_RESULTS!$C$17),0,(IF(Title_RESULTS!$C$31<0,((Partcipation!$B37+(Partcipation!$B38-Partcipation!$B37)/2)*(ABS(Title_RESULTS!$C$31)*(1+Title_RESULTS!$C$32/100)^('Sheet7(F_23)'!$A38-Title_RESULTS!$H$7))/1000)+'f-11B'!$O37,+'f-11B'!$O37)))","v":0},{"$f":"IF(A38>=(Title_RESULTS!$H$7+Title_RESULTS!$C$17),0,(SUM(G38:J38)))","v":0},{"$f":"IF(A38>=(Title_RESULTS!$H$7+Title_RESULTS!$C$17),0,(+$K38-$F38))","v":0},{"$f":"IF(A38>=(Title_RESULTS!$H$7+Title_RESULTS!$C$17),0,(+M37+$L38/(1+Title_RESULTS!$C$37)^('Sheet7(F_23)'!$A38-Title_RESULTS!$H$7)))","v":0}]
[2043,{"$f":"IF(A39>=(Title_RESULTS!$H$7+Title_RESULTS!$C$17),0,(IF($A39>=Title_RESULTS!$H$8,(Partcipation!$B38+(Partcipation!$B39-Partcipation!$B38)/2)*Title_RESULTS!$C$35*(1+Title_RESULTS!$C$36/100)^('Sheet7(F_23)'!$A39-Title_RESULTS!$H$7),0)))","v":0},{"$f":"IF(A39>=(Title_RESULTS!$H$7+Title_RESULTS!$C$17),0,(+'Sheet6(p_6)'!$D39))","v":0},{"$f":"IF(A39>=(Title_RESULTS!$H$7+Title_RESULTS!$C$17),0,(+'Sheet6(p_6)'!$J39))","v":0},{"$f":"IF(A39>=(Title_RESULTS!$H$7+Title_RESULTS!$C$17),0,(+'f-11B'!$N38))","v":0},{"$f":"IF(A39>=(Title_RESULTS!$H$7+Title_RESULTS!$C$17),0,(SUM(B39:E39)))","v":0},{"$f":"IF(A39>=(Title_RESULTS!$H$7+Title_RESULTS!$C$17),0,('Sheet3(F_21)'!$J39))","v":0},{"$f":"IF(A39>=(Title_RESULTS!$H$7+Title_RESULTS!$C$17),0,(+'Sheet4(F_22)'!$D39+'Sheet4(F_22)'!$G39))","v":0},{"$f":"IF(A39>=(Title_RESULTS!$H$7+Title_RESULTS!$C$17),0,(+'Sheet4(F_22)'!$H39))","v":0},{"$f":"IF(A39>=(Title_RESULTS!$H$7+Title_RESULTS!$C$17),0,(IF(Title_RESULTS!$C$31<0,((Partcipation!$B38+(Partcipation!$B39-Partcipation!$B38)/2)*(ABS(Title_RESULTS!$C$31)*(1+Title_RESULTS!$C$32/100)^('Sheet7(F_23)'!$A39-Title_RESULTS!$H$7))/1000)+'f-11B'!$O38,+'f-11B'!$O38)))","v":0},{"$f":"IF(A39>=(Title_RESULTS!$H$7+Title_RESULTS!$C$17),0,(SUM(G39:J39)))","v":0},{"$f":"IF(A39>=(Title_RESULTS!$H$7+Title_RESULTS!$C$17),0,(+$K39-$F39))","v":0},{"$f":"IF(A39>=(Title_RESULTS!$H$7+Title_RESULTS!$C$17),0,(+M38+$L39/(1+Title_RESULTS!$C$37)^('Sheet7(F_23)'!$A39-Title_RESULTS!$H$7)))","v":0}]
[2044,{"$f":"IF(A40>=(Title_RESULTS!$H$7+Title_RESULTS!$C$17),0,(IF($A40>=Title_RESULTS!$H$8,(Partcipation!$B39+(Partcipation!$B40-Partcipation!$B39)/2)*Title_RESULTS!$C$35*(1+Title_RESULTS!$C$36/100)^('Sheet7(F_23)'!$A40-Title_RESULTS!$H$7),0)))","v":0},{"$f":"IF(A40>=(Title_RESULTS!$H$7+Title_RESULTS!$C$17),0,(+'Sheet6(p_6)'!$D40))","v":0},{"$f":"IF(A40>=(Title_RESULTS!$H$7+Title_RESULTS!$C$17),0,(+'Sheet6(p_6)'!$J40))","v":0},{"$f":"IF(A40>=(Title_RESULTS!$H$7+Title_RESULTS!$C$17),0,(+'f-11B'!$N39))","v":0},{"$f":"IF(A40>=(Title_RESULTS!$H$7+Title_RESULTS!$C$17),0,(SUM(B40:E40)))","v":0},{"$f":"IF(A40>=(Title_RESULTS!$H$7+Title_RESULTS!$C$17),0,('Sheet3(F_21)'!$J40))","v":0},{"$f":"IF(A40>=(Title_RESULTS!$H$7+Title_RESULTS!$C$17),0,(+'Sheet4(F_22)'!$D40+'Sheet4(F_22)'!$G40))","v":0},{"$f":"IF(A40>=(Title_RESULTS!$H$7+Title_RESULTS!$C$17),0,(+'Sheet4(F_22)'!$H40))","v":0},{"$f":"IF(A40>=(Title_RESULTS!$H$7+Title_RESULTS!$C$17),0,(IF(Title_RESULTS!$C$31<0,((Partcipation!$B39+(Partcipation!$B40-Partcipation!$B39)/2)*(ABS(Title_RESULTS!$C$31)*(1+Title_RESULTS!$C$32/100)^('Sheet7(F_23)'!$A40-Title_RESULTS!$H$7))/1000)+'f-11B'!$O39,+'f-11B'!$O39)))","v":0},{"$f":"IF(A40>=(Title_RESULTS!$H$7+Title_RESULTS!$C$17),0,(SUM(G40:J40)))","v":0},{"$f":"IF(A40>=(Title_RESULTS!$H$7+Title_RESULTS!$C$17),0,(+$K40-$F40))","v":0},{"$f":"IF(A40>=(Title_RESULTS!$H$7+Title_RESULTS!$C$17),0,(+M39+$L40/(1+Title_RESULTS!$C$37)^('Sheet7(F_23)'!$A40-Title_RESULTS!$H$7)))","v":0}]
[]
["NOMINAL",{"$f":"SUM(B16:B41)","v":0},0,14792.667209588075,0,14792.667209588075,961.33596792948094,1177.2112069258906,2673.1896358916611,0,4811.7368107470329,-9980.9303988410429]
[]
["NPV:",{"$f":"NPV(Title_RESULTS!$C$37,'Sheet7(F_23)'!B17:B41)+'Sheet7(F_23)'!B16","v":0},{"$f":"NPV(Title_RESULTS!$C$37,'Sheet7(F_23)'!C17:C41)+'Sheet7(F_23)'!C16","v":0},{"$f":"NPV(Title_RESULTS!$C$37,'Sheet7(F_23)'!D17:D41)+'Sheet7(F_23)'!D16","v":13821.816314360774},{"$f":"NPV(Title_RESULTS!$C$37,'Sheet7(F_23)'!E17:E41)+'Sheet7(F_23)'!E16","v":0},{"$f":"NPV(Title_RESULTS!$C$37,'Sheet7(F_23)'!F17:F41)+'Sheet7(F_23)'!F16","v":13821.816314360774},{"$f":"NPV(Title_RESULTS!$C$37,'Sheet7(F_23)'!G17:G41)+'Sheet7(F_23)'!G16","v":756.75360600422493},{"$f":"NPV(Title_RESULTS!$C$37,'Sheet7(F_23)'!H17:H41)+'Sheet7(F_23)'!H16","v":993.0537620485353},{"$f":"NPV(Title_RESULTS!$C$37,'Sheet7(F_23)'!I17:I41)+'Sheet7(F_23)'!I16","v":2234.9802366175195},{"$f":"NPV(Title_RESULTS!$C$37,'Sheet7(F_23)'!J17:J41)+'Sheet7(F_23)'!J16","v":0},{"$f":"NPV(Title_RESULTS!$C$37,'Sheet7(F_23)'!K17:K41)+'Sheet7(F_23)'!K16","v":3984.7876046702804},{"$f":"NPV(Title_RESULTS!$C$37,'Sheet7(F_23)'!L17:L41)+'Sheet7(F_23)'!L16","v":-9837.028709690494}]
[]
["Discount Rate",null,{"$f":"+Title_RESULTS!C37","v":7.0800000000000002E-2},"       Benefit/Cost Ratio - [col (11)/col (6)]:",null,null,null,{"$f":"+K44/F44","v":0.28829695852129889}]

{"sheet":"Sheet8(F_24)","index":18,"n_rows":47,"n_cols":12,"rows_kept":47,"cut":false,"hidden":false,"merged":[]}
[null,null,null,null,"   PARTICIPANT COSTS AND BENEFITS",null,null,null,null,null,null,"PSC FORM CE 2.4"]
[null,null,null,null,"PROGRAM:",{"$f":"+Input!C3","v":"Retro-Commissioning"},null,null,null,null,null,"Page 1 of 1"]
[null,null,null,null,null,null,null,null,null,null,null,{"$f":"+Title_RESULTS!I4","v":"2019-05-14T07:54:57.350"}]
[]
[]
[]
[]
[]
["(1)","(2)","(3)","(4)","(5)","(6)","(7)","(8)","(9)","(10)","(11)","(12)"]
[]
[null,"SAVINGS",null,null,null,null,""]
[null,"IN",null,null,null,null,"CUSTOMER","CUSTOMER",null,null,null,"CUMULATIVE"]
[null,"PARTICIPANTS","TAX","UTILITY","OTHER","TOTAL","EQUIPMENT","O & M","OTHER","TOTAL","NET","DISCOUNTED"]
[null,"BILL","CREDITS","REBATES","BENEFITS","BENEFITS","COSTS","COSTS","COSTS","COSTS","BENEFITS","NET BENEFITS"]
["YEAR","$(000)","$(000)","$(000)","$(000)","$(000)","$(000)","$(000)","$(000)","$(000)","$(000)","$(000)"]
[{"$f":"+Title_RESULTS!$H$7","v":2020},{"$f":"IF(A16>=(Title_RESULTS!$H$7+Title_RESULTS!$C$17),0,(+'Sheet6(p_6)'!N16-'Sheet6(p_6)'!R16))","v":415.57049692884016},{"$f":"IF(A16>=(Title_RESULTS!$H$7+Title_RESULTS!$C$17),0,(IF(Partcipation!$B16=0,0,((Partcipation!$B16-Partcipation!$B15)*Title_RESULTS!$C$33*(1+Title_RESULTS!$C$35/100)^('Sheet8(F_24)'!$A16-Title_RESULTS!$H$7))/1000)))","v":0},{"$f":"IF(A16>=(Title_RESULTS!$H$7+Title_RESULTS!$C$17),0,(+'Sheet6(p_6)'!$G16))","v":0},{"$f":"IF(A16>=(Title_RESULTS!$H$7+Title_RESULTS!$C$17),0,(IF(Title_RESULTS!$C$31<0,((Partcipation!$B15+(Partcipation!$B16-Partcipation!$B15)/2)*(ABS(Title_RESULTS!$C$31)*(1+Title_RESULTS!$C$32/100)^('Sheet6(p_6)'!$A16-Title_RESULTS!$H$7))/1000)+'f-11B'!$Q15,+'f-11B'!$Q15)))","v":0},{"$f":"IF(A16>=(Title_RESULTS!$H$7+Title_RESULTS!$C$17),0,(SUM(B16:E16)))","v":415.57049692884016},{"$f":"IF(A16>=(Title_RESULTS!$H$7+Title_RESULTS!$C$17),0,(+'Sheet6(p_6)'!$H16))","v":4819.1977367172867},{"$f":"IF(A16>=(Title_RESULTS!$H$7+Title_RESULTS!$C$17),0,(+'Sheet6(p_6)'!$I16))","v":0},{"$f":"IF(A16>=(Title_RESULTS!$H$7+Title_RESULTS!$C$17),0,(+'f-11B'!$P15))","v":0},{"$f":"IF(A16>=(Title_RESULTS!$H$7+Title_RESULTS!$C$17),0,(SUM(G16:I16)))","v":4819.1977367172867},{"$f":"IF(A16>=(Title_RESULTS!$H$7+Title_RESULTS!$C$17),0,(+F16-J16))","v":-4403.6272397884468},{"$f":"IF(A16>=(Title_RESULTS!$H$7+Title_RESULTS!$C$17),0,(+$K16/((1+Title_RESULTS!$C$37)^('Sheet8(F_24)'!$A16-Title_RESULTS!$H$7))))","v":-4403.6272397884468}]
[{"$f":"+A16+1","v":2021},{"$f":"IF(A17>=(Title_RESULTS!$H$7+Title_RESULTS!$C$17),0,(+'Sheet6(p_6)'!N17-'Sheet6(p_6)'!R17))","v":1270.0166972528},{"$f":"IF(A17>=(Title_RESULTS!$H$7+Title_RESULTS!$C$17),0,(IF(Partcipation!$B17=0,0,((Partcipation!$B17-Partcipation!$B16)*Title_RESULTS!$C$33*(1+Title_RESULTS!$C$35/100)^('Sheet8(F_24)'!$A17-Title_RESULTS!$H$7))/1000)))","v":0},{"$f":"IF(A17>=(Title_RESULTS!$H$7+Title_RESULTS!$C$17),0,(+'Sheet6(p_6)'!$G17))","v":0},{"$f":"IF(A17>=(Title_RESULTS!$H$7+Title_RESULTS!$C$17),0,(IF(Title_RESULTS!$C$31<0,((Partcipation!$B16+(Partcipation!$B17-Partcipation!$B16)/2)*(ABS(Title_RESULTS!$C$31)*(1+Title_RESULTS!$C$32/100)^('Sheet6(p_6)'!$A17-Title_RESULTS!$H$7))/1000)+'f-11B'!$Q16,+'f-11B'!$Q16)))","v":0},{"$f":"IF(A17>=(Title_RESULTS!$H$7+Title_RESULTS!$C$17),0,(SUM(B17:E17)))","v":1270.0166972528},{"$f":"IF(A17>=(Title_RESULTS!$H$7+Title_RESULTS!$C$17),0,(+'Sheet6(p_6)'!$H17))","v":4930.0392846617842},{"$f":"IF(A17>=(Title_RESULTS!$H$7+Title_RESULTS!$C$17),0,(+'Sheet6(p_6)'!$I17))","v":0},{"$f":"IF(A17>=(Title_RESULTS!$H$7+Title_RESULTS!$C$17),0,(+'f-11B'!$P16))","v":0},{"$f":"IF(A17>=(Title_RESULTS!$H$7+Title_RESULTS!$C$17),0,(SUM(G17:I17)))","v":4930.0392846617842},{"$f":"IF(A17>=(Title_RESULTS!$H$7+Title_RESULTS!$C$17),0,(+F17-J17))","v":-3660.0225874089842},{"$f":"IF(A16>=(Title_RESULTS!$H$7+Title_RESULTS!$C$17),0,(+$K17/((1+Title_RESULTS!$C$37)^('Sheet8(F_24)'!$A17-Title_RESULTS!$H$7))+L16))","v":-7821.6535634800639}]
[{"$f":"+A17+1","v":2022},{"$f":"IF(A18>=(Title_RESULTS!$H$7+Title_RESULTS!$C$17),0,(+'Sheet6(p_6)'!N18-'Sheet6(p_6)'!R18))","v":2151.3693970800095},{"$f":"IF(A18>=(Title_RESULTS!$H$7+Title_RESULTS!$C$17),0,(IF(Partcipation!$B18=0,0,((Partcipation!$B18-Partcipation!$B17)*Title_RESULTS!$C$33*(1+Title_RESULTS!$C$35/100)^('Sheet8(F_24)'!$A18-Title_RESULTS!$H$7))/1000)))","v":0},{"$f":"IF(A18>=(Title_RESULTS!$H$7+Title_RESULTS!$C$17),0,(+'Sheet6(p_6)'!$G18))","v":0},{"$f":"IF(A18>=(Title_RESULTS!$H$7+Title_RESULTS!$C$17),0,(IF(Title_RESULTS!$C$31<0,((Partcipation!$B17+(Partcipation!$B18-Partcipation!$B17)/2)*(ABS(Title_RESULTS!$C$31)*(1+Title_RESULTS!$C$32/100)^('Sheet6(p_6)'!$A18-Title_RESULTS!$H$7))/1000)+'f-11B'!$Q17,+'f-11B'!$Q17)))","v":0},{"$f":"IF(A18>=(Title_RESULTS!$H$7+Title_RESULTS!$C$17),0,(SUM(B18:E18)))","v":2151.3693970800095},{"$f":"IF(A18>=(Title_RESULTS!$H$7+Title_RESULTS!$C$17),0,(+'Sheet6(p_6)'!$H18))","v":5043.4301882090049},{"$f":"IF(A18>=(Title_RESULTS!$H$7+Title_RESULTS!$C$17),0,(+'Sheet6(p_6)'!$I18))","v":0},{"$f":"IF(A18>=(Title_RESULTS!$H$7+Title_RESULTS!$C$17),0,(+'f-11B'!$P17))","v":0},{"$f":"IF(A18>=(Title_RESULTS!$H$7+Title_RESULTS!$C$17),0,(SUM(G18:I18)))","v":5043.4301882090049},{"$f":"IF(A18>=(Title_RESULTS!$H$7+Title_RESULTS!$C$17),0,(+F18-J18))","v":-2892.0607911289953},{"$f":"IF(A17>=(Title_RESULTS!$H$7+Title_RESULTS!$C$17),0,(+$K18/((1+Title_RESULTS!$C$37)^('Sheet8(F_24)'!$A18-Title_RESULTS!$H$7))+L17))","v":-10343.918441991254}]
[{"$f":"+A18+1","v":2023},{"$f":"IF(A19>=(Title_RESULTS!$H$7+Title_RESULTS!$C$17),0,(+'Sheet6(p_6)'!N19-'Sheet6(p_6)'!R19))","v":2596.062936108553},{"$f":"IF(A19>=(Title_RESULTS!$H$7+Title_RESULTS!$C$17),0,(IF(Partcipation!$B19=0,0,((Partcipation!$B19-Partcipation!$B18)*Title_RESULTS!$C$33*(1+Title_RESULTS!$C$35/100)^('Sheet8(F_24)'!$A19-Title_RESULTS!$H$7))/1000)))","v":0},{"$f":"IF(A19>=(Title_RESULTS!$H$7+Title_RESULTS!$C$17),0,(+'Sheet6(p_6)'!$G19))","v":0},{"$f":"IF(A19>=(Title_RESULTS!$H$7+Title_RESULTS!$C$17),0,(IF(Title_RESULTS!$C$31<0,((Partcipation!$B18+(Partcipation!$B19-Partcipation!$B18)/2)*(ABS(Title_RESULTS!$C$31)*(1+Title_RESULTS!$C$32/100)^('Sheet6(p_6)'!$A19-Title_RESULTS!$H$7))/1000)+'f-11B'!$Q18,+'f-11B'!$Q18)))","v":0},{"$f":"IF(A19>=(Title_RESULTS!$H$7+Title_RESULTS!$C$17),0,(SUM(B19:E19)))","v":2596.062936108553},{"$f":"IF(A19>=(Title_RESULTS!$H$7+Title_RESULTS!$C$17),0,(+'Sheet6(p_6)'!$H19))","v":0},{"$f":"IF(A19>=(Title_RESULTS!$H$7+Title_RESULTS!$C$17),0,(+'Sheet6(p_6)'!$I19))","v":0},{"$f":"IF(A19>=(Title_RESULTS!$H$7+Title_RESULTS!$C$17),0,(+'f-11B'!$P18))","v":0},{"$f":"IF(A19>=(Title_RESULTS!$H$7+Title_RESULTS!$C$17),0,(SUM(G19:I19)))","v":0},{"$f":"IF(A19>=(Title_RESULTS!$H$7+Title_RESULTS!$C$17),0,(+F19-J19))","v":2596.062936108553},{"$f":"IF(A18>=(Title_RESULTS!$H$7+Title_RESULTS!$C$17),0,(+$K19/((1+Title_RESULTS!$C$37)^('Sheet8(F_24)'!$A19-Title_RESULTS!$H$7))+L18))","v":-8229.5039377048597}]
[2024,{"$f":"IF(A20>=(Title_RESULTS!$H$7+Title_RESULTS!$C$17),0,(+'Sheet6(p_6)'!N20-'Sheet6(p_6)'!R20))","v":2651.043634565352},{"$f":"IF(A20>=(Title_RESULTS!$H$7+Title_RESULTS!$C$17),0,(IF(Partcipation!$B20=0,0,((Partcipation!$B20-Partcipation!$B19)*Title_RESULTS!$C$33*(1+Title_RESULTS!$C$35/100)^('Sheet8(F_24)'!$A20-Title_RESULTS!$H$7))/1000)))","v":0},{"$f":"IF(A20>=(Title_RESULTS!$H$7+Title_RESULTS!$C$17),0,(+'Sheet6(p_6)'!$G20))","v":0},{"$f":"IF(A20>=(Title_RESULTS!$H$7+Title_RESULTS!$C$17),0,(IF(Title_RESULTS!$C$31<0,((Partcipation!$B19+(Partcipation!$B20-Partcipation!$B19)/2)*(ABS(Title_RESULTS!$C$31)*(1+Title_RESULTS!$C$32/100)^('Sheet6(p_6)'!$A20-Title_RESULTS!$H$7))/1000)+'f-11B'!$Q19,+'f-11B'!$Q19)))","v":0},{"$f":"IF(A20>=(Title_RESULTS!$H$7+Title_RESULTS!$C$17),0,(SUM(B20:E20)))","v":2651.043634565352},{"$f":"IF(A20>=(Title_RESULTS!$H$7+Title_RESULTS!$C$17),0,(+'Sheet6(p_6)'!$H20))","v":0},{"$f":"IF(A20>=(Title_RESULTS!$H$7+Title_RESULTS!$C$17),0,(+'Sheet6(p_6)'!$I20))","v":0},{"$f":"IF(A20>=(Title_RESULTS!$H$7+Title_RESULTS!$C$17),0,(+'f-11B'!$P19))","v":0},{"$f":"IF(A20>=(Title_RESULTS!$H$7+Title_RESULTS!$C$17),0,(SUM(G20:I20)))","v":0},{"$f":"IF(A20>=(Title_RESULTS!$H$7+Title_RESULTS!$C$17),0,(+F20-J20))","v":2651.043634565352},{"$f":"IF(A19>=(Title_RESULTS!$H$7+Title_RESULTS!$C$17),0,(+$K20/((1+Title_RESULTS!$C$37)^('Sheet8(F_24)'!$A20-Title_RESULTS!$H$7))+L19))","v":-6213.0726571470832}]
[2025,{"$f":"IF(A21>=(Title_RESULTS!$H$7+Title_RESULTS!$C$17),0,(+'Sheet6(p_6)'!N21-'Sheet6(p_6)'!R21))","v":0},{"$f":"IF(A21>=(Title_RESULTS!$H$7+Title_RESULTS!$C$17),0,(IF(Partcipation!$B21=0,0,((Partcipation!$B21-Partcipation!$B20)*Title_RESULTS!$C$33*(1+Title_RESULTS!$C$35/100)^('Sheet8(F_24)'!$A21-Title_RESULTS!$H$7))/1000)))","v":0},{"$f":"IF(A21>=(Title_RESULTS!$H$7+Title_RESULTS!$C$17),0,(+'Sheet6(p_6)'!$G21))","v":0},{"$f":"IF(A21>=(Title_RESULTS!$H$7+Title_RESULTS!$C$17),0,(IF(Title_RESULTS!$C$31<0,((Partcipation!$B20+(Partcipation!$B21-Partcipation!$B20)/2)*(ABS(Title_RESULTS!$C$31)*(1+Title_RESULTS!$C$32/100)^('Sheet6(p_6)'!$A21-Title_RESULTS!$H$7))/1000)+'f-11B'!$Q20,+'f-11B'!$Q20)))","v":0},{"$f":"IF(A21>=(Title_RESULTS!$H$7+Title_RESULTS!$C$17),0,(SUM(B21:E21)))","v":0},{"$f":"IF(A21>=(Title_RESULTS!$H$7+Title_RESULTS!$C$17),0,(+'Sheet6(p_6)'!$H21))","v":0},{"$f":"IF(A21>=(Title_RESULTS!$H$7+Title_RESULTS!$C$17),0,(+'Sheet6(p_6)'!$I21))","v":0},{"$f":"IF(A21>=(Title_RESULTS!$H$7+Title_RESULTS!$C$17),0,(+'f-11B'!$P20))","v":0},{"$f":"IF(A21>=(Title_RESULTS!$H$7+Title_RESULTS!$C$17),0,(SUM(G21:I21)))","v":0},{"$f":"IF(A21>=(Title_RESULTS!$H$7+Title_RESULTS!$C$17),0,(+F21-J21))","v":0},{"$f":"IF(A20>=(Title_RESULTS!$H$7+Title_RESULTS!$C$17),0,(+$K21/((1+Title_RESULTS!$C$37)^('Sheet8(F_24)'!$A21-Title_RESULTS!$H$7))+L20))","v":-6213.0726571470832}]
[2026,{"$f":"IF(A22>=(Title_RESULTS!$H$7+Title_RESULTS!$C$17),0,(+'Sheet6(p_6)'!N22-'Sheet6(p_6)'!R22))","v":0},{"$f":"IF(A22>=(Title_RESULTS!$H$7+Title_RESULTS!$C$17),0,(IF(Partcipation!$B22=0,0,((Partcipation!$B22-Partcipation!$B21)*Title_RESULTS!$C$33*(1+Title_RESULTS!$C$35/100)^('Sheet8(F_24)'!$A22-Title_RESULTS!$H$7))/1000)))","v":0},{"$f":"IF(A22>=(Title_RESULTS!$H$7+Title_RESULTS!$C$17),0,(+'Sheet6(p_6)'!$G22))","v":0},{"$f":"IF(A22>=(Title_RESULTS!$H$7+Title_RESULTS!$C$17),0,(IF(Title_RESULTS!$C$31<0,((Partcipation!$B21+(Partcipation!$B22-Partcipation!$B21)/2)*(ABS(Title_RESULTS!$C$31)*(1+Title_RESULTS!$C$32/100)^('Sheet6(p_6)'!$A22-Title_RESULTS!$H$7))/1000)+'f-11B'!$Q21,+'f-11B'!$Q21)))","v":0},{"$f":"IF(A22>=(Title_RESULTS!$H$7+Title_RESULTS!$C$17),0,(SUM(B22:E22)))","v":0},{"$f":"IF(A22>=(Title_RESULTS!$H$7+Title_RESULTS!$C$17),0,(+'Sheet6(p_6)'!$H22))","v":0},{"$f":"IF(A22>=(Title_RESULTS!$H$7+Title_RESULTS!$C$17),0,(+'Sheet6(p_6)'!$I22))","v":0},{"$f":"IF(A22>=(Title_RESULTS!$H$7+Title_RESULTS!$C$17),0,(+'f-11B'!$P21))","v":0},{"$f":"IF(A22>=(Title_RESULTS!$H$7+Title_RESULTS!$C$17),0,(SUM(G22:I22)))","v":0},{"$f":"IF(A22>=(Title_RESULTS!$H$7+Title_RESULTS!$C$17),0,(+F22-J22))","v":0},{"$f":"IF(A21>=(Title_RESULTS!$H$7+Title_RESULTS!$C$17),0,(+$K22/((1+Title_RESULTS!$C$37)^('Sheet8(F_24)'!$A22-Title_RESULTS!$H$7))+L21))","v":0}]
[2027,{"$f":"IF(A23>=(Title_RESULTS!$H$7+Title_RESULTS!$C$17),0,(+'Sheet6(p_6)'!N23-'Sheet6(p_6)'!R23))","v":0},{"$f":"IF(A23>=(Title_RESULTS!$H$7+Title_RESULTS!$C$17),0,(IF(Partcipation!$B23=0,0,((Partcipation!$B23-Partcipation!$B22)*Title_RESULTS!$C$33*(1+Title_RESULTS!$C$35/100)^('Sheet8(F_24)'!$A23-Title_RESULTS!$H$7))/1000)))","v":0},{"$f":"IF(A23>=(Title_RESULTS!$H$7+Title_RESULTS!$C$17),0,(+'Sheet6(p_6)'!$G23))","v":0},{"$f":"IF(A23>=(Title_RESULTS!$H$7+Title_RESULTS!$C$17),0,(IF(Title_RESULTS!$C$31<0,((Partcipation!$B22+(Partcipation!$B23-Partcipation!$B22)/2)*(ABS(Title_RESULTS!$C$31)*(1+Title_RESULTS!$C$32/100)^('Sheet6(p_6)'!$A23-Title_RESULTS!$H$7))/1000)+'f-11B'!$Q22,+'f-11B'!$Q22)))","v":0},{"$f":"IF(A23>=(Title_RESULTS!$H$7+Title_RESULTS!$C$17),0,(SUM(B23:E23)))","v":0},{"$f":"IF(A23>=(Title_RESULTS!$H$7+Title_RESULTS!$C$17),0,(+'Sheet6(p_6)'!$H23))","v":0},{"$f":"IF(A23>=(Title_RESULTS!$H$7+Title_RESULTS!$C$17),0,(+'Sheet6(p_6)'!$I23))","v":0},{"$f":"IF(A23>=(Title_RESULTS!$H$7+Title_RESULTS!$C$17),0,(+'f-11B'!$P22))","v":0},{"$f":"IF(A23>=(Title_RESULTS!$H$7+Title_RESULTS!$C$17),0,(SUM(G23:I23)))","v":0},{"$f":"IF(A23>=(Title_RESULTS!$H$7+Title_RESULTS!$C$17),0,(+F23-J23))","v":0},{"$f":"IF(A22>=(Title_RESULTS!$H$7+Title_RESULTS!$C$17),0,(+$K23/((1+Title_RESULTS!$C$37)^('Sheet8(F_24)'!$A23-Title_RESULTS!$H$7))+L22))","v":0}]
[2028,{"$f":"IF(A24>=(Title_RESULTS!$H$7+Title_RESULTS!$C$17),0,(+'Sheet6(p_6)'!N24-'Sheet6(p_6)'!R24))","v":0},{"$f":"IF(A24>=(Title_RESULTS!$H$7+Title_RESULTS!$C$17),0,(IF(Partcipation!$B24=0,0,((Partcipation!$B24-Partcipation!$B23)*Title_RESULTS!$C$33*(1+Title_RESULTS!$C$35/100)^('Sheet8(F_24)'!$A24-Title_RESULTS!$H$7))/1000)))","v":0},{"$f":"IF(A24>=(Title_RESULTS!$H$7+Title_RESULTS!$C$17),0,(+'Sheet6(p_6)'!$G24))","v":0},{"$f":"IF(A24>=(Title_RESULTS!$H$7+Title_RESULTS!$C$17),0,(IF(Title_RESULTS!$C$31<0,((Partcipation!$B23+(Partcipation!$B24-Partcipation!$B23)/2)*(ABS(Title_RESULTS!$C$31)*(1+Title_RESULTS!$C$32/100)^('Sheet6(p_6)'!$A24-Title_RESULTS!$H$7))/1000)+'f-11B'!$Q23,+'f-11B'!$Q23)))","v":0},{"$f":"IF(A24>=(Title_RESULTS!$H$7+Title_RESULTS!$C$17),0,(SUM(B24:E24)))","v":0},{"$f":"IF(A24>=(Title_RESULTS!$H$7+Title_RESULTS!$C$17),0,(+'Sheet6(p_6)'!$H24))","v":0},{"$f":"IF(A24>=(Title_RESULTS!$H$7+Title_RESULTS!$C$17),0,(+'Sheet6(p_6)'!$I24))","v":0},{"$f":"IF(A24>=(Title_RESULTS!$H$7+Title_RESULTS!$C$17),0,(+'f-11B'!$P23))","v":0},{"$f":"IF(A24>=(Title_RESULTS!$H$7+Title_RESULTS!$C$17),0,(SUM(G24:I24)))","v":0},{"$f":"IF(A24>=(Title_RESULTS!$H$7+Title_RESULTS!$C$17),0,(+F24-J24))","v":0},{"$f":"IF(A23>=(Title_RESULTS!$H$7+Title_RESULTS!$C$17),0,(+$K24/((1+Title_RESULTS!$C$37)^('Sheet8(F_24)'!$A24-Title_RESULTS!$H$7))+L23))","v":0}]
[2029,{"$f":"IF(A25>=(Title_RESULTS!$H$7+Title_RESULTS!$C$17),0,(+'Sheet6(p_6)'!N25-'Sheet6(p_6)'!R25))","v":0},{"$f":"IF(A25>=(Title_RESULTS!$H$7+Title_RESULTS!$C$17),0,(IF(Partcipation!$B25=0,0,((Partcipation!$B25-Partcipation!$B24)*Title_RESULTS!$C$33*(1+Title_RESULTS!$C$35/100)^('Sheet8(F_24)'!$A25-Title_RESULTS!$H$7))/1000)))","v":0},{"$f":"IF(A25>=(Title_RESULTS!$H$7+Title_RESULTS!$C$17),0,(+'Sheet6(p_6)'!$G25))","v":0},{"$f":"IF(A25>=(Title_RESULTS!$H$7+Title_RESULTS!$C$17),0,(IF(Title_RESULTS!$C$31<0,((Partcipation!$B24+(Partcipation!$B25-Partcipation!$B24)/2)*(ABS(Title_RESULTS!$C$31)*(1+Title_RESULTS!$C$32/100)^('Sheet6(p_6)'!$A25-Title_RESULTS!$H$7))/1000)+'f-11B'!$Q24,+'f-11B'!$Q24)))","v":0},{"$f":"IF(A25>=(Title_RESULTS!$H$7+Title_RESULTS!$C$17),0,(SUM(B25:E25)))","v":0},{"$f":"IF(A25>=(Title_RESULTS!$H$7+Title_RESULTS!$C$17),0,(+'Sheet6(p_6)'!$H25))","v":0},{"$f":"IF(A25>=(Title_RESULTS!$H$7+Title_RESULTS!$C$17),0,(+'Sheet6(p_6)'!$I25))","v":0},{"$f":"IF(A25>=(Title_RESULTS!$H$7+Title_RESULTS!$C$17),0,(+'f-11B'!$P24))","v":0},{"$f":"IF(A25>=(Title_RESULTS!$H$7+Title_RESULTS!$C$17),0,(SUM(G25:I25)))","v":0},{"$f":"IF(A25>=(Title_RESULTS!$H$7+Title_RESULTS!$C$17),0,(+F25-J25))","v":0},{"$f":"IF(A24>=(Title_RESULTS!$H$7+Title_RESULTS!$C$17),0,(+$K25/((1+Title_RESULTS!$C$37)^('Sheet8(F_24)'!$A25-Title_RESULTS!$H$7))+L24))","v":0}]
[2030,{"$f":"IF(A26>=(Title_RESULTS!$H$7+Title_RESULTS!$C$17),0,(+'Sheet6(p_6)'!N26-'Sheet6(p_6)'!R26))","v":0},{"$f":"IF(A26>=(Title_RESULTS!$H$7+Title_RESULTS!$C$17),0,(IF(Partcipation!$B26=0,0,((Partcipation!$B26-Partcipation!$B25)*Title_RESULTS!$C$33*(1+Title_RESULTS!$C$35/100)^('Sheet8(F_24)'!$A26-Title_RESULTS!$H$7))/1000)))","v":0},{"$f":"IF(A26>=(Title_RESULTS!$H$7+Title_RESULTS!$C$17),0,(+'Sheet6(p_6)'!$G26))","v":0},{"$f":"IF(A26>=(Title_RESULTS!$H$7+Title_RESULTS!$C$17),0,(IF(Title_RESULTS!$C$31<0,((Partcipation!$B25+(Partcipation!$B26-Partcipation!$B25)/2)*(ABS(Title_RESULTS!$C$31)*(1+Title_RESULTS!$C$32/100)^('Sheet6(p_6)'!$A26-Title_RESULTS!$H$7))/1000)+'f-11B'!$Q25,+'f-11B'!$Q25)))","v":0},{"$f":"IF(A26>=(Title_RESULTS!$H$7+Title_RESULTS!$C$17),0,(SUM(B26:E26)))","v":0},{"$f":"IF(A26>=(Title_RESULTS!$H$7+Title_RESULTS!$C$17),0,(+'Sheet6(p_6)'!$H26))","v":0},{"$f":"IF(A26>=(Title_RESULTS!$H$7+Title_RESULTS!$C$17),0,(+'Sheet6(p_6)'!$I26))","v":0},{"$f":"IF(A26>=(Title_RESULTS!$H$7+Title_RESULTS!$C$17),0,(+'f-11B'!$P25))","v":0},{"$f":"IF(A26>=(Title_RESULTS!$H$7+Title_RESULTS!$C$17),0,(SUM(G26:I26)))","v":0},{"$f":"IF(A26>=(Title_RESULTS!$H$7+Title_RESULTS!$C$17),0,(+F26-J26))","v":0},{"$f":"IF(A25>=(Title_RESULTS!$H$7+Title_RESULTS!$C$17),0,(+$K26/((1+Title_RESULTS!$C$37)^('Sheet8(F_24)'!$A26-Title_RESULTS!$H$7))+L25))","v":0}]
[2031,{"$f":"IF(A27>=(Title_RESULTS!$H$7+Title_RESULTS!$C$17),0,(+'Sheet6(p_6)'!N27-'Sheet6(p_6)'!R27))","v":0},{"$f":"IF(A27>=(Title_RESULTS!$H$7+Title_RESULTS!$C$17),0,(IF(Partcipation!$B27=0,0,((Partcipation!$B27-Partcipation!$B26)*Title_RESULTS!$C$33*(1+Title_RESULTS!$C$35/100)^('Sheet8(F_24)'!$A27-Title_RESULTS!$H$7))/1000)))","v":0},{"$f":"IF(A27>=(Title_RESULTS!$H$7+Title_RESULTS!$C$17),0,(+'Sheet6(p_6)'!$G27))","v":0},{"$f":"IF(A27>=(Title_RESULTS!$H$7+Title_RESULTS!$C$17),0,(IF(Title_RESULTS!$C$31<0,((Partcipation!$B26+(Partcipation!$B27-Partcipation!$B26)/2)*(ABS(Title_RESULTS!$C$31)*(1+Title_RESULTS!$C$32/100)^('Sheet6(p_6)'!$A27-Title_RESULTS!$H$7))/1000)+'f-11B'!$Q26,+'f-11B'!$Q26)))","v":0},{"$f":"IF(A27>=(Title_RESULTS!$H$7+Title_RESULTS!$C$17),0,(SUM(B27:E27)))","v":0},{"$f":"IF(A27>=(Title_RESULTS!$H$7+Title_RESULTS!$C$17),0,(+'Sheet6(p_6)'!$H27))","v":0},{"$f":"IF(A27>=(Title_RESULTS!$H$7+Title_RESULTS!$C$17),0,(+'Sheet6(p_6)'!$I27))","v":0},{"$f":"IF(A27>=(Title_RESULTS!$H$7+Title_RESULTS!$C$17),0,(+'f-11B'!$P26))","v":0},{"$f":"IF(A27>=(Title_RESULTS!$H$7+Title_RESULTS!$C$17),0,(SUM(G27:I27)))","v":0},{"$f":"IF(A27>=(Title_RESULTS!$H$7+Title_RESULTS!$C$17),0,(+F27-J27))","v":0},{"$f":"IF(A26>=(Title_RESULTS!$H$7+Title_RESULTS!$C$17),0,(+$K27/((1+Title_RESULTS!$C$37)^('Sheet8(F_24)'!$A27-Title_RESULTS!$H$7))+L26))","v":0}]
[2032,{"$f":"IF(A28>=(Title_RESULTS!$H$7+Title_RESULTS!$C$17),0,(+'Sheet6(p_6)'!N28-'Sheet6(p_6)'!R28))","v":0},{"$f":"IF(A28>=(Title_RESULTS!$H$7+Title_RESULTS!$C$17),0,(IF(Partcipation!$B28=0,0,((Partcipation!$B28-Partcipation!$B27)*Title_RESULTS!$C$33*(1+Title_RESULTS!$C$35/100)^('Sheet8(F_24)'!$A28-Title_RESULTS!$H$7))/1000)))","v":0},{"$f":"IF(A28>=(Title_RESULTS!$H$7+Title_RESULTS!$C$17),0,(+'Sheet6(p_6)'!$G28))","v":0},{"$f":"IF(A28>=(Title_RESULTS!$H$7+Title_RESULTS!$C$17),0,(IF(Title_RESULTS!$C$31<0,((Partcipation!$B27+(Partcipation!$B28-Partcipation!$B27)/2)*(ABS(Title_RESULTS!$C$31)*(1+Title_RESULTS!$C$32/100)^('Sheet6(p_6)'!$A28-Title_RESULTS!$H$7))/1000)+'f-11B'!$Q27,+'f-11B'!$Q27)))","v":0},{"$f":"IF(A28>=(Title_RESULTS!$H$7+Title_RESULTS!$C$17),0,(SUM(B28:E28)))","v":0},{"$f":"IF(A28>=(Title_RESULTS!$H$7+Title_RESULTS!$C$17),0,(+'Sheet6(p_6)'!$H28))","v":0},{"$f":"IF(A28>=(Title_RESULTS!$H$7+Title_RESULTS!$C$17),0,(+'Sheet6(p_6)'!$I28))","v":0},{"$f":"IF(A28>=(Title_RESULTS!$H$7+Title_RESULTS!$C$17),0,(+'f-11B'!$P27))","v":0},{"$f":"IF(A28>=(Title_RESULTS!$H$7+Title_RESULTS!$C$17),0,(SUM(G28:I28)))","v":0},{"$f":"IF(A28>=(Title_RESULTS!$H$7+Title_RESULTS!$C$17),0,(+F28-J28))","v":0},{"$f":"IF(A27>=(Title_RESULTS!$H$7+Title_RESULTS!$C$17),0,(+$K28/((1+Title_RESULTS!$C$37)^('Sheet8(F_24)'!$A28-Title_RESULTS!$H$7))+L27))","v":0}]
[2033,{"$f":"IF(A29>=(Title_RESULTS!$H$7+Title_RESULTS!$C$17),0,(+'Sheet6(p_6)'!N29-'Sheet6(p_6)'!R29))","v":0},{"$f":"IF(A29>=(Title_RESULTS!$H$7+Title_RESULTS!$C$17),0,(IF(Partcipation!$B29=0,0,((Partcipation!$B29-Partcipation!$B28)*Title_RESULTS!$C$33*(1+Title_RESULTS!$C$35/100)^('Sheet8(F_24)'!$A29-Title_RESULTS!$H$7))/1000)))","v":0},{"$f":"IF(A29>=(Title_RESULTS!$H$7+Title_RESULTS!$C$17),0,(+'Sheet6(p_6)'!$G29))","v":0},{"$f":"IF(A29>=(Title_RESULTS!$H$7+Title_RESULTS!$C$17),0,(IF(Title_RESULTS!$C$31<0,((Partcipation!$B28+(Partcipation!$B29-Partcipation!$B28)/2)*(ABS(Title_RESULTS!$C$31)*(1+Title_RESULTS!$C$32/100)^('Sheet6(p_6)'!$A29-Title_RESULTS!$H$7))/1000)+'f-11B'!$Q28,+'f-11B'!$Q28)))","v":0},{"$f":"IF(A29>=(Title_RESULTS!$H$7+Title_RESULTS!$C$17),0,(SUM(B29:E29)))","v":0},{"$f":"IF(A29>=(Title_RESULTS!$H$7+Title_RESULTS!$C$17),0,(+'Sheet6(p_6)'!$H29))","v":0},{"$f":"IF(A29>=(Title_RESULTS!$H$7+Title_RESULTS!$C$17),0,(+'Sheet6(p_6)'!$I29))","v":0},{"$f":"IF(A29>=(Title_RESULTS!$H$7+Title_RESULTS!$C$17),0,(+'f-11B'!$P28))","v":0},{"$f":"IF(A29>=(Title_RESULTS!$H$7+Title_RESULTS!$C$17),0,(SUM(G29:I29)))","v":0},{"$f":"IF(A29>=(Title_RESULTS!$H$7+Title_RESULTS!$C$17),0,(+F29-J29))","v":0},{"$f":"IF(A28>=(Title_RESULTS!$H$7+Title_RESULTS!$C$17),0,(+$K29/((1+Title_RESULTS!$C$37)^('Sheet8(F_24)'!$A29-Title_RESULTS!$H$7))+L28))","v":0}]
[2034,{"$f":"IF(A30>=(Title_RESULTS!$H$7+Title_RESULTS!$C$17),0,(+'Sheet6(p_6)'!N30-'Sheet6(p_6)'!R30))","v":0},{"$f":"IF(A30>=(Title_RESULTS!$H$7+Title_RESULTS!$C$17),0,(IF(Partcipation!$B30=0,0,((Partcipation!$B30-Partcipation!$B29)*Title_RESULTS!$C$33*(1+Title_RESULTS!$C$35/100)^('Sheet8(F_24)'!$A30-Title_RESULTS!$H$7))/1000)))","v":0},{"$f":"IF(A30>=(Title_RESULTS!$H$7+Title_RESULTS!$C$17),0,(+'Sheet6(p_6)'!$G30))","v":0},{"$f":"IF(A30>=(Title_RESULTS!$H$7+Title_RESULTS!$C$17),0,(IF(Title_RESULTS!$C$31<0,((Partcipation!$B29+(Partcipation!$B30-Partcipation!$B29)/2)*(ABS(Title_RESULTS!$C$31)*(1+Title_RESULTS!$C$32/100)^('Sheet6(p_6)'!$A30-Title_RESULTS!$H$7))/1000)+'f-11B'!$Q29,+'f-11B'!$Q29)))","v":0},{"$f":"IF(A30>=(Title_RESULTS!$H$7+Title_RESULTS!$C$17),0,(SUM(B30:E30)))","v":0},{"$f":"IF(A30>=(Title_RESULTS!$H$7+Title_RESULTS!$C$17),0,(+'Sheet6(p_6)'!$H30))","v":0},{"$f":"IF(A30>=(Title_RESULTS!$H$7+Title_RESULTS!$C$17),0,(+'Sheet6(p_6)'!$I30))","v":0},{"$f":"IF(A30>=(Title_RESULTS!$H$7+Title_RESULTS!$C$17),0,(+'f-11B'!$P29))","v":0},{"$f":"IF(A30>=(Title_RESULTS!$H$7+Title_RESULTS!$C$17),0,(SUM(G30:I30)))","v":0},{"$f":"IF(A30>=(Title_RESULTS!$H$7+Title_RESULTS!$C$17),0,(+F30-J30))","v":0},{"$f":"IF(A29>=(Title_RESULTS!$H$7+Title_RESULTS!$C$17),0,(+$K30/((1+Title_RESULTS!$C$37)^('Sheet8(F_24)'!$A30-Title_RESULTS!$H$7))+L29))","v":0}]
[2035,{"$f":"IF(A31>=(Title_RESULTS!$H$7+Title_RESULTS!$C$17),0,(+'Sheet6(p_6)'!N31-'Sheet6(p_6)'!R31))","v":0},{"$f":"IF(A31>=(Title_RESULTS!$H$7+Title_RESULTS!$C$17),0,(IF(Partcipation!$B31=0,0,((Partcipation!$B31-Partcipation!$B30)*Title_RESULTS!$C$33*(1+Title_RESULTS!$C$35/100)^('Sheet8(F_24)'!$A31-Title_RESULTS!$H$7))/1000)))","v":0},{"$f":"IF(A31>=(Title_RESULTS!$H$7+Title_RESULTS!$C$17),0,(+'Sheet6(p_6)'!$G31))","v":0},{"$f":"IF(A31>=(Title_RESULTS!$H$7+Title_RESULTS!$C$17),0,(IF(Title_RESULTS!$C$31<0,((Partcipation!$B30+(Partcipation!$B31-Partcipation!$B30)/2)*(ABS(Title_RESULTS!$C$31)*(1+Title_RESULTS!$C$32/100)^('Sheet6(p_6)'!$A31-Title_RESULTS!$H$7))/1000)+'f-11B'!$Q30,+'f-11B'!$Q30)))","v":0},{"$f":"IF(A31>=(Title_RESULTS!$H$7+Title_RESULTS!$C$17),0,(SUM(B31:E31)))","v":0},{"$f":"IF(A31>=(Title_RESULTS!$H$7+Title_RESULTS!$C$17),0,(+'Sheet6(p_6)'!$H31))","v":0},{"$f":"IF(A31>=(Title_RESULTS!$H$7+Title_RESULTS!$C$17),0,(+'Sheet6(p_6)'!$I31))","v":0},{"$f":"IF(A31>=(Title_RESULTS!$H$7+Title_RESULTS!$C$17),0,(+'f-11B'!$P30))","v":0},{"$f":"IF(A31>=(Title_RESULTS!$H$7+Title_RESULTS!$C$17),0,(SUM(G31:I31)))","v":0},{"$f":"IF(A31>=(Title_RESULTS!$H$7+Title_RESULTS!$C$17),0,(+F31-J31))","v":0},{"$f":"IF(A30>=(Title_RESULTS!$H$7+Title_RESULTS!$C$17),0,(+$K31/((1+Title_RESULTS!$C$37)^('Sheet8(F_24)'!$A31-Title_RESULTS!$H$7))+L30))","v":0}]
[2036,{"$f":"IF(A32>=(Title_RESULTS!$H$7+Title_RESULTS!$C$17),0,(+'Sheet6(p_6)'!N32-'Sheet6(p_6)'!R32))","v":0},{"$f":"IF(A32>=(Title_RESULTS!$H$7+Title_RESULTS!$C$17),0,(IF(Partcipation!$B32=0,0,((Partcipation!$B32-Partcipation!$B31)*Title_RESULTS!$C$33*(1+Title_RESULTS!$C$35/100)^('Sheet8(F_24)'!$A32-Title_RESULTS!$H$7))/1000)))","v":0},{"$f":"IF(A32>=(Title_RESULTS!$H$7+Title_RESULTS!$C$17),0,(+'Sheet6(p_6)'!$G32))","v":0},{"$f":"IF(A32>=(Title_RESULTS!$H$7+Title_RESULTS!$C$17),0,(IF(Title_RESULTS!$C$31<0,((Partcipation!$B31+(Partcipation!$B32-Partcipation!$B31)/2)*(ABS(Title_RESULTS!$C$31)*(1+Title_RESULTS!$C$32/100)^('Sheet6(p_6)'!$A32-Title_RESULTS!$H$7))/1000)+'f-11B'!$Q31,+'f-11B'!$Q31)))","v":0},{"$f":"IF(A32>=(Title_RESULTS!$H$7+Title_RESULTS!$C$17),0,(SUM(B32:E32)))","v":0},{"$f":"IF(A32>=(Title_RESULTS!$H$7+Title_RESULTS!$C$17),0,(+'Sheet6(p_6)'!$H32))","v":0},{"$f":"IF(A32>=(Title_RESULTS!$H$7+Title_RESULTS!$C$17),0,(+'Sheet6(p_6)'!$I32))","v":0},{"$f":"IF(A32>=(Title_RESULTS!$H$7+Title_RESULTS!$C$17),0,(+'f-11B'!$P31))","v":0},{"$f":"IF(A32>=(Title_RESULTS!$H$7+Title_RESULTS!$C$17),0,(SUM(G32:I32)))","v":0},{"$f":"IF(A32>=(Title_RESULTS!$H$7+Title_RESULTS!$C$17),0,(+F32-J32))","v":0},{"$f":"IF(A31>=(Title_RESULTS!$H$7+Title_RESULTS!$C$17),0,(+$K32/((1+Title_RESULTS!$C$37)^('Sheet8(F_24)'!$A32-Title_RESULTS!$H$7))+L31))","v":0}]
[2037,{"$f":"IF(A33>=(Title_RESULTS!$H$7+Title_RESULTS!$C$17),0,(+'Sheet6(p_6)'!N33-'Sheet6(p_6)'!R33))","v":0},{"$f":"IF(A33>=(Title_RESULTS!$H$7+Title_RESULTS!$C$17),0,(IF(Partcipation!$B33=0,0,((Partcipation!$B33-Partcipation!$B32)*Title_RESULTS!$C$33*(1+Title_RESULTS!$C$35/100)^('Sheet8(F_24)'!$A33-Title_RESULTS!$H$7))/1000)))","v":0},{"$f":"IF(A33>=(Title_RESULTS!$H$7+Title_RESULTS!$C$17),0,(+'Sheet6(p_6)'!$G33))","v":0},{"$f":"IF(A33>=(Title_RESULTS!$H$7+Title_RESULTS!$C$17),0,(IF(Title_RESULTS!$C$31<0,((Partcipation!$B32+(Partcipation!$B33-Partcipation!$B32)/2)*(ABS(Title_RESULTS!$C$31)*(1+Title_RESULTS!$C$32/100)^('Sheet6(p_6)'!$A33-Title_RESULTS!$H$7))/1000)+'f-11B'!$Q32,+'f-11B'!$Q32)))","v":0},{"$f":"IF(A33>=(Title_RESULTS!$H$7+Title_RESULTS!$C$17),0,(SUM(B33:E33)))","v":0},{"$f":"IF(A33>=(Title_RESULTS!$H$7+Title_RESULTS!$C$17),0,(+'Sheet6(p_6)'!$H33))","v":0},{"$f":"IF(A33>=(Title_RESULTS!$H$7+Title_RESULTS!$C$17),0,(+'Sheet6(p_6)'!$I33))","v":0},{"$f":"IF(A33>=(Title_RESULTS!$H$7+Title_RESULTS!$C$17),0,(+'f-11B'!$P32))","v":0},{"$f":"IF(A33>=(Title_RESULTS!$H$7+Title_RESULTS!$C$17),0,(SUM(G33:I33)))","v":0},{"$f":"IF(A33>=(Title_RESULTS!$H$7+Title_RESULTS!$C$17),0,(+F33-J33))","v":0},{"$f":"IF(A32>=(Title_RESULTS!$H$7+Title_RESULTS!$C$17),0,(+$K33/((1+Title_RESULTS!$C$37)^('Sheet8(F_24)'!$A33-Title_RESULTS!$H$7))+L32))","v":0}]
[2038,{"$f":"IF(A34>=(Title_RESULTS!$H$7+Title_RESULTS!$C$17),0,(+'Sheet6(p_6)'!N34-'Sheet6(p_6)'!R34))","v":0},{"$f":"IF(A34>=(Title_RESULTS!$H$7+Title_RESULTS!$C$17),0,(IF(Partcipation!$B34=0,0,((Partcipation!$B34-Partcipation!$B33)*Title_RESULTS!$C$33*(1+Title_RESULTS!$C$35/100)^('Sheet8(F_24)'!$A34-Title_RESULTS!$H$7))/1000)))","v":0},{"$f":"IF(A34>=(Title_RESULTS!$H$7+Title_RESULTS!$C$17),0,(+'Sheet6(p_6)'!$G34))","v":0},{"$f":"IF(A34>=(Title_RESULTS!$H$7+Title_RESULTS!$C$17),0,(IF(Title_RESULTS!$C$31<0,((Partcipation!$B33+(Partcipation!$B34-Partcipation!$B33)/2)*(ABS(Title_RESULTS!$C$31)*(1+Title_RESULTS!$C$32/100)^('Sheet6(p_6)'!$A34-Title_RESULTS!$H$7))/1000)+'f-11B'!$Q33,+'f-11B'!$Q33)))","v":0},{"$f":"IF(A34>=(Title_RESULTS!$H$7+Title_RESULTS!$C$17),0,(SUM(B34:E34)))","v":0},{"$f":"IF(A34>=(Title_RESULTS!$H$7+Title_RESULTS!$C$17),0,(+'Sheet6(p_6)'!$H34))","v":0},{"$f":"IF(A34>=(Title_RESULTS!$H$7+Title_RESULTS!$C$17),0,(+'Sheet6(p_6)'!$I34))","v":0},{"$f":"IF(A34>=(Title_RESULTS!$H$7+Title_RESULTS!$C$17),0,(+'f-11B'!$P33))","v":0},{"$f":"IF(A34>=(Title_RESULTS!$H$7+Title_RESULTS!$C$17),0,(SUM(G34:I34)))","v":0},{"$f":"IF(A34>=(Title_RESULTS!$H$7+Title_RESULTS!$C$17),0,(+F34-J34))","v":0},{"$f":"IF(A33>=(Title_RESULTS!$H$7+Title_RESULTS!$C$17),0,(+$K34/((1+Title_RESULTS!$C$37)^('Sheet8(F_24)'!$A34-Title_RESULTS!$H$7))+L33))","v":0}]
[2039,{"$f":"IF(A35>=(Title_RESULTS!$H$7+Title_RESULTS!$C$17),0,(+'Sheet6(p_6)'!N35-'Sheet6(p_6)'!R35))","v":0},{"$f":"IF(A35>=(Title_RESULTS!$H$7+Title_RESULTS!$C$17),0,(IF(Partcipation!$B35=0,0,((Partcipation!$B35-Partcipation!$B34)*Title_RESULTS!$C$33*(1+Title_RESULTS!$C$35/100)^('Sheet8(F_24)'!$A35-Title_RESULTS!$H$7))/1000)))","v":0},{"$f":"IF(A35>=(Title_RESULTS!$H$7+Title_RESULTS!$C$17),0,(+'Sheet6(p_6)'!$G35))","v":0},{"$f":"IF(A35>=(Title_RESULTS!$H$7+Title_RESULTS!$C$17),0,(IF(Title_RESULTS!$C$31<0,((Partcipation!$B34+(Partcipation!$B35-Partcipation!$B34)/2)*(ABS(Title_RESULTS!$C$31)*(1+Title_RESULTS!$C$32/100)^('Sheet6(p_6)'!$A35-Title_RESULTS!$H$7))/1000)+'f-11B'!$Q34,+'f-11B'!$Q34)))","v":0},{"$f":"IF(A35>=(Title_RESULTS!$H$7+Title_RESULTS!$C$17),0,(SUM(B35:E35)))","v":0},{"$f":"IF(A35>=(Title_RESULTS!$H$7+Title_RESULTS!$C$17),0,(+'Sheet6(p_6)'!$H35))","v":0},{"$f":"IF(A35>=(Title_RESULTS!$H$7+Title_RESULTS!$C$17),0,(+'Sheet6(p_6)'!$I35))","v":0},{"$f":"IF(A35>=(Title_RESULTS!$H$7+Title_RESULTS!$C$17),0,(+'f-11B'!$P34))","v":0},{"$f":"IF(A35>=(Title_RESULTS!$H$7+Title_RESULTS!$C$17),0,(SUM(G35:I35)))","v":0},{"$f":"IF(A35>=(Title_RESULTS!$H$7+Title_RESULTS!$C$17),0,(+F35-J35))","v":0},{"$f":"IF(A34>=(Title_RESULTS!$H$7+Title_RESULTS!$C$17),0,(+$K35/((1+Title_RESULTS!$C$37)^('Sheet8(F_24)'!$A35-Title_RESULTS!$H$7))+L34))","v":0}]
[2040,{"$f":"IF(A36>=(Title_RESULTS!$H$7+Title_RESULTS!$C$17),0,(+'Sheet6(p_6)'!N36-'Sheet6(p_6)'!R36))","v":0},{"$f":"IF(A36>=(Title_RESULTS!$H$7+Title_RESULTS!$C$17),0,(IF(Partcipation!$B36=0,0,((Partcipation!$B36-Partcipation!$B35)*Title_RESULTS!$C$33*(1+Title_RESULTS!$C$35/100)^('Sheet8(F_24)'!$A36-Title_RESULTS!$H$7))/1000)))","v":0},{"$f":"IF(A36>=(Title_RESULTS!$H$7+Title_RESULTS!$C$17),0,(+'Sheet6(p_6)'!$G36))","v":0},{"$f":"IF(A36>=(Title_RESULTS!$H$7+Title_RESULTS!$C$17),0,(IF(Title_RESULTS!$C$31<0,((Partcipation!$B35+(Partcipation!$B36-Partcipation!$B35)/2)*(ABS(Title_RESULTS!$C$31)*(1+Title_RESULTS!$C$32/100)^('Sheet6(p_6)'!$A36-Title_RESULTS!$H$7))/1000)+'f-11B'!$Q35,+'f-11B'!$Q35)))","v":0},{"$f":"IF(A36>=(Title_RESULTS!$H$7+Title_RESULTS!$C$17),0,(SUM(B36:E36)))","v":0},{"$f":"IF(A36>=(Title_RESULTS!$H$7+Title_RESULTS!$C$17),0,(+'Sheet6(p_6)'!$H36))","v":0},{"$f":"IF(A36>=(Title_RESULTS!$H$7+Title_RESULTS!$C$17),0,(+'Sheet6(p_6)'!$I36))","v":0},{"$f":"IF(A36>=(Title_RESULTS!$H$7+Title_RESULTS!$C$17),0,(+'f-11B'!$P35))","v":0},{"$f":"IF(A36>=(Title_RESULTS!$H$7+Title_RESULTS!$C$17),0,(SUM(G36:I36)))","v":0},{"$f":"IF(A36>=(Title_RESULTS!$H$7+Title_RESULTS!$C$17),0,(+F36-J36))","v":0},{"$f":"IF(A35>=(Title_RESULTS!$H$7+Title_RESULTS!$C$17),0,(+$K36/((1+Title_RESULTS!$C$37)^('Sheet8(F_24)'!$A36-Title_RESULTS!$H$7))+L35))","v":0}]
[2041,{"$f":"IF(A37>=(Title_RESULTS!$H$7+Title_RESULTS!$C$17),0,(+'Sheet6(p_6)'!N37-'Sheet6(p_6)'!R37))","v":0},{"$f":"IF(A37>=(Title_RESULTS!$H$7+Title_RESULTS!$C$17),0,(IF(Partcipation!$B37=0,0,((Partcipation!$B37-Partcipation!$B36)*Title_RESULTS!$C$33*(1+Title_RESULTS!$C$35/100)^('Sheet8(F_24)'!$A37-Title_RESULTS!$H$7))/1000)))","v":0},{"$f":"IF(A37>=(Title_RESULTS!$H$7+Title_RESULTS!$C$17),0,(+'Sheet6(p_6)'!$G37))","v":0},{"$f":"IF(A37>=(Title_RESULTS!$H$7+Title_RESULTS!$C$17),0,(IF(Title_RESULTS!$C$31<0,((Partcipation!$B36+(Partcipation!$B37-Partcipation!$B36)/2)*(ABS(Title_RESULTS!$C$31)*(1+Title_RESULTS!$C$32/100)^('Sheet6(p_6)'!$A37-Title_RESULTS!$H$7))/1000)+'f-11B'!$Q36,+'f-11B'!$Q36)))","v":0},{"$f":"IF(A37>=(Title_RESULTS!$H$7+Title_RESULTS!$C$17),0,(SUM(B37:E37)))","v":0},{"$f":"IF(A37>=(Title_RESULTS!$H$7+Title_RESULTS!$C$17),0,(+'Sheet6(p_6)'!$H37))","v":0},{"$f":"IF(A37>=(Title_RESULTS!$H$7+Title_RESULTS!$C$17),0,(+'Sheet6(p_6)'!$I37))","v":0},{"$f":"IF(A37>=(Title_RESULTS!$H$7+Title_RESULTS!$C$17),0,(+'f-11B'!$P36))","v":0},{"$f":"IF(A37>=(Title_RESULTS!$H$7+Title_RESULTS!$C$17),0,(SUM(G37:I37)))","v":0},{"$f":"IF(A37>=(Title_RESULTS!$H$7+Title_RESULTS!$C$17),0,(+F37-J37))","v":0},{"$f":"IF(A36>=(Title_RESULTS!$H$7+Title_RESULTS!$C$17),0,(+$K37/((1+Title_RESULTS!$C$37)^('Sheet8(F_24)'!$A37-Title_RESULTS!$H$7))+L36))","v":0}]
[2042,{"$f":"IF(A38>=(Title_RESULTS!$H$7+Title_RESULTS!$C$17),0,(+'Sheet6(p_6)'!N38-'Sheet6(p_6)'!R38))","v":0},{"$f":"IF(A38>=(Title_RESULTS!$H$7+Title_RESULTS!$C$17),0,(IF(Partcipation!$B38=0,0,((Partcipation!$B38-Partcipation!$B37)*Title_RESULTS!$C$33*(1+Title_RESULTS!$C$35/100)^('Sheet8(F_24)'!$A38-Title_RESULTS!$H$7))/1000)))","v":0},{"$f":"IF(A38>=(Title_RESULTS!$H$7+Title_RESULTS!$C$17),0,(+'Sheet6(p_6)'!$G38))","v":0},{"$f":"IF(A38>=(Title_RESULTS!$H$7+Title_RESULTS!$C$17),0,(IF(Title_RESULTS!$C$31<0,((Partcipation!$B37+(Partcipation!$B38-Partcipation!$B37)/2)*(ABS(Title_RESULTS!$C$31)*(1+Title_RESULTS!$C$32/100)^('Sheet6(p_6)'!$A38-Title_RESULTS!$H$7))/1000)+'f-11B'!$Q37,+'f-11B'!$Q37)))","v":0},{"$f":"IF(A38>=(Title_RESULTS!$H$7+Title_RESULTS!$C$17),0,(SUM(B38:E38)))","v":0},{"$f":"IF(A38>=(Title_RESULTS!$H$7+Title_RESULTS!$C$17),0,(+'Sheet6(p_6)'!$H38))","v":0},{"$f":"IF(A38>=(Title_RESULTS!$H$7+Title_RESULTS!$C$17),0,(+'Sheet6(p_6)'!$I38))","v":0},{"$f":"IF(A38>=(Title_RESULTS!$H$7+Title_RESULTS!$C$17),0,(+'f-11B'!$P37))","v":0},{"$f":"IF(A38>=(Title_RESULTS!$H$7+Title_RESULTS!$C$17),0,(SUM(G38:I38)))","v":0},{"$f":"IF(A38>=(Title_RESULTS!$H$7+Title_RESULTS!$C$17),0,(+F38-J38))","v":0},{"$f":"IF(A37>=(Title_RESULTS!$H$7+Title_RESULTS!$C$17),0,(+$K38/((1+Title_RESULTS!$C$37)^('Sheet8(F_24)'!$A38-Title_RESULTS!$H$7))+L37))","v":0}]
[2043,{"$f":"IF(A39>=(Title_RESULTS!$H$7+Title_RESULTS!$C$17),0,(+'Sheet6(p_6)'!N39-'Sheet6(p_6)'!R39))","v":0},{"$f":"IF(A39>=(Title_RESULTS!$H$7+Title_RESULTS!$C$17),0,(IF(Partcipation!$B39=0,0,((Partcipation!$B39-Partcipation!$B38)*Title_RESULTS!$C$33*(1+Title_RESULTS!$C$35/100)^('Sheet8(F_24)'!$A39-Title_RESULTS!$H$7))/1000)))","v":0},{"$f":"IF(A39>=(Title_RESULTS!$H$7+Title_RESULTS!$C$17),0,(+'Sheet6(p_6)'!$G39))","v":0},{"$f":"IF(A39>=(Title_RESULTS!$H$7+Title_RESULTS!$C$17),0,(IF(Title_RESULTS!$C$31<0,((Partcipation!$B38+(Partcipation!$B39-Partcipation!$B38)/2)*(ABS(Title_RESULTS!$C$31)*(1+Title_RESULTS!$C$32/100)^('Sheet6(p_6)'!$A39-Title_RESULTS!$H$7))/1000)+'f-11B'!$Q38,+'f-11B'!$Q38)))","v":0},{"$f":"IF(A39>=(Title_RESULTS!$H$7+Title_RESULTS!$C$17),0,(SUM(B39:E39)))","v":0},{"$f":"IF(A39>=(Title_RESULTS!$H$7+Title_RESULTS!$C$17),0,(+'Sheet6(p_6)'!$H39))","v":0},{"$f":"IF(A39>=(Title_RESULTS!$H$7+Title_RESULTS!$C$17),0,(+'Sheet6(p_6)'!$I39))","v":0},{"$f":"IF(A39>=(Title_RESULTS!$H$7+Title_RESULTS!$C$17),0,(+'f-11B'!$P38))","v":0},{"$f":"IF(A39>=(Title_RESULTS!$H$7+Title_RESULTS!$C$17),0,(SUM(G39:I39)))","v":0},{"$f":"IF(A39>=(Title_RESULTS!$H$7+Title_RESULTS!$C$17),0,(+F39-J39))","v":0},{"$f":"IF(A38>=(Title_RESULTS!$H$7+Title_RESULTS!$C$17),0,(+$K39/((1+Title_RESULTS!$C$37)^('Sheet8(F_24)'!$A39-Title_RESULTS!$H$7))+L38))","v":0}]
[2044,{"$f":"IF(A40>=(Title_RESULTS!$H$7+Title_RESULTS!$C$17),0,(+'Sheet6(p_6)'!N40-'Sheet6(p_6)'!R40))","v":0},{"$f":"IF(A40>=(Title_RESULTS!$H$7+Title_RESULTS!$C$17),0,(IF(Partcipation!$B40=0,0,((Partcipation!$B40-Partcipation!$B39)*Title_RESULTS!$C$33*(1+Title_RESULTS!$C$35/100)^('Sheet8(F_24)'!$A40-Title_RESULTS!$H$7))/1000)))","v":0},{"$f":"IF(A40>=(Title_RESULTS!$H$7+Title_RESULTS!$C$17),0,(+'Sheet6(p_6)'!$G40))","v":0},{"$f":"IF(A40>=(Title_RESULTS!$H$7+Title_RESULTS!$C$17),0,(IF(Title_RESULTS!$C$31<0,((Partcipation!$B39+(Partcipation!$B40-Partcipation!$B39)/2)*(ABS(Title_RESULTS!$C$31)*(1+Title_RESULTS!$C$32/100)^('Sheet6(p_6)'!$A40-Title_RESULTS!$H$7))/1000)+'f-11B'!$Q39,+'f-11B'!$Q39)))","v":0},{"$f":"IF(A40>=(Title_RESULTS!$H$7+Title_RESULTS!$C$17),0,(SUM(B40:E40)))","v":0},{"$f":"IF(A40>=(Title_RESULTS!$H$7+Title_RESULTS!$C$17),0,(+'Sheet6(p_6)'!$H40))","v":0},{"$f":"IF(A40>=(Title_RESULTS!$H$7+Title_RESULTS!$C$17),0,(+'Sheet6(p_6)'!$I40))","v":0},{"$f":"IF(A40>=(Title_RESULTS!$H$7+Title_RESULTS!$C$17),0,(+'f-11B'!$P39))","v":0},{"$f":"IF(A40>=(Title_RESULTS!$H$7+Title_RESULTS!$C$17),0,(SUM(G40:I40)))","v":0},{"$f":"IF(A40>=(Title_RESULTS!$H$7+Title_RESULTS!$C$17),0,(+F40-J40))","v":0},{"$f":"IF(A39>=(Title_RESULTS!$H$7+Title_RESULTS!$C$17),0,(+$K40/((1+Title_RESULTS!$C$37)^('Sheet8(F_24)'!$A40-Title_RESULTS!$H$7))+L39))","v":0}]
[]
["NOMINAL",{"$f":"SUM(B16:B41)","v":9084.0631619355554},0,0,0,9084.0631619355554,14792.667209588075,0,0,14792.667209588075,-5708.6040476525213]
[]
["NPV:",{"$f":"NPV(Title_RESULTS!$C$37,'Sheet8(F_24)'!B17:B41)+'Sheet8(F_24)'!B16","v":7608.7436572136912},{"$f":"NPV(Title_RESULTS!$C$37,'Sheet8(F_24)'!C17:C41)+'Sheet8(F_24)'!C16","v":0},{"$f":"NPV(Title_RESULTS!$C$37,'Sheet8(F_24)'!D17:D41)+'Sheet8(F_24)'!D16","v":0},{"$f":"NPV(Title_RESULTS!$C$37,'Sheet8(F_24)'!E17:E41)+'Sheet8(F_24)'!E16","v":0},{"$f":"NPV(Title_RESULTS!$C$37,'Sheet8(F_24)'!F17:F41)+'Sheet8(F_24)'!F16","v":7608.7436572136912},{"$f":"NPV(Title_RESULTS!$C$37,'Sheet8(F_24)'!G17:G41)+'Sheet8(F_24)'!G16","v":13821.816314360774},{"$f":"NPV(Title_RESULTS!$C$37,'Sheet8(F_24)'!H17:H41)+'Sheet8(F_24)'!H16","v":0},{"$f":"NPV(Title_RESULTS!$C$37,'Sheet8(F_24)'!I17:I41)+'Sheet8(F_24)'!I16","v":0},{"$f":"NPV(Title_RESULTS!$C$37,'Sheet8(F_24)'!J17:J41)+'Sheet8(F_24)'!J16","v":13821.816314360774},{"$f":"NPV(Title_RESULTS!$C$37,'Sheet8(F_24)'!K17:K41)+'Sheet8(F_24)'!K16","v":-6213.0726571470841}]
[]
["In service year of gen unit:",null,null,{"$f":"+Title_RESULTS!H8","v":2023},null,{"$f":"+F44/J44","v":0.55048797380618186}]
["Discount rate:",null,null,{"$f":"+Title_RESULTS!C37","v":7.0800000000000002E-2}]

{"sheet":"Sheet9(F_25)","index":19,"n_rows":46,"n_cols":14,"rows_kept":46,"cut":false,"hidden":false,"merged":[]}
[null,null,null,null,null,"     RATE IMPACT TEST",null,null,null,null,null,null,null,"PSC FORM CE 2.5"]
[null,null,null,null,null,"  PROGRAM:",{"$f":"+Input!C3","v":"Retro-Commissioning"},null,null,null,null,null,null,"Page 1 of 1"]
[null,null,null,null,null,null,null,null,null,null,null,null,null,{"$f":"+Title_RESULTS!I4","v":"2019-05-14T07:54:57.350"}]
[]
[]
[]
[]
["(1)","(2)","(3)","(4)","(5)","(6)","(7)","(8)","(9)","(10)","(11)","(12)","(13)","(14)"]
[]
[null,null,null,null,null,null,null,"AVOIDED",null,null,null,null,"NET","CUMULATIVE"]
[null,"INCREASED","UTILITY",null,null,null,null,"GEN UNIT","AVOIDED",null,null,null,"BENEFITS","DISCOUNTED"]
[null,"SUPPLY","PROGRAM",null,"REVENUE","OTHER","TOTAL","UNIT & FUEL","T & D","REVENUE","OTHER","TOTAL","TO ALL","NET"]
[null,"COSTS","COSTS","INCENTIVES","LOSSES","COSTS","COSTS","BENEFITS","BENEFITS","GAINS","BENEFITS","BENEFITS","CUSTOMERS","BENEFIT"]
[]
["YEAR","$(000)","$(000)","$(000)","$(000)","$(000)","$(000)","$(000)","$(000)","$(000)","$(000)","$(000)","$(000)","$(000)"]
[{"$f":"+Title_RESULTS!H7","v":2020},{"$f":"IF(A16>=(Title_RESULTS!$H$7+Title_RESULTS!$C$17),0,(+'Sheet7(F_23)'!$B16))","v":0},{"$f":"IF(A16>=(Title_RESULTS!$H$7+Title_RESULTS!$C$17),0,(+'Sheet6(p_6)'!$D16))","v":0},{"$f":"IF(A16>=(Title_RESULTS!$H$7+Title_RESULTS!$C$17),0,(+'Sheet6(p_6)'!$G16))","v":0},{"$f":"+'Sheet6(p_6)'!M16","v":319.47147068831737},{"$f":"IF(A16>=(Title_RESULTS!$H$7+Title_RESULTS!$C$17),0,(+'f-11B'!$R15))","v":0},{"$f":"IF(A16>=(Title_RESULTS!$H$7+Title_RESULTS!$C$17),0,(SUM(B16:F16)))","v":319.47147068831737},{"$f":"IF(A16>=(Title_RESULTS!$H$7+Title_RESULTS!$C$17),0,(+'Sheet3(F_21)'!$J16+'Sheet4(F_22)'!$H16))","v":120.77722601379827},{"$f":"IF(A16>=(Title_RESULTS!$H$7+Title_RESULTS!$C$17),0,(+'Sheet4(F_22)'!$D16+'Sheet4(F_22)'!$G16))","v":0},{"$f":"IF(A16>=(Title_RESULTS!$H$7+Title_RESULTS!$C$17),0,(+'Sheet6(p_6)'!$R16))","v":0},{"$f":"IF(A16>=(Title_RESULTS!$H$7+Title_RESULTS!$C$17),0,(+'f-11B'!$S15))","v":0},{"$f":"IF(A16>=(Title_RESULTS!$H$7+Title_RESULTS!$C$17),0,(SUM(H16:K16)))","v":120.77722601379827},{"$f":"IF(A16>=(Title_RESULTS!$H$7+Title_RESULTS!$C$17),0,(+L16-G16))","v":-198.6942446745191},{"$f":"IF(A16>=(Title_RESULTS!$H$7+Title_RESULTS!$C$17),0,(+$M16/((1+Title_RESULTS!$C$37)^('Sheet9(F_25)'!$A16-Title_RESULTS!$H$7))))","v":-198.6942446745191}]
[{"$f":"+A16+1","v":2021},{"$f":"IF(A17>=(Title_RESULTS!$H$7+Title_RESULTS!$C$17),0,(+'Sheet7(F_23)'!$B17))","v":0},{"$f":"IF(A17>=(Title_RESULTS!$H$7+Title_RESULTS!$C$17),0,(+'Sheet6(p_6)'!$D17))","v":0},{"$f":"IF(A17>=(Title_RESULTS!$H$7+Title_RESULTS!$C$17),0,(+'Sheet6(p_6)'!$G17))","v":0},{"$f":"+'Sheet6(p_6)'!M17","v":967.99855618560173},{"$f":"IF(A17>=(Title_RESULTS!$H$7+Title_RESULTS!$C$17),0,(+'f-11B'!$R16))","v":0},{"$f":"IF(A17>=(Title_RESULTS!$H$7+Title_RESULTS!$C$17),0,(SUM(B17:F17)))","v":967.99855618560173},{"$f":"IF(A17>=(Title_RESULTS!$H$7+Title_RESULTS!$C$17),0,(+'Sheet3(F_21)'!$J17+'Sheet4(F_22)'!$H17))","v":359.38452536462245},{"$f":"IF(A17>=(Title_RESULTS!$H$7+Title_RESULTS!$C$17),0,(+'Sheet4(F_22)'!$D17+'Sheet4(F_22)'!$G17))","v":283.91726271244238},{"$f":"IF(A17>=(Title_RESULTS!$H$7+Title_RESULTS!$C$17),0,(+'Sheet6(p_6)'!$R17))","v":0},{"$f":"IF(A17>=(Title_RESULTS!$H$7+Title_RESULTS!$C$17),0,(+'f-11B'!$S16))","v":0},{"$f":"IF(A17>=(Title_RESULTS!$H$7+Title_RESULTS!$C$17),0,(SUM(H17:K17)))","v":643.30178807706488},{"$f":"IF(A17>=(Title_RESULTS!$H$7+Title_RESULTS!$C$17),0,(+L17-G17))","v":-324.69676810853684},{"$f":"(IF(A16>=(Title_RESULTS!$H$7+Title_RESULTS!$C$17),0,(+$M17/((1+Title_RESULTS!$C$37)^('Sheet9(F_25)'!$A17-Title_RESULTS!$H$7))+N16)))","v":-501.92245545948066}]
[{"$f":"+A17+1","v":2022},{"$f":"IF(A18>=(Title_RESULTS!$H$7+Title_RESULTS!$C$17),0,(+'Sheet7(F_23)'!$B18))","v":0},{"$f":"IF(A18>=(Title_RESULTS!$H$7+Title_RESULTS!$C$17),0,(+'Sheet6(p_6)'!$D18))","v":0},{"$f":"IF(A18>=(Title_RESULTS!$H$7+Title_RESULTS!$C$17),0,(+'Sheet6(p_6)'!$G18))","v":0},{"$f":"+'Sheet6(p_6)'!M18","v":1629.4642362457628},{"$f":"IF(A18>=(Title_RESULTS!$H$7+Title_RESULTS!$C$17),0,(+'f-11B'!$R17))","v":0},{"$f":"IF(A18>=(Title_RESULTS!$H$7+Title_RESULTS!$C$17),0,(SUM(B18:F18)))","v":1629.4642362457628},{"$f":"IF(A18>=(Title_RESULTS!$H$7+Title_RESULTS!$C$17),0,(+'Sheet3(F_21)'!$J18+'Sheet4(F_22)'!$H18))","v":618.18147441702149},{"$f":"IF(A18>=(Title_RESULTS!$H$7+Title_RESULTS!$C$17),0,(+'Sheet4(F_22)'!$D18+'Sheet4(F_22)'!$G18))","v":290.731277017541},{"$f":"IF(A18>=(Title_RESULTS!$H$7+Title_RESULTS!$C$17),0,(+'Sheet6(p_6)'!$R18))","v":0},{"$f":"IF(A18>=(Title_RESULTS!$H$7+Title_RESULTS!$C$17),0,(+'f-11B'!$S17))","v":0},{"$f":"IF(A18>=(Title_RESULTS!$H$7+Title_RESULTS!$C$17),0,(SUM(H18:K18)))","v":908.91275143456255},{"$f":"IF(A18>=(Title_RESULTS!$H$7+Title_RESULTS!$C$17),0,(+L18-G18))","v":-720.55148481120023},{"$f":"(IF(A17>=(Title_RESULTS!$H$7+Title_RESULTS!$C$17),0,(+$M18/((1+Title_RESULTS!$C$37)^('Sheet9(F_25)'!$A18-Title_RESULTS!$H$7))+N17)))","v":-1130.3399869557325}]
[{"$f":"+A18+1","v":2023},{"$f":"IF(A19>=(Title_RESULTS!$H$7+Title_RESULTS!$C$17),0,(+'Sheet7(F_23)'!$B19))","v":0},{"$f":"IF(A19>=(Title_RESULTS!$H$7+Title_RESULTS!$C$17),0,(+'Sheet6(p_6)'!$D19))","v":0},{"$f":"IF(A19>=(Title_RESULTS!$H$7+Title_RESULTS!$C$17),0,(+'Sheet6(p_6)'!$G19))","v":0},{"$f":"+'Sheet6(p_6)'!M19","v":1974.9106543298644},{"$f":"IF(A19>=(Title_RESULTS!$H$7+Title_RESULTS!$C$17),0,(+'f-11B'!$R18))","v":0},{"$f":"IF(A19>=(Title_RESULTS!$H$7+Title_RESULTS!$C$17),0,(SUM(B19:F19)))","v":1974.9106543298644},{"$f":"IF(A19>=(Title_RESULTS!$H$7+Title_RESULTS!$C$17),0,(+'Sheet3(F_21)'!$J19+'Sheet4(F_22)'!$H19))","v":1246.5938232524425},{"$f":"IF(A19>=(Title_RESULTS!$H$7+Title_RESULTS!$C$17),0,(+'Sheet4(F_22)'!$D19+'Sheet4(F_22)'!$G19))","v":297.70882766596202},{"$f":"IF(A19>=(Title_RESULTS!$H$7+Title_RESULTS!$C$17),0,(+'Sheet6(p_6)'!$R19))","v":0},{"$f":"IF(A19>=(Title_RESULTS!$H$7+Title_RESULTS!$C$17),0,(+'f-11B'!$S18))","v":0},{"$f":"IF(A19>=(Title_RESULTS!$H$7+Title_RESULTS!$C$17),0,(SUM(H19:K19)))","v":1544.3026509184044},{"$f":"IF(A19>=(Title_RESULTS!$H$7+Title_RESULTS!$C$17),0,(+L19-G19))","v":-430.60800341146},{"$f":"(IF(A18>=(Title_RESULTS!$H$7+Title_RESULTS!$C$17),0,(+$M19/((1+Title_RESULTS!$C$37)^('Sheet9(F_25)'!$A19-Title_RESULTS!$H$7))+N18)))","v":-1481.0571423109079}]
[2024,{"$f":"IF(A20>=(Title_RESULTS!$H$7+Title_RESULTS!$C$17),0,(+'Sheet7(F_23)'!$B20))","v":0},{"$f":"IF(A20>=(Title_RESULTS!$H$7+Title_RESULTS!$C$17),0,(+'Sheet6(p_6)'!$D20))","v":0},{"$f":"IF(A20>=(Title_RESULTS!$H$7+Title_RESULTS!$C$17),0,(+'Sheet6(p_6)'!$G20))","v":0},{"$f":"+'Sheet6(p_6)'!M20","v":1994.6597608731633},{"$f":"IF(A20>=(Title_RESULTS!$H$7+Title_RESULTS!$C$17),0,(+'f-11B'!$R19))","v":0},{"$f":"IF(A20>=(Title_RESULTS!$H$7+Title_RESULTS!$C$17),0,(SUM(B20:F20)))","v":1994.6597608731633},{"$f":"IF(A20>=(Title_RESULTS!$H$7+Title_RESULTS!$C$17),0,(+'Sheet3(F_21)'!$J20+'Sheet4(F_22)'!$H20))","v":1289.5885547732573},{"$f":"IF(A20>=(Title_RESULTS!$H$7+Title_RESULTS!$C$17),0,(+'Sheet4(F_22)'!$D20+'Sheet4(F_22)'!$G20))","v":304.85383952994511},{"$f":"IF(A20>=(Title_RESULTS!$H$7+Title_RESULTS!$C$17),0,(+'Sheet6(p_6)'!$R20))","v":0},{"$f":"IF(A20>=(Title_RESULTS!$H$7+Title_RESULTS!$C$17),0,(+'f-11B'!$S19))","v":0},{"$f":"IF(A20>=(Title_RESULTS!$H$7+Title_RESULTS!$C$17),0,(SUM(H20:K20)))","v":1594.4423943032025},{"$f":"IF(A20>=(Title_RESULTS!$H$7+Title_RESULTS!$C$17),0,(+L20-G20))","v":-400.21736656996086},{"$f":"(IF(A19>=(Title_RESULTS!$H$7+Title_RESULTS!$C$17),0,(+$M20/((1+Title_RESULTS!$C$37)^('Sheet9(F_25)'!$A20-Title_RESULTS!$H$7))+N19)))","v":-1785.469641015947}]
[2025,{"$f":"IF(A21>=(Title_RESULTS!$H$7+Title_RESULTS!$C$17),0,(+'Sheet7(F_23)'!$B21))","v":0},{"$f":"IF(A21>=(Title_RESULTS!$H$7+Title_RESULTS!$C$17),0,(+'Sheet6(p_6)'!$D21))","v":0},{"$f":"IF(A21>=(Title_RESULTS!$H$7+Title_RESULTS!$C$17),0,(+'Sheet6(p_6)'!$G21))","v":0},{"$f":"+'Sheet6(p_6)'!M21","v":2014.6063584818946},{"$f":"IF(A21>=(Title_RESULTS!$H$7+Title_RESULTS!$C$17),0,(+'f-11B'!$R20))","v":0},{"$f":"IF(A21>=(Title_RESULTS!$H$7+Title_RESULTS!$C$17),0,(SUM(B21:F21)))","v":0},{"$f":"IF(A21>=(Title_RESULTS!$H$7+Title_RESULTS!$C$17),0,(+'Sheet3(F_21)'!$J21+'Sheet4(F_22)'!$H21))","v":0},{"$f":"IF(A21>=(Title_RESULTS!$H$7+Title_RESULTS!$C$17),0,(+'Sheet4(F_22)'!$D21+'Sheet4(F_22)'!$G21))","v":0},{"$f":"IF(A21>=(Title_RESULTS!$H$7+Title_RESULTS!$C$17),0,(+'Sheet6(p_6)'!$R21))","v":0},{"$f":"IF(A21>=(Title_RESULTS!$H$7+Title_RESULTS!$C$17),0,(+'f-11B'!$S20))","v":0},{"$f":"IF(A21>=(Title_RESULTS!$H$7+Title_RESULTS!$C$17),0,(SUM(H21:K21)))","v":0},{"$f":"IF(A21>=(Title_RESULTS!$H$7+Title_RESULTS!$C$17),0,(+L21-G21))","v":0},{"$f":"(IF(A20>=(Title_RESULTS!$H$7+Title_RESULTS!$C$17),0,(+$M21/((1+Title_RESULTS!$C$37)^('Sheet9(F_25)'!$A21-Title_RESULTS!$H$7))+N20)))","v":-1785.469641015947}]
[2026,{"$f":"IF(A22>=(Title_RESULTS!$H$7+Title_RESULTS!$C$17),0,(+'Sheet7(F_23)'!$B22))","v":0},{"$f":"IF(A22>=(Title_RESULTS!$H$7+Title_RESULTS!$C$17),0,(+'Sheet6(p_6)'!$D22))","v":0},{"$f":"IF(A22>=(Title_RESULTS!$H$7+Title_RESULTS!$C$17),0,(+'Sheet6(p_6)'!$G22))","v":0},{"$f":"+'Sheet6(p_6)'!M22","v":2034.7524220667142},{"$f":"IF(A22>=(Title_RESULTS!$H$7+Title_RESULTS!$C$17),0,(+'f-11B'!$R21))","v":0},{"$f":"IF(A22>=(Title_RESULTS!$H$7+Title_RESULTS!$C$17),0,(SUM(B22:F22)))","v":0},{"$f":"IF(A22>=(Title_RESULTS!$H$7+Title_RESULTS!$C$17),0,(+'Sheet3(F_21)'!$J22+'Sheet4(F_22)'!$H22))","v":0},{"$f":"IF(A22>=(Title_RESULTS!$H$7+Title_RESULTS!$C$17),0,(+'Sheet4(F_22)'!$D22+'Sheet4(F_22)'!$G22))","v":0},{"$f":"IF(A22>=(Title_RESULTS!$H$7+Title_RESULTS!$C$17),0,(+'Sheet6(p_6)'!$R22))","v":0},{"$f":"IF(A22>=(Title_RESULTS!$H$7+Title_RESULTS!$C$17),0,(+'f-11B'!$S21))","v":0},{"$f":"IF(A22>=(Title_RESULTS!$H$7+Title_RESULTS!$C$17),0,(SUM(H22:K22)))","v":0},{"$f":"IF(A22>=(Title_RESULTS!$H$7+Title_RESULTS!$C$17),0,(+L22-G22))","v":0},{"$f":"(IF(A21>=(Title_RESULTS!$H$7+Title_RESULTS!$C$17),0,(+$M22/((1+Title_RESULTS!$C$37)^('Sheet9(F_25)'!$A22-Title_RESULTS!$H$7))+N21)))","v":0}]
[2027,{"$f":"IF(A23>=(Title_RESULTS!$H$7+Title_RESULTS!$C$17),0,(+'Sheet7(F_23)'!$B23))","v":0},{"$f":"IF(A23>=(Title_RESULTS!$H$7+Title_RESULTS!$C$17),0,(+'Sheet6(p_6)'!$D23))","v":0},{"$f":"IF(A23>=(Title_RESULTS!$H$7+Title_RESULTS!$C$17),0,(+'Sheet6(p_6)'!$G23))","v":0},{"$f":"+'Sheet6(p_6)'!M23","v":2055.0999462873806},{"$f":"IF(A23>=(Title_RESULTS!$H$7+Title_RESULTS!$C$17),0,(+'f-11B'!$R22))","v":0},{"$f":"IF(A23>=(Title_RESULTS!$H$7+Title_RESULTS!$C$17),0,(SUM(B23:F23)))","v":0},{"$f":"IF(A23>=(Title_RESULTS!$H$7+Title_RESULTS!$C$17),0,(+'Sheet3(F_21)'!$J23+'Sheet4(F_22)'!$H23))","v":0},{"$f":"IF(A23>=(Title_RESULTS!$H$7+Title_RESULTS!$C$17),0,(+'Sheet4(F_22)'!$D23+'Sheet4(F_22)'!$G23))","v":0},{"$f":"IF(A23>=(Title_RESULTS!$H$7+Title_RESULTS!$C$17),0,(+'Sheet6(p_6)'!$R23))","v":0},{"$f":"IF(A23>=(Title_RESULTS!$H$7+Title_RESULTS!$C$17),0,(+'f-11B'!$S22))","v":0},{"$f":"IF(A23>=(Title_RESULTS!$H$7+Title_RESULTS!$C$17),0,(SUM(H23:K23)))","v":0},{"$f":"IF(A23>=(Title_RESULTS!$H$7+Title_RESULTS!$C$17),0,(+L23-G23))","v":0},{"$f":"(IF(A22>=(Title_RESULTS!$H$7+Title_RESULTS!$C$17),0,(+$M23/((1+Title_RESULTS!$C$37)^('Sheet9(F_25)'!$A23-Title_RESULTS!$H$7))+N22)))","v":0}]
[2028,{"$f":"IF(A24>=(Title_RESULTS!$H$7+Title_RESULTS!$C$17),0,(+'Sheet7(F_23)'!$B24))","v":0},{"$f":"IF(A24>=(Title_RESULTS!$H$7+Title_RESULTS!$C$17),0,(+'Sheet6(p_6)'!$D24))","v":0},{"$f":"IF(A24>=(Title_RESULTS!$H$7+Title_RESULTS!$C$17),0,(+'Sheet6(p_6)'!$G24))","v":0},{"$f":"+'Sheet6(p_6)'!M24","v":2075.6509457502548},{"$f":"IF(A24>=(Title_RESULTS!$H$7+Title_RESULTS!$C$17),0,(+'f-11B'!$R23))","v":0},{"$f":"IF(A24>=(Title_RESULTS!$H$7+Title_RESULTS!$C$17),0,(SUM(B24:F24)))","v":0},{"$f":"IF(A24>=(Title_RESULTS!$H$7+Title_RESULTS!$C$17),0,(+'Sheet3(F_21)'!$J24+'Sheet4(F_22)'!$H24))","v":0},{"$f":"IF(A24>=(Title_RESULTS!$H$7+Title_RESULTS!$C$17),0,(+'Sheet4(F_22)'!$D24+'Sheet4(F_22)'!$G24))","v":0},{"$f":"IF(A24>=(Title_RESULTS!$H$7+Title_RESULTS!$C$17),0,(+'Sheet6(p_6)'!$R24))","v":0},{"$f":"IF(A24>=(Title_RESULTS!$H$7+Title_RESULTS!$C$17),0,(+'f-11B'!$S23))","v":0},{"$f":"IF(A24>=(Title_RESULTS!$H$7+Title_RESULTS!$C$17),0,(SUM(H24:K24)))","v":0},{"$f":"IF(A24>=(Title_RESULTS!$H$7+Title_RESULTS!$C$17),0,(+L24-G24))","v":0},{"$f":"(IF(A23>=(Title_RESULTS!$H$7+Title_RESULTS!$C$17),0,(+$M24/((1+Title_RESULTS!$C$37)^('Sheet9(F_25)'!$A24-Title_RESULTS!$H$7))+N23)))","v":0}]
[2029,{"$f":"IF(A25>=(Title_RESULTS!$H$7+Title_RESULTS!$C$17),0,(+'Sheet7(F_23)'!$B25))","v":0},{"$f":"IF(A25>=(Title_RESULTS!$H$7+Title_RESULTS!$C$17),0,(+'Sheet6(p_6)'!$D25))","v":0},{"$f":"IF(A25>=(Title_RESULTS!$H$7+Title_RESULTS!$C$17),0,(+'Sheet6(p_6)'!$G25))","v":0},{"$f":"+'Sheet6(p_6)'!M25","v":2096.4074552077577},{"$f":"IF(A25>=(Title_RESULTS!$H$7+Title_RESULTS!$C$17),0,(+'f-11B'!$R24))","v":0},{"$f":"IF(A25>=(Title_RESULTS!$H$7+Title_RESULTS!$C$17),0,(SUM(B25:F25)))","v":0},{"$f":"IF(A25>=(Title_RESULTS!$H$7+Title_RESULTS!$C$17),0,(+'Sheet3(F_21)'!$J25+'Sheet4(F_22)'!$H25))","v":0},{"$f":"IF(A25>=(Title_RESULTS!$H$7+Title_RESULTS!$C$17),0,(+'Sheet4(F_22)'!$D25+'Sheet4(F_22)'!$G25))","v":0},{"$f":"IF(A25>=(Title_RESULTS!$H$7+Title_RESULTS!$C$17),0,(+'Sheet6(p_6)'!$R25))","v":0},{"$f":"IF(A25>=(Title_RESULTS!$H$7+Title_RESULTS!$C$17),0,(+'f-11B'!$S24))","v":0},{"$f":"IF(A25>=(Title_RESULTS!$H$7+Title_RESULTS!$C$17),0,(SUM(H25:K25)))","v":0},{"$f":"IF(A25>=(Title_RESULTS!$H$7+Title_RESULTS!$C$17),0,(+L25-G25))","v":0},{"$f":"(IF(A24>=(Title_RESULTS!$H$7+Title_RESULTS!$C$17),0,(+$M25/((1+Title_RESULTS!$C$37)^('Sheet9(F_25)'!$A25-Title_RESULTS!$H$7))+N24)))","v":0}]
[2030,{"$f":"IF(A26>=(Title_RESULTS!$H$7+Title_RESULTS!$C$17),0,(+'Sheet7(F_23)'!$B26))","v":0},{"$f":"IF(A26>=(Title_RESULTS!$H$7+Title_RESULTS!$C$17),0,(+'Sheet6(p_6)'!$D26))","v":0},{"$f":"IF(A26>=(Title_RESULTS!$H$7+Title_RESULTS!$C$17),0,(+'Sheet6(p_6)'!$G26))","v":0},{"$f":"+'Sheet6(p_6)'!M26","v":2117.3715297598351},{"$f":"IF(A26>=(Title_RESULTS!$H$7+Title_RESULTS!$C$17),0,(+'f-11B'!$R25))","v":0},{"$f":"IF(A26>=(Title_RESULTS!$H$7+Title_RESULTS!$C$17),0,(SUM(B26:F26)))","v":0},{"$f":"IF(A26>=(Title_RESULTS!$H$7+Title_RESULTS!$C$17),0,(+'Sheet3(F_21)'!$J26+'Sheet4(F_22)'!$H26))","v":0},{"$f":"IF(A26>=(Title_RESULTS!$H$7+Title_RESULTS!$C$17),0,(+'Sheet4(F_22)'!$D26+'Sheet4(F_22)'!$G26))","v":0},{"$f":"IF(A26>=(Title_RESULTS!$H$7+Title_RESULTS!$C$17),0,(+'Sheet6(p_6)'!$R26))","v":0},{"$f":"IF(A26>=(Title_RESULTS!$H$7+Title_RESULTS!$C$17),0,(+'f-11B'!$S25))","v":0},{"$f":"IF(A26>=(Title_RESULTS!$H$7+Title_RESULTS!$C$17),0,(SUM(H26:K26)))","v":0},{"$f":"IF(A26>=(Title_RESULTS!$H$7+Title_RESULTS!$C$17),0,(+L26-G26))","v":0},{"$f":"(IF(A25>=(Title_RESULTS!$H$7+Title_RESULTS!$C$17),0,(+$M26/((1+Title_RESULTS!$C$37)^('Sheet9(F_25)'!$A26-Title_RESULTS!$H$7))+N25)))","v":0}]
[2031,{"$f":"IF(A27>=(Title_RESULTS!$H$7+Title_RESULTS!$C$17),0,(+'Sheet7(F_23)'!$B27))","v":0},{"$f":"IF(A27>=(Title_RESULTS!$H$7+Title_RESULTS!$C$17),0,(+'Sheet6(p_6)'!$D27))","v":0},{"$f":"IF(A27>=(Title_RESULTS!$H$7+Title_RESULTS!$C$17),0,(+'Sheet6(p_6)'!$G27))","v":0},{"$f":"+'Sheet6(p_6)'!M27","v":2138.545245057433},{"$f":"IF(A27>=(Title_RESULTS!$H$7+Title_RESULTS!$C$17),0,(+'f-11B'!$R26))","v":0},{"$f":"IF(A27>=(Title_RESULTS!$H$7+Title_RESULTS!$C$17),0,(SUM(B27:F27)))","v":0},{"$f":"IF(A27>=(Title_RESULTS!$H$7+Title_RESULTS!$C$17),0,(+'Sheet3(F_21)'!$J27+'Sheet4(F_22)'!$H27))","v":0},{"$f":"IF(A27>=(Title_RESULTS!$H$7+Title_RESULTS!$C$17),0,(+'Sheet4(F_22)'!$D27+'Sheet4(F_22)'!$G27))","v":0},{"$f":"IF(A27>=(Title_RESULTS!$H$7+Title_RESULTS!$C$17),0,(+'Sheet6(p_6)'!$R27))","v":0},{"$f":"IF(A27>=(Title_RESULTS!$H$7+Title_RESULTS!$C$17),0,(+'f-11B'!$S26))","v":0},{"$f":"IF(A27>=(Title_RESULTS!$H$7+Title_RESULTS!$C$17),0,(SUM(H27:K27)))","v":0},{"$f":"IF(A27>=(Title_RESULTS!$H$7+Title_RESULTS!$C$17),0,(+L27-G27))","v":0},{"$f":"(IF(A26>=(Title_RESULTS!$H$7+Title_RESULTS!$C$17),0,(+$M27/((1+Title_RESULTS!$C$37)^('Sheet9(F_25)'!$A27-Title_RESULTS!$H$7))+N26)))","v":0}]
[2032,{"$f":"IF(A28>=(Title_RESULTS!$H$7+Title_RESULTS!$C$17),0,(+'Sheet7(F_23)'!$B28))","v":0},{"$f":"IF(A28>=(Title_RESULTS!$H$7+Title_RESULTS!$C$17),0,(+'Sheet6(p_6)'!$D28))","v":0},{"$f":"IF(A28>=(Title_RESULTS!$H$7+Title_RESULTS!$C$17),0,(+'Sheet6(p_6)'!$G28))","v":0},{"$f":"+'Sheet6(p_6)'!M28","v":2159.9306975080076},{"$f":"IF(A28>=(Title_RESULTS!$H$7+Title_RESULTS!$C$17),0,(+'f-11B'!$R27))","v":0},{"$f":"IF(A28>=(Title_RESULTS!$H$7+Title_RESULTS!$C$17),0,(SUM(B28:F28)))","v":0},{"$f":"IF(A28>=(Title_RESULTS!$H$7+Title_RESULTS!$C$17),0,(+'Sheet3(F_21)'!$J28+'Sheet4(F_22)'!$H28))","v":0},{"$f":"IF(A28>=(Title_RESULTS!$H$7+Title_RESULTS!$C$17),0,(+'Sheet4(F_22)'!$D28+'Sheet4(F_22)'!$G28))","v":0},{"$f":"IF(A28>=(Title_RESULTS!$H$7+Title_RESULTS!$C$17),0,(+'Sheet6(p_6)'!$R28))","v":0},{"$f":"IF(A28>=(Title_RESULTS!$H$7+Title_RESULTS!$C$17),0,(+'f-11B'!$S27))","v":0},{"$f":"IF(A28>=(Title_RESULTS!$H$7+Title_RESULTS!$C$17),0,(SUM(H28:K28)))","v":0},{"$f":"IF(A28>=(Title_RESULTS!$H$7+Title_RESULTS!$C$17),0,(+L28-G28))","v":0},{"$f":"(IF(A27>=(Title_RESULTS!$H$7+Title_RESULTS!$C$17),0,(+$M28/((1+Title_RESULTS!$C$37)^('Sheet9(F_25)'!$A28-Title_RESULTS!$H$7))+N27)))","v":0}]
[2033,{"$f":"IF(A29>=(Title_RESULTS!$H$7+Title_RESULTS!$C$17),0,(+'Sheet7(F_23)'!$B29))","v":0},{"$f":"IF(A29>=(Title_RESULTS!$H$7+Title_RESULTS!$C$17),0,(+'Sheet6(p_6)'!$D29))","v":0},{"$f":"IF(A29>=(Title_RESULTS!$H$7+Title_RESULTS!$C$17),0,(+'Sheet6(p_6)'!$G29))","v":0},{"$f":"+'Sheet6(p_6)'!M29","v":2181.5300044830879},{"$f":"IF(A29>=(Title_RESULTS!$H$7+Title_RESULTS!$C$17),0,(+'f-11B'!$R28))","v":0},{"$f":"IF(A29>=(Title_RESULTS!$H$7+Title_RESULTS!$C$17),0,(SUM(B29:F29)))","v":0},{"$f":"IF(A29>=(Title_RESULTS!$H$7+Title_RESULTS!$C$17),0,(+'Sheet3(F_21)'!$J29+'Sheet4(F_22)'!$H29))","v":0},{"$f":"IF(A29>=(Title_RESULTS!$H$7+Title_RESULTS!$C$17),0,(+'Sheet4(F_22)'!$D29+'Sheet4(F_22)'!$G29))","v":0},{"$f":"IF(A29>=(Title_RESULTS!$H$7+Title_RESULTS!$C$17),0,(+'Sheet6(p_6)'!$R29))","v":0},{"$f":"IF(A29>=(Title_RESULTS!$H$7+Title_RESULTS!$C$17),0,(+'f-11B'!$S28))","v":0},{"$f":"IF(A29>=(Title_RESULTS!$H$7+Title_RESULTS!$C$17),0,(SUM(H29:K29)))","v":0},{"$f":"IF(A29>=(Title_RESULTS!$H$7+Title_RESULTS!$C$17),0,(+L29-G29))","v":0},{"$f":"(IF(A28>=(Title_RESULTS!$H$7+Title_RESULTS!$C$17),0,(+$M29/((1+Title_RESULTS!$C$37)^('Sheet9(F_25)'!$A29-Title_RESULTS!$H$7))+N28)))","v":0}]
[2034,{"$f":"IF(A30>=(Title_RESULTS!$H$7+Title_RESULTS!$C$17),0,(+'Sheet7(F_23)'!$B30))","v":0},{"$f":"IF(A30>=(Title_RESULTS!$H$7+Title_RESULTS!$C$17),0,(+'Sheet6(p_6)'!$D30))","v":0},{"$f":"IF(A30>=(Title_RESULTS!$H$7+Title_RESULTS!$C$17),0,(+'Sheet6(p_6)'!$G30))","v":0},{"$f":"+'Sheet6(p_6)'!M30","v":2203.3453045279189},{"$f":"IF(A30>=(Title_RESULTS!$H$7+Title_RESULTS!$C$17),0,(+'f-11B'!$R29))","v":0},{"$f":"IF(A30>=(Title_RESULTS!$H$7+Title_RESULTS!$C$17),0,(SUM(B30:F30)))","v":0},{"$f":"IF(A30>=(Title_RESULTS!$H$7+Title_RESULTS!$C$17),0,(+'Sheet3(F_21)'!$J30+'Sheet4(F_22)'!$H30))","v":0},{"$f":"IF(A30>=(Title_RESULTS!$H$7+Title_RESULTS!$C$17),0,(+'Sheet4(F_22)'!$D30+'Sheet4(F_22)'!$G30))","v":0},{"$f":"IF(A30>=(Title_RESULTS!$H$7+Title_RESULTS!$C$17),0,(+'Sheet6(p_6)'!$R30))","v":0},{"$f":"IF(A30>=(Title_RESULTS!$H$7+Title_RESULTS!$C$17),0,(+'f-11B'!$S29))","v":0},{"$f":"IF(A30>=(Title_RESULTS!$H$7+Title_RESULTS!$C$17),0,(SUM(H30:K30)))","v":0},{"$f":"IF(A30>=(Title_RESULTS!$H$7+Title_RESULTS!$C$17),0,(+L30-G30))","v":0},{"$f":"(IF(A29>=(Title_RESULTS!$H$7+Title_RESULTS!$C$17),0,(+$M30/((1+Title_RESULTS!$C$37)^('Sheet9(F_25)'!$A30-Title_RESULTS!$H$7))+N29)))","v":0}]
[2035,{"$f":"IF(A31>=(Title_RESULTS!$H$7+Title_RESULTS!$C$17),0,(+'Sheet7(F_23)'!$B31))","v":0},{"$f":"IF(A31>=(Title_RESULTS!$H$7+Title_RESULTS!$C$17),0,(+'Sheet6(p_6)'!$D31))","v":0},{"$f":"IF(A31>=(Title_RESULTS!$H$7+Title_RESULTS!$C$17),0,(+'Sheet6(p_6)'!$G31))","v":0},{"$f":"+'Sheet6(p_6)'!M31","v":2225.3787575731976},{"$f":"IF(A31>=(Title_RESULTS!$H$7+Title_RESULTS!$C$17),0,(+'f-11B'!$R30))","v":0},{"$f":"IF(A31>=(Title_RESULTS!$H$7+Title_RESULTS!$C$17),0,(SUM(B31:F31)))","v":0},{"$f":"IF(A31>=(Title_RESULTS!$H$7+Title_RESULTS!$C$17),0,(+'Sheet3(F_21)'!$J31+'Sheet4(F_22)'!$H31))","v":0},{"$f":"IF(A31>=(Title_RESULTS!$H$7+Title_RESULTS!$C$17),0,(+'Sheet4(F_22)'!$D31+'Sheet4(F_22)'!$G31))","v":0},{"$f":"IF(A31>=(Title_RESULTS!$H$7+Title_RESULTS!$C$17),0,(+'Sheet6(p_6)'!$R31))","v":0},{"$f":"IF(A31>=(Title_RESULTS!$H$7+Title_RESULTS!$C$17),0,(+'f-11B'!$S30))","v":0},{"$f":"IF(A31>=(Title_RESULTS!$H$7+Title_RESULTS!$C$17),0,(SUM(H31:K31)))","v":0},{"$f":"IF(A31>=(Title_RESULTS!$H$7+Title_RESULTS!$C$17),0,(+L31-G31))","v":0},{"$f":"(IF(A30>=(Title_RESULTS!$H$7+Title_RESULTS!$C$17),0,(+$M31/((1+Title_RESULTS!$C$37)^('Sheet9(F_25)'!$A31-Title_RESULTS!$H$7))+N30)))","v":0}]
[2036,{"$f":"IF(A32>=(Title_RESULTS!$H$7+Title_RESULTS!$C$17),0,(+'Sheet7(F_23)'!$B32))","v":0},{"$f":"IF(A32>=(Title_RESULTS!$H$7+Title_RESULTS!$C$17),0,(+'Sheet6(p_6)'!$D32))","v":0},{"$f":"IF(A32>=(Title_RESULTS!$H$7+Title_RESULTS!$C$17),0,(+'Sheet6(p_6)'!$G32))","v":0},{"$f":"+'Sheet6(p_6)'!M32","v":2247.6325451489301},{"$f":"IF(A32>=(Title_RESULTS!$H$7+Title_RESULTS!$C$17),0,(+'f-11B'!$R31))","v":0},{"$f":"IF(A32>=(Title_RESULTS!$H$7+Title_RESULTS!$C$17),0,(SUM(B32:F32)))","v":0},{"$f":"IF(A32>=(Title_RESULTS!$H$7+Title_RESULTS!$C$17),0,(+'Sheet3(F_21)'!$J32+'Sheet4(F_22)'!$H32))","v":0},{"$f":"IF(A32>=(Title_RESULTS!$H$7+Title_RESULTS!$C$17),0,(+'Sheet4(F_22)'!$D32+'Sheet4(F_22)'!$G32))","v":0},{"$f":"IF(A32>=(Title_RESULTS!$H$7+Title_RESULTS!$C$17),0,(+'Sheet6(p_6)'!$R32))","v":0},{"$f":"IF(A32>=(Title_RESULTS!$H$7+Title_RESULTS!$C$17),0,(+'f-11B'!$S31))","v":0},{"$f":"IF(A32>=(Title_RESULTS!$H$7+Title_RESULTS!$C$17),0,(SUM(H32:K32)))","v":0},{"$f":"IF(A32>=(Title_RESULTS!$H$7+Title_RESULTS!$C$17),0,(+L32-G32))","v":0},{"$f":"(IF(A31>=(Title_RESULTS!$H$7+Title_RESULTS!$C$17),0,(+$M32/((1+Title_RESULTS!$C$37)^('Sheet9(F_25)'!$A32-Title_RESULTS!$H$7))+N31)))","v":0}]
[2037,{"$f":"IF(A33>=(Title_RESULTS!$H$7+Title_RESULTS!$C$17),0,(+'Sheet7(F_23)'!$B33))","v":0},{"$f":"IF(A33>=(Title_RESULTS!$H$7+Title_RESULTS!$C$17),0,(+'Sheet6(p_6)'!$D33))","v":0},{"$f":"IF(A33>=(Title_RESULTS!$H$7+Title_RESULTS!$C$17),0,(+'Sheet6(p_6)'!$G33))","v":0},{"$f":"+'Sheet6(p_6)'!M33","v":2270.1088706004193},{"$f":"IF(A33>=(Title_RESULTS!$H$7+Title_RESULTS!$C$17),0,(+'f-11B'!$R32))","v":0},{"$f":"IF(A33>=(Title_RESULTS!$H$7+Title_RESULTS!$C$17),0,(SUM(B33:F33)))","v":0},{"$f":"IF(A33>=(Title_RESULTS!$H$7+Title_RESULTS!$C$17),0,(+'Sheet3(F_21)'!$J33+'Sheet4(F_22)'!$H33))","v":0},{"$f":"IF(A33>=(Title_RESULTS!$H$7+Title_RESULTS!$C$17),0,(+'Sheet4(F_22)'!$D33+'Sheet4(F_22)'!$G33))","v":0},{"$f":"IF(A33>=(Title_RESULTS!$H$7+Title_RESULTS!$C$17),0,(+'Sheet6(p_6)'!$R33))","v":0},{"$f":"IF(A33>=(Title_RESULTS!$H$7+Title_RESULTS!$C$17),0,(+'f-11B'!$S32))","v":0},{"$f":"IF(A33>=(Title_RESULTS!$H$7+Title_RESULTS!$C$17),0,(SUM(H33:K33)))","v":0},{"$f":"IF(A33>=(Title_RESULTS!$H$7+Title_RESULTS!$C$17),0,(+L33-G33))","v":0},{"$f":"(IF(A32>=(Title_RESULTS!$H$7+Title_RESULTS!$C$17),0,(+$M33/((1+Title_RESULTS!$C$37)^('Sheet9(F_25)'!$A33-Title_RESULTS!$H$7))+N32)))","v":0}]
[2038,{"$f":"IF(A34>=(Title_RESULTS!$H$7+Title_RESULTS!$C$17),0,(+'Sheet7(F_23)'!$B34))","v":0},{"$f":"IF(A34>=(Title_RESULTS!$H$7+Title_RESULTS!$C$17),0,(+'Sheet6(p_6)'!$D34))","v":0},{"$f":"IF(A34>=(Title_RESULTS!$H$7+Title_RESULTS!$C$17),0,(+'Sheet6(p_6)'!$G34))","v":0},{"$f":"+'Sheet6(p_6)'!M34","v":2292.8099593064239},{"$f":"IF(A34>=(Title_RESULTS!$H$7+Title_RESULTS!$C$17),0,(+'f-11B'!$R33))","v":0},{"$f":"IF(A34>=(Title_RESULTS!$H$7+Title_RESULTS!$C$17),0,(SUM(B34:F34)))","v":0},{"$f":"IF(A34>=(Title_RESULTS!$H$7+Title_RESULTS!$C$17),0,(+'Sheet3(F_21)'!$J34+'Sheet4(F_22)'!$H34))","v":0},{"$f":"IF(A34>=(Title_RESULTS!$H$7+Title_RESULTS!$C$17),0,(+'Sheet4(F_22)'!$D34+'Sheet4(F_22)'!$G34))","v":0},{"$f":"IF(A34>=(Title_RESULTS!$H$7+Title_RESULTS!$C$17),0,(+'Sheet6(p_6)'!$R34))","v":0},{"$f":"IF(A34>=(Title_RESULTS!$H$7+Title_RESULTS!$C$17),0,(+'f-11B'!$S33))","v":0},{"$f":"IF(A34>=(Title_RESULTS!$H$7+Title_RESULTS!$C$17),0,(SUM(H34:K34)))","v":0},{"$f":"IF(A34>=(Title_RESULTS!$H$7+Title_RESULTS!$C$17),0,(+L34-G34))","v":0},{"$f":"(IF(A33>=(Title_RESULTS!$H$7+Title_RESULTS!$C$17),0,(+$M34/((1+Title_RESULTS!$C$37)^('Sheet9(F_25)'!$A34-Title_RESULTS!$H$7))+N33)))","v":0}]
[2039,{"$f":"IF(A35>=(Title_RESULTS!$H$7+Title_RESULTS!$C$17),0,(+'Sheet7(F_23)'!$B35))","v":0},{"$f":"IF(A35>=(Title_RESULTS!$H$7+Title_RESULTS!$C$17),0,(+'Sheet6(p_6)'!$D35))","v":0},{"$f":"IF(A35>=(Title_RESULTS!$H$7+Title_RESULTS!$C$17),0,(+'Sheet6(p_6)'!$G35))","v":0},{"$f":"+'Sheet6(p_6)'!M35","v":2315.7380588994874},{"$f":"IF(A35>=(Title_RESULTS!$H$7+Title_RESULTS!$C$17),0,(+'f-11B'!$R34))","v":0},{"$f":"IF(A35>=(Title_RESULTS!$H$7+Title_RESULTS!$C$17),0,(SUM(B35:F35)))","v":0},{"$f":"IF(A35>=(Title_RESULTS!$H$7+Title_RESULTS!$C$17),0,(+'Sheet3(F_21)'!$J35+'Sheet4(F_22)'!$H35))","v":0},{"$f":"IF(A35>=(Title_RESULTS!$H$7+Title_RESULTS!$C$17),0,(+'Sheet4(F_22)'!$D35+'Sheet4(F_22)'!$G35))","v":0},{"$f":"IF(A35>=(Title_RESULTS!$H$7+Title_RESULTS!$C$17),0,(+'Sheet6(p_6)'!$R35))","v":0},{"$f":"IF(A35>=(Title_RESULTS!$H$7+Title_RESULTS!$C$17),0,(+'f-11B'!$S34))","v":0},{"$f":"IF(A35>=(Title_RESULTS!$H$7+Title_RESULTS!$C$17),0,(SUM(H35:K35)))","v":0},{"$f":"IF(A35>=(Title_RESULTS!$H$7+Title_RESULTS!$C$17),0,(+L35-G35))","v":0},{"$f":"(IF(A34>=(Title_RESULTS!$H$7+Title_RESULTS!$C$17),0,(+$M35/((1+Title_RESULTS!$C$37)^('Sheet9(F_25)'!$A35-Title_RESULTS!$H$7))+N34)))","v":0}]
[2040,{"$f":"IF(A36>=(Title_RESULTS!$H$7+Title_RESULTS!$C$17),0,(+'Sheet7(F_23)'!$B36))","v":0},{"$f":"IF(A36>=(Title_RESULTS!$H$7+Title_RESULTS!$C$17),0,(+'Sheet6(p_6)'!$D36))","v":0},{"$f":"IF(A36>=(Title_RESULTS!$H$7+Title_RESULTS!$C$17),0,(+'Sheet6(p_6)'!$G36))","v":0},{"$f":"+'Sheet6(p_6)'!M36","v":2338.8954394884827},{"$f":"IF(A36>=(Title_RESULTS!$H$7+Title_RESULTS!$C$17),0,(+'f-11B'!$R35))","v":0},{"$f":"IF(A36>=(Title_RESULTS!$H$7+Title_RESULTS!$C$17),0,(SUM(B36:F36)))","v":0},{"$f":"IF(A36>=(Title_RESULTS!$H$7+Title_RESULTS!$C$17),0,(+'Sheet3(F_21)'!$J36+'Sheet4(F_22)'!$H36))","v":0},{"$f":"IF(A36>=(Title_RESULTS!$H$7+Title_RESULTS!$C$17),0,(+'Sheet4(F_22)'!$D36+'Sheet4(F_22)'!$G36))","v":0},{"$f":"IF(A36>=(Title_RESULTS!$H$7+Title_RESULTS!$C$17),0,(+'Sheet6(p_6)'!$R36))","v":0},{"$f":"IF(A36>=(Title_RESULTS!$H$7+Title_RESULTS!$C$17),0,(+'f-11B'!$S35))","v":0},{"$f":"IF(A36>=(Title_RESULTS!$H$7+Title_RESULTS!$C$17),0,(SUM(H36:K36)))","v":0},{"$f":"IF(A36>=(Title_RESULTS!$H$7+Title_RESULTS!$C$17),0,(+L36-G36))","v":0},{"$f":"(IF(A35>=(Title_RESULTS!$H$7+Title_RESULTS!$C$17),0,(+$M36/((1+Title_RESULTS!$C$37)^('Sheet9(F_25)'!$A36-Title_RESULTS!$H$7))+N35)))","v":0}]
[2041,{"$f":"IF(A37>=(Title_RESULTS!$H$7+Title_RESULTS!$C$17),0,(+'Sheet7(F_23)'!$B37))","v":0},{"$f":"IF(A37>=(Title_RESULTS!$H$7+Title_RESULTS!$C$17),0,(+'Sheet6(p_6)'!$D37))","v":0},{"$f":"IF(A37>=(Title_RESULTS!$H$7+Title_RESULTS!$C$17),0,(+'Sheet6(p_6)'!$G37))","v":0},{"$f":"+'Sheet6(p_6)'!M37","v":2362.2843938833671},{"$f":"IF(A37>=(Title_RESULTS!$H$7+Title_RESULTS!$C$17),0,(+'f-11B'!$R36))","v":0},{"$f":"IF(A37>=(Title_RESULTS!$H$7+Title_RESULTS!$C$17),0,(SUM(B37:F37)))","v":0},{"$f":"IF(A37>=(Title_RESULTS!$H$7+Title_RESULTS!$C$17),0,(+'Sheet3(F_21)'!$J37+'Sheet4(F_22)'!$H37))","v":0},{"$f":"IF(A37>=(Title_RESULTS!$H$7+Title_RESULTS!$C$17),0,(+'Sheet4(F_22)'!$D37+'Sheet4(F_22)'!$G37))","v":0},{"$f":"IF(A37>=(Title_RESULTS!$H$7+Title_RESULTS!$C$17),0,(+'Sheet6(p_6)'!$R37))","v":0},{"$f":"IF(A37>=(Title_RESULTS!$H$7+Title_RESULTS!$C$17),0,(+'f-11B'!$S36))","v":0},{"$f":"IF(A37>=(Title_RESULTS!$H$7+Title_RESULTS!$C$17),0,(SUM(H37:K37)))","v":0},{"$f":"IF(A37>=(Title_RESULTS!$H$7+Title_RESULTS!$C$17),0,(+L37-G37))","v":0},{"$f":"(IF(A36>=(Title_RESULTS!$H$7+Title_RESULTS!$C$17),0,(+$M37/((1+Title_RESULTS!$C$37)^('Sheet9(F_25)'!$A37-Title_RESULTS!$H$7))+N36)))","v":0}]
[2042,{"$f":"IF(A38>=(Title_RESULTS!$H$7+Title_RESULTS!$C$17),0,(+'Sheet7(F_23)'!$B38))","v":0},{"$f":"IF(A38>=(Title_RESULTS!$H$7+Title_RESULTS!$C$17),0,(+'Sheet6(p_6)'!$D38))","v":0},{"$f":"IF(A38>=(Title_RESULTS!$H$7+Title_RESULTS!$C$17),0,(+'Sheet6(p_6)'!$G38))","v":0},{"$f":"+'Sheet6(p_6)'!M38","v":2385.9072378222018},{"$f":"IF(A38>=(Title_RESULTS!$H$7+Title_RESULTS!$C$17),0,(+'f-11B'!$R37))","v":0},{"$f":"IF(A38>=(Title_RESULTS!$H$7+Title_RESULTS!$C$17),0,(SUM(B38:F38)))","v":0},{"$f":"IF(A38>=(Title_RESULTS!$H$7+Title_RESULTS!$C$17),0,(+'Sheet3(F_21)'!$J38+'Sheet4(F_22)'!$H38))","v":0},{"$f":"IF(A38>=(Title_RESULTS!$H$7+Title_RESULTS!$C$17),0,(+'Sheet4(F_22)'!$D38+'Sheet4(F_22)'!$G38))","v":0},{"$f":"IF(A38>=(Title_RESULTS!$H$7+Title_RESULTS!$C$17),0,(+'Sheet6(p_6)'!$R38))","v":0},{"$f":"IF(A38>=(Title_RESULTS!$H$7+Title_RESULTS!$C$17),0,(+'f-11B'!$S37))","v":0},{"$f":"IF(A38>=(Title_RESULTS!$H$7+Title_RESULTS!$C$17),0,(SUM(H38:K38)))","v":0},{"$f":"IF(A38>=(Title_RESULTS!$H$7+Title_RESULTS!$C$17),0,(+L38-G38))","v":0},{"$f":"(IF(A37>=(Title_RESULTS!$H$7+Title_RESULTS!$C$17),0,(+$M38/((1+Title_RESULTS!$C$37)^('Sheet9(F_25)'!$A38-Title_RESULTS!$H$7))+N37)))","v":0}]
[2043,{"$f":"IF(A39>=(Title_RESULTS!$H$7+Title_RESULTS!$C$17),0,(+'Sheet7(F_23)'!$B39))","v":0},{"$f":"IF(A39>=(Title_RESULTS!$H$7+Title_RESULTS!$C$17),0,(+'Sheet6(p_6)'!$D39))","v":0},{"$f":"IF(A39>=(Title_RESULTS!$H$7+Title_RESULTS!$C$17),0,(+'Sheet6(p_6)'!$G39))","v":0},{"$f":"+'Sheet6(p_6)'!M39","v":2409.766310200423},{"$f":"IF(A39>=(Title_RESULTS!$H$7+Title_RESULTS!$C$17),0,(+'f-11B'!$R38))","v":0},{"$f":"IF(A39>=(Title_RESULTS!$H$7+Title_RESULTS!$C$17),0,(SUM(B39:F39)))","v":0},{"$f":"IF(A39>=(Title_RESULTS!$H$7+Title_RESULTS!$C$17),0,(+'Sheet3(F_21)'!$J39+'Sheet4(F_22)'!$H39))","v":0},{"$f":"IF(A39>=(Title_RESULTS!$H$7+Title_RESULTS!$C$17),0,(+'Sheet4(F_22)'!$D39+'Sheet4(F_22)'!$G39))","v":0},{"$f":"IF(A39>=(Title_RESULTS!$H$7+Title_RESULTS!$C$17),0,(+'Sheet6(p_6)'!$R39))","v":0},{"$f":"IF(A39>=(Title_RESULTS!$H$7+Title_RESULTS!$C$17),0,(+'f-11B'!$S38))","v":0},{"$f":"IF(A39>=(Title_RESULTS!$H$7+Title_RESULTS!$C$17),0,(SUM(H39:K39)))","v":0},{"$f":"IF(A39>=(Title_RESULTS!$H$7+Title_RESULTS!$C$17),0,(+L39-G39))","v":0},{"$f":"(IF(A38>=(Title_RESULTS!$H$7+Title_RESULTS!$C$17),0,(+$M39/((1+Title_RESULTS!$C$37)^('Sheet9(F_25)'!$A39-Title_RESULTS!$H$7))+N38)))","v":0}]
[2044,{"$f":"IF(A40>=(Title_RESULTS!$H$7+Title_RESULTS!$C$17),0,(+'Sheet7(F_23)'!$B40))","v":0},{"$f":"IF(A40>=(Title_RESULTS!$H$7+Title_RESULTS!$C$17),0,(+'Sheet6(p_6)'!$D40))","v":0},{"$f":"IF(A40>=(Title_RESULTS!$H$7+Title_RESULTS!$C$17),0,(+'Sheet6(p_6)'!$G40))","v":0},{"$f":"+'Sheet6(p_6)'!M40","v":2433.8639733024279},{"$f":"IF(A40>=(Title_RESULTS!$H$7+Title_RESULTS!$C$17),0,(+'f-11B'!$R39))","v":0},{"$f":"IF(A40>=(Title_RESULTS!$H$7+Title_RESULTS!$C$17),0,(SUM(B40:F40)))","v":0},{"$f":"IF(A40>=(Title_RESULTS!$H$7+Title_RESULTS!$C$17),0,(+'Sheet3(F_21)'!$J40+'Sheet4(F_22)'!$H40))","v":0},{"$f":"IF(A40>=(Title_RESULTS!$H$7+Title_RESULTS!$C$17),0,(+'Sheet4(F_22)'!$D40+'Sheet4(F_22)'!$G40))","v":0},{"$f":"IF(A40>=(Title_RESULTS!$H$7+Title_RESULTS!$C$17),0,(+'Sheet6(p_6)'!$R40))","v":0},{"$f":"IF(A40>=(Title_RESULTS!$H$7+Title_RESULTS!$C$17),0,(+'f-11B'!$S39))","v":0},{"$f":"IF(A40>=(Title_RESULTS!$H$7+Title_RESULTS!$C$17),0,(SUM(H40:K40)))","v":0},{"$f":"IF(A40>=(Title_RESULTS!$H$7+Title_RESULTS!$C$17),0,(+L40-G40))","v":0},{"$f":"(IF(A39>=(Title_RESULTS!$H$7+Title_RESULTS!$C$17),0,(+$M40/((1+Title_RESULTS!$C$37)^('Sheet9(F_25)'!$A40-Title_RESULTS!$H$7))+N39)))","v":0}]
[]
["NOMINAL",{"$f":"SUM(B16:B41)","v":0},0,0,51246.130133678358,0,6886.5046783227099,3634.5256038211423,1177.2112069258906,0,0,4811.7368107470329,-2074.767867575677]
[]
["NPV:",{"$f":"NPV(Title_RESULTS!$C$37,'Sheet9(F_25)'!B17:B41)+'Sheet9(F_25)'!B16","v":0},{"$f":"NPV(Title_RESULTS!$C$37,'Sheet9(F_25)'!C17:C41)+'Sheet9(F_25)'!C16","v":0},{"$f":"NPV(Title_RESULTS!$C$37,'Sheet9(F_25)'!D17:D41)+'Sheet9(F_25)'!D16","v":0},{"$f":"NPV(Title_RESULTS!$C$37,'Sheet9(F_25)'!E17:E41)+'Sheet9(F_25)'!E16","v":23144.183255170658},{"$f":"NPV(Title_RESULTS!$C$37,'Sheet9(F_25)'!F17:F41)+'Sheet9(F_25)'!F16","v":0},{"$f":"NPV(Title_RESULTS!$C$37,'Sheet9(F_25)'!G17:G41)+'Sheet9(F_25)'!G16","v":5770.2572456862272},{"$f":"NPV(Title_RESULTS!$C$37,'Sheet9(F_25)'!H17:H41)+'Sheet9(F_25)'!H16","v":2991.7338426217443},{"$f":"NPV(Title_RESULTS!$C$37,'Sheet9(F_25)'!I17:I41)+'Sheet9(F_25)'!I16","v":993.0537620485353},{"$f":"NPV(Title_RESULTS!$C$37,'Sheet9(F_25)'!J17:J41)+'Sheet9(F_25)'!J16","v":0},{"$f":"NPV(Title_RESULTS!$C$37,'Sheet9(F_25)'!K17:K41)+'Sheet9(F_25)'!K16","v":0},{"$f":"NPV(Title_RESULTS!$C$37,'Sheet9(F_25)'!L17:L41)+'Sheet9(F_25)'!L16","v":3984.7876046702795},{"$f":"NPV(Title_RESULTS!$C$37,'Sheet9(F_25)'!M17:M41)+'Sheet9(F_25)'!M16","v":-1785.4696410159468}]
[]
["Discount rate:",null,null,{"$f":"+Title_RESULTS!C37","v":7.0800000000000002E-2},null,"      Benefit/Cost Ratio - [col (12)/col (7)]:",null,null,null,{"$f":"+L44/G44","v":0.69057364949357458}]

{"sheet":"Value of Defferal","index":20,"n_rows":64,"n_cols":16,"rows_kept":64,"cut":false,"hidden":false,"merged":[]}
["GEN:",null,null,null,null,null,null,null,"COMPUTATION OF CONSTRUCTION CASH FLOW AND PLANT",null,null,null,null,null,"Do Not Print"]
["COMPUTATION OF GENERATION COSTS & REV. REQUIREMENTS",null,null,null,null,null,null,null,"IN-SERVICE COSTS FOR AVOIDED TRANS & DIST PLANT"]
["IN-SERVICE AVOIDED GEN. PLANT ($000) =",null,null,null,{"$f":"'f-11B'!J29*'Sheet3(F_21)'!G5/1000","v":3750.638537482319},null,null,null,"-----------------------------------------------"]
["------------------------------------------",null,null,null,null,"GENERATION",null,null,"TRAN:","Avoided Trans. =",null,{"$f":"(+Title_RESULTS!H11*'Sheet3(F_21)'!G5)/1000*(1+Title_RESULTS!H13/100)^(Title_RESULTS!H9-Title_RESULTS!H7)","v":218.78558719999998}]
[null,null,null,null,"COMPUTATION OF VALUE DEFERRAL PAYMENTS",null,null,null,null,"Avoided Dist.  =",null,{"$f":"(Title_RESULTS!$H$12*Title_RESULTS!$C$7*Partcipation!$C$26)/1000*(1+Title_RESULTS!H13/100)^(Title_RESULTS!H9-Title_RESULTS!H7)","v":1035.4170967575474},null,null,"TRANSMISSION & DIST."]
[null,null,null,null,null,null,null,null,null,null,null,null,null,"COMPUTATION OF VALUE DEFERRAL CREDITS"]
[null,null,null,null,"ip=",{"$f":"+Title_RESULTS!$H$13/100","v":2.4E-2}," Esc. rate",null,null,null,null,null,null,"ip=",{"$f":"+Title_RESULTS!$H$13/100","v":2.4E-2}," Esc. rate"]
[null,"  Gen",null,null,"r=",{"$f":"+Title_RESULTS!$C$37","v":7.0800000000000002E-2}," Disc rate",null,"  TRAN",null,null,null,null,"r=",{"$f":"+Title_RESULTS!$C$37","v":7.0800000000000002E-2}," Disc rate"]
[null,"Offset Cost",{"$f":"IF(Title_RESULTS!$C$22=1,5,3)","v":5},null,"l=",{"$f":"+Title_RESULTS!C18","v":25}," Econ life",null,"Offset Cost",null,{"$f":"IF(Title_RESULTS!$C$22=1,7,3)","v":7},null,null,"l=",{"$f":"Title_RESULTS!C19","v":25}," Econ life"]
[null,"Offset Factor",{"$f":"IF(Title_RESULTS!$C$22=1,4,2)","v":4},null,"c=",1," Risk factor",null,"Offset Factor",null,{"$f":"IF(Title_RESULTS!$C$22=1,5,1)","v":5},null,null,"c=",1," Risk factor"]
[]
[null,null,null,null,"k=",{"$f":"+Title_RESULTS!C20","v":1.5213000000000001}," K factor",null,"  DIST",null,null,null,null,"k=",{"$f":"Title_RESULTS!C21","v":1.5213000000000001}," K factor"]
[null,null,null,null,"     Ratio=",{"$f":"+(1+F7)/(1+F8)","v":0.95629435935748974},"calculated ratio",null,"Offset Cost",null,{"$f":"IF(Title_RESULTS!$C$22=1,8,4)","v":8},null,null,"Ratio=",{"$f":"+(1+O7)/(1+O8)","v":0.95629435935748974},"calculated ratio"]
[null,null,null,null,null,null,null,null,"Offset Factor",null,{"$f":"IF(Title_RESULTS!$C$22=1,5,1)","v":5}]
[null,null,null,null,"     VALUE of DEFERRAL ",null,null,null,null,null,null,null,null,"VALUE DEFERRAL STARTING"]
[null,null,null,null,"Factor =",{"$f":"+F12*F10*((1-F13)/(1-F13^F9))","v":9.8822303554518626E-2},null,null,null,null,null,null,null,"FACTOR =",{"$f":"+O12*O10*((1-O13)/(1-O13^O9))","v":9.8822303554518626E-2}]
[]
[null,null,null,null,null,"AVOIDED",null,null,null,null,"TRANS","DIST",null,null,"AVOIDED","AVOIDED"]
[null,null,"CARRYING","ANNUAL","Value","GEN.",null,null,null,"CARRYING","ANNUAL","ANNUAL",null,null,"TRANS.","DIST"]
[null,null,"CHARGE","REV REQ","of Def","V OF D",null,null,null,"CHARGE","REV REQ","REV REQ",null,null,"V OF D","V OF D"]
["N","Year","%","COSTS(000)","Factors","($000)",null,"N","Year","%","COSTS(000)","COSTS(000)",null,"Factors","($000)","$(000)"]
["--","----","------","------","------","-----",null,null,null,"------","------","------"]
[1,{"$f":"+Title_RESULTS!H7","v":2020},{"$f":"IF(B23>=Title_RESULTS!$H$8,VLOOKUP(B23,'Revenue Requirements'!$B$9:$C$39,2),0)","v":0},{"$f":"$E$3*C23","v":0},0,{"$f":"$E$3*E23","v":0},null,1,{"$f":"Title_RESULTS!H7","v":2020},{"$f":"IF(I23>=Title_RESULTS!$H$8,VLOOKUP(I23,'Revenue Requirements'!$B$9:$D$39,2),0)","v":0},{"$f":"$L$4*J23","v":0},{"$f":"$L$5*J23","v":0},null,0,{"$f":"$L$4*N23","v":0},{"$f":"N23*$L$5","v":0}]
[2,{"$f":"+B23+1","v":2021},{"$f":"IF(B24>=Title_RESULTS!$H$8,VLOOKUP(B24,'Revenue Requirements'!$B$9:$C$39,2),0)","v":0},{"$f":"$E$3*C24","v":0},{"$f":"IF(B24=Title_RESULTS!$H$8,$F$16,+E23*(1+$F$7))","v":0},{"$f":"$E$3*E24","v":0},null,2,{"$f":"I23+1","v":2021},{"$f":"IF(I24>=Title_RESULTS!$H$8,VLOOKUP(I24,'Revenue Requirements'!$B$9:$D$39,2),0)","v":0},{"$f":"$L$4*J24","v":0},{"$f":"$L$5*J24","v":0},null,{"$f":"IF(+B24=Title_RESULTS!$H$9,'Value of Defferal'!$O$16,+'Value of Defferal'!N23*(1+'Value of Defferal'!$F$7))","v":9.8822303554518626E-2},{"$f":"$L$4*N24","v":21.620895711632002},{"$f":"N24*$L$5","v":102.32230264131273}]
[3,{"$f":"+B24+1","v":2022},{"$f":"IF(B25>=Title_RESULTS!$H$8,VLOOKUP(B25,'Revenue Requirements'!$B$9:$C$39,2),0)","v":0},0,{"$f":"IF(B25=Title_RESULTS!$H$8,$F$16,+E24*(1+$F$7))","v":0},0,null,3,{"$f":"I24+1","v":2022},{"$f":"IF(I25>=Title_RESULTS!$H$8,VLOOKUP(I25,'Revenue Requirements'!$B$9:$D$39,2),0)","v":0},0,0,null,{"$f":"IF(+B25=Title_RESULTS!$H$9,'Value of Defferal'!$O$16,+'Value of Defferal'!N24*(1+'Value of Defferal'!$F$7))","v":0.10119403883982707},{"$f":"$L$4*N25","v":22.139797208711169},104.77803790470423]
[4,2023,{"$f":"IF(B26>=Title_RESULTS!$H$8,VLOOKUP(B26,'Revenue Requirements'!$B$9:$C$39,2),0)","v":0.13759066226231162},516.05284027874018,{"$f":"IF(B26=Title_RESULTS!$H$8,$F$16,+E25*(1+$F$7))","v":9.8822303554518626E-2},370.64674007435349,null,4,2023,{"$f":"IF(I26>=Title_RESULTS!$H$8,VLOOKUP(I26,'Revenue Requirements'!$B$9:$D$39,2),0)","v":0.13759066226231162},30.102853836296724,142.46372406059092,null,{"$f":"IF(+B26=Title_RESULTS!$H$9,'Value of Defferal'!$O$16,+'Value of Defferal'!N25*(1+'Value of Defferal'!$F$7))","v":0.10362269577198292},22.671152341720241,107.29271081441713]
[5,2024,{"$f":"IF(B27>=Title_RESULTS!$H$8,VLOOKUP(B27,'Revenue Requirements'!$B$9:$C$39,2),0)","v":0.13352762595002862},500.81385970670146,{"$f":"IF(B27=Title_RESULTS!$H$8,$F$16,+E26*(1+$F$7))","v":0.10119403883982707},379.54226183613798,null,5,2024,{"$f":"IF(I27>=Title_RESULTS!$H$8,VLOOKUP(I27,'Revenue Requirements'!$B$9:$D$39,2),0)","v":0.13352762595002862},29.213920050898967,138.25678679810639,null,{"$f":"IF(+B27=Title_RESULTS!$H$9,'Value of Defferal'!$O$16,+'Value of Defferal'!N26*(1+'Value of Defferal'!$F$7))","v":0.10610964047051051},23.215259997921525,109.86773587396314]
[6,2025,{"$f":"IF(B28>=Title_RESULTS!$H$8,VLOOKUP(B28,'Revenue Requirements'!$B$9:$C$39,2),0)","v":0.12904206349335909},483.99013629443289,{"$f":"IF(B28=Title_RESULTS!$H$8,$F$16,+E27*(1+$F$7))","v":0.10362269577198292},388.6512761202053,null,6,2025,{"$f":"IF(I28>=Title_RESULTS!$H$8,VLOOKUP(I28,'Revenue Requirements'!$B$9:$D$39,2),0)","v":0.12904206349335909},28.232543634894249,133.61235874189697,null,{"$f":"IF(+B28=Title_RESULTS!$H$9,'Value of Defferal'!$O$16,+'Value of Defferal'!N27*(1+'Value of Defferal'!$F$7))","v":0.10865627184180277},23.772426237871642,112.50456153493826]
[7,2026,{"$f":"IF(B29>=Title_RESULTS!$H$8,VLOOKUP(B29,'Revenue Requirements'!$B$9:$C$39,2),0)","v":0.12477133475235652},467.97217649529529,{"$f":"IF(B29=Title_RESULTS!$H$8,$F$16,+E28*(1+$F$7))","v":0.10610964047051051},397.97890674709021,null,7,2026,{"$f":"IF(I29>=Title_RESULTS!$H$8,VLOOKUP(I29,'Revenue Requirements'!$B$9:$D$39,2),0)","v":0.12477133475235652},27.298169739522084,129.19037318784908,null,{"$f":"IF(+B29=Title_RESULTS!$H$9,'Value of Defferal'!$O$16,+'Value of Defferal'!N28*(1+'Value of Defferal'!$F$7))","v":0.11126402236600604},24.342964467580561,115.20467101177678]
[8,2027,{"$f":"IF(B30>=Title_RESULTS!$H$8,VLOOKUP(B30,'Revenue Requirements'!$B$9:$C$39,2),0)","v":0.12069389684472964},452.67918074475864,{"$f":"IF(B30=Title_RESULTS!$H$8,$F$16,+E29*(1+$F$7))","v":0.10865627184180277},407.53040050902041,null,8,2027,{"$f":"IF(I30>=Title_RESULTS!$H$8,VLOOKUP(I30,'Revenue Requirements'!$B$9:$D$39,2),0)","v":0.12069389684472964},26.406085092630398,124.96852426732487,null,{"$f":"IF(+B30=Title_RESULTS!$H$9,'Value of Defferal'!$O$16,+'Value of Defferal'!N29*(1+'Value of Defferal'!$F$7))","v":0.11393435890279018},24.927195614802493,117.96958311605943]
[9,2028,{"$f":"IF(B31>=Title_RESULTS!$H$8,VLOOKUP(B31,'Revenue Requirements'!$B$9:$C$39,2),0)","v":0.11679058731716964},438.03927760697019,{"$f":"IF(B31=Title_RESULTS!$H$8,$F$16,+E30*(1+$F$7))","v":0.11126402236600604},417.31113012123689,null,9,2028,{"$f":"IF(I31>=Title_RESULTS!$H$8,VLOOKUP(I31,'Revenue Requirements'!$B$9:$D$39,2),0)","v":0.11679058731716964},25.552097225619828,120.92697084855261,null,{"$f":"IF(+B31=Title_RESULTS!$H$9,'Value of Defferal'!$O$16,+'Value of Defferal'!N30*(1+'Value of Defferal'!$F$7))","v":0.11666878351645714},25.525448309557753,120.80085311084486]
[10,2029,{"$f":"IF(B32>=Title_RESULTS!$H$8,VLOOKUP(B32,'Revenue Requirements'!$B$9:$C$39,2),0)","v":0.11300879868916421},423.85515543816064,{"$f":"IF(B32=Title_RESULTS!$H$8,$F$16,+E31*(1+$F$7))","v":0.11393435890279018},427.32659724414657,null,10,2029,{"$f":"IF(I32>=Title_RESULTS!$H$8,VLOOKUP(I32,'Revenue Requirements'!$B$9:$D$39,2),0)","v":0.11300879868916421},24.724696379975377,117.01124224679252,null,{"$f":"IF(+B32=Title_RESULTS!$H$9,'Value of Defferal'!$O$16,+'Value of Defferal'!N31*(1+'Value of Defferal'!$F$7))","v":0.11946883432085212},26.138059068987143,123.70007358550514]
[11,2030,{"$f":"IF(B33>=Title_RESULTS!$H$8,VLOOKUP(B33,'Revenue Requirements'!$B$9:$C$39,2),0)","v":0.109265930075022},409.81700817322582,{"$f":"IF(B33=Title_RESULTS!$H$8,$F$16,+E32*(1+$F$7))","v":0.11666878351645714},437.58243557800608,null,11,2030,{"$f":"IF(I33>=Title_RESULTS!$H$8,VLOOKUP(I33,'Revenue Requirements'!$B$9:$D$39,2),0)","v":0.109265930075022},23.905810672417825,113.13581209279246,null,{"$f":"IF(+B33=Title_RESULTS!$H$9,'Value of Defferal'!$O$16,+'Value of Defferal'!N32*(1+'Value of Defferal'!$F$7))","v":0.12233608634455258},26.765372486642836,126.66887535155726]
[12,2031,{"$f":"IF(B34>=Title_RESULTS!$H$8,VLOOKUP(B34,'Revenue Requirements'!$B$9:$C$39,2),0)","v":0.10552306146087977},395.77886090829094,{"$f":"IF(B34=Title_RESULTS!$H$8,$F$16,+E33*(1+$F$7))","v":0.11946883432085212},448.08441403187828,null,12,2031,{"$f":"IF(I34>=Title_RESULTS!$H$8,VLOOKUP(I34,'Revenue Requirements'!$B$9:$D$39,2),0)","v":0.10552306146087977},23.086924964860266,109.26038193879236,null,{"$f":"IF(+B34=Title_RESULTS!$H$9,'Value of Defferal'!$O$16,+'Value of Defferal'!N33*(1+'Value of Defferal'!$F$7))","v":0.12527215241682185},27.407741426322264,129.70892835999464]
[13,2032,{"$f":"IF(B35>=Title_RESULTS!$H$8,VLOOKUP(B35,'Revenue Requirements'!$B$9:$C$39,2),0)","v":0.10178019284673755},381.74071364335612,{"$f":"IF(B35=Title_RESULTS!$H$8,$F$16,+E34*(1+$F$7))","v":0.12233608634455258},458.83843996864334,null,13,2032,{"$f":"IF(I35>=Title_RESULTS!$H$8,VLOOKUP(I35,'Revenue Requirements'!$B$9:$D$39,2),0)","v":0.10178019284673755},22.268039257302711,105.38495178479228,null,{"$f":"IF(+B35=Title_RESULTS!$H$9,'Value of Defferal'!$O$16,+'Value of Defferal'!N34*(1+'Value of Defferal'!$F$7))","v":0.12827868407482557},28.065527220553999,132.82194264063452]
[14,2033,{"$f":"IF(B36>=Title_RESULTS!$H$8,VLOOKUP(B36,'Revenue Requirements'!$B$9:$C$39,2),0)","v":9.8037324232595341E-2},367.7025663784213,{"$f":"IF(B36=Title_RESULTS!$H$8,$F$16,+E35*(1+$F$7))","v":0.12527215241682185},469.85056252789087,null,14,2033,{"$f":"IF(I36>=Title_RESULTS!$H$8,VLOOKUP(I36,'Revenue Requirements'!$B$9:$D$39,2),0)","v":9.8037324232595341E-2},21.449153549745159,101.50952163079221,null,{"$f":"IF(+B36=Title_RESULTS!$H$9,'Value of Defferal'!$O$16,+'Value of Defferal'!N35*(1+'Value of Defferal'!$F$7))","v":0.13135737249262139},28.739099873847294,136.00966926400974]
[15,2034,{"$f":"IF(B37>=Title_RESULTS!$H$8,VLOOKUP(B37,'Revenue Requirements'!$B$9:$C$39,2),0)","v":9.4294455618453107E-2},353.66441911348642,{"$f":"IF(B37>Title_RESULTS!$H$8-1+Title_RESULTS!$C$18,0,+E36*(1+$F$7))","v":0.12827868407482557},481.12697602856019,null,15,2034,{"$f":"IF(I37>=Title_RESULTS!$H$8,VLOOKUP(I37,'Revenue Requirements'!$B$9:$D$39,2),0)","v":9.4294455618453107E-2},20.6302678421876,97.634091476792122,null,{"$f":"IF(+B37=Title_RESULTS!$H$9,'Value of Defferal'!$O$16,+'Value of Defferal'!N36*(1+'Value of Defferal'!$F$7))","v":0.13450994943244429},29.428838270819629,139.27390132634596]
[16,2035,{"$f":"IF(B38>=Title_RESULTS!$H$8,VLOOKUP(B38,'Revenue Requirements'!$B$9:$C$39,2),0)","v":9.0551587004310874E-2},339.62627184855148,{"$f":"IF(B38>Title_RESULTS!$H$8-1+Title_RESULTS!$C$18,0,+E37*(1+$F$7))","v":0.13135737249262139},492.6740234532457,null,16,2035,{"$f":"IF(I38>=Title_RESULTS!$H$8,VLOOKUP(I38,'Revenue Requirements'!$B$9:$D$39,2),0)","v":9.0551587004310874E-2},19.81138213463004,93.758661322792022,null,{"$f":"IF(+B38=Title_RESULTS!$H$9,'Value of Defferal'!$O$16,+'Value of Defferal'!N37*(1+'Value of Defferal'!$F$7))","v":0.13773818821882297},30.135130389319304,142.61647495817829]
[17,2036,{"$f":"IF(B39>=Title_RESULTS!$H$8,VLOOKUP(B39,'Revenue Requirements'!$B$9:$C$39,2),0)","v":8.680871839016864E-2},325.5881245836166,{"$f":"IF(B39>Title_RESULTS!$H$8-1+Title_RESULTS!$C$18,0,+E38*(1+$F$7))","v":0.13450994943244429},504.49820001612352,null,17,2036,{"$f":"IF(I39>=Title_RESULTS!$H$8,VLOOKUP(I39,'Revenue Requirements'!$B$9:$D$39,2),0)","v":8.680871839016864E-2},18.992496427072481,89.883231168791923,null,{"$f":"IF(+B39>Title_RESULTS!$H$9+Title_RESULTS!$C$19-1,0,+'Value of Defferal'!N38*(1+'Value of Defferal'!$F$7))","v":0.14104390473607473},30.858373518662969,146.03927035717459]
[18,2037,{"$f":"IF(B40>=Title_RESULTS!$H$8,VLOOKUP(B40,'Revenue Requirements'!$B$9:$C$39,2),0)","v":8.3065849776026449E-2},311.54997731868184,{"$f":"IF(B40>Title_RESULTS!$H$8-1+Title_RESULTS!$C$18,0,+E39*(1+$F$7))","v":0.13773818821882297},516.60615681651052,null,18,2037,{"$f":"IF(I40>=Title_RESULTS!$H$8,VLOOKUP(I40,'Revenue Requirements'!$B$9:$D$39,2),0)","v":8.3065849776026449E-2},18.173610719514933,86.007801014791866,null,{"$f":"IF(+B40>Title_RESULTS!$H$9+Title_RESULTS!$C$19-1,0,+'Value of Defferal'!N39*(1+'Value of Defferal'!$F$7))","v":0.14442895844974052},31.598974483110879,149.54421284574676]
[19,2038,{"$f":"IF(B41>=Title_RESULTS!$H$8,VLOOKUP(B41,'Revenue Requirements'!$B$9:$C$39,2),0)","v":7.9674451501144328E-2},298.83006825295791,{"$f":"IF(B41>Title_RESULTS!$H$8-1+Title_RESULTS!$C$18,0,+E40*(1+$F$7))","v":0.14104390473607473},529.00470458010682,null,19,2038,{"$f":"IF(I41>=Title_RESULTS!$H$8,VLOOKUP(I41,'Revenue Requirements'!$B$9:$D$39,2),0)","v":7.9674451501144328E-2},17.43162165651578,82.496289259064866,null,{"$f":"IF(+B41>Title_RESULTS!$H$9+Title_RESULTS!$C$19-1,0,+'Value of Defferal'!N40*(1+'Value of Defferal'!$F$7))","v":0.14789525345253429},32.357349870705541,153.13327395404468]
[20,2039,{"$f":"IF(B42>=Title_RESULTS!$H$8,VLOOKUP(B42,'Revenue Requirements'!$B$9:$C$39,2),0)","v":7.6985874883333333E-2},288.74618917922214,{"$f":"IF(B42>Title_RESULTS!$H$8-1+Title_RESULTS!$C$18,0,+E41*(1+$F$7))","v":0.14442895844974052},541.70081749002941,null,20,2039,{"$f":"IF(I42>=Title_RESULTS!$H$8,VLOOKUP(I42,'Revenue Requirements'!$B$9:$D$39,2),0)","v":7.6985874883333333E-2},16.843399842455813,79.712491063040787,null,{"$f":"IF(+B42>Title_RESULTS!$H$9+Title_RESULTS!$C$19-1,0,+'Value of Defferal'!N41*(1+'Value of Defferal'!$F$7))","v":0.15144473953539511},33.133926267602469,156.80847252894176]
[21,2040,{"$f":"IF(B43>=Title_RESULTS!$H$8,VLOOKUP(B43,'Revenue Requirements'!$B$9:$C$39,2),0)","v":7.4648649583333337E-2},279.98010189826346,{"$f":"IF(B43>Title_RESULTS!$H$8-1+Title_RESULTS!$C$18,0,+E42*(1+$F$7))","v":0.14789525345253429},554.70163710979011,null,21,2040,{"$f":"IF(I43>=Title_RESULTS!$H$8,VLOOKUP(I43,'Revenue Requirements'!$B$9:$D$39,2),0)","v":7.4648649583333337E-2},16.332048632776619,77.292488028446499,null,{"$f":"IF(+B43>Title_RESULTS!$H$9+Title_RESULTS!$C$19-1,0,+'Value of Defferal'!N42*(1+'Value of Defferal'!$F$7))","v":0.1550794132842446},33.929140498024935,160.57187586963636]
[22,2041,{"$f":"IF(B44>=Title_RESULTS!$H$8,VLOOKUP(B44,'Revenue Requirements'!$B$9:$C$39,2),0)","v":7.2311424283333356E-2},271.21401461730488,{"$f":"IF(B44>Title_RESULTS!$H$8-1+Title_RESULTS!$C$18,0,+E43*(1+$F$7))","v":0.15144473953539511},568.014476400425,null,22,2041,{"$f":"IF(I44>=Title_RESULTS!$H$8,VLOOKUP(I44,'Revenue Requirements'!$B$9:$D$39,2),0)","v":7.2311424283333356E-2},15.820697423097426,74.87248499385224,null,{"$f":"IF(+B44>Title_RESULTS!$H$9+Title_RESULTS!$C$19-1,0,+'Value of Defferal'!N43*(1+'Value of Defferal'!$F$7))","v":0.15880131920306648},34.743439869977529,164.42560089050764]
[23,2042,{"$f":"IF(B45>=Title_RESULTS!$H$8,VLOOKUP(B45,'Revenue Requirements'!$B$9:$C$39,2),0)","v":6.9974198983333333E-2},262.44792733634608,{"$f":"IF(B45>Title_RESULTS!$H$8-1+Title_RESULTS!$C$18,0,+E44*(1+$F$7))","v":0.1550794132842446},581.64682383403522,null,23,2042,{"$f":"IF(I45>=Title_RESULTS!$H$8,VLOOKUP(I45,'Revenue Requirements'!$B$9:$D$39,2),0)","v":6.9974198983333333E-2},15.309346213418225,72.452481959257923,null,{"$f":"IF(+B45>Title_RESULTS!$H$9+Title_RESULTS!$C$19-1,0,+'Value of Defferal'!N44*(1+'Value of Defferal'!$F$7))","v":0.16261255086394008},35.577282426856996,168.37181531187983]
[24,2043,{"$f":"IF(B46>=Title_RESULTS!$H$8,VLOOKUP(B46,'Revenue Requirements'!$B$9:$C$39,2),0)","v":6.7636973683333337E-2},253.68184005538745,{"$f":"IF(B46>Title_RESULTS!$H$8-1+Title_RESULTS!$C$18,0,+E45*(1+$F$7))","v":0.15880131920306648},595.60634760605217,null,24,2043,{"$f":"IF(I46>=Title_RESULTS!$H$8,VLOOKUP(I46,'Revenue Requirements'!$B$9:$D$39,2),0)","v":6.7636973683333337E-2},14.797995003739029,70.032478924663636,null,{"$f":"IF(+B46>Title_RESULTS!$H$9+Title_RESULTS!$C$19-1,0,+'Value of Defferal'!N45*(1+'Value of Defferal'!$F$7))","v":0.16651525208467466},36.431137205101564,172.41273887936498]
[25,2044,{"$f":"IF(B47>=Title_RESULTS!$H$8,VLOOKUP(B47,'Revenue Requirements'!$B$9:$C$39,2),0)","v":6.5299748383333356E-2},244.91575277442885,{"$f":"IF(B47>Title_RESULTS!$H$8-1+Title_RESULTS!$C$18,0,+E46*(1+$F$7))","v":0.16261255086394008},609.90089994859738,null,25,2044,{"$f":"IF(I47>=Title_RESULTS!$H$8,VLOOKUP(I47,'Revenue Requirements'!$B$9:$D$39,2),0)","v":6.5299748383333356E-2},14.286643794059838,67.612475890069376,null,{"$f":"IF(+B47>Title_RESULTS!$H$9+Title_RESULTS!$C$19-1,0,+'Value of Defferal'!N46*(1+'Value of Defferal'!$F$7))","v":0.17051161813470686},37.305484498024008,176.55064461246974]
[26,2045,{"$f":"IF(B48>=Title_RESULTS!$H$8,VLOOKUP(B48,'Revenue Requirements'!$B$9:$C$39,2),0)","v":6.296252308333336E-2},236.1496654934702,{"$f":"IF(B48>Title_RESULTS!$H$8-1+Title_RESULTS!$C$18,0,+E47*(1+$F$7))","v":0.16651525208467466},624.53852154736387,null,26,2045,{"$f":"IF(I48>=Title_RESULTS!$H$8,VLOOKUP(I48,'Revenue Requirements'!$B$9:$D$39,2),0)","v":6.296252308333336E-2},13.775292584380642,65.192472855475089,null,{"$f":"IF(+B48>Title_RESULTS!$H$9+Title_RESULTS!$C$19-1,0,+'Value of Defferal'!N47*(1+'Value of Defferal'!$F$7))","v":0.17460389696993983},38.20081612597658,180.78786008316902]
[27,2046,{"$f":"IF(B49>=Title_RESULTS!$H$8,VLOOKUP(B49,'Revenue Requirements'!$B$9:$C$39,2),0)","v":6.0625297783333344E-2},227.38357821251145,{"$f":"IF(B49>Title_RESULTS!$H$8-1+Title_RESULTS!$C$18,0,+E48*(1+$F$7))","v":0.17051161813470686},639.52744606450062,null,27,2046,{"$f":"IF(I49>=Title_RESULTS!$H$8,VLOOKUP(I49,'Revenue Requirements'!$B$9:$D$39,2),0)","v":6.0625297783333344E-2},13.263941374701442,62.772469820880787,null,{"$f":"IF(+B49>Title_RESULTS!$H$9+Title_RESULTS!$C$19-1,0,+'Value of Defferal'!N48*(1+'Value of Defferal'!$F$7))","v":0},0,0]
[28,2047,{"$f":"IF(B50>=Title_RESULTS!$H$8,VLOOKUP(B50,'Revenue Requirements'!$B$9:$C$39,2),0)","v":5.8288072483333349E-2},218.61749093155279,{"$f":"IF(B50>Title_RESULTS!$H$8-1+Title_RESULTS!$C$18,0,+E49*(1+$F$7))","v":0.17460389696993983},654.87610477004864,null,28,2047,{"$f":"IF(I50>=Title_RESULTS!$H$8,VLOOKUP(I50,'Revenue Requirements'!$B$9:$D$39,2),0)","v":5.8288072483333349E-2},12.752590165022248,60.352466786286499,null,{"$f":"IF(+B50>Title_RESULTS!$H$9+Title_RESULTS!$C$19-1,0,+'Value of Defferal'!N49*(1+'Value of Defferal'!$F$7))","v":0},0,0]
[29,2048,{"$f":"IF(B51>=Title_RESULTS!$H$8,VLOOKUP(B51,'Revenue Requirements'!$B$9:$C$39,2),0)","v":5.595084718333336E-2},209.85140365059416,{"$f":"IF(B51>Title_RESULTS!$H$8-1+Title_RESULTS!$C$18,0,+E50*(1+$F$7))","v":0},0,null,29,2048,{"$f":"IF(I51>=Title_RESULTS!$H$8,VLOOKUP(I51,'Revenue Requirements'!$B$9:$D$39,2),0)","v":5.595084718333336E-2},12.241238955343054,57.932463751692225,null,{"$f":"IF(+B51>Title_RESULTS!$H$9+Title_RESULTS!$C$19-1,0,+'Value of Defferal'!N50*(1+'Value of Defferal'!$F$7))","v":0},0,0]
[30,2049,{"$f":"IF(B52>=Title_RESULTS!$H$8,VLOOKUP(B52,'Revenue Requirements'!$B$9:$C$39,2),0)","v":0},0,{"$f":"IF(B52>Title_RESULTS!$H$8-1+Title_RESULTS!$C$18,0,+E51*(1+$F$7))","v":0},0,null,30,2049,{"$f":"IF(I52>=Title_RESULTS!$H$8,VLOOKUP(I52,'Revenue Requirements'!$B$9:$D$39,2),0)","v":0},0,0,null,{"$f":"IF(+B52>Title_RESULTS!$H$9+Title_RESULTS!$C$19-1,0,+'Value of Defferal'!N51*(1+'Value of Defferal'!$F$7))","v":0},0,0]
[31,2050,{"$f":"IF(B53>=Title_RESULTS!$H$8,VLOOKUP(B53,'Revenue Requirements'!$B$9:$C$39,2),0)","v":0},0,{"$f":"IF(B53>Title_RESULTS!$H$8-1+Title_RESULTS!$C$18,0,+E52*(1+$F$7))","v":0},0,null,31,2050,{"$f":"IF(I53>=Title_RESULTS!$H$8,VLOOKUP(I53,'Revenue Requirements'!$B$9:$D$39,2),0)","v":0},0,0,null,{"$f":"IF(+B53>Title_RESULTS!$H$9+Title_RESULTS!$C$19-1,0,+'Value of Defferal'!N52*(1+'Value of Defferal'!$F$7))","v":0},0,0]
[32,2051,{"$f":"IF(B54>=Title_RESULTS!$H$8,VLOOKUP(B54,'Revenue Requirements'!$B$9:$C$39,2),0)","v":0},0,{"$f":"IF(B54>Title_RESULTS!$H$8-1+Title_RESULTS!$C$18,0,+E53*(1+$F$7))","v":0},0,null,32,2051,{"$f":"IF(I54>=Title_RESULTS!$H$8,VLOOKUP(I54,'Revenue Requirements'!$B$9:$D$39,2),0)","v":0},0,0,null,{"$f":"IF(+B54>Title_RESULTS!$H$9+Title_RESULTS!$C$19-1,0,+'Value of Defferal'!N53*(1+'Value of Defferal'!$F$7))","v":0},0,0]
[33,2052,{"$f":"IF(B55>=Title_RESULTS!$H$8,VLOOKUP(B55,'Revenue Requirements'!$B$9:$C$39,2),0)","v":0},0,{"$f":"IF(B55>Title_RESULTS!$H$8-1+Title_RESULTS!$C$18,0,+E54*(1+$F$7))","v":0},0,null,33,2052,{"$f":"IF(I55>=Title_RESULTS!$H$8,VLOOKUP(I55,'Revenue Requirements'!$B$9:$D$39,2),0)","v":0},0,0,null,{"$f":"IF(+B55>Title_RESULTS!$H$9+Title_RESULTS!$C$19-1,0,+'Value of Defferal'!N54*(1+'Value of Defferal'!$F$7))","v":0},0,0]
[34,2053,{"$f":"IF(B56>=Title_RESULTS!$H$8,VLOOKUP(B56,'Revenue Requirements'!$B$9:$C$39,2),0)","v":0},0,{"$f":"IF(B56>Title_RESULTS!$H$8-1+Title_RESULTS!$C$18,0,+E55*(1+$F$7))","v":0},0,null,34,2053,{"$f":"IF(I56>=Title_RESULTS!$H$8,VLOOKUP(I56,'Revenue Requirements'!$B$9:$D$39,2),0)","v":0},0,0,null,{"$f":"IF(+B56>Title_RESULTS!$H$9+Title_RESULTS!$C$19-1,0,+'Value of Defferal'!N55*(1+'Value of Defferal'!$F$7))","v":0},0,0]
[35,2054,{"$f":"IF(B57>=Title_RESULTS!$H$8,VLOOKUP(B57,'Revenue Requirements'!$B$9:$C$39,2),0)","v":0},0,{"$f":"IF(B57>Title_RESULTS!$H$8-1+Title_RESULTS!$C$18,0,+E56*(1+$F$7))","v":0},0,null,35,2054,{"$f":"IF(I57>=Title_RESULTS!$H$8,VLOOKUP(I57,'Revenue Requirements'!$B$9:$D$39,2),0)","v":0},0,0,null,{"$f":"IF(+B57>Title_RESULTS!$H$9+Title_RESULTS!$C$19-1,0,+'Value of Defferal'!N56*(1+'Value of Defferal'!$F$7))","v":0},0,0]
[36,2055,{"$f":"IF(B58>=Title_RESULTS!$H$8,VLOOKUP(B58,'Revenue Requirements'!$B$9:$C$39,2),0)","v":0},0,{"$f":"IF(B58>Title_RESULTS!$H$8-1+Title_RESULTS!$C$18,0,+E57*(1+$F$7))","v":0},0,null,36,2055,{"$f":"IF(I58>=Title_RESULTS!$H$8,VLOOKUP(I58,'Revenue Requirements'!$B$9:$D$39,2),0)","v":0},0,0,null,{"$f":"IF(+B58>Title_RESULTS!$H$9+Title_RESULTS!$C$19-1,0,+'Value of Defferal'!N57*(1+'Value of Defferal'!$F$7))","v":0},0,0]
[37,2056,{"$f":"IF(B59>=Title_RESULTS!$H$8,VLOOKUP(B59,'Revenue Requirements'!$B$9:$C$39,2),0)","v":0},0,{"$f":"IF(B59>Title_RESULTS!$H$8-1+Title_RESULTS!$C$18,0,+E58*(1+$F$7))","v":0},0,null,37,2056,{"$f":"IF(I59>=Title_RESULTS!$H$8,VLOOKUP(I59,'Revenue Requirements'!$B$9:$D$39,2),0)","v":0},0,0,null,{"$f":"IF(+B59>Title_RESULTS!$H$9+Title_RESULTS!$C$19-1,0,+'Value of Defferal'!N58*(1+'Value of Defferal'!$F$7))","v":0},0,0]
[38,2057,{"$f":"IF(B60>=Title_RESULTS!$H$8,VLOOKUP(B60,'Revenue Requirements'!$B$9:$C$39,2),0)","v":0},0,{"$f":"IF(B60>Title_RESULTS!$H$8-1+Title_RESULTS!$C$18,0,+E59*(1+$F$7))","v":0},0,null,38,2057,{"$f":"IF(I60>=Title_RESULTS!$H$8,VLOOKUP(I60,'Revenue Requirements'!$B$9:$D$39,2),0)","v":0},0,0,null,{"$f":"IF(+B60>Title_RESULTS!$H$9+Title_RESULTS!$C$19-1,0,+'Value of Defferal'!N59*(1+'Value of Defferal'!$F$7))","v":0},0,0]
[39,2058,{"$f":"IF(B61>=Title_RESULTS!$H$8,VLOOKUP(B61,'Revenue Requirements'!$B$9:$C$39,2),0)","v":0},0,{"$f":"IF(B61>Title_RESULTS!$H$8-1+Title_RESULTS!$C$18,0,+E60*(1+$F$7))","v":0},0,null,39,2058,{"$f":"IF(I61>=Title_RESULTS!$H$8,VLOOKUP(I61,'Revenue Requirements'!$B$9:$D$39,2),0)","v":0},0,0,null,{"$f":"IF(+B61>Title_RESULTS!$H$9+Title_RESULTS!$C$19-1,0,+'Value of Defferal'!N60*(1+'Value of Defferal'!$F$7))","v":0},0,0]
[null,null,null,"-----",null,"-----",null,null,null,null,"-----",null,null,null,"----"]
[null,null,"NOMINAL",{"$f":"SUM(D23:D61)","v":8960.6886009347309},null,{"$f":"SUM(F23:F61)","v":12497.766300423998},null,null,null,"NOMINAL",{"$f":"SUM(K23:K61)","v":522.70286717307874},null,null,null,{"$f":"SUM(O23:O61)","v":729.03083339033333}]
[null,null,"NPV",{"$f":"NPV(+Title_RESULTS!$C$37,'Value of Defferal'!D24:D61)+'Value of Defferal'!D23","v":4001.0016536363823},null,{"$f":"NPV(+Title_RESULTS!$C$37,'Value of Defferal'!F24:F61)+'Value of Defferal'!F23","v":4647.2387993904431},null,null,null,"NPV",{"$f":"NPV(+Title_RESULTS!$C$37,'Value of Defferal'!K24:K61)+'Value of Defferal'!K23","v":233.38999144572551},null,null,null,{"$f":"NPV(+Title_RESULTS!$C$37,'Value of Defferal'!O24:O61)+'Value of Defferal'!O23","v":310.83163411221528}]

{"sheet":"Residential","index":21,"n_rows":548,"n_cols":41,"rows_kept":548,"cut":false,"hidden":false,"merged":[]}
[null,null,null,null,null,null,null,null,null,0,null,"Incentive %",null,null,"Participation",null,{"$f":"+#REF!+#REF!","v":{"$error":"#REF!"}},{"$f":"+Q1+#REF!","v":{"$error":"#REF!"}},{"$f":"+R1+#REF!","v":{"$error":"#REF!"}}]
["(1)                                                                                           Measure","(2)                                       Summer Peak Per Cust (KW)","(3)                            Winter Peak Per Cust (KW)","Blended (Do not use)","(4)                    Annual energy Per Cust","(5 )service Life(Yrs)","(6)                         Utility Non Recurring","(7) Measure cost","O&M","Incentive","Adj. Factor",2020,{"$f":"+L2+1","v":2021},{"$f":"+M2+1","v":2022},2023,2024,2025,2026,2027,2028,2029,2030,2031,2032,2033,2034,2035,2036,2037,2038,2039,2040,2041,2042,2043,2044,2045,2046,2047,2048,2049]
["Energy Star Clothes Dryer",2.2952697941004199E-2,1.3331035844738104E-2,null,145.95215712263644,11,null,249,null,{"$f":"+$J$1*H3","v":0},1,1000,1000,1000,0,0,0,0,0,0,0,0,0,0,0,0,0,0,0,0,0,0,0,0,0,0,0,0,0,0,0]
["Energy Star Clothes Dryer",2.2952697941004199E-2,1.3331035844738104E-2,null,145.95215712263644,11,null,249,null,0,1,1000,1000,1000,0,0,0,0,0,0,0,0,0,0,0,0,0,0,0,0,0,0,0,0,0,0,0,0,0,0,0]
["Energy Star Clothes Dryer",2.2952697941004199E-2,1.3331035844738104E-2,null,145.95215712263644,11,null,249,null,0,1,1000,1000,1000,0,0,0,0,0,0,0,0,0,0,0,0,0,0,0,0,0,0,0,0,0,0,0,0,0,0,0]
["Energy Star Clothes Dryer",2.2952697941004199E-2,1.3331035844738104E-2,null,145.95215712263644,11,null,249,null,0,1,1000,1000,1000,0,0,0,0,0,0,0,0,0,0,0,0,0,0,0,0,0,0,0,0,0,0,0,0,0,0,0]
["Energy Star Clothes Dryer",2.2952697941004199E-2,1.3331035844738104E-2,null,145.95215712263644,11,null,249,null,0,1,1000,1000,1000,0,0,0,0,0,0,0,0,0,0,0,0,0,0,0,0,0,0,0,0,0,0,0,0,0,0,0]
["Energy Star Clothes Dryer",2.2952697941004199E-2,1.3331035844738104E-2,null,145.95215712263644,11,null,249,null,0,1,1000,1000,1000,0,0,0,0,0,0,0,0,0,0,0,0,0,0,0,0,0,0,0,0,0,0,0,0,0,0,0]
["Energy Star Clothes Washer",8.5635182910513072E-2,4.9737320461631422E-2,null,544.53902122994123,11,null,58.340000000000032,null,0,1,1000,1000,1000,0,0,0,0,0,0,0,0,0,0,0,0,0,0,0,0,0,0,0,0,0,0,0,0,0,0,0]
["Energy Star Clothes Washer",8.5635182910513072E-2,4.9737320461631422E-2,null,544.53902122994123,11,null,58.340000000000032,null,0,1,1000,1000,1000,0,0,0,0,0,0,0,0,0,0,0,0,0,0,0,0,0,0,0,0,0,0,0,0,0,0,0]
["Energy Star Clothes Washer",8.5635182910513072E-2,4.9737320461631422E-2,null,544.53902122994123,11,null,58.340000000000032,null,0,1,1000,1000,1000,0,0,0,0,0,0,0,0,0,0,0,0,0,0,0,0,0,0,0,0,0,0,0,0,0,0,0]
["Energy Star Clothes Washer",8.5635182910513072E-2,4.9737320461631422E-2,null,544.53902122994123,11,null,58.340000000000032,null,0,1,1000,1000,1000,0,0,0,0,0,0,0,0,0,0,0,0,0,0,0,0,0,0,0,0,0,0,0,0,0,0,0]
["Energy Star Clothes Washer",8.5635182910513072E-2,4.9737320461631422E-2,null,544.53902122994123,11,null,58.340000000000032,null,0,1,1000,1000,1000,0,0,0,0,0,0,0,0,0,0,0,0,0,0,0,0,0,0,0,0,0,0,0,0,0,0,0]
["Energy Star Clothes Washer",8.5635182910513072E-2,4.9737320461631422E-2,null,544.53902122994123,11,null,58.340000000000032,null,0,1,1000,1000,1000,0,0,0,0,0,0,0,0,0,0,0,0,0,0,0,0,0,0,0,0,0,0,0,0,0,0,0]
["Energy Star Dishwasher",4.4126139806449482E-3,4.7969337483113076E-3,null,40.303030303030312,10,null,0,null,0,1,1000,1000,1000,0,0,0,0,0,0,0,0,0,0,0,0,0,0,0,0,0,0,0,0,0,0,0,0,0,0,0]
["Energy Star Dishwasher",4.4126139806449482E-3,4.7969337483113076E-3,null,40.303030303030312,10,null,0,null,0,1,1000,1000,1000,0,0,0,0,0,0,0,0,0,0,0,0,0,0,0,0,0,0,0,0,0,0,0,0,0,0,0]
["Energy Star Dishwasher",4.4126139806449482E-3,4.7969337483113076E-3,null,40.303030303030312,10,null,0,null,0,1,1000,1000,1000,0,0,0,0,0,0,0,0,0,0,0,0,0,0,0,0,0,0,0,0,0,0,0,0,0,0,0]
["Energy Star Dishwasher",4.4126139806449482E-3,4.7969337483113076E-3,null,40.303030303030312,10,null,0,null,0,1,1000,1000,1000,0,0,0,0,0,0,0,0,0,0,0,0,0,0,0,0,0,0,0,0,0,0,0,0,0,0,0]
["Energy Star Dishwasher",4.4126139806449482E-3,4.7969337483113076E-3,null,40.303030303030312,10,null,0,null,0,1,1000,1000,1000,0,0,0,0,0,0,0,0,0,0,0,0,0,0,0,0,0,0,0,0,0,0,0,0,0,0,0]
["Energy Star Dishwasher",4.4126139806449482E-3,4.7969337483113076E-3,null,40.303030303030312,10,null,0,null,0,1,1000,1000,1000,0,0,0,0,0,0,0,0,0,0,0,0,0,0,0,0,0,0,0,0,0,0,0,0,0,0,0]
["Energy Star Freezer",8.525068429298694E-3,5.8997377753257719E-3,null,65.599999999999966,11,null,90,null,0,1,1000,1000,1000,0,0,0,0,0,0,0,0,0,0,0,0,0,0,0,0,0,0,0,0,0,0,0,0,0,0,0]
["Energy Star Freezer",8.525068429298694E-3,5.8997377753257719E-3,null,65.599999999999966,11,null,90,null,0,1,1000,1000,1000,0,0,0,0,0,0,0,0,0,0,0,0,0,0,0,0,0,0,0,0,0,0,0,0,0,0,0]
["Energy Star Freezer",8.525068429298694E-3,5.8997377753257719E-3,null,65.599999999999966,11,null,90,null,0,1,1000,1000,1000,0,0,0,0,0,0,0,0,0,0,0,0,0,0,0,0,0,0,0,0,0,0,0,0,0,0,0]
["Energy Star Freezer",8.525068429298694E-3,5.8997377753257719E-3,null,65.599999999999966,11,null,90,null,0,1,1000,1000,1000,0,0,0,0,0,0,0,0,0,0,0,0,0,0,0,0,0,0,0,0,0,0,0,0,0,0,0]
["Energy Star Freezer",8.525068429298694E-3,5.8997377753257719E-3,null,65.599999999999966,11,null,90,null,0,1,1000,1000,1000,0,0,0,0,0,0,0,0,0,0,0,0,0,0,0,0,0,0,0,0,0,0,0,0,0,0,0]
["Energy Star Freezer",8.525068429298694E-3,5.8997377753257719E-3,null,65.599999999999966,11,null,90,null,0,1,1000,1000,1000,0,0,0,0,0,0,0,0,0,0,0,0,0,0,0,0,0,0,0,0,0,0,0,0,0,0,0]
["Energy Star Refrigerator",1.39351933648868E-2,4.6428771584032802E-3,null,133.5,14,null,122,null,0,1,1000,1000,1000,0,0,0,0,0,0,0,0,0,0,0,0,0,0,0,0,0,0,0,0,0,0,0,0,0,0,0]
["Energy Star Refrigerator",1.39351933648868E-2,4.6428771584032802E-3,null,133.5,14,null,122,null,0,1,1000,1000,1000,0,0,0,0,0,0,0,0,0,0,0,0,0,0,0,0,0,0,0,0,0,0,0,0,0,0,0]
["Energy Star Refrigerator",1.39351933648868E-2,4.6428771584032802E-3,null,133.5,14,null,122,null,0,1,1000,1000,1000,0,0,0,0,0,0,0,0,0,0,0,0,0,0,0,0,0,0,0,0,0,0,0,0,0,0,0]
["Energy Star Refrigerator",1.39351933648868E-2,4.6428771584032802E-3,null,133.5,14,null,122,null,0,1,1000,1000,1000,0,0,0,0,0,0,0,0,0,0,0,0,0,0,0,0,0,0,0,0,0,0,0,0,0,0,0]
["Energy Star Refrigerator",1.39351933648868E-2,4.6428771584032802E-3,null,133.5,14,null,122,null,0,1,1000,1000,1000,0,0,0,0,0,0,0,0,0,0,0,0,0,0,0,0,0,0,0,0,0,0,0,0,0,0,0]
["Energy Star Refrigerator",1.39351933648868E-2,4.6428771584032802E-3,null,133.5,14,null,122,null,0,1,1000,1000,1000,0,0,0,0,0,0,0,0,0,0,0,0,0,0,0,0,0,0,0,0,0,0,0,0,0,0,0]
["Heat Pump Clothes Dryer",3.3979323317702897E-2,1.973535217047449E-2,null,216.06852268667382,12,null,850,null,0,1,1000,1000,1000,0,0,0,0,0,0,0,0,0,0,0,0,0,0,0,0,0,0,0,0,0,0,0,0,0,0,0]
["Heat Pump Clothes Dryer",3.3979323317702897E-2,1.973535217047449E-2,null,216.06852268667382,12,null,850,null,0,1,1000,1000,1000,0,0,0,0,0,0,0,0,0,0,0,0,0,0,0,0,0,0,0,0,0,0,0,0,0,0,0]
["Heat Pump Clothes Dryer",3.3979323317702897E-2,1.973535217047449E-2,null,216.06852268667382,12,null,850,null,0,1,1000,1000,1000,0,0,0,0,0,0,0,0,0,0,0,0,0,0,0,0,0,0,0,0,0,0,0,0,0,0,0]
["Heat Pump Clothes Dryer",3.3979323317702897E-2,1.973535217047449E-2,null,216.06852268667382,12,null,850,null,0,1,1000,1000,1000,0,0,0,0,0,0,0,0,0,0,0,0,0,0,0,0,0,0,0,0,0,0,0,0,0,0,0]
["Heat Pump Clothes Dryer",3.3979323317702897E-2,1.973535217047449E-2,null,216.06852268667382,12,null,850,null,0,1,1000,1000,1000,0,0,0,0,0,0,0,0,0,0,0,0,0,0,0,0,0,0,0,0,0,0,0,0,0,0,0]
["Heat Pump Clothes Dryer",3.3979323317702897E-2,1.973535217047449E-2,null,216.06852268667382,12,null,850,null,0,1,1000,1000,1000,0,0,0,0,0,0,0,0,0,0,0,0,0,0,0,0,0,0,0,0,0,0,0,0,0,0,0]
["High Efficiency Convection Oven",2.0919447179767306E-2,6.8781478876189803E-3,null,84.300000000000011,12,null,652.5,null,0,1,1000,1000,1000,0,0,0,0,0,0,0,0,0,0,0,0,0,0,0,0,0,0,0,0,0,0,0,0,0,0,0]
["High Efficiency Convection Oven",2.0919447179767306E-2,6.8781478876189803E-3,null,84.300000000000011,12,null,652.5,null,0,1,1000,1000,1000,0,0,0,0,0,0,0,0,0,0,0,0,0,0,0,0,0,0,0,0,0,0,0,0,0,0,0]
["High Efficiency Convection Oven",2.0919447179767306E-2,6.8781478876189803E-3,null,84.300000000000011,12,null,652.5,null,0,1,1000,1000,1000,0,0,0,0,0,0,0,0,0,0,0,0,0,0,0,0,0,0,0,0,0,0,0,0,0,0,0]
["High Efficiency Convection Oven",2.0919447179767306E-2,6.8781478876189803E-3,null,84.300000000000011,12,null,652.5,null,0,1,1000,1000,1000,0,0,0,0,0,0,0,0,0,0,0,0,0,0,0,0,0,0,0,0,0,0,0,0,0,0,0]
["High Efficiency Convection Oven",2.0919447179767306E-2,6.8781478876189803E-3,null,84.300000000000011,12,null,652.5,null,0,1,1000,1000,1000,0,0,0,0,0,0,0,0,0,0,0,0,0,0,0,0,0,0,0,0,0,0,0,0,0,0,0]
["High Efficiency Convection Oven",2.0919447179767306E-2,6.8781478876189803E-3,null,84.300000000000011,12,null,652.5,null,0,1,1000,1000,1000,0,0,0,0,0,0,0,0,0,0,0,0,0,0,0,0,0,0,0,0,0,0,0,0,0,0,0]
["High Efficiency Induction Cooktop",0.12662197780050333,3.0379741940181688E-2,null,533.95199999999977,10,null,226.5,null,0,1,1000,1000,1000,0,0,0,0,0,0,0,0,0,0,0,0,0,0,0,0,0,0,0,0,0,0,0,0,0,0,0]
["High Efficiency Induction Cooktop",0.12662197780050333,3.0379741940181688E-2,null,533.95199999999977,10,null,226.5,null,0,1,1000,1000,1000,0,0,0,0,0,0,0,0,0,0,0,0,0,0,0,0,0,0,0,0,0,0,0,0,0,0,0]
["High Efficiency Induction Cooktop",0.12662197780050333,3.0379741940181688E-2,null,533.95199999999977,10,null,226.5,null,0,1,1000,1000,1000,0,0,0,0,0,0,0,0,0,0,0,0,0,0,0,0,0,0,0,0,0,0,0,0,0,0,0]
["High Efficiency Induction Cooktop",0.12662197780050333,3.0379741940181688E-2,null,533.95199999999977,10,null,226.5,null,0,1,1000,1000,1000,0,0,0,0,0,0,0,0,0,0,0,0,0,0,0,0,0,0,0,0,0,0,0,0,0,0,0]
["High Efficiency Induction Cooktop",0.12662197780050333,3.0379741940181688E-2,null,533.95199999999977,10,null,226.5,null,0,1,1000,1000,1000,0,0,0,0,0,0,0,0,0,0,0,0,0,0,0,0,0,0,0,0,0,0,0,0,0,0,0]
["High Efficiency Induction Cooktop",0.12662197780050333,3.0379741940181688E-2,null,533.95199999999977,10,null,226.5,null,0,1,1000,1000,1000,0,0,0,0,0,0,0,0,0,0,0,0,0,0,0,0,0,0,0,0,0,0,0,0,0,0,0]
["Heat Pump Water Heater",9.8119667882911432E-2,0.36650627420907156,null,1459.2984429110468,10,null,1006,null,0,1,1000,1000,1000,0,0,0,0,0,0,0,0,0,0,0,0,0,0,0,0,0,0,0,0,0,0,0,0,0,0,0]
["Heat Pump Water Heater",7.7128543235537805E-2,0.28809815224979407,null,1147.1050144801809,10,null,1006,null,0,1,1000,1000,1000,0,0,0,0,0,0,0,0,0,0,0,0,0,0,0,0,0,0,0,0,0,0,0,0,0,0,0]
["Heat Pump Water Heater",7.6513676984181905E-2,0.28580144310081623,null,1137.9603304167069,10,null,1006,null,0,1,1000,1000,1000,0,0,0,0,0,0,0,0,0,0,0,0,0,0,0,0,0,0,0,0,0,0,0,0,0,0,0]
["Heat Pump Water Heater",9.8119667882911432E-2,0.36650627420907156,null,1459.2984429110468,10,null,1006,null,0,1,1000,1000,1000,0,0,0,0,0,0,0,0,0,0,0,0,0,0,0,0,0,0,0,0,0,0,0,0,0,0,0]
["Heat Pump Water Heater",7.7128543235537805E-2,0.28809815224979407,null,1147.1050144801809,10,null,1006,null,0,1,1000,1000,1000,0,0,0,0,0,0,0,0,0,0,0,0,0,0,0,0,0,0,0,0,0,0,0,0,0,0,0]
["Heat Pump Water Heater",7.6513676984181905E-2,0.28580144310081623,null,1137.9603304167069,10,null,1006,null,0,1,1000,1000,1000,0,0,0,0,0,0,0,0,0,0,0,0,0,0,0,0,0,0,0,0,0,0,0,0,0,0,0]
["Instantaneous Hot Water System",-3.250195958803589E-3,3.8639811981921429E-2,null,140.29821887743276,20,null,2380.91,null,0,1,1000,1000,1000,0,0,0,0,0,0,0,0,0,0,0,0,0,0,0,0,0,0,0,0,0,0,0,0,0,0,0]
["Instantaneous Hot Water System",-2.5548688141881892E-3,3.0373445746035975E-2,null,110.28367170453508,20,null,2380.91,null,0,1,1000,1000,1000,0,0,0,0,0,0,0,0,0,0,0,0,0,0,0,0,0,0,0,0,0,0,0,0,0,0,0]
["Instantaneous Hot Water System",-2.5345014826584251E-3,3.0131309619212027E-2,null,109.40449384168279,20,null,2380.91,null,0,1,1000,1000,1000,0,0,0,0,0,0,0,0,0,0,0,0,0,0,0,0,0,0,0,0,0,0,0,0,0,0,0]
["Instantaneous Hot Water System",-3.250195958803589E-3,3.8639811981921429E-2,null,140.29821887743276,20,null,2380.91,null,0,1,1000,1000,1000,0,0,0,0,0,0,0,0,0,0,0,0,0,0,0,0,0,0,0,0,0,0,0,0,0,0,0]
["Instantaneous Hot Water System",-2.5548688141881892E-3,3.0373445746035975E-2,null,110.28367170453508,20,null,2380.91,null,0,1,1000,1000,1000,0,0,0,0,0,0,0,0,0,0,0,0,0,0,0,0,0,0,0,0,0,0,0,0,0,0,0]
["Instantaneous Hot Water System",-2.5345014826584251E-3,3.0131309619212027E-2,null,109.40449384168279,20,null,2380.91,null,0,1,1000,1000,1000,0,0,0,0,0,0,0,0,0,0,0,0,0,0,0,0,0,0,0,0,0,0,0,0,0,0,0]
["Solar Water Heater",0.13376923775414445,1.8780420660505542E-2,null,1789.7484528991733,15,null,6767,null,0,1,1000,1000,1000,0,0,0,0,0,0,0,0,0,0,0,0,0,0,0,0,0,0,0,0,0,0,0,0,0,0,0]
["Solar Water Heater",0.10515146107116359,1.4762651751164977E-2,null,1406.8605602589078,15,null,6767,null,0,1,1000,1000,1000,0,0,0,0,0,0,0,0,0,0,0,0,0,0,0,0,0,0,0,0,0,0,0,0,0,0,0]
["Solar Water Heater",0.10431319702543961,1.4644964369016567E-2,null,1395.6451133882836,15,null,6767,null,0,1,1000,1000,1000,0,0,0,0,0,0,0,0,0,0,0,0,0,0,0,0,0,0,0,0,0,0,0,0,0,0,0]
["Solar Water Heater",0.13376923775414445,1.8780420660505542E-2,null,1789.7484528991733,15,null,6767,null,0,1,1000,1000,1000,0,0,0,0,0,0,0,0,0,0,0,0,0,0,0,0,0,0,0,0,0,0,0,0,0,0,0]
["Solar Water Heater",0.10515146107116359,1.4762651751164977E-2,null,1406.8605602589078,15,null,6767,null,0,1,1000,1000,1000,0,0,0,0,0,0,0,0,0,0,0,0,0,0,0,0,0,0,0,0,0,0,0,0,0,0,0]
["Solar Water Heater",0.10431319702543961,1.4644964369016567E-2,null,1395.6451133882836,15,null,6767,null,{"$f":"+$J$1*H68","v":0},1,1000,1000,1000,0,0,0,0,0,0,0,0,0,0,0,0,0,0,0,0,0,0,0,0,0,0,0,0,0,0,0]
["Energy Star Air Purifier",8.5069227786946353E-2,6.1385367560433217E-2,null,641.96363636363628,9,null,0,null,0,1,1000,1000,1000,0,0,0,0,0,0,0,0,0,0,0,0,0,0,0,0,0,0,0,0,0,0,0,0,0,0,0]
["Energy Star Air Purifier",8.5069227786946353E-2,6.1385367560433217E-2,null,641.96363636363628,9,null,0,null,0,1,1000,1000,1000,0,0,0,0,0,0,0,0,0,0,0,0,0,0,0,0,0,0,0,0,0,0,0,0,0,0,0]
["Energy Star Air Purifier",8.5069227786946353E-2,6.1385367560433217E-2,null,641.96363636363628,9,null,0,null,0,1,1000,1000,1000,0,0,0,0,0,0,0,0,0,0,0,0,0,0,0,0,0,0,0,0,0,0,0,0,0,0,0]
["Energy Star Air Purifier",8.5069227786946353E-2,6.1385367560433217E-2,null,641.96363636363628,9,null,0,null,0,1,1000,1000,1000,0,0,0,0,0,0,0,0,0,0,0,0,0,0,0,0,0,0,0,0,0,0,0,0,0,0,0]
["Energy Star Air Purifier",8.5069227786946353E-2,6.1385367560433217E-2,null,641.96363636363628,9,null,0,null,0,1,1000,1000,1000,0,0,0,0,0,0,0,0,0,0,0,0,0,0,0,0,0,0,0,0,0,0,0,0,0,0,0]
["Energy Star Air Purifier",8.5069227786946353E-2,6.1385367560433217E-2,null,641.96363636363628,9,null,0,null,0,1,1000,1000,1000,0,0,0,0,0,0,0,0,0,0,0,0,0,0,0,0,0,0,0,0,0,0,0,0,0,0,0]
["Energy Star Audio-Video Equipment",0,0,null,80.295500000000004,5,null,134.83999999999997,null,0,1,1000,1000,1000,0,0,0,0,0,0,0,0,0,0,0,0,0,0,0,0,0,0,0,0,0,0,0,0,0,0,0]
["Energy Star Audio-Video Equipment",0,0,null,80.295500000000004,5,null,134.83999999999997,null,0,1,1000,1000,1000,0,0,0,0,0,0,0,0,0,0,0,0,0,0,0,0,0,0,0,0,0,0,0,0,0,0,0]
["Energy Star Audio-Video Equipment",0,0,null,80.295500000000004,5,null,134.83999999999997,null,0,1,1000,1000,1000,0,0,0,0,0,0,0,0,0,0,0,0,0,0,0,0,0,0,0,0,0,0,0,0,0,0,0]
["Energy Star Audio-Video Equipment",0,0,null,80.295500000000004,5,null,134.83999999999997,null,0,1,1000,1000,1000,0,0,0,0,0,0,0,0,0,0,0,0,0,0,0,0,0,0,0,0,0,0,0,0,0,0,0]
["Energy Star Audio-Video Equipment",0,0,null,80.295500000000004,5,null,134.83999999999997,null,0,1,1000,1000,1000,0,0,0,0,0,0,0,0,0,0,0,0,0,0,0,0,0,0,0,0,0,0,0,0,0,0,0]
["Energy Star Audio-Video Equipment",0,0,null,80.295500000000004,5,null,134.83999999999997,null,0,1,1000,1000,1000,0,0,0,0,0,0,0,0,0,0,0,0,0,0,0,0,0,0,0,0,0,0,0,0,0,0,0]
["Energy Star Imaging Equipment",1.157268342856696E-2,6.7571276879243658E-3,null,127.64499999999998,5,null,0,null,0,1,1000,1000,1000,0,0,0,0,0,0,0,0,0,0,0,0,0,0,0,0,0,0,0,0,0,0,0,0,0,0,0]
["Energy Star Imaging Equipment",1.157268342856696E-2,6.7571276879243658E-3,null,127.64499999999998,5,null,0,null,0,1,1000,1000,1000,0,0,0,0,0,0,0,0,0,0,0,0,0,0,0,0,0,0,0,0,0,0,0,0,0,0,0]
["Energy Star Imaging Equipment",1.157268342856696E-2,6.7571276879243658E-3,null,127.64499999999998,5,null,0,null,0,1,1000,1000,1000,0,0,0,0,0,0,0,0,0,0,0,0,0,0,0,0,0,0,0,0,0,0,0,0,0,0,0]
["Energy Star Imaging Equipment",1.157268342856696E-2,6.7571276879243658E-3,null,127.64499999999998,5,null,0,null,0,1,1000,1000,1000,0,0,0,0,0,0,0,0,0,0,0,0,0,0,0,0,0,0,0,0,0,0,0,0,0,0,0]
["Energy Star Imaging Equipment",1.157268342856696E-2,6.7571276879243658E-3,null,127.64499999999998,5,null,0,null,0,1,1000,1000,1000,0,0,0,0,0,0,0,0,0,0,0,0,0,0,0,0,0,0,0,0,0,0,0,0,0,0,0]
["Energy Star Imaging Equipment",1.157268342856696E-2,6.7571276879243658E-3,null,127.64499999999998,5,null,0,null,0,1,1000,1000,1000,0,0,0,0,0,0,0,0,0,0,0,0,0,0,0,0,0,0,0,0,0,0,0,0,0,0,0]
["Energy Star Personal Computer",1.8954346083759822E-2,4.0634554355408739E-3,null,119.55120593607305,4,null,29.75,null,0,1,1000,1000,1000,0,0,0,0,0,0,0,0,0,0,0,0,0,0,0,0,0,0,0,0,0,0,0,0,0,0,0]
["Energy Star Personal Computer",1.8954346083759822E-2,4.0634554355408739E-3,null,119.55120593607305,4,null,29.75,null,0,1,1000,1000,1000,0,0,0,0,0,0,0,0,0,0,0,0,0,0,0,0,0,0,0,0,0,0,0,0,0,0,0]
["Energy Star Personal Computer",1.8954346083759822E-2,4.0634554355408739E-3,null,119.55120593607305,4,null,29.75,null,0,1,1000,1000,1000,0,0,0,0,0,0,0,0,0,0,0,0,0,0,0,0,0,0,0,0,0,0,0,0,0,0,0]
["Energy Star Personal Computer",1.8954346083759822E-2,4.0634554355408739E-3,null,119.55120593607305,4,null,29.75,null,0,1,1000,1000,1000,0,0,0,0,0,0,0,0,0,0,0,0,0,0,0,0,0,0,0,0,0,0,0,0,0,0,0]
["Energy Star Personal Computer",1.8954346083759822E-2,4.0634554355408739E-3,null,119.55120593607305,4,null,29.75,null,0,1,1000,1000,1000,0,0,0,0,0,0,0,0,0,0,0,0,0,0,0,0,0,0,0,0,0,0,0,0,0,0,0]
["Energy Star Personal Computer",1.8954346083759822E-2,4.0634554355408739E-3,null,119.55120593607305,4,null,29.75,null,0,1,1000,1000,1000,0,0,0,0,0,0,0,0,0,0,0,0,0,0,0,0,0,0,0,0,0,0,0,0,0,0,0]
["Energy Star TV",7.6642602933134187E-3,4.5848744037357394E-3,null,38.325000000000003,6,null,93.333333333333314,null,0,1,1000,1000,1000,0,0,0,0,0,0,0,0,0,0,0,0,0,0,0,0,0,0,0,0,0,0,0,0,0,0,0]
["Energy Star TV",7.6642602933134187E-3,4.5848744037357394E-3,null,38.325000000000003,6,null,93.333333333333314,null,0,1,1000,1000,1000,0,0,0,0,0,0,0,0,0,0,0,0,0,0,0,0,0,0,0,0,0,0,0,0,0,0,0]
["Energy Star TV",7.6642602933134187E-3,4.5848744037357394E-3,null,38.325000000000003,6,null,93.333333333333314,null,0,1,1000,1000,1000,0,0,0,0,0,0,0,0,0,0,0,0,0,0,0,0,0,0,0,0,0,0,0,0,0,0,0]
["Energy Star TV",7.6642602933134187E-3,4.5848744037357394E-3,null,38.325000000000003,6,null,93.333333333333314,null,0,1,1000,1000,1000,0,0,0,0,0,0,0,0,0,0,0,0,0,0,0,0,0,0,0,0,0,0,0,0,0,0,0]
["Energy Star TV",7.6642602933134187E-3,4.5848744037357394E-3,null,38.325000000000003,6,null,93.333333333333314,null,0,1,1000,1000,1000,0,0,0,0,0,0,0,0,0,0,0,0,0,0,0,0,0,0,0,0,0,0,0,0,0,0,0]
["Energy Star TV",7.6642602933134187E-3,4.5848744037357394E-3,null,38.325000000000003,6,null,93.333333333333314,null,0,1,1000,1000,1000,0,0,0,0,0,0,0,0,0,0,0,0,0,0,0,0,0,0,0,0,0,0,0,0,0,0,0]
["14 SEER ASHP from base electric resistance heating",0,1.5462910073688871,null,5482.4104141334665,15,null,469.29000000000087,null,0,1,1000,1000,1000,0,0,0,0,0,0,0,0,0,0,0,0,0,0,0,0,0,0,0,0,0,0,0,0,0,0,0]
["14 SEER ASHP from base electric resistance heating",0,1.0308606715792581,null,3654.9402760889775,15,null,312.86000000000013,null,0,1,1000,1000,1000,0,0,0,0,0,0,0,0,0,0,0,0,0,0,0,0,0,0,0,0,0,0,0,0,0,0,0]
["14 SEER ASHP from base electric resistance heating",0,1.5462910073688871,null,5482.4104141334665,15,null,469.29000000000087,null,0,1,1000,1000,1000,0,0,0,0,0,0,0,0,0,0,0,0,0,0,0,0,0,0,0,0,0,0,0,0,0,0,0]
["14 SEER ASHP from base electric resistance heating",0,1.5462910073688871,null,5482.4104141334665,15,null,469.29000000000087,null,0,1,1000,1000,1000,0,0,0,0,0,0,0,0,0,0,0,0,0,0,0,0,0,0,0,0,0,0,0,0,0,0,0]
["14 SEER ASHP from base electric resistance heating",0,1.0308606715792581,null,3654.9402760889775,15,null,312.86000000000013,null,0,1,1000,1000,1000,0,0,0,0,0,0,0,0,0,0,0,0,0,0,0,0,0,0,0,0,0,0,0,0,0,0,0]
["14 SEER ASHP from base electric resistance heating",0,1.5462910073688871,null,5482.4104141334665,15,null,469.29000000000087,null,0,1,1000,1000,1000,0,0,0,0,0,0,0,0,0,0,0,0,0,0,0,0,0,0,0,0,0,0,0,0,0,0,0]
["15 SEER Air Source Heat Pump",0.10449914110942064,0.11102792649194677,null,393.65207296577182,15,null,474,null,0,1,1000,1000,1000,0,0,0,0,0,0,0,0,0,0,0,0,0,0,0,0,0,0,0,0,0,0,0,0,0,0,0]
["15 SEER Air Source Heat Pump",6.9666094072947216E-2,7.401861766129797E-2,null,262.434715310515,15,null,447,null,0,1,1000,1000,1000,0,0,0,0,0,0,0,0,0,0,0,0,0,0,0,0,0,0,0,0,0,0,0,0,0,0,0]
["15 SEER Air Source Heat Pump",0.10449914110942064,0.11102792649194677,null,393.65207296577182,15,null,474,null,0,1,1000,1000,1000,0,0,0,0,0,0,0,0,0,0,0,0,0,0,0,0,0,0,0,0,0,0,0,0,0,0,0]
["15 SEER Air Source Heat Pump",0.10449914110942064,0.11102792649194677,null,393.65207296577182,15,null,474,null,0,1,1000,1000,1000,0,0,0,0,0,0,0,0,0,0,0,0,0,0,0,0,0,0,0,0,0,0,0,0,0,0,0]
["15 SEER Air Source Heat Pump",6.9666094072947216E-2,7.401861766129797E-2,null,262.434715310515,15,null,447,null,0,1,1000,1000,1000,0,0,0,0,0,0,0,0,0,0,0,0,0,0,0,0,0,0,0,0,0,0,0,0,0,0,0]
["15 SEER Air Source Heat Pump",0.10449914110942064,0.11102792649194677,null,393.65207296577182,15,null,474,null,0,1,1000,1000,1000,0,0,0,0,0,0,0,0,0,0,0,0,0,0,0,0,0,0,0,0,0,0,0,0,0,0,0]
["15 SEER Central AC",0.15797866864411522,0,null,255.90171428571375,15,null,371,null,0,1,1000,1000,1000,0,0,0,0,0,0,0,0,0,0,0,0,0,0,0,0,0,0,0,0,0,0,0,0,0,0,0]
["15 SEER Central AC",0.10531911242941035,0,null,170.6011428571428,15,null,332,null,0,1,1000,1000,1000,0,0,0,0,0,0,0,0,0,0,0,0,0,0,0,0,0,0,0,0,0,0,0,0,0,0,0]
["15 SEER Central AC",0.15797866864411522,0,null,255.90171428571375,15,null,371,null,0,1,1000,1000,1000,0,0,0,0,0,0,0,0,0,0,0,0,0,0,0,0,0,0,0,0,0,0,0,0,0,0,0]
["15 SEER Central AC",0.15797866864411522,0,null,255.90171428571375,15,null,371,null,0,1,1000,1000,1000,0,0,0,0,0,0,0,0,0,0,0,0,0,0,0,0,0,0,0,0,0,0,0,0,0,0,0]
["15 SEER Central AC",0.10531911242941035,0,null,170.6011428571428,15,null,332,null,0,1,1000,1000,1000,0,0,0,0,0,0,0,0,0,0,0,0,0,0,0,0,0,0,0,0,0,0,0,0,0,0,0]
["15 SEER Central AC",0.15797866864411522,0,null,255.90171428571375,15,null,371,null,0,1,1000,1000,1000,0,0,0,0,0,0,0,0,0,0,0,0,0,0,0,0,0,0,0,0,0,0,0,0,0,0,0]
["16 SEER Air Source Heat Pump",0.21946762548237225,0.23317928865945706,null,826.74254355400672,15,null,1385,null,0,1,1000,1000,1000,0,0,0,0,0,0,0,0,0,0,0,0,0,0,0,0,0,0,0,0,0,0,0,0,0,0,0]
["16 SEER Air Source Heat Pump",0.14631175032158178,0.15545285910630499,null,551.1616957026722,15,null,1148,null,0,1,1000,1000,1000,0,0,0,0,0,0,0,0,0,0,0,0,0,0,0,0,0,0,0,0,0,0,0,0,0,0,0]
["16 SEER Air Source Heat Pump",0.21946762548237225,0.23317928865945706,null,826.74254355400672,15,null,1385,null,0,1,1000,1000,1000,0,0,0,0,0,0,0,0,0,0,0,0,0,0,0,0,0,0,0,0,0,0,0,0,0,0,0]
["16 SEER Air Source Heat Pump",0.21946762548237225,0.23317928865945706,null,826.74254355400672,15,null,1385,null,0,1,1000,1000,1000,0,0,0,0,0,0,0,0,0,0,0,0,0,0,0,0,0,0,0,0,0,0,0,0,0,0,0]
["16 SEER Air Source Heat Pump",0.14631175032158178,0.15545285910630499,null,551.1616957026722,15,null,1148,null,0,1,1000,1000,1000,0,0,0,0,0,0,0,0,0,0,0,0,0,0,0,0,0,0,0,0,0,0,0,0,0,0,0]
["16 SEER Air Source Heat Pump",0.21946762548237225,0.23317928865945706,null,826.74254355400672,15,null,1385,null,0,1,1000,1000,1000,0,0,0,0,0,0,0,0,0,0,0,0,0,0,0,0,0,0,0,0,0,0,0,0,0,0,0]
["16 SEER Central AC",0.29621000370771622,0,null,479.81571428571351,15,null,726,null,0,1,1000,1000,1000,0,0,0,0,0,0,0,0,0,0,0,0,0,0,0,0,0,0,0,0,0,0,0,0,0,0,0]
["16 SEER Central AC",0.19747333580514462,0,null,319.8771428571431,15,null,649,null,0,1,1000,1000,1000,0,0,0,0,0,0,0,0,0,0,0,0,0,0,0,0,0,0,0,0,0,0,0,0,0,0,0]
["16 SEER Central AC",0.29621000370771622,0,null,479.81571428571351,15,null,726,null,0,1,1000,1000,1000,0,0,0,0,0,0,0,0,0,0,0,0,0,0,0,0,0,0,0,0,0,0,0,0,0,0,0]
["16 SEER Central AC",0.29621000370771622,0,null,479.81571428571351,15,null,726,null,0,1,1000,1000,1000,0,0,0,0,0,0,0,0,0,0,0,0,0,0,0,0,0,0,0,0,0,0,0,0,0,0,0]
["16 SEER Central AC",0.19747333580514462,0,null,319.8771428571431,15,null,649,null,0,1,1000,1000,1000,0,0,0,0,0,0,0,0,0,0,0,0,0,0,0,0,0,0,0,0,0,0,0,0,0,0,0]
["16 SEER Central AC",0.29621000370771622,0,null,479.81571428571351,15,null,726,null,0,1,1000,1000,1000,0,0,0,0,0,0,0,0,0,0,0,0,0,0,0,0,0,0,0,0,0,0,0,0,0,0,0]
["17 SEER Air Source Heat Pump",0.32159806061029128,0.34169051969531566,null,1211.4716147614372,15,null,2250,null,0,1,1000,1000,1000,0,0,0,0,0,0,0,0,0,0,0,0,0,0,0,0,0,0,0,0,0,0,0,0,0,0,0]
["17 SEER Air Source Heat Pump",0.21439870707352779,0.22779367979687737,null,807.64774317429237,15,null,1837,null,0,1,1000,1000,1000,0,0,0,0,0,0,0,0,0,0,0,0,0,0,0,0,0,0,0,0,0,0,0,0,0,0,0]
["17 SEER Air Source Heat Pump",0.32159806061029128,0.34169051969531566,null,1211.4716147614372,15,null,2250,null,0,1,1000,1000,1000,0,0,0,0,0,0,0,0,0,0,0,0,0,0,0,0,0,0,0,0,0,0,0,0,0,0,0]
["17 SEER Air Source Heat Pump",0.32159806061029128,0.34169051969531566,null,1211.4716147614372,15,null,2250,null,{"$f":"+$J$1*H132","v":0},1,1000,1000,1000,0,0,0,0,0,0,0,0,0,0,0,0,0,0,0,0,0,0,0,0,0,0,0,0,0,0,0]
["17 SEER Air Source Heat Pump",0.21439870707352779,0.22779367979687737,null,807.64774317429237,15,null,1837,null,0,1,1000,1000,1000,0,0,0,0,0,0,0,0,0,0,0,0,0,0,0,0,0,0,0,0,0,0,0,0,0,0,0]
["17 SEER Air Source Heat Pump",0.32159806061029128,0.34169051969531566,null,1211.4716147614372,15,null,2250,null,0,1,1000,1000,1000,0,0,0,0,0,0,0,0,0,0,0,0,0,0,0,0,0,0,0,0,0,0,0,0,0,0,0]
["17 SEER Central AC",0.41817882876383494,0,null,677.38689075630191,15,null,2350,null,0,1,1000,1000,1000,0,0,0,0,0,0,0,0,0,0,0,0,0,0,0,0,0,0,0,0,0,0,0,0,0,0,0]
["17 SEER Central AC",0.27878588584255692,0,null,451.59126050420173,15,null,1565,null,0,1,1000,1000,1000,0,0,0,0,0,0,0,0,0,0,0,0,0,0,0,0,0,0,0,0,0,0,0,0,0,0,0]
["17 SEER Central AC",0.41817882876383494,0,null,677.38689075630191,15,null,2350,null,0,1,1000,1000,1000,0,0,0,0,0,0,0,0,0,0,0,0,0,0,0,0,0,0,0,0,0,0,0,0,0,0,0]
["17 SEER Central AC",0.41817882876383494,0,null,677.38689075630191,15,null,2350,null,0,1,1000,1000,1000,0,0,0,0,0,0,0,0,0,0,0,0,0,0,0,0,0,0,0,0,0,0,0,0,0,0,0]
["17 SEER Central AC",0.27878588584255692,0,null,451.59126050420173,15,null,1565,null,0,1,1000,1000,1000,0,0,0,0,0,0,0,0,0,0,0,0,0,0,0,0,0,0,0,0,0,0,0,0,0,0,0]
["17 SEER Central AC",0.41817882876383494,0,null,677.38689075630191,15,null,2350,null,0,1,1000,1000,1000,0,0,0,0,0,0,0,0,0,0,0,0,0,0,0,0,0,0,0,0,0,0,0,0,0,0,0]
["18 SEER Air Source Heat Pump",0.36821795030935089,0.39122307691652736,null,1387.0904382908489,15,null,3013,null,0,1,1000,1000,1000,0,0,0,0,0,0,0,0,0,0,0,0,0,0,0,0,0,0,0,0,0,0,0,0,0,0,0]
["18 SEER Air Source Heat Pump",0.24547863353956748,0.2608153846110185,null,924.72695886056681,15,null,2733,null,0,1,1000,1000,1000,0,0,0,0,0,0,0,0,0,0,0,0,0,0,0,0,0,0,0,0,0,0,0,0,0,0,0]
["18 SEER Air Source Heat Pump",0.36821795030935089,0.39122307691652736,null,1387.0904382908489,15,null,3013,null,0,1,1000,1000,1000,0,0,0,0,0,0,0,0,0,0,0,0,0,0,0,0,0,0,0,0,0,0,0,0,0,0,0]
["18 SEER Air Source Heat Pump",0.36821795030935089,0.39122307691652736,null,1387.0904382908489,15,null,3013,null,0,1,1000,1000,1000,0,0,0,0,0,0,0,0,0,0,0,0,0,0,0,0,0,0,0,0,0,0,0,0,0,0,0]
["18 SEER Air Source Heat Pump",0.24547863353956748,0.2608153846110185,null,924.72695886056681,15,null,2733,null,0,1,1000,1000,1000,0,0,0,0,0,0,0,0,0,0,0,0,0,0,0,0,0,0,0,0,0,0,0,0,0,0,0]
["18 SEER Air Source Heat Pump",0.36821795030935089,0.39122307691652736,null,1387.0904382908489,15,null,3013,null,0,1,1000,1000,1000,0,0,0,0,0,0,0,0,0,0,0,0,0,0,0,0,0,0,0,0,0,0,0,0,0,0,0]
["18 SEER Central AC",0.52659556214705139,0,null,853.00571428571357,15,null,3333,null,0,1,1000,1000,1000,0,0,0,0,0,0,0,0,0,0,0,0,0,0,0,0,0,0,0,0,0,0,0,0,0,0,0]
["18 SEER Central AC",0.35106370809803455,0,null,568.67047619047617,15,null,2426,null,0,1,1000,1000,1000,0,0,0,0,0,0,0,0,0,0,0,0,0,0,0,0,0,0,0,0,0,0,0,0,0,0,0]
["18 SEER Central AC",0.52659556214705139,0,null,853.00571428571357,15,null,3333,null,0,1,1000,1000,1000,0,0,0,0,0,0,0,0,0,0,0,0,0,0,0,0,0,0,0,0,0,0,0,0,0,0,0]
["18 SEER Central AC",0.52659556214705139,0,null,853.00571428571357,15,null,3333,null,0,1,1000,1000,1000,0,0,0,0,0,0,0,0,0,0,0,0,0,0,0,0,0,0,0,0,0,0,0,0,0,0,0]
["18 SEER Central AC",0.35106370809803455,0,null,568.67047619047617,15,null,2426,null,0,1,1000,1000,1000,0,0,0,0,0,0,0,0,0,0,0,0,0,0,0,0,0,0,0,0,0,0,0,0,0,0,0]
["18 SEER Central AC",0.52659556214705139,0,null,853.00571428571357,15,null,3333,null,0,1,1000,1000,1000,0,0,0,0,0,0,0,0,0,0,0,0,0,0,0,0,0,0,0,0,0,0,0,0,0,0,0]
["21 SEER Air Source Heat Pump",0.54543577959449485,0.54464734344382981,null,1982.0354006968637,15,null,4740,null,0,1,1000,1000,1000,0,0,0,0,0,0,0,0,0,0,0,0,0,0,0,0,0,0,0,0,0,0,0,0,0,0,0]
["21 SEER Air Source Heat Pump",0.36362385306299672,0.36309822896255334,null,1321.3569337979095,15,null,4539,null,0,1,1000,1000,1000,0,0,0,0,0,0,0,0,0,0,0,0,0,0,0,0,0,0,0,0,0,0,0,0,0,0,0]
["21 SEER Air Source Heat Pump",0.54543577959449485,0.54464734344382981,null,1982.0354006968637,15,null,4740,null,0,1,1000,1000,1000,0,0,0,0,0,0,0,0,0,0,0,0,0,0,0,0,0,0,0,0,0,0,0,0,0,0,0]
["21 SEER Air Source Heat Pump",0.54543577959449485,0.54464734344382981,null,1982.0354006968637,15,null,4740,null,0,1,1000,1000,1000,0,0,0,0,0,0,0,0,0,0,0,0,0,0,0,0,0,0,0,0,0,0,0,0,0,0,0]
["21 SEER Air Source Heat Pump",0.36362385306299672,0.36309822896255334,null,1321.3569337979095,15,null,4539,null,0,1,1000,1000,1000,0,0,0,0,0,0,0,0,0,0,0,0,0,0,0,0,0,0,0,0,0,0,0,0,0,0,0]
["21 SEER Air Source Heat Pump",0.54543577959449485,0.54464734344382981,null,1982.0354006968637,15,null,4740,null,0,1,1000,1000,1000,0,0,0,0,0,0,0,0,0,0,0,0,0,0,0,0,0,0,0,0,0,0,0,0,0,0,0]
["21 SEER ASHP from base electric resistance heating",0.54543577959449485,2.05116951084646,null,7464.4458148303311,15,null,5209.29,null,0,1,1000,1000,1000,0,0,0,0,0,0,0,0,0,0,0,0,0,0,0,0,0,0,0,0,0,0,0,0,0,0,0]
["21 SEER ASHP from base electric resistance heating",0.36362385306299672,1.3674463405643069,null,4976.2972098868877,15,null,4851.8600000000006,null,0,1,1000,1000,1000,0,0,0,0,0,0,0,0,0,0,0,0,0,0,0,0,0,0,0,0,0,0,0,0,0,0,0]
["21 SEER ASHP from base electric resistance heating",0.54543577959449485,2.05116951084646,null,7464.4458148303311,15,null,5209.29,null,0,1,1000,1000,1000,0,0,0,0,0,0,0,0,0,0,0,0,0,0,0,0,0,0,0,0,0,0,0,0,0,0,0]
["21 SEER ASHP from base electric resistance heating",0.54543577959449485,2.05116951084646,null,7464.4458148303311,15,null,5209.29,null,0,1,1000,1000,1000,0,0,0,0,0,0,0,0,0,0,0,0,0,0,0,0,0,0,0,0,0,0,0,0,0,0,0]
["21 SEER ASHP from base electric resistance heating",0.36362385306299672,1.3674463405643069,null,4976.2972098868877,15,null,4851.8600000000006,null,0,1,1000,1000,1000,0,0,0,0,0,0,0,0,0,0,0,0,0,0,0,0,0,0,0,0,0,0,0,0,0,0,0]
["21 SEER ASHP from base electric resistance heating",0.54543577959449485,2.05116951084646,null,7464.4458148303311,15,null,5209.29,null,0,1,1000,1000,1000,0,0,0,0,0,0,0,0,0,0,0,0,0,0,0,0,0,0,0,0,0,0,0,0,0,0,0]
["21 SEER Central AC",0.78989334322057725,0,null,1279.5085714285706,15,null,5194,null,0,1,1000,1000,1000,0,0,0,0,0,0,0,0,0,0,0,0,0,0,0,0,0,0,0,0,0,0,0,0,0,0,0]
["21 SEER Central AC",0.52659556214705183,0,null,853.00571428571425,15,null,4217,null,0,1,1000,1000,1000,0,0,0,0,0,0,0,0,0,0,0,0,0,0,0,0,0,0,0,0,0,0,0,0,0,0,0]
["21 SEER Central AC",0.78989334322057725,0,null,1279.5085714285706,15,null,5194,null,0,1,1000,1000,1000,0,0,0,0,0,0,0,0,0,0,0,0,0,0,0,0,0,0,0,0,0,0,0,0,0,0,0]
["21 SEER Central AC",0.78989334322057725,0,null,1279.5085714285706,15,null,5194,null,0,1,1000,1000,1000,0,0,0,0,0,0,0,0,0,0,0,0,0,0,0,0,0,0,0,0,0,0,0,0,0,0,0]
["21 SEER Central AC",0.52659556214705183,0,null,853.00571428571425,15,null,4217,null,0,1,1000,1000,1000,0,0,0,0,0,0,0,0,0,0,0,0,0,0,0,0,0,0,0,0,0,0,0,0,0,0,0]
["21 SEER Central AC",0.78989334322057725,0,null,1279.5085714285706,15,null,5194,null,0,1,1000,1000,1000,0,0,0,0,0,0,0,0,0,0,0,0,0,0,0,0,0,0,0,0,0,0,0,0,0,0,0]
["Energy Star Room AC",9.2999674966337154E-2,0,null,150.64550458715598,9,null,18.670000000000073,null,0,1,1000,1000,1000,0,0,0,0,0,0,0,0,0,0,0,0,0,0,0,0,0,0,0,0,0,0,0,0,0,0,0]
["Energy Star Room AC",9.2999674966337154E-2,0,null,150.64550458715598,9,null,18.670000000000073,null,0,1,1000,1000,1000,0,0,0,0,0,0,0,0,0,0,0,0,0,0,0,0,0,0,0,0,0,0,0,0,0,0,0]
["Energy Star Room AC",9.2999674966337154E-2,0,null,150.64550458715598,9,null,18.670000000000073,null,0,1,1000,1000,1000,0,0,0,0,0,0,0,0,0,0,0,0,0,0,0,0,0,0,0,0,0,0,0,0,0,0,0]
["Energy Star Room AC",9.2999674966337154E-2,0,null,150.64550458715598,9,null,18.670000000000073,null,0,1,1000,1000,1000,0,0,0,0,0,0,0,0,0,0,0,0,0,0,0,0,0,0,0,0,0,0,0,0,0,0,0]
["Energy Star Room AC",9.2999674966337154E-2,0,null,150.64550458715598,9,null,18.670000000000073,null,0,1,1000,1000,1000,0,0,0,0,0,0,0,0,0,0,0,0,0,0,0,0,0,0,0,0,0,0,0,0,0,0,0]
["Energy Star Room AC",9.2999674966337154E-2,0,null,150.64550458715598,9,null,18.670000000000073,null,0,1,1000,1000,1000,0,0,0,0,0,0,0,0,0,0,0,0,0,0,0,0,0,0,0,0,0,0,0,0,0,0,0]
["Ground Source Heat Pump",0.39241192890885962,1.2172139300046581,null,2068.1269469608992,22,null,14639.526000000002,null,0,1,1000,1000,1000,0,0,0,0,0,0,0,0,0,0,0,0,0,0,0,0,0,0,0,0,0,0,0,0,0,0,0]
["Ground Source Heat Pump",0.39241192890885962,1.2172139300046581,null,2068.1269469608992,22,null,13839.956,null,0,1,1000,1000,1000,0,0,0,0,0,0,0,0,0,0,0,0,0,0,0,0,0,0,0,0,0,0,0,0,0,0,0]
["Ground Source Heat Pump",0.39241192890885962,1.2172139300046581,null,2068.1269469608992,22,null,14639.526000000002,null,0,1,1000,1000,1000,0,0,0,0,0,0,0,0,0,0,0,0,0,0,0,0,0,0,0,0,0,0,0,0,0,0,0]
["Ground Source Heat Pump",0.39241192890885962,1.2172139300046581,null,2068.1269469608992,22,null,14639.526000000002,null,0,1,1000,1000,1000,0,0,0,0,0,0,0,0,0,0,0,0,0,0,0,0,0,0,0,0,0,0,0,0,0,0,0]
["Ground Source Heat Pump",0.39241192890885962,1.2172139300046581,null,2068.1269469608992,22,null,13839.956,null,0,1,1000,1000,1000,0,0,0,0,0,0,0,0,0,0,0,0,0,0,0,0,0,0,0,0,0,0,0,0,0,0,0]
["Ground Source Heat Pump",0.39241192890885962,1.2172139300046581,null,2068.1269469608992,22,null,14639.526000000002,null,0,1,1000,1000,1000,0,0,0,0,0,0,0,0,0,0,0,0,0,0,0,0,0,0,0,0,0,0,0,0,0,0,0]
["Variable Refrigerant Flow (VRF) HVAC Systems",9.3522681486672615E-2,0.19092544879719112,null,1708.5902427027377,13,null,3207.3719999999994,null,0,1,1000,1000,1000,0,0,0,0,0,0,0,0,0,0,0,0,0,0,0,0,0,0,0,0,0,0,0,0,0,0,0]
["Variable Refrigerant Flow (VRF) HVAC Systems",6.234845432444841E-2,0.12728363253146074,null,1139.0601618018252,13,null,2645.8919999999998,null,0,1,1000,1000,1000,0,0,0,0,0,0,0,0,0,0,0,0,0,0,0,0,0,0,0,0,0,0,0,0,0,0,0]
["Variable Refrigerant Flow (VRF) HVAC Systems",9.3522681486672615E-2,0.19092544879719112,null,1708.5902427027377,13,null,3207.3719999999994,null,0,1,1000,1000,1000,0,0,0,0,0,0,0,0,0,0,0,0,0,0,0,0,0,0,0,0,0,0,0,0,0,0,0]
["Variable Refrigerant Flow (VRF) HVAC Systems",9.3522681486672615E-2,0.19092544879719112,null,1708.5902427027377,13,null,2526.732,null,0,1,1000,1000,1000,0,0,0,0,0,0,0,0,0,0,0,0,0,0,0,0,0,0,0,0,0,0,0,0,0,0,0]
["Variable Refrigerant Flow (VRF) HVAC Systems",6.234845432444841E-2,0.12728363253146074,null,1139.0601618018252,13,null,1965.2520000000004,null,0,1,1000,1000,1000,0,0,0,0,0,0,0,0,0,0,0,0,0,0,0,0,0,0,0,0,0,0,0,0,0,0,0]
["Variable Refrigerant Flow (VRF) HVAC Systems",9.3522681486672615E-2,0.19092544879719112,null,1708.5902427027377,13,null,2526.732,null,0,1,1000,1000,1000,0,0,0,0,0,0,0,0,0,0,0,0,0,0,0,0,0,0,0,0,0,0,0,0,0,0,0]
["CFL - 15W Flood (Exterior)",0,0,null,47.45,7.8,null,3.9199999999999995,null,0,1,1000,1000,1000,0,0,0,0,0,0,0,0,0,0,0,0,0,0,0,0,0,0,0,0,0,0,0,0,0,0,0]
["CFL - 15W Flood (Exterior)",0,0,null,47.45,7.8,null,3.9199999999999995,null,0,1,1000,1000,1000,0,0,0,0,0,0,0,0,0,0,0,0,0,0,0,0,0,0,0,0,0,0,0,0,0,0,0]
["CFL - 15W Flood (Exterior)",0,0,null,47.45,7.8,null,3.9199999999999995,null,0,1,1000,1000,1000,0,0,0,0,0,0,0,0,0,0,0,0,0,0,0,0,0,0,0,0,0,0,0,0,0,0,0]
["CFL - 15W Flood (Exterior)",0,0,null,47.45,7.8,null,3.9199999999999995,null,0,1,1000,1000,1000,0,0,0,0,0,0,0,0,0,0,0,0,0,0,0,0,0,0,0,0,0,0,0,0,0,0,0]
["CFL - 15W Flood (Exterior)",0,0,null,47.45,7.8,null,3.9199999999999995,null,0,1,1000,1000,1000,0,0,0,0,0,0,0,0,0,0,0,0,0,0,0,0,0,0,0,0,0,0,0,0,0,0,0]
["CFL - 15W Flood (Exterior)",0,0,null,47.45,7.8,null,3.9199999999999995,null,0,1,1000,1000,1000,0,0,0,0,0,0,0,0,0,0,0,0,0,0,0,0,0,0,0,0,0,0,0,0,0,0,0]
["CFL - 15W Flood",4.1875070920939554E-4,4.3966240116755719E-4,null,4.7606271428571407,7.8,null,3.9199999999999995,null,0,1,1000,1000,1000,0,0,0,0,0,0,0,0,0,0,0,0,0,0,0,0,0,0,0,0,0,0,0,0,0,0,0]
["CFL - 15W Flood",4.1875070920939554E-4,4.3966240116755719E-4,null,4.7606271428571407,7.8,null,3.9199999999999995,null,{"$f":"+$J$1*H196","v":0},1,1000,1000,1000,0,0,0,0,0,0,0,0,0,0,0,0,0,0,0,0,0,0,0,0,0,0,0,0,0,0,0]
["CFL - 15W Flood",4.1875070920939554E-4,4.3966240116755719E-4,null,4.7606271428571407,7.8,null,3.9199999999999995,null,0,1,1000,1000,1000,0,0,0,0,0,0,0,0,0,0,0,0,0,0,0,0,0,0,0,0,0,0,0,0,0,0,0]
["CFL - 15W Flood",4.1875070920939554E-4,4.3966240116755719E-4,null,4.7606271428571407,7.8,null,3.9199999999999995,null,0,1,1000,1000,1000,0,0,0,0,0,0,0,0,0,0,0,0,0,0,0,0,0,0,0,0,0,0,0,0,0,0,0]
["CFL - 15W Flood",4.1875070920939554E-4,4.3966240116755719E-4,null,4.7606271428571407,7.8,null,3.9199999999999995,null,0,1,1000,1000,1000,0,0,0,0,0,0,0,0,0,0,0,0,0,0,0,0,0,0,0,0,0,0,0,0,0,0,0]
["CFL - 15W Flood",4.1875070920939554E-4,4.3966240116755719E-4,null,4.7606271428571407,7.8,null,3.9199999999999995,null,0,1,1000,1000,1000,0,0,0,0,0,0,0,0,0,0,0,0,0,0,0,0,0,0,0,0,0,0,0,0,0,0,0]
["CFL-13W",4.6527856578821729E-4,4.8851377907506357E-4,null,5.2895857142857121,7.8,null,1.3200000000000003,null,0,1,1000,1000,1000,0,0,0,0,0,0,0,0,0,0,0,0,0,0,0,0,0,0,0,0,0,0,0,0,0,0,0]
["CFL-13W",4.6527856578821729E-4,4.8851377907506357E-4,null,5.2895857142857121,7.8,null,1.3200000000000003,null,0,1,1000,1000,1000,0,0,0,0,0,0,0,0,0,0,0,0,0,0,0,0,0,0,0,0,0,0,0,0,0,0,0]
["CFL-13W",4.6527856578821729E-4,4.8851377907506357E-4,null,5.2895857142857121,7.8,null,1.3200000000000003,null,0,1,1000,1000,1000,0,0,0,0,0,0,0,0,0,0,0,0,0,0,0,0,0,0,0,0,0,0,0,0,0,0,0]
["CFL-13W",4.6527856578821729E-4,4.8851377907506357E-4,null,5.2895857142857121,7.8,null,1.3200000000000003,null,0,1,1000,1000,1000,0,0,0,0,0,0,0,0,0,0,0,0,0,0,0,0,0,0,0,0,0,0,0,0,0,0,0]
["CFL-13W",4.6527856578821729E-4,4.8851377907506357E-4,null,5.2895857142857121,7.8,null,1.3200000000000003,null,0,1,1000,1000,1000,0,0,0,0,0,0,0,0,0,0,0,0,0,0,0,0,0,0,0,0,0,0,0,0,0,0,0]
["CFL-13W",4.6527856578821729E-4,4.8851377907506357E-4,null,5.2895857142857121,7.8,null,1.3200000000000003,null,0,1,1000,1000,1000,0,0,0,0,0,0,0,0,0,0,0,0,0,0,0,0,0,0,0,0,0,0,0,0,0,0,0]
["CFL-23W",6.5138999210350476E-4,6.8391929070508951E-4,null,7.405420000000003,7.8,null,0.84999999999999987,null,0,1,1000,1000,1000,0,0,0,0,0,0,0,0,0,0,0,0,0,0,0,0,0,0,0,0,0,0,0,0,0,0,0]
["CFL-23W",6.5138999210350476E-4,6.8391929070508951E-4,null,7.405420000000003,7.8,null,0.84999999999999987,null,0,1,1000,1000,1000,0,0,0,0,0,0,0,0,0,0,0,0,0,0,0,0,0,0,0,0,0,0,0,0,0,0,0]
["CFL-23W",6.5138999210350476E-4,6.8391929070508951E-4,null,7.405420000000003,7.8,null,0.84999999999999987,null,0,1,1000,1000,1000,0,0,0,0,0,0,0,0,0,0,0,0,0,0,0,0,0,0,0,0,0,0,0,0,0,0,0]
["CFL-23W",6.5138999210350476E-4,6.8391929070508951E-4,null,7.405420000000003,7.8,null,0.84999999999999987,null,0,1,1000,1000,1000,0,0,0,0,0,0,0,0,0,0,0,0,0,0,0,0,0,0,0,0,0,0,0,0,0,0,0]
["CFL-23W",6.5138999210350476E-4,6.8391929070508951E-4,null,7.405420000000003,7.8,null,0.84999999999999987,null,0,1,1000,1000,1000,0,0,0,0,0,0,0,0,0,0,0,0,0,0,0,0,0,0,0,0,0,0,0,0,0,0,0]
["CFL-23W",6.5138999210350476E-4,6.8391929070508951E-4,null,7.405420000000003,7.8,null,0.84999999999999987,null,0,1,1000,1000,1000,0,0,0,0,0,0,0,0,0,0,0,0,0,0,0,0,0,0,0,0,0,0,0,0,0,0,0]
["LED - 14W",1.4888914105222958E-3,1.5632440930402039E-3,null,16.926674285714284,10,null,1.8800000000000001,null,0,1,1000,1000,1000,0,0,0,0,0,0,0,0,0,0,0,0,0,0,0,0,0,0,0,0,0,0,0,0,0,0,0]
["LED - 14W",1.4888914105222958E-3,1.5632440930402039E-3,null,16.926674285714284,10,null,1.8800000000000001,null,0,1,1000,1000,1000,0,0,0,0,0,0,0,0,0,0,0,0,0,0,0,0,0,0,0,0,0,0,0,0,0,0,0]
["LED - 14W",1.4888914105222958E-3,1.5632440930402039E-3,null,16.926674285714284,10,null,1.8800000000000001,null,0,1,1000,1000,1000,0,0,0,0,0,0,0,0,0,0,0,0,0,0,0,0,0,0,0,0,0,0,0,0,0,0,0]
["LED - 14W",1.4888914105222958E-3,1.5632440930402039E-3,null,16.926674285714284,10,null,1.8800000000000001,null,0,1,1000,1000,1000,0,0,0,0,0,0,0,0,0,0,0,0,0,0,0,0,0,0,0,0,0,0,0,0,0,0,0]
["LED - 14W",1.4888914105222958E-3,1.5632440930402039E-3,null,16.926674285714284,10,null,1.8800000000000001,null,0,1,1000,1000,1000,0,0,0,0,0,0,0,0,0,0,0,0,0,0,0,0,0,0,0,0,0,0,0,0,0,0,0]
["LED - 14W",1.4888914105222958E-3,1.5632440930402039E-3,null,16.926674285714284,10,null,1.8800000000000001,null,0,1,1000,1000,1000,0,0,0,0,0,0,0,0,0,0,0,0,0,0,0,0,0,0,0,0,0,0,0,0,0,0,0]
["LED - 9W Flood (Exterior)",0,0,null,53.144000000000005,10,null,3.14,null,0,1,1000,1000,1000,0,0,0,0,0,0,0,0,0,0,0,0,0,0,0,0,0,0,0,0,0,0,0,0,0,0,0]
["LED - 9W Flood (Exterior)",0,0,null,53.144000000000005,10,null,3.14,null,0,1,1000,1000,1000,0,0,0,0,0,0,0,0,0,0,0,0,0,0,0,0,0,0,0,0,0,0,0,0,0,0,0]
["LED - 9W Flood (Exterior)",0,0,null,53.144000000000005,10,null,3.14,null,0,1,1000,1000,1000,0,0,0,0,0,0,0,0,0,0,0,0,0,0,0,0,0,0,0,0,0,0,0,0,0,0,0]
["LED - 9W Flood (Exterior)",0,0,null,53.144000000000005,10,null,3.14,null,0,1,1000,1000,1000,0,0,0,0,0,0,0,0,0,0,0,0,0,0,0,0,0,0,0,0,0,0,0,0,0,0,0]
["LED - 9W Flood (Exterior)",0,0,null,53.144000000000005,10,null,3.14,null,0,1,1000,1000,1000,0,0,0,0,0,0,0,0,0,0,0,0,0,0,0,0,0,0,0,0,0,0,0,0,0,0,0]
["LED - 9W Flood (Exterior)",0,0,null,53.144000000000005,10,null,3.14,null,0,1,1000,1000,1000,0,0,0,0,0,0,0,0,0,0,0,0,0,0,0,0,0,0,0,0,0,0,0,0,0,0,0]
["LED - 9W Flood",9.7708498815525665E-4,1.0258789360576338E-3,null,11.108129999999999,10,null,3.14,null,0,1,1000,1000,1000,0,0,0,0,0,0,0,0,0,0,0,0,0,0,0,0,0,0,0,0,0,0,0,0,0,0,0]
["LED - 9W Flood",9.7708498815525665E-4,1.0258789360576338E-3,null,11.108129999999999,10,null,3.14,null,0,1,1000,1000,1000,0,0,0,0,0,0,0,0,0,0,0,0,0,0,0,0,0,0,0,0,0,0,0,0,0,0,0]
["LED - 9W Flood",9.7708498815525665E-4,1.0258789360576338E-3,null,11.108129999999999,10,null,3.14,null,0,1,1000,1000,1000,0,0,0,0,0,0,0,0,0,0,0,0,0,0,0,0,0,0,0,0,0,0,0,0,0,0,0]
["LED - 9W Flood",9.7708498815525665E-4,1.0258789360576338E-3,null,11.108129999999999,10,null,3.14,null,0,1,1000,1000,1000,0,0,0,0,0,0,0,0,0,0,0,0,0,0,0,0,0,0,0,0,0,0,0,0,0,0,0]
["LED - 9W Flood",9.7708498815525665E-4,1.0258789360576338E-3,null,11.108129999999999,10,null,3.14,null,0,1,1000,1000,1000,0,0,0,0,0,0,0,0,0,0,0,0,0,0,0,0,0,0,0,0,0,0,0,0,0,0,0]
["LED - 9W Flood",9.7708498815525665E-4,1.0258789360576338E-3,null,11.108129999999999,10,null,3.14,null,0,1,1000,1000,1000,0,0,0,0,0,0,0,0,0,0,0,0,0,0,0,0,0,0,0,0,0,0,0,0,0,0,0]
["LED - 9W",8.3750141841879141E-4,8.793248023351147E-4,null,9.521254285714285,10,null,1.2000000000000002,null,0,1,1000,1000,1000,0,0,0,0,0,0,0,0,0,0,0,0,0,0,0,0,0,0,0,0,0,0,0,0,0,0,0]
["LED - 9W",8.3750141841879141E-4,8.793248023351147E-4,null,9.521254285714285,10,null,1.2000000000000002,null,0,1,1000,1000,1000,0,0,0,0,0,0,0,0,0,0,0,0,0,0,0,0,0,0,0,0,0,0,0,0,0,0,0]
["LED - 9W",8.3750141841879141E-4,8.793248023351147E-4,null,9.521254285714285,10,null,1.2000000000000002,null,0,1,1000,1000,1000,0,0,0,0,0,0,0,0,0,0,0,0,0,0,0,0,0,0,0,0,0,0,0,0,0,0,0]
["LED - 9W",8.3750141841879141E-4,8.793248023351147E-4,null,9.521254285714285,10,null,1.2000000000000002,null,0,1,1000,1000,1000,0,0,0,0,0,0,0,0,0,0,0,0,0,0,0,0,0,0,0,0,0,0,0,0,0,0,0]
["LED - 9W",8.3750141841879141E-4,8.793248023351147E-4,null,9.521254285714285,10,null,1.2000000000000002,null,0,1,1000,1000,1000,0,0,0,0,0,0,0,0,0,0,0,0,0,0,0,0,0,0,0,0,0,0,0,0,0,0,0]
["LED - 9W",8.3750141841879141E-4,8.793248023351147E-4,null,9.521254285714285,10,null,1.2000000000000002,null,0,1,1000,1000,1000,0,0,0,0,0,0,0,0,0,0,0,0,0,0,0,0,0,0,0,0,0,0,0,0,0,0,0]
["LED Specialty Lamps-5W Chandelier",6.5138999210350443E-4,6.8391929070508919E-4,null,7.4054199999999994,10,null,1.97,null,0,1,1000,1000,1000,0,0,0,0,0,0,0,0,0,0,0,0,0,0,0,0,0,0,0,0,0,0,0,0,0,0,0]
["LED Specialty Lamps-5W Chandelier",6.5138999210350443E-4,6.8391929070508919E-4,null,7.4054199999999994,10,null,1.97,null,0,1,1000,1000,1000,0,0,0,0,0,0,0,0,0,0,0,0,0,0,0,0,0,0,0,0,0,0,0,0,0,0,0]
["LED Specialty Lamps-5W Chandelier",6.5138999210350443E-4,6.8391929070508919E-4,null,7.4054199999999994,10,null,1.97,null,0,1,1000,1000,1000,0,0,0,0,0,0,0,0,0,0,0,0,0,0,0,0,0,0,0,0,0,0,0,0,0,0,0]
["LED Specialty Lamps-5W Chandelier",6.5138999210350443E-4,6.8391929070508919E-4,null,7.4054199999999994,10,null,1.97,null,0,1,1000,1000,1000,0,0,0,0,0,0,0,0,0,0,0,0,0,0,0,0,0,0,0,0,0,0,0,0,0,0,0]
["LED Specialty Lamps-5W Chandelier",6.5138999210350443E-4,6.8391929070508919E-4,null,7.4054199999999994,10,null,1.97,null,0,1,1000,1000,1000,0,0,0,0,0,0,0,0,0,0,0,0,0,0,0,0,0,0,0,0,0,0,0,0,0,0,0]
["LED Specialty Lamps-5W Chandelier",6.5138999210350443E-4,6.8391929070508919E-4,null,7.4054199999999994,10,null,1.97,null,0,1,1000,1000,1000,0,0,0,0,0,0,0,0,0,0,0,0,0,0,0,0,0,0,0,0,0,0,0,0,0,0,0]
["Linear LED",0,8.6271265320930767E-10,null,14.810840000000001,15,null,2.15,null,0,1,1000,1000,1000,0,0,0,0,0,0,0,0,0,0,0,0,0,0,0,0,0,0,0,0,0,0,0,0,0,0,0]
["Linear LED",0,8.6271265320930767E-10,null,14.810840000000001,15,null,2.15,null,0,1,1000,1000,1000,0,0,0,0,0,0,0,0,0,0,0,0,0,0,0,0,0,0,0,0,0,0,0,0,0,0,0]
["Linear LED",0,8.6271265320930767E-10,null,14.810840000000001,15,null,2.15,null,0,1,1000,1000,1000,0,0,0,0,0,0,0,0,0,0,0,0,0,0,0,0,0,0,0,0,0,0,0,0,0,0,0]
["Linear LED",0,8.6271265320930767E-10,null,14.810840000000001,15,null,2.15,null,0,1,1000,1000,1000,0,0,0,0,0,0,0,0,0,0,0,0,0,0,0,0,0,0,0,0,0,0,0,0,0,0,0]
["Linear LED",0,8.6271265320930767E-10,null,14.810840000000001,15,null,2.15,null,0,1,1000,1000,1000,0,0,0,0,0,0,0,0,0,0,0,0,0,0,0,0,0,0,0,0,0,0,0,0,0,0,0]
["Linear LED",0,8.6271265320930767E-10,null,14.810840000000001,15,null,2.15,null,0,1,1000,1000,1000,0,0,0,0,0,0,0,0,0,0,0,0,0,0,0,0,0,0,0,0,0,0,0,0,0,0,0]
["Low Wattage T8 Fixture",0,1.1910320513615538E-9,null,6.3475028571428531,15,null,0.43999999999999995,null,0,1,1000,1000,1000,0,0,0,0,0,0,0,0,0,0,0,0,0,0,0,0,0,0,0,0,0,0,0,0,0,0,0]
["Low Wattage T8 Fixture",0,1.1910320513615538E-9,null,6.3475028571428531,15,null,0.43999999999999995,null,0,1,1000,1000,1000,0,0,0,0,0,0,0,0,0,0,0,0,0,0,0,0,0,0,0,0,0,0,0,0,0,0,0]
["Low Wattage T8 Fixture",0,1.1910320513615538E-9,null,6.3475028571428531,15,null,0.43999999999999995,null,0,1,1000,1000,1000,0,0,0,0,0,0,0,0,0,0,0,0,0,0,0,0,0,0,0,0,0,0,0,0,0,0,0]
["Low Wattage T8 Fixture",0,1.1910320513615538E-9,null,6.3475028571428531,15,null,0.43999999999999995,null,0,1,1000,1000,1000,0,0,0,0,0,0,0,0,0,0,0,0,0,0,0,0,0,0,0,0,0,0,0,0,0,0,0]
["Low Wattage T8 Fixture",0,1.1910320513615538E-9,null,6.3475028571428531,15,null,0.43999999999999995,null,0,1,1000,1000,1000,0,0,0,0,0,0,0,0,0,0,0,0,0,0,0,0,0,0,0,0,0,0,0,0,0,0,0]
["Low Wattage T8 Fixture",0,1.1910320513615538E-9,null,6.3475028571428531,15,null,0.43999999999999995,null,0,1,1000,1000,1000,0,0,0,0,0,0,0,0,0,0,0,0,0,0,0,0,0,0,0,0,0,0,0,0,0,0,0]
["Energy Star Bathroom Ventilating Fan",2.0674652727180752E-4,8.2698610908723007E-4,null,5.9063350174893108,10,null,12.100000000000009,null,0,1,1000,1000,1000,0,0,0,0,0,0,0,0,0,0,0,0,0,0,0,0,0,0,0,0,0,0,0,0,0,0,0]
["Energy Star Bathroom Ventilating Fan",2.0674652727180752E-4,8.2698610908723007E-4,null,5.9063350174893108,10,null,12.100000000000009,null,0,1,1000,1000,1000,0,0,0,0,0,0,0,0,0,0,0,0,0,0,0,0,0,0,0,0,0,0,0,0,0,0,0]
["Energy Star Bathroom Ventilating Fan",2.0674652727180752E-4,8.2698610908723007E-4,null,5.9063350174893108,10,null,12.100000000000009,null,0,1,1000,1000,1000,0,0,0,0,0,0,0,0,0,0,0,0,0,0,0,0,0,0,0,0,0,0,0,0,0,0,0]
["Energy Star Bathroom Ventilating Fan",2.0674652727180752E-4,8.2698610908723007E-4,null,5.9063350174893108,10,null,12.100000000000009,null,0,1,1000,1000,1000,0,0,0,0,0,0,0,0,0,0,0,0,0,0,0,0,0,0,0,0,0,0,0,0,0,0,0]
["Energy Star Bathroom Ventilating Fan",2.0674652727180752E-4,8.2698610908723007E-4,null,5.9063350174893108,10,null,12.100000000000009,null,0,1,1000,1000,1000,0,0,0,0,0,0,0,0,0,0,0,0,0,0,0,0,0,0,0,0,0,0,0,0,0,0,0]
["Energy Star Bathroom Ventilating Fan",2.0674652727180752E-4,8.2698610908723007E-4,null,5.9063350174893108,10,null,12.100000000000009,null,{"$f":"+$J$1*H260","v":0},1,1000,1000,1000,0,0,0,0,0,0,0,0,0,0,0,0,0,0,0,0,0,0,0,0,0,0,0,0,0,0,0]
["Energy Star Ceiling Fan",0,2.4185536326520125E-6,null,21.4818135104275,20,null,45,null,0,1,1000,1000,1000,0,0,0,0,0,0,0,0,0,0,0,0,0,0,0,0,0,0,0,0,0,0,0,0,0,0,0]
["Energy Star Ceiling Fan",0,2.4185536326520125E-6,null,21.4818135104275,20,null,45,null,0,1,1000,1000,1000,0,0,0,0,0,0,0,0,0,0,0,0,0,0,0,0,0,0,0,0,0,0,0,0,0,0,0]
["Energy Star Ceiling Fan",0,2.4185536326520125E-6,null,21.4818135104275,20,null,45,null,0,1,1000,1000,1000,0,0,0,0,0,0,0,0,0,0,0,0,0,0,0,0,0,0,0,0,0,0,0,0,0,0,0]
["Energy Star Ceiling Fan",0,4.486298098198294E-6,null,21.4818135104275,20,null,45,null,0,1,1000,1000,1000,0,0,0,0,0,0,0,0,0,0,0,0,0,0,0,0,0,0,0,0,0,0,0,0,0,0,0]
["Energy Star Ceiling Fan",0,4.486298098198294E-6,null,21.4818135104275,20,null,45,null,0,1,1000,1000,1000,0,0,0,0,0,0,0,0,0,0,0,0,0,0,0,0,0,0,0,0,0,0,0,0,0,0,0]
["Energy Star Ceiling Fan",0,4.486298098198294E-6,null,21.4818135104275,20,null,45,null,0,1,1000,1000,1000,0,0,0,0,0,0,0,0,0,0,0,0,0,0,0,0,0,0,0,0,0,0,0,0,0,0,0]
["Energy Star Dehumidifier",3.5168228747400755E-2,6.6614528896752727E-3,null,214.42666666666662,12,null,20,null,0,1,1000,1000,1000,0,0,0,0,0,0,0,0,0,0,0,0,0,0,0,0,0,0,0,0,0,0,0,0,0,0,0]
["Energy Star Dehumidifier",3.5168228747400755E-2,6.6614528896752727E-3,null,214.42666666666662,12,null,20,null,0,1,1000,1000,1000,0,0,0,0,0,0,0,0,0,0,0,0,0,0,0,0,0,0,0,0,0,0,0,0,0,0,0]
["Energy Star Dehumidifier",3.5168228747400755E-2,6.6614528896752727E-3,null,214.42666666666662,12,null,20,null,0,1,1000,1000,1000,0,0,0,0,0,0,0,0,0,0,0,0,0,0,0,0,0,0,0,0,0,0,0,0,0,0,0]
["Energy Star Dehumidifier",3.5168228747400755E-2,6.6614528896752727E-3,null,214.42666666666662,12,null,20,null,0,1,1000,1000,1000,0,0,0,0,0,0,0,0,0,0,0,0,0,0,0,0,0,0,0,0,0,0,0,0,0,0,0]
["Energy Star Dehumidifier",3.5168228747400755E-2,6.6614528896752727E-3,null,214.42666666666662,12,null,20,null,0,1,1000,1000,1000,0,0,0,0,0,0,0,0,0,0,0,0,0,0,0,0,0,0,0,0,0,0,0,0,0,0,0]
["Energy Star Dehumidifier",3.5168228747400755E-2,6.6614528896752727E-3,null,214.42666666666662,12,null,20,null,0,1,1000,1000,1000,0,0,0,0,0,0,0,0,0,0,0,0,0,0,0,0,0,0,0,0,0,0,0,0,0,0,0]
["Heat Pump Pool Heater",0,0,null,9411.7647058823532,15,null,906.94999999999982,null,0,1,1000,1000,1000,0,0,0,0,0,0,0,0,0,0,0,0,0,0,0,0,0,0,0,0,0,0,0,0,0,0,0]
["Heat Pump Pool Heater",0,0,null,9411.7647058823532,15,null,906.94999999999982,null,0,1,1000,1000,1000,0,0,0,0,0,0,0,0,0,0,0,0,0,0,0,0,0,0,0,0,0,0,0,0,0,0,0]
["Heat Pump Pool Heater",0,0,null,9411.7647058823532,15,null,906.94999999999982,null,0,1,1000,1000,1000,0,0,0,0,0,0,0,0,0,0,0,0,0,0,0,0,0,0,0,0,0,0,0,0,0,0,0]
["Heat Pump Pool Heater",0,0,null,9411.7647058823532,15,null,906.94999999999982,null,0,1,1000,1000,1000,0,0,0,0,0,0,0,0,0,0,0,0,0,0,0,0,0,0,0,0,0,0,0,0,0,0,0]
["Heat Pump Pool Heater",0,0,null,9411.7647058823532,15,null,906.94999999999982,null,0,1,1000,1000,1000,0,0,0,0,0,0,0,0,0,0,0,0,0,0,0,0,0,0,0,0,0,0,0,0,0,0,0]
["Heat Pump Pool Heater",0,0,null,9411.7647058823532,15,null,906.94999999999982,null,0,1,1000,1000,1000,0,0,0,0,0,0,0,0,0,0,0,0,0,0,0,0,0,0,0,0,0,0,0,0,0,0,0]
["Solar Pool Heater",0,0,null,10130.718954248367,15,null,3477,null,0,1,1000,1000,1000,0,0,0,0,0,0,0,0,0,0,0,0,0,0,0,0,0,0,0,0,0,0,0,0,0,0,0]
["Solar Pool Heater",0,0,null,10130.718954248367,15,null,3477,null,0,1,1000,1000,1000,0,0,0,0,0,0,0,0,0,0,0,0,0,0,0,0,0,0,0,0,0,0,0,0,0,0,0]
["Solar Pool Heater",0,0,null,10130.718954248367,15,null,3477,null,0,1,1000,1000,1000,0,0,0,0,0,0,0,0,0,0,0,0,0,0,0,0,0,0,0,0,0,0,0,0,0,0,0]
["Solar Pool Heater",0,0,null,10130.718954248367,15,null,3477,null,0,1,1000,1000,1000,0,0,0,0,0,0,0,0,0,0,0,0,0,0,0,0,0,0,0,0,0,0,0,0,0,0,0]
["Solar Pool Heater",0,0,null,10130.718954248367,15,null,3477,null,0,1,1000,1000,1000,0,0,0,0,0,0,0,0,0,0,0,0,0,0,0,0,0,0,0,0,0,0,0,0,0,0,0]
["Solar Pool Heater",0,0,null,10130.718954248367,15,null,3477,null,0,1,1000,1000,1000,0,0,0,0,0,0,0,0,0,0,0,0,0,0,0,0,0,0,0,0,0,0,0,0,0,0,0]
["Solar Powered Pool Pumps",1.186592337154434,0,null,2183.33,10,null,2259.0100000000002,null,0,1,1000,1000,1000,0,0,0,0,0,0,0,0,0,0,0,0,0,0,0,0,0,0,0,0,0,0,0,0,0,0,0]
["Solar Powered Pool Pumps",1.186592337154434,0,null,2183.33,10,null,2259.0100000000002,null,0,1,1000,1000,1000,0,0,0,0,0,0,0,0,0,0,0,0,0,0,0,0,0,0,0,0,0,0,0,0,0,0,0]
["Solar Powered Pool Pumps",1.186592337154434,0,null,2183.33,10,null,2259.0100000000002,null,0,1,1000,1000,1000,0,0,0,0,0,0,0,0,0,0,0,0,0,0,0,0,0,0,0,0,0,0,0,0,0,0,0]
["Solar Powered Pool Pumps",1.186592337154434,0,null,2183.33,10,null,2259.0100000000002,null,0,1,1000,1000,1000,0,0,0,0,0,0,0,0,0,0,0,0,0,0,0,0,0,0,0,0,0,0,0,0,0,0,0]
["Solar Powered Pool Pumps",1.186592337154434,0,null,2183.33,10,null,2259.0100000000002,null,0,1,1000,1000,1000,0,0,0,0,0,0,0,0,0,0,0,0,0,0,0,0,0,0,0,0,0,0,0,0,0,0,0]
["Solar Powered Pool Pumps",1.186592337154434,0,null,2183.33,10,null,2259.0100000000002,null,0,1,1000,1000,1000,0,0,0,0,0,0,0,0,0,0,0,0,0,0,0,0,0,0,0,0,0,0,0,0,0,0,0]
["Two Speed Pool Pump",0.56851627840369467,0,null,1046.07,10,null,359.01,null,0,1,1000,1000,1000,0,0,0,0,0,0,0,0,0,0,0,0,0,0,0,0,0,0,0,0,0,0,0,0,0,0,0]
["Two Speed Pool Pump",0.56851627840369467,0,null,1046.07,10,null,359.01,null,0,1,1000,1000,1000,0,0,0,0,0,0,0,0,0,0,0,0,0,0,0,0,0,0,0,0,0,0,0,0,0,0,0]
["Two Speed Pool Pump",0.56851627840369467,0,null,1046.07,10,null,359.01,null,0,1,1000,1000,1000,0,0,0,0,0,0,0,0,0,0,0,0,0,0,0,0,0,0,0,0,0,0,0,0,0,0,0]
["Two Speed Pool Pump",0.56851627840369467,0,null,1046.07,10,null,359.01,null,0,1,1000,1000,1000,0,0,0,0,0,0,0,0,0,0,0,0,0,0,0,0,0,0,0,0,0,0,0,0,0,0,0]
["Two Speed Pool Pump",0.56851627840369467,0,null,1046.07,10,null,359.01,null,0,1,1000,1000,1000,0,0,0,0,0,0,0,0,0,0,0,0,0,0,0,0,0,0,0,0,0,0,0,0,0,0,0]
["Two Speed Pool Pump",0.56851627840369467,0,null,1046.07,10,null,359.01,null,0,1,1000,1000,1000,0,0,0,0,0,0,0,0,0,0,0,0,0,0,0,0,0,0,0,0,0,0,0,0,0,0,0]
["Variable Speed Pool Pump",1.7183912259293721,0,null,3161.84,10,null,1085.01,null,0,1,1000,1000,1000,0,0,0,0,0,0,0,0,0,0,0,0,0,0,0,0,0,0,0,0,0,0,0,0,0,0,0]
["Variable Speed Pool Pump",1.7183912259293721,0,null,3161.84,10,null,1085.01,null,0,1,1000,1000,1000,0,0,0,0,0,0,0,0,0,0,0,0,0,0,0,0,0,0,0,0,0,0,0,0,0,0,0]
["Variable Speed Pool Pump",1.7183912259293721,0,null,3161.84,10,null,1085.01,null,0,1,1000,1000,1000,0,0,0,0,0,0,0,0,0,0,0,0,0,0,0,0,0,0,0,0,0,0,0,0,0,0,0]
["Variable Speed Pool Pump",1.7183912259293721,0,null,3161.84,10,null,1085.01,null,0,1,1000,1000,1000,0,0,0,0,0,0,0,0,0,0,0,0,0,0,0,0,0,0,0,0,0,0,0,0,0,0,0]
["Variable Speed Pool Pump",1.7183912259293721,0,null,3161.84,10,null,1085.01,null,0,1,1000,1000,1000,0,0,0,0,0,0,0,0,0,0,0,0,0,0,0,0,0,0,0,0,0,0,0,0,0,0,0]
["Variable Speed Pool Pump",1.7183912259293721,0,null,3161.84,10,null,1085.01,null,0,1,1000,1000,1000,0,0,0,0,0,0,0,0,0,0,0,0,0,0,0,0,0,0,0,0,0,0,0,0,0,0,0]
["Removal of 2nd Refrigerator-Freezer",0.10987200598958223,3.6606756260904143E-2,null,1052.5804999999998,5,null,50,null,0,1,1000,1000,1000,0,0,0,0,0,0,0,0,0,0,0,0,0,0,0,0,0,0,0,0,0,0,0,0,0,0,0]
["Removal of 2nd Refrigerator-Freezer",0.10987200598958223,3.6606756260904143E-2,null,1052.5804999999998,5,null,50,null,0,1,1000,1000,1000,0,0,0,0,0,0,0,0,0,0,0,0,0,0,0,0,0,0,0,0,0,0,0,0,0,0,0]
["Removal of 2nd Refrigerator-Freezer",0.10987200598958223,3.6606756260904143E-2,null,1052.5804999999998,5,null,50,null,0,1,1000,1000,1000,0,0,0,0,0,0,0,0,0,0,0,0,0,0,0,0,0,0,0,0,0,0,0,0,0,0,0]
["Removal of 2nd Refrigerator-Freezer",0.10987200598958223,3.6606756260904143E-2,null,1052.5804999999998,5,null,50,null,0,1,1000,1000,1000,0,0,0,0,0,0,0,0,0,0,0,0,0,0,0,0,0,0,0,0,0,0,0,0,0,0,0]
["Removal of 2nd Refrigerator-Freezer",0.10987200598958223,3.6606756260904143E-2,null,1052.5804999999998,5,null,50,null,0,1,1000,1000,1000,0,0,0,0,0,0,0,0,0,0,0,0,0,0,0,0,0,0,0,0,0,0,0,0,0,0,0]
["Removal of 2nd Refrigerator-Freezer",0.10987200598958223,3.6606756260904143E-2,null,1052.5804999999998,5,null,50,null,0,1,1000,1000,1000,0,0,0,0,0,0,0,0,0,0,0,0,0,0,0,0,0,0,0,0,0,0,0,0,0,0,0]
["Drain Water Heat Recovery",2.1393000565225466E-2,4.6050571786539568E-2,null,237.51300000000001,15,null,1025,null,0,1,1000,1000,1000,0,0,0,0,0,0,0,0,0,0,0,0,0,0,0,0,0,0,0,0,0,0,0,0,0,0,0]
["Drain Water Heat Recovery",1.8324196237640044E-2,3.9444663767445078E-2,null,203.44200000000001,15,null,1025,null,0,1,1000,1000,1000,0,0,0,0,0,0,0,0,0,0,0,0,0,0,0,0,0,0,0,0,0,0,0,0,0,0,0]
["Drain Water Heat Recovery",2.7131775444970047E-2,5.8403858262680158E-2,null,301.22699999999998,15,null,1025,null,0,1,1000,1000,1000,0,0,0,0,0,0,0,0,0,0,0,0,0,0,0,0,0,0,0,0,0,0,0,0,0,0,0]
["Drain Water Heat Recovery",2.1393000565225466E-2,4.6050571786539568E-2,null,237.51300000000001,15,null,815,null,0,1,1000,1000,1000,0,0,0,0,0,0,0,0,0,0,0,0,0,0,0,0,0,0,0,0,0,0,0,0,0,0,0]
["Drain Water Heat Recovery",1.8324196237640044E-2,3.9444663767445078E-2,null,203.44200000000001,15,null,815,null,0,1,1000,1000,1000,0,0,0,0,0,0,0,0,0,0,0,0,0,0,0,0,0,0,0,0,0,0,0,0,0,0,0]
["Drain Water Heat Recovery",2.7131775444970047E-2,5.8403858262680158E-2,null,301.22699999999998,15,null,815,null,0,1,1000,1000,1000,0,0,0,0,0,0,0,0,0,0,0,0,0,0,0,0,0,0,0,0,0,0,0,0,0,0,0]
["Faucet Aerator",5.1786742181996297E-3,1.1147613824306478E-2,null,57.495555419496867,10,null,3,null,0,1,1000,1000,1000,0,0,0,0,0,0,0,0,0,0,0,0,0,0,0,0,0,0,0,0,0,0,0,0,0,0,0]
["Faucet Aerator",4.0707801703713147E-3,8.7627611606586366E-3,null,45.195306177715331,10,null,3,null,0,1,1000,1000,1000,0,0,0,0,0,0,0,0,0,0,0,0,0,0,0,0,0,0,0,0,0,0,0,0,0,0,0]
["Faucet Aerator",4.0383280425539082E-3,8.6929047121849876E-3,null,44.835010659057474,10,null,3,null,0,1,1000,1000,1000,0,0,0,0,0,0,0,0,0,0,0,0,0,0,0,0,0,0,0,0,0,0,0,0,0,0,0]
["Faucet Aerator",2.1577809242498457E-3,4.6448390934610319E-3,null,23.956481424790361,10,null,3,null,0,1,1000,1000,1000,0,0,0,0,0,0,0,0,0,0,0,0,0,0,0,0,0,0,0,0,0,0,0,0,0,0,0]
["Faucet Aerator",1.696158404321381E-3,3.6511504836077651E-3,null,18.831377574048052,10,null,3,null,0,1,1000,1000,1000,0,0,0,0,0,0,0,0,0,0,0,0,0,0,0,0,0,0,0,0,0,0,0,0,0,0,0]
["Faucet Aerator",1.6826366843974616E-3,3.6220436300770775E-3,null,18.681254441273946,10,null,3,null,0,1,1000,1000,1000,0,0,0,0,0,0,0,0,0,0,0,0,0,0,0,0,0,0,0,0,0,0,0,0,0,0,0]
["Heat Trap",1.1534881331335003E-2,2.4829984890539794E-2,null,128.06451630271792,10,null,116.77,null,0,1,1000,1000,1000,0,0,0,0,0,0,0,0,0,0,0,0,0,0,0,0,0,0,0,0,0,0,0,0,0,0,0]
["Heat Trap",9.0671790139193326E-3,1.9518009023971463E-2,null,100.66717301142302,10,null,116.77,null,0,1,1000,1000,1000,0,0,0,0,0,0,0,0,0,0,0,0,0,0,0,0,0,0,0,0,0,0,0,0,0,0,0]
["Heat Trap",8.9948957561682332E-3,1.936241208749296E-2,null,99.864657565032388,10,null,116.77,null,0,1,1000,1000,1000,0,0,0,0,0,0,0,0,0,0,0,0,0,0,0,0,0,0,0,0,0,0,0,0,0,0,0]
["Heat Trap",1.1534881331335003E-2,2.4829984890539794E-2,null,128.06451630271792,10,null,116.77,null,{"$f":"+$J$1*H324","v":0},1,1000,1000,1000,0,0,0,0,0,0,0,0,0,0,0,0,0,0,0,0,0,0,0,0,0,0,0,0,0,0,0]
["Heat Trap",9.0671790139193326E-3,1.9518009023971463E-2,null,100.66717301142302,10,null,116.77,null,0,1,1000,1000,1000,0,0,0,0,0,0,0,0,0,0,0,0,0,0,0,0,0,0,0,0,0,0,0,0,0,0,0]
["Heat Trap",8.9948957561682332E-3,1.936241208749296E-2,null,99.864657565032388,10,null,116.77,null,0,1,1000,1000,1000,0,0,0,0,0,0,0,0,0,0,0,0,0,0,0,0,0,0,0,0,0,0,0,0,0,0,0]
["Hot Water Pipe Insulation",1.3319928221710379E-2,2.8672476724116023E-2,null,147.88276670574447,13,null,18,null,0,1,1000,1000,1000,0,0,0,0,0,0,0,0,0,0,0,0,0,0,0,0,0,0,0,0,0,0,0,0,0,0,0]
["Hot Water Pipe Insulation",1.1412727059816979E-2,2.4567035612694351E-2,null,126.70831442712775,13,null,18,null,0,1,1000,1000,1000,0,0,0,0,0,0,0,0,0,0,0,0,0,0,0,0,0,0,0,0,0,0,0,0,0,0,0]
["Hot Water Pipe Insulation",1.6888077685493524E-2,3.635327505467581E-2,null,187.49768098612438,13,null,18,null,0,1,1000,1000,1000,0,0,0,0,0,0,0,0,0,0,0,0,0,0,0,0,0,0,0,0,0,0,0,0,0,0,0]
["Hot Water Pipe Insulation",1.3319928221710379E-2,2.8672476724116023E-2,null,147.88276670574447,13,null,18,null,0,1,1000,1000,1000,0,0,0,0,0,0,0,0,0,0,0,0,0,0,0,0,0,0,0,0,0,0,0,0,0,0,0]
["Hot Water Pipe Insulation",1.1412727059816979E-2,2.4567035612694351E-2,null,126.70831442712775,13,null,18,null,0,1,1000,1000,1000,0,0,0,0,0,0,0,0,0,0,0,0,0,0,0,0,0,0,0,0,0,0,0,0,0,0,0]
["Hot Water Pipe Insulation",1.6888077685493524E-2,3.635327505467581E-2,null,187.49768098612438,13,null,18,null,0,1,1000,1000,1000,0,0,0,0,0,0,0,0,0,0,0,0,0,0,0,0,0,0,0,0,0,0,0,0,0,0,0]
["Low Flow Showerhead",2.3651417492358329E-2,5.0912039934019694E-2,null,262.58677952796563,9,null,7,null,0,1,1000,1000,1000,0,0,0,0,0,0,0,0,0,0,0,0,0,0,0,0,0,0,0,0,0,0,0,0,0,0,0]
["Low Flow Showerhead",1.8591577162878035E-2,4.0020227931737137E-2,null,206.41056186687911,9,null,7,null,0,1,1000,1000,1000,0,0,0,0,0,0,0,0,0,0,0,0,0,0,0,0,0,0,0,0,0,0,0,0,0,0,0]
["Low Flow Showerhead",1.8443365711223587E-2,3.9701187969428398E-2,null,204.76506354561863,9,null,7,null,0,1,1000,1000,1000,0,0,0,0,0,0,0,0,0,0,0,0,0,0,0,0,0,0,0,0,0,0,0,0,0,0,0]
["Low Flow Showerhead",2.3651417492358329E-2,5.0912039934019694E-2,null,262.58677952796563,9,null,7,null,0,1,1000,1000,1000,0,0,0,0,0,0,0,0,0,0,0,0,0,0,0,0,0,0,0,0,0,0,0,0,0,0,0]
["Low Flow Showerhead",1.8591577162878035E-2,4.0020227931737137E-2,null,206.41056186687911,9,null,7,null,0,1,1000,1000,1000,0,0,0,0,0,0,0,0,0,0,0,0,0,0,0,0,0,0,0,0,0,0,0,0,0,0,0]
["Low Flow Showerhead",1.8443365711223587E-2,3.9701187969428398E-2,null,204.76506354561863,9,null,7,null,0,1,1000,1000,1000,0,0,0,0,0,0,0,0,0,0,0,0,0,0,0,0,0,0,0,0,0,0,0,0,0,0,0]
["Thermostatic Shower Restriction Valve",7.4273875152626179E-3,1.5988193938256186E-2,null,82.461601659569624,10,null,29.95,null,0,1,1000,1000,1000,0,0,0,0,0,0,0,0,0,0,0,0,0,0,0,0,0,0,0,0,0,0,0,0,0,0,0]
["Thermostatic Shower Restriction Valve",5.838417429027974E-3,1.2567777021998263E-2,null,64.820268414091274,10,null,29.95,null,0,1,1000,1000,1000,0,0,0,0,0,0,0,0,0,0,0,0,0,0,0,0,0,0,0,0,0,0,0,0,0,0,0]
["Thermostatic Shower Restriction Valve",5.7918737541724219E-3,1.246758711018061E-2,null,64.303523331405856,10,null,29.95,null,0,1,1000,1000,1000,0,0,0,0,0,0,0,0,0,0,0,0,0,0,0,0,0,0,0,0,0,0,0,0,0,0,0]
["Thermostatic Shower Restriction Valve",7.4273875152626179E-3,1.5988193938256186E-2,null,82.461601659569624,10,null,29.95,null,0,1,1000,1000,1000,0,0,0,0,0,0,0,0,0,0,0,0,0,0,0,0,0,0,0,0,0,0,0,0,0,0,0]
["Thermostatic Shower Restriction Valve",5.838417429027974E-3,1.2567777021998263E-2,null,64.820268414091274,10,null,29.95,null,0,1,1000,1000,1000,0,0,0,0,0,0,0,0,0,0,0,0,0,0,0,0,0,0,0,0,0,0,0,0,0,0,0]
["Thermostatic Shower Restriction Valve",5.7918737541724219E-3,1.246758711018061E-2,null,64.303523331405856,10,null,29.95,null,0,1,1000,1000,1000,0,0,0,0,0,0,0,0,0,0,0,0,0,0,0,0,0,0,0,0,0,0,0,0,0,0,0]
["Water Heater Blanket",2.3773837664894479E-2,5.1175561590381467E-2,null,263.9459335349469,7,null,167.92000000000002,null,0,1,1000,1000,1000,0,0,0,0,0,0,0,0,0,0,0,0,0,0,0,0,0,0,0,0,0,0,0,0,0,0,0]
["Water Heater Blanket",2.3773837664894479E-2,5.1175561590381467E-2,null,263.9459335349469,7,null,167.92000000000002,null,0,1,1000,1000,1000,0,0,0,0,0,0,0,0,0,0,0,0,0,0,0,0,0,0,0,0,0,0,0,0,0,0,0]
["Water Heater Blanket",2.3773837664894479E-2,5.1175561590381467E-2,null,263.9459335349469,7,null,167.92000000000002,null,0,1,1000,1000,1000,0,0,0,0,0,0,0,0,0,0,0,0,0,0,0,0,0,0,0,0,0,0,0,0,0,0,0]
["Water Heater Blanket",2.2742380157740331E-2,4.895524621979349E-2,null,252.49431102179051,7,null,167.92000000000002,null,0,1,1000,1000,1000,0,0,0,0,0,0,0,0,0,0,0,0,0,0,0,0,0,0,0,0,0,0,0,0,0,0,0]
["Water Heater Blanket",2.2742380157740331E-2,4.895524621979349E-2,null,252.49431102179051,7,null,167.92000000000002,null,0,1,1000,1000,1000,0,0,0,0,0,0,0,0,0,0,0,0,0,0,0,0,0,0,0,0,0,0,0,0,0,0,0]
["Water Heater Blanket",2.2742380157740331E-2,4.895524621979349E-2,null,252.49431102179051,7,null,167.92000000000002,null,0,1,1000,1000,1000,0,0,0,0,0,0,0,0,0,0,0,0,0,0,0,0,0,0,0,0,0,0,0,0,0,0,0]
["Water Heater Thermostat Setback",3.2950246583618326E-3,7.0928698901154066E-3,null,36.582581732533406,4,null,1.65,null,0,1,1000,1000,1000,0,0,0,0,0,0,0,0,0,0,0,0,0,0,0,0,0,0,0,0,0,0,0,0,0,0,0]
["Water Heater Thermostat Setback",3.2950246583618326E-3,7.0928698901154066E-3,null,36.582581732533406,4,null,1.65,null,0,1,1000,1000,1000,0,0,0,0,0,0,0,0,0,0,0,0,0,0,0,0,0,0,0,0,0,0,0,0,0,0,0]
["Water Heater Thermostat Setback",3.2950246583618326E-3,7.0928698901154066E-3,null,36.582581732533406,4,null,1.65,null,0,1,1000,1000,1000,0,0,0,0,0,0,0,0,0,0,0,0,0,0,0,0,0,0,0,0,0,0,0,0,0,0,0]
["Water Heater Thermostat Setback",3.2950246583618326E-3,7.0928698901154066E-3,null,36.582581732533406,4,null,1.65,null,0,1,1000,1000,1000,0,0,0,0,0,0,0,0,0,0,0,0,0,0,0,0,0,0,0,0,0,0,0,0,0,0,0]
["Water Heater Thermostat Setback",3.2950246583618326E-3,7.0928698901154066E-3,null,36.582581732533406,4,null,1.65,null,0,1,1000,1000,1000,0,0,0,0,0,0,0,0,0,0,0,0,0,0,0,0,0,0,0,0,0,0,0,0,0,0,0]
["Water Heater Thermostat Setback",3.2950246583618326E-3,7.0928698901154066E-3,null,36.582581732533406,4,null,1.65,null,0,1,1000,1000,1000,0,0,0,0,0,0,0,0,0,0,0,0,0,0,0,0,0,0,0,0,0,0,0,0,0,0,0]
["Water Heater Timeclock",0,0,null,96.550000000000011,7,null,143.33000000000001,null,0,1,1000,1000,1000,0,0,0,0,0,0,0,0,0,0,0,0,0,0,0,0,0,0,0,0,0,0,0,0,0,0,0]
["Water Heater Timeclock",0,0,null,82.7,7,null,143.33000000000001,null,0,1,1000,1000,1000,0,0,0,0,0,0,0,0,0,0,0,0,0,0,0,0,0,0,0,0,0,0,0,0,0,0,0]
["Water Heater Timeclock",0,0,null,122.45,7,null,143.33000000000001,null,0,1,1000,1000,1000,0,0,0,0,0,0,0,0,0,0,0,0,0,0,0,0,0,0,0,0,0,0,0,0,0,0,0]
["Water Heater Timeclock",0,0,null,96.550000000000011,7,null,143.33000000000001,null,0,1,1000,1000,1000,0,0,0,0,0,0,0,0,0,0,0,0,0,0,0,0,0,0,0,0,0,0,0,0,0,0,0]
["Water Heater Timeclock",0,0,null,82.7,7,null,143.33000000000001,null,0,1,1000,1000,1000,0,0,0,0,0,0,0,0,0,0,0,0,0,0,0,0,0,0,0,0,0,0,0,0,0,0,0]
["Water Heater Timeclock",0,0,null,122.45,7,null,143.33000000000001,null,0,1,1000,1000,1000,0,0,0,0,0,0,0,0,0,0,0,0,0,0,0,0,0,0,0,0,0,0,0,0,0,0,0]
["Smart Power Strip",5.9262272321284398E-3,4.6241740086552458E-3,null,53.801000000000002,5,null,10,null,0,1,1000,1000,1000,0,0,0,0,0,0,0,0,0,0,0,0,0,0,0,0,0,0,0,0,0,0,0,0,0,0,0]
["Smart Power Strip",5.9262272321284398E-3,4.6241740086552458E-3,null,53.801000000000002,5,null,10,null,0,1,1000,1000,1000,0,0,0,0,0,0,0,0,0,0,0,0,0,0,0,0,0,0,0,0,0,0,0,0,0,0,0]
["Smart Power Strip",5.9262272321284398E-3,4.6241740086552458E-3,null,53.801000000000002,5,null,10,null,0,1,1000,1000,1000,0,0,0,0,0,0,0,0,0,0,0,0,0,0,0,0,0,0,0,0,0,0,0,0,0,0,0]
["Smart Power Strip",5.9262272321284398E-3,4.6241740086552458E-3,null,53.801000000000002,5,null,10,null,0,1,1000,1000,1000,0,0,0,0,0,0,0,0,0,0,0,0,0,0,0,0,0,0,0,0,0,0,0,0,0,0,0]
["Smart Power Strip",5.9262272321284398E-3,4.6241740086552458E-3,null,53.801000000000002,5,null,10,null,0,1,1000,1000,1000,0,0,0,0,0,0,0,0,0,0,0,0,0,0,0,0,0,0,0,0,0,0,0,0,0,0,0]
["Smart Power Strip",5.9262272321284398E-3,4.6241740086552458E-3,null,53.801000000000002,5,null,10,null,0,1,1000,1000,1000,0,0,0,0,0,0,0,0,0,0,0,0,0,0,0,0,0,0,0,0,0,0,0,0,0,0,0]
["Air Sealing-Infiltration Control",0.20818819169995814,0.23002483835656085,null,595.5471,11,null,578.49599999999998,null,0,1,1000,1000,1000,0,0,0,0,0,0,0,0,0,0,0,0,0,0,0,0,0,0,0,0,0,0,0,0,0,0,0]
["Air Sealing-Infiltration Control",0.10084268327411078,0.19939787043573451,null,387.27,11,null,343.22,null,0,1,1000,1000,1000,0,0,0,0,0,0,0,0,0,0,0,0,0,0,0,0,0,0,0,0,0,0,0,0,0,0,0]
["Air Sealing-Infiltration Control",0.13851284264592739,0.31897247762629555,null,582.56999999999994,11,null,362.08399999999995,null,0,1,1000,1000,1000,0,0,0,0,0,0,0,0,0,0,0,0,0,0,0,0,0,0,0,0,0,0,0,0,0,0,0]
["Air Sealing-Infiltration Control",0,0,null,0,11,null,578.49599999999998,null,0,1,1000,1000,1000,0,0,0,0,0,0,0,0,0,0,0,0,0,0,0,0,0,0,0,0,0,0,0,0,0,0,0]
["Air Sealing-Infiltration Control",0,0,null,0,11,null,343.22,null,0,1,1000,1000,1000,0,0,0,0,0,0,0,0,0,0,0,0,0,0,0,0,0,0,0,0,0,0,0,0,0,0,0]
["Air Sealing-Infiltration Control",0,0,null,0,11,null,362.08399999999995,null,0,1,1000,1000,1000,0,0,0,0,0,0,0,0,0,0,0,0,0,0,0,0,0,0,0,0,0,0,0,0,0,0,0]
["Ceiling Insulation(R12 to R38)",0.28490434834384359,0.39812671020627022,null,843,25,null,842.00705764411032,null,0,1,1000,1000,1000,0,0,0,0,0,0,0,0,0,0,0,0,0,0,0,0,0,0,0,0,0,0,0,0,0,0,0]
["Ceiling Insulation(R12 to R38)",0.17641763918800279,0.24652685970067978,null,522,25,null,699.38448538011687,null,0,1,1000,1000,1000,0,0,0,0,0,0,0,0,0,0,0,0,0,0,0,0,0,0,0,0,0,0,0,0,0,0,0]
["Ceiling Insulation(R12 to R38)",0.17479540802305557,0.24425994604825965,null,517.19999999999982,25,null,737.82393801169587,null,0,1,1000,1000,1000,0,0,0,0,0,0,0,0,0,0,0,0,0,0,0,0,0,0,0,0,0,0,0,0,0,0,0]
["Ceiling Insulation(R12 to R38)",0.28490434834384359,0.39812671020627022,null,843,25,null,842.00705764411032,null,0,1,1000,1000,1000,0,0,0,0,0,0,0,0,0,0,0,0,0,0,0,0,0,0,0,0,0,0,0,0,0,0,0]
["Ceiling Insulation(R12 to R38)",0.17641763918800279,0.24652685970067978,null,522,25,null,699.38448538011687,null,0,1,1000,1000,1000,0,0,0,0,0,0,0,0,0,0,0,0,0,0,0,0,0,0,0,0,0,0,0,0,0,0,0]
["Ceiling Insulation(R12 to R38)",0.17479540802305557,0.24425994604825965,null,517.19999999999982,25,null,737.82393801169587,null,0,1,1000,1000,1000,0,0,0,0,0,0,0,0,0,0,0,0,0,0,0,0,0,0,0,0,0,0,0,0,0,0,0]
["Ceiling Insulation(R19 to R38)",0.14643653214443475,0.20845099969301373,null,426,25,null,721.55161904761906,null,0,1,1000,1000,1000,0,0,0,0,0,0,0,0,0,0,0,0,0,0,0,0,0,0,0,0,0,0,0,0,0,0,0]
["Ceiling Insulation(R19 to R38)",9.1093147930223495E-2,0.1296702228137292,null,265,25,null,599.33227777777768,null,0,1,1000,1000,1000,0,0,0,0,0,0,0,0,0,0,0,0,0,0,0,0,0,0,0,0,0,0,0,0,0,0,0]
["Ceiling Insulation(R19 to R38)",8.7452859490294965E-2,0.12448830711713531,null,254.41000000000008,25,null,632.27267777777774,null,0,1,1000,1000,1000,0,0,0,0,0,0,0,0,0,0,0,0,0,0,0,0,0,0,0,0,0,0,0,0,0,0,0]
["Ceiling Insulation(R19 to R38)",0.14643653214443475,0.20845099969301373,null,426,25,null,721.55161904761906,null,0,1,1000,1000,1000,0,0,0,0,0,0,0,0,0,0,0,0,0,0,0,0,0,0,0,0,0,0,0,0,0,0,0]
["Ceiling Insulation(R19 to R38)",9.1093147930223495E-2,0.1296702228137292,null,265,25,null,599.33227777777768,null,0,1,1000,1000,1000,0,0,0,0,0,0,0,0,0,0,0,0,0,0,0,0,0,0,0,0,0,0,0,0,0,0,0]
["Ceiling Insulation(R19 to R38)",8.7452859490294965E-2,0.12448830711713531,null,254.41000000000008,25,null,632.27267777777774,null,0,1,1000,1000,1000,0,0,0,0,0,0,0,0,0,0,0,0,0,0,0,0,0,0,0,0,0,0,0,0,0,0,0]
["Ceiling Insulation(R2 to R38)",0.8109282796503976,1.491288710036315,null,3236,25,null,1014.0862556390978,null,0,1,1000,1000,1000,0,0,0,0,0,0,0,0,0,0,0,0,0,0,0,0,0,0,0,0,0,0,0,0,0,0,0]
["Ceiling Insulation(R2 to R38)",0.48841137732961215,0.89818346596439369,null,1949,25,null,842.31621052631567,null,0,1,1000,1000,1000,0,0,0,0,0,0,0,0,0,0,0,0,0,0,0,0,0,0,0,0,0,0,0,0,0,0,0]
["Ceiling Insulation(R2 to R38)",0.50309880207321833,0.92519348799629353,null,2007.6099999999997,25,null,888.6114526315788,null,0,1,1000,1000,1000,0,0,0,0,0,0,0,0,0,0,0,0,0,0,0,0,0,0,0,0,0,0,0,0,0,0,0]
["Ceiling Insulation(R2 to R38)",0.8109282796503976,1.491288710036315,null,3236,25,null,1014.0862556390978,null,0,1,1000,1000,1000,0,0,0,0,0,0,0,0,0,0,0,0,0,0,0,0,0,0,0,0,0,0,0,0,0,0,0]
["Ceiling Insulation(R2 to R38)",0.48841137732961215,0.89818346596439369,null,1949,25,null,842.31621052631567,null,0,1,1000,1000,1000,0,0,0,0,0,0,0,0,0,0,0,0,0,0,0,0,0,0,0,0,0,0,0,0,0,0,0]
["Ceiling Insulation(R2 to R38)",0.50309880207321833,0.92519348799629353,null,2007.6099999999997,25,null,888.6114526315788,null,0,1,1000,1000,1000,0,0,0,0,0,0,0,0,0,0,0,0,0,0,0,0,0,0,0,0,0,0,0,0,0,0,0]
["Ceiling Insulation(R30 to R38)",4.2129499692237005E-2,6.1581908084917814E-2,null,123,25,null,532.26450125313283,null,0,1,1000,1000,1000,0,0,0,0,0,0,0,0,0,0,0,0,0,0,0,0,0,0,0,0,0,0,0,0,0,0,0]
["Ceiling Insulation(R30 to R38)",2.5688719324534759E-2,3.7549943954218179E-2,null,75,25,null,442.10738011695901,null,0,1,1000,1000,1000,0,0,0,0,0,0,0,0,0,0,0,0,0,0,0,0,0,0,0,0,0,0,0,0,0,0,0]
["Ceiling Insulation(R30 to R38)",2.4558415674255402E-2,3.5897746420232829E-2,null,71.7000000000005,25,null,466.4064116959064,null,0,1,1000,1000,1000,0,0,0,0,0,0,0,0,0,0,0,0,0,0,0,0,0,0,0,0,0,0,0,0,0,0,0]
["Ceiling Insulation(R30 to R38)",4.2129499692237005E-2,6.1581908084917814E-2,null,123,25,null,532.26450125313283,null,0,1,1000,1000,1000,0,0,0,0,0,0,0,0,0,0,0,0,0,0,0,0,0,0,0,0,0,0,0,0,0,0,0]
["Ceiling Insulation(R30 to R38)",2.5688719324534759E-2,3.7549943954218179E-2,null,75,25,null,442.10738011695901,null,0,1,1000,1000,1000,0,0,0,0,0,0,0,0,0,0,0,0,0,0,0,0,0,0,0,0,0,0,0,0,0,0,0]
["Ceiling Insulation(R30 to R38)",2.4558415674255402E-2,3.5897746420232829E-2,null,71.7000000000005,25,null,466.4064116959064,null,0,1,1000,1000,1000,0,0,0,0,0,0,0,0,0,0,0,0,0,0,0,0,0,0,0,0,0,0,0,0,0,0,0]
["Central AC Tune Up",0.11566010649997677,0,null,187.352,2,null,175,null,0,1,1000,1000,1000,0,0,0,0,0,0,0,0,0,0,0,0,0,0,0,0,0,0,0,0,0,0,0,0,0,0,0]
["Central AC Tune Up",5.6023712930061545E-2,0,null,90.75,2,null,175,null,0,1,1000,1000,1000,0,0,0,0,0,0,0,0,0,0,0,0,0,0,0,0,0,0,0,0,0,0,0,0,0,0,0]
["Central AC Tune Up",7.6951579247737434E-2,0,null,124.65,2,null,175,null,0,1,1000,1000,1000,0,0,0,0,0,0,0,0,0,0,0,0,0,0,0,0,0,0,0,0,0,0,0,0,0,0,0]
["Central AC Tune Up",0,0,null,0,2,null,175,null,0,1,1000,1000,1000,0,0,0,0,0,0,0,0,0,0,0,0,0,0,0,0,0,0,0,0,0,0,0,0,0,0,0]
["Central AC Tune Up",0,0,null,0,2,null,175,null,0,1,1000,1000,1000,0,0,0,0,0,0,0,0,0,0,0,0,0,0,0,0,0,0,0,0,0,0,0,0,0,0,0]
["Central AC Tune Up",0,0,null,0,2,null,175,null,0,1,1000,1000,1000,0,0,0,0,0,0,0,0,0,0,0,0,0,0,0,0,0,0,0,0,0,0,0,0,0,0,0]
["Duct Insulation",4.7310766563815797E-2,5.2273144516528793E-2,null,135.33807847500088,15,null,1515.9757142857143,null,0,1,1000,1000,1000,0,0,0,0,0,0,0,0,0,0,0,0,0,0,0,0,0,0,0,0,0,0,0,0,0,0,0]
["Duct Insulation",2.291649977404182E-2,4.5313166056520957E-2,null,88.007107500000558,15,null,1259.2375,null,0,1,1000,1000,1000,0,0,0,0,0,0,0,0,0,0,0,0,0,0,0,0,0,0,0,0,0,0,0,0,0,0,0]
["Duct Insulation",3.1477043491287195E-2,7.2486495540576137E-2,null,132.38903250000084,15,null,1328.4475,null,0,1,1000,1000,1000,0,0,0,0,0,0,0,0,0,0,0,0,0,0,0,0,0,0,0,0,0,0,0,0,0,0,0]
["Duct Insulation",0,0,null,0,15,null,1515.9757142857143,null,0,1,1000,1000,1000,0,0,0,0,0,0,0,0,0,0,0,0,0,0,0,0,0,0,0,0,0,0,0,0,0,0,0]
["Duct Insulation",0,0,null,0,15,null,1259.2375,null,0,1,1000,1000,1000,0,0,0,0,0,0,0,0,0,0,0,0,0,0,0,0,0,0,0,0,0,0,0,0,0,0,0]
["Duct Insulation",0,0,null,0,15,null,1328.4475,null,0,1,1000,1000,1000,0,0,0,0,0,0,0,0,0,0,0,0,0,0,0,0,0,0,0,0,0,0,0,0,0,0,0]
["Duct Repair",0.27758425559994421,0.30669978447541446,null,794.06279999999992,18,null,275,null,0,1,1000,1000,1000,0,0,0,0,0,0,0,0,0,0,0,0,0,0,0,0,0,0,0,0,0,0,0,0,0,0,0]
["Duct Repair",0.13445691103214771,0.26586382724764601,null,516.36,18,null,275,null,0,1,1000,1000,1000,0,0,0,0,0,0,0,0,0,0,0,0,0,0,0,0,0,0,0,0,0,0,0,0,0,0,0]
["Duct Repair",0.18468379019456982,0.42529663683506075,null,776.76,18,null,275,null,0,1,1000,1000,1000,0,0,0,0,0,0,0,0,0,0,0,0,0,0,0,0,0,0,0,0,0,0,0,0,0,0,0]
["Duct Repair",0,0,null,0,18,null,275,null,0,1,1000,1000,1000,0,0,0,0,0,0,0,0,0,0,0,0,0,0,0,0,0,0,0,0,0,0,0,0,0,0,0]
["Duct Repair",0,0,null,0,18,null,275,null,0,1,1000,1000,1000,0,0,0,0,0,0,0,0,0,0,0,0,0,0,0,0,0,0,0,0,0,0,0,0,0,0,0]
["Duct Repair",0,0,null,0,18,null,275,null,0,1,1000,1000,1000,0,0,0,0,0,0,0,0,0,0,0,0,0,0,0,0,0,0,0,0,0,0,0,0,0,0,0]
["Energy Star Certified Roof Products",0.28915026624994189,0.3194789421618901,null,827.14875000000006,20,null,0,null,0,1,1000,1000,1000,0,0,0,0,0,0,0,0,0,0,0,0,0,0,0,0,0,0,0,0,0,0,0,0,0,0,0]
["Energy Star Certified Roof Products",0.14005928232515388,0.27694148671629792,null,537.875,20,null,0,null,0,1,1000,1000,1000,0,0,0,0,0,0,0,0,0,0,0,0,0,0,0,0,0,0,0,0,0,0,0,0,0,0,0]
["Energy Star Certified Roof Products",0.19237894811934358,0.44301733003652161,null,809.125,20,null,0,null,0,1,1000,1000,1000,0,0,0,0,0,0,0,0,0,0,0,0,0,0,0,0,0,0,0,0,0,0,0,0,0,0,0]
["Energy Star Certified Roof Products",0.28915026624994189,0.3194789421618901,null,827.14875000000006,20,null,0,null,0,1,1000,1000,1000,0,0,0,0,0,0,0,0,0,0,0,0,0,0,0,0,0,0,0,0,0,0,0,0,0,0,0]
["Energy Star Certified Roof Products",0.14005928232515388,0.27694148671629792,null,537.875,20,null,0,null,0,1,1000,1000,1000,0,0,0,0,0,0,0,0,0,0,0,0,0,0,0,0,0,0,0,0,0,0,0,0,0,0,0]
["Energy Star Certified Roof Products",0.19237894811934358,0.44301733003652161,null,809.125,20,null,0,null,0,1,1000,1000,1000,0,0,0,0,0,0,0,0,0,0,0,0,0,0,0,0,0,0,0,0,0,0,0,0,0,0,0]
["Energy Star Door",1.9521208603060933E-2,7.9089262887670861E-2,null,136.11154784365385,25,null,278.02,null,0,1,1000,1000,1000,0,0,0,0,0,0,0,0,0,0,0,0,0,0,0,0,0,0,0,0,0,0,0,0,0,0,0]
["Energy Star Door",1.9521208603060933E-2,7.9089262887670861E-2,null,136.11154784365385,25,null,278.02,null,0,1,1000,1000,1000,0,0,0,0,0,0,0,0,0,0,0,0,0,0,0,0,0,0,0,0,0,0,0,0,0,0,0]
["Energy Star Door",1.9521208603060933E-2,7.9089262887670861E-2,null,136.11154784365385,25,null,278.02,null,0,1,1000,1000,1000,0,0,0,0,0,0,0,0,0,0,0,0,0,0,0,0,0,0,0,0,0,0,0,0,0,0,0]
["Energy Star Door",1.3853760944107755E-2,5.6127863984798659E-2,null,96.595292018076904,25,null,278.02,null,0,1,1000,1000,1000,0,0,0,0,0,0,0,0,0,0,0,0,0,0,0,0,0,0,0,0,0,0,0,0,0,0,0]
["Energy Star Door",1.3853760944107755E-2,5.6127863984798659E-2,null,96.595292018076904,25,null,278.02,null,0,1,1000,1000,1000,0,0,0,0,0,0,0,0,0,0,0,0,0,0,0,0,0,0,0,0,0,0,0,0,0,0,0]
["Energy Star Door",1.3853760944107755E-2,5.6127863984798659E-2,null,96.595292018076904,25,null,278.02,null,0,1,1000,1000,1000,0,0,0,0,0,0,0,0,0,0,0,0,0,0,0,0,0,0,0,0,0,0,0,0,0,0,0]
["Energy Star Windows",7.2717402916381138E-2,0.18567507858559226,null,577.43582100000003,25,null,360,null,0,1,1000,1000,1000,0,0,0,0,0,0,0,0,0,0,0,0,0,0,0,0,0,0,0,0,0,0,0,0,0,0,0]
["Energy Star Windows",7.2717402916381138E-2,0.18567507858559226,null,577.43582100000003,25,null,360,null,0,1,1000,1000,1000,0,0,0,0,0,0,0,0,0,0,0,0,0,0,0,0,0,0,0,0,0,0,0,0,0,0,0]
["Energy Star Windows",7.2717402916381138E-2,0.18567507858559226,null,577.43582100000003,25,null,360,null,0,1,1000,1000,1000,0,0,0,0,0,0,0,0,0,0,0,0,0,0,0,0,0,0,0,0,0,0,0,0,0,0,0]
["Energy Star Windows",0,3.9996658416561005E-2,null,197.54383349999998,25,null,360,null,0,1,1000,1000,1000,0,0,0,0,0,0,0,0,0,0,0,0,0,0,0,0,0,0,0,0,0,0,0,0,0,0,0]
["Energy Star Windows",0,3.9996658416561005E-2,null,197.54383349999998,25,null,360,null,0,1,1000,1000,1000,0,0,0,0,0,0,0,0,0,0,0,0,0,0,0,0,0,0,0,0,0,0,0,0,0,0,0]
["Energy Star Windows",0,3.9996658416561005E-2,null,197.54383349999998,25,null,360,null,0,1,1000,1000,1000,0,0,0,0,0,0,0,0,0,0,0,0,0,0,0,0,0,0,0,0,0,0,0,0,0,0,0]
["Floor Insulation",0,4.4910031196195632E-2,null,73,20,null,2201.3816063076306,null,0,1,1000,1000,1000,0,0,0,0,0,0,0,0,0,0,0,0,0,0,0,0,0,0,0,0,0,0,0,0,0,0,0]
["Floor Insulation",0,1.8456177203916013E-2,null,30,20,null,1828.5026566884937,null,0,1,1000,1000,1000,0,0,0,0,0,0,0,0,0,0,0,0,0,0,0,0,0,0,0,0,0,0,0,0,0,0,0]
["Floor Insulation",0,3.6297148501034826E-2,null,59,20,null,1929.0005126286246,null,0,1,1000,1000,1000,0,0,0,0,0,0,0,0,0,0,0,0,0,0,0,0,0,0,0,0,0,0,0,0,0,0,0]
["Floor Insulation",0,0,null,0,20,null,2201.3816063076306,null,0,1,1000,1000,1000,0,0,0,0,0,0,0,0,0,0,0,0,0,0,0,0,0,0,0,0,0,0,0,0,0,0,0]
["Floor Insulation",0,0,null,0,20,null,1828.5026566884937,null,0,1,1000,1000,1000,0,0,0,0,0,0,0,0,0,0,0,0,0,0,0,0,0,0,0,0,0,0,0,0,0,0,0]
["Floor Insulation",0,0,null,0,20,null,1929.0005126286246,null,0,1,1000,1000,1000,0,0,0,0,0,0,0,0,0,0,0,0,0,0,0,0,0,0,0,0,0,0,0,0,0,0,0]
["Green Roof",0.33897130871592862,0.37452566285443673,null,969.66777145515016,20,null,26072.649451671266,null,0,1,1000,1000,1000,0,0,0,0,0,0,0,0,0,0,0,0,0,0,0,0,0,0,0,0,0,0,0,0,0,0,0]
["Green Roof",0.16419171541254179,0.32465893740112489,null,630.55170254617315,20,null,21656.358285491442,null,0,1,1000,1000,1000,0,0,0,0,0,0,0,0,0,0,0,0,0,0,0,0,0,0,0,0,0,0,0,0,0,0,0]
["Green Roof",0.22552614133524332,0.51934990790051327,null,948.53850118089213,20,null,22846.631412632956,null,0,1,1000,1000,1000,0,0,0,0,0,0,0,0,0,0,0,0,0,0,0,0,0,0,0,0,0,0,0,0,0,0,0]
["Green Roof",0.33897130871592862,0.37452566285443673,null,969.66777145515016,20,null,26072.649451671266,null,0,1,1000,1000,1000,0,0,0,0,0,0,0,0,0,0,0,0,0,0,0,0,0,0,0,0,0,0,0,0,0,0,0]
["Green Roof",0.16419171541254179,0.32465893740112489,null,630.55170254617315,20,null,21656.358285491442,null,0,1,1000,1000,1000,0,0,0,0,0,0,0,0,0,0,0,0,0,0,0,0,0,0,0,0,0,0,0,0,0,0,0]
["Green Roof",0.22552614133524332,0.51934990790051327,null,948.53850118089213,20,null,22846.631412632956,null,0,1,1000,1000,1000,0,0,0,0,0,0,0,0,0,0,0,0,0,0,0,0,0,0,0,0,0,0,0,0,0,0,0]
["Heat Pump Tune Up",0.11566010649997677,0.12779157686475606,null,330.85950000000003,2,null,175,null,0,1,1000,1000,1000,0,0,0,0,0,0,0,0,0,0,0,0,0,0,0,0,0,0,0,0,0,0,0,0,0,0,0]
["Heat Pump Tune Up",5.6023712930061545E-2,0.11077659468651918,null,215.15,2,null,175,null,0,1,1000,1000,1000,0,0,0,0,0,0,0,0,0,0,0,0,0,0,0,0,0,0,0,0,0,0,0,0,0,0,0]
["Heat Pump Tune Up",7.6951579247737434E-2,0.17720693201460866,null,323.64999999999998,2,null,175,null,0,1,1000,1000,1000,0,0,0,0,0,0,0,0,0,0,0,0,0,0,0,0,0,0,0,0,0,0,0,0,0,0,0]
["Heat Pump Tune Up",0,0,null,0,2,null,175,null,0,1,1000,1000,1000,0,0,0,0,0,0,0,0,0,0,0,0,0,0,0,0,0,0,0,0,0,0,0,0,0,0,0]
["Heat Pump Tune Up",0,0,null,0,2,null,175,null,0,1,1000,1000,1000,0,0,0,0,0,0,0,0,0,0,0,0,0,0,0,0,0,0,0,0,0,0,0,0,0,0,0]
["Heat Pump Tune Up",0,0,null,0,2,null,175,null,0,1,1000,1000,1000,0,0,0,0,0,0,0,0,0,0,0,0,0,0,0,0,0,0,0,0,0,0,0,0,0,0,0]
["Home Energy Management System",0.10672369073981561,5.7972090835374544E-2,null,697.31174799999997,11,null,481.26,null,0,1,1000,1000,1000,0,0,0,0,0,0,0,0,0,0,0,0,0,0,0,0,0,0,0,0,0,0,0,0,0,0,0]
["Home Energy Management System",7.6896697416639653E-2,4.1770128981443125E-2,null,502.428,11,null,481.26,null,0,1,1000,1000,1000,0,0,0,0,0,0,0,0,0,0,0,0,0,0,0,0,0,0,0,0,0,0,0,0,0,0,0]
["Home Energy Management System",0.11853761172526867,6.4389388585695997E-2,null,774.50160000000005,11,null,481.26,null,0,1,1000,1000,1000,0,0,0,0,0,0,0,0,0,0,0,0,0,0,0,0,0,0,0,0,0,0,0,0,0,0,0]
["Home Energy Management System",0.10626684760954574,6.7088136415978342E-2,null,697.31174799999997,11,null,481.26,null,0,1,1000,1000,1000,0,0,0,0,0,0,0,0,0,0,0,0,0,0,0,0,0,0,0,0,0,0,0,0,0,0,0]
["Home Energy Management System",7.6567532189015769E-2,4.8338434423174474E-2,null,502.428,11,null,481.26,null,0,1,1000,1000,1000,0,0,0,0,0,0,0,0,0,0,0,0,0,0,0,0,0,0,0,0,0,0,0,0,0,0,0]
["Home Energy Management System",0.11803019773667912,7.4514546964428163E-2,null,774.50160000000005,11,null,481.26,null,0,1,1000,1000,1000,0,0,0,0,0,0,0,0,0,0,0,0,0,0,0,0,0,0,0,0,0,0,0,0,0,0,0]
["HVAC ECM Motor",8.2351502805844204E-3,1.6592573716858638E-2,null,48.017848525969328,15,null,287,null,0,1,1000,1000,1000,0,0,0,0,0,0,0,0,0,0,0,0,0,0,0,0,0,0,0,0,0,0,0,0,0,0,0]
["HVAC ECM Motor",8.2351502805844204E-3,1.6592573716858638E-2,null,48.017848525969328,15,null,287,null,0,1,1000,1000,1000,0,0,0,0,0,0,0,0,0,0,0,0,0,0,0,0,0,0,0,0,0,0,0,0,0,0,0]
["HVAC ECM Motor",8.2351502805844204E-3,1.6592573716858638E-2,null,48.017848525969328,15,null,287,null,0,1,1000,1000,1000,0,0,0,0,0,0,0,0,0,0,0,0,0,0,0,0,0,0,0,0,0,0,0,0,0,0,0]
["HVAC ECM Motor",8.2351502805844204E-3,1.6592573716858638E-2,null,48.017848525969328,15,null,287,null,0,1,1000,1000,1000,0,0,0,0,0,0,0,0,0,0,0,0,0,0,0,0,0,0,0,0,0,0,0,0,0,0,0]
["HVAC ECM Motor",8.2351502805844204E-3,1.6592573716858638E-2,null,48.017848525969328,15,null,287,null,0,1,1000,1000,1000,0,0,0,0,0,0,0,0,0,0,0,0,0,0,0,0,0,0,0,0,0,0,0,0,0,0,0]
["HVAC ECM Motor",8.2351502805844204E-3,1.6592573716858638E-2,null,48.017848525969328,15,null,287,null,0,1,1000,1000,1000,0,0,0,0,0,0,0,0,0,0,0,0,0,0,0,0,0,0,0,0,0,0,0,0,0,0,0]
["Programmable Thermostat",7.8623357425906759E-2,0,null,113.815668,11,null,174.99,null,0,1,1000,1000,1000,0,0,0,0,0,0,0,0,0,0,0,0,0,0,0,0,0,0,0,0,0,0,0,0,0,0,0]
["Programmable Thermostat",5.1126884221803628E-2,0,null,74.011600000000001,11,null,174.99,null,0,1,1000,1000,1000,0,0,0,0,0,0,0,0,0,0,0,0,0,0,0,0,0,0,0,0,0,0,0,0,0,0,0]
["Programmable Thermostat",7.6910137477976967E-2,0,null,111.3356,11,null,174.99,null,0,1,1000,1000,1000,0,0,0,0,0,0,0,0,0,0,0,0,0,0,0,0,0,0,0,0,0,0,0,0,0,0,0]
["Programmable Thermostat",0.10259831854756689,0,null,113.815668,11,null,33,null,0,1,1000,1000,1000,0,0,0,0,0,0,0,0,0,0,0,0,0,0,0,0,0,0,0,0,0,0,0,0,0,0,0]
["Programmable Thermostat",6.6717226603766902E-2,0,null,74.011600000000001,11,null,33,null,0,1,1000,1000,1000,0,0,0,0,0,0,0,0,0,0,0,0,0,0,0,0,0,0,0,0,0,0,0,0,0,0,0]
["Programmable Thermostat",0.10036267901607789,0,null,111.3356,11,null,33,null,0,1,1000,1000,1000,0,0,0,0,0,0,0,0,0,0,0,0,0,0,0,0,0,0,0,0,0,0,0,0,0,0,0]
["Radiant Barrier",0.22755328109322001,0.31838919524833914,null,661.71900000000005,25,null,1413.5714285714287,null,0,1,1000,1000,1000,0,0,0,0,0,0,0,0,0,0,0,0,0,0,0,0,0,0,0,0,0,0,0,0,0,0,0]
["Radiant Barrier",0.14797244276560378,0.20704085981415118,null,430.3,25,null,1155,null,0,1,1000,1000,1000,0,0,0,0,0,0,0,0,0,0,0,0,0,0,0,0,0,0,0,0,0,0,0,0,0,0,0]
["Radiant Barrier",0.2225948459265055,0.31145142588356972,null,647.29999999999995,25,null,1191,null,0,1,1000,1000,1000,0,0,0,0,0,0,0,0,0,0,0,0,0,0,0,0,0,0,0,0,0,0,0,0,0,0,0]
["Radiant Barrier",0.22755328109322001,0.31838919524833914,null,661.71900000000005,25,null,1413.5714285714287,null,0,1,1000,1000,1000,0,0,0,0,0,0,0,0,0,0,0,0,0,0,0,0,0,0,0,0,0,0,0,0,0,0,0]
["Radiant Barrier",0.14797244276560378,0.20704085981415118,null,430.3,25,null,1155,null,0,1,1000,1000,1000,0,0,0,0,0,0,0,0,0,0,0,0,0,0,0,0,0,0,0,0,0,0,0,0,0,0,0]
["Radiant Barrier",0.2225948459265055,0.31145142588356972,null,647.29999999999995,25,null,1191,null,0,1,1000,1000,1000,0,0,0,0,0,0,0,0,0,0,0,0,0,0,0,0,0,0,0,0,0,0,0,0,0,0,0]
["Sealed crawlspace",1.6469438710628309E-2,0.10118445961852558,null,162.06,11,null,5500,null,0,1,1000,1000,1000,0,0,0,0,0,0,0,0,0,0,0,0,0,0,0,0,0,0,0,0,0,0,0,0,0,0,0]
["Sealed crawlspace",6.7682624838198546E-3,4.1582654637750245E-2,null,66.600000000000009,11,null,4568.38768115942,null,0,1,1000,1000,1000,0,0,0,0,0,0,0,0,0,0,0,0,0,0,0,0,0,0,0,0,0,0,0,0,0,0,0]
["Sealed crawlspace",1.3310916218179047E-2,8.1779220787575477E-2,null,130.98000000000002,11,null,4819.474637681159,null,0,1,1000,1000,1000,0,0,0,0,0,0,0,0,0,0,0,0,0,0,0,0,0,0,0,0,0,0,0,0,0,0,0]
["Sealed crawlspace",0,0,null,0,11,null,5500,null,0,1,1000,1000,1000,0,0,0,0,0,0,0,0,0,0,0,0,0,0,0,0,0,0,0,0,0,0,0,0,0,0,0]
["Sealed crawlspace",0,0,null,0,11,null,4568.38768115942,null,0,1,1000,1000,1000,0,0,0,0,0,0,0,0,0,0,0,0,0,0,0,0,0,0,0,0,0,0,0,0,0,0,0]
["Sealed crawlspace",0,0,null,0,11,null,4819.474637681159,null,0,1,1000,1000,1000,0,0,0,0,0,0,0,0,0,0,0,0,0,0,0,0,0,0,0,0,0,0,0,0,0,0,0]
["Smart Thermostat",0.18284501726955057,0,null,264.68759999999997,11,null,274,null,0,1,1000,1000,1000,0,0,0,0,0,0,0,0,0,0,0,0,0,0,0,0,0,0,0,0,0,0,0,0,0,0,0]
["Smart Thermostat",0.11889973074838053,0,null,172.12,11,null,274,null,0,1,1000,1000,1000,0,0,0,0,0,0,0,0,0,0,0,0,0,0,0,0,0,0,0,0,0,0,0,0,0,0,0]
["Smart Thermostat",0.17886078483250459,0,null,258.92,11,null,274,null,0,1,1000,1000,1000,0,0,0,0,0,0,0,0,0,0,0,0,0,0,0,0,0,0,0,0,0,0,0,0,0,0,0]
["Smart Thermostat",0.23860074080829508,0,null,264.68759999999997,11,null,132.01,null,0,1,1000,1000,1000,0,0,0,0,0,0,0,0,0,0,0,0,0,0,0,0,0,0,0,0,0,0,0,0,0,0,0]
["Smart Thermostat",0.1551563409389928,0,null,172.12,11,null,132.01,null,0,1,1000,1000,1000,0,0,0,0,0,0,0,0,0,0,0,0,0,0,0,0,0,0,0,0,0,0,0,0,0,0,0]
["Smart Thermostat",0.23340157910715789,0,null,258.92,11,null,132.01,null,0,1,1000,1000,1000,0,0,0,0,0,0,0,0,0,0,0,0,0,0,0,0,0,0,0,0,0,0,0,0,0,0,0]
["Spray Foam Insulation(Base R12)",0.31324485462391749,0.57605404435889795,null,1250,25,null,5204.5714285714294,null,0,1,1000,1000,1000,0,0,0,0,0,0,0,0,0,0,0,0,0,0,0,0,0,0,0,0,0,0,0,0,0,0,0]
["Spray Foam Insulation(Base R12)",0.20899696700507775,0.38434325839625672,null,834,25,null,4323.0000000000009,null,0,1,1000,1000,1000,0,0,0,0,0,0,0,0,0,0,0,0,0,0,0,0,0,0,0,0,0,0,0,0,0,0,0]
["Spray Foam Insulation(Base R12)",0.25950456736463823,0.47722621250868552,null,1035.5500000000002,25,null,4560.6000000000004,null,0,1,1000,1000,1000,0,0,0,0,0,0,0,0,0,0,0,0,0,0,0,0,0,0,0,0,0,0,0,0,0,0,0]
["Spray Foam Insulation(Base R12)",0.31324485462391749,0.57605404435889795,null,1250,25,null,5204.5714285714294,null,0,1,1000,1000,1000,0,0,0,0,0,0,0,0,0,0,0,0,0,0,0,0,0,0,0,0,0,0,0,0,0,0,0]
["Spray Foam Insulation(Base R12)",0.20899696700507775,0.38434325839625672,null,834,25,null,4323.0000000000009,null,0,1,1000,1000,1000,0,0,0,0,0,0,0,0,0,0,0,0,0,0,0,0,0,0,0,0,0,0,0,0,0,0,0]
["Spray Foam Insulation(Base R12)",0.25950456736463823,0.47722621250868552,null,1035.5500000000002,25,null,4560.6000000000004,null,0,1,1000,1000,1000,0,0,0,0,0,0,0,0,0,0,0,0,0,0,0,0,0,0,0,0,0,0,0,0,0,0,0]
["Spray Foam Insulation(Base R19)",0.30249800067394972,0.43060300406068563,null,880,25,null,5204.5714285714294,null,0,1,1000,1000,1000,0,0,0,0,0,0,0,0,0,0,0,0,0,0,0,0,0,0,0,0,0,0,0,0,0,0,0]
["Spray Foam Insulation(Base R19)",0.20727988000726327,0.29506092210067436,null,603,25,null,4323.0000000000009,null,0,1,1000,1000,1000,0,0,0,0,0,0,0,0,0,0,0,0,0,0,0,0,0,0,0,0,0,0,0,0,0,0,0]
["Spray Foam Insulation(Base R19)",0.27376412808720479,0.38970061189087563,null,796.40999999999974,25,null,4560.6000000000004,null,0,1,1000,1000,1000,0,0,0,0,0,0,0,0,0,0,0,0,0,0,0,0,0,0,0,0,0,0,0,0,0,0,0]
["Spray Foam Insulation(Base R19)",0.30249800067394972,0.43060300406068563,null,880,25,null,5204.5714285714294,null,0,1,1000,1000,1000,0,0,0,0,0,0,0,0,0,0,0,0,0,0,0,0,0,0,0,0,0,0,0,0,0,0,0]
["Spray Foam Insulation(Base R19)",0.20727988000726327,0.29506092210067436,null,603,25,null,4323.0000000000009,null,0,1,1000,1000,1000,0,0,0,0,0,0,0,0,0,0,0,0,0,0,0,0,0,0,0,0,0,0,0,0,0,0,0]
["Spray Foam Insulation(Base R19)",0.27376412808720479,0.38970061189087563,null,796.40999999999974,25,null,4560.6000000000004,null,0,1,1000,1000,1000,0,0,0,0,0,0,0,0,0,0,0,0,0,0,0,0,0,0,0,0,0,0,0,0,0,0,0]
["Spray Foam Insulation(Base R30)",0.21167504723416641,0.30941153818275779,null,618,25,null,5204.5714285714294,null,0,1,1000,1000,1000,0,0,0,0,0,0,0,0,0,0,0,0,0,0,0,0,0,0,0,0,0,0,0,0,0,0,0]
["Spray Foam Insulation(Base R30)",0.14693947453633882,0.21478567941812798,null,429,25,null,4323.0000000000009,null,0,1,1000,1000,1000,0,0,0,0,0,0,0,0,0,0,0,0,0,0,0,0,0,0,0,0,0,0,0,0,0,0,0]
["Spray Foam Insulation(Base R30)",0.21764168044261176,0.31813313849852431,null,635.42000000000019,25,null,4560.6000000000004,null,0,1,1000,1000,1000,0,0,0,0,0,0,0,0,0,0,0,0,0,0,0,0,0,0,0,0,0,0,0,0,0,0,0]
["Spray Foam Insulation(Base R30)",0.21167504723416641,0.30941153818275779,null,618,25,null,4293.732691729324,null,0,1,1000,1000,1000,0,0,0,0,0,0,0,0,0,0,0,0,0,0,0,0,0,0,0,0,0,0,0,0,0,0,0]
["Spray Foam Insulation(Base R30)",0.14693947453633882,0.21478567941812798,null,429,25,null,4293.732691729324,null,0,1,1000,1000,1000,0,0,0,0,0,0,0,0,0,0,0,0,0,0,0,0,0,0,0,0,0,0,0,0,0,0,0]
["Spray Foam Insulation(Base R30)",0.21764168044261176,0.31813313849852431,null,635.42000000000019,25,null,4293.732691729324,null,0,1,1000,1000,1000,0,0,0,0,0,0,0,0,0,0,0,0,0,0,0,0,0,0,0,0,0,0,0,0,0,0,0]
["Storm Door",1.9658666582705504E-2,6.8006431720911684E-2,null,117.08520244615387,25,null,329.04177777777772,null,0,1,1000,1000,1000,0,0,0,0,0,0,0,0,0,0,0,0,0,0,0,0,0,0,0,0,0,0,0,0,0,0,0]
["Storm Door",1.9658666582705504E-2,6.8006431720911684E-2,null,117.08520244615387,25,null,329.04177777777772,null,0,1,1000,1000,1000,0,0,0,0,0,0,0,0,0,0,0,0,0,0,0,0,0,0,0,0,0,0,0,0,0,0,0]
["Storm Door",1.9658666582705504E-2,6.8006431720911684E-2,null,117.08520244615387,25,null,329.04177777777772,null,0,1,1000,1000,1000,0,0,0,0,0,0,0,0,0,0,0,0,0,0,0,0,0,0,0,0,0,0,0,0,0,0,0]
["Storm Door",1.3023866611042392E-2,4.5054261015103979E-2,null,77.568946620576924,25,null,329.04177777777772,null,0,1,1000,1000,1000,0,0,0,0,0,0,0,0,0,0,0,0,0,0,0,0,0,0,0,0,0,0,0,0,0,0,0]
["Storm Door",1.3023866611042392E-2,4.5054261015103979E-2,null,77.568946620576924,25,null,329.04177777777772,null,0,1,1000,1000,1000,0,0,0,0,0,0,0,0,0,0,0,0,0,0,0,0,0,0,0,0,0,0,0,0,0,0,0]
["Storm Door",1.3023866611042392E-2,4.5054261015103979E-2,null,77.568946620576924,25,null,329.04177777777772,null,0,1,1000,1000,1000,0,0,0,0,0,0,0,0,0,0,0,0,0,0,0,0,0,0,0,0,0,0,0,0,0,0,0]
["Wall Insulation",0.15001390900280945,0.7747237731291936,null,1113,25,null,1886.2620201733803,null,0,1,1000,1000,1000,0,0,0,0,0,0,0,0,0,0,0,0,0,0,0,0,0,0,0,0,0,0,0,0,0,0,0]
["Wall Insulation",3.4571106601470489E-2,0.29831317700951709,null,391,25,null,1227.9314303541532,null,0,1,1000,1000,1000,0,0,0,0,0,0,0,0,0,0,0,0,0,0,0,0,0,0,0,0,0,0,0,0,0,0,0]
["Wall Insulation",0.1006266138578516,0.61977901850335482,null,859,25,null,1261.2247639928355,null,0,1,1000,1000,1000,0,0,0,0,0,0,0,0,0,0,0,0,0,0,0,0,0,0,0,0,0,0,0,0,0,0,0]
["Wall Insulation",0,0,null,0,25,null,1886.2620201733803,null,0,1,1000,1000,1000,0,0,0,0,0,0,0,0,0,0,0,0,0,0,0,0,0,0,0,0,0,0,0,0,0,0,0]
["Wall Insulation",0,0,null,0,25,null,1227.9314303541532,null,0,1,1000,1000,1000,0,0,0,0,0,0,0,0,0,0,0,0,0,0,0,0,0,0,0,0,0,0,0,0,0,0,0]
["Wall Insulation",0,0,null,0,25,null,1261.2247639928355,null,0,1,1000,1000,1000,0,0,0,0,0,0,0,0,0,0,0,0,0,0,0,0,0,0,0,0,0,0,0,0,0,0,0]
["Window Sun Protection",0.13817243626455783,-6.3238238514042519E-2,null,91.862153846153404,10,null,1099.5839999999998,null,0,1,1000,1000,1000,0,0,0,0,0,0,0,0,0,0,0,0,0,0,0,0,0,0,0,0,0,0,0,0,0,0,0]
["Window Sun Protection",0.11514369688713152,-5.2698532095035437E-2,null,76.551794871794513,10,null,652.38,null,0,1,1000,1000,1000,0,0,0,0,0,0,0,0,0,0,0,0,0,0,0,0,0,0,0,0,0,0,0,0,0,0,0]
["Window Sun Protection",9.211495750970522E-2,-4.2158825676028348E-2,null,61.241435897435608,10,null,688.23599999999999,null,0,1,1000,1000,1000,0,0,0,0,0,0,0,0,0,0,0,0,0,0,0,0,0,0,0,0,0,0,0,0,0,0,0]
["Window Sun Protection",0.13817243626455783,-6.3238238514042519E-2,null,91.862153846153404,10,null,1099.5839999999998,null,0,1,1000,1000,1000,0,0,0,0,0,0,0,0,0,0,0,0,0,0,0,0,0,0,0,0,0,0,0,0,0,0,0]
["Window Sun Protection",0.11514369688713152,-5.2698532095035437E-2,null,76.551794871794513,10,null,652.38,null,0,1,1000,1000,1000,0,0,0,0,0,0,0,0,0,0,0,0,0,0,0,0,0,0,0,0,0,0,0,0,0,0,0]
["Window Sun Protection",9.211495750970522E-2,-4.2158825676028348E-2,null,61.241435897435608,10,null,688.23599999999999,null,0,1,1000,1000,1000,0,0,0,0,0,0,0,0,0,0,0,0,0,0,0,0,0,0,0,0,0,0,0,0,0,0,0]
["Exterior Lighting Controls",0,0,null,56.94,10,null,52.349598662207356,null,0,1,1000,1000,1000,0,0,0,0,0,0,0,0,0,0,0,0,0,0,0,0,0,0,0,0,0,0,0,0,0,0,0]
["Exterior Lighting Controls",0,0,null,56.94,10,null,52.349598662207356,null,0,1,1000,1000,1000,0,0,0,0,0,0,0,0,0,0,0,0,0,0,0,0,0,0,0,0,0,0,0,0,0,0,0]
["Exterior Lighting Controls",0,0,null,56.94,10,null,52.349598662207356,null,0,1,1000,1000,1000,0,0,0,0,0,0,0,0,0,0,0,0,0,0,0,0,0,0,0,0,0,0,0,0,0,0,0]
["Exterior Lighting Controls",0,0,null,56.94,10,null,52.349598662207356,null,0,1,1000,1000,1000,0,0,0,0,0,0,0,0,0,0,0,0,0,0,0,0,0,0,0,0,0,0,0,0,0,0,0]
["Exterior Lighting Controls",0,0,null,56.94,10,null,52.349598662207356,null,0,1,1000,1000,1000,0,0,0,0,0,0,0,0,0,0,0,0,0,0,0,0,0,0,0,0,0,0,0,0,0,0,0]
["Exterior Lighting Controls",0,0,null,56.94,10,null,52.349598662207356,null,0,1,1000,1000,1000,0,0,0,0,0,0,0,0,0,0,0,0,0,0,0,0,0,0,0,0,0,0,0,0,0,0,0]
["Interior Lighting Controls",4.9192656103371904E-3,3.7144475069138556E-3,null,36.271444899999999,8,null,63.539598662207354,null,0,1,1000,1000,1000,0,0,0,0,0,0,0,0,0,0,0,0,0,0,0,0,0,0,0,0,0,0,0,0,0,0,0]
["Interior Lighting Controls",4.9192656103371904E-3,3.7144475069138556E-3,null,36.271444899999999,8,null,63.539598662207354,null,0,1,1000,1000,1000,0,0,0,0,0,0,0,0,0,0,0,0,0,0,0,0,0,0,0,0,0,0,0,0,0,0,0]
["Interior Lighting Controls",4.9192656103371904E-3,3.7144475069138556E-3,null,36.271444899999999,8,null,63.539598662207354,null,0,1,1000,1000,1000,0,0,0,0,0,0,0,0,0,0,0,0,0,0,0,0,0,0,0,0,0,0,0,0,0,0,0]
["Interior Lighting Controls",4.9192656103371904E-3,3.7144475069138556E-3,null,36.271444899999999,8,null,63.539598662207354,null,0,1,1000,1000,1000,0,0,0,0,0,0,0,0,0,0,0,0,0,0,0,0,0,0,0,0,0,0,0,0,0,0,0]
["Interior Lighting Controls",4.9192656103371904E-3,3.7144475069138556E-3,null,36.271444899999999,8,null,63.539598662207354,null,0,1,1000,1000,1000,0,0,0,0,0,0,0,0,0,0,0,0,0,0,0,0,0,0,0,0,0,0,0,0,0,0,0]
["Interior Lighting Controls",4.9192656103371904E-3,3.7144475069138556E-3,null,36.271444899999999,8,null,63.539598662207354,null,0,1,1000,1000,1000,0,0,0,0,0,0,0,0,0,0,0,0,0,0,0,0,0,0,0,0,0,0,0,0,0,0,0]
["Solar Attic Fan",7.7312386047933251E-2,0,null,224.82239999999999,15,null,575,null,0,1,1000,1000,1000,0,0,0,0,0,0,0,0,0,0,0,0,0,0,0,0,0,0,0,0,0,0,0,0,0,0,0]
["Solar Attic Fan",3.7448754397337324E-2,0,null,108.89999999999999,15,null,575,null,0,1,1000,1000,1000,0,0,0,0,0,0,0,0,0,0,0,0,0,0,0,0,0,0,0,0,0,0,0,0,0,0,0]
["Solar Attic Fan",5.1437875874689773E-2,0,null,149.57999999999998,15,null,575,null,0,1,1000,1000,1000,0,0,0,0,0,0,0,0,0,0,0,0,0,0,0,0,0,0,0,0,0,0,0,0,0,0,0]
["Solar Attic Fan",7.7312386047933251E-2,0,null,224.82239999999999,15,null,575,null,0,1,1000,1000,1000,0,0,0,0,0,0,0,0,0,0,0,0,0,0,0,0,0,0,0,0,0,0,0,0,0,0,0]
["Solar Attic Fan",3.7448754397337324E-2,0,null,108.89999999999999,15,null,575,null,0,1,1000,1000,1000,0,0,0,0,0,0,0,0,0,0,0,0,0,0,0,0,0,0,0,0,0,0,0,0,0,0,0]
["Solar Attic Fan",5.1437875874689773E-2,0,null,149.57999999999998,15,null,575,null,0,1,1000,1000,1000,0,0,0,0,0,0,0,0,0,0,0,0,0,0,0,0,0,0,0,0,0,0,0,0,0,0,0]
["ENERGY STAR Certified Home",2.2884234483515611,0.69402151082122865,null,6215.7870000000003,25,null,7968.0537599999807,null,0,1,1000,1000,1000,0,0,0,0,0,0,0,0,0,0,0,0,0,0,0,0,0,0,0,0,0,0,0,0,0,0,0]
["ENERGY STAR Certified Home",1.3343335451907479,0.40466994150046959,null,3624.3,25,null,4727.4231999999902,null,0,1,1000,1000,1000,0,0,0,0,0,0,0,0,0,0,0,0,0,0,0,0,0,0,0,0,0,0,0,0,0,0,0]
["ENERGY STAR Certified Home",1.9800767128760803,0.60050766950587309,null,5378.2594736842102,25,null,4987.2510399999883,null,0,1,1000,1000,1000,0,0,0,0,0,0,0,0,0,0,0,0,0,0,0,0,0,0,0,0,0,0,0,0,0,0,0]
["ENERGY STAR Certified Home",2.2884234483515611,0.69402151082122865,null,6215.7870000000003,25,null,7968.0537599999807,null,0,1,1000,1000,1000,0,0,0,0,0,0,0,0,0,0,0,0,0,0,0,0,0,0,0,0,0,0,0,0,0,0,0]
["ENERGY STAR Certified Home",1.3343335451907479,0.40466994150046959,null,3624.3,25,null,4727.4231999999902,null,0,1,1000,1000,1000,0,0,0,0,0,0,0,0,0,0,0,0,0,0,0,0,0,0,0,0,0,0,0,0,0,0,0]
["ENERGY STAR Certified Home",1.9800767128760803,0.60050766950587309,null,5378.2594736842102,25,null,4987.2510399999883,null,0,1,1000,1000,1000,0,0,0,0,0,0,0,0,0,0,0,0,0,0,0,0,0,0,0,0,0,0,0,0,0,0,0]

{"sheet":"Residential_Results","index":22,"n_rows":555,"n_cols":45,"rows_kept":555,"cut":false,"hidden":false,"merged":[]}
[]
[{"$f":"NOW()","v":"2019-05-14T07:54:57.350"},null,null,null,null,null,null,null,null,null,null,null,null,0]
[null,null,null,null,null,null,null,null,null,null,null,null,null,1.0113660587879034]
[null,null,null,null,null,null,null,null,null,null,null,null,null,1.0773847373274879]
[]
[null,null,null,null,null,null,null,null,null,null,null,null,null,null,null,null,null,null,null,null,null,null,null,null,null,"Pass "]
[null,null,null,null,null,null,null,null,null,null,"2 yr payback ",null,null,null,null,null,null,null,null,null,null,null,null,"Incentive",null,"TRC - Part",null,"Pass",null,null,"Pass  TRC",null,"Pass  RIM"]
["Targets",0,null,1.0049999999999999,0,null,0,"Measure ",null,"Installed","no incentive",null,null,"Pass TRC","Pass RIM",null,null,null,null,null,"Pass TRC","Pass Part","Pass Rim",0,"Pass ","w/Inct.","Pass","RIM - Part",null,null,"& Part",null,"& Part"]
["Measure Name","TRC","Part ","RIM","UCT","Incentive","Payback","Life",null," Cost",null,"TRC","RIM","2 Yr Payback","2 Yr Payback","Percent",null,null,null,null,null,null,null,null,"TRC - Part",null,"RIM - Part","No Inct.",null,null,null,null,null,null,null,null,null,"Inc.","Yr Pb"]
["Energy Star Clothes Dryer",0.21568114161098914,-447.19953128195925,0.85883020129845944,null,0,0.28739088412272878,11,{"$f":"IF(B10>1,1,0)","v":0},0,{"$f":"IF(F10+G10=2,1,0)","v":0},0,0,{"$f":"+IF(K10+L10=2,1,0)","v":0},{"$f":"+IF(K10+M10=2,1,0)","v":0},null,{"$f":"IF(+R10+S10+T10=2,1,0)","v":0},0,0,{"$f":"IF(I10>1,1,0)","v":0},{"$f":"IF(B10<1.005,0,1)","v":0},{"$f":"IF(C10>0.99,1,0)","v":0},{"$f":"IF(D10<1.0000000001,0,1)","v":0},{"$f":"IF(F10>1,1,0)","v":0},{"$f":"IF(U10+V10=2,1,0)","v":0},{"$f":"IF(U10+V10+$X10>2,1,0)","v":0},{"$f":"IF(V10+W10=2,1,0)","v":0},{"$f":"IF(V10+W10+$X10>2,1,0)","v":0},null,null,{"$f":"IF(U10+V10=2,1,0)","v":0},null,{"$f":"IF(V10+W10=2,1,0)","v":0},null,null,null,81.430000000000007,0,0,5.2020547378738717,3.7027577039754127,3.7232790808231782,5.638802605440584,231,0]
["Energy Star Clothes Dryer",0.21568114161098914,-447.19953128195925,0.85883020129845944,null,0,0.28739088412272878,11,{"$f":"IF(B11>1,1,0)","v":0},0,{"$f":"IF(F11+G11=2,1,0)","v":0},1,1,{"$f":"+IF(K11+L11=2,1,0)","v":0},{"$f":"+IF(K11+M11=2,1,0)","v":0},{"$f":"+F11/J11","v":{"$error":"#DIV/0!"}},{"$f":"IF(+R11+S11+T11=2,1,0)","v":1},1,1,0,{"$f":"IF(B11<1.005,0,1)","v":0},{"$f":"IF(C11>0.99,1,0)","v":0},{"$f":"IF(D11<1.0000000001,0,1)","v":0},{"$f":"IF(F11>1,1,0)","v":0},{"$f":"IF(U11+V11=2,1,0)","v":0},{"$f":"IF(U11+V11+$X11>2,1,0)","v":0},{"$f":"IF(V11+W11=2,1,0)","v":0},{"$f":"IF(V11+W11+$X11>2,1,0)","v":0},null,null,{"$f":"IF(U11+V11=2,1,0)","v":0},null,{"$f":"IF(V11+W11=2,1,0)","v":0},null,null,null,null,0,0,5.2020547378738717,3.7027577039754127,3.7232790808231782,5.638802605440584,231]
["Energy Star Clothes Dryer",0.21568114161098914,-447.19953128195925,0.85883020129845944,null,0,0.28739088412272878,11,0,89.942398071289063,0,1,1,0,0,null,{"$f":"IF(+R12+S12+T12=2,1,0)","v":1},1,1,{"$f":"IF(I12>1,1,0)","v":0},0,{"$f":"IF(C12>0.99,1,0)","v":0},0,0,0,0,0,0,null,null,0,null,0,null,null,null,{"$f":"+AK10-F10","v":81.430000000000007},230,2,5.2020547378738717,3.7027577039754127,3.7232790808231782,5.638802605440584,231,2]
["Energy Star Clothes Dryer",0.21568114161098914,-447.19953128195925,0.85883020129845944,null,0,0.28739088412272878,11,0,null,0,1,1,0,0,null,1,1,1,0,0,0,0,0,0,0,0,0,null,null,0,null,0,null,null,null,null,450,2,5.2020547378738717,3.7027577039754127,3.7232790808231782,5.638802605440584,231,2]
["Energy Star Clothes Dryer",0.21568114161098914,-447.19953128195925,0.85883020129845944,null,0,0.28739088412272878,11,0,null,0,0,0,0,0,null,0,0,0,0,0,0,0,0,0,0,0,0,null,null,0,null,0,null,null,null,null,null,null,4.2323209593405258,2.3121664773713135,3.7279222706104509,5.6458345872237592,231]
["Energy Star Clothes Dryer",0.21568114161098914,-447.19953128195925,0.85883020129845944,null,0,0.28739088412272878,11,0,null,0,1,0,0,0,null,1,1,1,0,0,0,0,0,0,0,0,0,null,null,0,null,0]
["Energy Star Clothes Washer",3.4347262790338515,828.65495201191072,0.85888665897876437,null,0,1.804768813858024E-2,11,1,null,0,0,0,0,0,null,0,0,0,0,1,1,0,0,1,0,0,0,null,null,1,null,0]
["Energy Star Clothes Washer",3.4347262790338515,828.65495201191072,0.85888665897876437,null,0,1.804768813858024E-2,11,1,null,0,1,0,0,0,null,1,1,1,0,1,1,0,0,1,0,0,0,null,null,1,null,0]
["Energy Star Clothes Washer",3.4347262790338515,828.65495201191072,0.85888665897876437,null,0,1.804768813858024E-2,11,1,null,0,1,0,0,0,null,1,1,1,0,1,1,0,0,1,0,0,0,null,null,1,null,0]
["Energy Star Clothes Washer",3.4347262790338515,828.65495201191072,0.85888665897876437,null,0,1.804768813858024E-2,11,1,null,0,1,0,0,0,{"$f":"+F19/J19","v":{"$error":"#DIV/0!"}},1,1,1,0,1,1,0,0,1,0,0,0,null,null,1,null,0]
["Energy Star Clothes Washer",3.4347262790338515,828.65495201191072,0.85888665897876437,null,0,1.804768813858024E-2,11,1,null,0,0,0,0,0,null,0,0,0,0,1,1,0,0,1,0,0,0,null,null,1,null,0]
["Energy Star Clothes Washer",3.4347262790338515,828.65495201191072,0.85888665897876437,null,0,1.804768813858024E-2,11,1,null,0,0,0,0,0,null,0,0,0,0,1,1,0,0,1,0,0,0,null,null,1,null,0]
["Energy Star Dishwasher",{"$error":"#DIV/0!"},67.234739932467562,0.7778673572484438,null,0,0,10,{"$error":"#DIV/0!"},null,0,0,0,0,0,null,{"$error":"#DIV/0!"},0,0,{"$error":"#DIV/0!"},{"$error":"#DIV/0!"},1,0,0,{"$error":"#DIV/0!"},{"$error":"#DIV/0!"},0,0,null,null,{"$error":"#DIV/0!"},null,0]
["Energy Star Dishwasher",{"$error":"#DIV/0!"},67.234739932467562,0.7778673572484438,null,0,0,10,{"$error":"#DIV/0!"},null,0,1,0,0,0,{"$f":"+F23/J23","v":{"$error":"#DIV/0!"}},{"$error":"#DIV/0!"},1,1,{"$error":"#DIV/0!"},{"$error":"#DIV/0!"},1,0,0,{"$error":"#DIV/0!"},{"$error":"#DIV/0!"},0,0,null,null,{"$error":"#DIV/0!"},null,0]
["Energy Star Dishwasher",{"$error":"#DIV/0!"},67.234739932467562,0.7778673572484438,null,0,0,10,{"$error":"#DIV/0!"},null,0,0,0,0,0,null,{"$error":"#DIV/0!"},0,0,{"$error":"#DIV/0!"},{"$error":"#DIV/0!"},1,0,0,{"$error":"#DIV/0!"},{"$error":"#DIV/0!"},0,0,null,null,{"$error":"#DIV/0!"},null,0]
["Energy Star Dishwasher",{"$error":"#DIV/0!"},67.234739932467562,0.7778673572484438,null,0,0,10,{"$error":"#DIV/0!"},null,0,0,0,0,0,null,{"$error":"#DIV/0!"},0,0,{"$error":"#DIV/0!"},{"$error":"#DIV/0!"},1,0,0,{"$error":"#DIV/0!"},{"$error":"#DIV/0!"},0,0,null,null,{"$error":"#DIV/0!"},null,0]
["Energy Star Dishwasher",{"$error":"#DIV/0!"},67.234739932467562,0.7778673572484438,null,0,0,10,{"$error":"#DIV/0!"},null,0,0,0,0,0,null,{"$error":"#DIV/0!"},0,0,{"$error":"#DIV/0!"},{"$error":"#DIV/0!"},1,0,0,{"$error":"#DIV/0!"},{"$error":"#DIV/0!"},0,0,null,null,{"$error":"#DIV/0!"},null,0]
["Energy Star Dishwasher",{"$error":"#DIV/0!"},67.234739932467562,0.7778673572484438,null,0,0,10,{"$error":"#DIV/0!"},null,0,0,0,0,0,null,{"$error":"#DIV/0!"},0,0,{"$error":"#DIV/0!"},{"$error":"#DIV/0!"},1,0,0,{"$error":"#DIV/0!"},{"$error":"#DIV/0!"},0,0,null,null,{"$error":"#DIV/0!"},null,0]
["Energy Star Freezer",0.25573156091155574,-138.14228000237597,0.81889704729521884,null,0,0.23111217753688254,11,0,null,0,0,0,0,0,null,0,0,0,0,0,0,0,0,0,0,0,0,null,null,0,null,0]
["Energy Star Freezer",0.25573156091155574,-138.14228000237597,0.81889704729521884,null,0,0.23111217753688254,11,0,null,0,0,0,0,0,null,0,0,0,0,0,0,0,0,0,0,0,0,null,null,0,null,0]
["Energy Star Freezer",0.25573156091155574,-138.14228000237597,0.81889704729521884,null,0,0.23111217753688254,11,0,null,0,0,0,0,0,null,0,0,0,0,0,0,0,0,0,0,0,0,null,null,0,null,0]
["Energy Star Freezer",0.25573156091155574,-138.14228000237597,0.81889704729521884,null,0,0.23111217753688254,11,0,null,0,0,0,0,0,null,0,0,0,0,0,0,0,0,0,0,0,0,null,null,0,null,0]
["Energy Star Freezer",0.25573156091155574,-138.14228000237597,0.81889704729521884,null,0,0.23111217753688254,11,0,null,0,0,0,0,0,null,0,0,0,0,0,0,0,0,0,0,0,0,null,null,0,null,0]
["Energy Star Freezer",0.25573156091155574,-138.14228000237597,0.81889704729521884,null,0,0.23111217753688254,11,0,null,0,0,0,0,0,null,0,0,0,0,0,0,0,0,0,0,0,0,null,null,0,null,0]
["Energy Star Refrigerator",0.46721390836325077,-46.872518667494234,0.8196443425184381,null,0,0.15394398495740136,14,0,null,0,0,0,0,0,null,0,0,0,0,0,0,0,0,0,0,0,0,null,null,0,null,0]
["Energy Star Refrigerator",0.46721390836325077,-46.872518667494234,0.8196443425184381,null,0,0.15394398495740136,14,0,null,0,0,0,0,0,null,0,0,0,0,0,0,0,0,0,0,0,0,null,null,0,null,0]
["Energy Star Refrigerator",0.46721390836325077,-46.872518667494234,0.8196443425184381,null,0,0.15394398495740136,14,0,null,0,1,1,0,0,null,0,0,0,0,0,0,0,0,0,0,0,0,null,null,0,null,0]
["Energy Star Refrigerator",0.46721390836325077,-46.872518667494234,0.8196443425184381,null,0,0.15394398495740136,14,0,null,0,1,1,0,0,null,0,0,0,null,0,0,0,0,0,0,0,0,null,null,0,null,0]
["Energy Star Refrigerator",0.46721390836325077,-46.872518667494234,0.8196443425184381,null,0,0.15394398495740136,14,0,null,0,1,0,0,0,{"$f":"+F38/J38","v":{"$error":"#DIV/0!"}},1,1,1,0,0,0,0,0,0,0,0,0,null,null,0,null,0]
["Energy Star Refrigerator",0.46721390836325077,-46.872518667494234,0.8196443425184381,null,0,0.15394398495740136,14,0,null,0,0,0,0,0,null,0,0,0,0,0,0,0,0,0,0,0,0,null,null,0,null,0]
["Heat Pump Clothes Dryer",0.10274107367101974,-2009.592166154735,0.87657484843758926,null,0,0.66269177837234561,12,0,null,0,1,0,0,0,{"$f":"+F40/J40","v":{"$error":"#DIV/0!"}},1,1,1,0,0,0,0,0,0,0,0,0,null,null,0,null,0]
["Heat Pump Clothes Dryer",0.10274107367101974,-2009.592166154735,0.87657484843758926,null,0,0.66269177837234561,12,0,null,0,0,0,0,0,null,0,0,0,0,0,0,0,0,0,0,0,0,null,null,0,null,0]
["Heat Pump Clothes Dryer",0.10274107367101974,-2009.592166154735,0.87657484843758926,null,0,0.66269177837234561,12,0,null,0,0,0,0,0,null,0,0,0,0,0,0,0,0,0,0,0,0,null,null,0,null,0]
["Heat Pump Clothes Dryer",0.10274107367101974,-2009.592166154735,0.87657484843758926,null,0,0.66269177837234561,12,0,null,0,1,0,0,0,{"$f":"+F43/J43","v":{"$error":"#DIV/0!"}},1,1,1,0,0,0,0,0,0,0,0,0,null,null,0,null,0]
["Heat Pump Clothes Dryer",0.10274107367101974,-2009.592166154735,0.87657484843758926,null,0,0.66269177837234561,12,0,null,0,0,0,0,0,null,0,0,0,0,0,0,0,0,0,0,0,0,null,null,0,null,0]
["Heat Pump Clothes Dryer",0.10274107367101974,-2009.592166154735,0.87657484843758926,null,0,0.66269177837234561,12,0,null,0,0,0,0,0,null,0,0,0,0,0,0,0,0,0,0,0,0,null,null,0,null,0]
["High Efficiency Convection Oven",6.0004632365107481E-2,-1704.326780874911,1.0072915781619731,null,0,1.3038784298522095,12,0,null,0,0,0,0,0,null,0,0,0,0,0,0,1,0,0,0,0,0,null,null,0,null,0]
["High Efficiency Convection Oven",6.0004632365107481E-2,-1704.326780874911,1.0072915781619731,null,0,1.3038784298522095,12,0,null,0,1,0,0,0,{"$f":"+F47/J47","v":{"$error":"#DIV/0!"}},1,1,1,0,0,0,1,0,0,0,0,0,null,null,0,null,0]
["High Efficiency Convection Oven",6.0004632365107481E-2,-1704.326780874911,1.0072915781619731,null,0,1.3038784298522095,12,0,null,0,0,0,0,0,null,0,0,0,0,0,0,1,0,0,0,0,0,null,null,0,null,0]
["High Efficiency Convection Oven",6.0004632365107481E-2,-1704.326780874911,1.0072915781619731,null,0,1.3038784298522095,12,0,null,0,0,0,0,0,null,0,0,0,0,0,0,1,0,0,0,0,0,null,null,0,null,0]
["High Efficiency Convection Oven",6.0004632365107481E-2,-1704.326780874911,1.0072915781619731,null,0,1.3038784298522095,12,0,null,0,0,0,0,0,null,0,0,0,0,0,0,1,0,0,0,0,0,null,null,0,null,0]
["High Efficiency Convection Oven",6.0004632365107481E-2,-1704.326780874911,1.0072915781619731,null,0,1.3038784298522095,12,0,null,0,0,0,0,0,null,0,0,0,0,0,0,1,0,0,0,0,0,null,null,0,null,0]
["High Efficiency Induction Cooktop",0.87429805985108289,241.13616434208197,0.94169556382946606,null,0,7.1457883411784315E-2,10,0,null,0,0,0,0,0,null,0,0,0,0,0,1,0,0,0,0,0,0,null,null,0,null,0]
["High Efficiency Induction Cooktop",0.87429805985108289,241.13616434208197,0.94169556382946606,null,0,7.1457883411784315E-2,10,0,null,0,0,0,0,0,null,0,0,0,0,0,1,0,0,0,0,0,0,null,null,0,null,0]
["High Efficiency Induction Cooktop",0.87429805985108289,241.13616434208197,0.94169556382946606,null,0,7.1457883411784315E-2,10,0,null,0,0,0,0,0,null,0,0,0,0,0,1,0,0,0,0,0,0,null,null,0,null,0]
["High Efficiency Induction Cooktop",0.87429805985108289,241.13616434208197,0.94169556382946606,null,0,7.1457883411784315E-2,10,0,null,0,0,0,0,0,null,0,0,0,0,0,1,0,0,0,0,0,0,null,null,0,null,0]
["High Efficiency Induction Cooktop",0.87429805985108289,241.13616434208197,0.94169556382946606,null,0,7.1457883411784315E-2,10,0,null,0,0,0,0,0,null,0,0,0,0,0,1,0,0,0,0,0,0,null,null,0,null,0]
["High Efficiency Induction Cooktop",0.87429805985108289,241.13616434208197,0.94169556382946606,null,0,7.1457883411784315E-2,10,0,null,0,1,0,0,0,{"$f":"+F57/J57","v":{"$error":"#DIV/0!"}},1,1,1,0,0,1,0,0,0,0,0,0,null,null,0,null,0]
["Heat Pump Water Heater",0.46539645242277161,-450.83655655585983,0.81463291045231534,null,0,0.11612828733323134,10,0,null,0,0,0,0,0,null,0,0,0,0,0,0,0,0,0,0,0,0,null,null,0,null,0]
["Heat Pump Water Heater",0.36582068889241043,-971.64712120455488,0.8146069045568185,null,0,0.14773349147994599,10,0,null,0,0,0,0,0,null,0,0,0,0,0,0,0,0,0,0,0,0,null,null,0,null,0]
["Heat Pump Water Heater",0.36291587298643929,-986.9025610598062,0.81463270676902877,null,0,0.14892068234158468,10,0,null,0,0,0,0,0,null,0,0,0,0,0,0,0,0,0,0,0,0,null,null,0,null,0]
["Heat Pump Water Heater",0.46539645242277161,-450.83655655585983,0.81463291045231534,null,0,0.11612828733323134,10,0,null,0,0,0,0,0,null,0,0,0,0,0,0,0,0,0,0,0,0,null,null,0,null,0]
["Heat Pump Water Heater",0.36582068889241043,-971.64712120455488,0.8146069045568185,null,0,0.14773349147994599,10,0,null,0,0,0,0,0,null,0,0,0,0,0,0,0,0,0,0,0,0,null,null,0,null,0]
["Heat Pump Water Heater",0.36291587298643929,-986.9025610598062,0.81463270676902877,null,0,0.14892068234158468,10,0,null,0,0,0,0,0,null,0,0,0,0,0,0,0,0,0,0,0,0,null,null,0,null,0]
["Instantaneous Hot Water System",3.4644542444953623E-2,-6408.4898097402875,0.88592507027561962,null,0,2.8587421229380245,20,0,null,0,0,0,0,0,null,0,0,0,0,0,0,0,0,0,0,0,0,null,null,0,null,0]
["Instantaneous Hot Water System",2.7252600124705033E-2,-6498.3712657970682,0.88656594795212862,null,0,3.636770719355753,20,0,null,0,0,0,0,0,null,0,0,0,0,0,0,0,0,0,0,0,0,null,null,0,null,0]
["Instantaneous Hot Water System",2.7044360119223062E-2,-6501.0040486936687,0.88686163586410061,null,0,3.6659959202268784,20,0,null,0,0,0,0,0,null,0,0,0,0,0,0,0,0,0,0,0,0,null,null,0,null,0]
["Instantaneous Hot Water System",3.4644542444953623E-2,-6408.4898097402875,0.88592507027561962,null,0,2.8587421229380245,20,0,null,0,0,0,0,0,null,0,0,0,0,0,0,0,0,0,0,0,0,null,null,0,null,0]
["Instantaneous Hot Water System",2.7252600124705033E-2,-6498.3712657970682,0.88656594795212862,null,0,3.636770719355753,20,0,null,0,0,0,0,0,null,0,0,0,0,0,0,0,0,0,0,0,0,null,null,0,null,0]
["Instantaneous Hot Water System",2.7044360119223062E-2,-6501.0040486936687,0.88686163586410061,null,0,3.6659959202268784,20,0,null,0,1,0,0,0,null,0,0,0,0,0,0,0,0,0,0,0,0,null,null,0,null,0]
["Solar Water Heater",0.11372070602495467,-15104.029979749608,0.78418361379210366,null,0,0.63692506525478243,15,0,null,0,0,0,0,0,null,0,0,0,0,0,0,0,0,0,0,0,0,null,null,0,null,0]
["Solar Water Heater",8.9382992055571917E-2,-16024.850239337389,0.78410467819366436,null,0,0.81026910722599743,15,0,null,0,1,0,0,0,null,0,0,0,0,0,0,0,0,0,0,0,0,null,null,0,null,0]
["Solar Water Heater",8.8679763592640681E-2,-16051.822653188316,0.7841871812892276,null,0,0.81678045458488224,15,0,null,0,0,0,0,0,null,0,0,0,0,0,0,0,0,0,0,0,0,null,null,0,null,0]
["Solar Water Heater",0.11372070602495467,-15104.029979749608,0.78418361379210366,null,0,0.63692506525478243,15,0,null,0,0,0,0,0,null,0,0,0,0,0,0,0,0,0,0,0,0,null,null,0,null,0]
["Solar Water Heater",8.9382992055571917E-2,-16024.850239337389,0.78410467819366436,null,0,0.81026910722599743,15,0,null,0,0,0,0,0,null,0,0,0,0,0,0,0,0,0,0,0,0,null,null,0,null,0]
["Solar Water Heater",8.8679763592640681E-2,-16051.822653188316,0.7841871812892276,null,0,0.81678045458488224,15,{"$f":"IF(B75>1,1,0)","v":0},null,{"$f":"IF(F75+G75=2,1,0)","v":0},0,0,{"$f":"+IF(K75+L75=2,1,0)","v":0},{"$f":"+IF(K75+M75=2,1,0)","v":0},null,0,0,0,0,{"$f":"IF(B75<1.005,0,1)","v":0},0,{"$f":"IF(D75<1.0000000001,0,1)","v":0},{"$f":"IF(F75>1,1,0)","v":0},{"$f":"IF(U75+V75=2,1,0)","v":0},{"$f":"IF(U75+V75+$X75>2,1,0)","v":0},{"$f":"IF(V75+W75=2,1,0)","v":0},{"$f":"IF(V75+W75+$X75>2,1,0)","v":0},null,null,{"$f":"IF(U75+V75=2,1,0)","v":0},null,{"$f":"IF(V75+W75=2,1,0)","v":0}]
["Energy Star Air Purifier",{"$error":"#DIV/0!"},964.55963775925568,0.78186390088167423,null,0,0,9,{"$error":"#DIV/0!"},null,0,0,0,0,0,null,{"$f":"IF(+R76+S76+T76=2,1,0)","v":{"$error":"#DIV/0!"}},0,0,{"$f":"IF(I76>1,1,0)","v":{"$error":"#DIV/0!"}},{"$error":"#DIV/0!"},{"$f":"IF(C76>0.99,1,0)","v":1},0,0,{"$error":"#DIV/0!"},{"$error":"#DIV/0!"},0,0,null,null,{"$error":"#DIV/0!"},null,0]
["Energy Star Air Purifier",{"$error":"#DIV/0!"},964.55963775925568,0.78186390088167423,null,0,0,9,{"$error":"#DIV/0!"},null,0,0,0,0,0,null,{"$error":"#DIV/0!"},0,0,{"$error":"#DIV/0!"},{"$error":"#DIV/0!"},1,0,0,{"$error":"#DIV/0!"},{"$error":"#DIV/0!"},0,0,null,null,{"$error":"#DIV/0!"},null,0]
["Energy Star Air Purifier",{"$error":"#DIV/0!"},964.55963775925568,0.78186390088167423,null,0,0,9,{"$error":"#DIV/0!"},null,0,0,0,0,0,null,{"$error":"#DIV/0!"},0,0,{"$error":"#DIV/0!"},{"$error":"#DIV/0!"},1,0,0,{"$error":"#DIV/0!"},{"$error":"#DIV/0!"},0,0,null,null,{"$error":"#DIV/0!"},null,0]
["Energy Star Air Purifier",{"$error":"#DIV/0!"},964.55963775925568,0.78186390088167423,null,0,0,9,{"$error":"#DIV/0!"},null,0,0,0,0,0,null,{"$error":"#DIV/0!"},0,0,{"$error":"#DIV/0!"},{"$error":"#DIV/0!"},1,0,0,{"$error":"#DIV/0!"},{"$error":"#DIV/0!"},0,0,null,null,{"$error":"#DIV/0!"},null,0]
["Energy Star Air Purifier",{"$error":"#DIV/0!"},964.55963775925568,0.78186390088167423,null,0,0,9,{"$error":"#DIV/0!"},null,0,0,0,0,0,null,{"$error":"#DIV/0!"},0,0,{"$error":"#DIV/0!"},{"$error":"#DIV/0!"},1,0,0,{"$error":"#DIV/0!"},{"$error":"#DIV/0!"},0,0,null,null,{"$error":"#DIV/0!"},null,0]
["Energy Star Air Purifier",{"$error":"#DIV/0!"},964.55963775925568,0.78186390088167423,null,0,0,9,{"$error":"#DIV/0!"},null,0,1,0,0,0,{"$f":"+F81/J81","v":{"$error":"#DIV/0!"}},{"$error":"#DIV/0!"},1,1,{"$error":"#DIV/0!"},{"$error":"#DIV/0!"},1,0,0,{"$error":"#DIV/0!"},{"$error":"#DIV/0!"},0,0,null,null,{"$error":"#DIV/0!"},null,0]
["Energy Star Audio-Video Equipment",5.9030028708255237E-2,-324.98477853648831,0.53032483252377305,null,0,0.28288615742977197,5,0,null,0,0,0,0,0,null,0,0,0,0,0,0,0,0,0,0,0,0,null,null,0,null,0]
["Energy Star Audio-Video Equipment",5.9030028708255237E-2,-324.98477853648831,0.53032483252377305,null,0,0.28288615742977197,5,0,null,0,0,0,0,0,null,0,0,0,0,0,0,0,0,0,0,0,0,null,null,0,null,0]
["Energy Star Audio-Video Equipment",5.9030028708255237E-2,-324.98477853648831,0.53032483252377305,null,0,0.28288615742977197,5,0,null,0,0,0,0,0,null,0,0,0,0,0,0,0,0,0,0,0,0,null,null,0,null,0]
["Energy Star Audio-Video Equipment",5.9030028708255237E-2,-324.98477853648831,0.53032483252377305,null,0,0.28288615742977197,5,0,null,0,1,0,0,0,null,0,0,0,0,0,0,0,0,0,0,0,0,null,null,0,null,0]
["Energy Star Audio-Video Equipment",5.9030028708255237E-2,-324.98477853648831,0.53032483252377305,null,0,0.28288615742977197,5,0,null,0,1,0,0,0,null,0,0,0,0,0,0,0,0,0,0,0,0,null,null,0,null,0]
["Energy Star Audio-Video Equipment",5.9030028708255237E-2,-324.98477853648831,0.53032483252377305,null,0,0.28288615742977197,5,0,null,0,0,0,0,0,null,0,0,0,0,0,0,0,0,0,0,0,0,null,null,0,null,0]
["Energy Star Imaging Equipment",{"$error":"#DIV/0!"},98.157568693451708,0.64235441897196988,null,0,0,5,{"$error":"#DIV/0!"},null,0,1,0,0,0,{"$f":"+F88/J88","v":{"$error":"#DIV/0!"}},{"$error":"#DIV/0!"},1,1,{"$error":"#DIV/0!"},{"$error":"#DIV/0!"},1,0,0,{"$error":"#DIV/0!"},{"$error":"#DIV/0!"},0,0,null,null,{"$error":"#DIV/0!"},null,0]
["Energy Star Imaging Equipment",{"$error":"#DIV/0!"},98.157568693451708,0.64235441897196988,null,0,0,5,{"$error":"#DIV/0!"},null,0,0,0,0,0,null,{"$error":"#DIV/0!"},0,0,{"$error":"#DIV/0!"},{"$error":"#DIV/0!"},1,0,0,{"$error":"#DIV/0!"},{"$error":"#DIV/0!"},0,0,null,null,{"$error":"#DIV/0!"},null,0]
["Energy Star Imaging Equipment",{"$error":"#DIV/0!"},98.157568693451708,0.64235441897196988,null,0,0,5,{"$error":"#DIV/0!"},null,0,0,0,0,0,null,{"$error":"#DIV/0!"},0,0,{"$error":"#DIV/0!"},{"$error":"#DIV/0!"},1,0,0,{"$error":"#DIV/0!"},{"$error":"#DIV/0!"},0,0,null,null,{"$error":"#DIV/0!"},null,0]
["Energy Star Imaging Equipment",{"$error":"#DIV/0!"},98.157568693451708,0.64235441897196988,null,0,0,5,{"$error":"#DIV/0!"},null,0,0,0,0,0,null,{"$error":"#DIV/0!"},0,0,{"$error":"#DIV/0!"},{"$error":"#DIV/0!"},1,0,0,{"$error":"#DIV/0!"},{"$error":"#DIV/0!"},0,0,null,null,{"$error":"#DIV/0!"},null,0]
["Energy Star Imaging Equipment",{"$error":"#DIV/0!"},98.157568693451708,0.64235441897196988,null,0,0,5,{"$error":"#DIV/0!"},null,0,0,0,0,0,null,{"$error":"#DIV/0!"},0,0,{"$error":"#DIV/0!"},{"$error":"#DIV/0!"},1,0,0,{"$error":"#DIV/0!"},{"$error":"#DIV/0!"},0,0,null,null,{"$error":"#DIV/0!"},null,0]
["Energy Star Imaging Equipment",{"$error":"#DIV/0!"},98.157568693451708,0.64235441897196988,null,0,0,5,{"$error":"#DIV/0!"},null,0,0,0,0,0,null,{"$error":"#DIV/0!"},0,0,{"$error":"#DIV/0!"},{"$error":"#DIV/0!"},1,0,0,{"$error":"#DIV/0!"},{"$error":"#DIV/0!"},0,0,null,null,{"$error":"#DIV/0!"},null,0]
["Energy Star Personal Computer",0.37600137184888016,-17.804001666068665,0.67913350461434796,null,0,4.1919603696117469E-2,4,0,null,0,0,0,0,0,null,0,0,0,0,0,0,0,0,0,0,0,0,null,null,0,null,0]
["Energy Star Personal Computer",0.37600137184888016,-17.804001666068665,0.67913350461434796,null,0,4.1919603696117469E-2,4,0,null,0,0,0,0,0,null,0,0,0,0,0,0,0,0,0,0,0,0,null,null,0,null,0]
["Energy Star Personal Computer",0.37600137184888016,-17.804001666068665,0.67913350461434796,null,0,4.1919603696117469E-2,4,0,null,0,0,0,0,0,null,0,0,0,0,0,0,0,0,0,0,0,0,null,null,0,null,0]
["Energy Star Personal Computer",0.37600137184888016,-17.804001666068665,0.67913350461434796,null,0,4.1919603696117469E-2,4,0,null,0,0,0,0,0,null,0,0,0,0,0,0,0,0,0,0,0,0,null,null,0,null,0]
["Energy Star Personal Computer",0.37600137184888016,-17.804001666068665,0.67913350461434796,null,0,4.1919603696117469E-2,4,0,null,0,0,0,0,0,null,0,0,0,0,0,0,0,0,0,0,0,0,null,null,0,null,0]
["Energy Star Personal Computer",0.37600137184888016,-17.804001666068665,0.67913350461434796,null,0,4.1919603696117469E-2,4,0,null,0,0,0,0,0,null,0,0,0,0,0,0,0,0,0,0,0,0,null,null,0,null,0]
["Energy Star TV",7.7873951146055831E-2,-230.72653912511677,0.81296783983521714,null,0,0.41024072643786863,6,0,null,0,0,0,0,0,null,0,0,0,0,0,0,0,0,0,0,0,0,null,null,0,null,0]
["Energy Star TV",7.7873951146055831E-2,-230.72653912511677,0.81296783983521714,null,0,0.41024072643786863,6,0,null,0,0,0,0,0,null,0,0,0,0,0,0,0,0,0,0,0,0,null,null,0,null,0]
["Energy Star TV",7.7873951146055831E-2,-230.72653912511677,0.81296783983521714,null,0,0.41024072643786863,6,0,null,0,0,0,0,0,null,0,0,0,0,0,0,0,0,0,0,0,0,null,null,0,null,0]
["Energy Star TV",7.7873951146055831E-2,-230.72653912511677,0.81296783983521714,null,0,0.41024072643786863,6,0,null,0,1,0,0,0,null,0,0,0,0,0,0,0,0,0,0,0,0,null,null,0,null,0]
["Energy Star TV",7.7873951146055831E-2,-230.72653912511677,0.81296783983521714,null,0,0.41024072643786863,6,0,null,0,1,0,0,0,null,0,0,0,0,0,0,0,0,0,0,0,0,null,null,0,null,0]
["Energy Star TV",7.7873951146055831E-2,-230.72653912511677,0.81296783983521714,null,0,0.41024072643786863,6,0,null,0,0,0,0,0,null,0,0,0,0,0,0,0,0,0,0,0,0,null,null,0,null,0]
["14 SEER ASHP from base electric resistance heating",5.4281095569071383,11838.878827211565,0.84740768022052437,null,0,1.441962332378125E-2,15,1,null,0,0,0,0,0,null,0,0,0,0,1,1,0,0,1,0,0,0,null,null,1,null,0]
["14 SEER ASHP from base electric resistance heating",5.428483569774861,7892.5858848077123,0.84746606912614264,null,0,1.441962332378123E-2,15,1,null,0,0,0,0,0,null,0,0,0,0,1,1,0,0,1,0,0,0,null,null,1,null,0]
["14 SEER ASHP from base electric resistance heating",5.4281095569071383,11838.878827211565,0.84740768022052437,null,0,1.441962332378125E-2,15,1,null,0,0,0,0,0,null,0,0,0,0,1,1,0,0,1,0,0,0,null,null,1,null,0]
["14 SEER ASHP from base electric resistance heating",5.4281095569071383,11838.878827211565,0.84740768022052437,null,0,1.441962332378125E-2,15,1,null,0,0,0,0,0,null,0,0,0,0,1,1,0,0,1,0,0,0,null,null,1,null,0]
["14 SEER ASHP from base electric resistance heating",5.428483569774861,7892.5858848077123,0.84746606912614264,null,0,1.441962332378123E-2,15,1,null,0,0,0,0,0,null,0,0,0,0,1,1,0,0,1,0,0,0,null,null,1,null,0]
["14 SEER ASHP from base electric resistance heating",5.4281095569071383,11838.878827211565,0.84740768022052437,null,0,1.441962332378125E-2,15,1,null,0,0,0,0,0,null,0,0,0,0,1,1,0,0,1,0,0,0,null,null,1,null,0]
["15 SEER Air Source Heat Pump",0.52616015098572921,-412.75972651481925,1.1554676405654567,null,0,0.20283829827078143,15,0,null,0,0,0,0,0,null,0,0,0,0,0,0,1,0,0,0,0,0,null,null,0,null,0]
["15 SEER Air Source Heat Pump",0.3719610910771603,-650.8908609070935,1.155467640565456,null,0,0.28692632698430104,15,0,null,0,0,0,0,0,null,0,0,0,0,0,0,1,0,0,0,0,0,null,null,0,null,0]
["15 SEER Air Source Heat Pump",0.52616015098572921,-412.75972651481925,1.1554676405654567,null,0,0.20283829827078143,15,0,null,0,0,0,0,0,null,0,0,0,0,0,0,1,0,0,0,0,0,null,null,0,null,0]
["15 SEER Air Source Heat Pump",0.52616015098572921,-412.75972651481925,1.1554676405654567,null,0,0.20283829827078143,15,0,null,0,0,0,0,0,null,0,0,0,0,0,0,1,0,0,0,0,0,null,null,0,null,0]
["15 SEER Air Source Heat Pump",0.3719610910771603,-650.8908609070935,1.155467640565456,null,0,0.28692632698430104,15,0,null,0,0,0,0,0,null,0,0,0,0,0,0,1,0,0,0,0,0,null,null,0,null,0]
["15 SEER Air Source Heat Pump",0.52616015098572921,-412.75972651481925,1.1554676405654567,null,0,0.20283829827078143,15,0,null,0,0,0,0,0,null,0,0,0,0,0,0,1,0,0,0,0,0,null,null,0,null,0]
["15 SEER Central AC",0.61122718228524731,-448.62866650273673,1.6161341568993441,null,0,0.24422205080318218,15,0,null,0,0,0,0,0,null,0,0,0,0,0,0,1,0,0,0,0,0,null,null,0,null,0]
["15 SEER Central AC",0.45517575176401925,-541.91605327635978,1.6155086981267723,null,0,0.32782366927219542,15,0,null,0,0,0,0,0,null,0,0,0,0,0,0,1,0,0,0,0,0,null,null,0,null,0]
["15 SEER Central AC",0.61122718228524731,-448.62866650273673,1.6161341568993441,null,0,0.24422205080318218,15,0,null,0,0,0,0,0,null,0,0,0,0,0,0,1,0,0,0,0,0,null,null,0,null,0]
["15 SEER Central AC",0.61122718228524731,-448.62866650273673,1.6161341568993441,null,0,0.24422205080318218,15,{"$f":"+V121+W121","v":1},null,0,0,0,0,0,null,0,0,0,0,0,0,1,0,0,0,0,0,null,null,0,null,0]
["15 SEER Central AC",0.45517575176401925,-541.91605327635978,1.6155086981267723,null,0,0.32782366927219542,15,{"$f":"SUM(I10:I121)","v":{"$error":"#DIV/0!"}},null,0,1,1,0,0,{"$f":"+F122/J122","v":{"$error":"#DIV/0!"}},1,1,1,0,0,0,1,0,0,0,0,0,null,null,0,null,0]
["15 SEER Central AC",0.61122718228524731,-448.62866650273673,1.6161341568993441,null,0,0.24422205080318218,15,1,null,0,1,1,0,0,null,1,1,1,0,0,0,1,0,0,0,0,0,null,null,0,null,0]
["16 SEER Air Source Heat Pump",0.37825266731099494,-1984.0210854286076,1.1556744740634637,null,0,0.28220431252226424,15,1,null,0,1,0,0,0,{"$f":"+F124/J124","v":{"$error":"#DIV/0!"}},1,1,1,0,0,0,1,0,0,0,0,0,null,null,0,null,0]
["16 SEER Air Source Heat Pump",0.30422760988718284,-1967.0413762163284,1.1556744740634635,null,0,0.35087063260890833,15,1,null,0,1,0,0,0,null,1,1,1,0,0,0,1,0,0,0,0,0,null,null,0,null,0]
["16 SEER Air Source Heat Pump",0.37825266731099494,-1984.0210854286076,1.1556744740634637,null,0,0.28220431252226424,15,1,null,0,1,0,0,0,{"$f":"+F126/J126","v":{"$error":"#DIV/0!"}},1,1,1,0,0,0,1,0,0,0,0,0,null,null,0,null,0]
["16 SEER Air Source Heat Pump",0.37825266731099494,-1984.0210854286076,1.1556744740634637,null,0,0.28220431252226424,15,1,null,0,0,0,0,0,null,0,0,0,0,0,0,1,0,0,0,0,0,null,null,0,null,0]
["16 SEER Air Source Heat Pump",0.30422760988718284,-1967.0413762163284,1.1556744740634635,null,0,0.35087063260890833,15,1,null,0,1,0,0,0,null,1,1,1,0,0,0,1,0,0,0,0,0,null,null,0,null,0]
["16 SEER Air Source Heat Pump",0.37825266731099494,-1984.0210854286076,1.1556744740634637,null,0,0.28220431252226424,15,1,null,0,0,0,0,0,null,0,0,0,0,0,0,1,0,0,0,0,0,null,null,0,null,0]
["16 SEER Central AC",0.58586568748420076,-928.29650112872196,1.6167179184204108,null,0,0.25488619426143422,15,1,null,0,1,1,0,0,null,1,1,1,0,0,0,1,0,0,0,0,0,null,null,0,null,0]
["16 SEER Central AC",0.43682663468329208,-1092.0965641090229,1.6163843404083715,null,0,0.3417792150323769,15,1,null,0,0,0,0,0,null,0,0,0,0,0,0,1,0,0,0,0,0,null,null,0,null,0]
["16 SEER Central AC",0.58586568748420076,-928.29650112872196,1.6167179184204108,null,0,0.25488619426143422,15,1,null,0,0,0,0,0,null,0,0,0,0,0,0,1,0,0,0,0,0,null,null,0,null,0]
["16 SEER Central AC",0.58586568748420076,-928.29650112872196,1.6167179184204108,null,0,0.25488619426143422,15,1,null,0,0,0,0,0,null,0,0,0,0,0,0,1,0,0,0,0,0,null,null,0,null,0]
["16 SEER Central AC",0.43682663468329208,-1092.0965641090229,1.6163843404083715,null,0,0.3417792150323769,15,1,null,0,0,0,0,0,null,0,0,0,0,0,0,1,0,0,0,0,0,null,null,0,null,0]
["16 SEER Central AC",0.58586568748420076,-928.29650112872196,1.6167179184204108,null,0,0.25488619426143422,15,1,null,0,0,0,0,0,null,0,0,0,0,0,0,1,0,0,0,0,0,null,null,0,null,0]
["17 SEER Air Source Heat Pump",0.34116928812523128,-3539.6570271611863,1.1556151838355206,null,0,0.31286244476732911,15,1,null,0,0,0,0,0,null,0,0,0,0,0,0,1,0,0,0,0,0,null,null,0,null,0]
["17 SEER Air Source Heat Pump",0.27861319489425385,-3326.3123303366774,1.1557473008163608,null,0,0.38315220735838862,15,1,null,0,0,0,0,0,null,0,0,0,0,0,0,1,0,0,0,0,0,null,null,0,null,0]
["17 SEER Air Source Heat Pump",0.34116928812523128,-3539.6570271611863,1.1556151838355206,null,0,0.31286244476732911,15,1,null,0,0,0,0,0,null,0,0,0,0,0,0,1,0,0,0,0,0,null,null,0,null,0]
["17 SEER Air Source Heat Pump",0.34116928812523128,-3539.6570271611863,1.1556151838355206,null,0,0.31286244476732911,15,1,null,{"$f":"IF(F139+G139=2,1,0)","v":0},0,0,{"$f":"+IF(K139+L139=2,1,0)","v":0},{"$f":"+IF(K139+M139=2,1,0)","v":0},null,0,0,0,0,{"$f":"IF(B139<1.005,0,1)","v":0},0,{"$f":"IF(D139<1.0000000001,0,1)","v":1},{"$f":"IF(F139>1,1,0)","v":0},{"$f":"IF(U139+V139=2,1,0)","v":0},{"$f":"IF(U139+V139+$X139>2,1,0)","v":0},{"$f":"IF(V139+W139=2,1,0)","v":0},{"$f":"IF(V139+W139+$X139>2,1,0)","v":0},null,null,{"$f":"IF(U139+V139=2,1,0)","v":0},null,{"$f":"IF(V139+W139=2,1,0)","v":0}]
["17 SEER Air Source Heat Pump",0.27861319489425385,-3326.3123303366774,1.1557473008163608,null,0,0.38315220735838862,15,1,null,0,0,0,0,0,null,{"$f":"IF(+R140+S140+T140=2,1,0)","v":0},0,0,{"$f":"IF(I140>1,1,0)","v":0},0,{"$f":"IF(C140>0.99,1,0)","v":0},1,0,0,0,0,0,null,null,0,null,0]
["17 SEER Air Source Heat Pump",0.34116928812523128,-3539.6570271611863,1.1556151838355206,null,0,0.31286244476732911,15,1,null,0,0,0,0,0,null,0,0,0,0,0,0,1,0,0,0,0,0,null,null,0,null,0]
["17 SEER Central AC",0.25551370958015851,-5110.903157922482,1.6166623220850702,null,0,0.58440676427595784,15,1,null,0,0,0,0,0,null,0,0,0,0,0,0,1,0,0,0,0,0,null,null,0,null,0]
["17 SEER Central AC",0.25574843759915977,-3402.4886484127319,1.6164260376598769,null,0,0.58378505495225941,15,1,null,0,0,0,0,0,null,0,0,0,0,0,0,1,0,0,0,0,0,null,null,0,null,0]
["17 SEER Central AC",0.25551370958015851,-5110.903157922482,1.6166623220850702,null,0,0.58440676427595784,15,1,null,0,0,0,0,0,null,0,0,0,0,0,0,1,0,0,0,0,0,null,null,0,null,0]
["17 SEER Central AC",0.25551370958015851,-5110.903157922482,1.6166623220850702,null,0,0.58440676427595784,15,1,null,0,0,0,0,0,null,0,0,0,0,0,0,1,0,0,0,0,0,null,null,0,null,0]
["17 SEER Central AC",0.25574843759915977,-3402.4886484127319,1.6164260376598769,null,0,0.58378505495225941,15,1,null,0,0,0,0,0,null,0,0,0,0,0,0,1,0,0,0,0,0,null,null,0,null,0]
["17 SEER Central AC",0.25551370958015851,-5110.903157922482,1.6166623220850702,null,0,0.58440676427595784,15,1,null,0,1,1,0,0,{"$f":"+F147/J147","v":{"$error":"#DIV/0!"}},1,1,1,0,0,0,1,0,0,0,0,0,null,null,0,null,0]
["18 SEER Air Source Heat Pump",0.2917050794616185,-5305.6458339461024,1.1556128974150139,null,0,0.36591356781600143,15,1,null,0,1,1,0,0,null,1,1,1,0,0,0,1,0,0,0,0,0,null,null,0,null,0]
["18 SEER Air Source Heat Pump",0.21439380520011153,-5614.538911197269,1.1556128974150135,null,0,0.49786348199857172,15,1,null,0,1,1,0,0,null,1,1,1,0,0,0,1,0,0,0,0,0,null,null,0,null,0]
["18 SEER Air Source Heat Pump",0.2917050794616185,-5305.6458339461024,1.1556128974150139,null,0,0.36591356781600143,15,1,null,0,1,0,0,0,{"$f":"+F150/J150","v":{"$error":"#DIV/0!"}},1,1,1,0,0,0,1,0,0,0,0,0,null,null,0,null,0]
["18 SEER Air Source Heat Pump",0.2917050794616185,-5305.6458339461024,1.1556128974150139,null,0,0.36591356781600143,15,1,null,0,0,0,0,0,null,0,0,0,0,0,0,1,0,0,0,0,0,null,null,0,null,0]
["18 SEER Air Source Heat Pump",0.21439380520011153,-5614.538911197269,1.1556128974150135,null,0,0.49786348199857172,15,1,null,0,1,0,0,0,{"$f":"+F152/J152","v":{"$error":"#DIV/0!"}},1,1,1,0,0,0,1,0,0,0,0,0,null,null,0,null,0]
["18 SEER Air Source Heat Pump",0.2917050794616185,-5305.6458339461024,1.1556128974150139,null,0,0.36591356781600143,15,1,null,0,1,0,0,0,null,1,1,1,0,0,0,1,0,0,0,0,0,null,null,0,null,0]
["18 SEER Central AC",0.22680551722941891,-7507.8682714050137,1.6162592486538581,null,0,0.65821463233989641,15,1,null,0,0,0,0,0,null,0,0,0,0,0,0,1,0,0,0,0,0,null,null,0,null,0]
["18 SEER Central AC",0.20773366005101776,-5590.3326350259758,1.6162592486538581,null,0,0.71864477860332465,15,1,null,0,1,1,0,0,null,1,1,1,0,0,0,1,0,0,0,0,0,null,null,0,null,0]
["18 SEER Central AC",0.22680551722941891,-7507.8682714050137,1.6162592486538581,null,0,0.65821463233989641,15,1,null,0,0,0,0,0,null,0,0,0,0,0,0,1,0,0,0,0,0,null,null,0,null,0]
["18 SEER Central AC",0.22680551722941891,-7507.8682714050137,1.6162592486538581,null,0,0.65821463233989641,15,1,null,0,0,0,0,0,null,0,0,0,0,0,0,1,0,0,0,0,0,null,null,0,null,0]
["18 SEER Central AC",0.20773366005101776,-5590.3326350259758,1.6162592486538581,null,0,0.71864477860332465,15,1,null,0,0,0,0,0,null,0,0,0,0,0,0,1,0,0,0,0,0,null,null,0,null,0]
["18 SEER Central AC",0.22680551722941891,-7507.8682714050137,1.6162592486538581,null,0,0.65821463233989641,15,1,null,0,0,0,0,0,null,0,0,0,0,0,0,1,0,0,0,0,0,null,null,0,null,0]
["21 SEER Air Source Heat Pump",0.26651049579373626,-8828.0062427314806,1.1623991582811533,null,0,0.40285716674419125,15,1,null,0,0,0,0,0,null,0,0,0,0,0,0,1,0,0,0,0,0,null,null,0,null,0]
["21 SEER Air Source Heat Pump",0.1855415656990981,-9840.4117084998143,1.1623991582811533,null,0,0.57866097463667199,15,1,null,0,0,0,0,0,null,0,0,0,0,0,0,1,0,0,0,0,0,null,null,0,null,0]
["21 SEER Air Source Heat Pump",0.26651049579373626,-8828.0062427314806,1.1623991582811533,null,0,0.40285716674419125,15,1,null,0,0,0,0,0,null,0,0,0,0,0,0,1,0,0,0,0,0,null,null,0,null,0]
["21 SEER Air Source Heat Pump",0.26651049579373626,-8828.0062427314806,1.1623991582811533,null,0,0.40285716674419125,15,1,null,0,0,0,0,0,null,0,0,0,0,0,0,1,0,0,0,0,0,null,null,0,null,0]
["21 SEER Air Source Heat Pump",0.1855415656990981,-9840.4117084998143,1.1623991582811533,null,0,0.57866097463667199,15,1,null,0,0,0,0,0,null,0,0,0,0,0,0,1,0,0,0,0,0,null,null,0,null,0]
["21 SEER Air Source Heat Pump",0.26651049579373626,-8828.0062427314806,1.1623991582811533,null,0,0.40285716674419125,15,1,null,0,0,0,0,0,null,0,0,0,0,0,0,1,0,0,0,0,0,null,null,0,null,0]
["21 SEER ASHP from base electric resistance heating",0.72880808693406685,3010.8725844800902,0.9276158982615732,null,0,0.11756150165175427,15,1,null,0,0,0,0,0,null,0,0,0,0,0,1,0,0,0,0,0,0,null,null,0,null,0]
["21 SEER ASHP from base electric resistance heating",0.52165354028289079,-1947.8258236921029,0.92759445581613464,null,0,0.16424271275089711,15,0,null,0,0,0,0,0,null,0,0,0,0,0,0,0,0,0,0,0,0,null,null,0,null,0]
["21 SEER ASHP from base electric resistance heating",0.72880808693406685,3010.8725844800902,0.9276158982615732,null,0,0.11756150165175427,15,1,null,0,1,1,0,0,null,1,1,1,0,0,1,0,0,0,0,0,0,null,null,0,null,0]
["21 SEER ASHP from base electric resistance heating",0.72880808693406685,3010.8725844800902,0.9276158982615732,null,0,0.11756150165175427,15,1,null,0,1,0,0,0,{"$f":"+F169/J169","v":{"$error":"#DIV/0!"}},1,1,1,0,0,1,0,0,0,0,0,0,null,null,0,null,0]
["21 SEER ASHP from base electric resistance heating",0.52165354028289079,-1947.8258236921029,0.92759445581613464,null,0,0.16424271275089711,15,0,null,0,0,0,0,0,null,0,0,0,0,0,0,0,0,0,0,0,0,null,null,0,null,0]
["21 SEER ASHP from base electric resistance heating",0.72880808693406685,3010.8725844800902,0.9276158982615732,null,0,0.11756150165175427,15,1,null,0,1,0,0,0,null,1,1,1,0,0,1,0,0,0,0,0,0,null,null,0,null,0]
["21 SEER Central AC",0.21832921517863405,-11819.642823710637,1.6163843404083718,null,0,0.68382174224890913,15,1,null,0,1,0,0,0,null,1,1,1,0,0,0,1,0,0,0,0,0,null,null,0,null,0]
["21 SEER Central AC",0.17926079889154695,-10043.245794680875,1.6162592486538578,null,0,0.83279061043424563,15,1,null,0,1,1,0,0,null,1,1,1,0,0,0,1,0,0,0,0,0,null,null,0,null,0]
["21 SEER Central AC",0.21832921517863405,-11819.642823710637,1.6163843404083718,null,0,0.68382174224890913,15,1,null,0,0,0,0,0,null,0,0,0,0,0,0,1,0,0,0,0,0,null,null,0,null,0]
["21 SEER Central AC",0.21832921517863405,-11819.642823710637,1.6163843404083718,null,0,0.68382174224890913,15,1,null,0,0,0,0,0,null,0,0,0,0,0,0,1,0,0,0,0,0,null,null,0,null,0]
["21 SEER Central AC",0.17926079889154695,-10043.245794680875,1.6162592486538578,null,0,0.83279061043424563,15,1,null,0,0,0,0,0,null,0,0,0,0,0,0,1,0,0,0,0,0,null,null,0,null,0]
["21 SEER Central AC",0.21832921517863405,-11819.642823710637,1.6163843404083718,null,0,0.68382174224890913,15,1,null,0,0,0,0,0,null,0,0,0,0,0,0,1,0,0,0,0,0,null,null,0,null,0]
["Energy Star Room AC",4.1410482483917512,172.80010309570531,1.4369934038077556,null,0,2.0877202368299114E-2,9,2,null,0,0,0,0,0,null,0,0,0,1,1,1,1,0,1,0,1,0,null,null,1,null,1]
["Energy Star Room AC",4.1410482483917512,172.80010309570531,1.4369934038077556,null,0,2.0877202368299114E-2,9,2,null,0,0,0,0,0,null,0,0,0,1,1,1,1,0,1,0,1,0,null,null,1,null,1]
["Energy Star Room AC",4.1410482483917512,172.80010309570531,1.4369934038077556,null,0,2.0877202368299114E-2,9,2,null,0,1,0,0,0,null,0,0,0,1,1,1,1,0,1,0,1,0,null,null,1,null,1]
["Energy Star Room AC",4.1410482483917512,172.80010309570531,1.4369934038077556,null,0,2.0877202368299114E-2,9,2,null,0,0,0,0,0,null,0,0,0,1,1,1,1,0,1,0,1,0,null,null,1,null,1]
["Energy Star Room AC",4.1410482483917512,172.80010309570531,1.4369934038077556,null,0,2.0877202368299114E-2,9,2,null,0,1,0,0,0,null,0,0,0,1,1,1,1,0,1,0,1,0,null,null,1,null,1]
["Energy Star Room AC",4.1410482483917512,172.80010309570531,1.4369934038077556,null,0,2.0877202368299114E-2,9,2,null,0,0,0,0,0,null,0,0,0,1,1,1,1,0,1,0,1,0,null,null,1,null,1]
["Ground Source Heat Pump",0.13744137821848482,-35384.0570495797,1.3876408794877826,null,0,1.1924329862462761,22,1,null,0,0,0,0,0,null,0,0,0,0,0,0,1,0,0,0,0,0,null,null,0,null,0]
["Ground Source Heat Pump",0.14538172158244886,-33090.831024369647,1.3876408794877826,null,0,1.1273056287886005,22,{"$f":"+V185+W185","v":1},null,0,0,0,0,0,null,0,0,0,0,0,0,1,0,0,0,0,0,null,null,0,null,0]
["Ground Source Heat Pump",0.13744137821848482,-35384.0570495797,1.3876408794877826,null,0,1.1924329862462761,22,1,null,0,0,0,0,0,null,0,0,0,0,0,0,1,0,0,0,0,0,null,null,0,null,0]
["Ground Source Heat Pump",0.13744137821848482,-35384.0570495797,1.3876408794877826,null,0,1.1924329862462761,22,1,null,0,0,0,0,0,null,0,0,0,0,0,0,1,0,0,0,0,0,null,null,0,null,0]
["Ground Source Heat Pump",0.14538172158244886,-33090.831024369647,1.3876408794877826,null,0,1.1273056287886005,22,1,null,0,0,0,0,0,null,0,0,0,0,0,0,1,0,0,0,0,0,null,null,0,null,0]
["Ground Source Heat Pump",0.13744137821848482,-35384.0570495797,1.3876408794877826,null,0,1.1924329862462761,22,1,null,0,0,0,0,0,null,0,0,0,0,0,0,1,0,0,0,0,0,null,null,0,null,0]
["Variable Refrigerant Flow (VRF) HVAC Systems",0.20134627681375672,-5559.8585611602593,0.76842106943009536,null,0,0.31622454115698767,13,0,null,0,0,0,0,0,null,0,0,0,0,0,0,0,0,0,0,0,0,null,null,0,null,0]
["Variable Refrigerant Flow (VRF) HVAC Systems",0.16269650329879798,-5162.5329933668545,0.76833022643125082,null,0,0.39129978545563682,13,0,null,0,0,0,0,0,null,0,0,0,0,0,0,0,0,0,0,0,0,null,null,0,null,0]
["Variable Refrigerant Flow (VRF) HVAC Systems",0.20134627681375672,-5559.8585611602593,0.76842106943009536,null,0,0.31622454115698767,13,0,null,0,1,0,0,0,{"$f":"+F192/J192","v":{"$error":"#DIV/0!"}},1,1,1,0,0,0,0,0,0,0,0,0,null,null,0,null,0]
["Variable Refrigerant Flow (VRF) HVAC Systems",0.25558405503895643,-3607.7325912027009,0.76842106943009536,null,0,0.24911817753808349,13,0,null,0,0,0,0,0,null,0,0,0,0,0,0,0,0,0,0,0,0,null,null,0,null,0]
["Variable Refrigerant Flow (VRF) HVAC Systems",0.2190443650515369,-3210.4070234092951,0.76833022643125082,null,0,0.29064024002728056,13,0,null,0,0,0,0,0,null,0,0,0,0,0,0,0,0,0,0,0,0,null,null,0,null,0]
["Variable Refrigerant Flow (VRF) HVAC Systems",0.25558405503895643,-3607.7325912027009,0.76842106943009536,null,0,0.24911817753808349,13,0,null,0,0,0,0,0,null,0,0,0,0,0,0,0,0,0,0,0,0,null,null,0,null,0]
["CFL - 15W Flood (Exterior)",2.1595964210573855,51.833437959903293,0.56061154537626112,null,0,1.3916627719930776E-2,7.8,1,null,0,0,0,0,0,null,0,0,0,0,1,1,0,0,1,0,0,0,null,null,1,null,0]
["CFL - 15W Flood (Exterior)",2.1595964210573855,51.833437959903293,0.56061154537626112,null,0,1.3916627719930776E-2,7.8,1,null,0,0,0,0,0,null,0,0,0,0,1,1,0,0,1,0,0,0,null,null,1,null,0]
["CFL - 15W Flood (Exterior)",2.1595964210573855,51.833437959903293,0.56061154537626112,null,0,1.3916627719930776E-2,7.8,1,null,0,0,0,0,0,null,0,0,0,0,1,1,0,0,1,0,0,0,null,null,1,null,0]
["CFL - 15W Flood (Exterior)",2.1595964210573855,51.833437959903293,0.56061154537626112,null,0,1.3916627719930776E-2,7.8,1,null,0,0,0,0,0,null,0,0,0,0,1,1,0,0,1,0,0,0,null,null,1,null,0]
["CFL - 15W Flood (Exterior)",2.1595964210573855,51.833437959903293,0.56061154537626112,null,0,1.3916627719930776E-2,7.8,1,null,0,0,0,0,0,null,0,0,0,0,1,1,0,0,1,0,0,0,null,null,1,null,0]
["CFL - 15W Flood (Exterior)",2.1595964210573855,51.833437959903293,0.56061154537626112,null,0,1.3916627719930776E-2,7.8,1,null,0,0,0,0,0,null,0,0,0,0,1,1,0,0,1,0,0,0,null,null,1,null,0]
["CFL - 15W Flood",0.26228595108941222,-4.9144482126453255,0.67863540856800353,null,0,0.13870945266139934,7.8,0,null,0,0,0,0,0,null,0,0,0,0,0,0,0,0,0,0,0,0,null,null,0,null,0]
["CFL - 15W Flood",0.26228595108941222,-4.9144482126453255,0.67863540856800353,null,0,0.13870945266139934,7.8,0,null,{"$f":"IF(F203+G203=2,1,0)","v":0},0,0,{"$f":"+IF(K203+L203=2,1,0)","v":0},{"$f":"+IF(K203+M203=2,1,0)","v":0},null,0,0,0,0,{"$f":"IF(B203<1.005,0,1)","v":0},0,{"$f":"IF(D203<1.0000000001,0,1)","v":0},{"$f":"IF(F203>1,1,0)","v":0},{"$f":"IF(U203+V203=2,1,0)","v":0},{"$f":"IF(U203+V203+$X203>2,1,0)","v":0},{"$f":"IF(V203+W203=2,1,0)","v":0},{"$f":"IF(V203+W203+$X203>2,1,0)","v":0},null,null,{"$f":"IF(U203+V203=2,1,0)","v":0},null,{"$f":"IF(V203+W203=2,1,0)","v":0}]
["CFL - 15W Flood",0.26228595108941222,-4.9144482126453255,0.67863540856800353,null,0,0.13870945266139934,7.8,0,null,0,0,0,0,0,null,{"$f":"IF(+R204+S204+T204=2,1,0)","v":0},0,0,{"$f":"IF(I204>1,1,0)","v":0},0,{"$f":"IF(C204>0.99,1,0)","v":0},0,0,0,0,0,0,null,null,0,null,0]
["CFL - 15W Flood",0.26228595108941222,-4.9144482126453255,0.67863540856800353,null,0,0.13870945266139934,7.8,0,null,0,0,0,0,0,null,0,0,0,0,0,0,0,0,0,0,0,0,null,null,0,null,0]
["CFL - 15W Flood",0.26228595108941222,-4.9144482126453255,0.67863540856800353,null,0,0.13870945266139934,7.8,0,null,0,0,0,0,0,null,0,0,0,0,0,0,0,0,0,0,0,0,null,null,0,null,0]
["CFL - 15W Flood",0.26228595108941222,-4.9144482126453255,0.67863540856800353,null,0,0.13870945266139934,7.8,0,null,0,0,0,0,0,null,0,0,0,0,0,0,0,0,0,0,0,0,null,null,0,null,0]
["CFL-13W",0.92325990700875626,3.2457003187672093,0.72396210963824548,null,0,4.2037456571873077E-2,7.8,1,null,0,0,0,0,0,null,0,0,0,0,0,1,0,0,0,0,0,0,null,null,0,null,0]
["CFL-13W",0.92325990700875626,3.2457003187672093,0.72396210963824548,null,0,4.2037456571873077E-2,7.8,1,null,0,0,0,0,0,null,0,0,0,0,0,1,0,0,0,0,0,0,null,null,0,null,0]
["CFL-13W",0.92325990700875626,3.2457003187672093,0.72396210963824548,null,0,4.2037456571873077E-2,7.8,1,null,0,0,0,0,0,null,0,0,0,0,0,1,0,0,0,0,0,0,null,null,0,null,0]
["CFL-13W",0.92325990700875626,3.2457003187672093,0.72396210963824548,null,0,4.2037456571873077E-2,7.8,1,null,0,0,0,0,0,null,0,0,0,0,0,1,0,0,0,0,0,0,null,null,0,null,0]
["CFL-13W",0.92325990700875626,3.2457003187672093,0.72396210963824548,null,0,4.2037456571873077E-2,7.8,1,null,0,0,0,0,0,null,0,0,0,0,0,1,0,0,0,0,0,0,null,null,0,null,0]
["CFL-13W",0.92325990700875626,3.2457003187672093,0.72396210963824548,null,0,4.2037456571873077E-2,7.8,1,null,0,0,0,0,0,null,0,0,0,0,0,1,0,0,0,0,0,0,null,null,0,null,0]
["CFL-23W",1.9264852551720892,7.406318419384184,0.69482351609308968,null,0,1.9335410219746791E-2,7.8,1,null,0,1,0,0,0,null,0,0,0,0,1,1,0,0,1,0,0,0,null,null,1,null,0]
["CFL-23W",1.9264852551720892,7.406318419384184,0.69482351609308968,null,0,1.9335410219746791E-2,7.8,1,null,0,1,0,0,0,null,0,0,0,0,1,1,0,0,1,0,0,0,null,null,1,null,0]
["CFL-23W",1.9264852551720892,7.406318419384184,0.69482351609308968,null,0,1.9335410219746791E-2,7.8,1,null,0,0,0,0,0,null,0,0,0,0,1,1,0,0,1,0,0,0,null,null,1,null,0]
["CFL-23W",1.9264852551720892,7.406318419384184,0.69482351609308968,null,0,1.9335410219746791E-2,7.8,1,null,0,0,0,0,0,null,0,0,0,0,1,1,0,0,1,0,0,0,null,null,1,null,0]
["CFL-23W",1.9264852551720892,7.406318419384184,0.69482351609308968,null,0,1.9335410219746791E-2,7.8,1,null,0,0,0,0,0,null,0,0,0,0,1,1,0,0,1,0,0,0,null,null,1,null,0]
["CFL-23W",1.9264852551720892,7.406318419384184,0.69482351609308968,null,0,1.9335410219746791E-2,7.8,1,null,0,0,0,0,0,null,0,0,0,0,1,1,0,0,1,0,0,0,null,null,1,null,0]
["LED - 14W",2.6181782198552734,22.84561308509911,0.73836387233225598,null,0,1.870985283028441E-2,10,1,null,0,0,0,0,0,null,0,0,0,0,1,1,0,0,1,0,0,0,null,null,1,null,0]
["LED - 14W",2.6181782198552734,22.84561308509911,0.73836387233225598,null,0,1.870985283028441E-2,10,1,null,0,0,0,0,0,null,0,0,0,0,1,1,0,0,1,0,0,0,null,null,1,null,0]
["LED - 14W",2.6181782198552734,22.84561308509911,0.73836387233225598,null,0,1.870985283028441E-2,10,1,null,0,0,0,0,0,null,0,0,0,0,1,1,0,0,1,0,0,0,null,null,1,null,0]
["LED - 14W",2.6181782198552734,22.84561308509911,0.73836387233225598,null,0,1.870985283028441E-2,10,1,null,0,0,0,0,0,null,0,0,0,0,1,1,0,0,1,0,0,0,null,null,1,null,0]
["LED - 14W",2.6181782198552734,22.84561308509911,0.73836387233225598,null,0,1.870985283028441E-2,10,1,null,0,0,0,0,0,null,0,0,0,0,1,1,0,0,1,0,0,0,null,null,1,null,0]
["LED - 14W",2.6181782198552734,22.84561308509911,0.73836387233225598,null,0,1.870985283028441E-2,10,1,null,0,0,0,0,0,null,0,0,0,0,1,1,0,0,1,0,0,0,null,null,1,null,0]
["LED - 9W Flood (Exterior)",3.9293542955860241,79.650683068008505,0.58949702687670058,null,0,9.9531275147099665E-3,10,1,null,0,0,0,0,0,null,0,0,0,0,1,1,0,0,1,0,0,0,null,null,1,null,0]
["LED - 9W Flood (Exterior)",3.9293542955860241,79.650683068008505,0.58949702687670058,null,0,9.9531275147099665E-3,10,1,null,0,0,0,0,0,null,0,0,0,0,1,1,0,0,1,0,0,0,null,null,1,null,0]
["LED - 9W Flood (Exterior)",3.9293542955860241,79.650683068008505,0.58949702687670058,null,0,9.9531275147099665E-3,10,1,null,0,0,0,0,0,null,0,0,0,0,1,1,0,0,1,0,0,0,null,null,1,null,0]
["LED - 9W Flood (Exterior)",3.9293542955860241,79.650683068008505,0.58949702687670058,null,0,9.9531275147099665E-3,10,1,null,0,0,0,0,0,null,0,0,0,0,1,1,0,0,1,0,0,0,null,null,1,null,0]
["LED - 9W Flood (Exterior)",3.9293542955860241,79.650683068008505,0.58949702687670058,null,0,9.9531275147099665E-3,10,1,null,0,0,0,0,0,null,0,0,0,0,1,1,0,0,1,0,0,0,null,null,1,null,0]
["LED - 9W Flood (Exterior)",3.9293542955860241,79.650683068008505,0.58949702687670058,null,0,9.9531275147099665E-3,10,1,null,0,0,0,0,0,null,0,0,0,0,1,1,0,0,1,0,0,0,null,null,1,null,0]
["LED - 9W Flood",1.0184734738592676,9.5251672932675397,0.73101020152623974,null,0,4.7618186737258802E-2,10,1,null,0,0,0,0,0,null,0,0,0,0,1,1,0,0,1,0,0,0,null,null,1,null,0]
["LED - 9W Flood",1.0184734738592676,9.5251672932675397,0.73101020152623974,null,0,4.7618186737258802E-2,10,1,null,0,1,1,0,0,null,1,1,1,0,1,1,0,0,1,0,0,0,null,null,1,null,0]
["LED - 9W Flood",1.0184734738592676,9.5251672932675397,0.73101020152623974,null,0,4.7618186737258802E-2,10,1,null,0,1,0,0,0,null,1,1,1,0,1,1,0,0,1,0,0,0,null,null,1,null,0]
["LED - 9W Flood",1.0184734738592676,9.5251672932675397,0.73101020152623974,null,0,4.7618186737258802E-2,10,1,null,0,1,0,0,0,null,1,1,1,0,1,1,0,0,1,0,0,0,null,null,1,null,0]
["LED - 9W Flood",1.0184734738592676,9.5251672932675397,0.73101020152623974,null,0,4.7618186737258802E-2,10,1,null,0,1,1,0,0,null,1,1,1,0,1,1,0,0,1,0,0,0,null,null,1,null,0]
["LED - 9W Flood",1.0184734738592676,9.5251672932675397,0.73101020152623974,null,0,4.7618186737258802E-2,10,1,null,0,1,1,0,0,null,1,1,1,0,1,1,0,0,1,0,0,0,null,null,1,null,0]
["LED - 9W",2.325142151152094,12.441956798075477,0.7440833940702688,null,0,2.1231038672663162E-2,10,1,null,0,1,0,0,0,null,1,1,1,0,1,1,0,0,1,0,0,0,null,null,1,null,0]
["LED - 9W",2.325142151152094,12.441956798075477,0.7440833940702688,null,0,2.1231038672663162E-2,10,1,null,0,0,0,0,0,null,0,0,0,0,1,1,0,0,1,0,0,0,null,null,1,null,0]
["LED - 9W",2.325142151152094,12.441956798075477,0.7440833940702688,null,0,2.1231038672663162E-2,10,1,null,0,0,0,0,0,null,0,0,0,0,1,1,0,0,1,0,0,0,null,null,1,null,0]
["LED - 9W",2.325142151152094,12.441956798075477,0.7440833940702688,null,0,2.1231038672663162E-2,10,1,null,0,0,0,0,0,null,0,0,0,0,1,1,0,0,1,0,0,0,null,null,1,null,0]
["LED - 9W",2.325142151152094,12.441956798075477,0.7440833940702688,null,0,2.1231038672663162E-2,10,1,null,0,1,1,0,0,null,1,1,1,0,1,1,0,0,1,0,0,0,null,null,1,null,0]
["LED - 9W",2.325142151152094,12.441956798075477,0.7440833940702688,null,0,2.1231038672663162E-2,10,1,null,0,0,0,0,0,null,0,0,0,0,1,1,0,0,1,0,0,0,null,null,1,null,0]
["LED Specialty Lamps-5W Chandelier",1.0822357725611167,6.7038406704785363,0.73101020152623963,null,0,4.4812656626942594E-2,10,1,null,0,0,0,0,0,null,0,0,0,0,1,1,0,0,1,0,0,0,null,null,1,null,0]
["LED Specialty Lamps-5W Chandelier",1.0822357725611167,6.7038406704785363,0.73101020152623963,null,0,4.4812656626942594E-2,10,1,null,0,0,0,0,0,null,0,0,0,0,1,1,0,0,1,0,0,0,null,null,1,null,0]
["LED Specialty Lamps-5W Chandelier",1.0822357725611167,6.7038406704785363,0.73101020152623963,null,0,4.4812656626942594E-2,10,1,null,0,0,0,0,0,null,0,0,0,0,1,1,0,0,1,0,0,0,null,null,1,null,0]
["LED Specialty Lamps-5W Chandelier",1.0822357725611167,6.7038406704785363,0.73101020152623963,null,0,4.4812656626942594E-2,10,1,null,0,0,0,0,0,null,0,0,0,0,1,1,0,0,1,0,0,0,null,null,1,null,0]
["LED Specialty Lamps-5W Chandelier",1.0822357725611167,6.7038406704785363,0.73101020152623963,null,0,4.4812656626942594E-2,10,1,null,0,0,0,0,0,null,0,0,0,0,1,1,0,0,1,0,0,0,null,null,1,null,0]
["LED Specialty Lamps-5W Chandelier",1.0822357725611167,6.7038406704785363,0.73101020152623963,null,0,4.4812656626942594E-2,10,{"$f":"+V249+W249","v":1},null,0,0,0,0,0,null,0,0,0,0,1,1,0,0,1,0,0,0,null,null,1,null,0]
["Linear LED",2.5169344265361517,29.452739063617965,0.66635353444756762,null,0,2.4453607042620954E-2,15,1,null,0,0,0,0,0,null,0,0,0,0,1,1,0,0,1,0,0,0,null,null,1,null,0]
["Linear LED",2.5169344265361517,29.452739063617965,0.66635353444756762,null,0,2.4453607042620954E-2,15,1,null,0,0,0,0,0,null,0,0,0,0,1,1,0,0,1,0,0,0,null,null,1,null,0]
["Linear LED",2.5169344265361517,29.452739063617965,0.66635353444756762,null,0,2.4453607042620954E-2,15,1,null,0,0,0,0,0,null,0,0,0,0,1,1,0,0,1,0,0,0,null,null,1,null,0]
["Linear LED",2.5169344265361517,29.452739063617965,0.66635353444756762,null,0,2.4453607042620954E-2,15,1,null,0,0,0,0,0,null,0,0,0,0,1,1,0,0,1,0,0,0,null,null,1,null,0]
["Linear LED",2.5169344265361517,29.452739063617965,0.66635353444756762,null,0,2.4453607042620954E-2,15,1,null,0,0,0,0,0,null,0,0,0,0,1,1,0,0,1,0,0,0,null,null,1,null,0]
["Linear LED",2.5169344265361517,29.452739063617965,0.66635353444756762,null,0,2.4453607042620954E-2,15,1,null,0,0,0,0,0,null,0,0,0,0,1,1,0,0,1,0,0,0,null,null,1,null,0]
["Low Wattage T8 Fixture",5.2708533924935592,14.003375282830389,0.66635359181876164,null,0,1.1677071269964744E-2,15,1,null,0,0,0,0,0,null,0,0,0,0,1,1,0,0,1,0,0,0,null,null,1,null,0]
["Low Wattage T8 Fixture",5.2708533924935592,14.003375282830389,0.66635359181876164,null,0,1.1677071269964744E-2,15,1,null,0,0,0,0,0,null,0,0,0,0,1,1,0,0,1,0,0,0,null,null,1,null,0]
["Low Wattage T8 Fixture",5.2708533924935592,14.003375282830389,0.66635359181876164,null,0,1.1677071269964744E-2,15,1,null,0,1,1,0,0,null,0,0,0,0,1,1,0,0,1,0,0,0,null,null,1,null,0]
["Low Wattage T8 Fixture",5.2708533924935592,14.003375282830389,0.66635359181876164,null,0,1.1677071269964744E-2,15,1,null,0,1,1,0,0,null,1,1,1,0,1,1,0,0,1,0,0,0,null,null,1,null,0]
["Low Wattage T8 Fixture",5.2708533924935592,14.003375282830389,0.66635359181876164,null,0,1.1677071269964744E-2,15,1,null,0,1,0,0,0,null,1,1,1,0,1,1,0,0,1,0,0,0,null,null,1,null,0]
["Low Wattage T8 Fixture",5.2708533924935592,14.003375282830389,0.66635359181876164,null,0,1.1677071269964744E-2,15,1,null,0,1,1,0,0,null,1,1,1,0,1,1,0,0,1,0,0,0,null,null,1,null,0]
["Energy Star Bathroom Ventilating Fan",0.13622490071294827,-24.850569302795549,0.70861250838625878,null,0,0.34510515968300193,10,0,null,0,1,1,0,0,null,1,1,1,0,0,0,0,0,0,0,0,0,null,null,0,null,0]
["Energy Star Bathroom Ventilating Fan",0.13622490071294827,-24.850569302795549,0.70861250838625878,null,0,0.34510515968300193,10,0,null,0,1,0,0,0,{"$f":"+F263/J263","v":{"$error":"#DIV/0!"}},1,1,1,0,0,0,0,0,0,0,0,0,null,null,0,null,0]
["Energy Star Bathroom Ventilating Fan",0.13622490071294827,-24.850569302795549,0.70861250838625878,null,0,0.34510515968300193,10,0,null,0,0,0,0,0,null,0,0,0,0,0,0,0,0,0,0,0,0,null,null,0,null,0]
["Energy Star Bathroom Ventilating Fan",0.13622490071294827,-24.850569302795549,0.70861250838625878,null,0,0.34510515968300193,10,0,null,0,0,0,0,0,null,0,0,0,0,0,0,0,0,0,0,0,0,null,null,0,null,0]
["Energy Star Bathroom Ventilating Fan",0.13622490071294827,-24.850569302795549,0.70861250838625878,null,0,0.34510515968300193,10,0,null,0,0,0,0,0,null,0,0,0,0,0,0,0,0,0,0,0,0,null,null,0,null,0]
["Energy Star Bathroom Ventilating Fan",0.13622490071294827,-24.850569302795549,0.70861250838625878,null,0,0.34510515968300193,10,0,null,{"$f":"IF(F267+G267=2,1,0)","v":0},1,0,{"$f":"+IF(K267+L267=2,1,0)","v":0},{"$f":"+IF(K267+M267=2,1,0)","v":0},null,1,1,1,0,{"$f":"IF(B267<1.005,0,1)","v":0},0,{"$f":"IF(D267<1.0000000001,0,1)","v":0},{"$f":"IF(F267>1,1,0)","v":0},{"$f":"IF(U267+V267=2,1,0)","v":0},{"$f":"IF(U267+V267+$X267>2,1,0)","v":0},{"$f":"IF(V267+W267=2,1,0)","v":0},{"$f":"IF(V267+W267+$X267>2,1,0)","v":0},null,null,{"$f":"IF(U267+V267=2,1,0)","v":0},null,{"$f":"IF(V267+W267=2,1,0)","v":0}]
["Energy Star Ceiling Fan",0.23182177383882469,-64.733973237450783,0.73175742297196944,null,0,0.35287893266227721,20,0,null,0,0,0,0,0,null,{"$f":"IF(+R268+S268+T268=2,1,0)","v":0},0,0,{"$f":"IF(I268>1,1,0)","v":0},0,{"$f":"IF(C268>0.99,1,0)","v":0},0,0,0,0,0,0,null,null,0,null,0]
["Energy Star Ceiling Fan",0.23182177383882469,-64.733973237450783,0.73175742297196944,null,0,0.35287893266227721,20,0,null,0,0,0,0,0,null,0,0,0,0,0,0,0,0,0,0,0,0,null,null,0,null,0]
["Energy Star Ceiling Fan",0.23182177383882469,-64.733973237450783,0.73175742297196944,null,0,0.35287893266227721,20,0,null,0,0,0,0,0,null,0,0,0,0,0,0,0,0,0,0,0,0,null,null,0,null,0]
["Energy Star Ceiling Fan",0.23183563920969091,-64.733973237450783,0.73180118973246655,null,0,0.35287893266227721,20,0,null,0,0,0,0,0,null,0,0,0,0,0,0,0,0,0,0,0,0,null,null,0,null,0]
["Energy Star Ceiling Fan",0.23183563920969091,-64.733973237450783,0.73180118973246655,null,0,0.35287893266227721,20,0,null,0,0,0,0,0,null,0,0,0,0,0,0,0,0,0,0,0,0,null,null,0,null,0]
["Energy Star Ceiling Fan",0.23183563920969091,-64.733973237450783,0.73180118973246655,null,0,0.35287893266227721,20,0,null,0,0,0,0,0,null,0,0,0,0,0,0,0,0,0,0,0,0,null,null,0,null,0]
["Energy Star Dehumidifier",4.3069571643937783,367.65502097440839,0.87124286791327699,null,0,1.5712140743708795E-2,12,1,null,0,0,0,0,0,null,0,0,0,0,1,1,0,0,1,0,0,0,null,null,1,null,0]
["Energy Star Dehumidifier",4.3069571643937783,367.65502097440839,0.87124286791327699,null,0,1.5712140743708795E-2,12,1,null,0,0,0,0,0,null,0,0,0,0,1,1,0,0,1,0,0,0,null,null,1,null,0]
["Energy Star Dehumidifier",4.3069571643937783,367.65502097440839,0.87124286791327699,null,0,1.5712140743708795E-2,12,1,null,0,0,0,0,0,null,0,0,0,0,1,1,0,0,1,0,0,0,null,null,1,null,0]
["Energy Star Dehumidifier",4.3069571643937783,367.65502097440839,0.87124286791327699,null,0,1.5712140743708795E-2,12,1,null,0,0,0,0,0,null,0,0,0,0,1,1,0,0,1,0,0,0,null,null,1,null,0]
["Energy Star Dehumidifier",4.3069571643937783,367.65502097440839,0.87124286791327699,null,0,1.5712140743708795E-2,12,1,null,0,0,0,0,0,null,0,0,0,0,1,1,0,0,1,0,0,0,null,null,1,null,0]
["Energy Star Dehumidifier",4.3069571643937783,367.65502097440839,0.87124286791327699,null,0,1.5712140743708795E-2,12,1,null,0,1,0,0,0,{"$f":"+F279/J279","v":{"$error":"#DIV/0!"}},1,1,1,0,1,1,0,0,1,0,0,0,null,null,1,null,0]
["Heat Pump Pool Heater",3.7915638154847042,20033.476764361123,0.66635350862006126,null,0,1.6232912335966843E-2,15,1,null,0,1,1,0,0,null,1,1,1,0,1,1,0,0,1,0,0,0,null,null,1,null,0]
["Heat Pump Pool Heater",3.7915638154847042,20033.476764361123,0.66635350862006126,null,0,1.6232912335966843E-2,15,1,null,0,0,0,0,0,null,0,0,0,0,1,1,0,0,1,0,0,0,null,null,1,null,0]
["Heat Pump Pool Heater",3.7915638154847042,20033.476764361123,0.66635350862006126,null,0,1.6232912335966843E-2,15,1,null,0,1,0,0,0,{"$f":"+F282/J282","v":{"$error":"#DIV/0!"}},1,1,1,0,1,1,0,0,1,0,0,0,null,null,1,null,0]
["Heat Pump Pool Heater",3.7915638154847042,20033.476764361123,0.66635350862006126,null,0,1.6232912335966843E-2,15,1,null,0,0,0,0,0,null,0,0,0,0,1,1,0,0,1,0,0,0,null,null,1,null,0]
["Heat Pump Pool Heater",3.7915638154847042,20033.476764361123,0.66635350862006126,null,0,1.6232912335966843E-2,15,1,null,0,0,0,0,0,null,0,0,0,0,1,1,0,0,1,0,0,0,null,null,1,null,0]
["Heat Pump Pool Heater",3.7915638154847042,20033.476764361123,0.66635350862006126,null,0,1.6232912335966843E-2,15,1,null,0,0,0,0,0,null,0,0,0,0,1,1,0,0,1,0,0,0,null,null,1,null,0]
["Solar Pool Heater",1.0645504074001118,14391.420663750217,0.66635350862006137,null,0,5.7816072029226409E-2,15,1,null,0,0,0,0,0,null,0,0,0,0,1,1,0,0,1,0,0,0,null,null,1,null,0]
["Solar Pool Heater",1.0645504074001118,14391.420663750217,0.66635350862006137,null,0,5.7816072029226409E-2,15,1,null,0,0,0,0,0,null,0,0,0,0,1,1,0,0,1,0,0,0,null,null,1,null,0]
["Solar Pool Heater",1.0645504074001118,14391.420663750217,0.66635350862006137,null,0,5.7816072029226409E-2,15,1,null,0,0,0,0,0,null,0,0,0,0,1,1,0,0,1,0,0,0,null,null,1,null,0]
["Solar Pool Heater",1.0645504074001118,14391.420663750217,0.66635350862006137,null,0,5.7816072029226409E-2,15,1,null,0,0,0,0,0,null,0,0,0,0,1,1,0,0,1,0,0,0,null,null,1,null,0]
["Solar Pool Heater",1.0645504074001118,14391.420663750217,0.66635350862006137,null,0,5.7816072029226409E-2,15,1,null,0,0,0,0,0,null,0,0,0,0,1,1,0,0,1,0,0,0,null,null,1,null,0]
["Solar Pool Heater",1.0645504074001118,14391.420663750217,0.66635350862006137,null,0,5.7816072029226409E-2,15,1,null,0,1,0,0,0,null,0,0,0,0,1,1,0,0,1,0,0,0,null,null,1,null,0]
["Solar Powered Pool Pumps",0.51996789414581557,-2836.7106650028054,1.3660302632717918,null,0,0.17429419812676605,10,1,null,0,0,0,0,0,null,0,0,0,0,0,0,1,0,0,0,0,0,null,null,0,null,0]
["Solar Powered Pool Pumps",0.51996789414581557,-2836.7106650028054,1.3660302632717918,null,0,0.17429419812676605,10,1,null,0,1,0,0,0,null,0,0,0,0,0,0,1,0,0,0,0,0,null,null,0,null,0]
["Solar Powered Pool Pumps",0.51996789414581557,-2836.7106650028054,1.3660302632717918,null,0,0.17429419812676605,10,1,null,0,0,0,0,0,null,0,0,0,0,0,0,1,0,0,0,0,0,null,null,0,null,0]
["Solar Powered Pool Pumps",0.51996789414581557,-2836.7106650028054,1.3660302632717918,null,0,0.17429419812676605,10,1,null,0,0,0,0,0,null,0,0,0,0,0,0,1,0,0,0,0,0,null,null,0,null,0]
["Solar Powered Pool Pumps",0.51996789414581557,-2836.7106650028054,1.3660302632717918,null,0,0.17429419812676605,10,1,null,0,0,0,0,0,null,0,0,0,0,0,0,1,0,0,0,0,0,null,null,0,null,0]
["Solar Powered Pool Pumps",0.51996789414581557,-2836.7106650028054,1.3660302632717918,null,0,0.17429419812676605,10,1,null,0,0,0,0,0,null,0,0,0,0,0,0,1,0,0,0,0,0,null,null,0,null,0]
["Two Speed Pool Pump",1.5676240955433067,715.41847303009718,1.3660693580472025,null,0,5.7813592626083661E-2,10,2,null,0,0,0,0,0,null,0,0,0,1,1,1,1,0,1,0,1,0,null,null,1,null,1]
["Two Speed Pool Pump",1.5676240955433067,715.41847303009718,1.3660693580472025,null,0,5.7813592626083661E-2,10,2,null,0,0,0,0,0,null,0,0,0,1,1,1,1,0,1,0,1,0,null,null,1,null,1]
["Two Speed Pool Pump",1.5676240955433067,715.41847303009718,1.3660693580472025,null,0,5.7813592626083661E-2,10,2,null,0,0,0,0,0,null,0,0,0,1,1,1,1,0,1,0,1,0,null,null,1,null,1]
["Two Speed Pool Pump",1.5676240955433067,715.41847303009718,1.3660693580472025,null,0,5.7813592626083661E-2,10,2,null,0,0,0,0,0,null,0,0,0,1,1,1,1,0,1,0,1,0,null,null,1,null,1]
["Two Speed Pool Pump",1.5676240955433067,715.41847303009718,1.3660693580472025,null,0,5.7813592626083661E-2,10,2,null,0,0,0,0,0,null,0,0,0,1,1,1,1,0,1,0,1,0,null,null,1,null,1]
["Two Speed Pool Pump",1.5676240955433067,715.41847303009718,1.3660693580472025,null,0,5.7813592626083661E-2,10,2,null,0,1,0,0,0,{"$f":"+F303/J303","v":{"$error":"#DIV/0!"}},0,1,1,1,1,1,1,0,1,0,1,0,null,null,1,null,1]
["Variable Speed Pool Pump",1.5678054351455273,2162.7884717010984,1.3660639743170162,null,0,5.7806677820346548E-2,10,2,null,0,0,0,0,0,null,0,0,0,1,1,1,1,0,1,0,1,0,null,null,1,null,1]
["Variable Speed Pool Pump",1.5678054351455273,2162.7884717010984,1.3660639743170162,null,0,5.7806677820346548E-2,10,2,null,0,0,0,0,0,null,0,0,0,1,1,1,1,0,1,0,1,0,null,null,1,null,1]
["Variable Speed Pool Pump",1.5678054351455273,2162.7884717010984,1.3660639743170162,null,0,5.7806677820346548E-2,10,2,null,0,0,0,0,0,null,0,0,0,1,1,1,1,0,1,0,1,0,null,null,1,null,1]
["Variable Speed Pool Pump",1.5678054351455273,2162.7884717010984,1.3660639743170162,null,0,5.7806677820346548E-2,10,2,null,0,0,0,0,0,null,0,0,0,1,1,1,1,0,1,0,1,0,null,null,1,null,1]
["Variable Speed Pool Pump",1.5678054351455273,2162.7884717010984,1.3660639743170162,null,0,5.7806677820346548E-2,10,2,null,0,1,0,0,0,null,0,0,0,1,1,1,1,0,1,0,1,0,null,null,1,null,1]
["Variable Speed Pool Pump",1.5678054351455273,2162.7884717010984,1.3660639743170162,null,0,5.7806677820346548E-2,10,2,null,0,0,0,0,0,null,0,0,0,1,1,1,1,0,1,0,1,0,null,null,1,null,1]
["Removal of 2nd Refrigerator-Freezer",2.5756989068124181,666.01885442542914,0.65456263420706173,null,0,8.0020054662588696E-3,5,1,null,0,0,0,0,0,null,0,0,0,0,1,1,0,0,1,0,0,0,null,null,1,null,0]
["Removal of 2nd Refrigerator-Freezer",2.5756989068124181,666.01885442542914,0.65456263420706173,null,0,8.0020054662588696E-3,5,1,null,0,0,0,0,0,null,0,0,0,0,1,1,0,0,1,0,0,0,null,null,1,null,0]
["Removal of 2nd Refrigerator-Freezer",2.5756989068124181,666.01885442542914,0.65456263420706173,null,0,8.0020054662588696E-3,5,1,null,0,0,0,0,0,null,0,0,0,0,1,1,0,0,1,0,0,0,null,null,1,null,0]
["Removal of 2nd Refrigerator-Freezer",2.5756989068124181,666.01885442542914,0.65456263420706173,null,0,8.0020054662588696E-3,5,{"$f":"+V313+W313","v":1},null,0,0,0,0,0,null,0,0,0,0,1,1,0,0,1,0,0,0,null,null,1,null,0]
["Removal of 2nd Refrigerator-Freezer",2.5756989068124181,666.01885442542914,0.65456263420706173,null,0,8.0020054662588696E-3,5,1,null,0,0,0,0,0,null,0,0,0,0,1,1,0,0,1,0,0,0,null,null,1,null,0]
["Removal of 2nd Refrigerator-Freezer",2.5756989068124181,666.01885442542914,0.65456263420706173,null,0,8.0020054662588696E-3,5,1,null,0,0,0,0,0,null,0,0,0,0,1,1,0,0,1,0,0,0,null,null,1,null,0]
["Drain Water Heat Recovery",0.11376812483462494,-2368.5727931960364,0.89542891641815536,null,0,0.72697694758134745,15,0,null,0,0,0,0,0,null,0,0,0,0,0,0,0,0,0,0,0,0,null,null,0,null,0]
["Drain Water Heat Recovery",9.7359168310465163E-2,-2450.5113127143113,0.89461080453381214,null,0,0.8487258076055515,15,0,null,0,0,0,0,0,null,0,0,0,0,0,0,0,0,0,0,0,0,null,null,0,null,0]
["Drain Water Heat Recovery",0.14422906179148998,-2215.3448036275659,0.89506954884230627,null,0,0.5732104882725938,15,0,null,0,0,0,0,0,null,0,0,0,0,0,0,0,0,0,0,0,0,null,null,0,null,0]
["Drain Water Heat Recovery",0.14308261098833194,-1766.2772277119509,0.89542891641815536,null,0,0.57803532905248611,15,0,null,0,0,0,0,0,null,0,0,0,0,0,0,0,0,0,0,0,0,null,null,0,null,0]
["Drain Water Heat Recovery",0.12244557977696537,-1848.2157472302256,0.89461080453381214,null,0,0.67484052019368235,15,0,null,0,0,0,0,0,null,0,0,0,0,0,0,0,0,0,0,0,0,null,null,0,null,0]
["Drain Water Heat Recovery",0.1813923783267205,-1613.049238143481,0.89506954884230627,null,0,0.45577224189479404,15,0,null,0,0,0,0,0,null,0,0,0,0,0,0,0,0,0,0,0,0,null,null,0,null,0]
["Faucet Aerator",6.0631950560590022,87.311610436533641,0.80329218535537117,null,0,8.7896410634426027E-3,10,1,null,0,0,0,0,0,null,0,0,0,0,1,1,0,0,1,0,0,0,null,null,1,null,0]
["Faucet Aerator",4.7848544207930264,66.791960855406899,0.80645784662485409,null,0,1.1181809298812372E-2,10,1,null,0,0,0,0,0,null,0,0,0,0,1,1,0,0,1,0,0,0,null,null,1,null,0]
["Faucet Aerator",4.7137487792305395,66.190904922052624,0.8008578399248093,null,0,1.1271666660762949E-2,10,1,null,0,0,0,0,0,null,0,0,0,0,1,1,0,0,1,0,0,0,null,null,1,null,0]
["Faucet Aerator",2.5358633239737234,31.360707969521627,0.80632307122961822,null,0,2.1095138552262249E-2,10,1,null,0,1,0,0,0,null,0,0,0,0,1,1,0,0,1,0,0,0,null,null,1,null,0]
["Faucet Aerator",1.9905119917918264,22.810853977385491,0.80517259172052369,null,0,2.6836342317149698E-2,10,1,null,0,1,0,0,0,null,0,0,0,0,1,1,0,0,1,0,0,0,null,null,1,null,0]
["Faucet Aerator",1.9767713921671308,22.560414005154549,0.80604017293321251,null,0,2.7051999985831077E-2,10,1,null,0,0,0,0,0,null,0,0,0,0,1,1,0,0,1,0,0,0,null,null,1,null,0]
["Heat Trap",0.34718570847695929,-121.26389726293175,0.80380245335650913,null,0,0.15359837678409555,10,0,null,0,0,0,0,0,null,0,0,0,0,0,0,0,0,0,0,0,0,null,null,0,null,0]
["Heat Trap",0.27296468338043534,-166.96897792760444,0.80396082940214886,null,0,0.19540135318497265,10,0,null,0,0,0,0,0,null,0,0,0,0,0,0,0,0,0,0,0,0,null,null,0,null,0]
["Heat Trap",0.27107755502046876,-168.30775858315744,0.80481867285573927,null,0,0.19697160444302614,10,0,null,0,0,0,0,0,null,0,0,0,0,0,0,0,0,0,0,0,0,null,null,0,null,0]
["Heat Trap",0.34718570847695929,-121.26389726293175,0.80380245335650913,null,0,0.15359837678409555,10,0,null,{"$f":"IF(F331+G331=2,1,0)","v":0},0,0,{"$f":"+IF(K331+L331=2,1,0)","v":0},{"$f":"+IF(K331+M331=2,1,0)","v":0},null,0,0,0,0,{"$f":"IF(B331<1.005,0,1)","v":0},0,{"$f":"IF(D331<1.0000000001,0,1)","v":0},{"$f":"IF(F331>1,1,0)","v":0},{"$f":"IF(U331+V331=2,1,0)","v":0},{"$f":"IF(U331+V331+$X331>2,1,0)","v":0},{"$f":"IF(V331+W331=2,1,0)","v":0},{"$f":"IF(V331+W331+$X331>2,1,0)","v":0},null,null,{"$f":"IF(U331+V331=2,1,0)","v":0},null,{"$f":"IF(V331+W331=2,1,0)","v":0}]
["Heat Trap",0.27296468338043534,-166.96897792760444,0.80396082940214886,null,0,0.19540135318497265,10,0,null,0,0,0,0,0,null,{"$f":"IF(+R332+S332+T332=2,1,0)","v":0},0,0,{"$f":"IF(I332>1,1,0)","v":0},0,{"$f":"IF(C332>0.99,1,0)","v":0},0,0,0,0,0,0,null,null,0,null,0]
["Heat Trap",0.27107755502046876,-168.30775858315744,0.80481867285573927,null,0,0.19697160444302614,10,0,null,0,0,0,0,0,null,0,0,0,0,0,0,0,0,0,0,0,0,null,null,0,null,0]
["Hot Water Pipe Insulation",3.4742004661447798,263.34979945553101,0.85971412386647916,null,0,2.0504023807705191E-2,13,1,null,0,0,0,0,0,null,0,0,0,0,1,1,0,0,1,0,0,0,null,null,1,null,0]
["Hot Water Pipe Insulation",2.9744764688426586,218.25038669245137,0.85905739049395891,null,0,2.3930487774168646E-2,13,1,null,0,0,0,0,0,null,0,0,0,0,1,1,0,0,1,0,0,0,null,null,1,null,0]
["Hot Water Pipe Insulation",4.4094048152666501,347.72550595298338,0.86059897778010286,null,0,1.6171889451306293E-2,13,1,null,0,0,0,0,0,null,0,0,0,0,1,1,0,0,1,0,0,0,null,null,1,null,0]
["Hot Water Pipe Insulation",3.4742004661447798,263.34979945553101,0.85971412386647916,null,0,2.0504023807705191E-2,13,1,null,0,0,0,0,0,null,0,0,0,0,1,1,0,0,1,0,0,0,null,null,1,null,0]
["Hot Water Pipe Insulation",2.9744764688426586,218.25038669245137,0.85905739049395891,null,0,2.3930487774168646E-2,13,1,null,0,0,0,0,0,null,0,0,0,0,1,1,0,0,1,0,0,0,null,null,1,null,0]
["Hot Water Pipe Insulation",4.4094048152666501,347.72550595298338,0.86059897778010286,null,0,1.6171889451306293E-2,13,1,null,0,0,0,0,0,null,0,0,0,0,1,1,0,0,1,0,0,0,null,null,1,null,0]
["Low Flow Showerhead",10.507986771472842,374.46391084925386,0.78433400255872598,null,0,4.490651395986465E-3,9,1,null,0,0,0,0,0,null,0,0,0,0,1,1,0,0,1,0,0,0,null,null,1,null,0]
["Low Flow Showerhead",8.2676859334526434,290.05833226416121,0.78506648434178661,null,0,5.7128166184409893E-3,9,1,null,0,0,0,0,0,null,0,0,0,0,1,1,0,0,1,0,0,0,null,null,1,null,0]
["Low Flow Showerhead",8.1961215027273688,287.5859472647881,0.78452522108319789,null,0,5.7587249877328016E-3,9,1,null,0,0,0,0,0,null,0,0,0,0,1,1,0,0,1,0,0,0,null,null,1,null,0]
["Low Flow Showerhead",10.507986771472842,374.46391084925386,0.78433400255872598,null,0,4.490651395986465E-3,9,null,null,{"$f":"SUM(K10:K342)","v":0},70,null,{"$f":"SUM(N10:N342)","v":0},{"$f":"SUM(O10:O342)","v":0},null,null,null,null,{"$f":"SUM(T10:T342)","v":{"$error":"#DIV/0!"}},1,1,0,0,1,0,0,0,null,null,1,null,0]
["Low Flow Showerhead",8.2676859334526434,290.05833226416121,0.78506648434178661,null,0,5.7128166184409893E-3,9,null,null,null,null,null,null,null,null,null,null,null,null,1,1,0,0,1,0,0,0,null,null,1,null,0]
["Low Flow Showerhead",8.1961215027273688,287.5859472647881,0.78452522108319789,null,0,5.7587249877328016E-3,9,null,null,null,null,null,null,null,null,null,null,null,null,1,1,0,0,1,0,0,0,null,null,1,null,0]
["Thermostatic Shower Restriction Valve",0.87059726539344628,51.666129904479966,0.80287397507348168,null,0,6.1182781953718235E-2,10,null,null,null,null,null,null,null,null,null,null,null,null,0,1,0,0,0,0,0,0,null,null,0,null,0]
["Thermostatic Shower Restriction Valve",0.68594347054490779,22.23632167657237,0.80474696818617109,null,0,7.7834145358075008E-2,10,null,null,null,null,null,null,null,null,null,null,null,null,0,1,0,0,0,0,0,0,null,null,0,null,0]
["Thermostatic Shower Restriction Valve",0.68120586555837159,21.374271826114281,0.80561112907510435,null,0,7.8459622933720746E-2,10,null,null,null,null,null,null,null,null,null,null,null,null,0,1,0,0,0,0,0,0,null,null,0,null,0]
["Thermostatic Shower Restriction Valve",0.87059726539344628,51.666129904479966,0.80287397507348168,null,0,6.1182781953718235E-2,10,null,null,null,null,null,null,null,null,null,null,null,null,0,1,0,0,0,0,0,0,null,null,0,null,0]
["Thermostatic Shower Restriction Valve",0.68594347054490779,22.23632167657237,0.80474696818617109,null,0,7.7834145358075008E-2,10,null,null,null,null,null,null,null,null,null,null,null,null,0,1,0,0,0,0,0,0,null,null,0,null,0]
["Thermostatic Shower Restriction Valve",0.68120586555837159,21.374271826114281,0.80561112907510435,null,0,7.8459622933720746E-2,10,null,null,null,null,null,null,null,null,null,null,null,null,0,1,0,0,0,0,0,0,null,null,0,null,0]
["Water Heater Blanket",0.32584475993825857,-177.86942617072538,0.74836727174980944,null,0,0.10716959995031576,7,null,null,null,null,null,null,null,null,null,null,null,null,0,0,0,0,0,0,0,0,null,null,0,null,0]
["Water Heater Blanket",0.32584475993825857,-177.86942617072538,0.74836727174980944,null,0,0.10716959995031576,7,null,null,null,null,null,null,null,null,null,null,null,null,0,0,0,0,0,0,0,0,null,null,0,null,0]
["Water Heater Blanket",0.32584475993825857,-177.86942617072538,0.74836727174980944,null,0,0.10716959995031576,7,null,null,null,null,null,null,null,null,null,null,null,null,0,0,0,0,0,0,0,0,null,null,0,null,0]
["Water Heater Blanket",0.31137487489372562,-191.04745875459849,0.74756849258293201,null,0,0.1120301680896553,7,null,null,null,null,null,null,null,null,null,null,null,null,0,0,0,0,0,0,0,0,null,null,0,null,0]
["Water Heater Blanket",0.31137487489372562,-191.04745875459849,0.74756849258293201,null,0,0.1120301680896553,7,null,null,null,null,null,null,null,null,null,null,null,null,0,0,0,0,0,0,0,0,null,null,0,null,0]
["Water Heater Blanket",0.31137487489372562,-191.04745875459849,0.74756849258293201,null,0,0.1120301680896553,7,null,null,null,null,null,null,null,null,null,null,null,null,0,0,0,0,0,0,0,0,null,null,0,null,0]
["Water Heater Thermostat Setback",2.060039775883276,15.929116656698502,0.67440055183192604,null,0,7.5979031282303287E-3,4,null,null,null,null,null,null,null,null,null,null,null,null,1,1,0,0,1,0,0,0,null,null,1,null,0]
["Water Heater Thermostat Setback",2.060039775883276,15.929116656698502,0.67440055183192604,null,0,7.5979031282303287E-3,4,null,null,null,null,null,null,null,null,null,null,null,null,1,1,0,0,1,0,0,0,null,null,1,null,0]
["Water Heater Thermostat Setback",2.060039775883276,15.929116656698502,0.67440055183192604,null,0,7.5979031282303287E-3,4,null,null,null,null,null,null,null,null,null,null,null,null,1,1,0,0,1,0,0,0,null,null,1,null,0]
["Water Heater Thermostat Setback",2.060039775883276,15.929116656698502,0.67440055183192604,null,0,7.5979031282303287E-3,4,null,null,null,null,null,null,null,null,null,null,null,null,1,1,0,0,1,0,0,0,null,null,1,null,0]
["Water Heater Thermostat Setback",2.060039775883276,15.929116656698502,0.67440055183192604,null,0,7.5979031282303287E-3,4,null,null,null,null,null,null,null,null,null,null,null,null,1,1,0,0,1,0,0,0,null,null,1,null,0]
["Water Heater Thermostat Setback",2.060039775883276,15.929116656698502,0.67440055183192604,null,0,7.5979031282303287E-3,4,null,null,null,null,null,null,null,null,null,null,null,null,1,1,0,0,1,0,0,0,null,null,1,null,0]
["Water Heater Timeclock",0.10269103272104864,-299.97549388126833,0.55034362363991995,null,0,0.25007425415240286,7,null,null,null,null,null,null,null,null,null,null,null,null,0,0,0,0,0,0,0,0,null,null,0,null,0]
["Water Heater Timeclock",8.7960107778671359E-2,-315.91347568925733,0.55034362363991984,null,0,0.29195488800984887,7,null,null,null,null,null,null,null,null,null,null,null,null,0,0,0,0,0,0,0,0,null,null,0,null,0]
["Water Heater Timeclock",0.13023839416563854,-270.17089252192432,0.55034362363991973,null,0,0.19717982228186609,7,null,null,null,null,null,null,null,null,null,null,null,null,0,0,0,0,0,0,0,0,null,null,0,null,0]
["Water Heater Timeclock",0.10269103272104864,-299.97549388126833,0.55034362363991995,null,0,0.25007425415240286,7,null,null,null,null,null,null,null,null,null,null,null,null,0,0,0,0,0,0,0,0,null,null,0,null,0]
["Water Heater Timeclock",8.7960107778671359E-2,-315.91347568925733,0.55034362363991984,null,0,0.29195488800984887,7,null,null,null,null,null,null,null,null,null,null,null,null,0,0,0,0,0,0,0,0,null,null,0,null,0]
["Water Heater Timeclock",0.13023839416563854,-270.17089252192432,0.55034362363991973,null,0,0.19717982228186609,7,null,null,null,null,null,null,null,null,null,null,null,null,0,0,0,0,0,0,0,0,null,null,0,null,0]
["Smart Power Strip",0.67328004833603272,12.691622398649621,0.669494215483184,null,0,3.1310774575481842E-2,5,null,null,null,null,null,null,null,null,null,null,null,null,0,1,0,0,0,0,0,0,null,null,0,null,0]
["Smart Power Strip",0.67328004833603272,12.691622398649621,0.669494215483184,null,0,3.1310774575481842E-2,5,null,null,null,null,null,null,null,null,null,null,null,null,0,1,0,0,0,0,0,0,null,null,0,null,0]
["Smart Power Strip",0.67328004833603272,12.691622398649621,0.669494215483184,null,0,3.1310774575481842E-2,5,null,null,null,null,null,null,null,null,null,null,null,null,0,1,0,0,0,0,0,0,null,null,0,null,0]
["Smart Power Strip",0.67328004833603272,12.691622398649621,0.669494215483184,null,0,3.1310774575481842E-2,5,null,null,null,null,null,null,null,null,null,null,null,null,0,1,0,0,0,0,0,0,null,null,0,null,0]
["Smart Power Strip",0.67328004833603272,12.691622398649621,0.669494215483184,null,0,3.1310774575481842E-2,5,null,null,null,null,null,null,null,null,null,null,null,null,0,1,0,0,0,0,0,0,null,null,0,null,0]
["Smart Power Strip",0.67328004833603272,12.691622398649621,0.669494215483184,null,0,3.1310774575481842E-2,5,null,null,null,null,null,null,null,null,null,null,null,null,0,1,0,0,0,0,0,0,null,null,0,null,0]
["Air Sealing-Infiltration Control",0.54021963677740326,-569.89568652042999,1.2247879880300485,null,0,0.1636320629257122,11,null,null,null,null,null,null,null,null,null,null,null,null,0,0,1,0,0,0,0,0,null,null,0,null,0]
["Air Sealing-Infiltration Control",0.58411716683332782,-276.05181652603409,1.2082728228070281,null,0,0.1492941845129036,11,null,null,null,null,null,null,null,null,null,null,null,null,0,0,1,0,0,0,0,0,null,null,0,null,0]
["Air Sealing-Infiltration Control",0.83000822303924726,27.054460482820957,1.2040649616700565,null,0,0.10469968554941329,11,null,null,null,null,null,null,null,null,null,null,null,null,0,1,1,0,0,0,1,0,null,null,0,null,1]
["Air Sealing-Infiltration Control",0,-1659.1694069061018,{"$error":"#DIV/0!"},null,0,0,11,null,null,null,null,null,null,null,null,null,null,null,null,0,0,{"$error":"#DIV/0!"},0,0,0,{"$error":"#DIV/0!"},{"$error":"#DIV/0!"},null,null,0,null,{"$error":"#DIV/0!"}]
["Air Sealing-Infiltration Control",0,-984.38039993070379,{"$error":"#DIV/0!"},null,0,0,11,null,null,null,null,null,null,null,null,null,null,null,null,0,0,{"$error":"#DIV/0!"},0,0,0,{"$error":"#DIV/0!"},{"$error":"#DIV/0!"},null,null,0,null,{"$error":"#DIV/0!"}]
["Air Sealing-Infiltration Control",0,-1038.4837501559025,{"$error":"#DIV/0!"},null,0,0,11,null,null,null,null,null,null,null,null,null,null,null,null,0,0,{"$error":"#DIV/0!"},0,0,0,{"$error":"#DIV/0!"},{"$error":"#DIV/0!"},null,null,0,null,{"$error":"#DIV/0!"}]
["Ceiling Insulation(R12 to R38)",1.1044787002165044,499.47522606445011,1.4714321797550285,null,0,0.16825668049739181,25,null,null,null,null,null,null,null,null,null,null,null,null,1,1,1,0,1,0,1,0,null,null,1,null,1]
["Ceiling Insulation(R12 to R38)",0.82347991184309188,-201.2316864988079,1.4716117541416074,null,0,0.22569900810285703,25,null,null,null,null,null,null,null,null,null,null,null,null,0,0,1,0,0,0,0,0,null,null,0,null,0]
["Ceiling Insulation(R12 to R38)",0.77334951985719258,-328.07341325013573,1.4715153373766556,null,0,0.24031361949167498,25,null,null,null,null,null,null,null,null,null,null,null,null,0,0,1,0,0,0,0,0,null,null,0,null,0]
["Ceiling Insulation(R12 to R38)",1.1044787002165044,499.47522606445011,1.4714321797550285,null,0,0.16825668049739181,25,null,null,null,null,null,null,null,null,null,null,null,null,1,1,1,0,1,0,1,0,null,null,1,null,1]
["Ceiling Insulation(R12 to R38)",0.82347991184309188,-201.2316864988079,1.4716117541416074,null,0,0.22569900810285703,25,null,null,null,null,null,null,null,null,null,null,null,null,0,0,1,0,0,0,0,0,null,null,0,null,0]
["Ceiling Insulation(R12 to R38)",0.77334951985719258,-328.07341325013573,1.4715153373766556,null,0,0.24031361949167498,25,null,null,null,null,null,null,null,null,null,null,null,null,0,0,1,0,0,0,0,0,null,null,0,null,0]
["Ceiling Insulation(R19 to R38)",0.65891281924174328,-596.69921730972123,1.4886085563034044,null,0,0.28532640589327862,25,null,null,null,null,null,null,null,null,null,null,null,null,0,0,1,0,0,0,0,0,null,null,0,null,0]
["Ceiling Insulation(R19 to R38)",0.49344544280608982,-802.77319468831888,1.4885234604281554,null,0,0.38098331231529309,25,null,null,null,null,null,null,null,null,null,null,null,null,0,0,1,0,0,0,0,0,null,null,0,null,0]
["Ceiling Insulation(R19 to R38)",0.44910009308189841,-933.86037959510543,1.4887032274620773,null,0,0.4186531821995263,25,null,null,null,null,null,null,null,null,null,null,null,null,0,0,1,0,0,0,0,0,null,null,0,null,0]
["Ceiling Insulation(R19 to R38)",0.65891281924174328,-596.69921730972123,1.4886085563034044,null,0,0.28532640589327862,25,null,null,null,null,null,null,null,null,null,null,null,null,0,0,1,0,0,0,0,0,null,null,0,null,0]
["Ceiling Insulation(R19 to R38)",0.49344544280608982,-802.77319468831888,1.4885234604281554,null,0,0.38098331231529309,25,null,null,null,null,null,null,null,null,null,null,null,null,0,0,1,0,0,0,0,0,null,null,0,null,0]
["Ceiling Insulation(R19 to R38)",0.44910009308189841,-933.86037959510543,1.4887032274620773,null,0,0.4186531821995263,25,null,null,null,null,null,null,null,null,null,null,null,null,0,0,1,0,0,0,0,0,null,null,0,null,0]
["Ceiling Insulation(R2 to R38)",3.2569414502663578,8279.0026888493412,1.3613540340489236,null,0,5.2789863990056286E-2,25,null,null,null,null,null,null,null,null,null,null,null,null,1,1,1,0,1,0,1,0,null,null,1,null,1]
["Ceiling Insulation(R2 to R38)",2.3614768212992323,4322.2442456460412,1.3612621043740405,null,0,7.2802698839641314E-2,25,null,null,null,null,null,null,null,null,null,null,null,null,{"$f":"IF(B395<1.005,0,1)","v":1},1,{"$f":"IF(D395<1.0000000001,0,1)","v":1},{"$f":"IF(F395>1,1,0)","v":0},{"$f":"IF(U395+V395=2,1,0)","v":1},{"$f":"IF(U395+V395+$X395>2,1,0)","v":0},{"$f":"IF(V395+W395=2,1,0)","v":1},{"$f":"IF(V395+W395+$X395>2,1,0)","v":0},null,null,{"$f":"IF(U395+V395=2,1,0)","v":1},null,{"$f":"IF(V395+W395=2,1,0)","v":1}]
["Ceiling Insulation(R2 to R38)",2.3058047995316246,4392.0921540034888,1.3612874554720056,null,0,7.4561856933282239E-2,25,null,null,null,null,null,null,null,null,null,null,null,null,1,{"$f":"IF(C396>0.99,1,0)","v":1},1,0,1,0,1,0,null,null,1,null,1]
["Ceiling Insulation(R2 to R38)",3.2569414502663578,8279.0026888493412,1.3613540340489236,null,0,5.2789863990056286E-2,25,null,null,null,null,null,null,null,null,null,null,null,null,1,1,1,0,1,0,1,0,null,null,1,null,1]
["Ceiling Insulation(R2 to R38)",2.3614768212992323,4322.2442456460412,1.3612621043740405,null,0,7.2802698839641314E-2,25,null,null,null,null,null,null,null,null,null,null,null,null,1,1,1,0,1,0,1,0,null,null,1,null,1]
["Ceiling Insulation(R2 to R38)",2.3058047995316246,4392.0921540034888,1.3612874554720056,null,0,7.4561856933282239E-2,25,null,null,null,null,null,null,null,null,null,null,null,null,1,1,1,0,1,0,1,0,null,null,1,null,1]
["Ceiling Insulation(R30 to R38)",0.25878373842225433,-1101.3392766282996,1.4936681518340125,null,0,0.72896478761596573,25,null,null,null,null,null,null,null,null,null,null,null,null,0,0,1,0,0,0,0,0,null,null,0,null,0]
["Ceiling Insulation(R30 to R38)",0.18981962615373041,-1008.7072448392623,1.4924588396883802,null,0,0.99300322898541515,25,null,null,null,null,null,null,null,null,null,null,null,null,0,0,1,0,0,0,0,0,null,null,0,null,0]
["Ceiling Insulation(R30 to R38)",0.17205921946374075,-1089.8074060858378,1.4928564621965124,null,0,1.0957955080470745,25,null,null,null,null,null,null,null,null,null,null,null,null,0,0,1,0,0,0,0,0,null,null,0,null,0]
["Ceiling Insulation(R30 to R38)",0.25878373842225433,-1101.3392766282996,1.4936681518340125,null,0,0.72896478761596573,25,null,null,null,null,null,null,null,null,null,null,null,null,0,0,1,0,0,0,0,0,null,null,0,null,0]
["Ceiling Insulation(R30 to R38)",0.18981962615373041,-1008.7072448392623,1.4924588396883802,null,0,0.99300322898541515,25,null,null,null,null,null,null,null,null,null,null,null,null,0,0,1,0,0,0,0,0,null,null,0,null,0]
["Ceiling Insulation(R30 to R38)",0.17205921946374075,-1089.8074060858378,1.4928564621965124,null,0,1.0957955080470745,25,null,null,null,null,null,null,null,null,null,null,null,null,0,0,1,0,0,0,0,0,null,null,0,null,0]
["Central AC Tune Up",5.6175564879953913E-2,-311.9174603729698,0.90262617851605509,null,0,0.1573489591857638,2,null,null,null,null,null,null,null,null,null,null,null,null,0,0,0,0,0,0,0,0,null,null,0,null,0]
["Central AC Tune Up",2.7209826762149631E-2,-327.52552835354004,0.90260545408034898,null,0,0.32484454216387021,2,null,null,null,null,null,null,null,null,null,null,null,null,0,0,0,0,0,0,0,0,null,null,0,null,0]
["Central AC Tune Up",3.7372677130040222E-2,-322.04827628276166,0.90256967236025942,null,0,0.23649933575107276,2,null,null,null,null,null,null,null,null,null,null,null,null,0,0,0,0,0,0,0,0,null,null,0,null,0]
["Central AC Tune Up",0,-342.18808367575639,{"$error":"#DIV/0!"},null,0,0,2,null,null,null,null,null,null,null,null,null,null,null,null,0,0,{"$error":"#DIV/0!"},0,0,0,{"$error":"#DIV/0!"},{"$error":"#DIV/0!"},null,null,0,null,{"$error":"#DIV/0!"}]
["Central AC Tune Up",0,-342.18808367575639,{"$error":"#DIV/0!"},null,0,0,2,null,null,null,null,null,null,null,null,null,null,null,null,0,0,{"$error":"#DIV/0!"},0,0,0,{"$error":"#DIV/0!"},{"$error":"#DIV/0!"},null,null,0,null,{"$error":"#DIV/0!"}]
["Central AC Tune Up",0,-342.18808367575639,{"$error":"#DIV/0!"},null,0,0,2,null,null,null,null,null,null,null,null,null,null,null,null,0,0,{"$error":"#DIV/0!"},0,0,0,{"$error":"#DIV/0!"},{"$error":"#DIV/0!"},null,null,0,null,{"$error":"#DIV/0!"}]
["Duct Insulation",6.4668781067118111E-2,-4022.4515158724621,1.321115986759736,null,0,1.8869326418566383,15,null,null,null,null,null,null,null,null,null,null,null,null,0,0,1,0,0,0,0,0,null,null,0,null,0]
["Duct Insulation",4.9831894375293576E-2,-3399.9351672112675,1.3003831498857494,null,0,2.4103164262888948,15,null,null,null,null,null,null,null,null,null,null,null,null,0,0,1,0,0,0,0,0,null,null,0,null,0]
["Duct Insulation",7.0714336228391184E-2,-3491.6989595318537,1.2941180409470614,null,0,1.6903496457708396,15,null,null,null,null,null,null,null,null,null,null,null,null,0,0,1,0,0,0,0,0,null,null,0,null,0]
["Duct Insulation",0,-4347.9307147421641,{"$error":"#DIV/0!"},null,0,0,15,null,null,null,null,null,null,null,null,null,null,null,null,0,0,{"$error":"#DIV/0!"},0,0,0,{"$error":"#DIV/0!"},{"$error":"#DIV/0!"},null,null,0,null,{"$error":"#DIV/0!"}]
["Duct Insulation",0,-3611.5864863869801,{"$error":"#DIV/0!"},null,0,0,15,null,null,null,null,null,null,null,null,null,null,null,null,0,0,{"$error":"#DIV/0!"},0,0,0,{"$error":"#DIV/0!"},{"$error":"#DIV/0!"},null,null,0,null,{"$error":"#DIV/0!"}]
["Duct Insulation",0,-3810.085896325807,{"$error":"#DIV/0!"},null,0,0,15,null,null,null,null,null,null,null,null,null,null,null,null,0,0,{"$error":"#DIV/0!"},0,0,0,{"$error":"#DIV/0!"},{"$error":"#DIV/0!"},null,null,0,null,{"$error":"#DIV/0!"}]
["Duct Repair",2.4846829607731187,1414.9874522147152,1.3845404193070059,null,0,5.8339405939588425E-2,18,null,null,null,null,null,null,null,null,null,null,null,null,1,1,1,0,1,0,1,0,null,null,1,null,1]
["Duct Repair",1.5887254405582008,644.29798492777627,1.361400061036141,null,0,8.9714834671016735E-2,18,null,null,null,null,null,null,null,null,null,null,null,null,1,1,1,0,1,0,1,0,null,null,1,null,1]
["Duct Repair",2.3795769358346899,1366.9681822809141,1.3555090005119683,null,0,5.9638951581860812E-2,18,null,null,null,null,null,null,null,null,null,null,null,null,1,1,1,0,1,0,1,0,null,null,1,null,1]
["Duct Repair",0,-788.7203833720165,{"$error":"#DIV/0!"},null,0,0,18,null,null,null,null,null,null,null,null,null,null,null,null,0,0,{"$error":"#DIV/0!"},0,0,0,{"$error":"#DIV/0!"},{"$error":"#DIV/0!"},null,null,0,null,{"$error":"#DIV/0!"}]
["Duct Repair",0,-788.7203833720165,{"$error":"#DIV/0!"},null,0,0,18,null,null,null,null,null,null,null,null,null,null,null,null,0,0,{"$error":"#DIV/0!"},0,0,0,{"$error":"#DIV/0!"},{"$error":"#DIV/0!"},null,null,0,null,{"$error":"#DIV/0!"}]
["Duct Repair",0,-788.7203833720165,{"$error":"#DIV/0!"},null,0,0,18,null,null,null,null,null,null,null,null,null,null,null,null,0,0,{"$error":"#DIV/0!"},0,0,0,{"$error":"#DIV/0!"},{"$error":"#DIV/0!"},null,null,0,null,{"$error":"#DIV/0!"}]
["Energy Star Certified Roof Products",{"$error":"#DIV/0!"},2476.9767005739186,1.4193432528652805,null,0,0,20,null,null,null,null,null,null,null,null,null,null,null,null,{"$error":"#DIV/0!"},1,1,0,{"$error":"#DIV/0!"},{"$error":"#DIV/0!"},1,0,null,null,{"$error":"#DIV/0!"},null,1]
["Energy Star Certified Roof Products",{"$error":"#DIV/0!"},1610.7185591723335,1.394635730530315,null,0,0,20,null,null,null,null,null,null,null,null,null,null,null,null,{"$error":"#DIV/0!"},1,1,0,{"$error":"#DIV/0!"},{"$error":"#DIV/0!"},1,0,null,null,{"$error":"#DIV/0!"},null,1]
["Energy Star Certified Roof Products",{"$error":"#DIV/0!"},2423.0028430217321,1.3885298483804862,null,0,0,20,null,null,null,null,null,null,null,null,null,null,null,null,{"$error":"#DIV/0!"},1,1,0,{"$error":"#DIV/0!"},{"$error":"#DIV/0!"},1,0,null,null,{"$error":"#DIV/0!"},null,1]
["Energy Star Certified Roof Products",{"$error":"#DIV/0!"},2476.9767005739186,1.4193432528652805,null,0,0,20,null,null,null,null,null,null,null,null,null,null,null,null,{"$error":"#DIV/0!"},1,1,0,{"$error":"#DIV/0!"},{"$error":"#DIV/0!"},1,0,null,null,{"$error":"#DIV/0!"},null,1]
["Energy Star Certified Roof Products",{"$error":"#DIV/0!"},1610.7185591723335,1.394635730530315,null,0,0,20,null,null,null,null,null,null,null,null,null,null,null,null,{"$error":"#DIV/0!"},1,1,0,{"$error":"#DIV/0!"},{"$error":"#DIV/0!"},1,0,null,null,{"$error":"#DIV/0!"},null,1]
["Energy Star Certified Roof Products",{"$error":"#DIV/0!"},2423.0028430217321,1.3885298483804862,null,0,0,20,null,null,null,null,null,null,null,null,null,null,null,null,{"$error":"#DIV/0!"},1,1,0,{"$error":"#DIV/0!"},{"$error":"#DIV/0!"},1,0,null,null,{"$error":"#DIV/0!"},null,1]
["Energy Star Door",0.48023221416449813,-326.81804787823393,1.3083595332744331,null,0,0.34408459215649378,25,null,null,null,null,null,null,null,null,null,null,null,null,{"$f":"SUM(U10:U429)","v":{"$error":"#DIV/0!"}},{"$f":"SUM(V10:V429)","v":196},{"$f":"SUM(W10:W429)","v":{"$error":"#DIV/0!"}},{"$f":"SUM(X10:X429)","v":0},null,null,null,null,null,null,{"$f":"SUM(AE10:AE429)","v":{"$error":"#DIV/0!"}},null,{"$f":"SUM(AG10:AG429)","v":{"$error":"#DIV/0!"}}]
["Energy Star Door",0.48023221416449813,-326.81804787823393,1.3083595332744331,null,0,0.34408459215649378,25]
["Energy Star Door",0.48023221416449813,-326.81804787823393,1.3083595332744331,null,0,0.34408459215649378,25]
["Energy Star Door",0.3413221393750771,-463.43337929960205,1.3103257810129854,null,0,0.48484647076596865,25]
["Energy Star Door",0.3413221393750771,-463.43337929960205,1.3103257810129854,null,0,0.48484647076596865,25]
["Energy Star Door",0.3413221393750771,-463.43337929960205,1.3103257810129854,null,0,0.48484647076596865,25]
["Energy Star Windows",1.35738359130624,963.8005172959754,1.1287457332488502,null,0,0.1050226417901392,25]
["Energy Star Windows",1.35738359130624,963.8005172959754,1.1287457332488502,null,0,0.1050226417901392,25]
["Energy Star Windows",1.35738359130624,963.8005172959754,1.1287457332488502,null,0,0.1050226417901392,25]
["Energy Star Windows",0.37317551807470262,-349.55948335072122,0.90708276547888833,null,0,0.30698926061733001,25]
["Energy Star Windows",0.37317551807470262,-349.55948335072122,0.90708276547888833,null,0,0.30698926061733001,25]
["Energy Star Windows",0.37317551807470262,-349.55948335072122,0.90708276547888833,null,0,0.30698926061733001,25]
["Floor Insulation",2.511282746967777E-2,-6095.1200762876679,1.1411413077394768,null,0,5.0799171900296516,20]
["Floor Insulation",1.2362717893543712E-2,-5154.4432573284548,1.1354281059000682,null,0,10.267353158749241,20]
["Floor Insulation",2.320565266222769E-2,-5355.8352604953052,1.1432611856551524,null,0,5.5076266264942886,20]
["Floor Insulation",0,-6313.7256162729445,{"$error":"#DIV/0!"},null,0,0,20]
["Floor Insulation",0,-5244.2811504730889,{"$error":"#DIV/0!"},null,0,0,20]
["Floor Insulation",0,-5532.5164503464184,{"$error":"#DIV/0!"},null,0,0,20]
["Green Roof",3.502909594177895E-2,-71874.527512848523,1.4192616680872727,null,0,4.5294593214782299,20]
["Green Roof",2.6953534180639661E-2,-60223.792878845037,1.3949279746455505,null,0,5.785606396639067,20]
["Green Roof",3.8259066497035907E-2,-62685.342297569587,1.3885864439310325,null,0,4.0574331305478877,20]
["Green Roof",3.502909594177895E-2,-71874.527512848523,1.4192616680872727,null,0,4.5294593214782299,20]
["Green Roof",2.6953534180639661E-2,-60223.792878845037,1.3949279746455505,null,0,5.785606396639067,20]
["Green Roof",3.8259066497035907E-2,-62685.342297569587,1.3885864439310325,null,0,4.0574331305478877,20]
["Heat Pump Tune Up",8.3882802876178456E-2,-288.73083053381862,0.76321717506438247,null,0,8.9100183616825937E-2,2]
["Heat Pump Tune Up",5.8457635259314987E-2,-307.42611367493157,0.81793483210804419,null,0,0.13701902022482559,2]
["Heat Pump Tune Up",8.9424463750460981E-2,-289.89567563128992,0.83176289694295258,null,0,9.1084944234114715E-2,2]
["Heat Pump Tune Up",0,-342.18808367575639,{"$error":"#DIV/0!"},null,0,0,2]
["Heat Pump Tune Up",0,-342.18808367575639,{"$error":"#DIV/0!"},null,0,0,2]
["Heat Pump Tune Up",0,-342.18808367575639,{"$error":"#DIV/0!"},null,0,0,2]
["Home Energy Management System",0.52791983305182832,-104.88500157052488,0.85040747381399906,null,0,0.1162617736432483,11]
["Home Energy Management System",0.38048088927082441,-461.33329126358802,0.85063859982284862,null,0,0.16135784750203772,11]
["Home Energy Management System",0.58657155511097325,36.297580401681046,0.85071629551049255,null,0,0.10467467156265887,11]
["Home Energy Management System",0.52947798527107837,-104.88500157052488,0.85291744636973754,null,0,0.1162617736432483,11]
["Home Energy Management System",0.38144363700324191,-461.33329126358802,0.85279100854081535,null,0,0.16135784750203772,11]
["Home Energy Management System",0.5878898889076607,36.297580401681046,0.85262830101773524,null,0,0.10467467156265887,11]
["HVAC ECM Motor",9.9882556032436953E-2,-707.65749769189665,1.0887868877261766,null,0,1.0068467183426946,15]
["HVAC ECM Motor",9.9882556032436953E-2,-707.65749769189665,1.0887868877261766,null,0,1.0068467183426946,15]
["HVAC ECM Motor",9.9882556032436953E-2,-707.65749769189665,1.0887868877261766,null,0,1.0068467183426946,15]
["HVAC ECM Motor",9.9882556032436953E-2,-707.65749769189665,1.0887868877261766,null,0,1.0068467183426946,15]
["HVAC ECM Motor",9.9882556032436953E-2,-707.65749769189665,1.0887868877261766,null,0,1.0068467183426946,15]
["HVAC ECM Motor",9.9882556032436953E-2,-707.65749769189665,1.0887868877261766,null,0,1.0068467183426946,15]
["Programmable Thermostat",0.44972667243095837,-293.71197948848476,1.6138610146534385,null,0,0.25899736098186665,11]
["Programmable Thermostat",0.29258563463703302,-366.51482788929849,1.6146289801801803,null,0,0.39828834467013668,11]
["Programmable Thermostat",0.43969703140020977,-298.24809912901264,1.6130172668165932,null,0,0.26476668424464672,11]
["Programmable Thermostat",2.8361459792038102,113.52586500239754,1.9193172851215419,null,0,4.8842293344771692E-2,11]
["Programmable Thermostat",1.8439785875099108,40.723016601583787,1.9190059717657337,null,0,7.5110094143176806E-2,11]
["Programmable Thermostat",2.7747376797698098,108.98974536186961,1.919588428795973,null,0,4.9930285045278827E-2,11]
["Radiant Barrier",0.52080024058945407,-1766.5371976244592,1.4839185969285518,null,0,0.35985563954632355,25]
["Radiant Barrier",0.41436518517628618,-1824.995370848002,1.4835037373560109,null,0,0.45216276674192446,25]
["Radiant Barrier",0.60462712133759589,-1178.0351121164485,1.4838449609961279,null,0,0.30994905309380177,25]
["Radiant Barrier",0.52080024058945407,-1766.5371976244592,1.4839185969285518,null,0,0.35985563954632355,25]
["Radiant Barrier",0.41436518517628618,-1824.995370848002,1.4835037373560109,null,0,0.45216276674192446,25]
["Radiant Barrier",0.60462712133759589,-1178.0351121164485,1.4838449609961279,null,0,0.30994905309380177,25]
["Sealed crawlspace",1.3951507292459066E-2,-15477.995009019694,1.1051323475464563,null,0,5.717037150527732,11]
["Sealed crawlspace",6.891980132131448E-3,-12980.661063371444,1.1034154104472302,null,0,11.555078016107393,11]
["Sealed crawlspace",1.2860441762777348E-2,-13583.044091687545,1.1044775833984464,null,0,6.1983896305836774,11]
["Sealed crawlspace",0,-15774.40766744033,{"$error":"#DIV/0!"},null,0,0,11]
["Sealed crawlspace",0,-13102.474484640199,{"$error":"#DIV/0!"},null,0,0,11]
["Sealed crawlspace",0,-13822.610486849433,{"$error":"#DIV/0!"},null,0,0,11]
["Smart Thermostat",0.66748215276724732,-301.73065574592061,1.6127346997085454,null,0,0.17438178793578796,11]
["Smart Thermostat",0.43428643803898176,-471.03960551525489,1.6136219704695143,null,0,0.26816579672573004,11]
["Smart Thermostat",0.65287851804853603,-312.27977118900878,1.6125888373121291,null,0,0.17826624800105306,11]
["Smart Thermostat",1.6486396614178092,105.50718874496162,1.9191339315258622,null,0,8.4015108851837106E-2,11]
["Smart Thermostat",1.0727194106914997,-63.801761024372624,1.9202949441953869,null,0,0.12919914899913731,11]
["Smart Thermostat",1.6128948632373934,94.958073301873483,1.9193474371997117,null,0,8.5886596345324862E-2,11]
["Spray Foam Insulation(Base R12)",0.24510907172020474,-10605.605111463363,1.3612224185839763,null,0,0.70138927326064104,25]
["Spray Foam Insulation(Base R12)",0.19690515076967349,-9515.3852874301665,1.3613538044035394,null,0,0.87317912460793301,25]
["Spray Foam Insulation(Base R12)",0.23172709703115821,-9500.0424066955875,1.3612016866844814,null,0,0.74188240189036103,25]
["Spray Foam Insulation(Base R12)",0.24510907172020474,-10605.605111463363,1.3612224185839763,null,0,0.70138927326064104,25]
["Spray Foam Insulation(Base R12)",0.19690515076967349,-9515.3852874301665,1.3613538044035394,null,0,0.87317912460793301,25]
["Spray Foam Insulation(Base R12)",0.23172709703115821,-9500.0424066955875,1.3612016866844814,null,0,0.74188240189036103,25]
["Spray Foam Insulation(Base R19)",0.18871529300078271,-11884.766600067484,1.4886895658298052,null,0,0.99629158133613782,25]
["Spray Foam Insulation(Base R19)",0.15568560487703106,-10313.996919504631,1.4887135092485637,null,0,1.2076805803035093,25]
["Spray Foam Insulation(Base R19)",0.19489647235936783,-10326.795591519342,1.4886205308389315,null,0,0.96464926517442495,25]
["Spray Foam Insulation(Base R19)",0.18871529300078271,-11884.766600067484,1.4886895658298052,null,0,0.99629158133613782,25]
["Spray Foam Insulation(Base R19)",0.15568560487703106,-10313.996919504631,1.4887135092485637,null,0,1.2076805803035093,25]
["Spray Foam Insulation(Base R19)",0.19489647235936783,-10326.795591519342,1.4886205308389315,null,0,0.96464926517442495,25]
["Spray Foam Insulation(Base R30)",0.13302943519272753,-12790.551221727697,1.4943041169591427,null,0,1.4186676239090636,25]
["Spray Foam Insulation(Base R30)",0.11114969169648325,-10915.548538469811,1.4939324245931103,null,0,1.697509067419618,25]
["Spray Foam Insulation(Base R30)",0.1560570066185818,-10883.369126790632,1.4939605262924385,null,0,1.2090527859959763,25]
["Spray Foam Insulation(Base R30)",0.16124925496566297,-10178.198211865194,1.4943041169591427,null,0,1.1703902307952938,25]
["Spray Foam Insulation(Base R30)",0.11190731973824231,-10831.607729017031,1.4939324245931103,null,0,1.686016696110703,25]
["Spray Foam Insulation(Base R30)",0.16575637923516326,-10117.973906104427,1.4939605262924385,null,0,1.1383040550053374,25]
["Storm Door",0.35702150356765394,-538.93004051393484,1.3382527793996524,null,0,0.47340538223633322,25]
["Storm Door",0.35702150356765394,-538.93004051393484,1.3382527793996524,null,0,0.47340538223633322,25]
["Storm Door",0.35702150356765394,-538.93004051393484,1.3382527793996524,null,0,0.47340538223633322,25]
["Storm Door",0.23680917979666596,-675.54537193530302,1.339850770610409,null,0,0.71457416186616352,25]
["Storm Door",0.23680917979666596,-675.54537193530302,1.339850770610409,null,0,0.71457416186616352,25]
["Storm Door",0.23680917979666596,-675.54537193530302,1.339850770610409,null,0,0.71457416186616352,25]
["Wall Insulation",0.60599804000156887,-1562.0832407002108,1.3698493977666044,null,0,0.28549007548580113,25]
["Wall Insulation",0.3237506966879623,-2170.0358121290242,1.3561346659214943,null,0,0.52903148285945822,25]
["Wall Insulation",0.69686571837136646,-647.55713732810375,1.3647187978232638,null,0,0.24733380860148113,25]
["Wall Insulation",0,-5409.9392861499018,{"$error":"#DIV/0!"},null,0,0,25]
["Wall Insulation",0,-3521.7983581944591,{"$error":"#DIV/0!"},null,0,0,25]
["Wall Insulation",0,-3617.2861068171283,{"$error":"#DIV/0!"},null,0,0,25]
["Window Sun Protection",8.4687964446211808E-2,-3000.4411779807106,2.5739404997392286,null,0,2.0163965577405301,10]
["Window Sun Protection",0.11900947880654836,-1743.3681647274038,2.5752051661221862,null,0,1.4355866796957033,10]
["Window Sun Protection",9.0147699717275806E-2,-1871.7470365347751,2.5723596667605317,null,0,1.8931114421178072,10]
["Window Sun Protection",8.4687964446211808E-2,-3000.4411779807106,2.5739404997392286,null,0,2.0163965577405301,10]
["Window Sun Protection",0.11900947880654836,-1743.3681647274038,2.5752051661221862,null,0,1.4355866796957033,10]
["Window Sun Protection",9.0147699717275806E-2,-1871.7470365347751,2.5723596667605317,null,0,1.8931114421178072,10]
["Exterior Lighting Controls",0.25252286284576181,-55.153490819435419,0.58949702687670058,null,0,0.15487454844169346,10]
["Exterior Lighting Controls",0.25252286284576181,-55.153490819435419,0.58949702687670058,null,0,0.15487454844169346,10]
["Exterior Lighting Controls",0.25252286284576181,-55.153490819435419,0.58949702687670058,null,0,0.15487454844169346,10]
["Exterior Lighting Controls",0.25252286284576181,-55.153490819435419,0.58949702687670058,null,0,0.15487454844169346,10]
["Exterior Lighting Controls",0.25252286284576181,-55.153490819435419,0.58949702687670058,null,0,0.15487454844169346,10]
["Exterior Lighting Controls",0.25252286284576181,-55.153490819435419,0.58949702687670058,null,0,0.15487454844169346,10]
["Interior Lighting Controls",0.13978378012035381,-134.0198797972578,0.76944216176755109,null,0,0.29509630420526339,8]
["Interior Lighting Controls",0.13978378012035381,-134.0198797972578,0.76944216176755109,null,0,0.29509630420526339,8]
["Interior Lighting Controls",0.13978378012035381,-134.0198797972578,0.76944216176755109,null,0,0.29509630420526339,8]
["Interior Lighting Controls",0.13978378012035381,-134.0198797972578,0.76944216176755109,null,0,0.29509630420526339,8]
["Interior Lighting Controls",0.13978378012035381,-134.0198797972578,0.76944216176755109,null,0,0.29509630420526339,8]
["Interior Lighting Controls",0.13978378012035381,-134.0198797972578,0.76944216176755109,null,0,0.29509630420526339,8]
["Solar Attic Fan",0.25630428012495454,-1108.4594989259458,1.1955236140078795,null,0,0.43083643586578191,15]
["Solar Attic Fan",0.1240867895097022,-1387.245264973471,1.1949219753500726,null,0,0.88945529402012091,15]
["Solar Attic Fan",0.17040858908100501,-1289.4125340878668,1.1947026622039258,null,0,0.64755770503269938,15]
["Solar Attic Fan",0.25630428012495454,-1108.4594989259458,1.1955236140078795,null,0,0.43083643586578191,15]
["Solar Attic Fan",0.1240867895097022,-1387.245264973471,1.1949219753500726,null,0,0.88945529402012091,15]
["Solar Attic Fan",0.17040858908100501,-1289.4125340878668,1.1947026622039258,null,0,0.64755770503269938,15]
["ENERGY STAR Certified Home",0.80360238702653775,-1363.7921602087508,1.3740169729035598,null,0,0.21594357711245354,25]
["ENERGY STAR Certified Home",0.78975239777317596,-1028.6947807435336,1.3739978207481858,null,0,0.21972754458273494,25]
["ENERGY STAR Certified Home",1.1109387477941921,4289.8765026676301,1.374055708829645,null,0,0.15620813169549499,25]
["ENERGY STAR Certified Home",0.80360238702653775,-1363.7921602087508,1.3740169729035598,null,0,0.21594357711245354,25]
["ENERGY STAR Certified Home",0.78975239777317596,-1028.6947807435336,1.3739978207481858,null,0,0.21972754458273494,25]
["ENERGY STAR Certified Home",1.1109387477941921,4289.8765026676301,1.374055708829645,null,0,0.15620813169549499,25]

{"sheet":"Commercial","index":23,"n_rows":3326,"n_cols":41,"rows_kept":2250,"cut":true,"hidden":false,"merged":[],"bounds":{"rows_first":1000,"rows_last":250,"rows_between":1000,"halvings":1}}
[null,null,null,null,null,null,null,null,null,0,"Incentive %",null,null,null,"Participation"]
["(1)                                                                                           Measure","(2)                                       Summer Peak Per Cust (KW)","(3)                            Winter Peak Per Cust (KW)","Blended (Do not use)","(4)                    Annual energy Per Cust","(5 )service Life(Yrs)","(6)                         Utility Non Recurring","(7) Measure cost","O&M","Incentive","Adj. Factor",2020,{"$f":"L2+1","v":2021},{"$f":"+M2+1","v":2022},{"$f":"+N2+1","v":2023},2024,2025,2026,2027,2028,2029,2030,2031,2032,2033,2034,2035,2036,2037,2038,2039,2040,2041,2042,2043,2044,2045,2046,2047,2048,2049]
["Efficient Exhaust Hood",1.7634949428029358,0.69216737257738714,null,8066.5,15,null,1988,null,null,1,1000,1000,1000,0,0,0,0,0,0,0,0,0,0,0,0,0,0,0,0,0,0,0,0,0,0,0,0,0,0,0]
["Efficient Exhaust Hood",1.7634949428029358,0.69216737257738714,null,8066.5,15,null,1988,null,null,1,1000,1000,1000,0,0,0,0,0,0,0,0,0,0,0,0,0,0,0,0,0,0,0,0,0,0,0,0,0,0,0]
["Efficient Exhaust Hood",1.7634949428029358,0.69216737257738714,null,8066.5,15,null,1988,null,null,1,1000,1000,1000,0,0,0,0,0,0,0,0,0,0,0,0,0,0,0,0,0,0,0,0,0,0,0,0,0,0,0]
["Efficient Exhaust Hood",1.7634949428029358,0.69216737257738714,null,8066.5,15,null,1988,null,null,1,1000,1000,1000,0,0,0,0,0,0,0,0,0,0,0,0,0,0,0,0,0,0,0,0,0,0,0,0,0,0,0]
["Efficient Exhaust Hood",1.7634949428029358,0.69216737257738714,null,8066.5,15,null,1988,null,null,1,1000,1000,1000,0,0,0,0,0,0,0,0,0,0,0,0,0,0,0,0,0,0,0,0,0,0,0,0,0,0,0]
["Efficient Exhaust Hood",1.7634949428029358,0.69216737257738714,null,8066.5,15,null,1988,null,null,1,1000,1000,1000,0,0,0,0,0,0,0,0,0,0,0,0,0,0,0,0,0,0,0,0,0,0,0,0,0,0,0]
["Efficient Exhaust Hood",1.7634949428029358,0.69216737257738714,null,8066.5,15,null,1988,null,null,1,1000,1000,1000,0,0,0,0,0,0,0,0,0,0,0,0,0,0,0,0,0,0,0,0,0,0,0,0,0,0,0]
["Efficient Exhaust Hood",1.7634949428029358,0.69216737257738714,null,8066.5,15,null,1988,null,null,1,1000,1000,1000,0,0,0,0,0,0,0,0,0,0,0,0,0,0,0,0,0,0,0,0,0,0,0,0,0,0,0]
["Efficient Exhaust Hood",1.7634949428029358,0.69216737257738714,null,8066.5,15,null,1988,null,null,1,1000,1000,1000,0,0,0,0,0,0,0,0,0,0,0,0,0,0,0,0,0,0,0,0,0,0,0,0,0,0,0]
["Efficient Exhaust Hood",1.7634949428029358,0.69216737257738714,null,8066.5,15,null,1988,null,null,1,1000,1000,1000,0,0,0,0,0,0,0,0,0,0,0,0,0,0,0,0,0,0,0,0,0,0,0,0,0,0,0]
["Efficient Exhaust Hood",1.7634949428029358,0.69216737257738714,null,8066.5,15,null,1988,null,null,1,1000,1000,1000,0,0,0,0,0,0,0,0,0,0,0,0,0,0,0,0,0,0,0,0,0,0,0,0,0,0,0]
["Efficient Exhaust Hood",1.7634949428029358,0.69216737257738714,null,8066.5,15,null,1988,null,null,1,1000,1000,1000,0,0,0,0,0,0,0,0,0,0,0,0,0,0,0,0,0,0,0,0,0,0,0,0,0,0,0]
["Efficient Exhaust Hood",1.7634949428029358,0.69216737257738714,null,8066.5,15,null,1988,null,null,1,1000,1000,1000,0,0,0,0,0,0,0,0,0,0,0,0,0,0,0,0,0,0,0,0,0,0,0,0,0,0,0]
["Efficient Exhaust Hood",1.7634949428029358,0.69216737257738714,null,8066.5,15,null,1988,null,null,1,1000,1000,1000,0,0,0,0,0,0,0,0,0,0,0,0,0,0,0,0,0,0,0,0,0,0,0,0,0,0,0]
["Efficient Exhaust Hood",1.7634949428029358,0.69216737257738714,null,8066.5,15,null,1988,null,null,1,1000,1000,1000,0,0,0,0,0,0,0,0,0,0,0,0,0,0,0,0,0,0,0,0,0,0,0,0,0,0,0]
["Efficient Exhaust Hood",1.7634949428029358,0.69216737257738714,null,8066.5,15,null,1988,null,null,1,1000,1000,1000,0,0,0,0,0,0,0,0,0,0,0,0,0,0,0,0,0,0,0,0,0,0,0,0,0,0,0]
["Efficient Exhaust Hood",1.7634949428029358,0.69216737257738714,null,8066.5,15,null,1988,null,null,1,1000,1000,1000,0,0,0,0,0,0,0,0,0,0,0,0,0,0,0,0,0,0,0,0,0,0,0,0,0,0,0]
["Efficient Exhaust Hood",1.7634949428029358,0.69216737257738714,null,8066.5,15,null,1988,null,null,1,1000,1000,1000,0,0,0,0,0,0,0,0,0,0,0,0,0,0,0,0,0,0,0,0,0,0,0,0,0,0,0]
["Efficient Exhaust Hood",1.7634949428029358,0.69216737257738714,null,8066.5,15,null,1988,null,null,1,1000,1000,1000,0,0,0,0,0,0,0,0,0,0,0,0,0,0,0,0,0,0,0,0,0,0,0,0,0,0,0]
["Efficient Exhaust Hood",1.7634949428029358,0.69216737257738714,null,8066.5,15,null,1988,null,null,1,1000,1000,1000,0,0,0,0,0,0,0,0,0,0,0,0,0,0,0,0,0,0,0,0,0,0,0,0,0,0,0]
["Efficient Exhaust Hood",1.7634949428029358,0.69216737257738714,null,8066.5,15,null,1988,null,null,1,1000,1000,1000,0,0,0,0,0,0,0,0,0,0,0,0,0,0,0,0,0,0,0,0,0,0,0,0,0,0,0]
["Efficient Exhaust Hood",1.7634949428029358,0.69216737257738714,null,8066.5,15,null,1988,null,null,1,1000,1000,1000,0,0,0,0,0,0,0,0,0,0,0,0,0,0,0,0,0,0,0,0,0,0,0,0,0,0,0]
["Efficient Exhaust Hood",1.7634949428029358,0.69216737257738714,null,8066.5,15,null,1988,null,null,1,1000,1000,1000,0,0,0,0,0,0,0,0,0,0,0,0,0,0,0,0,0,0,0,0,0,0,0,0,0,0,0]
["Efficient Exhaust Hood",1.7634949428029358,0.69216737257738714,null,8066.5,15,null,1988,null,null,1,1000,1000,1000,0,0,0,0,0,0,0,0,0,0,0,0,0,0,0,0,0,0,0,0,0,0,0,0,0,0,0]
["Efficient Exhaust Hood",1.7634949428029358,0.69216737257738714,null,8066.5,15,null,1988,null,null,1,1000,1000,1000,0,0,0,0,0,0,0,0,0,0,0,0,0,0,0,0,0,0,0,0,0,0,0,0,0,0,0]
["Efficient Exhaust Hood",1.7634949428029358,0.69216737257738714,null,8066.5,15,null,1988,null,null,1,1000,1000,1000,0,0,0,0,0,0,0,0,0,0,0,0,0,0,0,0,0,0,0,0,0,0,0,0,0,0,0]
["Energy Star Commercial Oven",1.0340868406929076,0.5411288586910814,null,6368,12,null,1191,null,null,1,1000,1000,1000,0,0,0,0,0,0,0,0,0,0,0,0,0,0,0,0,0,0,0,0,0,0,0,0,0,0,0]
["Energy Star Commercial Oven",1.0340868406929076,0.5411288586910814,null,6368,12,null,1191,null,null,1,1000,1000,1000,0,0,0,0,0,0,0,0,0,0,0,0,0,0,0,0,0,0,0,0,0,0,0,0,0,0,0]
["Energy Star Commercial Oven",1.0340868406929076,0.5411288586910814,null,6368,12,null,1191,null,null,1,1000,1000,1000,0,0,0,0,0,0,0,0,0,0,0,0,0,0,0,0,0,0,0,0,0,0,0,0,0,0,0]
["Energy Star Commercial Oven",1.0340868406929076,0.5411288586910814,null,6368,12,null,1191,null,null,1,1000,1000,1000,0,0,0,0,0,0,0,0,0,0,0,0,0,0,0,0,0,0,0,0,0,0,0,0,0,0,0]
["Energy Star Commercial Oven",1.0340868406929076,0.5411288586910814,null,6368,12,null,1191,null,null,1,1000,1000,1000,0,0,0,0,0,0,0,0,0,0,0,0,0,0,0,0,0,0,0,0,0,0,0,0,0,0,0]
["Energy Star Commercial Oven",1.0340868406929076,0.5411288586910814,null,6368,12,null,1191,null,null,1,1000,1000,1000,0,0,0,0,0,0,0,0,0,0,0,0,0,0,0,0,0,0,0,0,0,0,0,0,0,0,0]
["Energy Star Commercial Oven",1.0340868406929076,0.5411288586910814,null,6368,12,null,1191,null,null,1,1000,1000,1000,0,0,0,0,0,0,0,0,0,0,0,0,0,0,0,0,0,0,0,0,0,0,0,0,0,0,0]
["Energy Star Commercial Oven",1.0340868406929076,0.5411288586910814,null,6368,12,null,1191,null,null,1,1000,1000,1000,0,0,0,0,0,0,0,0,0,0,0,0,0,0,0,0,0,0,0,0,0,0,0,0,0,0,0]
["Energy Star Commercial Oven",1.0340868406929076,0.5411288586910814,null,6368,12,null,1191,null,null,1,1000,1000,1000,0,0,0,0,0,0,0,0,0,0,0,0,0,0,0,0,0,0,0,0,0,0,0,0,0,0,0]
["Energy Star Commercial Oven",1.0340868406929076,0.5411288586910814,null,6368,12,null,1191,null,null,1,1000,1000,1000,0,0,0,0,0,0,0,0,0,0,0,0,0,0,0,0,0,0,0,0,0,0,0,0,0,0,0]
["Energy Star Commercial Oven",1.0340868406929076,0.5411288586910814,null,6368,12,null,1191,null,null,1,1000,1000,1000,0,0,0,0,0,0,0,0,0,0,0,0,0,0,0,0,0,0,0,0,0,0,0,0,0,0,0]
["Energy Star Commercial Oven",1.0340868406929076,0.5411288586910814,null,6368,12,null,1191,null,null,1,1000,1000,1000,0,0,0,0,0,0,0,0,0,0,0,0,0,0,0,0,0,0,0,0,0,0,0,0,0,0,0]
["Energy Star Commercial Oven",1.0340868406929076,0.5411288586910814,null,6368,12,null,1191,null,null,1,1000,1000,1000,0,0,0,0,0,0,0,0,0,0,0,0,0,0,0,0,0,0,0,0,0,0,0,0,0,0,0]
["Energy Star Commercial Oven",1.0340868406929076,0.5411288586910814,null,6368,12,null,1191,null,null,1,1000,1000,1000,0,0,0,0,0,0,0,0,0,0,0,0,0,0,0,0,0,0,0,0,0,0,0,0,0,0,0]
["Energy Star Commercial Oven",1.0340868406929076,0.5411288586910814,null,6368,12,null,1191,null,null,1,1000,1000,1000,0,0,0,0,0,0,0,0,0,0,0,0,0,0,0,0,0,0,0,0,0,0,0,0,0,0,0]
["Energy Star Commercial Oven",1.0340868406929076,0.5411288586910814,null,6368,12,null,1191,null,null,1,1000,1000,1000,0,0,0,0,0,0,0,0,0,0,0,0,0,0,0,0,0,0,0,0,0,0,0,0,0,0,0]
["Energy Star Commercial Oven",1.0340868406929076,0.5411288586910814,null,6368,12,null,1191,null,null,1,1000,1000,1000,0,0,0,0,0,0,0,0,0,0,0,0,0,0,0,0,0,0,0,0,0,0,0,0,0,0,0]
["Energy Star Commercial Oven",1.0340868406929076,0.5411288586910814,null,6368,12,null,1191,null,null,1,1000,1000,1000,0,0,0,0,0,0,0,0,0,0,0,0,0,0,0,0,0,0,0,0,0,0,0,0,0,0,0]
["Energy Star Commercial Oven",1.0340868406929076,0.5411288586910814,null,6368,12,null,1191,null,null,1,1000,1000,1000,0,0,0,0,0,0,0,0,0,0,0,0,0,0,0,0,0,0,0,0,0,0,0,0,0,0,0]
["Energy Star Commercial Oven",1.0340868406929076,0.5411288586910814,null,6368,12,null,1191,null,null,1,1000,1000,1000,0,0,0,0,0,0,0,0,0,0,0,0,0,0,0,0,0,0,0,0,0,0,0,0,0,0,0]
["Energy Star Commercial Oven",1.0340868406929076,0.5411288586910814,null,6368,12,null,1191,null,null,1,1000,1000,1000,0,0,0,0,0,0,0,0,0,0,0,0,0,0,0,0,0,0,0,0,0,0,0,0,0,0,0]
["Energy Star Commercial Oven",1.0340868406929076,0.5411288586910814,null,6368,12,null,1191,null,null,1,1000,1000,1000,0,0,0,0,0,0,0,0,0,0,0,0,0,0,0,0,0,0,0,0,0,0,0,0,0,0,0]
["Energy Star Commercial Oven",1.0340868406929076,0.5411288586910814,null,6368,12,null,1191,null,null,1,1000,1000,1000,0,0,0,0,0,0,0,0,0,0,0,0,0,0,0,0,0,0,0,0,0,0,0,0,0,0,0]
["Energy Star Commercial Oven",1.0340868406929076,0.5411288586910814,null,6368,12,null,1191,null,null,1,1000,1000,1000,0,0,0,0,0,0,0,0,0,0,0,0,0,0,0,0,0,0,0,0,0,0,0,0,0,0,0]
["Energy Star Commercial Oven",1.0340868406929076,0.5411288586910814,null,6368,12,null,1191,null,null,1,1000,1000,1000,0,0,0,0,0,0,0,0,0,0,0,0,0,0,0,0,0,0,0,0,0,0,0,0,0,0,0]
["Energy Star Commercial Oven",1.0340868406929076,0.5411288586910814,null,6368,12,null,1191,null,null,1,1000,1000,1000,0,0,0,0,0,0,0,0,0,0,0,0,0,0,0,0,0,0,0,0,0,0,0,0,0,0,0]
["Energy Star Fryer",0.14650763625101837,4.5305172072607973E-2,null,903.82232142857083,12,null,2175,null,null,1,1000,1000,1000,0,0,0,0,0,0,0,0,0,0,0,0,0,0,0,0,0,0,0,0,0,0,0,0,0,0,0]
["Energy Star Fryer",0.14650763625101837,4.5305172072607973E-2,null,903.82232142857083,12,null,2175,null,null,1,1000,1000,1000,0,0,0,0,0,0,0,0,0,0,0,0,0,0,0,0,0,0,0,0,0,0,0,0,0,0,0]
["Energy Star Fryer",0.14650763625101837,4.5305172072607973E-2,null,903.82232142857083,12,null,2175,null,null,1,1000,1000,1000,0,0,0,0,0,0,0,0,0,0,0,0,0,0,0,0,0,0,0,0,0,0,0,0,0,0,0]
["Energy Star Fryer",0.14650763625101837,4.5305172072607973E-2,null,903.82232142857083,12,null,2175,null,null,1,1000,1000,1000,0,0,0,0,0,0,0,0,0,0,0,0,0,0,0,0,0,0,0,0,0,0,0,0,0,0,0]
["Energy Star Fryer",0.14650763625101837,4.5305172072607973E-2,null,903.82232142857083,12,null,2175,null,null,1,1000,1000,1000,0,0,0,0,0,0,0,0,0,0,0,0,0,0,0,0,0,0,0,0,0,0,0,0,0,0,0]
["Energy Star Fryer",0.14650763625101837,4.5305172072607973E-2,null,903.82232142857083,12,null,2175,null,null,1,1000,1000,1000,0,0,0,0,0,0,0,0,0,0,0,0,0,0,0,0,0,0,0,0,0,0,0,0,0,0,0]
["Energy Star Fryer",0.14650763625101837,4.5305172072607973E-2,null,903.82232142857083,12,null,2175,null,null,1,1000,1000,1000,0,0,0,0,0,0,0,0,0,0,0,0,0,0,0,0,0,0,0,0,0,0,0,0,0,0,0]
["Energy Star Fryer",0.14650763625101837,4.5305172072607973E-2,null,903.82232142857083,12,null,2175,null,null,1,1000,1000,1000,0,0,0,0,0,0,0,0,0,0,0,0,0,0,0,0,0,0,0,0,0,0,0,0,0,0,0]
["Energy Star Fryer",0.14650763625101837,4.5305172072607973E-2,null,903.82232142857083,12,null,2175,null,null,1,1000,1000,1000,0,0,0,0,0,0,0,0,0,0,0,0,0,0,0,0,0,0,0,0,0,0,0,0,0,0,0]
["Energy Star Fryer",0.14650763625101837,4.5305172072607973E-2,null,903.82232142857083,12,null,2175,null,null,1,1000,1000,1000,0,0,0,0,0,0,0,0,0,0,0,0,0,0,0,0,0,0,0,0,0,0,0,0,0,0,0]
["Energy Star Fryer",0.14650763625101837,4.5305172072607973E-2,null,903.82232142857083,12,null,2175,null,null,1,1000,1000,1000,0,0,0,0,0,0,0,0,0,0,0,0,0,0,0,0,0,0,0,0,0,0,0,0,0,0,0]
["Energy Star Fryer",0.14650763625101837,4.5305172072607973E-2,null,903.82232142857083,12,null,2175,null,null,1,1000,1000,1000,0,0,0,0,0,0,0,0,0,0,0,0,0,0,0,0,0,0,0,0,0,0,0,0,0,0,0]
["Energy Star Fryer",0.14650763625101837,4.5305172072607973E-2,null,903.82232142857083,12,null,2175,null,null,1,1000,1000,1000,0,0,0,0,0,0,0,0,0,0,0,0,0,0,0,0,0,0,0,0,0,0,0,0,0,0,0]
["Energy Star Fryer",0.14650763625101837,4.5305172072607973E-2,null,903.82232142857083,12,null,2175,null,null,1,1000,1000,1000,0,0,0,0,0,0,0,0,0,0,0,0,0,0,0,0,0,0,0,0,0,0,0,0,0,0,0]
["Energy Star Fryer",0.14650763625101837,4.5305172072607973E-2,null,903.82232142857083,12,null,2175,null,null,1,1000,1000,1000,0,0,0,0,0,0,0,0,0,0,0,0,0,0,0,0,0,0,0,0,0,0,0,0,0,0,0]
["Energy Star Fryer",0.14650763625101837,4.5305172072607973E-2,null,903.82232142857083,12,null,2175,null,null,1,1000,1000,1000,0,0,0,0,0,0,0,0,0,0,0,0,0,0,0,0,0,0,0,0,0,0,0,0,0,0,0]
["Energy Star Fryer",0.14650763625101837,4.5305172072607973E-2,null,903.82232142857083,12,null,2175,null,null,1,1000,1000,1000,0,0,0,0,0,0,0,0,0,0,0,0,0,0,0,0,0,0,0,0,0,0,0,0,0,0,0]
["Energy Star Fryer",0.14650763625101837,4.5305172072607973E-2,null,903.82232142857083,12,null,2175,null,null,1,1000,1000,1000,0,0,0,0,0,0,0,0,0,0,0,0,0,0,0,0,0,0,0,0,0,0,0,0,0,0,0]
["Energy Star Fryer",0.14650763625101837,4.5305172072607973E-2,null,903.82232142857083,12,null,2175,null,null,1,1000,1000,1000,0,0,0,0,0,0,0,0,0,0,0,0,0,0,0,0,0,0,0,0,0,0,0,0,0,0,0]
["Energy Star Fryer",0.14650763625101837,4.5305172072607973E-2,null,903.82232142857083,12,null,2175,null,null,1,1000,1000,1000,0,0,0,0,0,0,0,0,0,0,0,0,0,0,0,0,0,0,0,0,0,0,0,0,0,0,0]
["Energy Star Fryer",0.14650763625101837,4.5305172072607973E-2,null,903.82232142857083,12,null,2175,null,null,1,1000,1000,1000,0,0,0,0,0,0,0,0,0,0,0,0,0,0,0,0,0,0,0,0,0,0,0,0,0,0,0]
["Energy Star Fryer",0.14650763625101837,4.5305172072607973E-2,null,903.82232142857083,12,null,2175,null,null,1,1000,1000,1000,0,0,0,0,0,0,0,0,0,0,0,0,0,0,0,0,0,0,0,0,0,0,0,0,0,0,0]
["Energy Star Fryer",0.14650763625101837,4.5305172072607973E-2,null,903.82232142857083,12,null,2175,null,null,1,1000,1000,1000,0,0,0,0,0,0,0,0,0,0,0,0,0,0,0,0,0,0,0,0,0,0,0,0,0,0,0]
["Energy Star Fryer",0.14650763625101837,4.5305172072607973E-2,null,903.82232142857083,12,null,2175,null,null,1,1000,1000,1000,0,0,0,0,0,0,0,0,0,0,0,0,0,0,0,0,0,0,0,0,0,0,0,0,0,0,0]
["Energy Star Fryer",0.14650763625101837,4.5305172072607973E-2,null,903.82232142857083,12,null,2175,null,null,1,1000,1000,1000,0,0,0,0,0,0,0,0,0,0,0,0,0,0,0,0,0,0,0,0,0,0,0,0,0,0,0]
["Energy Star Fryer",0.14650763625101837,4.5305172072607973E-2,null,903.82232142857083,12,null,2175,null,null,1,1000,1000,1000,0,0,0,0,0,0,0,0,0,0,0,0,0,0,0,0,0,0,0,0,0,0,0,0,0,0,0]
["Energy Star Griddle",0.31560185903799748,8.077067806880231E-2,null,1910.0000000000018,12,null,0,null,null,1,1000,1000,1000,0,0,0,0,0,0,0,0,0,0,0,0,0,0,0,0,0,0,0,0,0,0,0,0,0,0,0]
["Energy Star Griddle",0.31560185903799748,8.077067806880231E-2,null,1910.0000000000018,12,null,0,null,null,1,1000,1000,1000,0,0,0,0,0,0,0,0,0,0,0,0,0,0,0,0,0,0,0,0,0,0,0,0,0,0,0]
["Energy Star Griddle",0.31560185903799748,8.077067806880231E-2,null,1910.0000000000018,12,null,0,null,null,1,1000,1000,1000,0,0,0,0,0,0,0,0,0,0,0,0,0,0,0,0,0,0,0,0,0,0,0,0,0,0,0]
["Energy Star Griddle",0.31560185903799748,8.077067806880231E-2,null,1910.0000000000018,12,null,0,null,null,1,1000,1000,1000,0,0,0,0,0,0,0,0,0,0,0,0,0,0,0,0,0,0,0,0,0,0,0,0,0,0,0]
["Energy Star Griddle",0.31560185903799748,8.077067806880231E-2,null,1910.0000000000018,12,null,0,null,null,1,1000,1000,1000,0,0,0,0,0,0,0,0,0,0,0,0,0,0,0,0,0,0,0,0,0,0,0,0,0,0,0]
["Energy Star Griddle",0.31560185903799748,8.077067806880231E-2,null,1910.0000000000018,12,null,0,null,null,1,1000,1000,1000,0,0,0,0,0,0,0,0,0,0,0,0,0,0,0,0,0,0,0,0,0,0,0,0,0,0,0]
["Energy Star Griddle",0.31560185903799748,8.077067806880231E-2,null,1910.0000000000018,12,null,0,null,null,1,1000,1000,1000,0,0,0,0,0,0,0,0,0,0,0,0,0,0,0,0,0,0,0,0,0,0,0,0,0,0,0]
["Energy Star Griddle",0.31560185903799748,8.077067806880231E-2,null,1910.0000000000018,12,null,0,null,null,1,1000,1000,1000,0,0,0,0,0,0,0,0,0,0,0,0,0,0,0,0,0,0,0,0,0,0,0,0,0,0,0]
["Energy Star Griddle",0.31560185903799748,8.077067806880231E-2,null,1910.0000000000018,12,null,0,null,null,1,1000,1000,1000,0,0,0,0,0,0,0,0,0,0,0,0,0,0,0,0,0,0,0,0,0,0,0,0,0,0,0]
["Energy Star Griddle",0.31560185903799748,8.077067806880231E-2,null,1910.0000000000018,12,null,0,null,null,1,1000,1000,1000,0,0,0,0,0,0,0,0,0,0,0,0,0,0,0,0,0,0,0,0,0,0,0,0,0,0,0]
["Energy Star Griddle",0.31560185903799748,8.077067806880231E-2,null,1910.0000000000018,12,null,0,null,null,1,1000,1000,1000,0,0,0,0,0,0,0,0,0,0,0,0,0,0,0,0,0,0,0,0,0,0,0,0,0,0,0]
["Energy Star Griddle",0.31560185903799748,8.077067806880231E-2,null,1910.0000000000018,12,null,0,null,null,1,1000,1000,1000,0,0,0,0,0,0,0,0,0,0,0,0,0,0,0,0,0,0,0,0,0,0,0,0,0,0,0]
["Energy Star Griddle",0.31560185903799748,8.077067806880231E-2,null,1910.0000000000018,12,null,0,null,null,1,1000,1000,1000,0,0,0,0,0,0,0,0,0,0,0,0,0,0,0,0,0,0,0,0,0,0,0,0,0,0,0]
["Energy Star Griddle",0.31560185903799748,8.077067806880231E-2,null,1910.0000000000018,12,null,0,null,null,1,1000,1000,1000,0,0,0,0,0,0,0,0,0,0,0,0,0,0,0,0,0,0,0,0,0,0,0,0,0,0,0]
["Energy Star Griddle",0.31560185903799748,8.077067806880231E-2,null,1910.0000000000018,12,null,0,null,null,1,1000,1000,1000,0,0,0,0,0,0,0,0,0,0,0,0,0,0,0,0,0,0,0,0,0,0,0,0,0,0,0]
["Energy Star Griddle",0.31560185903799748,8.077067806880231E-2,null,1910.0000000000018,12,null,0,null,null,1,1000,1000,1000,0,0,0,0,0,0,0,0,0,0,0,0,0,0,0,0,0,0,0,0,0,0,0,0,0,0,0]
["Energy Star Griddle",0.31560185903799748,8.077067806880231E-2,null,1910.0000000000018,12,null,0,null,null,1,1000,1000,1000,0,0,0,0,0,0,0,0,0,0,0,0,0,0,0,0,0,0,0,0,0,0,0,0,0,0,0]
["Energy Star Griddle",0.31560185903799748,8.077067806880231E-2,null,1910.0000000000018,12,null,0,null,null,1,1000,1000,1000,0,0,0,0,0,0,0,0,0,0,0,0,0,0,0,0,0,0,0,0,0,0,0,0,0,0,0]
["Energy Star Griddle",0.31560185903799748,8.077067806880231E-2,null,1910.0000000000018,12,null,0,null,null,1,1000,1000,1000,0,0,0,0,0,0,0,0,0,0,0,0,0,0,0,0,0,0,0,0,0,0,0,0,0,0,0]
["Energy Star Griddle",0.31560185903799748,8.077067806880231E-2,null,1910.0000000000018,12,null,0,null,null,1,1000,1000,1000,0,0,0,0,0,0,0,0,0,0,0,0,0,0,0,0,0,0,0,0,0,0,0,0,0,0,0]
["Energy Star Griddle",0.31560185903799748,8.077067806880231E-2,null,1910.0000000000018,12,null,0,null,null,1,1000,1000,1000,0,0,0,0,0,0,0,0,0,0,0,0,0,0,0,0,0,0,0,0,0,0,0,0,0,0,0]
["Energy Star Griddle",0.31560185903799748,8.077067806880231E-2,null,1910.0000000000018,12,null,0,null,null,1,1000,1000,1000,0,0,0,0,0,0,0,0,0,0,0,0,0,0,0,0,0,0,0,0,0,0,0,0,0,0,0]
["Energy Star Griddle",0.31560185903799748,8.077067806880231E-2,null,1910.0000000000018,12,null,0,null,null,1,1000,1000,1000,0,0,0,0,0,0,0,0,0,0,0,0,0,0,0,0,0,0,0,0,0,0,0,0,0,0,0]
["Energy Star Griddle",0.31560185903799748,8.077067806880231E-2,null,1910.0000000000018,12,null,0,null,null,1,1000,1000,1000,0,0,0,0,0,0,0,0,0,0,0,0,0,0,0,0,0,0,0,0,0,0,0,0,0,0,0]
["Energy Star Griddle",0.31560185903799748,8.077067806880231E-2,null,1910.0000000000018,12,null,0,null,null,1,1000,1000,1000,0,0,0,0,0,0,0,0,0,0,0,0,0,0,0,0,0,0,0,0,0,0,0,0,0,0,0]
["Energy Star Griddle",0.31560185903799748,8.077067806880231E-2,null,1910.0000000000018,12,null,0,null,null,1,1000,1000,1000,0,0,0,0,0,0,0,0,0,0,0,0,0,0,0,0,0,0,0,0,0,0,0,0,0,0,0]
["Energy Star Hot Food Holding Cabinet",0.31861879516654884,0.15417037988518134,null,1730.1000000000001,12,null,811,null,null,1,1000,1000,1000,0,0,0,0,0,0,0,0,0,0,0,0,0,0,0,0,0,0,0,0,0,0,0,0,0,0,0]
["Energy Star Hot Food Holding Cabinet",0.31861879516654884,0.15417037988518134,null,1730.1000000000001,12,null,811,null,null,1,1000,1000,1000,0,0,0,0,0,0,0,0,0,0,0,0,0,0,0,0,0,0,0,0,0,0,0,0,0,0,0]
["Energy Star Hot Food Holding Cabinet",0.31861879516654884,0.15417037988518134,null,1730.1000000000001,12,null,811,null,null,1,1000,1000,1000,0,0,0,0,0,0,0,0,0,0,0,0,0,0,0,0,0,0,0,0,0,0,0,0,0,0,0]
["Energy Star Hot Food Holding Cabinet",0.31861879516654884,0.15417037988518134,null,1730.1000000000001,12,null,811,null,null,1,1000,1000,1000,0,0,0,0,0,0,0,0,0,0,0,0,0,0,0,0,0,0,0,0,0,0,0,0,0,0,0]
["Energy Star Hot Food Holding Cabinet",0.31861879516654884,0.15417037988518134,null,1730.1000000000001,12,null,811,null,null,1,1000,1000,1000,0,0,0,0,0,0,0,0,0,0,0,0,0,0,0,0,0,0,0,0,0,0,0,0,0,0,0]
["Energy Star Hot Food Holding Cabinet",0.31861879516654884,0.15417037988518134,null,1730.1000000000001,12,null,811,null,null,1,1000,1000,1000,0,0,0,0,0,0,0,0,0,0,0,0,0,0,0,0,0,0,0,0,0,0,0,0,0,0,0]
["Energy Star Hot Food Holding Cabinet",0.31861879516654884,0.15417037988518134,null,1730.1000000000001,12,null,811,null,null,1,1000,1000,1000,0,0,0,0,0,0,0,0,0,0,0,0,0,0,0,0,0,0,0,0,0,0,0,0,0,0,0]
["Energy Star Hot Food Holding Cabinet",0.31861879516654884,0.15417037988518134,null,1730.1000000000001,12,null,811,null,null,1,1000,1000,1000,0,0,0,0,0,0,0,0,0,0,0,0,0,0,0,0,0,0,0,0,0,0,0,0,0,0,0]
["Energy Star Hot Food Holding Cabinet",0.31861879516654884,0.15417037988518134,null,1730.1000000000001,12,null,811,null,null,1,1000,1000,1000,0,0,0,0,0,0,0,0,0,0,0,0,0,0,0,0,0,0,0,0,0,0,0,0,0,0,0]
["Energy Star Hot Food Holding Cabinet",0.31861879516654884,0.15417037988518134,null,1730.1000000000001,12,null,811,null,null,1,1000,1000,1000,0,0,0,0,0,0,0,0,0,0,0,0,0,0,0,0,0,0,0,0,0,0,0,0,0,0,0]
["Energy Star Hot Food Holding Cabinet",0.31861879516654884,0.15417037988518134,null,1730.1000000000001,12,null,811,null,null,1,1000,1000,1000,0,0,0,0,0,0,0,0,0,0,0,0,0,0,0,0,0,0,0,0,0,0,0,0,0,0,0]
["Energy Star Hot Food Holding Cabinet",0.31861879516654884,0.15417037988518134,null,1730.1000000000001,12,null,811,null,null,1,1000,1000,1000,0,0,0,0,0,0,0,0,0,0,0,0,0,0,0,0,0,0,0,0,0,0,0,0,0,0,0]
["Energy Star Hot Food Holding Cabinet",0.31861879516654884,0.15417037988518134,null,1730.1000000000001,12,null,811,null,null,1,1000,1000,1000,0,0,0,0,0,0,0,0,0,0,0,0,0,0,0,0,0,0,0,0,0,0,0,0,0,0,0]
["Energy Star Hot Food Holding Cabinet",0.31861879516654884,0.15417037988518134,null,1730.1000000000001,12,null,811,null,null,1,1000,1000,1000,0,0,0,0,0,0,0,0,0,0,0,0,0,0,0,0,0,0,0,0,0,0,0,0,0,0,0]
["Energy Star Hot Food Holding Cabinet",0.31861879516654884,0.15417037988518134,null,1730.1000000000001,12,null,811,null,null,1,1000,1000,1000,0,0,0,0,0,0,0,0,0,0,0,0,0,0,0,0,0,0,0,0,0,0,0,0,0,0,0]
["Energy Star Hot Food Holding Cabinet",0.31861879516654884,0.15417037988518134,null,1730.1000000000001,12,null,811,null,null,1,1000,1000,1000,0,0,0,0,0,0,0,0,0,0,0,0,0,0,0,0,0,0,0,0,0,0,0,0,0,0,0]
["Energy Star Hot Food Holding Cabinet",0.31861879516654884,0.15417037988518134,null,1730.1000000000001,12,null,811,null,null,1,1000,1000,1000,0,0,0,0,0,0,0,0,0,0,0,0,0,0,0,0,0,0,0,0,0,0,0,0,0,0,0]
["Energy Star Hot Food Holding Cabinet",0.31861879516654884,0.15417037988518134,null,1730.1000000000001,12,null,811,null,null,1,1000,1000,1000,0,0,0,0,0,0,0,0,0,0,0,0,0,0,0,0,0,0,0,0,0,0,0,0,0,0,0]
["Energy Star Hot Food Holding Cabinet",0.31861879516654884,0.15417037988518134,null,1730.1000000000001,12,null,811,null,null,1,1000,1000,1000,0,0,0,0,0,0,0,0,0,0,0,0,0,0,0,0,0,0,0,0,0,0,0,0,0,0,0]
["Energy Star Hot Food Holding Cabinet",0.31861879516654884,0.15417037988518134,null,1730.1000000000001,12,null,811,null,null,1,1000,1000,1000,0,0,0,0,0,0,0,0,0,0,0,0,0,0,0,0,0,0,0,0,0,0,0,0,0,0,0]
["Energy Star Hot Food Holding Cabinet",0.31861879516654884,0.15417037988518134,null,1730.1000000000001,12,null,811,null,null,1,1000,1000,1000,0,0,0,0,0,0,0,0,0,0,0,0,0,0,0,0,0,0,0,0,0,0,0,0,0,0,0]
["Energy Star Hot Food Holding Cabinet",0.31861879516654884,0.15417037988518134,null,1730.1000000000001,12,null,811,null,null,1,1000,1000,1000,0,0,0,0,0,0,0,0,0,0,0,0,0,0,0,0,0,0,0,0,0,0,0,0,0,0,0]
["Energy Star Hot Food Holding Cabinet",0.31861879516654884,0.15417037988518134,null,1730.1000000000001,12,null,811,null,null,1,1000,1000,1000,0,0,0,0,0,0,0,0,0,0,0,0,0,0,0,0,0,0,0,0,0,0,0,0,0,0,0]
["Energy Star Hot Food Holding Cabinet",0.31861879516654884,0.15417037988518134,null,1730.1000000000001,12,null,811,null,null,1,1000,1000,1000,0,0,0,0,0,0,0,0,0,0,0,0,0,0,0,0,0,0,0,0,0,0,0,0,0,0,0]
["Energy Star Hot Food Holding Cabinet",0.31861879516654884,0.15417037988518134,null,1730.1000000000001,12,null,811,null,null,1,1000,1000,1000,0,0,0,0,0,0,0,0,0,0,0,0,0,0,0,0,0,0,0,0,0,0,0,0,0,0,0]
["Energy Star Hot Food Holding Cabinet",0.31861879516654884,0.15417037988518134,null,1730.1000000000001,12,null,811,null,null,1,1000,1000,1000,0,0,0,0,0,0,0,0,0,0,0,0,0,0,0,0,0,0,0,0,0,0,0,0,0,0,0]
["Energy Star Steamer",1.4645292369823437,0.85037178461061558,null,9967,12,null,825.72000000000025,null,null,1,1000,1000,1000,0,0,0,0,0,0,0,0,0,0,0,0,0,0,0,0,0,0,0,0,0,0,0,0,0,0,0]
["Energy Star Steamer",1.4645292369823437,0.85037178461061558,null,9967,12,null,825.72000000000025,null,null,1,1000,1000,1000,0,0,0,0,0,0,0,0,0,0,0,0,0,0,0,0,0,0,0,0,0,0,0,0,0,0,0]
["Energy Star Steamer",1.4645292369823437,0.85037178461061558,null,9967,12,null,825.72000000000025,null,null,1,1000,1000,1000,0,0,0,0,0,0,0,0,0,0,0,0,0,0,0,0,0,0,0,0,0,0,0,0,0,0,0]
["Energy Star Steamer",1.4645292369823437,0.85037178461061558,null,9967,12,null,825.72000000000025,null,null,1,1000,1000,1000,0,0,0,0,0,0,0,0,0,0,0,0,0,0,0,0,0,0,0,0,0,0,0,0,0,0,0]
["Energy Star Steamer",1.4645292369823437,0.85037178461061558,null,9967,12,null,825.72000000000025,null,null,1,1000,1000,1000,0,0,0,0,0,0,0,0,0,0,0,0,0,0,0,0,0,0,0,0,0,0,0,0,0,0,0]
["Energy Star Steamer",1.4645292369823437,0.85037178461061558,null,9967,12,null,825.72000000000025,null,null,1,1000,1000,1000,0,0,0,0,0,0,0,0,0,0,0,0,0,0,0,0,0,0,0,0,0,0,0,0,0,0,0]
["Energy Star Steamer",1.4645292369823437,0.85037178461061558,null,9967,12,null,825.72000000000025,null,null,1,1000,1000,1000,0,0,0,0,0,0,0,0,0,0,0,0,0,0,0,0,0,0,0,0,0,0,0,0,0,0,0]
["Energy Star Steamer",1.4645292369823437,0.85037178461061558,null,9967,12,null,825.72000000000025,null,null,1,1000,1000,1000,0,0,0,0,0,0,0,0,0,0,0,0,0,0,0,0,0,0,0,0,0,0,0,0,0,0,0]
["Energy Star Steamer",1.4645292369823437,0.85037178461061558,null,9967,12,null,825.72000000000025,null,null,1,1000,1000,1000,0,0,0,0,0,0,0,0,0,0,0,0,0,0,0,0,0,0,0,0,0,0,0,0,0,0,0]
["Energy Star Steamer",1.4645292369823437,0.85037178461061558,null,9967,12,null,825.72000000000025,null,null,1,1000,1000,1000,0,0,0,0,0,0,0,0,0,0,0,0,0,0,0,0,0,0,0,0,0,0,0,0,0,0,0]
["Energy Star Steamer",1.4645292369823437,0.85037178461061558,null,9967,12,null,825.72000000000025,null,null,1,1000,1000,1000,0,0,0,0,0,0,0,0,0,0,0,0,0,0,0,0,0,0,0,0,0,0,0,0,0,0,0]
["Energy Star Steamer",1.4645292369823437,0.85037178461061558,null,9967,12,null,825.72000000000025,null,null,1,1000,1000,1000,0,0,0,0,0,0,0,0,0,0,0,0,0,0,0,0,0,0,0,0,0,0,0,0,0,0,0]
["Energy Star Steamer",1.4645292369823437,0.85037178461061558,null,9967,12,null,825.72000000000025,null,null,1,1000,1000,1000,0,0,0,0,0,0,0,0,0,0,0,0,0,0,0,0,0,0,0,0,0,0,0,0,0,0,0]
["Energy Star Steamer",1.4645292369823437,0.85037178461061558,null,9967,12,null,825.72000000000025,null,null,1,1000,1000,1000,0,0,0,0,0,0,0,0,0,0,0,0,0,0,0,0,0,0,0,0,0,0,0,0,0,0,0]
["Energy Star Steamer",1.4645292369823437,0.85037178461061558,null,9967,12,null,825.72000000000025,null,null,1,1000,1000,1000,0,0,0,0,0,0,0,0,0,0,0,0,0,0,0,0,0,0,0,0,0,0,0,0,0,0,0]
["Energy Star Steamer",1.4645292369823437,0.85037178461061558,null,9967,12,null,825.72000000000025,null,null,1,1000,1000,1000,0,0,0,0,0,0,0,0,0,0,0,0,0,0,0,0,0,0,0,0,0,0,0,0,0,0,0]
["Energy Star Steamer",1.4645292369823437,0.85037178461061558,null,9967,12,null,825.72000000000025,null,null,1,1000,1000,1000,0,0,0,0,0,0,0,0,0,0,0,0,0,0,0,0,0,0,0,0,0,0,0,0,0,0,0]
["Energy Star Steamer",1.4645292369823437,0.85037178461061558,null,9967,12,null,825.72000000000025,null,null,1,1000,1000,1000,0,0,0,0,0,0,0,0,0,0,0,0,0,0,0,0,0,0,0,0,0,0,0,0,0,0,0]
["Energy Star Steamer",1.4645292369823437,0.85037178461061558,null,9967,12,null,825.72000000000025,null,null,1,1000,1000,1000,0,0,0,0,0,0,0,0,0,0,0,0,0,0,0,0,0,0,0,0,0,0,0,0,0,0,0]
["Energy Star Steamer",1.4645292369823437,0.85037178461061558,null,9967,12,null,825.72000000000025,null,null,1,1000,1000,1000,0,0,0,0,0,0,0,0,0,0,0,0,0,0,0,0,0,0,0,0,0,0,0,0,0,0,0]
["Energy Star Steamer",1.4645292369823437,0.85037178461061558,null,9967,12,null,825.72000000000025,null,null,1,1000,1000,1000,0,0,0,0,0,0,0,0,0,0,0,0,0,0,0,0,0,0,0,0,0,0,0,0,0,0,0]
["Energy Star Steamer",1.4645292369823437,0.85037178461061558,null,9967,12,null,825.72000000000025,null,null,1,1000,1000,1000,0,0,0,0,0,0,0,0,0,0,0,0,0,0,0,0,0,0,0,0,0,0,0,0,0,0,0]
["Energy Star Steamer",1.4645292369823437,0.85037178461061558,null,9967,12,null,825.72000000000025,null,null,1,1000,1000,1000,0,0,0,0,0,0,0,0,0,0,0,0,0,0,0,0,0,0,0,0,0,0,0,0,0,0,0]
["Energy Star Steamer",1.4645292369823437,0.85037178461061558,null,9967,12,null,825.72000000000025,null,null,1,1000,1000,1000,0,0,0,0,0,0,0,0,0,0,0,0,0,0,0,0,0,0,0,0,0,0,0,0,0,0,0]
["Energy Star Steamer",1.4645292369823437,0.85037178461061558,null,9967,12,null,825.72000000000025,null,null,1,1000,1000,1000,0,0,0,0,0,0,0,0,0,0,0,0,0,0,0,0,0,0,0,0,0,0,0,0,0,0,0]
["Energy Star Steamer",1.4645292369823437,0.85037178461061558,null,9967,12,null,825.72000000000025,null,null,1,1000,1000,1000,0,0,0,0,0,0,0,0,0,0,0,0,0,0,0,0,0,0,0,0,0,0,0,0,0,0,0]
["Induction Cooktops",0.42569862653966989,0.17528767482144755,null,1974.2399999999998,10,null,2693.65,null,null,1,1000,1000,1000,0,0,0,0,0,0,0,0,0,0,0,0,0,0,0,0,0,0,0,0,0,0,0,0,0,0,0]
["Induction Cooktops",0.42569862653966989,0.17528767482144755,null,1974.2399999999998,10,null,2693.65,null,null,1,1000,1000,1000,0,0,0,0,0,0,0,0,0,0,0,0,0,0,0,0,0,0,0,0,0,0,0,0,0,0,0]
["Induction Cooktops",0.42569862653966989,0.17528767482144755,null,1974.2399999999998,10,null,2693.65,null,null,1,1000,1000,1000,0,0,0,0,0,0,0,0,0,0,0,0,0,0,0,0,0,0,0,0,0,0,0,0,0,0,0]
["Induction Cooktops",0.42569862653966989,0.17528767482144755,null,1974.2399999999998,10,null,2693.65,null,null,1,1000,1000,1000,0,0,0,0,0,0,0,0,0,0,0,0,0,0,0,0,0,0,0,0,0,0,0,0,0,0,0]
["Induction Cooktops",0.42569862653966989,0.17528767482144755,null,1974.2399999999998,10,null,2693.65,null,null,1,1000,1000,1000,0,0,0,0,0,0,0,0,0,0,0,0,0,0,0,0,0,0,0,0,0,0,0,0,0,0,0]
["Induction Cooktops",0.42569862653966989,0.17528767482144755,null,1974.2399999999998,10,null,2693.65,null,null,1,1000,1000,1000,0,0,0,0,0,0,0,0,0,0,0,0,0,0,0,0,0,0,0,0,0,0,0,0,0,0,0]
["Induction Cooktops",0.42569862653966989,0.17528767482144755,null,1974.2399999999998,10,null,2693.65,null,null,1,1000,1000,1000,0,0,0,0,0,0,0,0,0,0,0,0,0,0,0,0,0,0,0,0,0,0,0,0,0,0,0]
["Induction Cooktops",0.42569862653966989,0.17528767482144755,null,1974.2399999999998,10,null,2693.65,null,null,1,1000,1000,1000,0,0,0,0,0,0,0,0,0,0,0,0,0,0,0,0,0,0,0,0,0,0,0,0,0,0,0]
["Induction Cooktops",0.42569862653966989,0.17528767482144755,null,1974.2399999999998,10,null,2693.65,null,null,1,1000,1000,1000,0,0,0,0,0,0,0,0,0,0,0,0,0,0,0,0,0,0,0,0,0,0,0,0,0,0,0]
["Induction Cooktops",0.42569862653966989,0.17528767482144755,null,1974.2399999999998,10,null,2693.65,null,null,1,1000,1000,1000,0,0,0,0,0,0,0,0,0,0,0,0,0,0,0,0,0,0,0,0,0,0,0,0,0,0,0]
["Induction Cooktops",0.42569862653966989,0.17528767482144755,null,1974.2399999999998,10,null,2693.65,null,null,1,1000,1000,1000,0,0,0,0,0,0,0,0,0,0,0,0,0,0,0,0,0,0,0,0,0,0,0,0,0,0,0]
["Induction Cooktops",0.42569862653966989,0.17528767482144755,null,1974.2399999999998,10,null,2693.65,null,null,1,1000,1000,1000,0,0,0,0,0,0,0,0,0,0,0,0,0,0,0,0,0,0,0,0,0,0,0,0,0,0,0]
["Induction Cooktops",0.42569862653966989,0.17528767482144755,null,1974.2399999999998,10,null,2693.65,null,null,1,1000,1000,1000,0,0,0,0,0,0,0,0,0,0,0,0,0,0,0,0,0,0,0,0,0,0,0,0,0,0,0]
["Induction Cooktops",0.42569862653966989,0.17528767482144755,null,1974.2399999999998,10,null,2693.65,null,null,1,1000,1000,1000,0,0,0,0,0,0,0,0,0,0,0,0,0,0,0,0,0,0,0,0,0,0,0,0,0,0,0]
["Induction Cooktops",0.42569862653966989,0.17528767482144755,null,1974.2399999999998,10,null,2693.65,null,null,1,1000,1000,1000,0,0,0,0,0,0,0,0,0,0,0,0,0,0,0,0,0,0,0,0,0,0,0,0,0,0,0]
["Induction Cooktops",0.42569862653966989,0.17528767482144755,null,1974.2399999999998,10,null,2693.65,null,null,1,1000,1000,1000,0,0,0,0,0,0,0,0,0,0,0,0,0,0,0,0,0,0,0,0,0,0,0,0,0,0,0]
["Induction Cooktops",0.42569862653966989,0.17528767482144755,null,1974.2399999999998,10,null,2693.65,null,null,1,1000,1000,1000,0,0,0,0,0,0,0,0,0,0,0,0,0,0,0,0,0,0,0,0,0,0,0,0,0,0,0]
["Induction Cooktops",0.42569862653966989,0.17528767482144755,null,1974.2399999999998,10,null,2693.65,null,null,1,1000,1000,1000,0,0,0,0,0,0,0,0,0,0,0,0,0,0,0,0,0,0,0,0,0,0,0,0,0,0,0]
["Induction Cooktops",0.42569862653966989,0.17528767482144755,null,1974.2399999999998,10,null,2693.65,null,null,1,1000,1000,1000,0,0,0,0,0,0,0,0,0,0,0,0,0,0,0,0,0,0,0,0,0,0,0,0,0,0,0]
["Induction Cooktops",0.42569862653966989,0.17528767482144755,null,1974.2399999999998,10,null,2693.65,null,null,1,1000,1000,1000,0,0,0,0,0,0,0,0,0,0,0,0,0,0,0,0,0,0,0,0,0,0,0,0,0,0,0]
["Induction Cooktops",0.42569862653966989,0.17528767482144755,null,1974.2399999999998,10,null,2693.65,null,null,1,1000,1000,1000,0,0,0,0,0,0,0,0,0,0,0,0,0,0,0,0,0,0,0,0,0,0,0,0,0,0,0]
["Induction Cooktops",0.42569862653966989,0.17528767482144755,null,1974.2399999999998,10,null,2693.65,null,null,1,1000,1000,1000,0,0,0,0,0,0,0,0,0,0,0,0,0,0,0,0,0,0,0,0,0,0,0,0,0,0,0]
["Induction Cooktops",0.42569862653966989,0.17528767482144755,null,1974.2399999999998,10,null,2693.65,null,null,1,1000,1000,1000,0,0,0,0,0,0,0,0,0,0,0,0,0,0,0,0,0,0,0,0,0,0,0,0,0,0,0]
["Induction Cooktops",0.42569862653966989,0.17528767482144755,null,1974.2399999999998,10,null,2693.65,null,null,1,1000,1000,1000,0,0,0,0,0,0,0,0,0,0,0,0,0,0,0,0,0,0,0,0,0,0,0,0,0,0,0]
["Induction Cooktops",0.42569862653966989,0.17528767482144755,null,1974.2399999999998,10,null,2693.65,null,null,1,1000,1000,1000,0,0,0,0,0,0,0,0,0,0,0,0,0,0,0,0,0,0,0,0,0,0,0,0,0,0,0]
["Induction Cooktops",0.42569862653966989,0.17528767482144755,null,1974.2399999999998,10,null,2693.65,null,null,1,1000,1000,1000,0,0,0,0,0,0,0,0,0,0,0,0,0,0,0,0,0,0,0,0,0,0,0,0,0,0,0]
["Energy Star Commercial Dishwasher",1.3583563464030752,-1.445176750142555E-4,null,18720.08976162563,15,null,737.77777777777783,null,null,1,1000,1000,1000,0,0,0,0,0,0,0,0,0,0,0,0,0,0,0,0,0,0,0,0,0,0,0,0,0,0,0]
["Energy Star Commercial Dishwasher",1.3583563464030752,-1.445176750142555E-4,null,18720.08976162563,15,null,737.77777777777783,null,null,1,1000,1000,1000,0,0,0,0,0,0,0,0,0,0,0,0,0,0,0,0,0,0,0,0,0,0,0,0,0,0,0]
["Energy Star Commercial Dishwasher",1.3583563464030752,-1.445176750142555E-4,null,18720.08976162563,15,null,737.77777777777783,null,null,1,1000,1000,1000,0,0,0,0,0,0,0,0,0,0,0,0,0,0,0,0,0,0,0,0,0,0,0,0,0,0,0]
["Energy Star Commercial Dishwasher",1.3583563464030752,-1.445176750142555E-4,null,18720.08976162563,15,null,737.77777777777783,null,null,1,1000,1000,1000,0,0,0,0,0,0,0,0,0,0,0,0,0,0,0,0,0,0,0,0,0,0,0,0,0,0,0]
["Energy Star Commercial Dishwasher",1.3583563464030752,-1.445176750142555E-4,null,18720.08976162563,15,null,737.77777777777783,null,null,1,1000,1000,1000,0,0,0,0,0,0,0,0,0,0,0,0,0,0,0,0,0,0,0,0,0,0,0,0,0,0,0]
["Energy Star Commercial Dishwasher",1.3583563464030752,-1.445176750142555E-4,null,18720.08976162563,15,null,737.77777777777783,null,null,1,1000,1000,1000,0,0,0,0,0,0,0,0,0,0,0,0,0,0,0,0,0,0,0,0,0,0,0,0,0,0,0]
["Energy Star Commercial Dishwasher",1.3583563464030752,-1.445176750142555E-4,null,18720.08976162563,15,null,737.77777777777783,null,null,1,1000,1000,1000,0,0,0,0,0,0,0,0,0,0,0,0,0,0,0,0,0,0,0,0,0,0,0,0,0,0,0]
["Energy Star Commercial Dishwasher",1.3583563464030752,-1.445176750142555E-4,null,18720.08976162563,15,null,737.77777777777783,null,null,1,1000,1000,1000,0,0,0,0,0,0,0,0,0,0,0,0,0,0,0,0,0,0,0,0,0,0,0,0,0,0,0]
["Energy Star Commercial Dishwasher",1.3583563464030752,-1.445176750142555E-4,null,18720.08976162563,15,null,737.77777777777783,null,null,1,1000,1000,1000,0,0,0,0,0,0,0,0,0,0,0,0,0,0,0,0,0,0,0,0,0,0,0,0,0,0,0]
["Energy Star Commercial Dishwasher",1.3583563464030752,-1.445176750142555E-4,null,18720.08976162563,15,null,737.77777777777783,null,null,1,1000,1000,1000,0,0,0,0,0,0,0,0,0,0,0,0,0,0,0,0,0,0,0,0,0,0,0,0,0,0,0]
["Energy Star Commercial Dishwasher",1.3583563464030752,-1.445176750142555E-4,null,18720.08976162563,15,null,737.77777777777783,null,null,1,1000,1000,1000,0,0,0,0,0,0,0,0,0,0,0,0,0,0,0,0,0,0,0,0,0,0,0,0,0,0,0]
["Energy Star Commercial Dishwasher",1.3583563464030752,-1.445176750142555E-4,null,18720.08976162563,15,null,737.77777777777783,null,null,1,1000,1000,1000,0,0,0,0,0,0,0,0,0,0,0,0,0,0,0,0,0,0,0,0,0,0,0,0,0,0,0]
["Energy Star Commercial Dishwasher",1.3583563464030752,-1.445176750142555E-4,null,18720.08976162563,15,null,737.77777777777783,null,null,1,1000,1000,1000,0,0,0,0,0,0,0,0,0,0,0,0,0,0,0,0,0,0,0,0,0,0,0,0,0,0,0]
["Energy Star Commercial Dishwasher",1.3583563464030752,-1.445176750142555E-4,null,18720.08976162563,15,null,737.77777777777783,null,null,1,1000,1000,1000,0,0,0,0,0,0,0,0,0,0,0,0,0,0,0,0,0,0,0,0,0,0,0,0,0,0,0]
["Energy Star Commercial Dishwasher",1.3583563464030752,-1.445176750142555E-4,null,18720.08976162563,15,null,737.77777777777783,null,null,1,1000,1000,1000,0,0,0,0,0,0,0,0,0,0,0,0,0,0,0,0,0,0,0,0,0,0,0,0,0,0,0]
["Energy Star Commercial Dishwasher",1.3583563464030752,-1.445176750142555E-4,null,18720.08976162563,15,null,737.77777777777783,null,null,1,1000,1000,1000,0,0,0,0,0,0,0,0,0,0,0,0,0,0,0,0,0,0,0,0,0,0,0,0,0,0,0]
["Energy Star Commercial Dishwasher",1.3583563464030752,-1.445176750142555E-4,null,18720.08976162563,15,null,737.77777777777783,null,null,1,1000,1000,1000,0,0,0,0,0,0,0,0,0,0,0,0,0,0,0,0,0,0,0,0,0,0,0,0,0,0,0]
["Energy Star Commercial Dishwasher",1.3583563464030752,-1.445176750142555E-4,null,18720.08976162563,15,null,737.77777777777783,null,null,1,1000,1000,1000,0,0,0,0,0,0,0,0,0,0,0,0,0,0,0,0,0,0,0,0,0,0,0,0,0,0,0]
["Energy Star Commercial Dishwasher",1.3583563464030752,-1.445176750142555E-4,null,18720.08976162563,15,null,737.77777777777783,null,null,1,1000,1000,1000,0,0,0,0,0,0,0,0,0,0,0,0,0,0,0,0,0,0,0,0,0,0,0,0,0,0,0]
["Energy Star Commercial Dishwasher",1.3583563464030752,-1.445176750142555E-4,null,18720.08976162563,15,null,737.77777777777783,null,null,1,1000,1000,1000,0,0,0,0,0,0,0,0,0,0,0,0,0,0,0,0,0,0,0,0,0,0,0,0,0,0,0]
["Energy Star Commercial Dishwasher",1.3583563464030752,-1.445176750142555E-4,null,18720.08976162563,15,null,737.77777777777783,null,null,1,1000,1000,1000,0,0,0,0,0,0,0,0,0,0,0,0,0,0,0,0,0,0,0,0,0,0,0,0,0,0,0]
["Energy Star Commercial Dishwasher",1.3583563464030752,-1.445176750142555E-4,null,18720.08976162563,15,null,737.77777777777783,null,null,1,1000,1000,1000,0,0,0,0,0,0,0,0,0,0,0,0,0,0,0,0,0,0,0,0,0,0,0,0,0,0,0]
["Energy Star Commercial Dishwasher",1.3583563464030752,-1.445176750142555E-4,null,18720.08976162563,15,null,737.77777777777783,null,null,1,1000,1000,1000,0,0,0,0,0,0,0,0,0,0,0,0,0,0,0,0,0,0,0,0,0,0,0,0,0,0,0]
["Energy Star Commercial Dishwasher",1.3583563464030752,-1.445176750142555E-4,null,18720.08976162563,15,null,737.77777777777783,null,null,1,1000,1000,1000,0,0,0,0,0,0,0,0,0,0,0,0,0,0,0,0,0,0,0,0,0,0,0,0,0,0,0]
["Energy Star Commercial Dishwasher",1.3583563464030752,-1.445176750142555E-4,null,18720.08976162563,15,null,737.77777777777783,null,null,1,1000,1000,1000,0,0,0,0,0,0,0,0,0,0,0,0,0,0,0,0,0,0,0,0,0,0,0,0,0,0,0]
["Energy Star Commercial Dishwasher",1.3583563464030752,-1.445176750142555E-4,null,18720.08976162563,15,null,737.77777777777783,null,null,1,1000,1000,1000,0,0,0,0,0,0,0,0,0,0,0,0,0,0,0,0,0,0,0,0,0,0,0,0,0,0,0]
["Heat Pump Water Heater",0.74275378044894746,0.49402070323135278,null,4395.1625443807498,10,null,1006,null,null,1,1000,1000,1000,0,0,0,0,0,0,0,0,0,0,0,0,0,0,0,0,0,0,0,0,0,0,0,0,0,0,0]
["Heat Pump Water Heater",5.3769284375329098,29.08634946494881,null,101088.73852075724,10,null,10060,null,null,1,1000,1000,1000,0,0,0,0,0,0,0,0,0,0,0,0,0,0,0,0,0,0,0,0,0,0,0,0,0,0,0]
["Heat Pump Water Heater",0.61672415710378126,3.235472888968919,null,8790.3250887614995,10,null,1006,null,null,1,1000,1000,1000,0,0,0,0,0,0,0,0,0,0,0,0,0,0,0,0,0,0,0,0,0,0,0,0,0,0,0]
["Heat Pump Water Heater",0.99033837393192958,0.65869427097513689,null,5860.2167258409982,10,null,1006,null,null,1,1000,1000,1000,0,0,0,0,0,0,0,0,0,0,0,0,0,0,0,0,0,0,0,0,0,0,0,0,0,0,0]
["Heat Pump Water Heater",9.4291063904562638,51.006496887808794,null,177271.55595669025,10,null,15090,null,null,1,1000,1000,1000,0,0,0,0,0,0,0,0,0,0,0,0,0,0,0,0,0,0,0,0,0,0,0,0,0,0,0]
["Heat Pump Water Heater",59.420302435915787,39.521656258508216,null,351613.00355045992,10,null,25150,null,null,1,1000,1000,1000,0,0,0,0,0,0,0,0,0,0,0,0,0,0,0,0,0,0,0,0,0,0,0,0,0,0,0]
["Heat Pump Water Heater",2.96027595409815,15.530269867050812,null,42193.560426055199,10,null,3018,null,null,1,1000,1000,1000,0,0,0,0,0,0,0,0,0,0,0,0,0,0,0,0,0,0,0,0,0,0,0,0,0,0,0]
["Heat Pump Water Heater",44.565226826936836,29.641242193881165,null,263709.75266284496,10,null,20120,null,null,1,1000,1000,1000,0,0,0,0,0,0,0,0,0,0,0,0,0,0,0,0,0,0,0,0,0,0,0,0,0,0,0]
["Heat Pump Water Heater",6.1896148370745614,4.1168391935946067,null,36626.354536506245,10,null,3018,null,null,1,1000,1000,1000,0,0,0,0,0,0,0,0,0,0,0,0,0,0,0,0,0,0,0,0,0,0,0,0,0,0,0]
["Heat Pump Water Heater",1.0278735951729687,5.3924548149481986,null,14650.5418146025,10,null,2012,null,null,1,1000,1000,1000,0,0,0,0,0,0,0,0,0,0,0,0,0,0,0,0,0,0,0,0,0,0,0,0,0,0,0]
["Heat Pump Water Heater",1.83167074659823,9.6093544802376876,null,26107.265513621649,10,null,3018,null,null,1,1000,1000,1000,0,0,0,0,0,0,0,0,0,0,0,0,0,0,0,0,0,0,0,0,0,0,0,0,0,0,0]
["Heat Pump Water Heater",0.30948752499327548,0.20584647128432598,null,1831.3578652960368,10,null,1006,null,null,1,1000,1000,1000,0,0,0,0,0,0,0,0,0,0,0,0,0,0,0,0,0,0,0,0,0,0,0,0,0,0,0]
["Heat Pump Water Heater",1.4855075608978949,0.98804140646270555,null,8790.3250887614995,10,null,1006,null,null,1,1000,1000,1000,0,0,0,0,0,0,0,0,0,0,0,0,0,0,0,0,0,0,0,0,0,0,0,0,0,0,0]
["Heat Pump Water Heater",0.74275378044894746,0.49402070323135278,null,4395.1625443807498,10,null,1006,null,null,1,1000,1000,1000,0,0,0,0,0,0,0,0,0,0,0,0,0,0,0,0,0,0,0,0,0,0,0,0,0,0,0]
["Heat Pump Water Heater",5.3769284375329098,29.08634946494881,null,101088.73852075724,10,null,10060,null,null,1,1000,1000,1000,0,0,0,0,0,0,0,0,0,0,0,0,0,0,0,0,0,0,0,0,0,0,0,0,0,0,0]
["Heat Pump Water Heater",0.61672415710378126,3.235472888968919,null,8790.3250887614995,10,null,1006,null,null,1,1000,1000,1000,0,0,0,0,0,0,0,0,0,0,0,0,0,0,0,0,0,0,0,0,0,0,0,0,0,0,0]
["Heat Pump Water Heater",0.99033837393192958,0.65869427097513689,null,5860.2167258409982,10,null,1006,null,null,1,1000,1000,1000,0,0,0,0,0,0,0,0,0,0,0,0,0,0,0,0,0,0,0,0,0,0,0,0,0,0,0]
["Heat Pump Water Heater",9.4291063904562638,51.006496887808794,null,177271.55595669025,10,null,15090,null,null,1,1000,1000,1000,0,0,0,0,0,0,0,0,0,0,0,0,0,0,0,0,0,0,0,0,0,0,0,0,0,0,0]
["Heat Pump Water Heater",59.420302435915787,39.521656258508216,null,351613.00355045992,10,null,25150,null,null,1,1000,1000,1000,0,0,0,0,0,0,0,0,0,0,0,0,0,0,0,0,0,0,0,0,0,0,0,0,0,0,0]
["Heat Pump Water Heater",2.96027595409815,15.530269867050812,null,42193.560426055199,10,null,3018,null,null,1,1000,1000,1000,0,0,0,0,0,0,0,0,0,0,0,0,0,0,0,0,0,0,0,0,0,0,0,0,0,0,0]
["Heat Pump Water Heater",44.565226826936836,29.641242193881165,null,263709.75266284496,10,null,20120,null,null,1,1000,1000,1000,0,0,0,0,0,0,0,0,0,0,0,0,0,0,0,0,0,0,0,0,0,0,0,0,0,0,0]
["Heat Pump Water Heater",6.1896148370745614,4.1168391935946067,null,36626.354536506245,10,null,3018,null,null,1,1000,1000,1000,0,0,0,0,0,0,0,0,0,0,0,0,0,0,0,0,0,0,0,0,0,0,0,0,0,0,0]
["Heat Pump Water Heater",1.0278735951729687,5.3924548149481986,null,14650.5418146025,10,null,2012,null,null,1,1000,1000,1000,0,0,0,0,0,0,0,0,0,0,0,0,0,0,0,0,0,0,0,0,0,0,0,0,0,0,0]
["Heat Pump Water Heater",1.83167074659823,9.6093544802376876,null,26107.265513621649,10,null,3018,null,null,1,1000,1000,1000,0,0,0,0,0,0,0,0,0,0,0,0,0,0,0,0,0,0,0,0,0,0,0,0,0,0,0]
["Heat Pump Water Heater",0.30948752499327548,0.20584647128432598,null,1831.3578652960368,10,null,1006,null,null,1,1000,1000,1000,0,0,0,0,0,0,0,0,0,0,0,0,0,0,0,0,0,0,0,0,0,0,0,0,0,0,0]
["Heat Pump Water Heater",1.4855075608978949,0.98804140646270555,null,8790.3250887614995,10,null,1006,null,null,1,1000,1000,1000,0,0,0,0,0,0,0,0,0,0,0,0,0,0,0,0,0,0,0,0,0,0,0,0,0,0,0]
["Instantaneous Hot Water System",3.9006315157577458E-2,4.4946127419399011E-2,null,352.10172487282216,20,null,2967,null,null,1,1000,1000,1000,0,0,0,0,0,0,0,0,0,0,0,0,0,0,0,0,0,0,0,0,0,0,0,0,0,0,0]
["Instantaneous Hot Water System",0.76526693104562904,1.8458112726682718,null,8098.339672074886,20,null,29670,null,null,1,1000,1000,1000,0,0,0,0,0,0,0,0,0,0,0,0,0,0,0,0,0,0,0,0,0,0,0,0,0,0,0]
["Instantaneous Hot Water System",7.8341324287012293E-2,8.1744122341257192E-2,null,704.20344974564432,20,null,2967,null,null,1,1000,1000,1000,0,0,0,0,0,0,0,0,0,0,0,0,0,0,0,0,0,0,0,0,0,0,0,0,0,0,0]
["Instantaneous Hot Water System",5.2008420210103309E-2,5.9928169892532059E-2,null,469.46896649709652,20,null,2967,null,null,1,1000,1000,1000,0,0,0,0,0,0,0,0,0,0,0,0,0,0,0,0,0,0,0,0,0,0,0,0,0,0,0]
["Instantaneous Hot Water System",1.3419898356017554,3.2368574491718975,null,14201.43623653712,20,null,44505,null,null,1,1000,1000,1000,0,0,0,0,0,0,0,0,0,0,0,0,0,0,0,0,0,0,0,0,0,0,0,0,0,0,0]
["Instantaneous Hot Water System",3.120505212606187,3.5956901935519099,null,28168.137989825686,20,null,74175,null,null,1,1000,1000,1000,0,0,0,0,0,0,0,0,0,0,0,0,0,0,0,0,0,0,0,0,0,0,0,0,0,0,0]
["Instantaneous Hot Water System",0.37603835657765833,0.39237178723803384,null,3380.1765587790869,20,null,8901,null,null,1,1000,1000,1000,0,0,0,0,0,0,0,0,0,0,0,0,0,0,0,0,0,0,0,0,0,0,0,0,0,0,0]
["Instantaneous Hot Water System",2.3403789094546434,2.6967676451639364,null,21126.103492369293,20,null,59340,null,null,1,1000,1000,1000,0,0,0,0,0,0,0,0,0,0,0,0,0,0,0,0,0,0,0,0,0,0,0,0,0,0,0]
["Instantaneous Hot Water System",0.32505262631314502,0.37455106182832459,null,2934.1810406068471,20,null,8901,null,null,1,1000,1000,1000,0,0,0,0,0,0,0,0,0,0,0,0,0,0,0,0,0,0,0,0,0,0,0,0,0,0,0]
["Instantaneous Hot Water System",0.13056887381168689,0.13624020390209504,null,1173.6724162427381,20,null,5934,null,null,1,1000,1000,1000,0,0,0,0,0,0,0,0,0,0,0,0,0,0,0,0,0,0,0,0,0,0,0,0,0,0,0]
["Instantaneous Hot Water System",0.23267373313242642,0.24278004335353376,null,2091.4842457445629,20,null,8901,null,null,1,1000,1000,1000,0,0,0,0,0,0,0,0,0,0,0,0,0,0,0,0,0,0,0,0,0,0,0,0,0,0,0]
["Instantaneous Hot Water System",1.625298753771345E-2,1.8727963558333265E-2,null,146.71226757120849,20,null,2967,null,null,1,1000,1000,1000,0,0,0,0,0,0,0,0,0,0,0,0,0,0,0,0,0,0,0,0,0,0,0,0,0,0,0]
["Instantaneous Hot Water System",7.8012630315154916E-2,8.9892254838798022E-2,null,704.20344974564432,20,null,2967,null,null,1,1000,1000,1000,0,0,0,0,0,0,0,0,0,0,0,0,0,0,0,0,0,0,0,0,0,0,0,0,0,0,0]
["Instantaneous Hot Water System",3.9006315157577458E-2,4.4946127419399011E-2,null,352.10172487282216,20,null,2967,null,null,1,1000,1000,1000,0,0,0,0,0,0,0,0,0,0,0,0,0,0,0,0,0,0,0,0,0,0,0,0,0,0,0]
["Instantaneous Hot Water System",0.76526693104562904,1.8458112726682718,null,8098.339672074886,20,null,29670,null,null,1,1000,1000,1000,0,0,0,0,0,0,0,0,0,0,0,0,0,0,0,0,0,0,0,0,0,0,0,0,0,0,0]
["Instantaneous Hot Water System",7.8341324287012293E-2,8.1744122341257192E-2,null,704.20344974564432,20,null,2967,null,null,1,1000,1000,1000,0,0,0,0,0,0,0,0,0,0,0,0,0,0,0,0,0,0,0,0,0,0,0,0,0,0,0]
["Instantaneous Hot Water System",5.2008420210103309E-2,5.9928169892532059E-2,null,469.46896649709652,20,null,2967,null,null,1,1000,1000,1000,0,0,0,0,0,0,0,0,0,0,0,0,0,0,0,0,0,0,0,0,0,0,0,0,0,0,0]
["Instantaneous Hot Water System",1.3419898356017554,3.2368574491718975,null,14201.43623653712,20,null,44505,null,null,1,1000,1000,1000,0,0,0,0,0,0,0,0,0,0,0,0,0,0,0,0,0,0,0,0,0,0,0,0,0,0,0]
["Instantaneous Hot Water System",3.120505212606187,3.5956901935519099,null,28168.137989825686,20,null,74175,null,null,1,1000,1000,1000,0,0,0,0,0,0,0,0,0,0,0,0,0,0,0,0,0,0,0,0,0,0,0,0,0,0,0]
["Instantaneous Hot Water System",0.37603835657765833,0.39237178723803384,null,3380.1765587790869,20,null,8901,null,null,1,1000,1000,1000,0,0,0,0,0,0,0,0,0,0,0,0,0,0,0,0,0,0,0,0,0,0,0,0,0,0,0]
["Instantaneous Hot Water System",2.3403789094546434,2.6967676451639364,null,21126.103492369293,20,null,59340,null,null,1,1000,1000,1000,0,0,0,0,0,0,0,0,0,0,0,0,0,0,0,0,0,0,0,0,0,0,0,0,0,0,0]
["Instantaneous Hot Water System",0.32505262631314502,0.37455106182832459,null,2934.1810406068471,20,null,8901,null,null,1,1000,1000,1000,0,0,0,0,0,0,0,0,0,0,0,0,0,0,0,0,0,0,0,0,0,0,0,0,0,0,0]
["Instantaneous Hot Water System",0.13056887381168689,0.13624020390209504,null,1173.6724162427381,20,null,5934,null,null,1,1000,1000,1000,0,0,0,0,0,0,0,0,0,0,0,0,0,0,0,0,0,0,0,0,0,0,0,0,0,0,0]
["Instantaneous Hot Water System",0.23267373313242642,0.24278004335353376,null,2091.4842457445629,20,null,8901,null,null,1,1000,1000,1000,0,0,0,0,0,0,0,0,0,0,0,0,0,0,0,0,0,0,0,0,0,0,0,0,0,0,0]
["Instantaneous Hot Water System",1.625298753771345E-2,1.8727963558333265E-2,null,146.71226757120849,20,null,2967,null,null,1,1000,1000,1000,0,0,0,0,0,0,0,0,0,0,0,0,0,0,0,0,0,0,0,0,0,0,0,0,0,0,0]
["Instantaneous Hot Water System",7.8012630315154916E-2,8.9892254838798022E-2,null,704.20344974564432,20,null,2967,null,null,1,1000,1000,1000,0,0,0,0,0,0,0,0,0,0,0,0,0,0,0,0,0,0,0,0,0,0,0,0,0,0,0]
["Solar Water Heater",0.3855602767495066,5.4130413755103628E-2,null,5158.5545406191659,15,null,6767,null,null,1,1000,1000,1000,0,0,0,0,0,0,0,0,0,0,0,0,0,0,0,0,0,0,0,0,0,0,0,0,0,0,0]
["Solar Water Heater",8.8678863652386521,1.2449995163673835,null,118646.75443424082,15,null,67670,null,null,1,1000,1000,1000,0,0,0,0,0,0,0,0,0,0,0,0,0,0,0,0,0,0,0,0,0,0,0,0,0,0,0]
["Solar Water Heater",0.77112055349901321,0.10826082751020726,null,10317.109081238332,15,null,6767,null,null,1,1000,1000,1000,0,0,0,0,0,0,0,0,0,0,0,0,0,0,0,0,0,0,0,0,0,0,0,0,0,0,0]
["Solar Water Heater",0.51408036899934206,7.2173885006804828E-2,null,6878.0727208255539,15,null,6767,null,null,1,1000,1000,1000,0,0,0,0,0,0,0,0,0,0,0,0,0,0,0,0,0,0,0,0,0,0,0,0,0,0,0]
["Solar Water Heater",15.5509311622301,2.1832600214558462,null,208061.69980497303,15,null,101505,null,null,1,1000,1000,1000,0,0,0,0,0,0,0,0,0,0,0,0,0,0,0,0,0,0,0,0,0,0,0,0,0,0,0]
["Solar Water Heater",30.844822139960524,4.3304331004082899,null,412684.36324953323,15,null,169175,null,null,1,1000,1000,1000,0,0,0,0,0,0,0,0,0,0,0,0,0,0,0,0,0,0,0,0,0,0,0,0,0,0,0]
["Solar Water Heater",3.7013786567952636,0.51965197204899483,null,49522.123589943993,15,null,20301,null,null,1,1000,1000,1000,0,0,0,0,0,0,0,0,0,0,0,0,0,0,0,0,0,0,0,0,0,0,0,0,0,0,0]
["Solar Water Heater",23.133616604970392,3.2478248253062172,null,309513.27243714989,15,null,135340,null,null,1,1000,1000,1000,0,0,0,0,0,0,0,0,0,0,0,0,0,0,0,0,0,0,0,0,0,0,0,0,0,0,0]
["Solar Water Heater",3.2130023062458877,0.45108678129253016,null,42987.954505159709,15,null,20301,null,null,1,1000,1000,1000,0,0,0,0,0,0,0,0,0,0,0,0,0,0,0,0,0,0,0,0,0,0,0,0,0,0,0]
["Solar Water Heater",1.2852009224983556,0.18043471251701212,null,17195.181802063889,15,null,13534,null,null,1,1000,1000,1000,0,0,0,0,0,0,0,0,0,0,0,0,0,0,0,0,0,0,0,0,0,0,0,0,0,0,0]
["Solar Water Heater",2.290228043892069,0.32153465770531553,null,30641.813971277843,15,null,20301,null,null,1,1000,1000,1000,0,0,0,0,0,0,0,0,0,0,0,0,0,0,0,0,0,0,0,0,0,0,0,0,0,0,0]
["Solar Water Heater",0.1606536364107122,2.2554833406304636E-2,null,2149.4448353451144,15,null,6767,null,null,1,1000,1000,1000,0,0,0,0,0,0,0,0,0,0,0,0,0,0,0,0,0,0,0,0,0,0,0,0,0,0,0]
["Solar Water Heater",0.77112055349901321,0.10826082751020726,null,10317.109081238332,15,null,6767,null,null,1,1000,1000,1000,0,0,0,0,0,0,0,0,0,0,0,0,0,0,0,0,0,0,0,0,0,0,0,0,0,0,0]
["Solar Water Heater",0.3855602767495066,5.4130413755103628E-2,null,5158.5545406191659,15,null,6767,null,null,1,1000,1000,1000,0,0,0,0,0,0,0,0,0,0,0,0,0,0,0,0,0,0,0,0,0,0,0,0,0,0,0]
["Solar Water Heater",8.8678863652386521,1.2449995163673835,null,118646.75443424082,15,null,67670,null,null,1,1000,1000,1000,0,0,0,0,0,0,0,0,0,0,0,0,0,0,0,0,0,0,0,0,0,0,0,0,0,0,0]
["Solar Water Heater",0.77112055349901321,0.10826082751020726,null,10317.109081238332,15,null,6767,null,null,1,1000,1000,1000,0,0,0,0,0,0,0,0,0,0,0,0,0,0,0,0,0,0,0,0,0,0,0,0,0,0,0]
["Solar Water Heater",0.51408036899934206,7.2173885006804828E-2,null,6878.0727208255539,15,null,6767,null,null,1,1000,1000,1000,0,0,0,0,0,0,0,0,0,0,0,0,0,0,0,0,0,0,0,0,0,0,0,0,0,0,0]
["Solar Water Heater",15.5509311622301,2.1832600214558462,null,208061.69980497303,15,null,101505,null,null,1,1000,1000,1000,0,0,0,0,0,0,0,0,0,0,0,0,0,0,0,0,0,0,0,0,0,0,0,0,0,0,0]
["Solar Water Heater",30.844822139960524,4.3304331004082899,null,412684.36324953323,15,null,169175,null,null,1,1000,1000,1000,0,0,0,0,0,0,0,0,0,0,0,0,0,0,0,0,0,0,0,0,0,0,0,0,0,0,0]
["Solar Water Heater",3.7013786567952636,0.51965197204899483,null,49522.123589943993,15,null,20301,null,null,1,1000,1000,1000,0,0,0,0,0,0,0,0,0,0,0,0,0,0,0,0,0,0,0,0,0,0,0,0,0,0,0]
["Solar Water Heater",23.133616604970392,3.2478248253062172,null,309513.27243714989,15,null,135340,null,null,1,1000,1000,1000,0,0,0,0,0,0,0,0,0,0,0,0,0,0,0,0,0,0,0,0,0,0,0,0,0,0,0]
["Solar Water Heater",3.2130023062458877,0.45108678129253016,null,42987.954505159709,15,null,20301,null,null,1,1000,1000,1000,0,0,0,0,0,0,0,0,0,0,0,0,0,0,0,0,0,0,0,0,0,0,0,0,0,0,0]
["Solar Water Heater",1.2852009224983556,0.18043471251701212,null,17195.181802063889,15,null,13534,null,null,1,1000,1000,1000,0,0,0,0,0,0,0,0,0,0,0,0,0,0,0,0,0,0,0,0,0,0,0,0,0,0,0]
["Solar Water Heater",2.290228043892069,0.32153465770531553,null,30641.813971277843,15,null,20301,null,null,1,1000,1000,1000,0,0,0,0,0,0,0,0,0,0,0,0,0,0,0,0,0,0,0,0,0,0,0,0,0,0,0]
["Solar Water Heater",0.1606536364107122,2.2554833406304636E-2,null,2149.4448353451144,15,null,6767,null,null,1,1000,1000,1000,0,0,0,0,0,0,0,0,0,0,0,0,0,0,0,0,0,0,0,0,0,0,0,0,0,0,0]
["Solar Water Heater",0.77112055349901321,0.10826082751020726,null,10317.109081238332,15,null,6767,null,null,1,1000,1000,1000,0,0,0,0,0,0,0,0,0,0,0,0,0,0,0,0,0,0,0,0,0,0,0,0,0,0,0]
["CFL - 15W Flood",0,0,null,200.9,7.8,null,3.9199999999999995,null,null,1,1000,1000,1000,0,0,0,0,0,0,0,0,0,0,0,0,0,0,0,0,0,0,0,0,0,0,0,0,0,0,0]
["CFL - 15W Flood",0,0,null,200.9,7.8,null,3.9199999999999995,null,null,1,1000,1000,1000,0,0,0,0,0,0,0,0,0,0,0,0,0,0,0,0,0,0,0,0,0,0,0,0,0,0,0]
["CFL - 15W Flood",0,0,null,200.9,7.8,null,3.9199999999999995,null,null,1,1000,1000,1000,0,0,0,0,0,0,0,0,0,0,0,0,0,0,0,0,0,0,0,0,0,0,0,0,0,0,0]
["CFL - 15W Flood",0,0,null,200.9,7.8,null,3.9199999999999995,null,null,1,1000,1000,1000,0,0,0,0,0,0,0,0,0,0,0,0,0,0,0,0,0,0,0,0,0,0,0,0,0,0,0]
["CFL - 15W Flood",0,0,null,200.9,7.8,null,3.9199999999999995,null,null,1,1000,1000,1000,0,0,0,0,0,0,0,0,0,0,0,0,0,0,0,0,0,0,0,0,0,0,0,0,0,0,0]
["CFL - 15W Flood",0,0,null,200.9,7.8,null,3.9199999999999995,null,null,1,1000,1000,1000,0,0,0,0,0,0,0,0,0,0,0,0,0,0,0,0,0,0,0,0,0,0,0,0,0,0,0]
["CFL - 15W Flood",0,0,null,200.9,7.8,null,3.9199999999999995,null,null,1,1000,1000,1000,0,0,0,0,0,0,0,0,0,0,0,0,0,0,0,0,0,0,0,0,0,0,0,0,0,0,0]
["CFL - 15W Flood",0,0,null,200.9,7.8,null,3.9199999999999995,null,null,1,1000,1000,1000,0,0,0,0,0,0,0,0,0,0,0,0,0,0,0,0,0,0,0,0,0,0,0,0,0,0,0]
["CFL - 15W Flood",0,0,null,200.9,7.8,null,3.9199999999999995,null,null,1,1000,1000,1000,0,0,0,0,0,0,0,0,0,0,0,0,0,0,0,0,0,0,0,0,0,0,0,0,0,0,0]
["CFL - 15W Flood",0,0,null,200.9,7.8,null,3.9199999999999995,null,null,1,1000,1000,1000,0,0,0,0,0,0,0,0,0,0,0,0,0,0,0,0,0,0,0,0,0,0,0,0,0,0,0]
["CFL - 15W Flood",0,0,null,200.9,7.8,null,3.9199999999999995,null,null,1,1000,1000,1000,0,0,0,0,0,0,0,0,0,0,0,0,0,0,0,0,0,0,0,0,0,0,0,0,0,0,0]
["CFL - 15W Flood",0,0,null,200.9,7.8,null,3.9199999999999995,null,null,1,1000,1000,1000,0,0,0,0,0,0,0,0,0,0,0,0,0,0,0,0,0,0,0,0,0,0,0,0,0,0,0]
["CFL - 15W Flood",0,0,null,200.9,7.8,null,3.9199999999999995,null,null,1,1000,1000,1000,0,0,0,0,0,0,0,0,0,0,0,0,0,0,0,0,0,0,0,0,0,0,0,0,0,0,0]
["CFL - 15W Flood",0,0,null,200.9,7.8,null,3.9199999999999995,null,null,1,1000,1000,1000,0,0,0,0,0,0,0,0,0,0,0,0,0,0,0,0,0,0,0,0,0,0,0,0,0,0,0]
["CFL - 15W Flood",0,0,null,200.9,7.8,null,3.9199999999999995,null,null,1,1000,1000,1000,0,0,0,0,0,0,0,0,0,0,0,0,0,0,0,0,0,0,0,0,0,0,0,0,0,0,0]
["CFL - 15W Flood",0,0,null,200.9,7.8,null,3.9199999999999995,null,null,1,1000,1000,1000,0,0,0,0,0,0,0,0,0,0,0,0,0,0,0,0,0,0,0,0,0,0,0,0,0,0,0]
["CFL - 15W Flood",0,0,null,200.9,7.8,null,3.9199999999999995,null,null,1,1000,1000,1000,0,0,0,0,0,0,0,0,0,0,0,0,0,0,0,0,0,0,0,0,0,0,0,0,0,0,0]
["CFL - 15W Flood",0,0,null,200.9,7.8,null,3.9199999999999995,null,null,1,1000,1000,1000,0,0,0,0,0,0,0,0,0,0,0,0,0,0,0,0,0,0,0,0,0,0,0,0,0,0,0]
["CFL - 15W Flood",0,0,null,200.9,7.8,null,3.9199999999999995,null,null,1,1000,1000,1000,0,0,0,0,0,0,0,0,0,0,0,0,0,0,0,0,0,0,0,0,0,0,0,0,0,0,0]
["CFL - 15W Flood",0,0,null,200.9,7.8,null,3.9199999999999995,null,null,1,1000,1000,1000,0,0,0,0,0,0,0,0,0,0,0,0,0,0,0,0,0,0,0,0,0,0,0,0,0,0,0]
["CFL - 15W Flood",0,0,null,200.9,7.8,null,3.9199999999999995,null,null,1,1000,1000,1000,0,0,0,0,0,0,0,0,0,0,0,0,0,0,0,0,0,0,0,0,0,0,0,0,0,0,0]
["CFL - 15W Flood",0,0,null,200.9,7.8,null,3.9199999999999995,null,null,1,1000,1000,1000,0,0,0,0,0,0,0,0,0,0,0,0,0,0,0,0,0,0,0,0,0,0,0,0,0,0,0]
["CFL - 15W Flood",0,0,null,200.9,7.8,null,3.9199999999999995,null,null,1,1000,1000,1000,0,0,0,0,0,0,0,0,0,0,0,0,0,0,0,0,0,0,0,0,0,0,0,0,0,0,0]
["CFL - 15W Flood",0,0,null,200.9,7.8,null,3.9199999999999995,null,null,1,1000,1000,1000,0,0,0,0,0,0,0,0,0,0,0,0,0,0,0,0,0,0,0,0,0,0,0,0,0,0,0]
["CFL - 15W Flood",0,0,null,200.9,7.8,null,3.9199999999999995,null,null,1,1000,1000,1000,0,0,0,0,0,0,0,0,0,0,0,0,0,0,0,0,0,0,0,0,0,0,0,0,0,0,0]
["CFL - 15W Flood",0,0,null,200.9,7.8,null,3.9199999999999995,null,null,1,1000,1000,1000,0,0,0,0,0,0,0,0,0,0,0,0,0,0,0,0,0,0,0,0,0,0,0,0,0,0,0]
["High Efficiency HID Lighting",0,0,null,484.16899999999998,13,null,193.44,null,null,1,1000,1000,1000,0,0,0,0,0,0,0,0,0,0,0,0,0,0,0,0,0,0,0,0,0,0,0,0,0,0,0]
["High Efficiency HID Lighting",0,0,null,484.16899999999998,13,null,193.44,null,null,1,1000,1000,1000,0,0,0,0,0,0,0,0,0,0,0,0,0,0,0,0,0,0,0,0,0,0,0,0,0,0,0]
["High Efficiency HID Lighting",0,0,null,484.16899999999998,13,null,193.44,null,null,1,1000,1000,1000,0,0,0,0,0,0,0,0,0,0,0,0,0,0,0,0,0,0,0,0,0,0,0,0,0,0,0]
["High Efficiency HID Lighting",0,0,null,484.16899999999998,13,null,193.44,null,null,1,1000,1000,1000,0,0,0,0,0,0,0,0,0,0,0,0,0,0,0,0,0,0,0,0,0,0,0,0,0,0,0]
["High Efficiency HID Lighting",0,0,null,484.16899999999998,13,null,193.44,null,null,1,1000,1000,1000,0,0,0,0,0,0,0,0,0,0,0,0,0,0,0,0,0,0,0,0,0,0,0,0,0,0,0]
["High Efficiency HID Lighting",0,0,null,484.16899999999998,13,null,193.44,null,null,1,1000,1000,1000,0,0,0,0,0,0,0,0,0,0,0,0,0,0,0,0,0,0,0,0,0,0,0,0,0,0,0]
["High Efficiency HID Lighting",0,0,null,484.16899999999998,13,null,193.44,null,null,1,1000,1000,1000,0,0,0,0,0,0,0,0,0,0,0,0,0,0,0,0,0,0,0,0,0,0,0,0,0,0,0]
["High Efficiency HID Lighting",0,0,null,484.16899999999998,13,null,193.44,null,null,1,1000,1000,1000,0,0,0,0,0,0,0,0,0,0,0,0,0,0,0,0,0,0,0,0,0,0,0,0,0,0,0]
["High Efficiency HID Lighting",0,0,null,484.16899999999998,13,null,193.44,null,null,1,1000,1000,1000,0,0,0,0,0,0,0,0,0,0,0,0,0,0,0,0,0,0,0,0,0,0,0,0,0,0,0]
["High Efficiency HID Lighting",0,0,null,484.16899999999998,13,null,193.44,null,null,1,1000,1000,1000,0,0,0,0,0,0,0,0,0,0,0,0,0,0,0,0,0,0,0,0,0,0,0,0,0,0,0]
["High Efficiency HID Lighting",0,0,null,484.16899999999998,13,null,193.44,null,null,1,1000,1000,1000,0,0,0,0,0,0,0,0,0,0,0,0,0,0,0,0,0,0,0,0,0,0,0,0,0,0,0]
["High Efficiency HID Lighting",0,0,null,484.16899999999998,13,null,193.44,null,null,1,1000,1000,1000,0,0,0,0,0,0,0,0,0,0,0,0,0,0,0,0,0,0,0,0,0,0,0,0,0,0,0]
["High Efficiency HID Lighting",0,0,null,484.16899999999998,13,null,193.44,null,null,1,1000,1000,1000,0,0,0,0,0,0,0,0,0,0,0,0,0,0,0,0,0,0,0,0,0,0,0,0,0,0,0]
["High Efficiency HID Lighting",0,0,null,484.16899999999998,13,null,193.44,null,null,1,1000,1000,1000,0,0,0,0,0,0,0,0,0,0,0,0,0,0,0,0,0,0,0,0,0,0,0,0,0,0,0]
["High Efficiency HID Lighting",0,0,null,484.16899999999998,13,null,193.44,null,null,1,1000,1000,1000,0,0,0,0,0,0,0,0,0,0,0,0,0,0,0,0,0,0,0,0,0,0,0,0,0,0,0]
["High Efficiency HID Lighting",0,0,null,484.16899999999998,13,null,193.44,null,null,1,1000,1000,1000,0,0,0,0,0,0,0,0,0,0,0,0,0,0,0,0,0,0,0,0,0,0,0,0,0,0,0]
["High Efficiency HID Lighting",0,0,null,484.16899999999998,13,null,193.44,null,null,1,1000,1000,1000,0,0,0,0,0,0,0,0,0,0,0,0,0,0,0,0,0,0,0,0,0,0,0,0,0,0,0]
["High Efficiency HID Lighting",0,0,null,484.16899999999998,13,null,193.44,null,null,1,1000,1000,1000,0,0,0,0,0,0,0,0,0,0,0,0,0,0,0,0,0,0,0,0,0,0,0,0,0,0,0]
["High Efficiency HID Lighting",0,0,null,484.16899999999998,13,null,193.44,null,null,1,1000,1000,1000,0,0,0,0,0,0,0,0,0,0,0,0,0,0,0,0,0,0,0,0,0,0,0,0,0,0,0]
["High Efficiency HID Lighting",0,0,null,484.16899999999998,13,null,193.44,null,null,1,1000,1000,1000,0,0,0,0,0,0,0,0,0,0,0,0,0,0,0,0,0,0,0,0,0,0,0,0,0,0,0]
["High Efficiency HID Lighting",0,0,null,484.16899999999998,13,null,193.44,null,null,1,1000,1000,1000,0,0,0,0,0,0,0,0,0,0,0,0,0,0,0,0,0,0,0,0,0,0,0,0,0,0,0]
["High Efficiency HID Lighting",0,0,null,484.16899999999998,13,null,193.44,null,null,1,1000,1000,1000,0,0,0,0,0,0,0,0,0,0,0,0,0,0,0,0,0,0,0,0,0,0,0,0,0,0,0]
["High Efficiency HID Lighting",0,0,null,484.16899999999998,13,null,193.44,null,null,1,1000,1000,1000,0,0,0,0,0,0,0,0,0,0,0,0,0,0,0,0,0,0,0,0,0,0,0,0,0,0,0]
["High Efficiency HID Lighting",0,0,null,484.16899999999998,13,null,193.44,null,null,1,1000,1000,1000,0,0,0,0,0,0,0,0,0,0,0,0,0,0,0,0,0,0,0,0,0,0,0,0,0,0,0]
["High Efficiency HID Lighting",0,0,null,484.16899999999998,13,null,193.44,null,null,1,1000,1000,1000,0,0,0,0,0,0,0,0,0,0,0,0,0,0,0,0,0,0,0,0,0,0,0,0,0,0,0]
["High Efficiency HID Lighting",0,0,null,484.16899999999998,13,null,193.44,null,null,1,1000,1000,1000,0,0,0,0,0,0,0,0,0,0,0,0,0,0,0,0,0,0,0,0,0,0,0,0,0,0,0]
["LED - 9W Flood",0,0,null,225.00800000000001,15,null,3.14,null,null,1,1000,1000,1000,0,0,0,0,0,0,0,0,0,0,0,0,0,0,0,0,0,0,0,0,0,0,0,0,0,0,0]
["LED - 9W Flood",0,0,null,225.00800000000001,15,null,3.14,null,null,1,1000,1000,1000,0,0,0,0,0,0,0,0,0,0,0,0,0,0,0,0,0,0,0,0,0,0,0,0,0,0,0]
["LED - 9W Flood",0,0,null,225.00800000000001,15,null,3.14,null,null,1,1000,1000,1000,0,0,0,0,0,0,0,0,0,0,0,0,0,0,0,0,0,0,0,0,0,0,0,0,0,0,0]
["LED - 9W Flood",0,0,null,225.00800000000001,15,null,3.14,null,null,1,1000,1000,1000,0,0,0,0,0,0,0,0,0,0,0,0,0,0,0,0,0,0,0,0,0,0,0,0,0,0,0]
["LED - 9W Flood",0,0,null,225.00800000000001,15,null,3.14,null,null,1,1000,1000,1000,0,0,0,0,0,0,0,0,0,0,0,0,0,0,0,0,0,0,0,0,0,0,0,0,0,0,0]
["LED - 9W Flood",0,0,null,225.00800000000001,15,null,3.14,null,null,1,1000,1000,1000,0,0,0,0,0,0,0,0,0,0,0,0,0,0,0,0,0,0,0,0,0,0,0,0,0,0,0]
["LED - 9W Flood",0,0,null,225.00800000000001,15,null,3.14,null,null,1,1000,1000,1000,0,0,0,0,0,0,0,0,0,0,0,0,0,0,0,0,0,0,0,0,0,0,0,0,0,0,0]
["LED - 9W Flood",0,0,null,225.00800000000001,15,null,3.14,null,null,1,1000,1000,1000,0,0,0,0,0,0,0,0,0,0,0,0,0,0,0,0,0,0,0,0,0,0,0,0,0,0,0]
["LED - 9W Flood",0,0,null,225.00800000000001,15,null,3.14,null,null,1,1000,1000,1000,0,0,0,0,0,0,0,0,0,0,0,0,0,0,0,0,0,0,0,0,0,0,0,0,0,0,0]
["LED - 9W Flood",0,0,null,225.00800000000001,15,null,3.14,null,null,1,1000,1000,1000,0,0,0,0,0,0,0,0,0,0,0,0,0,0,0,0,0,0,0,0,0,0,0,0,0,0,0]
["LED - 9W Flood",0,0,null,225.00800000000001,15,null,3.14,null,null,1,1000,1000,1000,0,0,0,0,0,0,0,0,0,0,0,0,0,0,0,0,0,0,0,0,0,0,0,0,0,0,0]
["LED - 9W Flood",0,0,null,225.00800000000001,15,null,3.14,null,null,1,1000,1000,1000,0,0,0,0,0,0,0,0,0,0,0,0,0,0,0,0,0,0,0,0,0,0,0,0,0,0,0]
["LED - 9W Flood",0,0,null,225.00800000000001,15,null,3.14,null,null,1,1000,1000,1000,0,0,0,0,0,0,0,0,0,0,0,0,0,0,0,0,0,0,0,0,0,0,0,0,0,0,0]
["LED - 9W Flood",0,0,null,225.00800000000001,15,null,3.14,null,null,1,1000,1000,1000,0,0,0,0,0,0,0,0,0,0,0,0,0,0,0,0,0,0,0,0,0,0,0,0,0,0,0]
["LED - 9W Flood",0,0,null,225.00800000000001,15,null,3.14,null,null,1,1000,1000,1000,0,0,0,0,0,0,0,0,0,0,0,0,0,0,0,0,0,0,0,0,0,0,0,0,0,0,0]
["LED - 9W Flood",0,0,null,225.00800000000001,15,null,3.14,null,null,1,1000,1000,1000,0,0,0,0,0,0,0,0,0,0,0,0,0,0,0,0,0,0,0,0,0,0,0,0,0,0,0]
["LED - 9W Flood",0,0,null,225.00800000000001,15,null,3.14,null,null,1,1000,1000,1000,0,0,0,0,0,0,0,0,0,0,0,0,0,0,0,0,0,0,0,0,0,0,0,0,0,0,0]
["LED - 9W Flood",0,0,null,225.00800000000001,15,null,3.14,null,null,1,1000,1000,1000,0,0,0,0,0,0,0,0,0,0,0,0,0,0,0,0,0,0,0,0,0,0,0,0,0,0,0]
["LED - 9W Flood",0,0,null,225.00800000000001,15,null,3.14,null,null,1,1000,1000,1000,0,0,0,0,0,0,0,0,0,0,0,0,0,0,0,0,0,0,0,0,0,0,0,0,0,0,0]
["LED - 9W Flood",0,0,null,225.00800000000001,15,null,3.14,null,null,1,1000,1000,1000,0,0,0,0,0,0,0,0,0,0,0,0,0,0,0,0,0,0,0,0,0,0,0,0,0,0,0]
["LED - 9W Flood",0,0,null,225.00800000000001,15,null,3.14,null,null,1,1000,1000,1000,0,0,0,0,0,0,0,0,0,0,0,0,0,0,0,0,0,0,0,0,0,0,0,0,0,0,0]
["LED - 9W Flood",0,0,null,225.00800000000001,15,null,3.14,null,null,1,1000,1000,1000,0,0,0,0,0,0,0,0,0,0,0,0,0,0,0,0,0,0,0,0,0,0,0,0,0,0,0]
["LED - 9W Flood",0,0,null,225.00800000000001,15,null,3.14,null,null,1,1000,1000,1000,0,0,0,0,0,0,0,0,0,0,0,0,0,0,0,0,0,0,0,0,0,0,0,0,0,0,0]
["LED - 9W Flood",0,0,null,225.00800000000001,15,null,3.14,null,null,1,1000,1000,1000,0,0,0,0,0,0,0,0,0,0,0,0,0,0,0,0,0,0,0,0,0,0,0,0,0,0,0]
["LED - 9W Flood",0,0,null,225.00800000000001,15,null,3.14,null,null,1,1000,1000,1000,0,0,0,0,0,0,0,0,0,0,0,0,0,0,0,0,0,0,0,0,0,0,0,0,0,0,0]
["LED - 9W Flood",0,0,null,225.00800000000001,15,null,3.14,null,null,1,1000,1000,1000,0,0,0,0,0,0,0,0,0,0,0,0,0,0,0,0,0,0,0,0,0,0,0,0,0,0,0]
["LED Display Lighting (Exterior)",0,0,null,377.69200000000001,15,null,35,null,null,1,1000,1000,1000,0,0,0,0,0,0,0,0,0,0,0,0,0,0,0,0,0,0,0,0,0,0,0,0,0,0,0]
["LED Display Lighting (Exterior)",0,0,null,377.69200000000001,15,null,35,null,null,1,1000,1000,1000,0,0,0,0,0,0,0,0,0,0,0,0,0,0,0,0,0,0,0,0,0,0,0,0,0,0,0]
["LED Display Lighting (Exterior)",0,0,null,377.69200000000001,15,null,35,null,null,1,1000,1000,1000,0,0,0,0,0,0,0,0,0,0,0,0,0,0,0,0,0,0,0,0,0,0,0,0,0,0,0]
["LED Display Lighting (Exterior)",0,0,null,377.69200000000001,15,null,35,null,null,1,1000,1000,1000,0,0,0,0,0,0,0,0,0,0,0,0,0,0,0,0,0,0,0,0,0,0,0,0,0,0,0]
["LED Display Lighting (Exterior)",0,0,null,377.69200000000001,15,null,35,null,null,1,1000,1000,1000,0,0,0,0,0,0,0,0,0,0,0,0,0,0,0,0,0,0,0,0,0,0,0,0,0,0,0]
["LED Display Lighting (Exterior)",0,0,null,377.69200000000001,15,null,35,null,null,1,1000,1000,1000,0,0,0,0,0,0,0,0,0,0,0,0,0,0,0,0,0,0,0,0,0,0,0,0,0,0,0]
["LED Display Lighting (Exterior)",0,0,null,377.69200000000001,15,null,35,null,null,1,1000,1000,1000,0,0,0,0,0,0,0,0,0,0,0,0,0,0,0,0,0,0,0,0,0,0,0,0,0,0,0]
["LED Display Lighting (Exterior)",0,0,null,377.69200000000001,15,null,35,null,null,1,1000,1000,1000,0,0,0,0,0,0,0,0,0,0,0,0,0,0,0,0,0,0,0,0,0,0,0,0,0,0,0]
["LED Display Lighting (Exterior)",0,0,null,377.69200000000001,15,null,35,null,null,1,1000,1000,1000,0,0,0,0,0,0,0,0,0,0,0,0,0,0,0,0,0,0,0,0,0,0,0,0,0,0,0]
["LED Display Lighting (Exterior)",0,0,null,377.69200000000001,15,null,35,null,null,1,1000,1000,1000,0,0,0,0,0,0,0,0,0,0,0,0,0,0,0,0,0,0,0,0,0,0,0,0,0,0,0]
["LED Display Lighting (Exterior)",0,0,null,377.69200000000001,15,null,35,null,null,1,1000,1000,1000,0,0,0,0,0,0,0,0,0,0,0,0,0,0,0,0,0,0,0,0,0,0,0,0,0,0,0]
["LED Display Lighting (Exterior)",0,0,null,377.69200000000001,15,null,35,null,null,1,1000,1000,1000,0,0,0,0,0,0,0,0,0,0,0,0,0,0,0,0,0,0,0,0,0,0,0,0,0,0,0]
["LED Display Lighting (Exterior)",0,0,null,377.69200000000001,15,null,35,null,null,1,1000,1000,1000,0,0,0,0,0,0,0,0,0,0,0,0,0,0,0,0,0,0,0,0,0,0,0,0,0,0,0]
["LED Display Lighting (Exterior)",0,0,null,377.69200000000001,15,null,35,null,null,1,1000,1000,1000,0,0,0,0,0,0,0,0,0,0,0,0,0,0,0,0,0,0,0,0,0,0,0,0,0,0,0]
["LED Display Lighting (Exterior)",0,0,null,377.69200000000001,15,null,35,null,null,1,1000,1000,1000,0,0,0,0,0,0,0,0,0,0,0,0,0,0,0,0,0,0,0,0,0,0,0,0,0,0,0]
["LED Display Lighting (Exterior)",0,0,null,377.69200000000001,15,null,35,null,null,1,1000,1000,1000,0,0,0,0,0,0,0,0,0,0,0,0,0,0,0,0,0,0,0,0,0,0,0,0,0,0,0]
["LED Display Lighting (Exterior)",0,0,null,377.69200000000001,15,null,35,null,null,1,1000,1000,1000,0,0,0,0,0,0,0,0,0,0,0,0,0,0,0,0,0,0,0,0,0,0,0,0,0,0,0]
["LED Display Lighting (Exterior)",0,0,null,377.69200000000001,15,null,35,null,null,1,1000,1000,1000,0,0,0,0,0,0,0,0,0,0,0,0,0,0,0,0,0,0,0,0,0,0,0,0,0,0,0]
["LED Display Lighting (Exterior)",0,0,null,377.69200000000001,15,null,35,null,null,1,1000,1000,1000,0,0,0,0,0,0,0,0,0,0,0,0,0,0,0,0,0,0,0,0,0,0,0,0,0,0,0]
["LED Display Lighting (Exterior)",0,0,null,377.69200000000001,15,null,35,null,null,1,1000,1000,1000,0,0,0,0,0,0,0,0,0,0,0,0,0,0,0,0,0,0,0,0,0,0,0,0,0,0,0]
["LED Display Lighting (Exterior)",0,0,null,377.69200000000001,15,null,35,null,null,1,1000,1000,1000,0,0,0,0,0,0,0,0,0,0,0,0,0,0,0,0,0,0,0,0,0,0,0,0,0,0,0]
["LED Display Lighting (Exterior)",0,0,null,377.69200000000001,15,null,35,null,null,1,1000,1000,1000,0,0,0,0,0,0,0,0,0,0,0,0,0,0,0,0,0,0,0,0,0,0,0,0,0,0,0]
["LED Display Lighting (Exterior)",0,0,null,377.69200000000001,15,null,35,null,null,1,1000,1000,1000,0,0,0,0,0,0,0,0,0,0,0,0,0,0,0,0,0,0,0,0,0,0,0,0,0,0,0]
["LED Display Lighting (Exterior)",0,0,null,377.69200000000001,15,null,35,null,null,1,1000,1000,1000,0,0,0,0,0,0,0,0,0,0,0,0,0,0,0,0,0,0,0,0,0,0,0,0,0,0,0]
["LED Display Lighting (Exterior)",0,0,null,377.69200000000001,15,null,35,null,null,1,1000,1000,1000,0,0,0,0,0,0,0,0,0,0,0,0,0,0,0,0,0,0,0,0,0,0,0,0,0,0,0]
["LED Display Lighting (Exterior)",0,0,null,377.69200000000001,15,null,35,null,null,1,1000,1000,1000,0,0,0,0,0,0,0,0,0,0,0,0,0,0,0,0,0,0,0,0,0,0,0,0,0,0,0]
["LED Exterior Lighting",0,0,null,763.42000000000007,13,null,287,null,null,1,1000,1000,1000,0,0,0,0,0,0,0,0,0,0,0,0,0,0,0,0,0,0,0,0,0,0,0,0,0,0,0]
["LED Exterior Lighting",0,0,null,763.42000000000007,13,null,287,null,null,1,1000,1000,1000,0,0,0,0,0,0,0,0,0,0,0,0,0,0,0,0,0,0,0,0,0,0,0,0,0,0,0]
["LED Exterior Lighting",0,0,null,763.42000000000007,13,null,287,null,null,1,1000,1000,1000,0,0,0,0,0,0,0,0,0,0,0,0,0,0,0,0,0,0,0,0,0,0,0,0,0,0,0]
["LED Exterior Lighting",0,0,null,763.42000000000007,13,null,287,null,null,1,1000,1000,1000,0,0,0,0,0,0,0,0,0,0,0,0,0,0,0,0,0,0,0,0,0,0,0,0,0,0,0]
["LED Exterior Lighting",0,0,null,763.42000000000007,13,null,287,null,null,1,1000,1000,1000,0,0,0,0,0,0,0,0,0,0,0,0,0,0,0,0,0,0,0,0,0,0,0,0,0,0,0]
["LED Exterior Lighting",0,0,null,763.42000000000007,13,null,287,null,null,1,1000,1000,1000,0,0,0,0,0,0,0,0,0,0,0,0,0,0,0,0,0,0,0,0,0,0,0,0,0,0,0]
["LED Exterior Lighting",0,0,null,763.42000000000007,13,null,287,null,null,1,1000,1000,1000,0,0,0,0,0,0,0,0,0,0,0,0,0,0,0,0,0,0,0,0,0,0,0,0,0,0,0]
["LED Exterior Lighting",0,0,null,763.42000000000007,13,null,287,null,null,1,1000,1000,1000,0,0,0,0,0,0,0,0,0,0,0,0,0,0,0,0,0,0,0,0,0,0,0,0,0,0,0]
["LED Exterior Lighting",0,0,null,763.42000000000007,13,null,287,null,null,1,1000,1000,1000,0,0,0,0,0,0,0,0,0,0,0,0,0,0,0,0,0,0,0,0,0,0,0,0,0,0,0]
["LED Exterior Lighting",0,0,null,763.42000000000007,13,null,287,null,null,1,1000,1000,1000,0,0,0,0,0,0,0,0,0,0,0,0,0,0,0,0,0,0,0,0,0,0,0,0,0,0,0]
["LED Exterior Lighting",0,0,null,763.42000000000007,13,null,287,null,null,1,1000,1000,1000,0,0,0,0,0,0,0,0,0,0,0,0,0,0,0,0,0,0,0,0,0,0,0,0,0,0,0]
["LED Exterior Lighting",0,0,null,763.42000000000007,13,null,287,null,null,1,1000,1000,1000,0,0,0,0,0,0,0,0,0,0,0,0,0,0,0,0,0,0,0,0,0,0,0,0,0,0,0]
["LED Exterior Lighting",0,0,null,763.42000000000007,13,null,287,null,null,1,1000,1000,1000,0,0,0,0,0,0,0,0,0,0,0,0,0,0,0,0,0,0,0,0,0,0,0,0,0,0,0]
["LED Exterior Lighting",0,0,null,763.42000000000007,13,null,287,null,null,1,1000,1000,1000,0,0,0,0,0,0,0,0,0,0,0,0,0,0,0,0,0,0,0,0,0,0,0,0,0,0,0]
["LED Exterior Lighting",0,0,null,763.42000000000007,13,null,287,null,null,1,1000,1000,1000,0,0,0,0,0,0,0,0,0,0,0,0,0,0,0,0,0,0,0,0,0,0,0,0,0,0,0]
["LED Exterior Lighting",0,0,null,763.42000000000007,13,null,287,null,null,1,1000,1000,1000,0,0,0,0,0,0,0,0,0,0,0,0,0,0,0,0,0,0,0,0,0,0,0,0,0,0,0]
["LED Exterior Lighting",0,0,null,763.42000000000007,13,null,287,null,null,1,1000,1000,1000,0,0,0,0,0,0,0,0,0,0,0,0,0,0,0,0,0,0,0,0,0,0,0,0,0,0,0]
["LED Exterior Lighting",0,0,null,763.42000000000007,13,null,287,null,null,1,1000,1000,1000,0,0,0,0,0,0,0,0,0,0,0,0,0,0,0,0,0,0,0,0,0,0,0,0,0,0,0]
["LED Exterior Lighting",0,0,null,763.42000000000007,13,null,287,null,null,1,1000,1000,1000,0,0,0,0,0,0,0,0,0,0,0,0,0,0,0,0,0,0,0,0,0,0,0,0,0,0,0]
["LED Exterior Lighting",0,0,null,763.42000000000007,13,null,287,null,null,1,1000,1000,1000,0,0,0,0,0,0,0,0,0,0,0,0,0,0,0,0,0,0,0,0,0,0,0,0,0,0,0]
["LED Exterior Lighting",0,0,null,763.42000000000007,13,null,287,null,null,1,1000,1000,1000,0,0,0,0,0,0,0,0,0,0,0,0,0,0,0,0,0,0,0,0,0,0,0,0,0,0,0]
["LED Exterior Lighting",0,0,null,763.42000000000007,13,null,287,null,null,1,1000,1000,1000,0,0,0,0,0,0,0,0,0,0,0,0,0,0,0,0,0,0,0,0,0,0,0,0,0,0,0]
["LED Exterior Lighting",0,0,null,763.42000000000007,13,null,287,null,null,1,1000,1000,1000,0,0,0,0,0,0,0,0,0,0,0,0,0,0,0,0,0,0,0,0,0,0,0,0,0,0,0]
["LED Exterior Lighting",0,0,null,763.42000000000007,13,null,287,null,null,1,1000,1000,1000,0,0,0,0,0,0,0,0,0,0,0,0,0,0,0,0,0,0,0,0,0,0,0,0,0,0,0]
["LED Exterior Lighting",0,0,null,763.42000000000007,13,null,287,null,null,1,1000,1000,1000,0,0,0,0,0,0,0,0,0,0,0,0,0,0,0,0,0,0,0,0,0,0,0,0,0,0,0]
["LED Exterior Lighting",0,0,null,763.42000000000007,13,null,287,null,null,1,1000,1000,1000,0,0,0,0,0,0,0,0,0,0,0,0,0,0,0,0,0,0,0,0,0,0,0,0,0,0,0]
["LED Parking Lighting",0,0,null,3375.12,18,null,161.84999999999997,null,null,1,1000,1000,1000,0,0,0,0,0,0,0,0,0,0,0,0,0,0,0,0,0,0,0,0,0,0,0,0,0,0,0]
["LED Parking Lighting",0,0,null,3375.12,18,null,161.84999999999997,null,null,1,1000,1000,1000,0,0,0,0,0,0,0,0,0,0,0,0,0,0,0,0,0,0,0,0,0,0,0,0,0,0,0]
["LED Parking Lighting",0,0,null,3375.12,18,null,161.84999999999997,null,null,1,1000,1000,1000,0,0,0,0,0,0,0,0,0,0,0,0,0,0,0,0,0,0,0,0,0,0,0,0,0,0,0]
["LED Parking Lighting",0,0,null,3375.12,18,null,161.84999999999997,null,null,1,1000,1000,1000,0,0,0,0,0,0,0,0,0,0,0,0,0,0,0,0,0,0,0,0,0,0,0,0,0,0,0]
["LED Parking Lighting",0,0,null,3375.12,18,null,161.84999999999997,null,null,1,1000,1000,1000,0,0,0,0,0,0,0,0,0,0,0,0,0,0,0,0,0,0,0,0,0,0,0,0,0,0,0]
["LED Parking Lighting",0,0,null,3375.12,18,null,161.84999999999997,null,null,1,1000,1000,1000,0,0,0,0,0,0,0,0,0,0,0,0,0,0,0,0,0,0,0,0,0,0,0,0,0,0,0]
["LED Parking Lighting",0,0,null,3375.12,18,null,161.84999999999997,null,null,1,1000,1000,1000,0,0,0,0,0,0,0,0,0,0,0,0,0,0,0,0,0,0,0,0,0,0,0,0,0,0,0]
["LED Parking Lighting",0,0,null,3375.12,18,null,161.84999999999997,null,null,1,1000,1000,1000,0,0,0,0,0,0,0,0,0,0,0,0,0,0,0,0,0,0,0,0,0,0,0,0,0,0,0]
["LED Parking Lighting",0,0,null,3375.12,18,null,161.84999999999997,null,null,1,1000,1000,1000,0,0,0,0,0,0,0,0,0,0,0,0,0,0,0,0,0,0,0,0,0,0,0,0,0,0,0]
["LED Parking Lighting",0,0,null,3375.12,18,null,161.84999999999997,null,null,1,1000,1000,1000,0,0,0,0,0,0,0,0,0,0,0,0,0,0,0,0,0,0,0,0,0,0,0,0,0,0,0]
["LED Parking Lighting",0,0,null,3375.12,18,null,161.84999999999997,null,null,1,1000,1000,1000,0,0,0,0,0,0,0,0,0,0,0,0,0,0,0,0,0,0,0,0,0,0,0,0,0,0,0]
["LED Parking Lighting",0,0,null,3375.12,18,null,161.84999999999997,null,null,1,1000,1000,1000,0,0,0,0,0,0,0,0,0,0,0,0,0,0,0,0,0,0,0,0,0,0,0,0,0,0,0]
["LED Parking Lighting",0,0,null,3375.12,18,null,161.84999999999997,null,null,1,1000,1000,1000,0,0,0,0,0,0,0,0,0,0,0,0,0,0,0,0,0,0,0,0,0,0,0,0,0,0,0]
["LED Parking Lighting",0,0,null,3375.12,18,null,161.84999999999997,null,null,1,1000,1000,1000,0,0,0,0,0,0,0,0,0,0,0,0,0,0,0,0,0,0,0,0,0,0,0,0,0,0,0]
["LED Parking Lighting",0,0,null,3375.12,18,null,161.84999999999997,null,null,1,1000,1000,1000,0,0,0,0,0,0,0,0,0,0,0,0,0,0,0,0,0,0,0,0,0,0,0,0,0,0,0]
["LED Parking Lighting",0,0,null,3375.12,18,null,161.84999999999997,null,null,1,1000,1000,1000,0,0,0,0,0,0,0,0,0,0,0,0,0,0,0,0,0,0,0,0,0,0,0,0,0,0,0]
["LED Parking Lighting",0,0,null,3375.12,18,null,161.84999999999997,null,null,1,1000,1000,1000,0,0,0,0,0,0,0,0,0,0,0,0,0,0,0,0,0,0,0,0,0,0,0,0,0,0,0]
["LED Parking Lighting",0,0,null,3375.12,18,null,161.84999999999997,null,null,1,1000,1000,1000,0,0,0,0,0,0,0,0,0,0,0,0,0,0,0,0,0,0,0,0,0,0,0,0,0,0,0]
["LED Parking Lighting",0,0,null,3375.12,18,null,161.84999999999997,null,null,1,1000,1000,1000,0,0,0,0,0,0,0,0,0,0,0,0,0,0,0,0,0,0,0,0,0,0,0,0,0,0,0]
["LED Parking Lighting",0,0,null,3375.12,18,null,161.84999999999997,null,null,1,1000,1000,1000,0,0,0,0,0,0,0,0,0,0,0,0,0,0,0,0,0,0,0,0,0,0,0,0,0,0,0]
["LED Parking Lighting",0,0,null,3375.12,18,null,161.84999999999997,null,null,1,1000,1000,1000,0,0,0,0,0,0,0,0,0,0,0,0,0,0,0,0,0,0,0,0,0,0,0,0,0,0,0]
["LED Parking Lighting",0,0,null,3375.12,18,null,161.84999999999997,null,null,1,1000,1000,1000,0,0,0,0,0,0,0,0,0,0,0,0,0,0,0,0,0,0,0,0,0,0,0,0,0,0,0]
["LED Parking Lighting",0,0,null,3375.12,18,null,161.84999999999997,null,null,1,1000,1000,1000,0,0,0,0,0,0,0,0,0,0,0,0,0,0,0,0,0,0,0,0,0,0,0,0,0,0,0]
["LED Parking Lighting",0,0,null,3375.12,18,null,161.84999999999997,null,null,1,1000,1000,1000,0,0,0,0,0,0,0,0,0,0,0,0,0,0,0,0,0,0,0,0,0,0,0,0,0,0,0]
["LED Parking Lighting",0,0,null,3375.12,18,null,161.84999999999997,null,null,1,1000,1000,1000,0,0,0,0,0,0,0,0,0,0,0,0,0,0,0,0,0,0,0,0,0,0,0,0,0,0,0]
["LED Parking Lighting",0,0,null,3375.12,18,null,161.84999999999997,null,null,1,1000,1000,1000,0,0,0,0,0,0,0,0,0,0,0,0,0,0,0,0,0,0,0,0,0,0,0,0,0,0,0]
["LED Street Lights",0,0,null,1691.1226266666663,18,null,238.57,null,null,1,1000,1000,1000,0,0,0,0,0,0,0,0,0,0,0,0,0,0,0,0,0,0,0,0,0,0,0,0,0,0,0]
["LED Street Lights",0,0,null,1691.1226266666663,18,null,238.57,null,null,1,1000,1000,1000,0,0,0,0,0,0,0,0,0,0,0,0,0,0,0,0,0,0,0,0,0,0,0,0,0,0,0]
["LED Street Lights",0,0,null,1691.1226266666663,18,null,238.57,null,null,1,1000,1000,1000,0,0,0,0,0,0,0,0,0,0,0,0,0,0,0,0,0,0,0,0,0,0,0,0,0,0,0]
["LED Street Lights",0,0,null,1691.1226266666663,18,null,238.57,null,null,1,1000,1000,1000,0,0,0,0,0,0,0,0,0,0,0,0,0,0,0,0,0,0,0,0,0,0,0,0,0,0,0]
["LED Street Lights",0,0,null,1691.1226266666663,18,null,238.57,null,null,1,1000,1000,1000,0,0,0,0,0,0,0,0,0,0,0,0,0,0,0,0,0,0,0,0,0,0,0,0,0,0,0]
["LED Street Lights",0,0,null,1691.1226266666663,18,null,238.57,null,null,1,1000,1000,1000,0,0,0,0,0,0,0,0,0,0,0,0,0,0,0,0,0,0,0,0,0,0,0,0,0,0,0]
["LED Street Lights",0,0,null,1691.1226266666663,18,null,238.57,null,null,1,1000,1000,1000,0,0,0,0,0,0,0,0,0,0,0,0,0,0,0,0,0,0,0,0,0,0,0,0,0,0,0]
["LED Street Lights",0,0,null,1691.1226266666663,18,null,238.57,null,null,1,1000,1000,1000,0,0,0,0,0,0,0,0,0,0,0,0,0,0,0,0,0,0,0,0,0,0,0,0,0,0,0]
["LED Street Lights",0,0,null,1691.1226266666663,18,null,238.57,null,null,1,1000,1000,1000,0,0,0,0,0,0,0,0,0,0,0,0,0,0,0,0,0,0,0,0,0,0,0,0,0,0,0]
["LED Street Lights",0,0,null,1691.1226266666663,18,null,238.57,null,null,1,1000,1000,1000,0,0,0,0,0,0,0,0,0,0,0,0,0,0,0,0,0,0,0,0,0,0,0,0,0,0,0]
["LED Street Lights",0,0,null,1691.1226266666663,18,null,238.57,null,null,1,1000,1000,1000,0,0,0,0,0,0,0,0,0,0,0,0,0,0,0,0,0,0,0,0,0,0,0,0,0,0,0]
["LED Street Lights",0,0,null,1691.1226266666663,18,null,238.57,null,null,1,1000,1000,1000,0,0,0,0,0,0,0,0,0,0,0,0,0,0,0,0,0,0,0,0,0,0,0,0,0,0,0]
["LED Street Lights",0,0,null,1691.1226266666663,18,null,238.57,null,null,1,1000,1000,1000,0,0,0,0,0,0,0,0,0,0,0,0,0,0,0,0,0,0,0,0,0,0,0,0,0,0,0]
["LED Street Lights",0,0,null,1691.1226266666663,18,null,238.57,null,null,1,1000,1000,1000,0,0,0,0,0,0,0,0,0,0,0,0,0,0,0,0,0,0,0,0,0,0,0,0,0,0,0]
["LED Street Lights",0,0,null,1691.1226266666663,18,null,238.57,null,null,1,1000,1000,1000,0,0,0,0,0,0,0,0,0,0,0,0,0,0,0,0,0,0,0,0,0,0,0,0,0,0,0]
["LED Street Lights",0,0,null,1691.1226266666663,18,null,238.57,null,null,1,1000,1000,1000,0,0,0,0,0,0,0,0,0,0,0,0,0,0,0,0,0,0,0,0,0,0,0,0,0,0,0]
["LED Street Lights",0,0,null,1691.1226266666663,18,null,238.57,null,null,1,1000,1000,1000,0,0,0,0,0,0,0,0,0,0,0,0,0,0,0,0,0,0,0,0,0,0,0,0,0,0,0]
["LED Street Lights",0,0,null,1691.1226266666663,18,null,238.57,null,null,1,1000,1000,1000,0,0,0,0,0,0,0,0,0,0,0,0,0,0,0,0,0,0,0,0,0,0,0,0,0,0,0]
["LED Street Lights",0,0,null,1691.1226266666663,18,null,238.57,null,null,1,1000,1000,1000,0,0,0,0,0,0,0,0,0,0,0,0,0,0,0,0,0,0,0,0,0,0,0,0,0,0,0]
["LED Street Lights",0,0,null,1691.1226266666663,18,null,238.57,null,null,1,1000,1000,1000,0,0,0,0,0,0,0,0,0,0,0,0,0,0,0,0,0,0,0,0,0,0,0,0,0,0,0]
["LED Street Lights",0,0,null,1691.1226266666663,18,null,238.57,null,null,1,1000,1000,1000,0,0,0,0,0,0,0,0,0,0,0,0,0,0,0,0,0,0,0,0,0,0,0,0,0,0,0]
["LED Street Lights",0,0,null,1691.1226266666663,18,null,238.57,null,null,1,1000,1000,1000,0,0,0,0,0,0,0,0,0,0,0,0,0,0,0,0,0,0,0,0,0,0,0,0,0,0,0]
["LED Street Lights",0,0,null,1691.1226266666663,18,null,238.57,null,null,1,1000,1000,1000,0,0,0,0,0,0,0,0,0,0,0,0,0,0,0,0,0,0,0,0,0,0,0,0,0,0,0]
["LED Street Lights",0,0,null,1691.1226266666663,18,null,238.57,null,null,1,1000,1000,1000,0,0,0,0,0,0,0,0,0,0,0,0,0,0,0,0,0,0,0,0,0,0,0,0,0,0,0]
["LED Street Lights",0,0,null,1691.1226266666663,18,null,238.57,null,null,1,1000,1000,1000,0,0,0,0,0,0,0,0,0,0,0,0,0,0,0,0,0,0,0,0,0,0,0,0,0,0,0]
["LED Street Lights",0,0,null,1691.1226266666663,18,null,238.57,null,null,1,1000,1000,1000,0,0,0,0,0,0,0,0,0,0,0,0,0,0,0,0,0,0,0,0,0,0,0,0,0,0,0]
["LED Traffic and Crosswalk Lighting",0,0,null,37.960000000000292,10,null,71,null,null,1,1000,1000,1000,0,0,0,0,0,0,0,0,0,0,0,0,0,0,0,0,0,0,0,0,0,0,0,0,0,0,0]
["LED Traffic and Crosswalk Lighting",0,0,null,37.960000000000292,10,null,71,null,null,1,1000,1000,1000,0,0,0,0,0,0,0,0,0,0,0,0,0,0,0,0,0,0,0,0,0,0,0,0,0,0,0]
["LED Traffic and Crosswalk Lighting",0,0,null,37.960000000000292,10,null,71,null,null,1,1000,1000,1000,0,0,0,0,0,0,0,0,0,0,0,0,0,0,0,0,0,0,0,0,0,0,0,0,0,0,0]
["LED Traffic and Crosswalk Lighting",0,0,null,37.960000000000292,10,null,71,null,null,1,1000,1000,1000,0,0,0,0,0,0,0,0,0,0,0,0,0,0,0,0,0,0,0,0,0,0,0,0,0,0,0]
["LED Traffic and Crosswalk Lighting",0,0,null,37.960000000000292,10,null,71,null,null,1,1000,1000,1000,0,0,0,0,0,0,0,0,0,0,0,0,0,0,0,0,0,0,0,0,0,0,0,0,0,0,0]
["LED Traffic and Crosswalk Lighting",0,0,null,37.960000000000292,10,null,71,null,null,1,1000,1000,1000,0,0,0,0,0,0,0,0,0,0,0,0,0,0,0,0,0,0,0,0,0,0,0,0,0,0,0]
["LED Traffic and Crosswalk Lighting",0,0,null,37.960000000000292,10,null,71,null,null,1,1000,1000,1000,0,0,0,0,0,0,0,0,0,0,0,0,0,0,0,0,0,0,0,0,0,0,0,0,0,0,0]
["LED Traffic and Crosswalk Lighting",0,0,null,37.960000000000292,10,null,71,null,null,1,1000,1000,1000,0,0,0,0,0,0,0,0,0,0,0,0,0,0,0,0,0,0,0,0,0,0,0,0,0,0,0]
["LED Traffic and Crosswalk Lighting",0,0,null,37.960000000000292,10,null,71,null,null,1,1000,1000,1000,0,0,0,0,0,0,0,0,0,0,0,0,0,0,0,0,0,0,0,0,0,0,0,0,0,0,0]
["LED Traffic and Crosswalk Lighting",0,0,null,37.960000000000292,10,null,71,null,null,1,1000,1000,1000,0,0,0,0,0,0,0,0,0,0,0,0,0,0,0,0,0,0,0,0,0,0,0,0,0,0,0]
["LED Traffic and Crosswalk Lighting",0,0,null,37.960000000000292,10,null,71,null,null,1,1000,1000,1000,0,0,0,0,0,0,0,0,0,0,0,0,0,0,0,0,0,0,0,0,0,0,0,0,0,0,0]
["LED Traffic and Crosswalk Lighting",0,0,null,37.960000000000292,10,null,71,null,null,1,1000,1000,1000,0,0,0,0,0,0,0,0,0,0,0,0,0,0,0,0,0,0,0,0,0,0,0,0,0,0,0]
["LED Traffic and Crosswalk Lighting",0,0,null,37.960000000000292,10,null,71,null,null,1,1000,1000,1000,0,0,0,0,0,0,0,0,0,0,0,0,0,0,0,0,0,0,0,0,0,0,0,0,0,0,0]
["LED Traffic and Crosswalk Lighting",0,0,null,37.960000000000292,10,null,71,null,null,1,1000,1000,1000,0,0,0,0,0,0,0,0,0,0,0,0,0,0,0,0,0,0,0,0,0,0,0,0,0,0,0]
["LED Traffic and Crosswalk Lighting",0,0,null,37.960000000000292,10,null,71,null,null,1,1000,1000,1000,0,0,0,0,0,0,0,0,0,0,0,0,0,0,0,0,0,0,0,0,0,0,0,0,0,0,0]
["LED Traffic and Crosswalk Lighting",0,0,null,37.960000000000292,10,null,71,null,null,1,1000,1000,1000,0,0,0,0,0,0,0,0,0,0,0,0,0,0,0,0,0,0,0,0,0,0,0,0,0,0,0]
["LED Traffic and Crosswalk Lighting",0,0,null,37.960000000000292,10,null,71,null,null,1,1000,1000,1000,0,0,0,0,0,0,0,0,0,0,0,0,0,0,0,0,0,0,0,0,0,0,0,0,0,0,0]
["LED Traffic and Crosswalk Lighting",0,0,null,37.960000000000292,10,null,71,null,null,1,1000,1000,1000,0,0,0,0,0,0,0,0,0,0,0,0,0,0,0,0,0,0,0,0,0,0,0,0,0,0,0]
["LED Traffic and Crosswalk Lighting",0,0,null,37.960000000000292,10,null,71,null,null,1,1000,1000,1000,0,0,0,0,0,0,0,0,0,0,0,0,0,0,0,0,0,0,0,0,0,0,0,0,0,0,0]
["LED Traffic and Crosswalk Lighting",0,0,null,37.960000000000292,10,null,71,null,null,1,1000,1000,1000,0,0,0,0,0,0,0,0,0,0,0,0,0,0,0,0,0,0,0,0,0,0,0,0,0,0,0]
["LED Traffic and Crosswalk Lighting",0,0,null,37.960000000000292,10,null,71,null,null,1,1000,1000,1000,0,0,0,0,0,0,0,0,0,0,0,0,0,0,0,0,0,0,0,0,0,0,0,0,0,0,0]
["LED Traffic and Crosswalk Lighting",0,0,null,37.960000000000292,10,null,71,null,null,1,1000,1000,1000,0,0,0,0,0,0,0,0,0,0,0,0,0,0,0,0,0,0,0,0,0,0,0,0,0,0,0]
["LED Traffic and Crosswalk Lighting",0,0,null,37.960000000000292,10,null,71,null,null,1,1000,1000,1000,0,0,0,0,0,0,0,0,0,0,0,0,0,0,0,0,0,0,0,0,0,0,0,0,0,0,0]
["LED Traffic and Crosswalk Lighting",0,0,null,37.960000000000292,10,null,71,null,null,1,1000,1000,1000,0,0,0,0,0,0,0,0,0,0,0,0,0,0,0,0,0,0,0,0,0,0,0,0,0,0,0]
["LED Traffic and Crosswalk Lighting",0,0,null,37.960000000000292,10,null,71,null,null,1,1000,1000,1000,0,0,0,0,0,0,0,0,0,0,0,0,0,0,0,0,0,0,0,0,0,0,0,0,0,0,0]
["LED Traffic and Crosswalk Lighting",0,0,null,37.960000000000292,10,null,71,null,null,1,1000,1000,1000,0,0,0,0,0,0,0,0,0,0,0,0,0,0,0,0,0,0,0,0,0,0,0,0,0,0,0]
["Geothermal Heat Pump",1.2655592085290137,0.97205143942897765,null,2942.8501263832377,15,null,48798.420000000006,null,null,1,1000,1000,1000,0,0,0,0,0,0,0,0,0,0,0,0,0,0,0,0,0,0,0,0,0,0,0,0,0,0,0]
["Geothermal Heat Pump",0.57368064533571994,0.53684784715850009,null,3263.0655988805347,15,null,48798.420000000006,null,null,1,1000,1000,1000,0,0,0,0,0,0,0,0,0,0,0,0,0,0,0,0,0,0,0,0,0,0,0,0,0,0,0]
["Geothermal Heat Pump",0.70720456742315041,0.54319008790860612,null,1644.4880939541665,15,null,48798.420000000006,null,null,1,1000,1000,1000,0,0,0,0,0,0,0,0,0,0,0,0,0,0,0,0,0,0,0,0,0,0,0,0,0,0,0]
["Geothermal Heat Pump",2.749609727958827,2.1119218096772459,null,6393.7659185723569,15,null,48798.420000000006,null,null,1,1000,1000,1000,0,0,0,0,0,0,0,0,0,0,0,0,0,0,0,0,0,0,0,0,0,0,0,0,0,0,0]
["Geothermal Heat Pump",1.0656494782764916,0.99723013646995762,null,6061.358669323924,15,null,48798.420000000006,null,null,1,1000,1000,1000,0,0,0,0,0,0,0,0,0,0,0,0,0,0,0,0,0,0,0,0,0,0,0,0,0,0,0]
["Geothermal Heat Pump",0.68591614837626236,0.52683886685293746,null,1594.9853711574576,15,null,48798.420000000006,null,null,1,1000,1000,1000,0,0,0,0,0,0,0,0,0,0,0,0,0,0,0,0,0,0,0,0,0,0,0,0,0,0,0]
["Geothermal Heat Pump",2.0864128046875829,1.6025331382139916,null,4851.610374752132,15,null,48798.420000000006,null,null,1,1000,1000,1000,0,0,0,0,0,0,0,0,0,0,0,0,0,0,0,0,0,0,0,0,0,0,0,0,0,0,0]
["Geothermal Heat Pump",0.70680874343891298,0.54288606319680632,null,1643.5676702756941,15,null,48798.420000000006,null,null,1,1000,1000,1000,0,0,0,0,0,0,0,0,0,0,0,0,0,0,0,0,0,0,0,0,0,0,0,0,0,0,0]
["Geothermal Heat Pump",1.4206043070335068,1.0911385672077527,null,3303.3820435421248,15,null,48798.420000000006,null,null,1,1000,1000,1000,0,0,0,0,0,0,0,0,0,0,0,0,0,0,0,0,0,0,0,0,0,0,0,0,0,0,0]
["Geothermal Heat Pump",2.065182437540996,1.5862265056950495,null,4802.242642117073,15,null,48798.420000000006,null,null,1,1000,1000,1000,0,0,0,0,0,0,0,0,0,0,0,0,0,0,0,0,0,0,0,0,0,0,0,0,0,0,0]
["Geothermal Heat Pump",1.6145920750241345,1.2401368027988624,null,3754.4687439514746,15,null,48798.420000000006,null,null,1,1000,1000,1000,0,0,0,0,0,0,0,0,0,0,0,0,0,0,0,0,0,0,0,0,0,0,0,0,0,0,0]
["Geothermal Heat Pump",1.4043478283881745,1.0786522818085822,null,3265.5802718719015,15,null,48798.420000000006,null,null,1,1000,1000,1000,0,0,0,0,0,0,0,0,0,0,0,0,0,0,0,0,0,0,0,0,0,0,0,0,0,0,0]
["Geothermal Heat Pump",0.30909495282732391,0.23740982783828724,null,718.74955739888446,15,null,48798.420000000006,null,null,1,1000,1000,1000,0,0,0,0,0,0,0,0,0,0,0,0,0,0,0,0,0,0,0,0,0,0,0,0,0,0,0]
["Geothermal Heat Pump",1.2655592085290137,0.97205143942897765,null,2942.8501263832377,15,null,48798.420000000006,null,null,1,1000,1000,1000,0,0,0,0,0,0,0,0,0,0,0,0,0,0,0,0,0,0,0,0,0,0,0,0,0,0,0]
["Geothermal Heat Pump",0.57368064533571994,0.53684784715850009,null,3263.0655988805347,15,null,48798.420000000006,null,null,1,1000,1000,1000,0,0,0,0,0,0,0,0,0,0,0,0,0,0,0,0,0,0,0,0,0,0,0,0,0,0,0]
["Geothermal Heat Pump",0.70720456742315041,0.54319008790860612,null,1644.4880939541665,15,null,48798.420000000006,null,null,1,1000,1000,1000,0,0,0,0,0,0,0,0,0,0,0,0,0,0,0,0,0,0,0,0,0,0,0,0,0,0,0]
["Geothermal Heat Pump",2.749609727958827,2.1119218096772459,null,6393.7659185723569,15,null,48798.420000000006,null,null,1,1000,1000,1000,0,0,0,0,0,0,0,0,0,0,0,0,0,0,0,0,0,0,0,0,0,0,0,0,0,0,0]
["Geothermal Heat Pump",1.0656494782764916,0.99723013646995762,null,6061.358669323924,15,null,48798.420000000006,null,null,1,1000,1000,1000,0,0,0,0,0,0,0,0,0,0,0,0,0,0,0,0,0,0,0,0,0,0,0,0,0,0,0]
["Geothermal Heat Pump",0.68591614837626236,0.52683886685293746,null,1594.9853711574576,15,null,48798.420000000006,null,null,1,1000,1000,1000,0,0,0,0,0,0,0,0,0,0,0,0,0,0,0,0,0,0,0,0,0,0,0,0,0,0,0]
["Geothermal Heat Pump",2.0864128046875829,1.6025331382139916,null,4851.610374752132,15,null,48798.420000000006,null,null,1,1000,1000,1000,0,0,0,0,0,0,0,0,0,0,0,0,0,0,0,0,0,0,0,0,0,0,0,0,0,0,0]
["Geothermal Heat Pump",0.70680874343891298,0.54288606319680632,null,1643.5676702756941,15,null,48798.420000000006,null,null,1,1000,1000,1000,0,0,0,0,0,0,0,0,0,0,0,0,0,0,0,0,0,0,0,0,0,0,0,0,0,0,0]
["Geothermal Heat Pump",1.4206043070335068,1.0911385672077527,null,3303.3820435421248,15,null,48798.420000000006,null,null,1,1000,1000,1000,0,0,0,0,0,0,0,0,0,0,0,0,0,0,0,0,0,0,0,0,0,0,0,0,0,0,0]
["Geothermal Heat Pump",2.065182437540996,1.5862265056950495,null,4802.242642117073,15,null,48798.420000000006,null,null,1,1000,1000,1000,0,0,0,0,0,0,0,0,0,0,0,0,0,0,0,0,0,0,0,0,0,0,0,0,0,0,0]
["Geothermal Heat Pump",1.6145920750241345,1.2401368027988624,null,3754.4687439514746,15,null,48798.420000000006,null,null,1,1000,1000,1000,0,0,0,0,0,0,0,0,0,0,0,0,0,0,0,0,0,0,0,0,0,0,0,0,0,0,0]
["Geothermal Heat Pump",1.4043478283881745,1.0786522818085822,null,3265.5802718719015,15,null,48798.420000000006,null,null,1,1000,1000,1000,0,0,0,0,0,0,0,0,0,0,0,0,0,0,0,0,0,0,0,0,0,0,0,0,0,0,0]
["Geothermal Heat Pump",0.30909495282732391,0.23740982783828724,null,718.74955739888446,15,null,48798.420000000006,null,null,1,1000,1000,1000,0,0,0,0,0,0,0,0,0,0,0,0,0,0,0,0,0,0,0,0,0,0,0,0,0,0,0]
["High Efficiency Chiller (Air Cooled, 50 tons)",3.6935171029289262,3.7483087687278389,null,12977.28216940345,20,null,6800,null,null,1,1000,1000,1000,0,0,0,0,0,0,0,0,0,0,0,0,0,0,0,0,0,0,0,0,0,0,0,0,0,0,0]
["High Efficiency Chiller (Air Cooled, 50 tons)",4.0976280024842735,4.1584144718097695,null,14397.137831396336,20,null,6800,null,null,1,1000,1000,1000,0,0,0,0,0,0,0,0,0,0,0,0,0,0,0,0,0,0,0,0,0,0,0,0,0,0,0]
["High Efficiency Chiller (Air Cooled, 50 tons)",2.0403361502025161,2.0706036197563149,null,7168.7817339780449,20,null,6800,null,null,1,1000,1000,1000,0,0,0,0,0,0,0,0,0,0,0,0,0,0,0,0,0,0,0,0,0,0,0,0,0,0,0]
["High Efficiency Chiller (Air Cooled, 50 tons)",8.0370027855622581,8.1562281088461965,null,28238.248270683573,20,null,6800,null,null,1,1000,1000,1000,0,0,0,0,0,0,0,0,0,0,0,0,0,0,0,0,0,0,0,0,0,0,0,0,0,0,0]
["High Efficiency Chiller (Air Cooled, 50 tons)",7.6131102335811223,7.7260473014175952,null,26748.889184677042,20,null,6800,null,null,1,1000,1000,1000,0,0,0,0,0,0,0,0,0,0,0,0,0,0,0,0,0,0,0,0,0,0,0,0,0,0,0]
["High Efficiency Chiller (Air Cooled, 50 tons)",1.9951209446578579,2.0247176669639271,null,7009.916764804002,20,null,6800,null,null,1,1000,1000,1000,0,0,0,0,0,0,0,0,0,0,0,0,0,0,0,0,0,0,0,0,0,0,0,0,0,0,0]
["High Efficiency Chiller (Air Cooled, 50 tons)",6.1012267981817523,6.1917357549222665,null,21436.841777920461,20,null,6800,null,null,1,1000,1000,1000,0,0,0,0,0,0,0,0,0,0,0,0,0,0,0,0,0,0,0,0,0,0,0,0,0,0,0]
["High Efficiency Chiller (Air Cooled, 50 tons)",2.0629437529748431,2.0935465961525068,null,7248.2142185650591,20,null,6800,null,null,1,1000,1000,1000,0,0,0,0,0,0,0,0,0,0,0,0,0,0,0,0,0,0,0,0,0,0,0,0,0,0,0]
["High Efficiency Chiller (Air Cooled, 50 tons)",4.1569729597616298,4.2186397848497705,null,14605.648103437241,20,null,6800,null,null,1,1000,1000,1000,0,0,0,0,0,0,0,0,0,0,0,0,0,0,0,0,0,0,0,0,0,0,0,0,0,0,0]
["High Efficiency Chiller (Air Cooled, 50 tons)",5.9853628339735785,6.0741530008917852,null,21029.750294412021,20,null,6800,null,null,1,1000,1000,1000,0,0,0,0,0,0,0,0,0,0,0,0,0,0,0,0,0,0,0,0,0,0,0,0,0,0,0]
["High Efficiency Chiller (Air Cooled, 50 tons)",4.6910775752578617,4.7606676022098089,null,16482.240551805473,20,null,6800,null,null,1,1000,1000,1000,0,0,0,0,0,0,0,0,0,0,0,0,0,0,0,0,0,0,0,0,0,0,0,0,0,0,0]
["High Efficiency Chiller (Air Cooled, 50 tons)",4.0778463500584854,4.1383393674630993,null,14327.634407382691,20,null,6800,null,null,1,1000,1000,1000,0,0,0,0,0,0,0,0,0,0,0,0,0,0,0,0,0,0,0,0,0,0,0,0,0,0,0]
["High Efficiency Chiller (Air Cooled, 50 tons)",0.89582625985345754,0.90911543969910036,null,3147.5122017604372,20,null,6800,null,null,1,1000,1000,1000,0,0,0,0,0,0,0,0,0,0,0,0,0,0,0,0,0,0,0,0,0,0,0,0,0,0,0]
["High Efficiency Chiller (Air Cooled, 50 tons)",3.6935171029289262,3.7483087687278389,null,12977.28216940345,20,null,6800,null,null,1,1000,1000,1000,0,0,0,0,0,0,0,0,0,0,0,0,0,0,0,0,0,0,0,0,0,0,0,0,0,0,0]
["High Efficiency Chiller (Air Cooled, 50 tons)",4.0976280024842735,4.1584144718097695,null,14397.137831396336,20,null,6800,null,null,1,1000,1000,1000,0,0,0,0,0,0,0,0,0,0,0,0,0,0,0,0,0,0,0,0,0,0,0,0,0,0,0]
["High Efficiency Chiller (Air Cooled, 50 tons)",2.0403361502025161,2.0706036197563149,null,7168.7817339780449,20,null,6800,null,null,1,1000,1000,1000,0,0,0,0,0,0,0,0,0,0,0,0,0,0,0,0,0,0,0,0,0,0,0,0,0,0,0]
["High Efficiency Chiller (Air Cooled, 50 tons)",8.0370027855622581,8.1562281088461965,null,28238.248270683573,20,null,6800,null,null,1,1000,1000,1000,0,0,0,0,0,0,0,0,0,0,0,0,0,0,0,0,0,0,0,0,0,0,0,0,0,0,0]
["High Efficiency Chiller (Air Cooled, 50 tons)",7.6131102335811223,7.7260473014175952,null,26748.889184677042,20,null,6800,null,null,1,1000,1000,1000,0,0,0,0,0,0,0,0,0,0,0,0,0,0,0,0,0,0,0,0,0,0,0,0,0,0,0]
["High Efficiency Chiller (Air Cooled, 50 tons)",1.9951209446578579,2.0247176669639271,null,7009.916764804002,20,null,6800,null,null,1,1000,1000,1000,0,0,0,0,0,0,0,0,0,0,0,0,0,0,0,0,0,0,0,0,0,0,0,0,0,0,0]
["High Efficiency Chiller (Air Cooled, 50 tons)",6.1012267981817523,6.1917357549222665,null,21436.841777920461,20,null,6800,null,null,1,1000,1000,1000,0,0,0,0,0,0,0,0,0,0,0,0,0,0,0,0,0,0,0,0,0,0,0,0,0,0,0]
["High Efficiency Chiller (Air Cooled, 50 tons)",2.0629437529748431,2.0935465961525068,null,7248.2142185650591,20,null,6800,null,null,1,1000,1000,1000,0,0,0,0,0,0,0,0,0,0,0,0,0,0,0,0,0,0,0,0,0,0,0,0,0,0,0]
["High Efficiency Chiller (Air Cooled, 50 tons)",4.1569729597616298,4.2186397848497705,null,14605.648103437241,20,null,6800,null,null,1,1000,1000,1000,0,0,0,0,0,0,0,0,0,0,0,0,0,0,0,0,0,0,0,0,0,0,0,0,0,0,0]
["High Efficiency Chiller (Air Cooled, 50 tons)",5.9853628339735785,6.0741530008917852,null,21029.750294412021,20,null,6800,null,null,1,1000,1000,1000,0,0,0,0,0,0,0,0,0,0,0,0,0,0,0,0,0,0,0,0,0,0,0,0,0,0,0]
["High Efficiency Chiller (Air Cooled, 50 tons)",4.6910775752578617,4.7606676022098089,null,16482.240551805473,20,null,6800,null,null,1,1000,1000,1000,0,0,0,0,0,0,0,0,0,0,0,0,0,0,0,0,0,0,0,0,0,0,0,0,0,0,0]
["High Efficiency Chiller (Air Cooled, 50 tons)",4.0778463500584854,4.1383393674630993,null,14327.634407382691,20,null,6800,null,null,1,1000,1000,1000,0,0,0,0,0,0,0,0,0,0,0,0,0,0,0,0,0,0,0,0,0,0,0,0,0,0,0]
["High Efficiency Chiller (Air Cooled, 50 tons)",0.89582625985345754,0.90911543969910036,null,3147.5122017604372,20,null,6800,null,null,1,1000,1000,1000,0,0,0,0,0,0,0,0,0,0,0,0,0,0,0,0,0,0,0,0,0,0,0,0,0,0,0]
["High Efficiency Chiller (Water cooled-centrifugal, 200 tons)",6.319164711908611,0.27370958256451272,null,16050.3746831303,20,null,9533.3333333333321,null,null,1,1000,1000,1000,0,0,0,0,0,0,0,0,0,0,0,0,0,0,0,0,0,0,0,0,0,0,0,0,0,0,0]
["High Efficiency Chiller (Water cooled-centrifugal, 200 tons)",7.0105499864326575,0.3036563846354578,null,17806.460053970106,20,null,9533.3333333333321,null,null,1,1000,1000,1000,0,0,0,0,0,0,0,0,0,0,0,0,0,0,0,0,0,0,0,0,0,0,0,0,0,0,0]
["High Efficiency Chiller (Water cooled-centrifugal, 200 tons)",3.4907704070375045,0.15119993772882806,null,8866.3890751492581,20,null,9533.3333333333321,null,null,1,1000,1000,1000,0,0,0,0,0,0,0,0,0,0,0,0,0,0,0,0,0,0,0,0,0,0,0,0,0,0,0]
["High Efficiency Chiller (Water cooled-centrifugal, 200 tons)",13.750347697527234,0.59558535027809834,null,34925.222340338631,20,null,9533.3333333333321,null,null,1,1000,1000,1000,0,0,0,0,0,0,0,0,0,0,0,0,0,0,0,0,0,0,0,0,0,0,0,0,0,0,0]
["High Efficiency Chiller (Water cooled-centrifugal, 200 tons)",13.025118388585939,0.56417262083305153,null,33083.174748548656,20,null,9533.3333333333321,null,null,1,1000,1000,1000,0,0,0,0,0,0,0,0,0,0,0,0,0,0,0,0,0,0,0,0,0,0,0,0,0,0,0]
["High Efficiency Chiller (Water cooled-centrifugal, 200 tons)",3.4134126140837493,0.14784924658802232,null,8669.9039986916177,20,null,9533.3333333333321,null,null,1,1000,1000,1000,0,0,0,0,0,0,0,0,0,0,0,0,0,0,0,0,0,0,0,0,0,0,0,0,0,0,0]
["High Efficiency Chiller (Water cooled-centrifugal, 200 tons)",10.438467186695242,0.45213388581238151,null,26513.205004497548,20,null,9533.3333333333321,null,null,1,1000,1000,1000,0,0,0,0,0,0,0,0,0,0,0,0,0,0,0,0,0,0,0,0,0,0,0,0,0,0,0]
["High Efficiency Chiller (Water cooled-centrifugal, 200 tons)",3.5294493035143648,0.15287528329923017,null,8964.6316133780347,20,null,9533.3333333333321,null,null,1,1000,1000,1000,0,0,0,0,0,0,0,0,0,0,0,0,0,0,0,0,0,0,0,0,0,0,0,0,0,0,0]
["High Efficiency Chiller (Water cooled-centrifugal, 200 tons)",7.1120820896844252,0.30805416675776381,null,18064.34671682067,20,null,9533.3333333333321,null,null,1,1000,1000,1000,0,0,0,0,0,0,0,0,0,0,0,0,0,0,0,0,0,0,0,0,0,0,0,0,0,0,0]
["High Efficiency Chiller (Water cooled-centrifugal, 200 tons)",10.240237842251306,0.44354773976406947,null,26009.711996074999,20,null,9533.3333333333321,null,null,1,1000,1000,1000,0,0,0,0,0,0,0,0,0,0,0,0,0,0,0,0,0,0,0,0,0,0,0,0,0,0,0]
["High Efficiency Chiller (Water cooled-centrifugal, 200 tons)",8.0258710189504789,0.34763420585852361,null,20385.326682476094,20,null,9533.3333333333321,null,null,1,1000,1000,1000,0,0,0,0,0,0,0,0,0,0,0,0,0,0,0,0,0,0,0,0,0,0,0,0,0,0,0]
["High Efficiency Chiller (Water cooled-centrifugal, 200 tons)",6.9767059520153856,0.30219045726135513,null,17720.497833019879,20,null,9533.3333333333321,null,null,1,1000,1000,1000,0,0,0,0,0,0,0,0,0,0,0,0,0,0,0,0,0,0,0,0,0,0,0,0,0,0,0]
["High Efficiency Chiller (Water cooled-centrifugal, 200 tons)",1.5326512728959629,6.6385568227199904E-2,null,3892.8605773162126,20,null,9533.3333333333321,null,null,1,1000,1000,1000,0,0,0,0,0,0,0,0,0,0,0,0,0,0,0,0,0,0,0,0,0,0,0,0,0,0,0]
["High Efficiency Chiller (Water cooled-centrifugal, 200 tons)",6.319164711908611,0.27370958256451272,null,16050.3746831303,20,null,9533.3333333333321,null,null,1,1000,1000,1000,0,0,0,0,0,0,0,0,0,0,0,0,0,0,0,0,0,0,0,0,0,0,0,0,0,0,0]
["High Efficiency Chiller (Water cooled-centrifugal, 200 tons)",7.0105499864326575,0.3036563846354578,null,17806.460053970106,20,null,9533.3333333333321,null,null,1,1000,1000,1000,0,0,0,0,0,0,0,0,0,0,0,0,0,0,0,0,0,0,0,0,0,0,0,0,0,0,0]
["High Efficiency Chiller (Water cooled-centrifugal, 200 tons)",3.4907704070375045,0.15119993772882806,null,8866.3890751492581,20,null,9533.3333333333321,null,null,1,1000,1000,1000,0,0,0,0,0,0,0,0,0,0,0,0,0,0,0,0,0,0,0,0,0,0,0,0,0,0,0]
["High Efficiency Chiller (Water cooled-centrifugal, 200 tons)",13.750347697527234,0.59558535027809834,null,34925.222340338631,20,null,9533.3333333333321,null,null,1,1000,1000,1000,0,0,0,0,0,0,0,0,0,0,0,0,0,0,0,0,0,0,0,0,0,0,0,0,0,0,0]
["High Efficiency Chiller (Water cooled-centrifugal, 200 tons)",13.025118388585939,0.56417262083305153,null,33083.174748548656,20,null,9533.3333333333321,null,null,1,1000,1000,1000,0,0,0,0,0,0,0,0,0,0,0,0,0,0,0,0,0,0,0,0,0,0,0,0,0,0,0]
["High Efficiency Chiller (Water cooled-centrifugal, 200 tons)",3.4134126140837493,0.14784924658802232,null,8669.9039986916177,20,null,9533.3333333333321,null,null,1,1000,1000,1000,0,0,0,0,0,0,0,0,0,0,0,0,0,0,0,0,0,0,0,0,0,0,0,0,0,0,0]
["High Efficiency Chiller (Water cooled-centrifugal, 200 tons)",10.438467186695242,0.45213388581238151,null,26513.205004497548,20,null,9533.3333333333321,null,null,1,1000,1000,1000,0,0,0,0,0,0,0,0,0,0,0,0,0,0,0,0,0,0,0,0,0,0,0,0,0,0,0]
["High Efficiency Chiller (Water cooled-centrifugal, 200 tons)",3.5294493035143648,0.15287528329923017,null,8964.6316133780347,20,null,9533.3333333333321,null,null,1,1000,1000,1000,0,0,0,0,0,0,0,0,0,0,0,0,0,0,0,0,0,0,0,0,0,0,0,0,0,0,0]
["High Efficiency Chiller (Water cooled-centrifugal, 200 tons)",7.1120820896844252,0.30805416675776381,null,18064.34671682067,20,null,9533.3333333333321,null,null,1,1000,1000,1000,0,0,0,0,0,0,0,0,0,0,0,0,0,0,0,0,0,0,0,0,0,0,0,0,0,0,0]
["High Efficiency Chiller (Water cooled-centrifugal, 200 tons)",10.240237842251306,0.44354773976406947,null,26009.711996074999,20,null,9533.3333333333321,null,null,1,1000,1000,1000,0,0,0,0,0,0,0,0,0,0,0,0,0,0,0,0,0,0,0,0,0,0,0,0,0,0,0]
["High Efficiency Chiller (Water cooled-centrifugal, 200 tons)",8.0258710189504789,0.34763420585852361,null,20385.326682476094,20,null,9533.3333333333321,null,null,1,1000,1000,1000,0,0,0,0,0,0,0,0,0,0,0,0,0,0,0,0,0,0,0,0,0,0,0,0,0,0,0]
["High Efficiency Chiller (Water cooled-centrifugal, 200 tons)",6.9767059520153856,0.30219045726135513,null,17720.497833019879,20,null,9533.3333333333321,null,null,1,1000,1000,1000,0,0,0,0,0,0,0,0,0,0,0,0,0,0,0,0,0,0,0,0,0,0,0,0,0,0,0]
["High Efficiency Chiller (Water cooled-centrifugal, 200 tons)",1.5326512728959629,6.6385568227199904E-2,null,3892.8605773162126,20,null,9533.3333333333321,null,null,1,1000,1000,1000,0,0,0,0,0,0,0,0,0,0,0,0,0,0,0,0,0,0,0,0,0,0,0,0,0,0,0]
["High Efficiency Chiller (Water cooled-positive displacement, 100 tons)",2.0051195720479256,8.6850156006047341E-2,null,5092.9073513778858,20,null,5200,null,null,1,1000,1000,1000,0,0,0,0,0,0,0,0,0,0,0,0,0,0,0,0,0,0,0,0,0,0,0,0,0,0,0]
["High Efficiency Chiller (Water cooled-positive displacement, 100 tons)",2.2245014380026711,9.6352506663174145E-2,null,5650.1267478943628,20,null,5200,null,null,1,1000,1000,1000,0,0,0,0,0,0,0,0,0,0,0,0,0,0,0,0,0,0,0,0,0,0,0,0,0,0,0]
["High Efficiency Chiller (Water cooled-positive displacement, 100 tons)",1.1076483022330572,4.7976903317801328E-2,null,2813.3734565377526,20,null,5200,null,null,1,1000,1000,1000,0,0,0,0,0,0,0,0,0,0,0,0,0,0,0,0,0,0,0,0,0,0,0,0,0,0,0]
["High Efficiency Chiller (Water cooled-positive displacement, 100 tons)",4.3630910963307752,0.18898381306901277,null,11082.041704145959,20,null,5200,null,null,1,1000,1000,1000,0,0,0,0,0,0,0,0,0,0,0,0,0,0,0,0,0,0,0,0,0,0,0,0,0,0,0]
["High Efficiency Chiller (Water cooled-positive displacement, 100 tons)",4.1329702579166891,0.17901631237971816,null,10497.545833674085,20,null,5200,null,null,1,1000,1000,1000,0,0,0,0,0,0,0,0,0,0,0,0,0,0,0,0,0,0,0,0,0,0,0,0,0,0,0]
["High Efficiency Chiller (Water cooled-positive displacement, 100 tons)",1.0831020794688873,4.6913703244276538E-2,null,2751.0272303540842,20,null,5200,null,null,1,1000,1000,1000,0,0,0,0,0,0,0,0,0,0,0,0,0,0,0,0,0,0,0,0,0,0,0,0,0,0,0]
["High Efficiency Chiller (Water cooled-positive displacement, 100 tons)",3.3122059342398535,0.14346555992123716,null,8412.8438956579193,20,null,5200,null,null,1,1000,1000,1000,0,0,0,0,0,0,0,0,0,0,0,0,0,0,0,0,0,0,0,0,0,0,0,0,0,0,0]
["High Efficiency Chiller (Water cooled-positive displacement, 100 tons)",1.1199214136151365,4.8508503354563477E-2,null,2844.5465696295723,20,null,5200,null,null,1,1000,1000,1000,0,0,0,0,0,0,0,0,0,0,0,0,0,0,0,0,0,0,0,0,0,0,0,0,0,0,0]
["High Efficiency Chiller (Water cooled-positive displacement, 100 tons)",2.2567183553806478,9.7747956759675597E-2,null,5731.9561697604368,20,null,5200,null,null,1,1000,1000,1000,0,0,0,0,0,0,0,0,0,0,0,0,0,0,0,0,0,0,0,0,0,0,0,0,0,0,0]
["High Efficiency Chiller (Water cooled-positive displacement, 100 tons)",3.2493062384066618,0.14074110973282961,null,8253.0816910622525,20,null,5200,null,null,1,1000,1000,1000,0,0,0,0,0,0,0,0,0,0,0,0,0,0,0,0,0,0,0,0,0,0,0,0,0,0,0]
["High Efficiency Chiller (Water cooled-positive displacement, 100 tons)",2.546670611782369,0.11030700762818561,null,6468.4209665549279,20,null,5200,null,null,1,1000,1000,1000,0,0,0,0,0,0,0,0,0,0,0,0,0,0,0,0,0,0,0,0,0,0,0,0,0,0,0]
["High Efficiency Chiller (Water cooled-positive displacement, 100 tons)",2.2137624655433417,9.5887356631006837E-2,null,5622.8502739389951,20,null,5200,null,null,1,1000,1000,1000,0,0,0,0,0,0,0,0,0,0,0,0,0,0,0,0,0,0,0,0,0,0,0,0,0,0,0]
["High Efficiency Chiller (Water cooled-positive displacement, 100 tons)",0.48632203851506689,2.1064651456707738E-2,null,1235.2346062638026,20,null,5200,null,null,1,1000,1000,1000,0,0,0,0,0,0,0,0,0,0,0,0,0,0,0,0,0,0,0,0,0,0,0,0,0,0,0]
["High Efficiency Chiller (Water cooled-positive displacement, 100 tons)",2.0051195720479256,8.6850156006047341E-2,null,5092.9073513778858,20,null,5200,null,null,1,1000,1000,1000,0,0,0,0,0,0,0,0,0,0,0,0,0,0,0,0,0,0,0,0,0,0,0,0,0,0,0]
["High Efficiency Chiller (Water cooled-positive displacement, 100 tons)",2.2245014380026711,9.6352506663174145E-2,null,5650.1267478943628,20,null,5200,null,null,1,1000,1000,1000,0,0,0,0,0,0,0,0,0,0,0,0,0,0,0,0,0,0,0,0,0,0,0,0,0,0,0]
["High Efficiency Chiller (Water cooled-positive displacement, 100 tons)",1.1076483022330572,4.7976903317801328E-2,null,2813.3734565377526,20,null,5200,null,null,1,1000,1000,1000,0,0,0,0,0,0,0,0,0,0,0,0,0,0,0,0,0,0,0,0,0,0,0,0,0,0,0]
["High Efficiency Chiller (Water cooled-positive displacement, 100 tons)",4.3630910963307752,0.18898381306901277,null,11082.041704145959,20,null,5200,null,null,1,1000,1000,1000,0,0,0,0,0,0,0,0,0,0,0,0,0,0,0,0,0,0,0,0,0,0,0,0,0,0,0]
["High Efficiency Chiller (Water cooled-positive displacement, 100 tons)",4.1329702579166891,0.17901631237971816,null,10497.545833674085,20,null,5200,null,null,1,1000,1000,1000,0,0,0,0,0,0,0,0,0,0,0,0,0,0,0,0,0,0,0,0,0,0,0,0,0,0,0]
["High Efficiency Chiller (Water cooled-positive displacement, 100 tons)",1.0831020794688873,4.6913703244276538E-2,null,2751.0272303540842,20,null,5200,null,null,1,1000,1000,1000,0,0,0,0,0,0,0,0,0,0,0,0,0,0,0,0,0,0,0,0,0,0,0,0,0,0,0]
["High Efficiency Chiller (Water cooled-positive displacement, 100 tons)",3.3122059342398535,0.14346555992123716,null,8412.8438956579193,20,null,5200,null,null,1,1000,1000,1000,0,0,0,0,0,0,0,0,0,0,0,0,0,0,0,0,0,0,0,0,0,0,0,0,0,0,0]
["High Efficiency Chiller (Water cooled-positive displacement, 100 tons)",1.1199214136151365,4.8508503354563477E-2,null,2844.5465696295723,20,null,5200,null,null,1,1000,1000,1000,0,0,0,0,0,0,0,0,0,0,0,0,0,0,0,0,0,0,0,0,0,0,0,0,0,0,0]
["High Efficiency Chiller (Water cooled-positive displacement, 100 tons)",2.2567183553806478,9.7747956759675597E-2,null,5731.9561697604368,20,null,5200,null,null,1,1000,1000,1000,0,0,0,0,0,0,0,0,0,0,0,0,0,0,0,0,0,0,0,0,0,0,0,0,0,0,0]
["High Efficiency Chiller (Water cooled-positive displacement, 100 tons)",3.2493062384066618,0.14074110973282961,null,8253.0816910622525,20,null,5200,null,null,1,1000,1000,1000,0,0,0,0,0,0,0,0,0,0,0,0,0,0,0,0,0,0,0,0,0,0,0,0,0,0,0]
["High Efficiency Chiller (Water cooled-positive displacement, 100 tons)",2.546670611782369,0.11030700762818561,null,6468.4209665549279,20,null,5200,null,null,1,1000,1000,1000,0,0,0,0,0,0,0,0,0,0,0,0,0,0,0,0,0,0,0,0,0,0,0,0,0,0,0]
["High Efficiency Chiller (Water cooled-positive displacement, 100 tons)",2.2137624655433417,9.5887356631006837E-2,null,5622.8502739389951,20,null,5200,null,null,1,1000,1000,1000,0,0,0,0,0,0,0,0,0,0,0,0,0,0,0,0,0,0,0,0,0,0,0,0,0,0,0]
["High Efficiency Chiller (Water cooled-positive displacement, 100 tons)",0.48632203851506689,2.1064651456707738E-2,null,1235.2346062638026,20,null,5200,null,null,1,1000,1000,1000,0,0,0,0,0,0,0,0,0,0,0,0,0,0,0,0,0,0,0,0,0,0,0,0,0,0,0]
["High Efficiency Data Center Cooling",29.756710499241834,17.186788627277785,null,129796.79562329035,20,null,213000,null,null,1,1000,1000,1000,0,0,0,0,0,0,0,0,0,0,0,0,0,0,0,0,0,0,0,0,0,0,0,0,0,0,0]
["High Efficiency Data Center Cooling",29.756710499241834,17.186788627277785,null,129796.79562329035,20,null,213000,null,null,1,1000,1000,1000,0,0,0,0,0,0,0,0,0,0,0,0,0,0,0,0,0,0,0,0,0,0,0,0,0,0,0]
["High Efficiency Data Center Cooling",29.756710499241834,17.186788627277785,null,129796.79562329035,20,null,213000,null,null,1,1000,1000,1000,0,0,0,0,0,0,0,0,0,0,0,0,0,0,0,0,0,0,0,0,0,0,0,0,0,0,0]
["High Efficiency Data Center Cooling",29.756710499241834,17.186788627277785,null,129796.79562329035,20,null,213000,null,null,1,1000,1000,1000,0,0,0,0,0,0,0,0,0,0,0,0,0,0,0,0,0,0,0,0,0,0,0,0,0,0,0]
["High Efficiency Data Center Cooling",29.756710499241834,17.186788627277785,null,129796.79562329035,20,null,213000,null,null,1,1000,1000,1000,0,0,0,0,0,0,0,0,0,0,0,0,0,0,0,0,0,0,0,0,0,0,0,0,0,0,0]
["High Efficiency Data Center Cooling",29.756710499241834,17.186788627277785,null,129796.79562329035,20,null,213000,null,null,1,1000,1000,1000,0,0,0,0,0,0,0,0,0,0,0,0,0,0,0,0,0,0,0,0,0,0,0,0,0,0,0]
["High Efficiency Data Center Cooling",29.756710499241834,17.186788627277785,null,129796.79562329035,20,null,213000,null,null,1,1000,1000,1000,0,0,0,0,0,0,0,0,0,0,0,0,0,0,0,0,0,0,0,0,0,0,0,0,0,0,0]
["High Efficiency Data Center Cooling",29.756710499241834,17.186788627277785,null,129796.79562329035,20,null,213000,null,null,1,1000,1000,1000,0,0,0,0,0,0,0,0,0,0,0,0,0,0,0,0,0,0,0,0,0,0,0,0,0,0,0]
["High Efficiency Data Center Cooling",29.756710499241834,17.186788627277785,null,129796.79562329035,20,null,213000,null,null,1,1000,1000,1000,0,0,0,0,0,0,0,0,0,0,0,0,0,0,0,0,0,0,0,0,0,0,0,0,0,0,0]
["High Efficiency Data Center Cooling",29.756710499241834,17.186788627277785,null,129796.79562329035,20,null,213000,null,null,1,1000,1000,1000,0,0,0,0,0,0,0,0,0,0,0,0,0,0,0,0,0,0,0,0,0,0,0,0,0,0,0]
["High Efficiency Data Center Cooling",29.756710499241834,17.186788627277785,null,129796.79562329035,20,null,213000,null,null,1,1000,1000,1000,0,0,0,0,0,0,0,0,0,0,0,0,0,0,0,0,0,0,0,0,0,0,0,0,0,0,0]
["High Efficiency Data Center Cooling",29.756710499241834,17.186788627277785,null,129796.79562329035,20,null,213000,null,null,1,1000,1000,1000,0,0,0,0,0,0,0,0,0,0,0,0,0,0,0,0,0,0,0,0,0,0,0,0,0,0,0]
["High Efficiency Data Center Cooling",29.756710499241834,17.186788627277785,null,129796.79562329035,20,null,213000,null,null,1,1000,1000,1000,0,0,0,0,0,0,0,0,0,0,0,0,0,0,0,0,0,0,0,0,0,0,0,0,0,0,0]
["High Efficiency Data Center Cooling",29.756710499241834,17.186788627277785,null,129796.79562329035,20,null,213000,null,null,1,1000,1000,1000,0,0,0,0,0,0,0,0,0,0,0,0,0,0,0,0,0,0,0,0,0,0,0,0,0,0,0]
["High Efficiency Data Center Cooling",29.756710499241834,17.186788627277785,null,129796.79562329035,20,null,213000,null,null,1,1000,1000,1000,0,0,0,0,0,0,0,0,0,0,0,0,0,0,0,0,0,0,0,0,0,0,0,0,0,0,0]
["High Efficiency Data Center Cooling",29.756710499241834,17.186788627277785,null,129796.79562329035,20,null,213000,null,null,1,1000,1000,1000,0,0,0,0,0,0,0,0,0,0,0,0,0,0,0,0,0,0,0,0,0,0,0,0,0,0,0]
["High Efficiency Data Center Cooling",29.756710499241834,17.186788627277785,null,129796.79562329035,20,null,213000,null,null,1,1000,1000,1000,0,0,0,0,0,0,0,0,0,0,0,0,0,0,0,0,0,0,0,0,0,0,0,0,0,0,0]
["High Efficiency Data Center Cooling",29.756710499241834,17.186788627277785,null,129796.79562329035,20,null,213000,null,null,1,1000,1000,1000,0,0,0,0,0,0,0,0,0,0,0,0,0,0,0,0,0,0,0,0,0,0,0,0,0,0,0]
["High Efficiency Data Center Cooling",29.756710499241834,17.186788627277785,null,129796.79562329035,20,null,213000,null,null,1,1000,1000,1000,0,0,0,0,0,0,0,0,0,0,0,0,0,0,0,0,0,0,0,0,0,0,0,0,0,0,0]
["High Efficiency Data Center Cooling",29.756710499241834,17.186788627277785,null,129796.79562329035,20,null,213000,null,null,1,1000,1000,1000,0,0,0,0,0,0,0,0,0,0,0,0,0,0,0,0,0,0,0,0,0,0,0,0,0,0,0]
["High Efficiency Data Center Cooling",29.756710499241834,17.186788627277785,null,129796.79562329035,20,null,213000,null,null,1,1000,1000,1000,0,0,0,0,0,0,0,0,0,0,0,0,0,0,0,0,0,0,0,0,0,0,0,0,0,0,0]
["High Efficiency Data Center Cooling",29.756710499241834,17.186788627277785,null,129796.79562329035,20,null,213000,null,null,1,1000,1000,1000,0,0,0,0,0,0,0,0,0,0,0,0,0,0,0,0,0,0,0,0,0,0,0,0,0,0,0]
["High Efficiency Data Center Cooling",29.756710499241834,17.186788627277785,null,129796.79562329035,20,null,213000,null,null,1,1000,1000,1000,0,0,0,0,0,0,0,0,0,0,0,0,0,0,0,0,0,0,0,0,0,0,0,0,0,0,0]
["High Efficiency Data Center Cooling",29.756710499241834,17.186788627277785,null,129796.79562329035,20,null,213000,null,null,1,1000,1000,1000,0,0,0,0,0,0,0,0,0,0,0,0,0,0,0,0,0,0,0,0,0,0,0,0,0,0,0]
["High Efficiency Data Center Cooling",29.756710499241834,17.186788627277785,null,129796.79562329035,20,null,213000,null,null,1,1000,1000,1000,0,0,0,0,0,0,0,0,0,0,0,0,0,0,0,0,0,0,0,0,0,0,0,0,0,0,0]
["High Efficiency Data Center Cooling",29.756710499241834,17.186788627277785,null,129796.79562329035,20,null,213000,null,null,1,1000,1000,1000,0,0,0,0,0,0,0,0,0,0,0,0,0,0,0,0,0,0,0,0,0,0,0,0,0,0,0]
["High Efficiency DX 135k- less than 240k BTU",0.77285698054378849,0,null,1868.9984543725805,15,null,3329.6100000000006,null,null,1,1000,1000,1000,0,0,0,0,0,0,0,0,0,0,0,0,0,0,0,0,0,0,0,0,0,0,0,0,0,0,0]
["High Efficiency DX 135k- less than 240k BTU",0.85741593097818902,0,null,2073.4871911555019,15,null,3329.6100000000006,null,null,1,1000,1000,1000,0,0,0,0,0,0,0,0,0,0,0,0,0,0,0,0,0,0,0,0,0,0,0,0,0,0,0]
["High Efficiency DX 135k- less than 240k BTU",0.42693400149396799,0,null,1032.4536220788104,15,null,3329.6100000000006,null,null,1,1000,1000,1000,0,0,0,0,0,0,0,0,0,0,0,0,0,0,0,0,0,0,0,0,0,0,0,0,0,0,0]
["High Efficiency DX 135k- less than 240k BTU",1.6817178673806672,0,null,4066.8948769974086,15,null,3329.6100000000006,null,null,1,1000,1000,1000,0,0,0,0,0,0,0,0,0,0,0,0,0,0,0,0,0,0,0,0,0,0,0,0,0,0,0]
["High Efficiency DX 135k- less than 240k BTU",1.5930196676243058,0,null,3852.396202050295,15,null,3329.6100000000006,null,null,1,1000,1000,1000,0,0,0,0,0,0,0,0,0,0,0,0,0,0,0,0,0,0,0,0,0,0,0,0,0,0,0]
["High Efficiency DX 135k- less than 240k BTU",0.41747286018662161,0,null,1009.5737634177822,15,null,3329.6100000000006,null,null,1,1000,1000,1000,0,0,0,0,0,0,0,0,0,0,0,0,0,0,0,0,0,0,0,0,0,0,0,0,0,0,0]
["High Efficiency DX 135k- less than 240k BTU",1.2766627551599385,0,null,3087.3509280722283,15,null,3329.6100000000006,null,null,1,1000,1000,1000,0,0,0,0,0,0,0,0,0,0,0,0,0,0,0,0,0,0,0,0,0,0,0,0,0,0,0]
["High Efficiency DX 135k- less than 240k BTU",0.43166457214763965,0,null,1043.8935514093209,15,null,3329.6100000000006,null,null,1,1000,1000,1000,0,0,0,0,0,0,0,0,0,0,0,0,0,0,0,0,0,0,0,0,0,0,0,0,0,0,0]
["High Efficiency DX 135k- less than 240k BTU",0.86983367894408048,0,null,2103.5170056481002,15,null,3329.6100000000006,null,null,1,1000,1000,1000,0,0,0,0,0,0,0,0,0,0,0,0,0,0,0,0,0,0,0,0,0,0,0,0,0,0,0]
["High Efficiency DX 135k- less than 240k BTU",1.2524185805598664,0,null,3028.7212902533502,15,null,3329.6100000000006,null,null,1,1000,1000,1000,0,0,0,0,0,0,0,0,0,0,0,0,0,0,0,0,0,0,0,0,0,0,0,0,0,0,0]
["High Efficiency DX 135k- less than 240k BTU",0.98159341063709848,0,null,2373.7853360814697,15,null,3329.6100000000006,null,null,1,1000,1000,1000,0,0,0,0,0,0,0,0,0,0,0,0,0,0,0,0,0,0,0,0,0,0,0,0,0,0,0]
["High Efficiency DX 135k- less than 240k BTU",0.85327668165622517,0,null,2063.4772529913025,15,null,3329.6100000000006,null,null,1,1000,1000,1000,0,0,0,0,0,0,0,0,0,0,0,0,0,0,0,0,0,0,0,0,0,0,0,0,0,0,0]
["High Efficiency DX 135k- less than 240k BTU",0.18744886215178333,0,null,453.30719972158204,15,null,3329.6100000000006,null,null,1,1000,1000,1000,0,0,0,0,0,0,0,0,0,0,0,0,0,0,0,0,0,0,0,0,0,0,0,0,0,0,0]
["High Efficiency DX 135k- less than 240k BTU",0.77285698054378849,0,null,1868.9984543725805,15,null,3329.6100000000006,null,null,1,1000,1000,1000,0,0,0,0,0,0,0,0,0,0,0,0,0,0,0,0,0,0,0,0,0,0,0,0,0,0,0]
["High Efficiency DX 135k- less than 240k BTU",0.85741593097818902,0,null,2073.4871911555019,15,null,3329.6100000000006,null,null,1,1000,1000,1000,0,0,0,0,0,0,0,0,0,0,0,0,0,0,0,0,0,0,0,0,0,0,0,0,0,0,0]
["High Efficiency DX 135k- less than 240k BTU",0.42693400149396799,0,null,1032.4536220788104,15,null,3329.6100000000006,null,null,1,1000,1000,1000,0,0,0,0,0,0,0,0,0,0,0,0,0,0,0,0,0,0,0,0,0,0,0,0,0,0,0]
["High Efficiency DX 135k- less than 240k BTU",1.6817178673806672,0,null,4066.8948769974086,15,null,3329.6100000000006,null,null,1,1000,1000,1000,0,0,0,0,0,0,0,0,0,0,0,0,0,0,0,0,0,0,0,0,0,0,0,0,0,0,0]
["High Efficiency DX 135k- less than 240k BTU",1.5930196676243058,0,null,3852.396202050295,15,null,3329.6100000000006,null,null,1,1000,1000,1000,0,0,0,0,0,0,0,0,0,0,0,0,0,0,0,0,0,0,0,0,0,0,0,0,0,0,0]
["High Efficiency DX 135k- less than 240k BTU",0.41747286018662161,0,null,1009.5737634177822,15,null,3329.6100000000006,null,null,1,1000,1000,1000,0,0,0,0,0,0,0,0,0,0,0,0,0,0,0,0,0,0,0,0,0,0,0,0,0,0,0]
["High Efficiency DX 135k- less than 240k BTU",1.2766627551599385,0,null,3087.3509280722283,15,null,3329.6100000000006,null,null,1,1000,1000,1000,0,0,0,0,0,0,0,0,0,0,0,0,0,0,0,0,0,0,0,0,0,0,0,0,0,0,0]
["High Efficiency DX 135k- less than 240k BTU",0.43166457214763965,0,null,1043.8935514093209,15,null,3329.6100000000006,null,null,1,1000,1000,1000,0,0,0,0,0,0,0,0,0,0,0,0,0,0,0,0,0,0,0,0,0,0,0,0,0,0,0]
["High Efficiency DX 135k- less than 240k BTU",0.86983367894408048,0,null,2103.5170056481002,15,null,3329.6100000000006,null,null,1,1000,1000,1000,0,0,0,0,0,0,0,0,0,0,0,0,0,0,0,0,0,0,0,0,0,0,0,0,0,0,0]
["High Efficiency DX 135k- less than 240k BTU",1.2524185805598664,0,null,3028.7212902533502,15,null,3329.6100000000006,null,null,1,1000,1000,1000,0,0,0,0,0,0,0,0,0,0,0,0,0,0,0,0,0,0,0,0,0,0,0,0,0,0,0]
["High Efficiency DX 135k- less than 240k BTU",0.98159341063709848,0,null,2373.7853360814697,15,null,3329.6100000000006,null,null,1,1000,1000,1000,0,0,0,0,0,0,0,0,0,0,0,0,0,0,0,0,0,0,0,0,0,0,0,0,0,0,0]
["High Efficiency DX 135k- less than 240k BTU",0.85327668165622517,0,null,2063.4772529913025,15,null,3329.6100000000006,null,null,1,1000,1000,1000,0,0,0,0,0,0,0,0,0,0,0,0,0,0,0,0,0,0,0,0,0,0,0,0,0,0,0]
["High Efficiency DX 135k- less than 240k BTU",0.18744886215178333,0,null,453.30719972158204,15,null,3329.6100000000006,null,null,1,1000,1000,1000,0,0,0,0,0,0,0,0,0,0,0,0,0,0,0,0,0,0,0,0,0,0,0,0,0,0,0]
["High Efficiency PTAC",0.38889373867129423,0,null,781.67409171088957,15,null,126,null,null,1,1000,1000,1000,0,0,0,0,0,0,0,0,0,0,0,0,0,0,0,0,0,0,0,0,0,0,0,0,0,0,0]
["High Efficiency PTAC",0.24769410191748994,0,null,867.19772990113961,15,null,126,null,null,1,1000,1000,1000,0,0,0,0,0,0,0,0,0,0,0,0,0,0,0,0,0,0,0,0,0,0,0,0,0,0,0]
["High Efficiency PTAC",0.21482882886050056,0,null,431.80466275077424,15,null,126,null,null,1,1000,1000,1000,0,0,0,0,0,0,0,0,0,0,0,0,0,0,0,0,0,0,0,0,0,0,0,0,0,0,0]
["High Efficiency PTAC",0.84622325384939612,0,null,1700.9036854060978,15,null,126,null,null,1,1000,1000,1000,0,0,0,0,0,0,0,0,0,0,0,0,0,0,0,0,0,0,0,0,0,0,0,0,0,0,0]
["High Efficiency PTAC",0.46019855901083961,0,null,1611.1935754163233,15,null,126,null,null,1,1000,1000,1000,0,0,0,0,0,0,0,0,0,0,0,0,0,0,0,0,0,0,0,0,0,0,0,0,0,0,0]
["High Efficiency PTAC",0.21006807919046178,0,null,422.2355843518651,15,null,126,null,null,1,1000,1000,1000,0,0,0,0,0,0,0,0,0,0,0,0,0,0,0,0,0,0,0,0,0,0,0,0,0,0,0]
["High Efficiency PTAC",0.64240365860085979,0,null,1291.2275164528,15,null,126,null,null,1,1000,1000,1000,0,0,0,0,0,0,0,0,0,0,0,0,0,0,0,0,0,0,0,0,0,0,0,0,0,0,0]
["High Efficiency PTAC",0.18074290187657757,0,null,436.58920195022893,15,null,126,null,null,1,1000,1000,1000,0,0,0,0,0,0,0,0,0,0,0,0,0,0,0,0,0,0,0,0,0,0,0,0,0,0,0]
["High Efficiency PTAC",0.36420932693211738,0,null,879.7571452997081,15,null,126,null,null,1,1000,1000,1000,0,0,0,0,0,0,0,0,0,0,0,0,0,0,0,0,0,0,0,0,0,0,0,0,0,0,0]
["High Efficiency PTAC",0.63020423757138544,0,null,1266.7067530555955,15,null,126,null,null,1,1000,1000,1000,0,0,0,0,0,0,0,0,0,0,0,0,0,0,0,0,0,0,0,0,0,0,0,0,0,0,0]
["High Efficiency PTAC",0.49392777826652512,0,null,992.79188388682223,15,null,126,null,null,1,1000,1000,1000,0,0,0,0,0,0,0,0,0,0,0,0,0,0,0,0,0,0,0,0,0,0,0,0,0,0,0]
["High Efficiency PTAC",0.42936011086662385,0,null,863.01125810161693,15,null,126,null,null,1,1000,1000,1000,0,0,0,0,0,0,0,0,0,0,0,0,0,0,0,0,0,0,0,0,0,0,0,0,0,0,0]
["High Efficiency PTAC",9.4322352837643605E-2,0,null,189.58736577838704,15,null,126,null,null,1,1000,1000,1000,0,0,0,0,0,0,0,0,0,0,0,0,0,0,0,0,0,0,0,0,0,0,0,0,0,0,0]
["High Efficiency PTAC",0.38889373867129423,0,null,781.67409171088957,15,null,126,null,null,1,1000,1000,1000,0,0,0,0,0,0,0,0,0,0,0,0,0,0,0,0,0,0,0,0,0,0,0,0,0,0,0]
["High Efficiency PTAC",0.24769410191748994,0,null,867.19772990113961,15,null,126,null,null,1,1000,1000,1000,0,0,0,0,0,0,0,0,0,0,0,0,0,0,0,0,0,0,0,0,0,0,0,0,0,0,0]
["High Efficiency PTAC",0.21482882886050056,0,null,431.80466275077424,15,null,126,null,null,1,1000,1000,1000,0,0,0,0,0,0,0,0,0,0,0,0,0,0,0,0,0,0,0,0,0,0,0,0,0,0,0]
["High Efficiency PTAC",0.84622325384939612,0,null,1700.9036854060978,15,null,126,null,null,1,1000,1000,1000,0,0,0,0,0,0,0,0,0,0,0,0,0,0,0,0,0,0,0,0,0,0,0,0,0,0,0]
["High Efficiency PTAC",0.46019855901083961,0,null,1611.1935754163233,15,null,126,null,null,1,1000,1000,1000,0,0,0,0,0,0,0,0,0,0,0,0,0,0,0,0,0,0,0,0,0,0,0,0,0,0,0]
["High Efficiency PTAC",0.21006807919046178,0,null,422.2355843518651,15,null,126,null,null,1,1000,1000,1000,0,0,0,0,0,0,0,0,0,0,0,0,0,0,0,0,0,0,0,0,0,0,0,0,0,0,0]
["High Efficiency PTAC",0.64240365860085979,0,null,1291.2275164528,15,null,126,null,null,1,1000,1000,1000,0,0,0,0,0,0,0,0,0,0,0,0,0,0,0,0,0,0,0,0,0,0,0,0,0,0,0]
["High Efficiency PTAC",0.18074290187657757,0,null,436.58920195022893,15,null,126,null,null,1,1000,1000,1000,0,0,0,0,0,0,0,0,0,0,0,0,0,0,0,0,0,0,0,0,0,0,0,0,0,0,0]
["High Efficiency PTAC",0.36420932693211738,0,null,879.7571452997081,15,null,126,null,null,1,1000,1000,1000,0,0,0,0,0,0,0,0,0,0,0,0,0,0,0,0,0,0,0,0,0,0,0,0,0,0,0]
["High Efficiency PTAC",0.63020423757138544,0,null,1266.7067530555955,15,null,126,null,null,1,1000,1000,1000,0,0,0,0,0,0,0,0,0,0,0,0,0,0,0,0,0,0,0,0,0,0,0,0,0,0,0]
["High Efficiency PTAC",0.49392777826652512,0,null,992.79188388682223,15,null,126,null,null,1,1000,1000,1000,0,0,0,0,0,0,0,0,0,0,0,0,0,0,0,0,0,0,0,0,0,0,0,0,0,0,0]
["High Efficiency PTAC",0.42936011086662385,0,null,863.01125810161693,15,null,126,null,null,1,1000,1000,1000,0,0,0,0,0,0,0,0,0,0,0,0,0,0,0,0,0,0,0,0,0,0,0,0,0,0,0]
["High Efficiency PTAC",9.4322352837643605E-2,0,null,189.58736577838704,15,null,126,null,null,1,1000,1000,1000,0,0,0,0,0,0,0,0,0,0,0,0,0,0,0,0,0,0,0,0,0,0,0,0,0,0,0]
["High Efficiency PTHP",0.39314381086361205,1.4394579573293718E-4,null,790.44754158775947,15,null,126,null,null,1,1000,1000,1000,0,0,0,0,0,0,0,0,0,0,0,0,0,0,0,0,0,0,0,0,0,0,0,0,0,0,0]
["High Efficiency PTHP",0.24921625915424389,7.5355267951428911E-2,null,875.97117977800951,15,null,126,null,null,1,1000,1000,1000,0,0,0,0,0,0,0,0,0,0,0,0,0,0,0,0,0,0,0,0,0,0,0,0,0,0,0]
["High Efficiency PTHP",0.22227155219219946,8.1382574429489951E-5,null,446.89499653899048,15,null,126,null,null,1,1000,1000,1000,0,0,0,0,0,0,0,0,0,0,0,0,0,0,0,0,0,0,0,0,0,0,0,0,0,0,0]
["High Efficiency PTHP",0.85281832136293123,3.1225116227710927E-4,null,1714.6604548130299,15,null,126,null,null,1,1000,1000,1000,0,0,0,0,0,0,0,0,0,0,0,0,0,0,0,0,0,0,0,0,0,0,0,0,0,0,0]
["High Efficiency PTHP",0.46284208506079627,0.13994909263672103,null,1626.8454099966591,15,null,126,null,null,1,1000,1000,1000,0,0,0,0,0,0,0,0,0,0,0,0,0,0,0,0,0,0,0,0,0,0,0,0,0,0,0]
["High Efficiency PTHP",0.21381182712190414,7.8285128092358145E-5,null,429.88603264449569,15,null,126,null,null,1,1000,1000,1000,0,0,0,0,0,0,0,0,0,0,0,0,0,0,0,0,0,0,0,0,0,0,0,0,0,0,0]
["High Efficiency PTHP",0.64682406342018395,2.3682836136655025E-4,null,1300.4922795227747,15,null,126,null,null,1,1000,1000,1000,0,0,0,0,0,0,0,0,0,0,0,0,0,0,0,0,0,0,0,0,0,0,0,0,0,0,0]
["High Efficiency PTHP",0.21955450184399566,8.0387752779978274E-5,null,441.4321462822611,15,null,126,null,null,1,1000,1000,1000,0,0,0,0,0,0,0,0,0,0,0,0,0,0,0,0,0,0,0,0,0,0,0,0,0,0,0]
["High Efficiency PTHP",0.44011197113717582,1.6114273237003896E-4,null,884.8808400278001,15,null,126,null,null,1,1000,1000,1000,0,0,0,0,0,0,0,0,0,0,0,0,0,0,0,0,0,0,0,0,0,0,0,0,0,0,0]
["High Efficiency PTHP",0.64611330210123563,2.3656812299879503E-4,null,1299.0632362014917,15,null,126,null,null,1,1000,1000,1000,0,0,0,0,0,0,0,0,0,0,0,0,0,0,0,0,0,0,0,0,0,0,0,0,0,0,0]
["High Efficiency PTHP",0.50387227196590578,1.8448794851067153E-4,null,1013.0761000021455,15,null,126,null,null,1,1000,1000,1000,0,0,0,0,0,0,0,0,0,0,0,0,0,0,0,0,0,0,0,0,0,0,0,0,0,0,0]
["High Efficiency PTHP",0.43852055038651339,1.6056004908730637E-4,null,881.68115943959606,15,null,126,null,null,1,1000,1000,1000,0,0,0,0,0,0,0,0,0,0,0,0,0,0,0,0,0,0,0,0,0,0,0,0,0,0,0]
["High Efficiency PTHP",9.670353697433498E-2,3.5407062747298997E-5,null,194.43031011041921,15,null,126,null,null,1,1000,1000,1000,0,0,0,0,0,0,0,0,0,0,0,0,0,0,0,0,0,0,0,0,0,0,0,0,0,0,0]
["High Efficiency PTHP",0.39314381086361205,1.4394579573293718E-4,null,790.44754158775947,15,null,126,null,null,1,1000,1000,1000,0,0,0,0,0,0,0,0,0,0,0,0,0,0,0,0,0,0,0,0,0,0,0,0,0,0,0]
["High Efficiency PTHP",0.24921625915424389,7.5355267951428911E-2,null,875.97117977800951,15,null,126,null,null,1,1000,1000,1000,0,0,0,0,0,0,0,0,0,0,0,0,0,0,0,0,0,0,0,0,0,0,0,0,0,0,0]
["High Efficiency PTHP",0.22227155219219946,8.1382574429489951E-5,null,446.89499653899048,15,null,126,null,null,1,1000,1000,1000,0,0,0,0,0,0,0,0,0,0,0,0,0,0,0,0,0,0,0,0,0,0,0,0,0,0,0]
["High Efficiency PTHP",0.85281832136293123,3.1225116227710927E-4,null,1714.6604548130299,15,null,126,null,null,1,1000,1000,1000,0,0,0,0,0,0,0,0,0,0,0,0,0,0,0,0,0,0,0,0,0,0,0,0,0,0,0]
["High Efficiency PTHP",0.46284208506079627,0.13994909263672103,null,1626.8454099966591,15,null,126,null,null,1,1000,1000,1000,0,0,0,0,0,0,0,0,0,0,0,0,0,0,0,0,0,0,0,0,0,0,0,0,0,0,0]
["High Efficiency PTHP",0.21381182712190414,7.8285128092358145E-5,null,429.88603264449569,15,null,126,null,null,1,1000,1000,1000,0,0,0,0,0,0,0,0,0,0,0,0,0,0,0,0,0,0,0,0,0,0,0,0,0,0,0]
["High Efficiency PTHP",0.64682406342018395,2.3682836136655025E-4,null,1300.4922795227747,15,null,126,null,null,1,1000,1000,1000,0,0,0,0,0,0,0,0,0,0,0,0,0,0,0,0,0,0,0,0,0,0,0,0,0,0,0]
["High Efficiency PTHP",0.21955450184399566,8.0387752779978274E-5,null,441.4321462822611,15,null,126,null,null,1,1000,1000,1000,0,0,0,0,0,0,0,0,0,0,0,0,0,0,0,0,0,0,0,0,0,0,0,0,0,0,0]
["High Efficiency PTHP",0.44011197113717582,1.6114273237003896E-4,null,884.8808400278001,15,null,126,null,null,1,1000,1000,1000,0,0,0,0,0,0,0,0,0,0,0,0,0,0,0,0,0,0,0,0,0,0,0,0,0,0,0]
["High Efficiency PTHP",0.64611330210123563,2.3656812299879503E-4,null,1299.0632362014917,15,null,126,null,null,1,1000,1000,1000,0,0,0,0,0,0,0,0,0,0,0,0,0,0,0,0,0,0,0,0,0,0,0,0,0,0,0]
["High Efficiency PTHP",0.50387227196590578,1.8448794851067153E-4,null,1013.0761000021455,15,null,126,null,null,1,1000,1000,1000,0,0,0,0,0,0,0,0,0,0,0,0,0,0,0,0,0,0,0,0,0,0,0,0,0,0,0]
["High Efficiency PTHP",0.43852055038651339,1.6056004908730637E-4,null,881.68115943959606,15,null,126,null,null,1,1000,1000,1000,0,0,0,0,0,0,0,0,0,0,0,0,0,0,0,0,0,0,0,0,0,0,0,0,0,0,0]
["High Efficiency PTHP",9.670353697433498E-2,3.5407062747298997E-5,null,194.43031011041921,15,null,126,null,null,1,1000,1000,1000,0,0,0,0,0,0,0,0,0,0,0,0,0,0,0,0,0,0,0,0,0,0,0,0,0,0,0]
["Variable Refrigerant Flow (VRF) HVAC Systems",0.85856567371897141,0.8677854535015247,null,2821.5221520102768,15,null,3295,null,null,1,1000,1000,1000,0,0,0,0,0,0,0,0,0,0,0,0,0,0,0,0,0,0,0,0,0,0,0,0,0,0,0]
["Variable Refrigerant Flow (VRF) HVAC Systems",0.66141791655137416,0.48593010796384345,null,3117.435242869612,15,null,3295,null,null,1,1000,1000,1000,0,0,0,0,0,0,0,0,0,0,0,0,0,0,0,0,0,0,0,0,0,0,0,0,0,0,0]
["Variable Refrigerant Flow (VRF) HVAC Systems",0.51581985719063594,0.5213590321615682,null,1695.1494778564163,15,null,3295,null,null,1,1000,1000,1000,0,0,0,0,0,0,0,0,0,0,0,0,0,0,0,0,0,0,0,0,0,0,0,0,0,0,0]
["Variable Refrigerant Flow (VRF) HVAC Systems",1.8465878559296043,1.8664175951120037,null,6068.4799085549703,15,null,3295,null,null,1,1000,1000,1000,0,0,0,0,0,0,0,0,0,0,0,0,0,0,0,0,0,0,0,0,0,0,0,0,0,0,0]
["Variable Refrigerant Flow (VRF) HVAC Systems",1.7598208880483444,1.7787188728399586,null,5783.3358253082033,15,null,3295,null,null,1,1000,1000,1000,0,0,0,0,0,0,0,0,0,0,0,0,0,0,0,0,0,0,0,0,0,0,0,0,0,0,0]
["Variable Refrigerant Flow (VRF) HVAC Systems",0.47557560295322798,0.48068261161127385,null,1562.8939518113027,15,null,3295,null,null,1,1000,1000,1000,0,0,0,0,0,0,0,0,0,0,0,0,0,0,0,0,0,0,0,0,0,0,0,0,0,0,0]
["Variable Refrigerant Flow (VRF) HVAC Systems",0.97408825993739523,0.7156425634577217,null,4591.1321650122036,15,null,3295,null,null,1,1000,1000,1000,0,0,0,0,0,0,0,0,0,0,0,0,0,0,0,0,0,0,0,0,0,0,0,0,0,0,0]
["Variable Refrigerant Flow (VRF) HVAC Systems",0.47930317930978705,0.4844502168604175,null,1575.1439631794299,15,null,3295,null,null,1,1000,1000,1000,0,0,0,0,0,0,0,0,0,0,0,0,0,0,0,0,0,0,0,0,0,0,0,0,0,0,0]
["Variable Refrigerant Flow (VRF) HVAC Systems",0.94703269929063982,0.95720248967663968,null,3112.2531700484215,15,null,3295,null,null,1,1000,1000,1000,0,0,0,0,0,0,0,0,0,0,0,0,0,0,0,0,0,0,0,0,0,0,0,0,0,0,0]
["Variable Refrigerant Flow (VRF) HVAC Systems",1.4648655016734524,1.4805960832118303,null,4814.0178313722918,15,null,3295,null,null,1,1000,1000,1000,0,0,0,0,0,0,0,0,0,0,0,0,0,0,0,0,0,0,0,0,0,0,0,0,0,0,0]
["Variable Refrigerant Flow (VRF) HVAC Systems",1.1275190488008668,1.1396270070488932,null,3705.3891978058773,15,null,3295,null,null,1,1000,1000,1000,0,0,0,0,0,0,0,0,0,0,0,0,0,0,0,0,0,0,0,0,0,0,0,0,0,0,0]
["Variable Refrigerant Flow (VRF) HVAC Systems",0.98433283071854616,0.99490317170673348,null,3234.8333643402107,15,null,3295,null,null,1,1000,1000,1000,0,0,0,0,0,0,0,0,0,0,0,0,0,0,0,0,0,0,0,0,0,0,0,0,0,0,0]
["Variable Refrigerant Flow (VRF) HVAC Systems",0.21924635841172677,0.22160075389311951,null,720.51384762065004,15,null,3295,null,null,1,1000,1000,1000,0,0,0,0,0,0,0,0,0,0,0,0,0,0,0,0,0,0,0,0,0,0,0,0,0,0,0]
["Variable Refrigerant Flow (VRF) HVAC Systems",0.85856567371897141,0.8677854535015247,null,2821.5221520102768,15,null,3295,null,null,1,1000,1000,1000,0,0,0,0,0,0,0,0,0,0,0,0,0,0,0,0,0,0,0,0,0,0,0,0,0,0,0]
["Variable Refrigerant Flow (VRF) HVAC Systems",0.66141791655137416,0.48593010796384345,null,3117.435242869612,15,null,3295,null,null,1,1000,1000,1000,0,0,0,0,0,0,0,0,0,0,0,0,0,0,0,0,0,0,0,0,0,0,0,0,0,0,0]
["Variable Refrigerant Flow (VRF) HVAC Systems",0.51581985719063594,0.5213590321615682,null,1695.1494778564163,15,null,3295,null,null,1,1000,1000,1000,0,0,0,0,0,0,0,0,0,0,0,0,0,0,0,0,0,0,0,0,0,0,0,0,0,0,0]
["Variable Refrigerant Flow (VRF) HVAC Systems",1.8465878559296043,1.8664175951120037,null,6068.4799085549703,15,null,3295,null,null,1,1000,1000,1000,0,0,0,0,0,0,0,0,0,0,0,0,0,0,0,0,0,0,0,0,0,0,0,0,0,0,0]
["Variable Refrigerant Flow (VRF) HVAC Systems",1.7598208880483444,1.7787188728399586,null,5783.3358253082033,15,null,3295,null,null,1,1000,1000,1000,0,0,0,0,0,0,0,0,0,0,0,0,0,0,0,0,0,0,0,0,0,0,0,0,0,0,0]
["Variable Refrigerant Flow (VRF) HVAC Systems",0.47557560295322798,0.48068261161127385,null,1562.8939518113027,15,null,3295,null,null,1,1000,1000,1000,0,0,0,0,0,0,0,0,0,0,0,0,0,0,0,0,0,0,0,0,0,0,0,0,0,0,0]
["Variable Refrigerant Flow (VRF) HVAC Systems",0.97408825993739523,0.7156425634577217,null,4591.1321650122036,15,null,3295,null,null,1,1000,1000,1000,0,0,0,0,0,0,0,0,0,0,0,0,0,0,0,0,0,0,0,0,0,0,0,0,0,0,0]
["Variable Refrigerant Flow (VRF) HVAC Systems",0.47930317930978705,0.4844502168604175,null,1575.1439631794299,15,null,3295,null,null,1,1000,1000,1000,0,0,0,0,0,0,0,0,0,0,0,0,0,0,0,0,0,0,0,0,0,0,0,0,0,0,0]
["Variable Refrigerant Flow (VRF) HVAC Systems",0.94703269929063982,0.95720248967663968,null,3112.2531700484215,15,null,3295,null,null,1,1000,1000,1000,0,0,0,0,0,0,0,0,0,0,0,0,0,0,0,0,0,0,0,0,0,0,0,0,0,0,0]
["Variable Refrigerant Flow (VRF) HVAC Systems",1.4648655016734524,1.4805960832118303,null,4814.0178313722918,15,null,3295,null,null,1,1000,1000,1000,0,0,0,0,0,0,0,0,0,0,0,0,0,0,0,0,0,0,0,0,0,0,0,0,0,0,0]
["Variable Refrigerant Flow (VRF) HVAC Systems",1.1275190488008668,1.1396270070488932,null,3705.3891978058773,15,null,3295,null,null,1,1000,1000,1000,0,0,0,0,0,0,0,0,0,0,0,0,0,0,0,0,0,0,0,0,0,0,0,0,0,0,0]
["Variable Refrigerant Flow (VRF) HVAC Systems",0.98433283071854616,0.99490317170673348,null,3234.8333643402107,15,null,3295,null,null,1,1000,1000,1000,0,0,0,0,0,0,0,0,0,0,0,0,0,0,0,0,0,0,0,0,0,0,0,0,0,0,0]
["Variable Refrigerant Flow (VRF) HVAC Systems",0.21924635841172677,0.22160075389311951,null,720.51384762065004,15,null,3295,null,null,1,1000,1000,1000,0,0,0,0,0,0,0,0,0,0,0,0,0,0,0,0,0,0,0,0,0,0,0,0,0,0,0]
["CFL-23W",4.8303855843842038E-3,1.1168251251365293E-3,null,20.132000000000005,7.8,null,0.84999999999999987,null,null,1,1000,1000,1000,0,0,0,0,0,0,0,0,0,0,0,0,0,0,0,0,0,0,0,0,0,0,0,0,0,0,0]
["CFL-23W",3.1362666501081556E-3,3.0714234308106833E-3,null,30.856000000000009,7.8,null,0.84999999999999987,null,null,1,1000,1000,1000,0,0,0,0,0,0,0,0,0,0,0,0,0,0,0,0,0,0,0,0,0,0,0,0,0,0,0]
["CFL-23W",9.3468926976202037E-3,2.530421061806009E-6,null,38.807999999999993,7.8,null,0.84999999999999987,null,null,1,1000,1000,1000,0,0,0,0,0,0,0,0,0,0,0,0,0,0,0,0,0,0,0,0,0,0,0,0,0,0,0]
["CFL-23W",8.4447770230472088E-3,1.9525023397727636E-3,null,35.195999999999998,7.8,null,0.84999999999999987,null,null,1,1000,1000,1000,0,0,0,0,0,0,0,0,0,0,0,0,0,0,0,0,0,0,0,0,0,0,0,0,0,0,0]
["CFL-23W",4.8395838824944809E-3,4.7395240871992428E-3,null,47.614000000000004,7.8,null,0.84999999999999987,null,null,1,1000,1000,1000,0,0,0,0,0,0,0,0,0,0,0,0,0,0,0,0,0,0,0,0,0,0,0,0,0,0,0]
["CFL-23W",5.5408352026715887E-3,1.2810869568238561E-3,null,23.093000000000004,7.8,null,0.84999999999999987,null,null,1,1000,1000,1000,0,0,0,0,0,0,0,0,0,0,0,0,0,0,0,0,0,0,0,0,0,0,0,0,0,0,0]
["CFL-23W",6.3290467508777528E-3,1.7134200335533481E-6,null,26.278000000000006,7.8,null,0.84999999999999987,null,null,1,1000,1000,1000,0,0,0,0,0,0,0,0,0,0,0,0,0,0,0,0,0,0,0,0,0,0,0,0,0,0,0]
["CFL-23W",7.4034560695290588E-3,1.7117403169686445E-3,null,30.856000000000009,7.8,null,0.84999999999999987,null,null,1,1000,1000,1000,0,0,0,0,0,0,0,0,0,0,0,0,0,0,0,0,0,0,0,0,0,0,0,0,0,0,0]
["CFL-23W",5.4635759061202405E-3,1.2632239680351633E-3,null,22.771000000000001,7.8,null,0.84999999999999987,null,null,1,1000,1000,1000,0,0,0,0,0,0,0,0,0,0,0,0,0,0,0,0,0,0,0,0,0,0,0,0,0,0,0]
["CFL-23W",5.6597256107343112E-3,1.532219246840327E-6,null,23.498999999999995,7.8,null,0.84999999999999987,null,null,1,1000,1000,1000,0,0,0,0,0,0,0,0,0,0,0,0,0,0,0,0,0,0,0,0,0,0,0,0,0,0,0]
["CFL-23W",8.4027621221030146E-3,2.2748229747548981E-6,null,34.888000000000005,7.8,null,0.84999999999999987,null,null,1,1000,1000,1000,0,0,0,0,0,0,0,0,0,0,0,0,0,0,0,0,0,0,0,0,0,0,0,0,0,0,0]
["CFL-23W",3.9956492716446534E-3,9.2382718105000127E-4,null,16.653000000000006,7.8,null,0.84999999999999987,null,null,1,1000,1000,1000,0,0,0,0,0,0,0,0,0,0,0,0,0,0,0,0,0,0,0,0,0,0,0,0,0,0,0]
["CFL-23W",6.4225989133119589E-3,1.4849580245208927E-3,null,26.768000000000001,7.8,null,0.84999999999999987,null,null,1,1000,1000,1000,0,0,0,0,0,0,0,0,0,0,0,0,0,0,0,0,0,0,0,0,0,0,0,0,0,0,0]
["CFL-23W",4.8303855843842038E-3,1.1168251251365293E-3,null,20.132000000000005,7.8,null,0.84999999999999987,null,null,1,1000,1000,1000,0,0,0,0,0,0,0,0,0,0,0,0,0,0,0,0,0,0,0,0,0,0,0,0,0,0,0]
["CFL-23W",3.1362666501081556E-3,3.0714234308106833E-3,null,30.856000000000009,7.8,null,0.84999999999999987,null,null,1,1000,1000,1000,0,0,0,0,0,0,0,0,0,0,0,0,0,0,0,0,0,0,0,0,0,0,0,0,0,0,0]
["CFL-23W",9.3468926976202037E-3,2.530421061806009E-6,null,38.807999999999993,7.8,null,0.84999999999999987,null,null,1,1000,1000,1000,0,0,0,0,0,0,0,0,0,0,0,0,0,0,0,0,0,0,0,0,0,0,0,0,0,0,0]
["CFL-23W",8.4447770230472088E-3,1.9525023397727636E-3,null,35.195999999999998,7.8,null,0.84999999999999987,null,null,1,1000,1000,1000,0,0,0,0,0,0,0,0,0,0,0,0,0,0,0,0,0,0,0,0,0,0,0,0,0,0,0]
["CFL-23W",4.8395838824944809E-3,4.7395240871992428E-3,null,47.614000000000004,7.8,null,0.84999999999999987,null,null,1,1000,1000,1000,0,0,0,0,0,0,0,0,0,0,0,0,0,0,0,0,0,0,0,0,0,0,0,0,0,0,0]
["CFL-23W",5.5408352026715887E-3,1.2810869568238561E-3,null,23.093000000000004,7.8,null,0.84999999999999987,null,null,1,1000,1000,1000,0,0,0,0,0,0,0,0,0,0,0,0,0,0,0,0,0,0,0,0,0,0,0,0,0,0,0]
["CFL-23W",6.3290467508777528E-3,1.7134200335533481E-6,null,26.278000000000006,7.8,null,0.84999999999999987,null,null,1,1000,1000,1000,0,0,0,0,0,0,0,0,0,0,0,0,0,0,0,0,0,0,0,0,0,0,0,0,0,0,0]
["CFL-23W",7.4034560695290588E-3,1.7117403169686445E-3,null,30.856000000000009,7.8,null,0.84999999999999987,null,null,1,1000,1000,1000,0,0,0,0,0,0,0,0,0,0,0,0,0,0,0,0,0,0,0,0,0,0,0,0,0,0,0]
["CFL-23W",5.4635759061202405E-3,1.2632239680351633E-3,null,22.771000000000001,7.8,null,0.84999999999999987,null,null,1,1000,1000,1000,0,0,0,0,0,0,0,0,0,0,0,0,0,0,0,0,0,0,0,0,0,0,0,0,0,0,0]
["CFL-23W",5.6597256107343112E-3,1.532219246840327E-6,null,23.498999999999995,7.8,null,0.84999999999999987,null,null,1,1000,1000,1000,0,0,0,0,0,0,0,0,0,0,0,0,0,0,0,0,0,0,0,0,0,0,0,0,0,0,0]
["CFL-23W",8.4027621221030146E-3,2.2748229747548981E-6,null,34.888000000000005,7.8,null,0.84999999999999987,null,null,1,1000,1000,1000,0,0,0,0,0,0,0,0,0,0,0,0,0,0,0,0,0,0,0,0,0,0,0,0,0,0,0]
["CFL-23W",3.9956492716446534E-3,9.2382718105000127E-4,null,16.653000000000006,7.8,null,0.84999999999999987,null,null,1,1000,1000,1000,0,0,0,0,0,0,0,0,0,0,0,0,0,0,0,0,0,0,0,0,0,0,0,0,0,0,0]
["CFL-23W",6.4225989133119589E-3,1.4849580245208927E-3,null,26.768000000000001,7.8,null,0.84999999999999987,null,null,1,1000,1000,1000,0,0,0,0,0,0,0,0,0,0,0,0,0,0,0,0,0,0,0,0,0,0,0,0,0,0,0]
["High Bay Fluorescent (T5)",0.10654901524439145,0.10453680434629012,null,576.1586666666667,15,null,100,null,null,1,1000,1000,1000,0,0,0,0,0,0,0,0,0,0,0,0,0,0,0,0,0,0,0,0,0,0,0,0,0,0,0]
["High Bay Fluorescent (T5)",0.16330600111170981,0.16022191709264491,null,883.06933333333325,15,null,100,null,null,1,1000,1000,1000,0,0,0,0,0,0,0,0,0,0,0,0,0,0,0,0,0,0,0,0,0,0,0,0,0,0,0]
["High Bay Fluorescent (T5)",0.20539212118042635,0.20151322784973311,null,1110.6480000000001,15,null,100,null,null,1,1000,1000,1000,0,0,0,0,0,0,0,0,0,0,0,0,0,0,0,0,0,0,0,0,0,0,0,0,0,0,0]
["High Bay Fluorescent (T5)",0.18627553847315723,0.1827576676819008,null,1007.2760000000001,15,null,100,null,null,1,1000,1000,1000,0,0,0,0,0,0,0,0,0,0,0,0,0,0,0,0,0,0,0,0,0,0,0,0,0,0,0]
["High Bay Fluorescent (T5)",0.25199805343962112,0.24723899275502959,null,1362.6673333333329,15,null,100,null,null,1,1000,1000,1000,0,0,0,0,0,0,0,0,0,0,0,0,0,0,0,0,0,0,0,0,0,0,0,0,0,0,0]
["High Bay Fluorescent (T5)",0.12222016734744341,0.11991200192573399,null,660.89966666666646,15,null,100,null,null,1,1000,1000,1000,0,0,0,0,0,0,0,0,0,0,0,0,0,0,0,0,0,0,0,0,0,0,0,0,0,0,0]
["High Bay Fluorescent (T5)",0.13907684395947337,0.1364503350194621,null,752.05133333333322,15,null,100,null,null,1,1000,1000,1000,0,0,0,0,0,0,0,0,0,0,0,0,0,0,0,0,0,0,0,0,0,0,0,0,0,0,0]
["High Bay Fluorescent (T5)",0.16330600111170981,0.16022191709264491,null,883.06933333333325,15,null,100,null,null,1,1000,1000,1000,0,0,0,0,0,0,0,0,0,0,0,0,0,0,0,0,0,0,0,0,0,0,0,0,0,0,0]
["High Bay Fluorescent (T5)",0.12051597586578766,0.11823999462395052,null,651.68433333333326,15,null,100,null,null,1,1000,1000,1000,0,0,0,0,0,0,0,0,0,0,0,0,0,0,0,0,0,0,0,0,0,0,0,0,0,0,0]
["High Bay Fluorescent (T5)",0.12436893051996595,0.1220201850453741,null,672.51900000000001,15,null,100,null,null,1,1000,1000,1000,0,0,0,0,0,0,0,0,0,0,0,0,0,0,0,0,0,0,0,0,0,0,0,0,0,0,0]
["High Bay Fluorescent (T5)",0.18464544227331256,0.18115835634976005,null,998.4613333333333,15,null,100,null,null,1,1000,1000,1000,0,0,0,0,0,0,0,0,0,0,0,0,0,0,0,0,0,0,0,0,0,0,0,0,0,0,0]
["High Bay Fluorescent (T5)",8.8136337714327981E-2,8.647185589006405E-2,null,476.59300000000007,15,null,100,null,null,1,1000,1000,1000,0,0,0,0,0,0,0,0,0,0,0,0,0,0,0,0,0,0,0,0,0,0,0,0,0,0,0]
["High Bay Fluorescent (T5)",0.14167017882286256,0.13899469395695871,null,766.07466666666642,15,null,100,null,null,1,1000,1000,1000,0,0,0,0,0,0,0,0,0,0,0,0,0,0,0,0,0,0,0,0,0,0,0,0,0,0,0]
["High Bay Fluorescent (T5)",0.10654901524439145,0.10453680434629012,null,576.1586666666667,15,null,100,null,null,1,1000,1000,1000,0,0,0,0,0,0,0,0,0,0,0,0,0,0,0,0,0,0,0,0,0,0,0,0,0,0,0]
["High Bay Fluorescent (T5)",0.16330600111170981,0.16022191709264491,null,883.06933333333325,15,null,100,null,null,1,1000,1000,1000,0,0,0,0,0,0,0,0,0,0,0,0,0,0,0,0,0,0,0,0,0,0,0,0,0,0,0]
["High Bay Fluorescent (T5)",0.20539212118042635,0.20151322784973311,null,1110.6480000000001,15,null,100,null,null,1,1000,1000,1000,0,0,0,0,0,0,0,0,0,0,0,0,0,0,0,0,0,0,0,0,0,0,0,0,0,0,0]
["High Bay Fluorescent (T5)",0.18627553847315723,0.1827576676819008,null,1007.2760000000001,15,null,100,null,null,1,1000,1000,1000,0,0,0,0,0,0,0,0,0,0,0,0,0,0,0,0,0,0,0,0,0,0,0,0,0,0,0]
["High Bay Fluorescent (T5)",0.25199805343962112,0.24723899275502959,null,1362.6673333333329,15,null,100,null,null,1,1000,1000,1000,0,0,0,0,0,0,0,0,0,0,0,0,0,0,0,0,0,0,0,0,0,0,0,0,0,0,0]
["High Bay Fluorescent (T5)",0.12222016734744341,0.11991200192573399,null,660.89966666666646,15,null,100,null,null,1,1000,1000,1000,0,0,0,0,0,0,0,0,0,0,0,0,0,0,0,0,0,0,0,0,0,0,0,0,0,0,0]
["High Bay Fluorescent (T5)",0.13907684395947337,0.1364503350194621,null,752.05133333333322,15,null,100,null,null,1,1000,1000,1000,0,0,0,0,0,0,0,0,0,0,0,0,0,0,0,0,0,0,0,0,0,0,0,0,0,0,0]
["High Bay Fluorescent (T5)",0.16330600111170981,0.16022191709264491,null,883.06933333333325,15,null,100,null,null,1,1000,1000,1000,0,0,0,0,0,0,0,0,0,0,0,0,0,0,0,0,0,0,0,0,0,0,0,0,0,0,0]
["High Bay Fluorescent (T5)",0.12051597586578766,0.11823999462395052,null,651.68433333333326,15,null,100,null,null,1,1000,1000,1000,0,0,0,0,0,0,0,0,0,0,0,0,0,0,0,0,0,0,0,0,0,0,0,0,0,0,0]
["High Bay Fluorescent (T5)",0.12436893051996595,0.1220201850453741,null,672.51900000000001,15,null,100,null,null,1,1000,1000,1000,0,0,0,0,0,0,0,0,0,0,0,0,0,0,0,0,0,0,0,0,0,0,0,0,0,0,0]
["High Bay Fluorescent (T5)",0.18464544227331256,0.18115835634976005,null,998.4613333333333,15,null,100,null,null,1,1000,1000,1000,0,0,0,0,0,0,0,0,0,0,0,0,0,0,0,0,0,0,0,0,0,0,0,0,0,0,0]
["High Bay Fluorescent (T5)",8.8136337714327981E-2,8.647185589006405E-2,null,476.59300000000007,15,null,100,null,null,1,1000,1000,1000,0,0,0,0,0,0,0,0,0,0,0,0,0,0,0,0,0,0,0,0,0,0,0,0,0,0,0]
["High Bay Fluorescent (T5)",0.14167017882286256,0.13899469395695871,null,766.07466666666642,15,null,100,null,null,1,1000,1000,1000,0,0,0,0,0,0,0,0,0,0,0,0,0,0,0,0,0,0,0,0,0,0,0,0,0,0,0]
["High Bay LED",0.10761273253468485,0.10558043300864907,null,581.91066666666666,15,null,149,null,null,1,1000,1000,1000,0,0,0,0,0,0,0,0,0,0,0,0,0,0,0,0,0,0,0,0,0,0,0,0,0,0,0]
["High Bay LED",0.16493634388487163,0.16182147034148994,null,891.88533333333328,15,null,149,null,null,1,1000,1000,1000,0,0,0,0,0,0,0,0,0,0,0,0,0,0,0,0,0,0,0,0,0,0,0,0,0,0,0]
["High Bay LED",0.20744262488605453,0.20352500716270877,null,1121.7359999999999,15,null,149,null,null,1,1000,1000,1000,0,0,0,0,0,0,0,0,0,0,0,0,0,0,0,0,0,0,0,0,0,0,0,0,0,0,0]
["High Bay LED",0.1881351944312919,0.18458220346574672,null,1017.332,15,null,149,null,null,1,1000,1000,1000,0,0,0,0,0,0,0,0,0,0,0,0,0,0,0,0,0,0,0,0,0,0,0,0,0,0,0]
["High Bay LED",0.25451384099475877,0.24970726888902323,null,1376.2713333333329,15,null,149,null,null,1,1000,1000,1000,0,0,0,0,0,0,0,0,0,0,0,0,0,0,0,0,0,0,0,0,0,0,0,0,0,0,0]
["High Bay LED",0.12344033540748445,0.12110912673697261,null,667.49766666666653,15,null,149,null,null,1,1000,1000,1000,0,0,0,0,0,0,0,0,0,0,0,0,0,0,0,0,0,0,0,0,0,0,0,0,0,0,0]
["High Bay LED",0.14046529830848639,0.13781256798138683,null,759.55933333333314,15,null,149,null,null,1,1000,1000,1000,0,0,0,0,0,0,0,0,0,0,0,0,0,0,0,0,0,0,0,0,0,0,0,0,0,0,0]
["High Bay LED",0.16493634388487163,0.16182147034148994,null,891.88533333333328,15,null,149,null,null,1,1000,1000,1000,0,0,0,0,0,0,0,0,0,0,0,0,0,0,0,0,0,0,0,0,0,0,0,0,0,0,0]
["High Bay LED",0.1217191303669436,0.11942042718259228,null,658.19033333333323,15,null,149,null,null,1,1000,1000,1000,0,0,0,0,0,0,0,0,0,0,0,0,0,0,0,0,0,0,0,0,0,0,0,0,0,0,0]
["High Bay LED",0.1256105504586012,0.12323835660988697,null,679.23299999999995,15,null,149,null,null,1,1000,1000,1000,0,0,0,0,0,0,0,0,0,0,0,0,0,0,0,0,0,0,0,0,0,0,0,0,0,0,0]
["High Bay LED",0.18648882439251366,0.18296692563112202,null,1008.4293333333333,15,null,149,null,null,1,1000,1000,1000,0,0,0,0,0,0,0,0,0,0,0,0,0,0,0,0,0,0,0,0,0,0,0,0,0,0,0]
["High Bay LED",8.9016234596667354E-2,8.7335135649365847E-2,null,481.35100000000006,15,null,149,null,null,1,1000,1000,1000,0,0,0,0,0,0,0,0,0,0,0,0,0,0,0,0,0,0,0,0,0,0,0,0,0,0,0]
["High Bay LED",0.14308452337017899,0.14038232817283516,null,773.72266666666644,15,null,149,null,null,1,1000,1000,1000,0,0,0,0,0,0,0,0,0,0,0,0,0,0,0,0,0,0,0,0,0,0,0,0,0,0,0]
["High Bay LED",0.10761273253468485,0.10558043300864907,null,581.91066666666666,15,null,149,null,null,1,1000,1000,1000,0,0,0,0,0,0,0,0,0,0,0,0,0,0,0,0,0,0,0,0,0,0,0,0,0,0,0]
["High Bay LED",0.16493634388487163,0.16182147034148994,null,891.88533333333328,15,null,149,null,null,1,1000,1000,1000,0,0,0,0,0,0,0,0,0,0,0,0,0,0,0,0,0,0,0,0,0,0,0,0,0,0,0]
["High Bay LED",0.20744262488605453,0.20352500716270877,null,1121.7359999999999,15,null,149,null,null,1,1000,1000,1000,0,0,0,0,0,0,0,0,0,0,0,0,0,0,0,0,0,0,0,0,0,0,0,0,0,0,0]
["High Bay LED",0.1881351944312919,0.18458220346574672,null,1017.332,15,null,149,null,null,1,1000,1000,1000,0,0,0,0,0,0,0,0,0,0,0,0,0,0,0,0,0,0,0,0,0,0,0,0,0,0,0]
["High Bay LED",0.25451384099475877,0.24970726888902323,null,1376.2713333333329,15,null,149,null,null,1,1000,1000,1000,0,0,0,0,0,0,0,0,0,0,0,0,0,0,0,0,0,0,0,0,0,0,0,0,0,0,0]
["High Bay LED",0.12344033540748445,0.12110912673697261,null,667.49766666666653,15,null,149,null,null,1,1000,1000,1000,0,0,0,0,0,0,0,0,0,0,0,0,0,0,0,0,0,0,0,0,0,0,0,0,0,0,0]
["High Bay LED",0.14046529830848639,0.13781256798138683,null,759.55933333333314,15,null,149,null,null,1,1000,1000,1000,0,0,0,0,0,0,0,0,0,0,0,0,0,0,0,0,0,0,0,0,0,0,0,0,0,0,0]
["High Bay LED",0.16493634388487163,0.16182147034148994,null,891.88533333333328,15,null,149,null,null,1,1000,1000,1000,0,0,0,0,0,0,0,0,0,0,0,0,0,0,0,0,0,0,0,0,0,0,0,0,0,0,0]
["High Bay LED",0.1217191303669436,0.11942042718259228,null,658.19033333333323,15,null,149,null,null,1,1000,1000,1000,0,0,0,0,0,0,0,0,0,0,0,0,0,0,0,0,0,0,0,0,0,0,0,0,0,0,0]
["High Bay LED",0.1256105504586012,0.12323835660988697,null,679.23299999999995,15,null,149,null,null,1,1000,1000,1000,0,0,0,0,0,0,0,0,0,0,0,0,0,0,0,0,0,0,0,0,0,0,0,0,0,0,0]
["High Bay LED",0.18648882439251366,0.18296692563112202,null,1008.4293333333333,15,null,149,null,null,1,1000,1000,1000,0,0,0,0,0,0,0,0,0,0,0,0,0,0,0,0,0,0,0,0,0,0,0,0,0,0,0]
["High Bay LED",8.9016234596667354E-2,8.7335135649365847E-2,null,481.35100000000006,15,null,149,null,null,1,1000,1000,1000,0,0,0,0,0,0,0,0,0,0,0,0,0,0,0,0,0,0,0,0,0,0,0,0,0,0,0]
["High Bay LED",0.14308452337017899,0.14038232817283516,null,773.72266666666644,15,null,149,null,null,1,1000,1000,1000,0,0,0,0,0,0,0,0,0,0,0,0,0,0,0,0,0,0,0,0,0,0,0,0,0,0,0]
["LED - 14W",1.104088133573532E-2,2.5527431431692092E-3,null,46.015999999999998,15,null,1.8800000000000001,null,null,1,1000,1000,1000,0,0,0,0,0,0,0,0,0,0,0,0,0,0,0,0,0,0,0,0,0,0,0,0,0,0,0]
["LED - 14W",7.168609485961497E-3,7.0203964132815608E-3,null,70.528000000000006,15,null,1.8800000000000001,null,null,1,1000,1000,1000,0,0,0,0,0,0,0,0,0,0,0,0,0,0,0,0,0,0,0,0,0,0,0,0,0,0,0]
["LED - 14W",2.1364326165989041E-2,5.7838195698423071E-6,null,88.703999999999994,15,null,1.8800000000000001,null,null,1,1000,1000,1000,0,0,0,0,0,0,0,0,0,0,0,0,0,0,0,0,0,0,0,0,0,0,0,0,0,0,0]
["LED - 14W",1.9302347481250766E-2,4.4628624909091742E-3,null,80.448000000000008,15,null,1.8800000000000001,null,null,1,1000,1000,1000,0,0,0,0,0,0,0,0,0,0,0,0,0,0,0,0,0,0,0,0,0,0,0,0,0,0,0]
["LED - 14W",1.1061906017130241E-2,1.0833197913598269E-2,null,108.83200000000001,15,null,1.8800000000000001,null,null,1,1000,1000,1000,0,0,0,0,0,0,0,0,0,0,0,0,0,0,0,0,0,0,0,0,0,0,0,0,0,0,0]
["LED - 14W",1.2664766177535057E-2,2.9281987584545278E-3,null,52.783999999999999,15,null,1.8800000000000001,null,null,1,1000,1000,1000,0,0,0,0,0,0,0,0,0,0,0,0,0,0,0,0,0,0,0,0,0,0,0,0,0,0,0]
["LED - 14W",1.4466392573434862E-2,3.9163886481219387E-6,null,60.064000000000007,15,null,1.8800000000000001,null,null,1,1000,1000,1000,0,0,0,0,0,0,0,0,0,0,0,0,0,0,0,0,0,0,0,0,0,0,0,0,0,0,0]
["LED - 14W",1.69221853017807E-2,3.9125492959283291E-3,null,70.528000000000006,15,null,1.8800000000000001,null,null,1,1000,1000,1000,0,0,0,0,0,0,0,0,0,0,0,0,0,0,0,0,0,0,0,0,0,0,0,0,0,0,0]
["LED - 14W",1.2488173499703407E-2,2.8873690697946586E-3,null,52.048000000000002,15,null,1.8800000000000001,null,null,1,1000,1000,1000,0,0,0,0,0,0,0,0,0,0,0,0,0,0,0,0,0,0,0,0,0,0,0,0,0,0,0]
["LED - 14W",1.2936515681678428E-2,3.5022154213493194E-6,null,53.711999999999996,15,null,1.8800000000000001,null,null,1,1000,1000,1000,0,0,0,0,0,0,0,0,0,0,0,0,0,0,0,0,0,0,0,0,0,0,0,0,0,0,0]
["LED - 14W",1.9206313421949749E-2,5.1995953708683385E-6,null,79.744000000000014,15,null,1.8800000000000001,null,null,1,1000,1000,1000,0,0,0,0,0,0,0,0,0,0,0,0,0,0,0,0,0,0,0,0,0,0,0,0,0,0,0]
["LED - 14W",9.1329126209020624E-3,2.1116049852571454E-3,null,38.064000000000007,15,null,1.8800000000000001,null,null,1,1000,1000,1000,0,0,0,0,0,0,0,0,0,0,0,0,0,0,0,0,0,0,0,0,0,0,0,0,0,0,0]
["LED - 14W",1.468022608757019E-2,3.3941897703334686E-3,null,61.183999999999997,15,null,1.8800000000000001,null,null,1,1000,1000,1000,0,0,0,0,0,0,0,0,0,0,0,0,0,0,0,0,0,0,0,0,0,0,0,0,0,0,0]
["LED - 14W",1.104088133573532E-2,2.5527431431692092E-3,null,46.015999999999998,15,null,1.8800000000000001,null,null,1,1000,1000,1000,0,0,0,0,0,0,0,0,0,0,0,0,0,0,0,0,0,0,0,0,0,0,0,0,0,0,0]
["LED - 14W",7.168609485961497E-3,7.0203964132815608E-3,null,70.528000000000006,15,null,1.8800000000000001,null,null,1,1000,1000,1000,0,0,0,0,0,0,0,0,0,0,0,0,0,0,0,0,0,0,0,0,0,0,0,0,0,0,0]
["LED - 14W",2.1364326165989041E-2,5.7838195698423071E-6,null,88.703999999999994,15,null,1.8800000000000001,null,null,1,1000,1000,1000,0,0,0,0,0,0,0,0,0,0,0,0,0,0,0,0,0,0,0,0,0,0,0,0,0,0,0]
["LED - 14W",1.9302347481250766E-2,4.4628624909091742E-3,null,80.448000000000008,15,null,1.8800000000000001,null,null,1,1000,1000,1000,0,0,0,0,0,0,0,0,0,0,0,0,0,0,0,0,0,0,0,0,0,0,0,0,0,0,0]
["LED - 14W",1.1061906017130241E-2,1.0833197913598269E-2,null,108.83200000000001,15,null,1.8800000000000001,null,null,1,1000,1000,1000,0,0,0,0,0,0,0,0,0,0,0,0,0,0,0,0,0,0,0,0,0,0,0,0,0,0,0]
["LED - 14W",1.2664766177535057E-2,2.9281987584545278E-3,null,52.783999999999999,15,null,1.8800000000000001,null,null,1,1000,1000,1000,0,0,0,0,0,0,0,0,0,0,0,0,0,0,0,0,0,0,0,0,0,0,0,0,0,0,0]
["LED - 14W",1.4466392573434862E-2,3.9163886481219387E-6,null,60.064000000000007,15,null,1.8800000000000001,null,null,1,1000,1000,1000,0,0,0,0,0,0,0,0,0,0,0,0,0,0,0,0,0,0,0,0,0,0,0,0,0,0,0]
["LED - 14W",1.69221853017807E-2,3.9125492959283291E-3,null,70.528000000000006,15,null,1.8800000000000001,null,null,1,1000,1000,1000,0,0,0,0,0,0,0,0,0,0,0,0,0,0,0,0,0,0,0,0,0,0,0,0,0,0,0]
["LED - 14W",1.2488173499703407E-2,2.8873690697946586E-3,null,52.048000000000002,15,null,1.8800000000000001,null,null,1,1000,1000,1000,0,0,0,0,0,0,0,0,0,0,0,0,0,0,0,0,0,0,0,0,0,0,0,0,0,0,0]
["LED - 14W",1.2936515681678428E-2,3.5022154213493194E-6,null,53.711999999999996,15,null,1.8800000000000001,null,null,1,1000,1000,1000,0,0,0,0,0,0,0,0,0,0,0,0,0,0,0,0,0,0,0,0,0,0,0,0,0,0,0]
["LED - 14W",1.9206313421949749E-2,5.1995953708683385E-6,null,79.744000000000014,15,null,1.8800000000000001,null,null,1,1000,1000,1000,0,0,0,0,0,0,0,0,0,0,0,0,0,0,0,0,0,0,0,0,0,0,0,0,0,0,0]
["LED - 14W",9.1329126209020624E-3,2.1116049852571454E-3,null,38.064000000000007,15,null,1.8800000000000001,null,null,1,1000,1000,1000,0,0,0,0,0,0,0,0,0,0,0,0,0,0,0,0,0,0,0,0,0,0,0,0,0,0,0]
["LED - 14W",1.468022608757019E-2,3.3941897703334686E-3,null,61.183999999999997,15,null,1.8800000000000001,null,null,1,1000,1000,1000,0,0,0,0,0,0,0,0,0,0,0,0,0,0,0,0,0,0,0,0,0,0,0,0,0,0,0]
["LED Display Lighting (Interior)",6.6387518848292526E-2,1.4996990266925423E-2,null,270.34399999999999,15,null,35,null,null,1,1000,1000,1000,0,0,0,0,0,0,0,0,0,0,0,0,0,0,0,0,0,0,0,0,0,0,0,0,0,0,0]
["LED Display Lighting (Interior)",4.3517213015235034E-2,4.0789972847793253E-2,null,414.35200000000003,15,null,35,null,null,1,1000,1000,1000,0,0,0,0,0,0,0,0,0,0,0,0,0,0,0,0,0,0,0,0,0,0,0,0,0,0,0]
["LED Display Lighting (Interior)",0.1263993900376372,9.1013514730491341E-6,null,521.13599999999997,15,null,35,null,null,1,1000,1000,1000,0,0,0,0,0,0,0,0,0,0,0,0,0,0,0,0,0,0,0,0,0,0,0,0,0,0,0]
["LED Display Lighting (Interior)",0.1160627415748313,2.6218660313665168E-2,null,472.63200000000001,15,null,35,null,null,1,1000,1000,1000,0,0,0,0,0,0,0,0,0,0,0,0,0,0,0,0,0,0,0,0,0,0,0,0,0,0,0]
["LED Display Lighting (Interior)",6.7151561463164394E-2,6.2943147756508541E-2,null,639.38799999999992,15,null,35,null,null,1,1000,1000,1000,0,0,0,0,0,0,0,0,0,0,0,0,0,0,0,0,0,0,0,0,0,0,0,0,0,0,0]
["LED Display Lighting (Interior)",7.615174710727296E-2,1.7202736749160976E-2,null,310.10599999999999,15,null,35,null,null,1,1000,1000,1000,0,0,0,0,0,0,0,0,0,0,0,0,0,0,0,0,0,0,0,0,0,0,0,0,0,0,0]
["LED Display Lighting (Interior)",8.5588620166177867E-2,6.1627838076887546E-6,null,352.87600000000003,15,null,35,null,null,1,1000,1000,1000,0,0,0,0,0,0,0,0,0,0,0,0,0,0,0,0,0,0,0,0,0,0,0,0,0,0,0]
["LED Display Lighting (Interior)",0.10175110677443445,2.2985651285329371E-2,null,414.35200000000003,15,null,35,null,null,1,1000,1000,1000,0,0,0,0,0,0,0,0,0,0,0,0,0,0,0,0,0,0,0,0,0,0,0,0,0,0,0]
["LED Display Lighting (Interior)",7.5089916138211268E-2,1.6962868337381226E-2,null,305.78200000000004,15,null,35,null,null,1,1000,1000,1000,0,0,0,0,0,0,0,0,0,0,0,0,0,0,0,0,0,0,0,0,0,0,0,0,0,0,0]
["LED Display Lighting (Interior)",7.6537292993569275E-2,5.5110456159859212E-6,null,315.55799999999999,15,null,35,null,null,1,1000,1000,1000,0,0,0,0,0,0,0,0,0,0,0,0,0,0,0,0,0,0,0,0,0,0,0,0,0,0,0]
["LED Display Lighting (Interior)",0.11363177488232032,8.1820230414280106E-6,null,468.49600000000004,15,null,35,null,null,1,1000,1000,1000,0,0,0,0,0,0,0,0,0,0,0,0,0,0,0,0,0,0,0,0,0,0,0,0,0,0,0]
["LED Display Lighting (Interior)",5.4915127726038925E-2,1.2405368513565921E-2,null,223.62600000000003,15,null,35,null,null,1,1000,1000,1000,0,0,0,0,0,0,0,0,0,0,0,0,0,0,0,0,0,0,0,0,0,0,0,0,0,0,0]
["LED Display Lighting (Interior)",8.8270470123738051E-2,1.9940365361864679E-2,null,359.45600000000002,15,null,35,null,null,1,1000,1000,1000,0,0,0,0,0,0,0,0,0,0,0,0,0,0,0,0,0,0,0,0,0,0,0,0,0,0,0]
["LED Display Lighting (Interior)",6.6387518848292526E-2,1.4996990266925423E-2,null,270.34399999999999,15,null,35,null,null,1,1000,1000,1000,0,0,0,0,0,0,0,0,0,0,0,0,0,0,0,0,0,0,0,0,0,0,0,0,0,0,0]
["LED Display Lighting (Interior)",4.3517213015235034E-2,4.0789972847793253E-2,null,414.35200000000003,15,null,35,null,null,1,1000,1000,1000,0,0,0,0,0,0,0,0,0,0,0,0,0,0,0,0,0,0,0,0,0,0,0,0,0,0,0]
["LED Display Lighting (Interior)",0.1263993900376372,9.1013514730491341E-6,null,521.13599999999997,15,null,35,null,null,1,1000,1000,1000,0,0,0,0,0,0,0,0,0,0,0,0,0,0,0,0,0,0,0,0,0,0,0,0,0,0,0]
["LED Display Lighting (Interior)",0.1160627415748313,2.6218660313665168E-2,null,472.63200000000001,15,null,35,null,null,1,1000,1000,1000,0,0,0,0,0,0,0,0,0,0,0,0,0,0,0,0,0,0,0,0,0,0,0,0,0,0,0]
["LED Display Lighting (Interior)",6.7151561463164394E-2,6.2943147756508541E-2,null,639.38799999999992,15,null,35,null,null,1,1000,1000,1000,0,0,0,0,0,0,0,0,0,0,0,0,0,0,0,0,0,0,0,0,0,0,0,0,0,0,0]
["LED Display Lighting (Interior)",7.615174710727296E-2,1.7202736749160976E-2,null,310.10599999999999,15,null,35,null,null,1,1000,1000,1000,0,0,0,0,0,0,0,0,0,0,0,0,0,0,0,0,0,0,0,0,0,0,0,0,0,0,0]
["LED Display Lighting (Interior)",8.5588620166177867E-2,6.1627838076887546E-6,null,352.87600000000003,15,null,35,null,null,1,1000,1000,1000,0,0,0,0,0,0,0,0,0,0,0,0,0,0,0,0,0,0,0,0,0,0,0,0,0,0,0]
["LED Display Lighting (Interior)",0.10175110677443445,2.2985651285329371E-2,null,414.35200000000003,15,null,35,null,null,1,1000,1000,1000,0,0,0,0,0,0,0,0,0,0,0,0,0,0,0,0,0,0,0,0,0,0,0,0,0,0,0]
["LED Display Lighting (Interior)",7.5089916138211268E-2,1.6962868337381226E-2,null,305.78200000000004,15,null,35,null,null,1,1000,1000,1000,0,0,0,0,0,0,0,0,0,0,0,0,0,0,0,0,0,0,0,0,0,0,0,0,0,0,0]
["LED Display Lighting (Interior)",7.6537292993569275E-2,5.5110456159859212E-6,null,315.55799999999999,15,null,35,null,null,1,1000,1000,1000,0,0,0,0,0,0,0,0,0,0,0,0,0,0,0,0,0,0,0,0,0,0,0,0,0,0,0]
["LED Display Lighting (Interior)",0.11363177488232032,8.1820230414280106E-6,null,468.49600000000004,15,null,35,null,null,1,1000,1000,1000,0,0,0,0,0,0,0,0,0,0,0,0,0,0,0,0,0,0,0,0,0,0,0,0,0,0,0]
["LED Display Lighting (Interior)",5.4915127726038925E-2,1.2405368513565921E-2,null,223.62600000000003,15,null,35,null,null,1,1000,1000,1000,0,0,0,0,0,0,0,0,0,0,0,0,0,0,0,0,0,0,0,0,0,0,0,0,0,0,0]
["LED Display Lighting (Interior)",8.8270470123738051E-2,1.9940365361864679E-2,null,359.45600000000002,15,null,35,null,null,1,1000,1000,1000,0,0,0,0,0,0,0,0,0,0,0,0,0,0,0,0,0,0,0,0,0,0,0,0,0,0,0]
["LED Linear - Fixture Replacement",5.9230191990500322E-2,1.3549649889785798E-2,null,244.34496000000001,15,null,19.999999999999993,null,null,1,1000,1000,1000,0,0,0,0,0,0,0,0,0,0,0,0,0,0,0,0,0,0,0,0,0,0,0,0,0,0,0]
["LED Linear - Fixture Replacement",3.9244870251780382E-2,3.6401721516558912E-2,null,374.50368000000009,15,null,19.999999999999993,null,null,1,1000,1000,1000,0,0,0,0,0,0,0,0,0,0,0,0,0,0,0,0,0,0,0,0,0,0,0,0,0,0,0]
["LED Linear - Fixture Replacement",0.11486757603647187,6.2929648527915562E-6,null,471.01823999999999,15,null,19.999999999999993,null,null,1,1000,1000,1000,0,0,0,0,0,0,0,0,0,0,0,0,0,0,0,0,0,0,0,0,0,0,0,0,0,0,0]
["LED Linear - Fixture Replacement",0.10354986277059654,2.3688330892156811E-2,null,427.17888000000005,15,null,19.999999999999993,null,null,1,1000,1000,1000,0,0,0,0,0,0,0,0,0,0,0,0,0,0,0,0,0,0,0,0,0,0,0,0,0,0,0]
["LED Linear - Fixture Replacement",6.0558894612661097E-2,5.6171621995379679E-2,null,577.89792,15,null,19.999999999999993,null,null,1,1000,1000,1000,0,0,0,0,0,0,0,0,0,0,0,0,0,0,0,0,0,0,0,0,0,0,0,0,0,0,0]
["LED Linear - Fixture Replacement",6.7941725791606594E-2,1.5542522596106867E-2,null,280.28304000000003,15,null,19.999999999999993,null,null,1,1000,1000,1000,0,0,0,0,0,0,0,0,0,0,0,0,0,0,0,0,0,0,0,0,0,0,0,0,0,0,0]
["LED Linear - Fixture Replacement",7.7780101089631237E-2,4.2611453927452222E-6,null,318.93984000000012,15,null,19.999999999999993,null,null,1,1000,1000,1000,0,0,0,0,0,0,0,0,0,0,0,0,0,0,0,0,0,0,0,0,0,0,0,0,0,0,0]
["LED Linear - Fixture Replacement",9.0781184385996333E-2,2.0767335436083383E-2,null,374.50368000000009,15,null,19.999999999999993,null,null,1,1000,1000,1000,0,0,0,0,0,0,0,0,0,0,0,0,0,0,0,0,0,0,0,0,0,0,0,0,0,0,0]
["LED Linear - Fixture Replacement",6.6994372234039479E-2,1.5325803578398191E-2,null,276.37488000000002,15,null,19.999999999999993,null,null,1,1000,1000,1000,0,0,0,0,0,0,0,0,0,0,0,0,0,0,0,0,0,0,0,0,0,0,0,0,0,0,0]
["LED Linear - Fixture Replacement",6.9554554970136379E-2,3.8105128085896921E-6,null,285.21071999999998,15,null,19.999999999999993,null,null,1,1000,1000,1000,0,0,0,0,0,0,0,0,0,0,0,0,0,0,0,0,0,0,0,0,0,0,0,0,0,0,0]
["LED Linear - Fixture Replacement",0.10326479057824238,5.6573118373580651E-6,null,423.44063999999997,15,null,19.999999999999993,null,null,1,1000,1000,1000,0,0,0,0,0,0,0,0,0,0,0,0,0,0,0,0,0,0,0,0,0,0,0,0,0,0,0]
["LED Linear - Fixture Replacement",4.8994654640264347E-2,1.1208142241933384E-2,null,202.11984000000001,15,null,19.999999999999993,null,null,1,1000,1000,1000,0,0,0,0,0,0,0,0,0,0,0,0,0,0,0,0,0,0,0,0,0,0,0,0,0,0,0]
["LED Linear - Fixture Replacement",7.8753913133405171E-2,1.8015946167781953E-2,null,324.88704000000007,15,null,19.999999999999993,null,null,1,1000,1000,1000,0,0,0,0,0,0,0,0,0,0,0,0,0,0,0,0,0,0,0,0,0,0,0,0,0,0,0]
["LED Linear - Fixture Replacement",5.9230191990500322E-2,1.3549649889785798E-2,null,244.34496000000001,15,null,19.999999999999993,null,null,1,1000,1000,1000,0,0,0,0,0,0,0,0,0,0,0,0,0,0,0,0,0,0,0,0,0,0,0,0,0,0,0]
["LED Linear - Fixture Replacement",3.9244870251780382E-2,3.6401721516558912E-2,null,374.50368000000009,15,null,19.999999999999993,null,null,1,1000,1000,1000,0,0,0,0,0,0,0,0,0,0,0,0,0,0,0,0,0,0,0,0,0,0,0,0,0,0,0]
["LED Linear - Fixture Replacement",0.11486757603647187,6.2929648527915562E-6,null,471.01823999999999,15,null,19.999999999999993,null,null,1,1000,1000,1000,0,0,0,0,0,0,0,0,0,0,0,0,0,0,0,0,0,0,0,0,0,0,0,0,0,0,0]
["LED Linear - Fixture Replacement",0.10354986277059654,2.3688330892156811E-2,null,427.17888000000005,15,null,19.999999999999993,null,null,1,1000,1000,1000,0,0,0,0,0,0,0,0,0,0,0,0,0,0,0,0,0,0,0,0,0,0,0,0,0,0,0]
["LED Linear - Fixture Replacement",6.0558894612661097E-2,5.6171621995379679E-2,null,577.89792,15,null,19.999999999999993,null,null,1,1000,1000,1000,0,0,0,0,0,0,0,0,0,0,0,0,0,0,0,0,0,0,0,0,0,0,0,0,0,0,0]
["LED Linear - Fixture Replacement",6.7941725791606594E-2,1.5542522596106867E-2,null,280.28304000000003,15,null,19.999999999999993,null,null,1,1000,1000,1000,0,0,0,0,0,0,0,0,0,0,0,0,0,0,0,0,0,0,0,0,0,0,0,0,0,0,0]
["LED Linear - Fixture Replacement",7.7780101089631237E-2,4.2611453927452222E-6,null,318.93984000000012,15,null,19.999999999999993,null,null,1,1000,1000,1000,0,0,0,0,0,0,0,0,0,0,0,0,0,0,0,0,0,0,0,0,0,0,0,0,0,0,0]
["LED Linear - Fixture Replacement",9.0781184385996333E-2,2.0767335436083383E-2,null,374.50368000000009,15,null,19.999999999999993,null,null,1,1000,1000,1000,0,0,0,0,0,0,0,0,0,0,0,0,0,0,0,0,0,0,0,0,0,0,0,0,0,0,0]
["LED Linear - Fixture Replacement",6.6994372234039479E-2,1.5325803578398191E-2,null,276.37488000000002,15,null,19.999999999999993,null,null,1,1000,1000,1000,0,0,0,0,0,0,0,0,0,0,0,0,0,0,0,0,0,0,0,0,0,0,0,0,0,0,0]
["LED Linear - Fixture Replacement",6.9554554970136379E-2,3.8105128085896921E-6,null,285.21071999999998,15,null,19.999999999999993,null,null,1,1000,1000,1000,0,0,0,0,0,0,0,0,0,0,0,0,0,0,0,0,0,0,0,0,0,0,0,0,0,0,0]
["LED Linear - Fixture Replacement",0.10326479057824238,5.6573118373580651E-6,null,423.44063999999997,15,null,19.999999999999993,null,null,1,1000,1000,1000,0,0,0,0,0,0,0,0,0,0,0,0,0,0,0,0,0,0,0,0,0,0,0,0,0,0,0]
["LED Linear - Fixture Replacement",4.8994654640264347E-2,1.1208142241933384E-2,null,202.11984000000001,15,null,19.999999999999993,null,null,1,1000,1000,1000,0,0,0,0,0,0,0,0,0,0,0,0,0,0,0,0,0,0,0,0,0,0,0,0,0,0,0]
["LED Linear - Fixture Replacement",7.8753913133405171E-2,1.8015946167781953E-2,null,324.88704000000007,15,null,19.999999999999993,null,null,1,1000,1000,1000,0,0,0,0,0,0,0,0,0,0,0,0,0,0,0,0,0,0,0,0,0,0,0,0,0,0,0]
["LED Linear - Lamp Replacement",4.9741927862912436E-3,1.1420695320743838E-3,null,20.592160000000007,15,null,2.15,null,null,1,1000,1000,1000,0,0,0,0,0,0,0,0,0,0,0,0,0,0,0,0,0,0,0,0,0,0,0,0,0,0,0]
["LED Linear - Lamp Replacement",3.2688643665169364E-3,3.138720171083696E-3,null,31.561279999999996,15,null,2.15,null,null,1,1000,1000,1000,0,0,0,0,0,0,0,0,0,0,0,0,0,0,0,0,0,0,0,0,0,0,0,0,0,0,0]
["LED Linear - Lamp Replacement",9.5754153585992773E-3,1.6037815688196135E-6,null,39.695040000000006,15,null,2.15,null,null,1,1000,1000,1000,0,0,0,0,0,0,0,0,0,0,0,0,0,0,0,0,0,0,0,0,0,0,0,0,0,0,0]
["LED Linear - Lamp Replacement",8.6961896138638278E-3,1.9966361638630047E-3,null,36.00048000000001,15,null,2.15,null,null,1,1000,1000,1000,0,0,0,0,0,0,0,0,0,0,0,0,0,0,0,0,0,0,0,0,0,0,0,0,0,0,0]
["LED Linear - Lamp Replacement",5.0441958759183747E-3,4.8433699191722541E-3,null,48.702319999999986,15,null,2.15,null,null,1,1000,1000,1000,0,0,0,0,0,0,0,0,0,0,0,0,0,0,0,0,0,0,0,0,0,0,0,0,0,0,0]
["LED Linear - Lamp Replacement",5.7057934638299048E-3,1.3100442928767008E-3,null,23.620840000000001,15,null,2.15,null,null,1,1000,1000,1000,0,0,0,0,0,0,0,0,0,0,0,0,0,0,0,0,0,0,0,0,0,0,0,0,0,0,0]
["LED Linear - Lamp Replacement",6.4837859408697091E-3,1.0859660911523857E-6,null,26.87863999999999,15,null,2.15,null,null,1,1000,1000,1000,0,0,0,0,0,0,0,0,0,0,0,0,0,0,0,0,0,0,0,0,0,0,0,0,0,0,0]
["LED Linear - Lamp Replacement",7.6238671077787871E-3,1.7504320227343122E-3,null,31.561279999999996,15,null,2.15,null,null,1,1000,1000,1000,0,0,0,0,0,0,0,0,0,0,0,0,0,0,0,0,0,0,0,0,0,0,0,0,0,0,0]
["LED Linear - Lamp Replacement",5.6262340520881098E-3,1.291777534018765E-3,null,23.291479999999993,15,null,2.15,null,null,1,1000,1000,1000,0,0,0,0,0,0,0,0,0,0,0,0,0,0,0,0,0,0,0,0,0,0,0,0,0,0,0]
["LED Linear - Lamp Replacement",5.7981005336972874E-3,9.7112098241836968E-7,null,24.036119999999997,15,null,2.15,null,null,1,1000,1000,1000,0,0,0,0,0,0,0,0,0,0,0,0,0,0,0,0,0,0,0,0,0,0,0,0,0,0,0]
["LED Linear - Lamp Replacement",8.6082016860134936E-3,1.4417834305550064E-6,null,35.685440000000014,15,null,2.15,null,null,1,1000,1000,1000,0,0,0,0,0,0,0,0,0,0,0,0,0,0,0,0,0,0,0,0,0,0,0,0,0,0,0]
["LED Linear - Lamp Replacement",4.1146052289940394E-3,9.4470911571799612E-4,null,17.033639999999991,15,null,2.15,null,null,1,1000,1000,1000,0,0,0,0,0,0,0,0,0,0,0,0,0,0,0,0,0,0,0,0,0,0,0,0,0,0,0]
["LED Linear - Lamp Replacement",6.6138084891438484E-3,1.5185236059292221E-3,null,27.379840000000002,15,null,2.15,null,null,1,1000,1000,1000,0,0,0,0,0,0,0,0,0,0,0,0,0,0,0,0,0,0,0,0,0,0,0,0,0,0,0]
["LED Linear - Lamp Replacement",4.9741927862912436E-3,1.1420695320743838E-3,null,20.592160000000007,15,null,2.15,null,null,1,1000,1000,1000,0,0,0,0,0,0,0,0,0,0,0,0,0,0,0,0,0,0,0,0,0,0,0,0,0,0,0]
["LED Linear - Lamp Replacement",3.2688643665169364E-3,3.138720171083696E-3,null,31.561279999999996,15,null,2.15,null,null,1,1000,1000,1000,0,0,0,0,0,0,0,0,0,0,0,0,0,0,0,0,0,0,0,0,0,0,0,0,0,0,0]
["LED Linear - Lamp Replacement",9.5754153585992773E-3,1.6037815688196135E-6,null,39.695040000000006,15,null,2.15,null,null,1,1000,1000,1000,0,0,0,0,0,0,0,0,0,0,0,0,0,0,0,0,0,0,0,0,0,0,0,0,0,0,0]
["LED Linear - Lamp Replacement",8.6961896138638278E-3,1.9966361638630047E-3,null,36.00048000000001,15,null,2.15,null,null,1,1000,1000,1000,0,0,0,0,0,0,0,0,0,0,0,0,0,0,0,0,0,0,0,0,0,0,0,0,0,0,0]
["LED Linear - Lamp Replacement",5.0441958759183747E-3,4.8433699191722541E-3,null,48.702319999999986,15,null,2.15,null,null,1,1000,1000,1000,0,0,0,0,0,0,0,0,0,0,0,0,0,0,0,0,0,0,0,0,0,0,0,0,0,0,0]
["LED Linear - Lamp Replacement",5.7057934638299048E-3,1.3100442928767008E-3,null,23.620840000000001,15,null,2.15,null,null,1,1000,1000,1000,0,0,0,0,0,0,0,0,0,0,0,0,0,0,0,0,0,0,0,0,0,0,0,0,0,0,0]
["LED Linear - Lamp Replacement",6.4837859408697091E-3,1.0859660911523857E-6,null,26.87863999999999,15,null,2.15,null,null,1,1000,1000,1000,0,0,0,0,0,0,0,0,0,0,0,0,0,0,0,0,0,0,0,0,0,0,0,0,0,0,0]
["LED Linear - Lamp Replacement",7.6238671077787871E-3,1.7504320227343122E-3,null,31.561279999999996,15,null,2.15,null,null,1,1000,1000,1000,0,0,0,0,0,0,0,0,0,0,0,0,0,0,0,0,0,0,0,0,0,0,0,0,0,0,0]
["LED Linear - Lamp Replacement",5.6262340520881098E-3,1.291777534018765E-3,null,23.291479999999993,15,null,2.15,null,null,1,1000,1000,1000,0,0,0,0,0,0,0,0,0,0,0,0,0,0,0,0,0,0,0,0,0,0,0,0,0,0,0]
["LED Linear - Lamp Replacement",5.7981005336972874E-3,9.7112098241836968E-7,null,24.036119999999997,15,null,2.15,null,null,1,1000,1000,1000,0,0,0,0,0,0,0,0,0,0,0,0,0,0,0,0,0,0,0,0,0,0,0,0,0,0,0]
["LED Linear - Lamp Replacement",8.6082016860134936E-3,1.4417834305550064E-6,null,35.685440000000014,15,null,2.15,null,null,1,1000,1000,1000,0,0,0,0,0,0,0,0,0,0,0,0,0,0,0,0,0,0,0,0,0,0,0,0,0,0,0]
["LED Linear - Lamp Replacement",4.1146052289940394E-3,9.4470911571799612E-4,null,17.033639999999991,15,null,2.15,null,null,1,1000,1000,1000,0,0,0,0,0,0,0,0,0,0,0,0,0,0,0,0,0,0,0,0,0,0,0,0,0,0,0]
["LED Linear - Lamp Replacement",6.6138084891438484E-3,1.5185236059292221E-3,null,27.379840000000002,15,null,2.15,null,null,1,1000,1000,1000,0,0,0,0,0,0,0,0,0,0,0,0,0,0,0,0,0,0,0,0,0,0,0,0,0,0,0]
["Premium T8 - Fixture Replacement",7.3619447671808263E-3,1.6841372744366518E-3,null,30.370559999999983,8,null,20,null,null,1,1000,1000,1000,0,0,0,0,0,0,0,0,0,0,0,0,0,0,0,0,0,0,0,0,0,0,0,0,0,0,0]
["Premium T8 - Fixture Replacement",4.8778934776224237E-3,4.5245077591203192E-3,null,46.54848000000004,8,null,20,null,null,1,1000,1000,1000,0,0,0,0,0,0,0,0,0,0,0,0,0,0,0,0,0,0,0,0,0,0,0,0,0,0,0]
["Premium T8 - Fixture Replacement",1.4277325835041706E-2,7.8217642238087157E-7,null,58.544640000000015,8,null,20,null,null,1,1000,1000,1000,0,0,0,0,0,0,0,0,0,0,0,0,0,0,0,0,0,0,0,0,0,0,0,0,0,0,0]
["Premium T8 - Fixture Replacement",1.2870604412164543E-2,2.9443123142793783E-3,null,53.095680000000016,8,null,20,null,null,1,1000,1000,1000,0,0,0,0,0,0,0,0,0,0,0,0,0,0,0,0,0,0,0,0,0,0,0,0,0,0,0]
["Premium T8 - Fixture Replacement",7.5270942456414913E-3,6.9817835248494513E-3,null,71.829119999999989,8,null,20,null,null,1,1000,1000,1000,0,0,0,0,0,0,0,0,0,0,0,0,0,0,0,0,0,0,0,0,0,0,0,0,0,0,0]
["Premium T8 - Fixture Replacement",8.4447342791827366E-3,1.9318389667477452E-3,null,34.837439999999987,8,null,20,null,null,1,1000,1000,1000,0,0,0,0,0,0,0,0,0,0,0,0,0,0,0,0,0,0,0,0,0,0,0,0,0,0,0]
["Premium T8 - Fixture Replacement",9.6675831862818619E-3,5.2963389062370063E-7,null,39.642240000000072,8,null,20,null,null,1,1000,1000,1000,0,0,0,0,0,0,0,0,0,0,0,0,0,0,0,0,0,0,0,0,0,0,0,0,0,0,0]
["Premium T8 - Fixture Replacement",1.1283537042327235E-2,2.5812507321685573E-3,null,46.54848000000004,8,null,20,null,null,1,1000,1000,1000,0,0,0,0,0,0,0,0,0,0,0,0,0,0,0,0,0,0,0,0,0,0,0,0,0,0,0]
["Premium T8 - Fixture Replacement",8.3269841194851361E-3,1.9049021396879116E-3,null,34.351680000000016,8,null,20,null,null,1,1000,1000,1000,0,0,0,0,0,0,0,0,0,0,0,0,0,0,0,0,0,0,0,0,0,0,0,0,0,0,0]
["Premium T8 - Fixture Replacement",8.645198922841808E-3,4.7362306095465088E-7,null,35.449919999999992,8,null,20,null,null,1,1000,1000,1000,0,0,0,0,0,0,0,0,0,0,0,0,0,0,0,0,0,0,0,0,0,0,0,0,0,0,0]
["Premium T8 - Fixture Replacement",1.283517171029001E-2,7.0316870294845992E-7,null,52.631039999999985,8,null,20,null,null,1,1000,1000,1000,0,0,0,0,0,0,0,0,0,0,0,0,0,0,0,0,0,0,0,0,0,0,0,0,0,0,0]
["Premium T8 - Fixture Replacement",6.0897310852305979E-3,1.3931024255510423E-3,null,25.122240000000005,8,null,20,null,null,1,1000,1000,1000,0,0,0,0,0,0,0,0,0,0,0,0,0,0,0,0,0,0,0,0,0,0,0,0,0,0,0]
["Premium T8 - Fixture Replacement",9.7886219713836896E-3,2.2392701451480388E-3,null,40.381439999999998,8,null,20,null,null,1,1000,1000,1000,0,0,0,0,0,0,0,0,0,0,0,0,0,0,0,0,0,0,0,0,0,0,0,0,0,0,0]
["Premium T8 - Fixture Replacement",7.3619447671808263E-3,1.6841372744366518E-3,null,30.370559999999983,8,null,20,null,null,1,1000,1000,1000,0,0,0,0,0,0,0,0,0,0,0,0,0,0,0,0,0,0,0,0,0,0,0,0,0,0,0]
["Premium T8 - Fixture Replacement",4.8778934776224237E-3,4.5245077591203192E-3,null,46.54848000000004,8,null,20,null,null,1,1000,1000,1000,0,0,0,0,0,0,0,0,0,0,0,0,0,0,0,0,0,0,0,0,0,0,0,0,0,0,0]
["Premium T8 - Fixture Replacement",1.4277325835041706E-2,7.8217642238087157E-7,null,58.544640000000015,8,null,20,null,null,1,1000,1000,1000,0,0,0,0,0,0,0,0,0,0,0,0,0,0,0,0,0,0,0,0,0,0,0,0,0,0,0]
["Premium T8 - Fixture Replacement",1.2870604412164543E-2,2.9443123142793783E-3,null,53.095680000000016,8,null,20,null,null,1,1000,1000,1000,0,0,0,0,0,0,0,0,0,0,0,0,0,0,0,0,0,0,0,0,0,0,0,0,0,0,0]
["Premium T8 - Fixture Replacement",7.5270942456414913E-3,6.9817835248494513E-3,null,71.829119999999989,8,null,20,null,null,1,1000,1000,1000,0,0,0,0,0,0,0,0,0,0,0,0,0,0,0,0,0,0,0,0,0,0,0,0,0,0,0]
["Premium T8 - Fixture Replacement",8.4447342791827366E-3,1.9318389667477452E-3,null,34.837439999999987,8,null,20,null,null,1,1000,1000,1000,0,0,0,0,0,0,0,0,0,0,0,0,0,0,0,0,0,0,0,0,0,0,0,0,0,0,0]
["Premium T8 - Fixture Replacement",9.6675831862818619E-3,5.2963389062370063E-7,null,39.642240000000072,8,null,20,null,null,1,1000,1000,1000,0,0,0,0,0,0,0,0,0,0,0,0,0,0,0,0,0,0,0,0,0,0,0,0,0,0,0]
["Premium T8 - Fixture Replacement",1.1283537042327235E-2,2.5812507321685573E-3,null,46.54848000000004,8,null,20,null,null,1,1000,1000,1000,0,0,0,0,0,0,0,0,0,0,0,0,0,0,0,0,0,0,0,0,0,0,0,0,0,0,0]
["Premium T8 - Fixture Replacement",8.3269841194851361E-3,1.9049021396879116E-3,null,34.351680000000016,8,null,20,null,null,1,1000,1000,1000,0,0,0,0,0,0,0,0,0,0,0,0,0,0,0,0,0,0,0,0,0,0,0,0,0,0,0]
["Premium T8 - Fixture Replacement",8.645198922841808E-3,4.7362306095465088E-7,null,35.449919999999992,8,null,20,null,null,1,1000,1000,1000,0,0,0,0,0,0,0,0,0,0,0,0,0,0,0,0,0,0,0,0,0,0,0,0,0,0,0]
["Premium T8 - Fixture Replacement",1.283517171029001E-2,7.0316870294845992E-7,null,52.631039999999985,8,null,20,null,null,1,1000,1000,1000,0,0,0,0,0,0,0,0,0,0,0,0,0,0,0,0,0,0,0,0,0,0,0,0,0,0,0]
["Premium T8 - Fixture Replacement",6.0897310852305979E-3,1.3931024255510423E-3,null,25.122240000000005,8,null,20,null,null,1,1000,1000,1000,0,0,0,0,0,0,0,0,0,0,0,0,0,0,0,0,0,0,0,0,0,0,0,0,0,0,0]
["Premium T8 - Fixture Replacement",9.7886219713836896E-3,2.2392701451480388E-3,null,40.381439999999998,8,null,20,null,null,1,1000,1000,1000,0,0,0,0,0,0,0,0,0,0,0,0,0,0,0,0,0,0,0,0,0,0,0,0,0,0,0]
["Premium T8 - Lamp Replacement",2.445413213372234E-3,5.6146435096394347E-4,null,10.123520000000013,8,null,0.43999999999999995,null,null,1,1000,1000,1000,0,0,0,0,0,0,0,0,0,0,0,0,0,0,0,0,0,0,0,0,0,0,0,0,0,0,0]
["Premium T8 - Lamp Replacement",1.6070394651032983E-3,1.5430579612031579E-3,null,15.516159999999999,8,null,0.43999999999999995,null,null,1,1000,1000,1000,0,0,0,0,0,0,0,0,0,0,0,0,0,0,0,0,0,0,0,0,0,0,0,0,0,0,0]
["Premium T8 - Lamp Replacement",4.7074667684733878E-3,7.8845127405656985E-7,null,19.514880000000005,8,null,0.43999999999999995,null,null,1,1000,1000,1000,0,0,0,0,0,0,0,0,0,0,0,0,0,0,0,0,0,0,0,0,0,0,0,0,0,0,0]
["Premium T8 - Lamp Replacement",4.2752217096090322E-3,9.8158649396616962E-4,null,17.698560000000001,8,null,0.43999999999999995,null,null,1,1000,1000,1000,0,0,0,0,0,0,0,0,0,0,0,0,0,0,0,0,0,0,0,0,0,0,0,0,0,0,0]
["Premium T8 - Lamp Replacement",2.4798281401162965E-3,2.3810980608221142E-3,null,23.943039999999996,8,null,0.43999999999999995,null,null,1,1000,1000,1000,0,0,0,0,0,0,0,0,0,0,0,0,0,0,0,0,0,0,0,0,0,0,0,0,0,0,0]
["Premium T8 - Lamp Replacement",2.8050828202068785E-3,6.4404412163770704E-4,null,11.612479999999991,8,null,0.43999999999999995,null,null,1,1000,1000,1000,0,0,0,0,0,0,0,0,0,0,0,0,0,0,0,0,0,0,0,0,0,0,0,0,0,0,0]
["Premium T8 - Lamp Replacement",3.1875595686957229E-3,5.3388277106932928E-7,null,13.214079999999996,8,null,0.43999999999999995,null,null,1,1000,1000,1000,0,0,0,0,0,0,0,0,0,0,0,0,0,0,0,0,0,0,0,0,0,0,0,0,0,0,0]
["Premium T8 - Lamp Replacement",3.7480463993549346E-3,8.6054758659563949E-4,null,15.516159999999999,8,null,0.43999999999999995,null,null,1,1000,1000,1000,0,0,0,0,0,0,0,0,0,0,0,0,0,0,0,0,0,0,0,0,0,0,0,0,0,0,0]
["Premium T8 - Lamp Replacement",2.7659698133170596E-3,6.3506381560699064E-4,null,11.450559999999996,8,null,0.43999999999999995,null,null,1,1000,1000,1000,0,0,0,0,0,0,0,0,0,0,0,0,0,0,0,0,0,0,0,0,0,0,0,0,0,0,0]
["Premium T8 - Lamp Replacement",2.8504628322087245E-3,4.7742260588165692E-7,null,11.816640000000007,8,null,0.43999999999999995,null,null,1,1000,1000,1000,0,0,0,0,0,0,0,0,0,0,0,0,0,0,0,0,0,0,0,0,0,0,0,0,0,0,0]
["Premium T8 - Lamp Replacement",4.2319650746881982E-3,7.0880973122257308E-7,null,17.543680000000009,8,null,0.43999999999999995,null,null,1,1000,1000,1000,0,0,0,0,0,0,0,0,0,0,0,0,0,0,0,0,0,0,0,0,0,0,0,0,0,0,0]
["Premium T8 - Lamp Replacement",2.0228226824104767E-3,4.6443800102337221E-4,null,8.3740799999999922,8,null,0.43999999999999995,null,null,1,1000,1000,1000,0,0,0,0,0,0,0,0,0,0,0,0,0,0,0,0,0,0,0,0,0,0,0,0,0,0,0]
["Premium T8 - Lamp Replacement",3.2514812684059152E-3,7.4653674481436633E-4,null,13.460480000000004,8,null,0.43999999999999995,null,null,1,1000,1000,1000,0,0,0,0,0,0,0,0,0,0,0,0,0,0,0,0,0,0,0,0,0,0,0,0,0,0,0]
["Premium T8 - Lamp Replacement",2.445413213372234E-3,5.6146435096394347E-4,null,10.123520000000013,8,null,0.43999999999999995,null,null,1,1000,1000,1000,0,0,0,0,0,0,0,0,0,0,0,0,0,0,0,0,0,0,0,0,0,0,0,0,0,0,0]
["Premium T8 - Lamp Replacement",1.6070394651032983E-3,1.5430579612031579E-3,null,15.516159999999999,8,null,0.43999999999999995,null,null,1,1000,1000,1000,0,0,0,0,0,0,0,0,0,0,0,0,0,0,0,0,0,0,0,0,0,0,0,0,0,0,0]
["Premium T8 - Lamp Replacement",4.7074667684733878E-3,7.8845127405656985E-7,null,19.514880000000005,8,null,0.43999999999999995,null,null,1,1000,1000,1000,0,0,0,0,0,0,0,0,0,0,0,0,0,0,0,0,0,0,0,0,0,0,0,0,0,0,0]
["Premium T8 - Lamp Replacement",4.2752217096090322E-3,9.8158649396616962E-4,null,17.698560000000001,8,null,0.43999999999999995,null,null,1,1000,1000,1000,0,0,0,0,0,0,0,0,0,0,0,0,0,0,0,0,0,0,0,0,0,0,0,0,0,0,0]
["Premium T8 - Lamp Replacement",2.4798281401162965E-3,2.3810980608221142E-3,null,23.943039999999996,8,null,0.43999999999999995,null,null,1,1000,1000,1000,0,0,0,0,0,0,0,0,0,0,0,0,0,0,0,0,0,0,0,0,0,0,0,0,0,0,0]
["Premium T8 - Lamp Replacement",2.8050828202068785E-3,6.4404412163770704E-4,null,11.612479999999991,8,null,0.43999999999999995,null,null,1,1000,1000,1000,0,0,0,0,0,0,0,0,0,0,0,0,0,0,0,0,0,0,0,0,0,0,0,0,0,0,0]
["Premium T8 - Lamp Replacement",3.1875595686957229E-3,5.3388277106932928E-7,null,13.214079999999996,8,null,0.43999999999999995,null,null,1,1000,1000,1000,0,0,0,0,0,0,0,0,0,0,0,0,0,0,0,0,0,0,0,0,0,0,0,0,0,0,0]
["Premium T8 - Lamp Replacement",3.7480463993549346E-3,8.6054758659563949E-4,null,15.516159999999999,8,null,0.43999999999999995,null,null,1,1000,1000,1000,0,0,0,0,0,0,0,0,0,0,0,0,0,0,0,0,0,0,0,0,0,0,0,0,0,0,0]
["Premium T8 - Lamp Replacement",2.7659698133170596E-3,6.3506381560699064E-4,null,11.450559999999996,8,null,0.43999999999999995,null,null,1,1000,1000,1000,0,0,0,0,0,0,0,0,0,0,0,0,0,0,0,0,0,0,0,0,0,0,0,0,0,0,0]
["Premium T8 - Lamp Replacement",2.8504628322087245E-3,4.7742260588165692E-7,null,11.816640000000007,8,null,0.43999999999999995,null,null,1,1000,1000,1000,0,0,0,0,0,0,0,0,0,0,0,0,0,0,0,0,0,0,0,0,0,0,0,0,0,0,0]
["Premium T8 - Lamp Replacement",4.2319650746881982E-3,7.0880973122257308E-7,null,17.543680000000009,8,null,0.43999999999999995,null,null,1,1000,1000,1000,0,0,0,0,0,0,0,0,0,0,0,0,0,0,0,0,0,0,0,0,0,0,0,0,0,0,0]
["Premium T8 - Lamp Replacement",2.0228226824104767E-3,4.6443800102337221E-4,null,8.3740799999999922,8,null,0.43999999999999995,null,null,1,1000,1000,1000,0,0,0,0,0,0,0,0,0,0,0,0,0,0,0,0,0,0,0,0,0,0,0,0,0,0,0]
["Premium T8 - Lamp Replacement",3.2514812684059152E-3,7.4653674481436633E-4,null,13.460480000000004,8,null,0.43999999999999995,null,null,1,1000,1000,1000,0,0,0,0,0,0,0,0,0,0,0,0,0,0,0,0,0,0,0,0,0,0,0,0,0,0,0]
["Efficient Battery Charger",0.60888000322517433,0,null,1111.2059999999992,7,null,400,null,null,1,1000,1000,1000,0,0,0,0,0,0,0,0,0,0,0,0,0,0,0,0,0,0,0,0,0,0,0,0,0,0,0]
["Efficient Battery Charger",0.60888000322517433,0,null,1111.2059999999992,7,null,400,null,null,1,1000,1000,1000,0,0,0,0,0,0,0,0,0,0,0,0,0,0,0,0,0,0,0,0,0,0,0,0,0,0,0]
["Efficient Battery Charger",0.60888000322517433,0,null,1111.2059999999992,7,null,400,null,null,1,1000,1000,1000,0,0,0,0,0,0,0,0,0,0,0,0,0,0,0,0,0,0,0,0,0,0,0,0,0,0,0]
["Efficient Battery Charger",0.60888000322517433,0,null,1111.2059999999992,7,null,400,null,null,1,1000,1000,1000,0,0,0,0,0,0,0,0,0,0,0,0,0,0,0,0,0,0,0,0,0,0,0,0,0,0,0]
["Efficient Battery Charger",0.60888000322517433,0,null,1111.2059999999992,7,null,400,null,null,1,1000,1000,1000,0,0,0,0,0,0,0,0,0,0,0,0,0,0,0,0,0,0,0,0,0,0,0,0,0,0,0]
["Efficient Battery Charger",0.60888000322517433,0,null,1111.2059999999992,7,null,400,null,null,1,1000,1000,1000,0,0,0,0,0,0,0,0,0,0,0,0,0,0,0,0,0,0,0,0,0,0,0,0,0,0,0]
["Efficient Battery Charger",0.60888000322517433,0,null,1111.2059999999992,7,null,400,null,null,1,1000,1000,1000,0,0,0,0,0,0,0,0,0,0,0,0,0,0,0,0,0,0,0,0,0,0,0,0,0,0,0]
["Efficient Battery Charger",0.60888000322517433,0,null,1111.2059999999992,7,null,400,null,null,1,1000,1000,1000,0,0,0,0,0,0,0,0,0,0,0,0,0,0,0,0,0,0,0,0,0,0,0,0,0,0,0]
["Efficient Battery Charger",0.60888000322517433,0,null,1111.2059999999992,7,null,400,null,null,1,1000,1000,1000,0,0,0,0,0,0,0,0,0,0,0,0,0,0,0,0,0,0,0,0,0,0,0,0,0,0,0]
["Efficient Battery Charger",0.60888000322517433,0,null,1111.2059999999992,7,null,400,null,null,1,1000,1000,1000,0,0,0,0,0,0,0,0,0,0,0,0,0,0,0,0,0,0,0,0,0,0,0,0,0,0,0]
["Efficient Battery Charger",0.60888000322517433,0,null,1111.2059999999992,7,null,400,null,null,1,1000,1000,1000,0,0,0,0,0,0,0,0,0,0,0,0,0,0,0,0,0,0,0,0,0,0,0,0,0,0,0]
["Efficient Battery Charger",0.60888000322517433,0,null,1111.2059999999992,7,null,400,null,null,1,1000,1000,1000,0,0,0,0,0,0,0,0,0,0,0,0,0,0,0,0,0,0,0,0,0,0,0,0,0,0,0]
["Efficient Battery Charger",0.60888000322517433,0,null,1111.2059999999992,7,null,400,null,null,1,1000,1000,1000,0,0,0,0,0,0,0,0,0,0,0,0,0,0,0,0,0,0,0,0,0,0,0,0,0,0,0]
["Efficient Battery Charger",0.60888000322517433,0,null,1111.2059999999992,7,null,400,null,null,1,1000,1000,1000,0,0,0,0,0,0,0,0,0,0,0,0,0,0,0,0,0,0,0,0,0,0,0,0,0,0,0]
["Efficient Battery Charger",0.60888000322517433,0,null,1111.2059999999992,7,null,400,null,null,1,1000,1000,1000,0,0,0,0,0,0,0,0,0,0,0,0,0,0,0,0,0,0,0,0,0,0,0,0,0,0,0]
["Efficient Battery Charger",0.60888000322517433,0,null,1111.2059999999992,7,null,400,null,null,1,1000,1000,1000,0,0,0,0,0,0,0,0,0,0,0,0,0,0,0,0,0,0,0,0,0,0,0,0,0,0,0]
["Efficient Battery Charger",0.60888000322517433,0,null,1111.2059999999992,7,null,400,null,null,1,1000,1000,1000,0,0,0,0,0,0,0,0,0,0,0,0,0,0,0,0,0,0,0,0,0,0,0,0,0,0,0]
["Efficient Battery Charger",0.60888000322517433,0,null,1111.2059999999992,7,null,400,null,null,1,1000,1000,1000,0,0,0,0,0,0,0,0,0,0,0,0,0,0,0,0,0,0,0,0,0,0,0,0,0,0,0]
["Efficient Battery Charger",0.60888000322517433,0,null,1111.2059999999992,7,null,400,null,null,1,1000,1000,1000,0,0,0,0,0,0,0,0,0,0,0,0,0,0,0,0,0,0,0,0,0,0,0,0,0,0,0]
["Efficient Battery Charger",0.60888000322517433,0,null,1111.2059999999992,7,null,400,null,null,1,1000,1000,1000,0,0,0,0,0,0,0,0,0,0,0,0,0,0,0,0,0,0,0,0,0,0,0,0,0,0,0]
["Efficient Battery Charger",0.60888000322517433,0,null,1111.2059999999992,7,null,400,null,null,1,1000,1000,1000,0,0,0,0,0,0,0,0,0,0,0,0,0,0,0,0,0,0,0,0,0,0,0,0,0,0,0]
["Efficient Battery Charger",0.60888000322517433,0,null,1111.2059999999992,7,null,400,null,null,1,1000,1000,1000,0,0,0,0,0,0,0,0,0,0,0,0,0,0,0,0,0,0,0,0,0,0,0,0,0,0,0]
["Efficient Battery Charger",0.60888000322517433,0,null,1111.2059999999992,7,null,400,null,null,1,1000,1000,1000,0,0,0,0,0,0,0,0,0,0,0,0,0,0,0,0,0,0,0,0,0,0,0,0,0,0,0]
["Efficient Battery Charger",0.60888000322517433,0,null,1111.2059999999992,7,null,400,null,null,1,1000,1000,1000,0,0,0,0,0,0,0,0,0,0,0,0,0,0,0,0,0,0,0,0,0,0,0,0,0,0,0]
["Efficient Battery Charger",0.60888000322517433,0,null,1111.2059999999992,7,null,400,null,null,1,1000,1000,1000,0,0,0,0,0,0,0,0,0,0,0,0,0,0,0,0,0,0,0,0,0,0,0,0,0,0,0]
["Efficient Battery Charger",0.60888000322517433,0,null,1111.2059999999992,7,null,400,null,null,1,1000,1000,1000,0,0,0,0,0,0,0,0,0,0,0,0,0,0,0,0,0,0,0,0,0,0,0,0,0,0,0]
["ENERGY STAR Commercial Clothes Washer",0,0,null,1060.159090909091,7,null,550,null,null,1,1000,1000,1000,0,0,0,0,0,0,0,0,0,0,0,0,0,0,0,0,0,0,0,0,0,0,0,0,0,0,0]
["ENERGY STAR Commercial Clothes Washer",0.10781543680952217,0.12409734896275702,null,1060.159090909091,7,null,550,null,null,1,1000,1000,1000,0,0,0,0,0,0,0,0,0,0,0,0,0,0,0,0,0,0,0,0,0,0,0,0,0,0,0]
["ENERGY STAR Commercial Clothes Washer",9.2845628080877679E-2,6.7167783885782817E-2,null,1060.159090909091,7,null,550,null,null,1,1000,1000,1000,0,0,0,0,0,0,0,0,0,0,0,0,0,0,0,0,0,0,0,0,0,0,0,0,0,0,0]
["ENERGY STAR Commercial Clothes Washer",9.2845628080877679E-2,6.7167783885782817E-2,null,1060.159090909091,7,null,550,null,null,1,1000,1000,1000,0,0,0,0,0,0,0,0,0,0,0,0,0,0,0,0,0,0,0,0,0,0,0,0,0,0,0]
["ENERGY STAR Commercial Clothes Washer",0.10781543680952217,0.12409734896275702,null,1060.159090909091,7,null,550,null,null,1,1000,1000,1000,0,0,0,0,0,0,0,0,0,0,0,0,0,0,0,0,0,0,0,0,0,0,0,0,0,0,0]
["ENERGY STAR Commercial Clothes Washer",0,0,null,1060.159090909091,7,null,550,null,null,1,1000,1000,1000,0,0,0,0,0,0,0,0,0,0,0,0,0,0,0,0,0,0,0,0,0,0,0,0,0,0,0]
["ENERGY STAR Commercial Clothes Washer",0.10781543680952217,0.12409734896275702,null,1060.159090909091,7,null,550,null,null,1,1000,1000,1000,0,0,0,0,0,0,0,0,0,0,0,0,0,0,0,0,0,0,0,0,0,0,0,0,0,0,0]
["ENERGY STAR Commercial Clothes Washer",0,0,null,1060.159090909091,7,null,550,null,null,1,1000,1000,1000,0,0,0,0,0,0,0,0,0,0,0,0,0,0,0,0,0,0,0,0,0,0,0,0,0,0,0]
["ENERGY STAR Commercial Clothes Washer",9.2845628080877679E-2,6.7167783885782817E-2,null,1060.159090909091,7,null,550,null,null,1,1000,1000,1000,0,0,0,0,0,0,0,0,0,0,0,0,0,0,0,0,0,0,0,0,0,0,0,0,0,0,0]
["ENERGY STAR Commercial Clothes Washer",0,0,null,1060.159090909091,7,null,550,null,null,1,1000,1000,1000,0,0,0,0,0,0,0,0,0,0,0,0,0,0,0,0,0,0,0,0,0,0,0,0,0,0,0]
["ENERGY STAR Commercial Clothes Washer",0.10781543680952217,0.12409734896275702,null,1060.159090909091,7,null,550,null,null,1,1000,1000,1000,0,0,0,0,0,0,0,0,0,0,0,0,0,0,0,0,0,0,0,0,0,0,0,0,0,0,0]
["ENERGY STAR Commercial Clothes Washer",0,0,null,1060.159090909091,7,null,550,null,null,1,1000,1000,1000,0,0,0,0,0,0,0,0,0,0,0,0,0,0,0,0,0,0,0,0,0,0,0,0,0,0,0]
["ENERGY STAR Commercial Clothes Washer",9.2845628080877679E-2,6.7167783885782817E-2,null,1060.159090909091,7,null,550,null,null,1,1000,1000,1000,0,0,0,0,0,0,0,0,0,0,0,0,0,0,0,0,0,0,0,0,0,0,0,0,0,0,0]
["ENERGY STAR Commercial Clothes Washer",9.2845628080877679E-2,6.7167783885782817E-2,null,1060.159090909091,7,null,550,null,null,1,1000,1000,1000,0,0,0,0,0,0,0,0,0,0,0,0,0,0,0,0,0,0,0,0,0,0,0,0,0,0,0]
["ENERGY STAR Commercial Clothes Washer",0.10781543680952217,0.12409734896275702,null,1060.159090909091,7,null,550,null,null,1,1000,1000,1000,0,0,0,0,0,0,0,0,0,0,0,0,0,0,0,0,0,0,0,0,0,0,0,0,0,0,0]
["ENERGY STAR Commercial Clothes Washer",0,0,null,1060.159090909091,7,null,550,null,null,1,1000,1000,1000,0,0,0,0,0,0,0,0,0,0,0,0,0,0,0,0,0,0,0,0,0,0,0,0,0,0,0]
["ENERGY STAR Commercial Clothes Washer",9.2845628080877679E-2,6.7167783885782817E-2,null,1060.159090909091,7,null,550,null,null,1,1000,1000,1000,0,0,0,0,0,0,0,0,0,0,0,0,0,0,0,0,0,0,0,0,0,0,0,0,0,0,0]
["ENERGY STAR Commercial Clothes Washer",0.10781543680952217,0.12409734896275702,null,1060.159090909091,7,null,550,null,null,1,1000,1000,1000,0,0,0,0,0,0,0,0,0,0,0,0,0,0,0,0,0,0,0,0,0,0,0,0,0,0,0]
["ENERGY STAR Water Cooler",9.5218615497287828E-2,9.5218615497287828E-2,null,547.5,10,null,85,null,null,1,1000,1000,1000,0,0,0,0,0,0,0,0,0,0,0,0,0,0,0,0,0,0,0,0,0,0,0,0,0,0,0]
["ENERGY STAR Water Cooler",9.5218615497287828E-2,9.5218615497287828E-2,null,547.5,10,null,85,null,null,1,1000,1000,1000,0,0,0,0,0,0,0,0,0,0,0,0,0,0,0,0,0,0,0,0,0,0,0,0,0,0,0]
["ENERGY STAR Water Cooler",9.5218615497287828E-2,9.5218615497287828E-2,null,547.5,10,null,85,null,null,1,1000,1000,1000,0,0,0,0,0,0,0,0,0,0,0,0,0,0,0,0,0,0,0,0,0,0,0,0,0,0,0]
["ENERGY STAR Water Cooler",9.5218615497287828E-2,9.5218615497287828E-2,null,547.5,10,null,85,null,null,1,1000,1000,1000,0,0,0,0,0,0,0,0,0,0,0,0,0,0,0,0,0,0,0,0,0,0,0,0,0,0,0]
["ENERGY STAR Water Cooler",9.5218615497287828E-2,9.5218615497287828E-2,null,547.5,10,null,85,null,null,1,1000,1000,1000,0,0,0,0,0,0,0,0,0,0,0,0,0,0,0,0,0,0,0,0,0,0,0,0,0,0,0]
["ENERGY STAR Water Cooler",9.5218615497287828E-2,9.5218615497287828E-2,null,547.5,10,null,85,null,null,1,1000,1000,1000,0,0,0,0,0,0,0,0,0,0,0,0,0,0,0,0,0,0,0,0,0,0,0,0,0,0,0]
["ENERGY STAR Water Cooler",9.5218615497287828E-2,9.5218615497287828E-2,null,547.5,10,null,85,null,null,1,1000,1000,1000,0,0,0,0,0,0,0,0,0,0,0,0,0,0,0,0,0,0,0,0,0,0,0,0,0,0,0]
["ENERGY STAR Water Cooler",9.5218615497287828E-2,9.5218615497287828E-2,null,547.5,10,null,85,null,null,1,1000,1000,1000,0,0,0,0,0,0,0,0,0,0,0,0,0,0,0,0,0,0,0,0,0,0,0,0,0,0,0]
["ENERGY STAR Water Cooler",9.5218615497287828E-2,9.5218615497287828E-2,null,547.5,10,null,85,null,null,1,1000,1000,1000,0,0,0,0,0,0,0,0,0,0,0,0,0,0,0,0,0,0,0,0,0,0,0,0,0,0,0]
["ENERGY STAR Water Cooler",9.5218615497287828E-2,9.5218615497287828E-2,null,547.5,10,null,85,null,null,1,1000,1000,1000,0,0,0,0,0,0,0,0,0,0,0,0,0,0,0,0,0,0,0,0,0,0,0,0,0,0,0]
["ENERGY STAR Water Cooler",9.5218615497287828E-2,9.5218615497287828E-2,null,547.5,10,null,85,null,null,1,1000,1000,1000,0,0,0,0,0,0,0,0,0,0,0,0,0,0,0,0,0,0,0,0,0,0,0,0,0,0,0]
["ENERGY STAR Water Cooler",9.5218615497287828E-2,9.5218615497287828E-2,null,547.5,10,null,85,null,null,1,1000,1000,1000,0,0,0,0,0,0,0,0,0,0,0,0,0,0,0,0,0,0,0,0,0,0,0,0,0,0,0]
["Heat Pump Pool Heater",0,0.3438087536350769,null,9411.7647058823532,15,null,906.94999999999982,null,null,1,1000,1000,1000,0,0,0,0,0,0,0,0,0,0,0,0,0,0,0,0,0,0,0,0,0,0,0,0,0,0,0]
["Heat Pump Pool Heater",0,0.3438087536350769,null,9411.7647058823532,15,null,906.94999999999982,null,null,1,1000,1000,1000,0,0,0,0,0,0,0,0,0,0,0,0,0,0,0,0,0,0,0,0,0,0,0,0,0,0,0]
["Heat Pump Pool Heater",0,0.3438087536350769,null,9411.7647058823532,15,null,906.94999999999982,null,null,1,1000,1000,1000,0,0,0,0,0,0,0,0,0,0,0,0,0,0,0,0,0,0,0,0,0,0,0,0,0,0,0]
["Heat Pump Pool Heater",0,0.3438087536350769,null,9411.7647058823532,15,null,906.94999999999982,null,null,1,1000,1000,1000,0,0,0,0,0,0,0,0,0,0,0,0,0,0,0,0,0,0,0,0,0,0,0,0,0,0,0]
["Heat Pump Pool Heater",0,0.3438087536350769,null,9411.7647058823532,15,null,906.94999999999982,null,null,1,1000,1000,1000,0,0,0,0,0,0,0,0,0,0,0,0,0,0,0,0,0,0,0,0,0,0,0,0,0,0,0]
["Heat Pump Pool Heater",0,0.3438087536350769,null,9411.7647058823532,15,null,906.94999999999982,null,null,1,1000,1000,1000,0,0,0,0,0,0,0,0,0,0,0,0,0,0,0,0,0,0,0,0,0,0,0,0,0,0,0]
["Heat Pump Pool Heater",0,0.3438087536350769,null,9411.7647058823532,15,null,906.94999999999982,null,null,1,1000,1000,1000,0,0,0,0,0,0,0,0,0,0,0,0,0,0,0,0,0,0,0,0,0,0,0,0,0,0,0]
["Heat Pump Pool Heater",0,0.3438087536350769,null,9411.7647058823532,15,null,906.94999999999982,null,null,1,1000,1000,1000,0,0,0,0,0,0,0,0,0,0,0,0,0,0,0,0,0,0,0,0,0,0,0,0,0,0,0]
["Heat Pump Pool Heater",0,0.3438087536350769,null,9411.7647058823532,15,null,906.94999999999982,null,null,1,1000,1000,1000,0,0,0,0,0,0,0,0,0,0,0,0,0,0,0,0,0,0,0,0,0,0,0,0,0,0,0]
["Heat Pump Pool Heater",0,0.3438087536350769,null,9411.7647058823532,15,null,906.94999999999982,null,null,1,1000,1000,1000,0,0,0,0,0,0,0,0,0,0,0,0,0,0,0,0,0,0,0,0,0,0,0,0,0,0,0]
["Heat Pump Pool Heater",0,0.3438087536350769,null,9411.7647058823532,15,null,906.94999999999982,null,null,1,1000,1000,1000,0,0,0,0,0,0,0,0,0,0,0,0,0,0,0,0,0,0,0,0,0,0,0,0,0,0,0]
["Heat Pump Pool Heater",0,0.3438087536350769,null,9411.7647058823532,15,null,906.94999999999982,null,null,1,1000,1000,1000,0,0,0,0,0,0,0,0,0,0,0,0,0,0,0,0,0,0,0,0,0,0,0,0,0,0,0]
["Heat Pump Pool Heater",0,0.3438087536350769,null,9411.7647058823532,15,null,906.94999999999982,null,null,1,1000,1000,1000,0,0,0,0,0,0,0,0,0,0,0,0,0,0,0,0,0,0,0,0,0,0,0,0,0,0,0]
["Solar Pool Heater",0,0.37007192231553421,null,10130.718954248367,15,null,3477,null,null,1,1000,1000,1000,0,0,0,0,0,0,0,0,0,0,0,0,0,0,0,0,0,0,0,0,0,0,0,0,0,0,0]
["Solar Pool Heater",0,0.37007192231553421,null,10130.718954248367,15,null,3477,null,null,1,1000,1000,1000,0,0,0,0,0,0,0,0,0,0,0,0,0,0,0,0,0,0,0,0,0,0,0,0,0,0,0]
["Solar Pool Heater",0,0.37007192231553421,null,10130.718954248367,15,null,3477,null,null,1,1000,1000,1000,0,0,0,0,0,0,0,0,0,0,0,0,0,0,0,0,0,0,0,0,0,0,0,0,0,0,0]
["Solar Pool Heater",0,0.37007192231553421,null,10130.718954248367,15,null,3477,null,null,1,1000,1000,1000,0,0,0,0,0,0,0,0,0,0,0,0,0,0,0,0,0,0,0,0,0,0,0,0,0,0,0]
["Solar Pool Heater",0,0.37007192231553421,null,10130.718954248367,15,null,3477,null,null,1,1000,1000,1000,0,0,0,0,0,0,0,0,0,0,0,0,0,0,0,0,0,0,0,0,0,0,0,0,0,0,0]
["Solar Pool Heater",0,0.37007192231553421,null,10130.718954248367,15,null,3477,null,null,1,1000,1000,1000,0,0,0,0,0,0,0,0,0,0,0,0,0,0,0,0,0,0,0,0,0,0,0,0,0,0,0]
["Solar Pool Heater",0,0.37007192231553421,null,10130.718954248367,15,null,3477,null,null,1,1000,1000,1000,0,0,0,0,0,0,0,0,0,0,0,0,0,0,0,0,0,0,0,0,0,0,0,0,0,0,0]
["Solar Pool Heater",0,0.37007192231553421,null,10130.718954248367,15,null,3477,null,null,1,1000,1000,1000,0,0,0,0,0,0,0,0,0,0,0,0,0,0,0,0,0,0,0,0,0,0,0,0,0,0,0]
["Solar Pool Heater",0,0.37007192231553421,null,10130.718954248367,15,null,3477,null,null,1,1000,1000,1000,0,0,0,0,0,0,0,0,0,0,0,0,0,0,0,0,0,0,0,0,0,0,0,0,0,0,0]
["Solar Pool Heater",0,0.37007192231553421,null,10130.718954248367,15,null,3477,null,null,1,1000,1000,1000,0,0,0,0,0,0,0,0,0,0,0,0,0,0,0,0,0,0,0,0,0,0,0,0,0,0,0]
["Solar Pool Heater",0,0.37007192231553421,null,10130.718954248367,15,null,3477,null,null,1,1000,1000,1000,0,0,0,0,0,0,0,0,0,0,0,0,0,0,0,0,0,0,0,0,0,0,0,0,0,0,0]
["Solar Pool Heater",0,0.37007192231553421,null,10130.718954248367,15,null,3477,null,null,1,1000,1000,1000,0,0,0,0,0,0,0,0,0,0,0,0,0,0,0,0,0,0,0,0,0,0,0,0,0,0,0]
["Solar Pool Heater",0,0.37007192231553421,null,10130.718954248367,15,null,3477,null,null,1,1000,1000,1000,0,0,0,0,0,0,0,0,0,0,0,0,0,0,0,0,0,0,0,0,0,0,0,0,0,0,0]
["Solar Powered Pool Pump",0.9566958634359255,0.14849999881471379,null,4065.1875000000009,10,null,2259.0100000000002,null,null,1,1000,1000,1000,0,0,0,0,0,0,0,0,0,0,0,0,0,0,0,0,0,0,0,0,0,0,0,0,0,0,0]
["Solar Powered Pool Pump",0.9566958634359255,0.14849999881471379,null,4065.1875000000009,10,null,2259.0100000000002,null,null,1,1000,1000,1000,0,0,0,0,0,0,0,0,0,0,0,0,0,0,0,0,0,0,0,0,0,0,0,0,0,0,0]
["Solar Powered Pool Pump",0.9566958634359255,0.14849999881471379,null,4065.1875000000009,10,null,2259.0100000000002,null,null,1,1000,1000,1000,0,0,0,0,0,0,0,0,0,0,0,0,0,0,0,0,0,0,0,0,0,0,0,0,0,0,0]
["Solar Powered Pool Pump",0.9566958634359255,0.14849999881471379,null,4065.1875000000009,10,null,2259.0100000000002,null,null,1,1000,1000,1000,0,0,0,0,0,0,0,0,0,0,0,0,0,0,0,0,0,0,0,0,0,0,0,0,0,0,0]
["Solar Powered Pool Pump",0.9566958634359255,0.14849999881471379,null,4065.1875000000009,10,null,2259.0100000000002,null,null,1,1000,1000,1000,0,0,0,0,0,0,0,0,0,0,0,0,0,0,0,0,0,0,0,0,0,0,0,0,0,0,0]
["Solar Powered Pool Pump",0.9566958634359255,0.14849999881471379,null,4065.1875000000009,10,null,2259.0100000000002,null,null,1,1000,1000,1000,0,0,0,0,0,0,0,0,0,0,0,0,0,0,0,0,0,0,0,0,0,0,0,0,0,0,0]
["Solar Powered Pool Pump",0.9566958634359255,0.14849999881471379,null,4065.1875000000009,10,null,2259.0100000000002,null,null,1,1000,1000,1000,0,0,0,0,0,0,0,0,0,0,0,0,0,0,0,0,0,0,0,0,0,0,0,0,0,0,0]
["Solar Powered Pool Pump",0.9566958634359255,0.14849999881471379,null,4065.1875000000009,10,null,2259.0100000000002,null,null,1,1000,1000,1000,0,0,0,0,0,0,0,0,0,0,0,0,0,0,0,0,0,0,0,0,0,0,0,0,0,0,0]
["Solar Powered Pool Pump",0.9566958634359255,0.14849999881471379,null,4065.1875000000009,10,null,2259.0100000000002,null,null,1,1000,1000,1000,0,0,0,0,0,0,0,0,0,0,0,0,0,0,0,0,0,0,0,0,0,0,0,0,0,0,0]
["Solar Powered Pool Pump",0.9566958634359255,0.14849999881471379,null,4065.1875000000009,10,null,2259.0100000000002,null,null,1,1000,1000,1000,0,0,0,0,0,0,0,0,0,0,0,0,0,0,0,0,0,0,0,0,0,0,0,0,0,0,0]
["Solar Powered Pool Pump",0.9566958634359255,0.14849999881471379,null,4065.1875000000009,10,null,2259.0100000000002,null,null,1,1000,1000,1000,0,0,0,0,0,0,0,0,0,0,0,0,0,0,0,0,0,0,0,0,0,0,0,0,0,0,0]
["Two Speed Pool Pump",0.72974780890184465,0.11327272636861549,null,3100.8409090909099,10,null,359.01,null,null,1,1000,1000,1000,0,0,0,0,0,0,0,0,0,0,0,0,0,0,0,0,0,0,0,0,0,0,0,0,0,0,0]
["Two Speed Pool Pump",0.72974780890184465,0.11327272636861549,null,3100.8409090909099,10,null,359.01,null,null,1,1000,1000,1000,0,0,0,0,0,0,0,0,0,0,0,0,0,0,0,0,0,0,0,0,0,0,0,0,0,0,0]
["Two Speed Pool Pump",0.72974780890184465,0.11327272636861549,null,3100.8409090909099,10,null,359.01,null,null,1,1000,1000,1000,0,0,0,0,0,0,0,0,0,0,0,0,0,0,0,0,0,0,0,0,0,0,0,0,0,0,0]
["Two Speed Pool Pump",0.72974780890184465,0.11327272636861549,null,3100.8409090909099,10,null,359.01,null,null,1,1000,1000,1000,0,0,0,0,0,0,0,0,0,0,0,0,0,0,0,0,0,0,0,0,0,0,0,0,0,0,0]
["Two Speed Pool Pump",0.72974780890184465,0.11327272636861549,null,3100.8409090909099,10,null,359.01,null,null,1,1000,1000,1000,0,0,0,0,0,0,0,0,0,0,0,0,0,0,0,0,0,0,0,0,0,0,0,0,0,0,0]
["Two Speed Pool Pump",0.72974780890184465,0.11327272636861549,null,3100.8409090909099,10,null,359.01,null,null,1,1000,1000,1000,0,0,0,0,0,0,0,0,0,0,0,0,0,0,0,0,0,0,0,0,0,0,0,0,0,0,0]
["Two Speed Pool Pump",0.72974780890184465,0.11327272636861549,null,3100.8409090909099,10,null,359.01,null,null,1,1000,1000,1000,0,0,0,0,0,0,0,0,0,0,0,0,0,0,0,0,0,0,0,0,0,0,0,0,0,0,0]
["Two Speed Pool Pump",0.72974780890184465,0.11327272636861549,null,3100.8409090909099,10,null,359.01,null,null,1,1000,1000,1000,0,0,0,0,0,0,0,0,0,0,0,0,0,0,0,0,0,0,0,0,0,0,0,0,0,0,0]
["Two Speed Pool Pump",0.72974780890184465,0.11327272636861549,null,3100.8409090909099,10,null,359.01,null,null,1,1000,1000,1000,0,0,0,0,0,0,0,0,0,0,0,0,0,0,0,0,0,0,0,0,0,0,0,0,0,0,0]
["Two Speed Pool Pump",0.72974780890184465,0.11327272636861549,null,3100.8409090909099,10,null,359.01,null,null,1,1000,1000,1000,0,0,0,0,0,0,0,0,0,0,0,0,0,0,0,0,0,0,0,0,0,0,0,0,0,0,0]
["Two Speed Pool Pump",0.72974780890184465,0.11327272636861549,null,3100.8409090909099,10,null,359.01,null,null,1,1000,1000,1000,0,0,0,0,0,0,0,0,0,0,0,0,0,0,0,0,0,0,0,0,0,0,0,0,0,0,0]
["Two Speed Pool Pump",0.72974780890184465,0.11327272636861549,null,3100.8409090909099,10,null,359.01,null,null,1,1000,1000,1000,0,0,0,0,0,0,0,0,0,0,0,0,0,0,0,0,0,0,0,0,0,0,0,0,0,0,0]
["Two Speed Pool Pump",0.72974780890184465,0.11327272636861549,null,3100.8409090909099,10,null,359.01,null,null,1,1000,1000,1000,0,0,0,0,0,0,0,0,0,0,0,0,0,0,0,0,0,0,0,0,0,0,0,0,0,0,0]
["Variable Speed Pool Pump",0.76020277363932132,0.11799999905815642,null,3230.2500000000009,10,null,1085.01,null,null,1,1000,1000,1000,0,0,0,0,0,0,0,0,0,0,0,0,0,0,0,0,0,0,0,0,0,0,0,0,0,0,0]
["Variable Speed Pool Pump",0.76020277363932132,0.11799999905815642,null,3230.2500000000009,10,null,1085.01,null,null,1,1000,1000,1000,0,0,0,0,0,0,0,0,0,0,0,0,0,0,0,0,0,0,0,0,0,0,0,0,0,0,0]
["Variable Speed Pool Pump",0.76020277363932132,0.11799999905815642,null,3230.2500000000009,10,null,1085.01,null,null,1,1000,1000,1000,0,0,0,0,0,0,0,0,0,0,0,0,0,0,0,0,0,0,0,0,0,0,0,0,0,0,0]
["Variable Speed Pool Pump",0.76020277363932132,0.11799999905815642,null,3230.2500000000009,10,null,1085.01,null,null,1,1000,1000,1000,0,0,0,0,0,0,0,0,0,0,0,0,0,0,0,0,0,0,0,0,0,0,0,0,0,0,0]
["Variable Speed Pool Pump",0.76020277363932132,0.11799999905815642,null,3230.2500000000009,10,null,1085.01,null,null,1,1000,1000,1000,0,0,0,0,0,0,0,0,0,0,0,0,0,0,0,0,0,0,0,0,0,0,0,0,0,0,0]
["Variable Speed Pool Pump",0.76020277363932132,0.11799999905815642,null,3230.2500000000009,10,null,1085.01,null,null,1,1000,1000,1000,0,0,0,0,0,0,0,0,0,0,0,0,0,0,0,0,0,0,0,0,0,0,0,0,0,0,0]
["Variable Speed Pool Pump",0.76020277363932132,0.11799999905815642,null,3230.2500000000009,10,null,1085.01,null,null,1,1000,1000,1000,0,0,0,0,0,0,0,0,0,0,0,0,0,0,0,0,0,0,0,0,0,0,0,0,0,0,0]
["Variable Speed Pool Pump",0.76020277363932132,0.11799999905815642,null,3230.2500000000009,10,null,1085.01,null,null,1,1000,1000,1000,0,0,0,0,0,0,0,0,0,0,0,0,0,0,0,0,0,0,0,0,0,0,0,0,0,0,0]
["Variable Speed Pool Pump",0.76020277363932132,0.11799999905815642,null,3230.2500000000009,10,null,1085.01,null,null,1,1000,1000,1000,0,0,0,0,0,0,0,0,0,0,0,0,0,0,0,0,0,0,0,0,0,0,0,0,0,0,0]
["Variable Speed Pool Pump",0.76020277363932132,0.11799999905815642,null,3230.2500000000009,10,null,1085.01,null,null,1,1000,1000,1000,0,0,0,0,0,0,0,0,0,0,0,0,0,0,0,0,0,0,0,0,0,0,0,0,0,0,0]
["Variable Speed Pool Pump",0.76020277363932132,0.11799999905815642,null,3230.2500000000009,10,null,1085.01,null,null,1,1000,1000,1000,0,0,0,0,0,0,0,0,0,0,0,0,0,0,0,0,0,0,0,0,0,0,0,0,0,0,0]
["ENERGY STAR Imaging Equipment",5.7800301420502374E-2,3.8812842546030887E-2,null,416.80000000000007,6,null,585.13999999999987,null,null,1,1000,1000,1000,0,0,0,0,0,0,0,0,0,0,0,0,0,0,0,0,0,0,0,0,0,0,0,0,0,0,0]
["ENERGY STAR Imaging Equipment",5.7800301420502374E-2,3.8812842546030887E-2,null,416.80000000000007,6,null,585.13999999999987,null,null,1,1000,1000,1000,0,0,0,0,0,0,0,0,0,0,0,0,0,0,0,0,0,0,0,0,0,0,0,0,0,0,0]
["ENERGY STAR Imaging Equipment",5.7800301420502374E-2,3.8812842546030887E-2,null,416.80000000000007,6,null,585.13999999999987,null,null,1,1000,1000,1000,0,0,0,0,0,0,0,0,0,0,0,0,0,0,0,0,0,0,0,0,0,0,0,0,0,0,0]
["ENERGY STAR Imaging Equipment",5.7800301420502374E-2,3.8812842546030887E-2,null,416.80000000000007,6,null,585.13999999999987,null,null,1,1000,1000,1000,0,0,0,0,0,0,0,0,0,0,0,0,0,0,0,0,0,0,0,0,0,0,0,0,0,0,0]
["ENERGY STAR Imaging Equipment",5.7800301420502374E-2,3.8812842546030887E-2,null,416.80000000000007,6,null,585.13999999999987,null,null,1,1000,1000,1000,0,0,0,0,0,0,0,0,0,0,0,0,0,0,0,0,0,0,0,0,0,0,0,0,0,0,0]
["ENERGY STAR Imaging Equipment",5.7800301420502374E-2,3.8812842546030887E-2,null,416.80000000000007,6,null,585.13999999999987,null,null,1,1000,1000,1000,0,0,0,0,0,0,0,0,0,0,0,0,0,0,0,0,0,0,0,0,0,0,0,0,0,0,0]
["ENERGY STAR Imaging Equipment",5.7800301420502374E-2,3.8812842546030887E-2,null,416.80000000000007,6,null,585.13999999999987,null,null,1,1000,1000,1000,0,0,0,0,0,0,0,0,0,0,0,0,0,0,0,0,0,0,0,0,0,0,0,0,0,0,0]
["ENERGY STAR Imaging Equipment",5.7800301420502374E-2,3.8812842546030887E-2,null,416.80000000000007,6,null,585.13999999999987,null,null,1,1000,1000,1000,0,0,0,0,0,0,0,0,0,0,0,0,0,0,0,0,0,0,0,0,0,0,0,0,0,0,0]
["ENERGY STAR Imaging Equipment",5.7800301420502374E-2,3.8812842546030887E-2,null,416.80000000000007,6,null,585.13999999999987,null,null,1,1000,1000,1000,0,0,0,0,0,0,0,0,0,0,0,0,0,0,0,0,0,0,0,0,0,0,0,0,0,0,0]
["ENERGY STAR Imaging Equipment",5.7800301420502374E-2,3.8812842546030887E-2,null,416.80000000000007,6,null,585.13999999999987,null,null,1,1000,1000,1000,0,0,0,0,0,0,0,0,0,0,0,0,0,0,0,0,0,0,0,0,0,0,0,0,0,0,0]
["ENERGY STAR Imaging Equipment",5.7800301420502374E-2,3.8812842546030887E-2,null,416.80000000000007,6,null,585.13999999999987,null,null,1,1000,1000,1000,0,0,0,0,0,0,0,0,0,0,0,0,0,0,0,0,0,0,0,0,0,0,0,0,0,0,0]
["ENERGY STAR Imaging Equipment",5.7800301420502374E-2,3.8812842546030887E-2,null,416.80000000000007,6,null,585.13999999999987,null,null,1,1000,1000,1000,0,0,0,0,0,0,0,0,0,0,0,0,0,0,0,0,0,0,0,0,0,0,0,0,0,0,0]
["ENERGY STAR Imaging Equipment",5.7800301420502374E-2,3.8812842546030887E-2,null,416.80000000000007,6,null,585.13999999999987,null,null,1,1000,1000,1000,0,0,0,0,0,0,0,0,0,0,0,0,0,0,0,0,0,0,0,0,0,0,0,0,0,0,0]
["Energy Star PCs",1.7590857350754812E-2,6.8231038882878067E-3,null,123.51540393600004,4,null,20,null,null,1,1000,1000,1000,0,0,0,0,0,0,0,0,0,0,0,0,0,0,0,0,0,0,0,0,0,0,0,0,0,0,0]
["Energy Star PCs",1.7590857350754812E-2,6.8231038882878067E-3,null,123.51540393600004,4,null,20,null,null,1,1000,1000,1000,0,0,0,0,0,0,0,0,0,0,0,0,0,0,0,0,0,0,0,0,0,0,0,0,0,0,0]
["Energy Star PCs",1.7590857350754812E-2,6.8231038882878067E-3,null,123.51540393600004,4,null,20,null,null,1,1000,1000,1000,0,0,0,0,0,0,0,0,0,0,0,0,0,0,0,0,0,0,0,0,0,0,0,0,0,0,0]
["Energy Star PCs",1.7590857350754812E-2,0,null,123.51540393600004,4,null,20,null,null,1,1000,1000,1000,0,0,0,0,0,0,0,0,0,0,0,0,0,0,0,0,0,0,0,0,0,0,0,0,0,0,0]
["Energy Star PCs",1.7590857350754812E-2,6.8231038882878067E-3,null,123.51540393600004,4,null,20,null,null,1,1000,1000,1000,0,0,0,0,0,0,0,0,0,0,0,0,0,0,0,0,0,0,0,0,0,0,0,0,0,0,0]
["Energy Star PCs",1.7590857350754812E-2,6.8231038882878067E-3,null,123.51540393600004,4,null,20,null,null,1,1000,1000,1000,0,0,0,0,0,0,0,0,0,0,0,0,0,0,0,0,0,0,0,0,0,0,0,0,0,0,0]
["Energy Star PCs",2.3703307740504134E-2,2.3703307740504134E-2,null,123.51540393600004,4,null,20,null,null,1,1000,1000,1000,0,0,0,0,0,0,0,0,0,0,0,0,0,0,0,0,0,0,0,0,0,0,0,0,0,0,0]
["Energy Star PCs",1.7590857350754812E-2,6.8231038882878067E-3,null,123.51540393600004,4,null,20,null,null,1,1000,1000,1000,0,0,0,0,0,0,0,0,0,0,0,0,0,0,0,0,0,0,0,0,0,0,0,0,0,0,0]
["Energy Star PCs",1.7590857350754812E-2,0,null,123.51540393600004,4,null,20,null,null,1,1000,1000,1000,0,0,0,0,0,0,0,0,0,0,0,0,0,0,0,0,0,0,0,0,0,0,0,0,0,0,0]
["Energy Star PCs",1.7590857350754812E-2,6.8231038882878067E-3,null,123.51540393600004,4,null,20,null,null,1,1000,1000,1000,0,0,0,0,0,0,0,0,0,0,0,0,0,0,0,0,0,0,0,0,0,0,0,0,0,0,0]
["Energy Star PCs",1.7590857350754812E-2,0,null,123.51540393600004,4,null,20,null,null,1,1000,1000,1000,0,0,0,0,0,0,0,0,0,0,0,0,0,0,0,0,0,0,0,0,0,0,0,0,0,0,0]
["Energy Star PCs",1.7590857350754812E-2,0,null,123.51540393600004,4,null,20,null,null,1,1000,1000,1000,0,0,0,0,0,0,0,0,0,0,0,0,0,0,0,0,0,0,0,0,0,0,0,0,0,0,0]
["Energy Star Servers",0.16918567615621083,0.11767270586594598,null,1136.6997182173809,4,null,70,null,null,1,1000,1000,1000,0,0,0,0,0,0,0,0,0,0,0,0,0,0,0,0,0,0,0,0,0,0,0,0,0,0,0]
["Energy Star Servers",0.16918567615621083,0.11767270586594598,null,1136.6997182173809,4,null,70,null,null,1,1000,1000,1000,0,0,0,0,0,0,0,0,0,0,0,0,0,0,0,0,0,0,0,0,0,0,0,0,0,0,0]
["Energy Star Servers",0.16918567615621083,0.11767270586594598,null,1136.6997182173809,4,null,70,null,null,1,1000,1000,1000,0,0,0,0,0,0,0,0,0,0,0,0,0,0,0,0,0,0,0,0,0,0,0,0,0,0,0]
["Energy Star Servers",0.16918567615621083,0.11767270586594598,null,1136.6997182173809,4,null,70,null,null,1,1000,1000,1000,0,0,0,0,0,0,0,0,0,0,0,0,0,0,0,0,0,0,0,0,0,0,0,0,0,0,0]
["Energy Star Servers",0.16918567615621083,0.11767270586594598,null,1136.6997182173809,4,null,70,null,null,1,1000,1000,1000,0,0,0,0,0,0,0,0,0,0,0,0,0,0,0,0,0,0,0,0,0,0,0,0,0,0,0]
["Energy Star Servers",0.16918567615621083,0.11767270586594598,null,1136.6997182173809,4,null,70,null,null,1,1000,1000,1000,0,0,0,0,0,0,0,0,0,0,0,0,0,0,0,0,0,0,0,0,0,0,0,0,0,0,0]
["Energy Star Servers",0.16918567615621083,0.11767270586594598,null,1136.6997182173809,4,null,70,null,null,1,1000,1000,1000,0,0,0,0,0,0,0,0,0,0,0,0,0,0,0,0,0,0,0,0,0,0,0,0,0,0,0]
["Energy Star Servers",0.16918567615621083,0.11767270586594598,null,1136.6997182173809,4,null,70,null,null,1,1000,1000,1000,0,0,0,0,0,0,0,0,0,0,0,0,0,0,0,0,0,0,0,0,0,0,0,0,0,0,0]
["Energy Star Servers",0.16918567615621083,0.11767270586594598,null,1136.6997182173809,4,null,70,null,null,1,1000,1000,1000,0,0,0,0,0,0,0,0,0,0,0,0,0,0,0,0,0,0,0,0,0,0,0,0,0,0,0]
["Energy Star Servers",0.16918567615621083,0.11767270586594598,null,1136.6997182173809,4,null,70,null,null,1,1000,1000,1000,0,0,0,0,0,0,0,0,0,0,0,0,0,0,0,0,0,0,0,0,0,0,0,0,0,0,0]
["Energy Star Servers",0.16918567615621083,0.11767270586594598,null,1136.6997182173809,4,null,70,null,null,1,1000,1000,1000,0,0,0,0,0,0,0,0,0,0,0,0,0,0,0,0,0,0,0,0,0,0,0,0,0,0,0]
["Energy Star Servers",0.16918567615621083,0.11767270586594598,null,1136.6997182173809,4,null,70,null,null,1,1000,1000,1000,0,0,0,0,0,0,0,0,0,0,0,0,0,0,0,0,0,0,0,0,0,0,0,0,0,0,0]
["Energy Star Servers",0.16918567615621083,0.11767270586594598,null,1136.6997182173809,4,null,70,null,null,1,1000,1000,1000,0,0,0,0,0,0,0,0,0,0,0,0,0,0,0,0,0,0,0,0,0,0,0,0,0,0,0]
["Energy Star Uninterruptable Power Supply",6.109720045490998E-4,6.109720045490998E-4,null,5.3521145040806459,10,null,1.5473039215686275,null,null,1,1000,1000,1000,0,0,0,0,0,0,0,0,0,0,0,0,0,0,0,0,0,0,0,0,0,0,0,0,0,0,0]
["Energy Star Uninterruptable Power Supply",6.109720045490998E-4,6.109720045490998E-4,null,5.3521145040806459,10,null,1.5473039215686275,null,null,1,1000,1000,1000,0,0,0,0,0,0,0,0,0,0,0,0,0,0,0,0,0,0,0,0,0,0,0,0,0,0,0]
["Energy Star Uninterruptable Power Supply",6.109720045490998E-4,6.109720045490998E-4,null,5.3521145040806459,10,null,1.5473039215686275,null,null,1,1000,1000,1000,0,0,0,0,0,0,0,0,0,0,0,0,0,0,0,0,0,0,0,0,0,0,0,0,0,0,0]
["Energy Star Uninterruptable Power Supply",6.109720045490998E-4,6.109720045490998E-4,null,5.3521145040806459,10,null,1.5473039215686275,null,null,1,1000,1000,1000,0,0,0,0,0,0,0,0,0,0,0,0,0,0,0,0,0,0,0,0,0,0,0,0,0,0,0]
["Energy Star Uninterruptable Power Supply",6.109720045490998E-4,6.109720045490998E-4,null,5.3521145040806459,10,null,1.5473039215686275,null,null,1,1000,1000,1000,0,0,0,0,0,0,0,0,0,0,0,0,0,0,0,0,0,0,0,0,0,0,0,0,0,0,0]
["Energy Star Uninterruptable Power Supply",6.109720045490998E-4,6.109720045490998E-4,null,5.3521145040806459,10,null,1.5473039215686275,null,null,1,1000,1000,1000,0,0,0,0,0,0,0,0,0,0,0,0,0,0,0,0,0,0,0,0,0,0,0,0,0,0,0]
["Energy Star Uninterruptable Power Supply",6.109720045490998E-4,6.109720045490998E-4,null,5.3521145040806459,10,null,1.5473039215686275,null,null,1,1000,1000,1000,0,0,0,0,0,0,0,0,0,0,0,0,0,0,0,0,0,0,0,0,0,0,0,0,0,0,0]
["Energy Star Uninterruptable Power Supply",6.109720045490998E-4,6.109720045490998E-4,null,5.3521145040806459,10,null,1.5473039215686275,null,null,1,1000,1000,1000,0,0,0,0,0,0,0,0,0,0,0,0,0,0,0,0,0,0,0,0,0,0,0,0,0,0,0]
["Energy Star Uninterruptable Power Supply",6.109720045490998E-4,6.109720045490998E-4,null,5.3521145040806459,10,null,1.5473039215686275,null,null,1,1000,1000,1000,0,0,0,0,0,0,0,0,0,0,0,0,0,0,0,0,0,0,0,0,0,0,0,0,0,0,0]
["Energy Star Uninterruptable Power Supply",6.109720045490998E-4,6.109720045490998E-4,null,5.3521145040806459,10,null,1.5473039215686275,null,null,1,1000,1000,1000,0,0,0,0,0,0,0,0,0,0,0,0,0,0,0,0,0,0,0,0,0,0,0,0,0,0,0]
["Energy Star Uninterruptable Power Supply",6.109720045490998E-4,6.109720045490998E-4,null,5.3521145040806459,10,null,1.5473039215686275,null,null,1,1000,1000,1000,0,0,0,0,0,0,0,0,0,0,0,0,0,0,0,0,0,0,0,0,0,0,0,0,0,0,0]
["Energy Star Uninterruptable Power Supply",6.109720045490998E-4,6.109720045490998E-4,null,5.3521145040806459,10,null,1.5473039215686275,null,null,1,1000,1000,1000,0,0,0,0,0,0,0,0,0,0,0,0,0,0,0,0,0,0,0,0,0,0,0,0,0,0,0]
["Energy Star Uninterruptable Power Supply",6.109720045490998E-4,6.109720045490998E-4,null,5.3521145040806459,10,null,1.5473039215686275,null,null,1,1000,1000,1000,0,0,0,0,0,0,0,0,0,0,0,0,0,0,0,0,0,0,0,0,0,0,0,0,0,0,0]
["Server Virtualization",3.1291990298777823,2.1764331674203281,null,21024.000000000004,3,null,17700,null,null,1,1000,1000,1000,0,0,0,0,0,0,0,0,0,0,0,0,0,0,0,0,0,0,0,0,0,0,0,0,0,0,0]
["Server Virtualization",3.1291990298777823,2.1764331674203281,null,21024.000000000004,3,null,17700,null,null,1,1000,1000,1000,0,0,0,0,0,0,0,0,0,0,0,0,0,0,0,0,0,0,0,0,0,0,0,0,0,0,0]
["Server Virtualization",3.1291990298777823,2.1764331674203281,null,21024.000000000004,3,null,17700,null,null,1,1000,1000,1000,0,0,0,0,0,0,0,0,0,0,0,0,0,0,0,0,0,0,0,0,0,0,0,0,0,0,0]
["Server Virtualization",3.1291990298777823,2.1764331674203281,null,21024.000000000004,3,null,17700,null,null,1,1000,1000,1000,0,0,0,0,0,0,0,0,0,0,0,0,0,0,0,0,0,0,0,0,0,0,0,0,0,0,0]
["Server Virtualization",3.1291990298777823,2.1764331674203281,null,21024.000000000004,3,null,17700,null,null,1,1000,1000,1000,0,0,0,0,0,0,0,0,0,0,0,0,0,0,0,0,0,0,0,0,0,0,0,0,0,0,0]
["Server Virtualization",3.1291990298777823,2.1764331674203281,null,21024.000000000004,3,null,17700,null,null,1,1000,1000,1000,0,0,0,0,0,0,0,0,0,0,0,0,0,0,0,0,0,0,0,0,0,0,0,0,0,0,0]
["Server Virtualization",3.1291990298777823,2.1764331674203281,null,21024.000000000004,3,null,17700,null,null,1,1000,1000,1000,0,0,0,0,0,0,0,0,0,0,0,0,0,0,0,0,0,0,0,0,0,0,0,0,0,0,0]
["Server Virtualization",3.1291990298777823,2.1764331674203281,null,21024.000000000004,3,null,17700,null,null,1,1000,1000,1000,0,0,0,0,0,0,0,0,0,0,0,0,0,0,0,0,0,0,0,0,0,0,0,0,0,0,0]
["Server Virtualization",3.1291990298777823,2.1764331674203281,null,21024.000000000004,3,null,17700,null,null,1,1000,1000,1000,0,0,0,0,0,0,0,0,0,0,0,0,0,0,0,0,0,0,0,0,0,0,0,0,0,0,0]
["Server Virtualization",3.1291990298777823,2.1764331674203281,null,21024.000000000004,3,null,17700,null,null,1,1000,1000,1000,0,0,0,0,0,0,0,0,0,0,0,0,0,0,0,0,0,0,0,0,0,0,0,0,0,0,0]
["Server Virtualization",3.1291990298777823,2.1764331674203281,null,21024.000000000004,3,null,17700,null,null,1,1000,1000,1000,0,0,0,0,0,0,0,0,0,0,0,0,0,0,0,0,0,0,0,0,0,0,0,0,0,0,0]
["Server Virtualization",3.1291990298777823,2.1764331674203281,null,21024.000000000004,3,null,17700,null,null,1,1000,1000,1000,0,0,0,0,0,0,0,0,0,0,0,0,0,0,0,0,0,0,0,0,0,0,0,0,0,0,0]
["Energy Star Commercial Glass Door Freezer",0.64111612464105128,0.22051043697658948,null,4389.9823255814035,12,null,166,null,null,1,1000,1000,1000,0,0,0,0,0,0,0,0,0,0,0,0,0,0,0,0,0,0,0,0,0,0,0,0,0,0,0]
["Energy Star Commercial Glass Door Freezer",0.5691836850586639,0.47676257816864248,null,4389.9823255814035,12,null,166,null,null,1,1000,1000,1000,0,0,0,0,0,0,0,0,0,0,0,0,0,0,0,0,0,0,0,0,0,0,0,0,0,0,0]
["Energy Star Commercial Glass Door Freezer",0.5691836850586639,0.47676257816864248,null,4389.9823255814035,12,null,166,null,null,1,1000,1000,1000,0,0,0,0,0,0,0,0,0,0,0,0,0,0,0,0,0,0,0,0,0,0,0,0,0,0,0]
["Energy Star Commercial Glass Door Freezer",0.64111612464105128,0.22051043697658948,null,4389.9823255814035,12,null,166,null,null,1,1000,1000,1000,0,0,0,0,0,0,0,0,0,0,0,0,0,0,0,0,0,0,0,0,0,0,0,0,0,0,0]
["Energy Star Commercial Glass Door Freezer",0.64111612464105128,0.22051043697658948,null,4389.9823255814035,12,null,166,null,null,1,1000,1000,1000,0,0,0,0,0,0,0,0,0,0,0,0,0,0,0,0,0,0,0,0,0,0,0,0,0,0,0]
["Energy Star Commercial Glass Door Freezer",0.5691836850586639,0.47676257816864248,null,4389.9823255814035,12,null,166,null,null,1,1000,1000,1000,0,0,0,0,0,0,0,0,0,0,0,0,0,0,0,0,0,0,0,0,0,0,0,0,0,0,0]
["Energy Star Commercial Glass Door Freezer",0.5691836850586639,0.47676257816864248,null,4389.9823255814035,12,null,166,null,null,1,1000,1000,1000,0,0,0,0,0,0,0,0,0,0,0,0,0,0,0,0,0,0,0,0,0,0,0,0,0,0,0]
["Energy Star Commercial Glass Door Freezer",0.64111612464105128,0.22051043697658948,null,4389.9823255814035,12,null,166,null,null,1,1000,1000,1000,0,0,0,0,0,0,0,0,0,0,0,0,0,0,0,0,0,0,0,0,0,0,0,0,0,0,0]
["Energy Star Commercial Glass Door Freezer",0.64111612464105128,0.22051043697658948,null,4389.9823255814035,12,null,166,null,null,1,1000,1000,1000,0,0,0,0,0,0,0,0,0,0,0,0,0,0,0,0,0,0,0,0,0,0,0,0,0,0,0]
["Energy Star Commercial Glass Door Freezer",0.5691836850586639,0.47676257816864248,null,4389.9823255814035,12,null,166,null,null,1,1000,1000,1000,0,0,0,0,0,0,0,0,0,0,0,0,0,0,0,0,0,0,0,0,0,0,0,0,0,0,0]
["Energy Star Commercial Glass Door Freezer",0.5691836850586639,0.47676257816864248,null,4389.9823255814035,12,null,166,null,null,1,1000,1000,1000,0,0,0,0,0,0,0,0,0,0,0,0,0,0,0,0,0,0,0,0,0,0,0,0,0,0,0]
["Energy Star Commercial Glass Door Freezer",0.64111612464105128,0.22051043697658948,null,4389.9823255814035,12,null,166,null,null,1,1000,1000,1000,0,0,0,0,0,0,0,0,0,0,0,0,0,0,0,0,0,0,0,0,0,0,0,0,0,0,0]
["Energy Star Commercial Glass Door Refrigerator",0.13477607277389778,4.6355924549550558E-2,null,922.86647402597464,12,null,164,null,null,1,1000,1000,1000,0,0,0,0,0,0,0,0,0,0,0,0,0,0,0,0,0,0,0,0,0,0,0,0,0,0,0]
["Energy Star Commercial Glass Door Refrigerator",0.1196543633996596,0.10022550589739715,null,922.86647402597464,12,null,164,null,null,1,1000,1000,1000,0,0,0,0,0,0,0,0,0,0,0,0,0,0,0,0,0,0,0,0,0,0,0,0,0,0,0]
["Energy Star Commercial Glass Door Refrigerator",0.13477607277389778,4.6355924549550558E-2,null,922.86647402597464,12,null,164,null,null,1,1000,1000,1000,0,0,0,0,0,0,0,0,0,0,0,0,0,0,0,0,0,0,0,0,0,0,0,0,0,0,0]
["Energy Star Commercial Glass Door Refrigerator",0.1196543633996596,0.10022550589739715,null,922.86647402597464,12,null,164,null,null,1,1000,1000,1000,0,0,0,0,0,0,0,0,0,0,0,0,0,0,0,0,0,0,0,0,0,0,0,0,0,0,0]
["Energy Star Commercial Glass Door Refrigerator",0.1196543633996596,0.10022550589739715,null,922.86647402597464,12,null,164,null,null,1,1000,1000,1000,0,0,0,0,0,0,0,0,0,0,0,0,0,0,0,0,0,0,0,0,0,0,0,0,0,0,0]
["Energy Star Commercial Glass Door Refrigerator",0.13477607277389778,4.6355924549550558E-2,null,922.86647402597464,12,null,164,null,null,1,1000,1000,1000,0,0,0,0,0,0,0,0,0,0,0,0,0,0,0,0,0,0,0,0,0,0,0,0,0,0,0]
["Energy Star Commercial Glass Door Refrigerator",0.13477607277389778,4.6355924549550558E-2,null,922.86647402597464,12,null,164,null,null,1,1000,1000,1000,0,0,0,0,0,0,0,0,0,0,0,0,0,0,0,0,0,0,0,0,0,0,0,0,0,0,0]
["Energy Star Commercial Glass Door Refrigerator",0.1196543633996596,0.10022550589739715,null,922.86647402597464,12,null,164,null,null,1,1000,1000,1000,0,0,0,0,0,0,0,0,0,0,0,0,0,0,0,0,0,0,0,0,0,0,0,0,0,0,0]
["Energy Star Commercial Glass Door Refrigerator",0.1196543633996596,0.10022550589739715,null,922.86647402597464,12,null,164,null,null,1,1000,1000,1000,0,0,0,0,0,0,0,0,0,0,0,0,0,0,0,0,0,0,0,0,0,0,0,0,0,0,0]
["Energy Star Commercial Glass Door Refrigerator",0.13477607277389778,4.6355924549550558E-2,null,922.86647402597464,12,null,164,null,null,1,1000,1000,1000,0,0,0,0,0,0,0,0,0,0,0,0,0,0,0,0,0,0,0,0,0,0,0,0,0,0,0]
["Energy Star Commercial Glass Door Refrigerator",0.13477607277389778,4.6355924549550558E-2,null,922.86647402597464,12,null,164,null,null,1,1000,1000,1000,0,0,0,0,0,0,0,0,0,0,0,0,0,0,0,0,0,0,0,0,0,0,0,0,0,0,0]
["Energy Star Commercial Glass Door Refrigerator",0.1196543633996596,0.10022550589739715,null,922.86647402597464,12,null,164,null,null,1,1000,1000,1000,0,0,0,0,0,0,0,0,0,0,0,0,0,0,0,0,0,0,0,0,0,0,0,0,0,0,0]
["Energy Star Commercial Glass Door Refrigerator",0.13477607277389778,4.6355924549550558E-2,null,922.86647402597464,12,null,164,null,null,1,1000,1000,1000,0,0,0,0,0,0,0,0,0,0,0,0,0,0,0,0,0,0,0,0,0,0,0,0,0,0,0]
["Energy Star Commercial Solid Door Freezer",0.37834200354596231,0.16906635541367804,null,2533.0469090909114,12,null,166,null,null,1,1000,1000,1000,0,0,0,0,0,0,0,0,0,0,0,0,0,0,0,0,0,0,0,0,0,0,0,0,0,0,0]
["Energy Star Commercial Solid Door Freezer",0.32842253773074775,0.27509498837403712,null,2533.0469090909114,12,null,166,null,null,1,1000,1000,1000,0,0,0,0,0,0,0,0,0,0,0,0,0,0,0,0,0,0,0,0,0,0,0,0,0,0,0]
["Energy Star Commercial Solid Door Freezer",0.32842253773074775,0.27509498837403712,null,2533.0469090909114,12,null,166,null,null,1,1000,1000,1000,0,0,0,0,0,0,0,0,0,0,0,0,0,0,0,0,0,0,0,0,0,0,0,0,0,0,0]
["Energy Star Commercial Solid Door Freezer",0.37834200354596231,0.16906635541367804,null,2533.0469090909114,12,null,166,null,null,1,1000,1000,1000,0,0,0,0,0,0,0,0,0,0,0,0,0,0,0,0,0,0,0,0,0,0,0,0,0,0,0]
["Energy Star Commercial Solid Door Freezer",0.32842253773074775,0.27509498837403712,null,2533.0469090909114,12,null,166,null,null,1,1000,1000,1000,0,0,0,0,0,0,0,0,0,0,0,0,0,0,0,0,0,0,0,0,0,0,0,0,0,0,0]
["Energy Star Commercial Solid Door Freezer",0.37834200354596231,0.16906635541367804,null,2533.0469090909114,12,null,166,null,null,1,1000,1000,1000,0,0,0,0,0,0,0,0,0,0,0,0,0,0,0,0,0,0,0,0,0,0,0,0,0,0,0]
["Energy Star Commercial Solid Door Freezer",0.37834200354596231,0.16906635541367804,null,2533.0469090909114,12,null,166,null,null,1,1000,1000,1000,0,0,0,0,0,0,0,0,0,0,0,0,0,0,0,0,0,0,0,0,0,0,0,0,0,0,0]
["Energy Star Commercial Solid Door Freezer",0.32842253773074775,0.27509498837403712,null,2533.0469090909114,12,null,166,null,null,1,1000,1000,1000,0,0,0,0,0,0,0,0,0,0,0,0,0,0,0,0,0,0,0,0,0,0,0,0,0,0,0]
["Energy Star Commercial Solid Door Freezer",0.32842253773074775,0.27509498837403712,null,2533.0469090909114,12,null,166,null,null,1,1000,1000,1000,0,0,0,0,0,0,0,0,0,0,0,0,0,0,0,0,0,0,0,0,0,0,0,0,0,0,0]
["Energy Star Commercial Solid Door Freezer",0.37834200354596231,0.16906635541367804,null,2533.0469090909114,12,null,166,null,null,1,1000,1000,1000,0,0,0,0,0,0,0,0,0,0,0,0,0,0,0,0,0,0,0,0,0,0,0,0,0,0,0]
["Energy Star Commercial Solid Door Freezer",0.37834200354596231,0.16906635541367804,null,2533.0469090909114,12,null,166,null,null,1,1000,1000,1000,0,0,0,0,0,0,0,0,0,0,0,0,0,0,0,0,0,0,0,0,0,0,0,0,0,0,0]
["Energy Star Commercial Solid Door Freezer",0.32842253773074775,0.27509498837403712,null,2533.0469090909114,12,null,166,null,null,1,1000,1000,1000,0,0,0,0,0,0,0,0,0,0,0,0,0,0,0,0,0,0,0,0,0,0,0,0,0,0,0]
["Energy Star Commercial Solid Door Freezer",0.37834200354596231,0.16906635541367804,null,2533.0469090909114,12,null,166,null,null,1,1000,1000,1000,0,0,0,0,0,0,0,0,0,0,0,0,0,0,0,0,0,0,0,0,0,0,0,0,0,0,0]
["Energy Star Commercial Solid Door Refrigerator",0.12694669019619978,5.6727548202808675E-2,null,849.92392651888269,12,null,164,null,null,1,1000,1000,1000,0,0,0,0,0,0,0,0,0,0,0,0,0,0,0,0,0,0,0,0,0,0,0,0,0,0,0]
["Energy Star Commercial Solid Door Refrigerator",0.11019700102024241,9.2303783181196725E-2,null,849.92392651888269,12,null,164,null,null,1,1000,1000,1000,0,0,0,0,0,0,0,0,0,0,0,0,0,0,0,0,0,0,0,0,0,0,0,0,0,0,0]
["Energy Star Commercial Solid Door Refrigerator",0.12694669019619978,5.6727548202808675E-2,null,849.92392651888269,12,null,164,null,null,1,1000,1000,1000,0,0,0,0,0,0,0,0,0,0,0,0,0,0,0,0,0,0,0,0,0,0,0,0,0,0,0]
["Energy Star Commercial Solid Door Refrigerator",0.12694669019619978,5.6727548202808675E-2,null,849.92392651888269,12,null,164,null,null,1,1000,1000,1000,0,0,0,0,0,0,0,0,0,0,0,0,0,0,0,0,0,0,0,0,0,0,0,0,0,0,0]
["Energy Star Commercial Solid Door Refrigerator",0.11019700102024241,9.2303783181196725E-2,null,849.92392651888269,12,null,164,null,null,1,1000,1000,1000,0,0,0,0,0,0,0,0,0,0,0,0,0,0,0,0,0,0,0,0,0,0,0,0,0,0,0]
["Energy Star Commercial Solid Door Refrigerator",0.12694669019619978,5.6727548202808675E-2,null,849.92392651888269,12,null,164,null,null,1,1000,1000,1000,0,0,0,0,0,0,0,0,0,0,0,0,0,0,0,0,0,0,0,0,0,0,0,0,0,0,0]
["Energy Star Commercial Solid Door Refrigerator",0.12694669019619978,5.6727548202808675E-2,null,849.92392651888269,12,null,164,null,null,1,1000,1000,1000,0,0,0,0,0,0,0,0,0,0,0,0,0,0,0,0,0,0,0,0,0,0,0,0,0,0,0]
["Energy Star Commercial Solid Door Refrigerator",0.11019700102024241,9.2303783181196725E-2,null,849.92392651888269,12,null,164,null,null,1,1000,1000,1000,0,0,0,0,0,0,0,0,0,0,0,0,0,0,0,0,0,0,0,0,0,0,0,0,0,0,0]
["Energy Star Commercial Solid Door Refrigerator",0.11019700102024241,9.2303783181196725E-2,null,849.92392651888269,12,null,164,null,null,1,1000,1000,1000,0,0,0,0,0,0,0,0,0,0,0,0,0,0,0,0,0,0,0,0,0,0,0,0,0,0,0]
["Energy Star Commercial Solid Door Refrigerator",0.12694669019619978,5.6727548202808675E-2,null,849.92392651888269,12,null,164,null,null,1,1000,1000,1000,0,0,0,0,0,0,0,0,0,0,0,0,0,0,0,0,0,0,0,0,0,0,0,0,0,0,0]
["Energy Star Commercial Solid Door Refrigerator",0.12694669019619978,5.6727548202808675E-2,null,849.92392651888269,12,null,164,null,null,1,1000,1000,1000,0,0,0,0,0,0,0,0,0,0,0,0,0,0,0,0,0,0,0,0,0,0,0,0,0,0,0]
["Energy Star Commercial Solid Door Refrigerator",0.11019700102024241,9.2303783181196725E-2,null,849.92392651888269,12,null,164,null,null,1,1000,1000,1000,0,0,0,0,0,0,0,0,0,0,0,0,0,0,0,0,0,0,0,0,0,0,0,0,0,0,0]
["Energy Star Ice Maker",3.0839896489516815E-2,2.5832275119319081E-2,null,237.86099999999988,8,null,249,null,null,1,1000,1000,1000,0,0,0,0,0,0,0,0,0,0,0,0,0,0,0,0,0,0,0,0,0,0,0,0,0,0,0]
["Energy Star Ice Maker",3.6862775318993936E-2,2.327514778968906E-2,null,237.86099999999988,8,null,249,null,null,1,1000,1000,1000,0,0,0,0,0,0,0,0,0,0,0,0,0,0,0,0,0,0,0,0,0,0,0,0,0,0,0]
["Energy Star Ice Maker",3.6862775318993936E-2,2.327514778968906E-2,null,237.86099999999988,8,null,249,null,null,1,1000,1000,1000,0,0,0,0,0,0,0,0,0,0,0,0,0,0,0,0,0,0,0,0,0,0,0,0,0,0,0]
["Energy Star Ice Maker",3.6862775318993936E-2,2.327514778968906E-2,null,237.86099999999988,8,null,249,null,null,1,1000,1000,1000,0,0,0,0,0,0,0,0,0,0,0,0,0,0,0,0,0,0,0,0,0,0,0,0,0,0,0]
["Energy Star Ice Maker",3.6862775318993936E-2,2.327514778968906E-2,null,237.86099999999988,8,null,249,null,null,1,1000,1000,1000,0,0,0,0,0,0,0,0,0,0,0,0,0,0,0,0,0,0,0,0,0,0,0,0,0,0,0]
["Energy Star Ice Maker",3.0839896489516815E-2,2.5832275119319081E-2,null,237.86099999999988,8,null,249,null,null,1,1000,1000,1000,0,0,0,0,0,0,0,0,0,0,0,0,0,0,0,0,0,0,0,0,0,0,0,0,0,0,0]
["Energy Star Ice Maker",3.0839896489516815E-2,2.5832275119319081E-2,null,237.86099999999988,8,null,249,null,null,1,1000,1000,1000,0,0,0,0,0,0,0,0,0,0,0,0,0,0,0,0,0,0,0,0,0,0,0,0,0,0,0]
["Energy Star Ice Maker",3.6862775318993936E-2,2.327514778968906E-2,null,237.86099999999988,8,null,249,null,null,1,1000,1000,1000,0,0,0,0,0,0,0,0,0,0,0,0,0,0,0,0,0,0,0,0,0,0,0,0,0,0,0]
["Energy Star Ice Maker",3.6862775318993936E-2,2.327514778968906E-2,null,237.86099999999988,8,null,249,null,null,1,1000,1000,1000,0,0,0,0,0,0,0,0,0,0,0,0,0,0,0,0,0,0,0,0,0,0,0,0,0,0,0]
["Energy Star Ice Maker",3.0839896489516815E-2,2.5832275119319081E-2,null,237.86099999999988,8,null,249,null,null,1,1000,1000,1000,0,0,0,0,0,0,0,0,0,0,0,0,0,0,0,0,0,0,0,0,0,0,0,0,0,0,0]
["Energy Star Ice Maker",3.0839896489516815E-2,2.5832275119319081E-2,null,237.86099999999988,8,null,249,null,null,1,1000,1000,1000,0,0,0,0,0,0,0,0,0,0,0,0,0,0,0,0,0,0,0,0,0,0,0,0,0,0,0]
["Energy Star Ice Maker",3.6862775318993936E-2,2.327514778968906E-2,null,237.86099999999988,8,null,249,null,null,1,1000,1000,1000,0,0,0,0,0,0,0,0,0,0,0,0,0,0,0,0,0,0,0,0,0,0,0,0,0,0,0]
["Energy Star Refrigerator",1.7576603575435001E-2,1.3830313862854382E-2,null,133.5,12,null,122,null,null,1,1000,1000,1000,0,0,0,0,0,0,0,0,0,0,0,0,0,0,0,0,0,0,0,0,0,0,0,0,0,0,0]
["Energy Star Refrigerator",1.7576603575435001E-2,1.3830313862854382E-2,null,133.5,12,null,122,null,null,1,1000,1000,1000,0,0,0,0,0,0,0,0,0,0,0,0,0,0,0,0,0,0,0,0,0,0,0,0,0,0,0]
["Energy Star Refrigerator",1.7576603575435001E-2,1.3830313862854382E-2,null,133.5,12,null,122,null,null,1,1000,1000,1000,0,0,0,0,0,0,0,0,0,0,0,0,0,0,0,0,0,0,0,0,0,0,0,0,0,0,0]
["Energy Star Refrigerator",1.7576603575435001E-2,1.3830313862854382E-2,null,133.5,12,null,122,null,null,1,1000,1000,1000,0,0,0,0,0,0,0,0,0,0,0,0,0,0,0,0,0,0,0,0,0,0,0,0,0,0,0]
["Energy Star Refrigerator",1.7576603575435001E-2,1.3830313862854382E-2,null,133.5,12,null,122,null,null,1,1000,1000,1000,0,0,0,0,0,0,0,0,0,0,0,0,0,0,0,0,0,0,0,0,0,0,0,0,0,0,0]
["Energy Star Refrigerator",1.7576603575435001E-2,1.3830313862854382E-2,null,133.5,12,null,122,null,null,1,1000,1000,1000,0,0,0,0,0,0,0,0,0,0,0,0,0,0,0,0,0,0,0,0,0,0,0,0,0,0,0]
["Energy Star Refrigerator",1.7576603575435001E-2,1.3830313862854382E-2,null,133.5,12,null,122,null,null,1,1000,1000,1000,0,0,0,0,0,0,0,0,0,0,0,0,0,0,0,0,0,0,0,0,0,0,0,0,0,0,0]
["Energy Star Refrigerator",1.7576603575435001E-2,1.3830313862854382E-2,null,133.5,12,null,122,null,null,1,1000,1000,1000,0,0,0,0,0,0,0,0,0,0,0,0,0,0,0,0,0,0,0,0,0,0,0,0,0,0,0]
["Energy Star Refrigerator",1.7576603575435001E-2,1.3830313862854382E-2,null,133.5,12,null,122,null,null,1,1000,1000,1000,0,0,0,0,0,0,0,0,0,0,0,0,0,0,0,0,0,0,0,0,0,0,0,0,0,0,0]
["Energy Star Refrigerator",1.7576603575435001E-2,1.3830313862854382E-2,null,133.5,12,null,122,null,null,1,1000,1000,1000,0,0,0,0,0,0,0,0,0,0,0,0,0,0,0,0,0,0,0,0,0,0,0,0,0,0,0]
["Energy Star Refrigerator",1.7576603575435001E-2,1.3830313862854382E-2,null,133.5,12,null,122,null,null,1,1000,1000,1000,0,0,0,0,0,0,0,0,0,0,0,0,0,0,0,0,0,0,0,0,0,0,0,0,0,0,0]
["Energy Star Refrigerator",1.7576603575435001E-2,1.3830313862854382E-2,null,133.5,12,null,122,null,null,1,1000,1000,1000,0,0,0,0,0,0,0,0,0,0,0,0,0,0,0,0,0,0,0,0,0,0,0,0,0,0,0]
["Energy Star Refrigerator",1.7576603575435001E-2,1.3830313862854382E-2,null,133.5,12,null,122,null,null,1,1000,1000,1000,0,0,0,0,0,0,0,0,0,0,0,0,0,0,0,0,0,0,0,0,0,0,0,0,0,0,0]
["Energy Star Vending Machine",8.222608811290702E-2,5.13670188796852E-2,null,525.73140000000001,14,null,500,null,null,1,1000,1000,1000,0,0,0,0,0,0,0,0,0,0,0,0,0,0,0,0,0,0,0,0,0,0,0,0,0,0,0]
["Energy Star Vending Machine",8.2503621628929977E-2,5.1277382982546992E-2,null,525.73140000000001,14,null,500,null,null,1,1000,1000,1000,0,0,0,0,0,0,0,0,0,0,0,0,0,0,0,0,0,0,0,0,0,0,0,0,0,0,0]
["Energy Star Vending Machine",8.2503621628929977E-2,5.1277382982546992E-2,null,525.73140000000001,14,null,500,null,null,1,1000,1000,1000,0,0,0,0,0,0,0,0,0,0,0,0,0,0,0,0,0,0,0,0,0,0,0,0,0,0,0]
["Energy Star Vending Machine",8.222608811290702E-2,5.13670188796852E-2,null,525.73140000000001,14,null,500,null,null,1,1000,1000,1000,0,0,0,0,0,0,0,0,0,0,0,0,0,0,0,0,0,0,0,0,0,0,0,0,0,0,0]
["Energy Star Vending Machine",8.222608811290702E-2,5.13670188796852E-2,null,525.73140000000001,14,null,500,null,null,1,1000,1000,1000,0,0,0,0,0,0,0,0,0,0,0,0,0,0,0,0,0,0,0,0,0,0,0,0,0,0,0]
["Energy Star Vending Machine",8.222608811290702E-2,5.13670188796852E-2,null,525.73140000000001,14,null,500,null,null,1,1000,1000,1000,0,0,0,0,0,0,0,0,0,0,0,0,0,0,0,0,0,0,0,0,0,0,0,0,0,0,0]
["Energy Star Vending Machine",8.222608811290702E-2,5.13670188796852E-2,null,525.73140000000001,14,null,500,null,null,1,1000,1000,1000,0,0,0,0,0,0,0,0,0,0,0,0,0,0,0,0,0,0,0,0,0,0,0,0,0,0,0]
["Energy Star Vending Machine",8.2503621628929977E-2,5.1277382982546992E-2,null,525.73140000000001,14,null,500,null,null,1,1000,1000,1000,0,0,0,0,0,0,0,0,0,0,0,0,0,0,0,0,0,0,0,0,0,0,0,0,0,0,0]
["Energy Star Vending Machine",8.2503621628929977E-2,5.1277382982546992E-2,null,525.73140000000001,14,null,500,null,null,1,1000,1000,1000,0,0,0,0,0,0,0,0,0,0,0,0,0,0,0,0,0,0,0,0,0,0,0,0,0,0,0]
["Energy Star Vending Machine",8.222608811290702E-2,5.13670188796852E-2,null,525.73140000000001,14,null,500,null,null,1,1000,1000,1000,0,0,0,0,0,0,0,0,0,0,0,0,0,0,0,0,0,0,0,0,0,0,0,0,0,0,0]
["Energy Star Vending Machine",8.222608811290702E-2,5.13670188796852E-2,null,525.73140000000001,14,null,500,null,null,1,1000,1000,1000,0,0,0,0,0,0,0,0,0,0,0,0,0,0,0,0,0,0,0,0,0,0,0,0,0,0,0]
["Energy Star Vending Machine",8.2503621628929977E-2,5.1277382982546992E-2,null,525.73140000000001,14,null,500,null,null,1,1000,1000,1000,0,0,0,0,0,0,0,0,0,0,0,0,0,0,0,0,0,0,0,0,0,0,0,0,0,0,0]
["Energy Star Vending Machine",8.222608811290702E-2,5.13670188796852E-2,null,525.73140000000001,14,null,500,null,null,1,1000,1000,1000,0,0,0,0,0,0,0,0,0,0,0,0,0,0,0,0,0,0,0,0,0,0,0,0,0,0,0]
["Refrigerated Display Case LED Lighting",2.4002149748643856E-2,1.307424941507577E-2,null,160.98965575,8,null,55,null,null,1,1000,1000,1000,0,0,0,0,0,0,0,0,0,0,0,0,0,0,0,0,0,0,0,0,0,0,0,0,0,0,0]
["Refrigerated Display Case LED Lighting",2.0873133129066759E-2,1.7483861583357751E-2,null,160.98965575,8,null,55,null,null,1,1000,1000,1000,0,0,0,0,0,0,0,0,0,0,0,0,0,0,0,0,0,0,0,0,0,0,0,0,0,0,0]
["Refrigerated Display Case LED Lighting",2.0873133129066759E-2,1.7483861583357751E-2,null,160.98965575,8,null,55,null,null,1,1000,1000,1000,0,0,0,0,0,0,0,0,0,0,0,0,0,0,0,0,0,0,0,0,0,0,0,0,0,0,0]
["Refrigerated Display Case LED Lighting",2.4002149748643856E-2,1.307424941507577E-2,null,160.98965575,8,null,55,null,null,1,1000,1000,1000,0,0,0,0,0,0,0,0,0,0,0,0,0,0,0,0,0,0,0,0,0,0,0,0,0,0,0]
["Refrigerated Display Case LED Lighting",2.4002149748643856E-2,1.307424941507577E-2,null,160.98965575,8,null,55,null,null,1,1000,1000,1000,0,0,0,0,0,0,0,0,0,0,0,0,0,0,0,0,0,0,0,0,0,0,0,0,0,0,0]
["Refrigerated Display Case LED Lighting",2.4002149748643856E-2,1.307424941507577E-2,null,160.98965575,8,null,55,null,null,1,1000,1000,1000,0,0,0,0,0,0,0,0,0,0,0,0,0,0,0,0,0,0,0,0,0,0,0,0,0,0,0]
["Refrigerated Display Case LED Lighting",0,0,null,0,8,null,55,null,null,1,1000,1000,1000,0,0,0,0,0,0,0,0,0,0,0,0,0,0,0,0,0,0,0,0,0,0,0,0,0,0,0]
["Refrigerated Display Case LED Lighting",0,0,null,0,8,null,55,null,null,1,1000,1000,1000,0,0,0,0,0,0,0,0,0,0,0,0,0,0,0,0,0,0,0,0,0,0,0,0,0,0,0]
["Refrigerated Display Case LED Lighting",0,0,null,0,8,null,55,null,null,1,1000,1000,1000,0,0,0,0,0,0,0,0,0,0,0,0,0,0,0,0,0,0,0,0,0,0,0,0,0,0,0]
["Refrigerated Display Case LED Lighting",0,0,null,0,8,null,55,null,null,1,1000,1000,1000,0,0,0,0,0,0,0,0,0,0,0,0,0,0,0,0,0,0,0,0,0,0,0,0,0,0,0]
["Refrigerated Display Case LED Lighting",0,0,null,0,8,null,55,null,null,1,1000,1000,1000,0,0,0,0,0,0,0,0,0,0,0,0,0,0,0,0,0,0,0,0,0,0,0,0,0,0,0]
["Refrigerated Display Case LED Lighting",0,0,null,0,8,null,55,null,null,1,1000,1000,1000,0,0,0,0,0,0,0,0,0,0,0,0,0,0,0,0,0,0,0,0,0,0,0,0,0,0,0]
["10HP Open Drip-Proof(ODP) Motor",2.8937997991789158E-2,2.4239195345492785E-2,null,223.19209607803714,15,null,745.15000000000009,null,null,1,1000,1000,1000,0,0,0,0,0,0,0,0,0,0,0,0,0,0,0,0,0,0,0,0,0,0,0,0,0,0,0]
["10HP Open Drip-Proof(ODP) Motor",3.0596420132472775E-2,7.5550848091267865E-3,null,223.19209607803714,15,null,745.15000000000009,null,null,1,1000,1000,1000,0,0,0,0,0,0,0,0,0,0,0,0,0,0,0,0,0,0,0,0,0,0,0,0,0,0,0]
["10HP Open Drip-Proof(ODP) Motor",3.0596420132472775E-2,7.5550848091267865E-3,null,223.19209607803714,15,null,745.15000000000009,null,null,1,1000,1000,1000,0,0,0,0,0,0,0,0,0,0,0,0,0,0,0,0,0,0,0,0,0,0,0,0,0,0,0]
["10HP Open Drip-Proof(ODP) Motor",2.8937997991789158E-2,2.4239195345492785E-2,null,223.19209607803714,15,null,745.15000000000009,null,null,1,1000,1000,1000,0,0,0,0,0,0,0,0,0,0,0,0,0,0,0,0,0,0,0,0,0,0,0,0,0,0,0]
["10HP Open Drip-Proof(ODP) Motor",2.8937997991789158E-2,2.4239195345492785E-2,null,223.19209607803714,15,null,745.15000000000009,null,null,1,1000,1000,1000,0,0,0,0,0,0,0,0,0,0,0,0,0,0,0,0,0,0,0,0,0,0,0,0,0,0,0]
["10HP Open Drip-Proof(ODP) Motor",3.0596420132472775E-2,7.5550848091267865E-3,null,223.19209607803714,15,null,745.15000000000009,null,null,1,1000,1000,1000,0,0,0,0,0,0,0,0,0,0,0,0,0,0,0,0,0,0,0,0,0,0,0,0,0,0,0]
["10HP Open Drip-Proof(ODP) Motor",2.8937997991789158E-2,2.4239195345492785E-2,null,223.19209607803714,15,null,745.15000000000009,null,null,1,1000,1000,1000,0,0,0,0,0,0,0,0,0,0,0,0,0,0,0,0,0,0,0,0,0,0,0,0,0,0,0]
["10HP Open Drip-Proof(ODP) Motor",3.0596420132472775E-2,7.5550848091267865E-3,null,223.19209607803714,15,null,745.15000000000009,null,null,1,1000,1000,1000,0,0,0,0,0,0,0,0,0,0,0,0,0,0,0,0,0,0,0,0,0,0,0,0,0,0,0]
["10HP Open Drip-Proof(ODP) Motor",3.0596420132472775E-2,7.5550848091267865E-3,null,223.19209607803714,15,null,745.15000000000009,null,null,1,1000,1000,1000,0,0,0,0,0,0,0,0,0,0,0,0,0,0,0,0,0,0,0,0,0,0,0,0,0,0,0]
["10HP Open Drip-Proof(ODP) Motor",2.8937997991789158E-2,2.4239195345492785E-2,null,223.19209607803714,15,null,745.15000000000009,null,null,1,1000,1000,1000,0,0,0,0,0,0,0,0,0,0,0,0,0,0,0,0,0,0,0,0,0,0,0,0,0,0,0]
["10HP Open Drip-Proof(ODP) Motor",2.8937997991789158E-2,2.4239195345492785E-2,null,223.19209607803714,15,null,745.15000000000009,null,null,1,1000,1000,1000,0,0,0,0,0,0,0,0,0,0,0,0,0,0,0,0,0,0,0,0,0,0,0,0,0,0,0]
["10HP Open Drip-Proof(ODP) Motor",3.0596420132472775E-2,7.5550848091267865E-3,null,223.19209607803714,15,null,745.15000000000009,null,null,1,1000,1000,1000,0,0,0,0,0,0,0,0,0,0,0,0,0,0,0,0,0,0,0,0,0,0,0,0,0,0,0]
["High Speed Fans",7.0783135321748028E-2,6.484295117248808E-3,null,508.5618000000004,7,null,150,null,null,1,1000,1000,1000,0,0,0,0,0,0,0,0,0,0,0,0,0,0,0,0,0,0,0,0,0,0,0,0,0,0,0]
["High Speed Fans",6.5937648588142522E-2,5.52310349865133E-2,null,508.5618000000004,7,null,150,null,null,1,1000,1000,1000,0,0,0,0,0,0,0,0,0,0,0,0,0,0,0,0,0,0,0,0,0,0,0,0,0,0,0]
["High Speed Fans",6.5937648588142522E-2,5.52310349865133E-2,null,508.5618000000004,7,null,150,null,null,1,1000,1000,1000,0,0,0,0,0,0,0,0,0,0,0,0,0,0,0,0,0,0,0,0,0,0,0,0,0,0,0]
["High Speed Fans",7.0783135321748028E-2,6.484295117248808E-3,null,508.5618000000004,7,null,150,null,null,1,1000,1000,1000,0,0,0,0,0,0,0,0,0,0,0,0,0,0,0,0,0,0,0,0,0,0,0,0,0,0,0]
["High Speed Fans",7.0783135321748028E-2,6.484295117248808E-3,null,508.5618000000004,7,null,150,null,null,1,1000,1000,1000,0,0,0,0,0,0,0,0,0,0,0,0,0,0,0,0,0,0,0,0,0,0,0,0,0,0,0]
["High Speed Fans",6.5937648588142522E-2,5.52310349865133E-2,null,508.5618000000004,7,null,150,null,null,1,1000,1000,1000,0,0,0,0,0,0,0,0,0,0,0,0,0,0,0,0,0,0,0,0,0,0,0,0,0,0,0]
["High Speed Fans",7.0783135321748028E-2,6.484295117248808E-3,null,508.5618000000004,7,null,150,null,null,1,1000,1000,1000,0,0,0,0,0,0,0,0,0,0,0,0,0,0,0,0,0,0,0,0,0,0,0,0,0,0,0]
["High Speed Fans",7.0783135321748028E-2,6.484295117248808E-3,null,508.5618000000004,7,null,150,null,null,1,1000,1000,1000,0,0,0,0,0,0,0,0,0,0,0,0,0,0,0,0,0,0,0,0,0,0,0,0,0,0,0]
["High Speed Fans",6.5937648588142522E-2,5.52310349865133E-2,null,508.5618000000004,7,null,150,null,null,1,1000,1000,1000,0,0,0,0,0,0,0,0,0,0,0,0,0,0,0,0,0,0,0,0,0,0,0,0,0,0,0]
["High Speed Fans",7.0783135321748028E-2,6.484295117248808E-3,null,508.5618000000004,7,null,150,null,null,1,1000,1000,1000,0,0,0,0,0,0,0,0,0,0,0,0,0,0,0,0,0,0,0,0,0,0,0,0,0,0,0]
["High Speed Fans",7.0783135321748028E-2,6.484295117248808E-3,null,508.5618000000004,7,null,150,null,null,1,1000,1000,1000,0,0,0,0,0,0,0,0,0,0,0,0,0,0,0,0,0,0,0,0,0,0,0,0,0,0,0]
["High Speed Fans",6.5937648588142522E-2,5.52310349865133E-2,null,508.5618000000004,7,null,150,null,null,1,1000,1000,1000,0,0,0,0,0,0,0,0,0,0,0,0,0,0,0,0,0,0,0,0,0,0,0,0,0,0,0]
["High Speed Fans",7.0783135321748028E-2,6.484295117248808E-3,null,508.5618000000004,7,null,150,null,null,1,1000,1000,1000,0,0,0,0,0,0,0,0,0,0,0,0,0,0,0,0,0,0,0,0,0,0,0,0,0,0,0]
["Drain Water Heat Recovery",0.20894853940409633,9.9361654115811687E-2,null,863.22877092521151,15,null,7592,null,null,1,1000,1000,1000,0,0,0,0,0,0,0,0,0,0,0,0,0,0,0,0,0,0,0,0,0,0,0,0,0,0,0]
["Drain Water Heat Recovery",0.2785980525387951,0.13248220548774892,null,1150.9716945669486,15,null,7592,null,null,1,1000,1000,1000,0,0,0,0,0,0,0,0,0,0,0,0,0,0,0,0,0,0,0,0,0,0,0,0,0,0,0]
["Drain Water Heat Recovery",3.5553988651327861,7.8912513003308744,null,34816.8937606502,15,null,113880,null,null,1,1000,1000,1000,0,0,0,0,0,0,0,0,0,0,0,0,0,0,0,0,0,0,0,0,0,0,0,0,0,0,0]
["Drain Water Heat Recovery",12.536912364245779,5.9616992469487009,null,51793.726255512687,15,null,151840,null,null,1,1000,1000,1000,0,0,0,0,0,0,0,0,0,0,0,0,0,0,0,0,0,0,0,0,0,0,0,0,0,0,0]
["Drain Water Heat Recovery",1.7412378283674692,0.82801378429843064,null,7193.5730910434286,15,null,22776,null,null,1,1000,1000,1000,0,0,0,0,0,0,0,0,0,0,0,0,0,0,0,0,0,0,0,0,0,0,0,0,0,0,0]
["Drain Water Heat Recovery",8.706379962421279E-2,4.1401596627287894E-2,null,359.68653791994251,15,null,7592,null,null,1,1000,1000,1000,0,0,0,0,0,0,0,0,0,0,0,0,0,0,0,0,0,0,0,0,0,0,0,0,0,0,0]
["Drain Water Heat Recovery",0.41789707880819266,0.19872330823162337,null,1726.457541850423,15,null,7592,null,null,1,1000,1000,1000,0,0,0,0,0,0,0,0,0,0,0,0,0,0,0,0,0,0,0,0,0,0,0,0,0,0,0]
["Drain Water Heat Recovery",9.9818371177846602E-2,0.69325975788750027,null,1651.5530347436854,15,null,7592,null,null,1,1000,1000,1000,0,0,0,0,0,0,0,0,0,0,0,0,0,0,0,0,0,0,0,0,0,0,0,0,0,0,0]
["Drain Water Heat Recovery",3.4011434646349614,7.5488795507927096,null,33306.319533997652,15,null,113880,null,null,1,1000,1000,1000,0,0,0,0,0,0,0,0,0,0,0,0,0,0,0,0,0,0,0,0,0,0,0,0,0,0,0]
["Drain Water Heat Recovery",11.99298283309861,5.7030435124250021,null,49546.59104231056,15,null,151840,null,null,1,1000,1000,1000,0,0,0,0,0,0,0,0,0,0,0,0,0,0,0,0,0,0,0,0,0,0,0,0,0,0,0]
["Drain Water Heat Recovery",1.6656920601525846,0.79208937672569468,null,6881.4709780986886,15,null,22776,null,null,1,1000,1000,1000,0,0,0,0,0,0,0,0,0,0,0,0,0,0,0,0,0,0,0,0,0,0,0,0,0,0,0]
["Drain Water Heat Recovery",8.3286428423585565E-2,3.9605336879437313E-2,null,344.08109024299262,15,null,7592,null,null,1,1000,1000,1000,0,0,0,0,0,0,0,0,0,0,0,0,0,0,0,0,0,0,0,0,0,0,0,0,0,0,0]
["Drain Water Heat Recovery",0.39976609443662037,0.19010145041416673,null,1651.5530347436854,15,null,7592,null,null,1,1000,1000,1000,0,0,0,0,0,0,0,0,0,0,0,0,0,0,0,0,0,0,0,0,0,0,0,0,0,0,0]
["Faucet Aerator",1.0495634085521705E-2,8.956016949409934E-2,null,197.76326201641251,10,null,19.649999999999999,null,null,1,1000,1000,1000,0,0,0,0,0,0,0,0,0,0,0,0,0,0,0,0,0,0,0,0,0,0,0,0,0,0,0]
["Faucet Aerator",4.1217170574506176E-2,2.4823084295657084E-2,null,197.76326201641251,10,null,19.649999999999999,null,null,1,1000,1000,1000,0,0,0,0,0,0,0,0,0,0,0,0,0,0,0,0,0,0,0,0,0,0,0,0,0,0,0]
["Faucet Aerator",2.7988357561391213E-2,0.23882711865093156,null,527.36869871043336,10,null,52.4,null,null,1,1000,1000,1000,0,0,0,0,0,0,0,0,0,0,0,0,0,0,0,0,0,0,0,0,0,0,0,0,0,0,0]
["Faucet Aerator",0.32973736459604941,0.19858467436525667,null,1582.1060961313001,10,null,157.19999999999999,null,null,1,1000,1000,1000,0,0,0,0,0,0,0,0,0,0,0,0,0,0,0,0,0,0,0,0,0,0,0,0,0,0,0]
["Faucet Aerator",6.9970893903478033E-3,5.9706779662732891E-2,null,131.84217467760834,10,null,13.1,null,null,1,1000,1000,1000,0,0,0,0,0,0,0,0,0,0,0,0,0,0,0,0,0,0,0,0,0,0,0,0,0,0,0]
["Faucet Aerator",1.3739056858168725E-2,8.2743614318856948E-3,null,65.92108733880417,10,null,6.55,null,null,1,1000,1000,1000,0,0,0,0,0,0,0,0,0,0,0,0,0,0,0,0,0,0,0,0,0,0,0,0,0,0,0]
["Faucet Aerator",0.20662873807263299,0.54014656480084422,null,2241.3169695193419,10,null,222.7,null,null,1,1000,1000,1000,0,0,0,0,0,0,0,0,0,0,0,0,0,0,0,0,0,0,0,0,0,0,0,0,0,0,0]
["Faucet Aerator",1.0495634085521705E-2,8.956016949409934E-2,null,197.76326201641251,10,null,19.649999999999999,null,null,1,1000,1000,1000,0,0,0,0,0,0,0,0,0,0,0,0,0,0,0,0,0,0,0,0,0,0,0,0,0,0,0]
["Faucet Aerator",2.7988357561391213E-2,0.23882711865093156,null,527.36869871043336,10,null,52.4,null,null,1,1000,1000,1000,0,0,0,0,0,0,0,0,0,0,0,0,0,0,0,0,0,0,0,0,0,0,0,0,0,0,0]
["Faucet Aerator",0.32973736459604941,0.19858467436525667,null,1582.1060961313001,10,null,157.19999999999999,null,null,1,1000,1000,1000,0,0,0,0,0,0,0,0,0,0,0,0,0,0,0,0,0,0,0,0,0,0,0,0,0,0,0]
["Faucet Aerator",6.9970893903478033E-3,5.9706779662732891E-2,null,131.84217467760834,10,null,13.1,null,null,1,1000,1000,1000,0,0,0,0,0,0,0,0,0,0,0,0,0,0,0,0,0,0,0,0,0,0,0,0,0,0,0]
["Faucet Aerator",1.3739056858168725E-2,8.2743614318856948E-3,null,65.92108733880417,10,null,6.55,null,null,1,1000,1000,1000,0,0,0,0,0,0,0,0,0,0,0,0,0,0,0,0,0,0,0,0,0,0,0,0,0,0,0]
["Hot Water Circulation Pump Control",0.81070475265732966,0.81070475265732966,null,6510,15,null,4590,null,null,1,1000,1000,1000,0,0,0,0,0,0,0,0,0,0,0,0,0,0,0,0,0,0,0,0,0,0,0,0,0,0,0]
["Hot Water Circulation Pump Control",0,0,null,651,15,null,459,null,null,1,1000,1000,1000,0,0,0,0,0,0,0,0,0,0,0,0,0,0,0,0,0,0,0,0,0,0,0,0,0,0,0]
["Hot Water Circulation Pump Control",0.77405124102369882,0.81315991146766464,null,16275,15,null,11475,null,null,1,1000,1000,1000,0,0,0,0,0,0,0,0,0,0,0,0,0,0,0,0,0,0,0,0,0,0,0,0,0,0,0]
["Hot Water Circulation Pump Control",0,0,null,1953,15,null,1377,null,null,1,1000,1000,1000,0,0,0,0,0,0,0,0,0,0,0,0,0,0,0,0,0,0,0,0,0,0,0,0,0,0,0]
["Hot Water Circulation Pump Control",0,0,null,1302,15,null,918,null,null,1,1000,1000,1000,0,0,0,0,0,0,0,0,0,0,0,0,0,0,0,0,0,0,0,0,0,0,0,0,0,0,0]
["Hot Water Circulation Pump Control",0,0,null,1953,15,null,1377,null,null,1,1000,1000,1000,0,0,0,0,0,0,0,0,0,0,0,0,0,0,0,0,0,0,0,0,0,0,0,0,0,0,0]
["Hot Water Circulation Pump Control",3.0962049640947953E-2,3.2526396458706586E-2,null,651,15,null,459,null,null,1,1000,1000,1000,0,0,0,0,0,0,0,0,0,0,0,0,0,0,0,0,0,0,0,0,0,0,0,0,0,0,0]
["Hot Water Circulation Pump Control",0.81070475265732966,0.81070475265732966,null,6510,15,null,4590,null,null,1,1000,1000,1000,0,0,0,0,0,0,0,0,0,0,0,0,0,0,0,0,0,0,0,0,0,0,0,0,0,0,0]
["Hot Water Circulation Pump Control",0.77405124102369882,0.81315991146766464,null,16275,15,null,11475,null,null,1,1000,1000,1000,0,0,0,0,0,0,0,0,0,0,0,0,0,0,0,0,0,0,0,0,0,0,0,0,0,0,0]
["Hot Water Circulation Pump Control",0,0,null,1953,15,null,1377,null,null,1,1000,1000,1000,0,0,0,0,0,0,0,0,0,0,0,0,0,0,0,0,0,0,0,0,0,0,0,0,0,0,0]
["Hot Water Circulation Pump Control",0,0,null,1302,15,null,918,null,null,1,1000,1000,1000,0,0,0,0,0,0,0,0,0,0,0,0,0,0,0,0,0,0,0,0,0,0,0,0,0,0,0]
["Hot Water Circulation Pump Control",0,0,null,1953,15,null,1377,null,null,1,1000,1000,1000,0,0,0,0,0,0,0,0,0,0,0,0,0,0,0,0,0,0,0,0,0,0,0,0,0,0,0]
["Hot Water Pipe Insulation",0.15144059775590432,0.17019824225320135,null,1355.5920281359904,13,null,180,null,null,1,1000,1000,1000,0,0,0,0,0,0,0,0,0,0,0,0,0,0,0,0,0,0,0,0,0,0,0,0,0,0,0]
["Hot Water Pipe Insulation",1.5474618043109623,1.5474618043109623,null,13555.920281359904,13,null,1800,null,null,1,1000,1000,1000,0,0,0,0,0,0,0,0,0,0,0,0,0,0,0,0,0,0,0,0,0,0,0,0,0,0,0]
["Hot Water Pipe Insulation",2.3211927064664435,2.3211927064664435,null,20333.880422039856,13,null,2700,null,null,1,1000,1000,1000,0,0,0,0,0,0,0,0,0,0,0,0,0,0,0,0,0,0,0,0,0,0,0,0,0,0,0]
["Hot Water Pipe Insulation",3.7860149438976074,4.254956056330033,null,33889.800703399756,13,null,4500,null,null,1,1000,1000,1000,0,0,0,0,0,0,0,0,0,0,0,0,0,0,0,0,0,0,0,0,0,0,0,0,0,0,0]
["Hot Water Pipe Insulation",0.45432179326771294,0.51059472675960405,null,4066.7760844079712,13,null,540,null,null,1,1000,1000,1000,0,0,0,0,0,0,0,0,0,0,0,0,0,0,0,0,0,0,0,0,0,0,0,0,0,0,0]
["Hot Water Pipe Insulation",0.21334825654089412,0.36883103286198926,null,2711.1840562719808,13,null,360,null,null,1,1000,1000,1000,0,0,0,0,0,0,0,0,0,0,0,0,0,0,0,0,0,0,0,0,0,0,0,0,0,0,0]
["Hot Water Pipe Insulation",0.15144059775590432,0.17019824225320135,null,1355.5920281359904,13,null,180,null,null,1,1000,1000,1000,0,0,0,0,0,0,0,0,0,0,0,0,0,0,0,0,0,0,0,0,0,0,0,0,0,0,0]
["Hot Water Pipe Insulation",0.15144059775590432,0.17019824225320135,null,1355.5920281359904,13,null,180,null,null,1,1000,1000,1000,0,0,0,0,0,0,0,0,0,0,0,0,0,0,0,0,0,0,0,0,0,0,0,0,0,0,0]
["Hot Water Pipe Insulation",0.15144059775590432,0.17019824225320135,null,1355.5920281359904,13,null,180,null,null,1,1000,1000,1000,0,0,0,0,0,0,0,0,0,0,0,0,0,0,0,0,0,0,0,0,0,0,0,0,0,0,0]
["Hot Water Pipe Insulation",3.7860149438976074,4.254956056330033,null,33889.800703399756,13,null,4500,null,null,1,1000,1000,1000,0,0,0,0,0,0,0,0,0,0,0,0,0,0,0,0,0,0,0,0,0,0,0,0,0,0,0]
["Hot Water Pipe Insulation",0.45432179326771294,0.51059472675960405,null,4066.7760844079712,13,null,540,null,null,1,1000,1000,1000,0,0,0,0,0,0,0,0,0,0,0,0,0,0,0,0,0,0,0,0,0,0,0,0,0,0,0]
["Hot Water Pipe Insulation",0.21334825654089412,0.36883103286198926,null,2711.1840562719808,13,null,360,null,null,1,1000,1000,1000,0,0,0,0,0,0,0,0,0,0,0,0,0,0,0,0,0,0,0,0,0,0,0,0,0,0,0]
["Hot Water Pipe Insulation",0.15144059775590432,0.17019824225320135,null,1355.5920281359904,13,null,180,null,null,1,1000,1000,1000,0,0,0,0,0,0,0,0,0,0,0,0,0,0,0,0,0,0,0,0,0,0,0,0,0,0,0]
["Low Flow Shower Head",2.6243474310529785E-2,1.7455070543411378E-2,null,155.29282833719219,10,null,12,null,null,1,1000,1000,1000,0,0,0,0,0,0,0,0,0,0,0,0,0,0,0,0,0,0,0,0,0,0,0,0,0,0,0]
["Low Flow Shower Head",1.4316565477985658E-2,3.742481935412461E-2,null,155.29282833719219,10,null,12,null,null,1,1000,1000,1000,0,0,0,0,0,0,0,0,0,0,0,0,0,0,0,0,0,0,0,0,0,0,0,0,0,0,0]
["Low Flow Shower Head",0.37223070242762735,0.97304530320724036,null,4037.6135367669995,10,null,312,null,null,1,1000,1000,1000,0,0,0,0,0,0,0,0,0,0,0,0,0,0,0,0,0,0,0,0,0,0,0,0,0,0,0]
["Low Flow Shower Head",0.44613906327900649,0.29673619923799355,null,2639.978081732268,10,null,204,null,null,1,1000,1000,1000,0,0,0,0,0,0,0,0,0,0,0,0,0,0,0,0,0,0,0,0,0,0,0,0,0,0,0]
["Low Flow Shower Head",5.248694862105957E-2,3.4910141086822756E-2,null,310.58565667438438,10,null,24,null,null,1,1000,1000,1000,0,0,0,0,0,0,0,0,0,0,0,0,0,0,0,0,0,0,0,0,0,0,0,0,0,0,0]
["Low Flow Shower Head",2.6243474310529785E-2,1.7455070543411378E-2,null,155.29282833719219,10,null,12,null,null,1,1000,1000,1000,0,0,0,0,0,0,0,0,0,0,0,0,0,0,0,0,0,0,0,0,0,0,0,0,0,0,0]
["Low Flow Shower Head",2.6243474310529785E-2,1.7455070543411378E-2,null,155.29282833719219,10,null,12,null,null,1,1000,1000,1000,0,0,0,0,0,0,0,0,0,0,0,0,0,0,0,0,0,0,0,0,0,0,0,0,0,0,0]
["Low Flow Shower Head",1.089525560129322E-2,5.7158948146146547E-2,null,155.29282833719219,10,null,12,null,null,1,1000,1000,1000,0,0,0,0,0,0,0,0,0,0,0,0,0,0,0,0,0,0,0,0,0,0,0,0,0,0,0]
["Low Flow Shower Head",1.4316565477985658E-2,3.742481935412461E-2,null,155.29282833719219,10,null,12,null,null,1,1000,1000,1000,0,0,0,0,0,0,0,0,0,0,0,0,0,0,0,0,0,0,0,0,0,0,0,0,0,0,0]
["Low Flow Shower Head",0.57735643483165533,0.38401155195505038,null,3416.4422234182284,10,null,264,null,null,1,1000,1000,1000,0,0,0,0,0,0,0,0,0,0,0,0,0,0,0,0,0,0,0,0,0,0,0,0,0,0,0]
["Low Flow Shower Head",5.248694862105957E-2,3.4910141086822756E-2,null,310.58565667438438,10,null,24,null,null,1,1000,1000,1000,0,0,0,0,0,0,0,0,0,0,0,0,0,0,0,0,0,0,0,0,0,0,0,0,0,0,0]
["Low Flow Shower Head",2.6243474310529785E-2,1.7455070543411378E-2,null,155.29282833719219,10,null,12,null,null,1,1000,1000,1000,0,0,0,0,0,0,0,0,0,0,0,0,0,0,0,0,0,0,0,0,0,0,0,0,0,0,0]
["Low Flow Shower Head",2.6243474310529785E-2,1.7455070543411378E-2,null,155.29282833719219,10,null,12,null,null,1,1000,1000,1000,0,0,0,0,0,0,0,0,0,0,0,0,0,0,0,0,0,0,0,0,0,0,0,0,0,0,0]
["Low-Flow Pre-Rinse Sprayers",0.20853311474223388,0.54512482395062989,null,2261.9740604613039,5,null,185.8,null,null,1,1000,1000,1000,0,0,0,0,0,0,0,0,0,0,0,0,0,0,0,0,0,0,0,0,0,0,0,0,0,0,0]
["Low-Flow Pre-Rinse Sprayers",0.20853311474223388,0.54512482395062989,null,2261.9740604613039,5,null,185.8,null,null,1,1000,1000,1000,0,0,0,0,0,0,0,0,0,0,0,0,0,0,0,0,0,0,0,0,0,0,0,0,0,0,0]
["Low-Flow Pre-Rinse Sprayers",0.12004682673353823,1.024370139229186,null,2261.9740604613039,5,null,185.8,null,null,1,1000,1000,1000,0,0,0,0,0,0,0,0,0,0,0,0,0,0,0,0,0,0,0,0,0,0,0,0,0,0,0]
["Low-Flow Pre-Rinse Sprayers",0.20853311474223388,0.54512482395062989,null,2261.9740604613039,5,null,185.8,null,null,1,1000,1000,1000,0,0,0,0,0,0,0,0,0,0,0,0,0,0,0,0,0,0,0,0,0,0,0,0,0,0,0]
["Low-Flow Pre-Rinse Sprayers",0.20853311474223388,0.54512482395062989,null,2261.9740604613039,5,null,185.8,null,null,1,1000,1000,1000,0,0,0,0,0,0,0,0,0,0,0,0,0,0,0,0,0,0,0,0,0,0,0,0,0,0,0]
["Low-Flow Pre-Rinse Sprayers",0.10426655737111694,0.27256241197531494,null,1130.987030230652,5,null,92.9,null,null,1,1000,1000,1000,0,0,0,0,0,0,0,0,0,0,0,0,0,0,0,0,0,0,0,0,0,0,0,0,0,0,0]
["Low-Flow Pre-Rinse Sprayers",0.20853311474223388,0.54512482395062989,null,2261.9740604613039,5,null,185.8,null,null,1,1000,1000,1000,0,0,0,0,0,0,0,0,0,0,0,0,0,0,0,0,0,0,0,0,0,0,0,0,0,0,0]
["Low-Flow Pre-Rinse Sprayers",0.20853311474223388,0.54512482395062989,null,2261.9740604613039,5,null,185.8,null,null,1,1000,1000,1000,0,0,0,0,0,0,0,0,0,0,0,0,0,0,0,0,0,0,0,0,0,0,0,0,0,0,0]
["Low-Flow Pre-Rinse Sprayers",0.20853311474223388,0.54512482395062989,null,2261.9740604613039,5,null,185.8,null,null,1,1000,1000,1000,0,0,0,0,0,0,0,0,0,0,0,0,0,0,0,0,0,0,0,0,0,0,0,0,0,0,0]
["Low-Flow Pre-Rinse Sprayers",0.12004682673353823,1.024370139229186,null,2261.9740604613039,5,null,185.8,null,null,1,1000,1000,1000,0,0,0,0,0,0,0,0,0,0,0,0,0,0,0,0,0,0,0,0,0,0,0,0,0,0,0]
["Low-Flow Pre-Rinse Sprayers",0.20853311474223388,0.54512482395062989,null,2261.9740604613039,5,null,185.8,null,null,1,1000,1000,1000,0,0,0,0,0,0,0,0,0,0,0,0,0,0,0,0,0,0,0,0,0,0,0,0,0,0,0]
["Low-Flow Pre-Rinse Sprayers",0.10426655737111694,0.27256241197531494,null,1130.987030230652,5,null,92.9,null,null,1,1000,1000,1000,0,0,0,0,0,0,0,0,0,0,0,0,0,0,0,0,0,0,0,0,0,0,0,0,0,0,0]
["Tank Wrap on Water Heater",0.26439183834096458,0.26975437560212356,null,2639.4593353494693,7,null,1679.2000000000003,null,null,1,1000,1000,1000,0,0,0,0,0,0,0,0,0,0,0,0,0,0,0,0,0,0,0,0,0,0,0,0,0,0,0]
["Tank Wrap on Water Heater",2.6439183834096453E-2,2.6975437560212357E-2,null,263.9459335349469,7,null,167.92000000000002,null,null,1,1000,1000,1000,0,0,0,0,0,0,0,0,0,0,0,0,0,0,0,0,0,0,0,0,0,0,0,0,0,0,0]
["Tank Wrap on Water Heater",0.66097959585241128,0.67438593900530885,null,6598.6483383736722,7,null,4198,null,null,1,1000,1000,1000,0,0,0,0,0,0,0,0,0,0,0,0,0,0,0,0,0,0,0,0,0,0,0,0,0,0,0]
["Tank Wrap on Water Heater",7.9317551502289363E-2,8.0926312680637075E-2,null,791.83780060484071,7,null,503.76000000000005,null,null,1,1000,1000,1000,0,0,0,0,0,0,0,0,0,0,0,0,0,0,0,0,0,0,0,0,0,0,0,0,0,0,0]
["Tank Wrap on Water Heater",5.2878367668192906E-2,5.3950875120424714E-2,null,527.89186706989381,7,null,335.84000000000003,null,null,1,1000,1000,1000,0,0,0,0,0,0,0,0,0,0,0,0,0,0,0,0,0,0,0,0,0,0,0,0,0,0,0]
["Tank Wrap on Water Heater",7.9317551502289363E-2,8.0926312680637075E-2,null,791.83780060484071,7,null,503.76000000000005,null,null,1,1000,1000,1000,0,0,0,0,0,0,0,0,0,0,0,0,0,0,0,0,0,0,0,0,0,0,0,0,0,0,0]
["Tank Wrap on Water Heater",2.5292086969336717E-2,2.5805074660774575E-2,null,252.49431102179051,7,null,167.92000000000002,null,null,1,1000,1000,1000,0,0,0,0,0,0,0,0,0,0,0,0,0,0,0,0,0,0,0,0,0,0,0,0,0,0,0]
["Tank Wrap on Water Heater",0.25292086969336713,0.25805074660774574,null,2524.9431102179051,7,null,1679.2000000000003,null,null,1,1000,1000,1000,0,0,0,0,0,0,0,0,0,0,0,0,0,0,0,0,0,0,0,0,0,0,0,0,0,0,0]
["Tank Wrap on Water Heater",0.37938130454005076,0.38707611991161861,null,3787.4146653268576,7,null,2518.8000000000002,null,null,1,1000,1000,1000,0,0,0,0,0,0,0,0,0,0,0,0,0,0,0,0,0,0,0,0,0,0,0,0,0,0,0]
["Tank Wrap on Water Heater",0.63230217423341784,0.64512686651936435,null,6312.3577755447623,7,null,4198,null,null,1,1000,1000,1000,0,0,0,0,0,0,0,0,0,0,0,0,0,0,0,0,0,0,0,0,0,0,0,0,0,0,0]
["Tank Wrap on Water Heater",7.5876260908010154E-2,7.7415223982323728E-2,null,757.48293306537153,7,null,503.76000000000005,null,null,1,1000,1000,1000,0,0,0,0,0,0,0,0,0,0,0,0,0,0,0,0,0,0,0,0,0,0,0,0,0,0,0]
["Tank Wrap on Water Heater",7.5876260908010154E-2,7.7415223982323728E-2,null,757.48293306537153,7,null,503.76000000000005,null,null,1,1000,1000,1000,0,0,0,0,0,0,0,0,0,0,0,0,0,0,0,0,0,0,0,0,0,0,0,0,0,0,0]
["Thermostatic Shower Restriction Valve",0.12901121757802758,8.5807994668309823E-2,null,763.4094719264458,10,null,29.95,null,null,1,1000,1000,1000,0,0,0,0,0,0,0,0,0,0,0,0,0,0,0,0,0,0,0,0,0,0,0,0,0,0,0]
["Thermostatic Shower Restriction Valve",2.088854425228472,10.958597590157602,null,29772.969405131385,10,null,1168.05,null,null,1,1000,1000,1000,0,0,0,0,0,0,0,0,0,0,0,0,0,0,0,0,0,0,0,0,0,0,0,0,0,0,0]
["Thermostatic Shower Restriction Valve",1.829861990523282,4.7834275995605724,null,19848.646270087593,10,null,778.69999999999993,null,null,1,1000,1000,1000,0,0,0,0,0,0,0,0,0,0,0,0,0,0,0,0,0,0,0,0,0,0,0,0,0,0,0]
["Thermostatic Shower Restriction Valve",2.8382467867166064,1.8877758827028159,null,16795.008382381806,10,null,658.9,null,null,1,1000,1000,1000,0,0,0,0,0,0,0,0,0,0,0,0,0,0,0,0,0,0,0,0,0,0,0,0,0,0,0]
["Thermostatic Shower Restriction Valve",0.25802243515605516,0.17161598933661965,null,1526.8189438528916,10,null,59.9,null,null,1,1000,1000,1000,0,0,0,0,0,0,0,0,0,0,0,0,0,0,0,0,0,0,0,0,0,0,0,0,0,0,0]
["Thermostatic Shower Restriction Valve",5.3560369877653134E-2,0.28098968179891287,null,763.4094719264458,10,null,29.95,null,null,1,1000,1000,1000,0,0,0,0,0,0,0,0,0,0,0,0,0,0,0,0,0,0,0,0,0,0,0,0,0,0,0]
["Thermostatic Shower Restriction Valve",0.12901121757802758,8.5807994668309823E-2,null,763.4094719264458,10,null,29.95,null,null,1,1000,1000,1000,0,0,0,0,0,0,0,0,0,0,0,0,0,0,0,0,0,0,0,0,0,0,0,0,0,0,0]
["Thermostatic Shower Restriction Valve",0.12901121757802758,8.5807994668309823E-2,null,763.4094719264458,10,null,29.95,null,null,1,1000,1000,1000,0,0,0,0,0,0,0,0,0,0,0,0,0,0,0,0,0,0,0,0,0,0,0,0,0,0,0]
["Thermostatic Shower Restriction Valve",7.0379307327818538E-2,0.18397798459848355,null,763.4094719264458,10,null,29.95,null,null,1,1000,1000,1000,0,0,0,0,0,0,0,0,0,0,0,0,0,0,0,0,0,0,0,0,0,0,0,0,0,0,0]
["Thermostatic Shower Restriction Valve",1.829861990523282,4.7834275995605724,null,19848.646270087593,10,null,778.69999999999993,null,null,1,1000,1000,1000,0,0,0,0,0,0,0,0,0,0,0,0,0,0,0,0,0,0,0,0,0,0,0,0,0,0,0]
["Thermostatic Shower Restriction Valve",2.1931906988264691,1.4587359093612671,null,12977.96102274958,10,null,509.15,null,null,1,1000,1000,1000,0,0,0,0,0,0,0,0,0,0,0,0,0,0,0,0,0,0,0,0,0,0,0,0,0,0,0]
["Thermostatic Shower Restriction Valve",0.25802243515605516,0.17161598933661965,null,1526.8189438528916,10,null,59.9,null,null,1,1000,1000,1000,0,0,0,0,0,0,0,0,0,0,0,0,0,0,0,0,0,0,0,0,0,0,0,0,0,0,0]
["Thermostatic Shower Restriction Valve",0.10712073975530627,0.56197936359782574,null,1526.8189438528916,10,null,59.9,null,null,1,1000,1000,1000,0,0,0,0,0,0,0,0,0,0,0,0,0,0,0,0,0,0,0,0,0,0,0,0,0,0,0]
["Bi-Level Lighting Control (Exterior)",0,0,null,1357.8,9,null,399,null,null,1,1000,1000,1000,0,0,0,0,0,0,0,0,0,0,0,0,0,0,0,0,0,0,0,0,0,0,0,0,0,0,0]
["Bi-Level Lighting Control (Exterior)",0,0,null,1357.8,9,null,399,null,null,1,1000,1000,1000,0,0,0,0,0,0,0,0,0,0,0,0,0,0,0,0,0,0,0,0,0,0,0,0,0,0,0]
["Bi-Level Lighting Control (Exterior)",0,0,null,1357.8,9,null,399,null,null,1,1000,1000,1000,0,0,0,0,0,0,0,0,0,0,0,0,0,0,0,0,0,0,0,0,0,0,0,0,0,0,0]
["Bi-Level Lighting Control (Exterior)",0,0,null,1357.8,9,null,399,null,null,1,1000,1000,1000,0,0,0,0,0,0,0,0,0,0,0,0,0,0,0,0,0,0,0,0,0,0,0,0,0,0,0]
["Bi-Level Lighting Control (Exterior)",0,0,null,1357.8,9,null,399,null,null,1,1000,1000,1000,0,0,0,0,0,0,0,0,0,0,0,0,0,0,0,0,0,0,0,0,0,0,0,0,0,0,0]
["Bi-Level Lighting Control (Exterior)",0,0,null,1357.8,9,null,399,null,null,1,1000,1000,1000,0,0,0,0,0,0,0,0,0,0,0,0,0,0,0,0,0,0,0,0,0,0,0,0,0,0,0]
["Bi-Level Lighting Control (Exterior)",0,0,null,1357.8,9,null,399,null,null,1,1000,1000,1000,0,0,0,0,0,0,0,0,0,0,0,0,0,0,0,0,0,0,0,0,0,0,0,0,0,0,0]
["Bi-Level Lighting Control (Exterior)",0,0,null,1357.8,9,null,399,null,null,1,1000,1000,1000,0,0,0,0,0,0,0,0,0,0,0,0,0,0,0,0,0,0,0,0,0,0,0,0,0,0,0]
["Bi-Level Lighting Control (Exterior)",0,0,null,1357.8,9,null,399,null,null,1,1000,1000,1000,0,0,0,0,0,0,0,0,0,0,0,0,0,0,0,0,0,0,0,0,0,0,0,0,0,0,0]
["Bi-Level Lighting Control (Exterior)",0,0,null,1357.8,9,null,399,null,null,1,1000,1000,1000,0,0,0,0,0,0,0,0,0,0,0,0,0,0,0,0,0,0,0,0,0,0,0,0,0,0,0]
["Bi-Level Lighting Control (Exterior)",0,0,null,1357.8,9,null,399,null,null,1,1000,1000,1000,0,0,0,0,0,0,0,0,0,0,0,0,0,0,0,0,0,0,0,0,0,0,0,0,0,0,0]
["Bi-Level Lighting Control (Exterior)",0,0,null,1357.8,9,null,399,null,null,1,1000,1000,1000,0,0,0,0,0,0,0,0,0,0,0,0,0,0,0,0,0,0,0,0,0,0,0,0,0,0,0]
["Outdoor Lighting Controls",0,0,null,562.5200000000001,8,null,130,null,null,1,1000,1000,1000,0,0,0,0,0,0,0,0,0,0,0,0,0,0,0,0,0,0,0,0,0,0,0,0,0,0,0]
["Outdoor Lighting Controls",0,0,null,562.5200000000001,8,null,130,null,null,1,1000,1000,1000,0,0,0,0,0,0,0,0,0,0,0,0,0,0,0,0,0,0,0,0,0,0,0,0,0,0,0]
["Outdoor Lighting Controls",0,0,null,562.5200000000001,8,null,130,null,null,1,1000,1000,1000,0,0,0,0,0,0,0,0,0,0,0,0,0,0,0,0,0,0,0,0,0,0,0,0,0,0,0]
["Outdoor Lighting Controls",0,0,null,562.5200000000001,8,null,130,null,null,1,1000,1000,1000,0,0,0,0,0,0,0,0,0,0,0,0,0,0,0,0,0,0,0,0,0,0,0,0,0,0,0]
["Outdoor Lighting Controls",0,0,null,562.5200000000001,8,null,130,null,null,1,1000,1000,1000,0,0,0,0,0,0,0,0,0,0,0,0,0,0,0,0,0,0,0,0,0,0,0,0,0,0,0]
["Outdoor Lighting Controls",0,0,null,562.5200000000001,8,null,130,null,null,1,1000,1000,1000,0,0,0,0,0,0,0,0,0,0,0,0,0,0,0,0,0,0,0,0,0,0,0,0,0,0,0]
["Outdoor Lighting Controls",0,0,null,562.5200000000001,8,null,130,null,null,1,1000,1000,1000,0,0,0,0,0,0,0,0,0,0,0,0,0,0,0,0,0,0,0,0,0,0,0,0,0,0,0]
["Outdoor Lighting Controls",0,0,null,562.5200000000001,8,null,130,null,null,1,1000,1000,1000,0,0,0,0,0,0,0,0,0,0,0,0,0,0,0,0,0,0,0,0,0,0,0,0,0,0,0]
["Outdoor Lighting Controls",0,0,null,562.5200000000001,8,null,130,null,null,1,1000,1000,1000,0,0,0,0,0,0,0,0,0,0,0,0,0,0,0,0,0,0,0,0,0,0,0,0,0,0,0]
["Outdoor Lighting Controls",0,0,null,562.5200000000001,8,null,130,null,null,1,1000,1000,1000,0,0,0,0,0,0,0,0,0,0,0,0,0,0,0,0,0,0,0,0,0,0,0,0,0,0,0]
["Outdoor Lighting Controls",0,0,null,562.5200000000001,8,null,130,null,null,1,1000,1000,1000,0,0,0,0,0,0,0,0,0,0,0,0,0,0,0,0,0,0,0,0,0,0,0,0,0,0,0]
["Outdoor Lighting Controls",0,0,null,562.5200000000001,8,null,130,null,null,1,1000,1000,1000,0,0,0,0,0,0,0,0,0,0,0,0,0,0,0,0,0,0,0,0,0,0,0,0,0,0,0]
["Outdoor Lighting Controls",0,0,null,562.5200000000001,8,null,130,null,null,1,1000,1000,1000,0,0,0,0,0,0,0,0,0,0,0,0,0,0,0,0,0,0,0,0,0,0,0,0,0,0,0]
["Air Curtains",1.1722552996725427E-2,3.2285264716301757E-3,null,81.081000000000003,8,null,3600,null,null,1,1000,1000,1000,0,0,0,0,0,0,0,0,0,0,0,0,0,0,0,0,0,0,0,0,0,0,0,0,0,0,0]
["Air Curtains",1.1722552996725427E-2,3.2285264716301757E-3,null,81.081000000000003,8,null,3600,null,null,1,1000,1000,1000,0,0,0,0,0,0,0,0,0,0,0,0,0,0,0,0,0,0,0,0,0,0,0,0,0,0,0]
["Air Curtains",1.1722552996725427E-2,3.2285264716301757E-3,null,81.081000000000003,8,null,3600,null,null,1,1000,1000,1000,0,0,0,0,0,0,0,0,0,0,0,0,0,0,0,0,0,0,0,0,0,0,0,0,0,0,0]
["Air Curtains",1.0512566781719216E-2,8.8055910760886039E-3,null,81.081000000000003,8,null,3600,null,null,1,1000,1000,1000,0,0,0,0,0,0,0,0,0,0,0,0,0,0,0,0,0,0,0,0,0,0,0,0,0,0,0]
["Air Curtains",1.0512566781719216E-2,8.8055910760886039E-3,null,81.081000000000003,8,null,3600,null,null,1,1000,1000,1000,0,0,0,0,0,0,0,0,0,0,0,0,0,0,0,0,0,0,0,0,0,0,0,0,0,0,0]
["Air Curtains",1.1722552996725427E-2,3.2285264716301757E-3,null,81.081000000000003,8,null,3600,null,null,1,1000,1000,1000,0,0,0,0,0,0,0,0,0,0,0,0,0,0,0,0,0,0,0,0,0,0,0,0,0,0,0]
["Air Curtains",1.1722552996725427E-2,3.2285264716301757E-3,null,81.081000000000003,8,null,3600,null,null,1,1000,1000,1000,0,0,0,0,0,0,0,0,0,0,0,0,0,0,0,0,0,0,0,0,0,0,0,0,0,0,0]
["Air Curtains",1.0512566781719216E-2,8.8055910760886039E-3,null,81.081000000000003,8,null,3600,null,null,1,1000,1000,1000,0,0,0,0,0,0,0,0,0,0,0,0,0,0,0,0,0,0,0,0,0,0,0,0,0,0,0]
["Air Curtains",1.0512566781719216E-2,8.8055910760886039E-3,null,81.081000000000003,8,null,3600,null,null,1,1000,1000,1000,0,0,0,0,0,0,0,0,0,0,0,0,0,0,0,0,0,0,0,0,0,0,0,0,0,0,0]
["Air Curtains",1.1722552996725427E-2,3.2285264716301757E-3,null,81.081000000000003,8,null,3600,null,null,1,1000,1000,1000,0,0,0,0,0,0,0,0,0,0,0,0,0,0,0,0,0,0,0,0,0,0,0,0,0,0,0]
["Air Curtains",1.1722552996725427E-2,3.2285264716301757E-3,null,81.081000000000003,8,null,3600,null,null,1,1000,1000,1000,0,0,0,0,0,0,0,0,0,0,0,0,0,0,0,0,0,0,0,0,0,0,0,0,0,0,0]
["Air Curtains",1.0512566781719216E-2,8.8055910760886039E-3,null,81.081000000000003,8,null,3600,null,null,1,1000,1000,1000,0,0,0,0,0,0,0,0,0,0,0,0,0,0,0,0,0,0,0,0,0,0,0,0,0,0,0]
["Air Curtains",1.1722552996725427E-2,3.2285264716301757E-3,null,81.081000000000003,8,null,3600,null,null,1,1000,1000,1000,0,0,0,0,0,0,0,0,0,0,0,0,0,0,0,0,0,0,0,0,0,0,0,0,0,0,0]
["Airside Economizer",-0.46324348402208759,2.0438674595229232E-5,null,2253.2312810735207,10,null,55.803484752157551,null,null,1,1000,1000,1000,0,0,0,0,0,0,0,0,0,0,0,0,0,0,0,0,0,0,0,0,0,0,0,0,0,0,0]
["Airside Economizer",-11.739129564693821,13.201962028105866,null,98666.936359126354,10,null,2443.5835437342967,null,null,1,1000,1000,1000,0,0,0,0,0,0,0,0,0,0,0,0,0,0,0,0,0,0,0,0,0,0,0,0,0,0,0]
["Airside Economizer",-2.2504836623822553,9.9293146787397666E-5,null,10946.425282870936,10,null,271.09896862087328,null,null,1,1000,1000,1000,0,0,0,0,0,0,0,0,0,0,0,0,0,0,0,0,0,0,0,0,0,0,0,0,0,0,0]
["Airside Economizer",-1.6037994125456763,7.0760918263618674E-5,null,7800.9321869769683,10,null,193.19774405989207,null,null,1,1000,1000,1000,0,0,0,0,0,0,0,0,0,0,0,0,0,0,0,0,0,0,0,0,0,0,0,0,0,0,0]
["Airside Economizer",-1.2624854347790955,3.8042741255930469E-2,null,5652.7503575325009,10,null,139.99591210806793,null,null,1,1000,1000,1000,0,0,0,0,0,0,0,0,0,0,0,0,0,0,0,0,0,0,0,0,0,0,0,0,0,0,0]
["Airside Economizer",-0.18844367326586239,8.3142862236719934E-6,null,916.59611838769808,10,null,22.700402726508134,null,null,1,1000,1000,1000,0,0,0,0,0,0,0,0,0,0,0,0,0,0,0,0,0,0,0,0,0,0,0,0,0,0,0]
["Airside Economizer",-0.46324348402208759,2.0438674595229232E-5,null,2253.2312810735207,10,null,55.803484752157551,null,null,1,1000,1000,1000,0,0,0,0,0,0,0,0,0,0,0,0,0,0,0,0,0,0,0,0,0,0,0,0,0,0,0]
["Airside Economizer",-1.9467672418361046,8.5892934365900132E-5,null,9469.138795409759,10,null,234.51251845481124,null,null,1,1000,1000,1000,0,0,0,0,0,0,0,0,0,0,0,0,0,0,0,0,0,0,0,0,0,0,0,0,0,0,0]
["Airside Economizer",-11.739129564693821,13.201962028105866,null,98666.936359126354,10,null,2443.5835437342967,null,null,1,1000,1000,1000,0,0,0,0,0,0,0,0,0,0,0,0,0,0,0,0,0,0,0,0,0,0,0,0,0,0,0]
["Airside Economizer",-21.455400144275714,9.4662948748217457E-4,null,104359.75986815244,10,null,2584.5719067803234,null,null,1,1000,1000,1000,0,0,0,0,0,0,0,0,0,0,0,0,0,0,0,0,0,0,0,0,0,0,0,0,0,0,0]
["Airside Economizer",-1.6037994125456763,7.0760918263618674E-5,null,7800.9321869769683,10,null,193.19774405989207,null,null,1,1000,1000,1000,0,0,0,0,0,0,0,0,0,0,0,0,0,0,0,0,0,0,0,0,0,0,0,0,0,0,0]
["Airside Economizer",-1.8969493119726983,8.3694927286241867E-5,null,9226.8227741417704,10,null,228.51132429795175,null,null,1,1000,1000,1000,0,0,0,0,0,0,0,0,0,0,0,0,0,0,0,0,0,0,0,0,0,0,0,0,0,0,0]
["Airside Economizer",-0.18844367326586239,8.3142862236719934E-6,null,916.59611838769808,10,null,22.700402726508134,null,null,1,1000,1000,1000,0,0,0,0,0,0,0,0,0,0,0,0,0,0,0,0,0,0,0,0,0,0,0,0,0,0,0]
["Ceiling Insulation(R12 to R38)",4.4510604794950827E-5,1.0179413054497932E-4,null,0.21811381459267284,25,null,0.53388128654970757,null,null,1,1000,1000,1000,0,0,0,0,0,0,0,0,0,0,0,0,0,0,0,0,0,0,0,0,0,0,0,0,0,0,0]
["Ceiling Insulation(R12 to R38)",4.3645435891436643E-6,9.8386463466355791E-5,null,0.21811381459267284,25,null,0.53388128654970757,null,null,1,1000,1000,1000,0,0,0,0,0,0,0,0,0,0,0,0,0,0,0,0,0,0,0,0,0,0,0,0,0,0,0]
["Ceiling Insulation(R12 to R38)",4.3645435891436643E-6,9.8386463466355791E-5,null,0.21811381459267284,25,null,0.53388128654970757,null,null,1,1000,1000,1000,0,0,0,0,0,0,0,0,0,0,0,0,0,0,0,0,0,0,0,0,0,0,0,0,0,0,0]
["Ceiling Insulation(R12 to R38)",4.3645435891436643E-6,9.8386463466355791E-5,null,0.21811381459267284,25,null,0.53388128654970757,null,null,1,1000,1000,1000,0,0,0,0,0,0,0,0,0,0,0,0,0,0,0,0,0,0,0,0,0,0,0,0,0,0,0]
["Ceiling Insulation(R12 to R38)",4.3645435891436643E-6,9.8386463466355791E-5,null,0.21811381459267284,25,null,0.53388128654970757,null,null,1,1000,1000,1000,0,0,0,0,0,0,0,0,0,0,0,0,0,0,0,0,0,0,0,0,0,0,0,0,0,0,0]
["Ceiling Insulation(R12 to R38)",2.4750969383543182E-5,4.4161429595856229E-5,null,0.21811381459267284,25,null,0.53388128654970757,null,null,1,1000,1000,1000,0,0,0,0,0,0,0,0,0,0,0,0,0,0,0,0,0,0,0,0,0,0,0,0,0,0,0]
["Ceiling Insulation(R12 to R38)",4.3827341897597533E-5,1.0023153320688131E-4,null,0.21476564447460977,25,null,0.53388128654970757,null,null,1,1000,1000,1000,0,0,0,0,0,0,0,0,0,0,0,0,0,0,0,0,0,0,0,0,0,0,0,0,0,0,0]
["Ceiling Insulation(R12 to R38)",4.2975453824897447E-6,9.687617574058685E-5,null,0.21476564447460977,25,null,0.53388128654970757,null,null,1,1000,1000,1000,0,0,0,0,0,0,0,0,0,0,0,0,0,0,0,0,0,0,0,0,0,0,0,0,0,0,0]
["Ceiling Insulation(R12 to R38)",8.8822971543619221E-5,5.2319640798370311E-5,null,0.21476564447460977,25,null,0.53388128654970757,null,null,1,1000,1000,1000,0,0,0,0,0,0,0,0,0,0,0,0,0,0,0,0,0,0,0,0,0,0,0,0,0,0,0]
["Ceiling Insulation(R12 to R38)",4.2975453824897447E-6,9.687617574058685E-5,null,0.21476564447460977,25,null,0.53388128654970757,null,null,1,1000,1000,1000,0,0,0,0,0,0,0,0,0,0,0,0,0,0,0,0,0,0,0,0,0,0,0,0,0,0,0]
["Ceiling Insulation(R12 to R38)",4.3827341897597533E-5,1.0023153320688131E-4,null,0.21476564447460977,25,null,0.53388128654970757,null,null,1,1000,1000,1000,0,0,0,0,0,0,0,0,0,0,0,0,0,0,0,0,0,0,0,0,0,0,0,0,0,0,0]
["Ceiling Insulation(R12 to R38)",4.2975453824897447E-6,9.687617574058685E-5,null,0.21476564447460977,25,null,0.53388128654970757,null,null,1,1000,1000,1000,0,0,0,0,0,0,0,0,0,0,0,0,0,0,0,0,0,0,0,0,0,0,0,0,0,0,0]
["Ceiling Insulation(R19 to R38)",4.1634328062170279E-5,2.4523983506052158E-5,null,0.10066791442738746,25,null,0.4575055555555555,null,null,1,1000,1000,1000,0,0,0,0,0,0,0,0,0,0,0,0,0,0,0,0,0,0,0,0,0,0,0,0,0,0,0]
["Ceiling Insulation(R19 to R38)",2.0543356059208071E-5,4.6981906405375062E-5,null,0.10066791442738746,25,null,0.4575055555555555,null,null,1,1000,1000,1000,0,0,0,0,0,0,0,0,0,0,0,0,0,0,0,0,0,0,0,0,0,0,0,0,0,0,0]
["Ceiling Insulation(R19 to R38)",2.0144047334509216E-6,4.54091369844719E-5,null,0.10066791442738746,25,null,0.4575055555555555,null,null,1,1000,1000,1000,0,0,0,0,0,0,0,0,0,0,0,0,0,0,0,0,0,0,0,0,0,0,0,0,0,0,0]
["Ceiling Insulation(R19 to R38)",2.0144047334509216E-6,4.54091369844719E-5,null,0.10066791442738746,25,null,0.4575055555555555,null,null,1,1000,1000,1000,0,0,0,0,0,0,0,0,0,0,0,0,0,0,0,0,0,0,0,0,0,0,0,0,0,0,0]
["Ceiling Insulation(R19 to R38)",2.0543356059208071E-5,4.6981906405375062E-5,null,0.10066791442738746,25,null,0.4575055555555555,null,null,1,1000,1000,1000,0,0,0,0,0,0,0,0,0,0,0,0,0,0,0,0,0,0,0,0,0,0,0,0,0,0,0]
["Ceiling Insulation(R19 to R38)",2.0144047334509216E-6,4.54091369844719E-5,null,0.10066791442738746,25,null,0.4575055555555555,null,null,1,1000,1000,1000,0,0,0,0,0,0,0,0,0,0,0,0,0,0,0,0,0,0,0,0,0,0,0,0,0,0,0]
["Ceiling Insulation(R19 to R38)",4.0995217635516552E-5,2.4147526522324751E-5,null,9.9122605142127562E-2,25,null,0.4575055555555555,null,null,1,1000,1000,1000,0,0,0,0,0,0,0,0,0,0,0,0,0,0,0,0,0,0,0,0,0,0,0,0,0,0,0]
["Ceiling Insulation(R19 to R38)",2.0228003952737318E-5,4.6260707633945209E-5,null,9.9122605142127562E-2,25,null,0.4575055555555555,null,null,1,1000,1000,1000,0,0,0,0,0,0,0,0,0,0,0,0,0,0,0,0,0,0,0,0,0,0,0,0,0,0,0]
["Ceiling Insulation(R19 to R38)",1.9834824842260355E-6,4.4712081111040073E-5,null,9.9122605142127562E-2,25,null,0.4575055555555555,null,null,1,1000,1000,1000,0,0,0,0,0,0,0,0,0,0,0,0,0,0,0,0,0,0,0,0,0,0,0,0,0,0,0]
["Ceiling Insulation(R19 to R38)",4.0995217635516552E-5,2.4147526522324751E-5,null,9.9122605142127562E-2,25,null,0.4575055555555555,null,null,1,1000,1000,1000,0,0,0,0,0,0,0,0,0,0,0,0,0,0,0,0,0,0,0,0,0,0,0,0,0,0,0]
["Ceiling Insulation(R19 to R38)",2.0228003952737318E-5,4.6260707633945209E-5,null,9.9122605142127562E-2,25,null,0.4575055555555555,null,null,1,1000,1000,1000,0,0,0,0,0,0,0,0,0,0,0,0,0,0,0,0,0,0,0,0,0,0,0,0,0,0,0]
["Ceiling Insulation(R19 to R38)",2.0228003952737318E-5,4.6260707633945209E-5,null,9.9122605142127562E-2,25,null,0.4575055555555555,null,null,1,1000,1000,1000,0,0,0,0,0,0,0,0,0,0,0,0,0,0,0,0,0,0,0,0,0,0,0,0,0,0,0]
["Ceiling Insulation(R2 to R38)",3.6259285202116602E-5,8.173644657204944E-4,null,1.8120224596929746,25,null,0.64298947368421044,null,null,1,1000,1000,1000,0,0,0,0,0,0,0,0,0,0,0,0,0,0,0,0,0,0,0,0,0,0,0,0,0,0,0]
["Ceiling Insulation(R2 to R38)",7.4941790511906514E-4,4.4143170310893891E-4,null,1.8120224596929746,25,null,0.64298947368421044,null,null,1,1000,1000,1000,0,0,0,0,0,0,0,0,0,0,0,0,0,0,0,0,0,0,0,0,0,0,0,0,0,0,0]
["Ceiling Insulation(R2 to R38)",7.4941790511906514E-4,4.4143170310893891E-4,null,1.8120224596929746,25,null,0.64298947368421044,null,null,1,1000,1000,1000,0,0,0,0,0,0,0,0,0,0,0,0,0,0,0,0,0,0,0,0,0,0,0,0,0,0,0]
["Ceiling Insulation(R2 to R38)",3.6259285202116602E-5,8.173644657204944E-4,null,1.8120224596929746,25,null,0.64298947368421044,null,null,1,1000,1000,1000,0,0,0,0,0,0,0,0,0,0,0,0,0,0,0,0,0,0,0,0,0,0,0,0,0,0,0]
["Ceiling Insulation(R2 to R38)",3.6978040906574536E-4,8.4567431529675131E-4,null,1.8120224596929746,25,null,0.64298947368421044,null,null,1,1000,1000,1000,0,0,0,0,0,0,0,0,0,0,0,0,0,0,0,0,0,0,0,0,0,0,0,0,0,0,0]
["Ceiling Insulation(R2 to R38)",3.6978040906574536E-4,8.4567431529675131E-4,null,1.8120224596929746,25,null,0.64298947368421044,null,null,1,1000,1000,1000,0,0,0,0,0,0,0,0,0,0,0,0,0,0,0,0,0,0,0,0,0,0,0,0,0,0,0]
["Ceiling Insulation(R2 to R38)",3.5702684716068652E-5,8.0481745999872161E-4,null,1.7842068925582968,25,null,0.64298947368421044,null,null,1,1000,1000,1000,0,0,0,0,0,0,0,0,0,0,0,0,0,0,0,0,0,0,0,0,0,0,0,0,0,0,0]
["Ceiling Insulation(R2 to R38)",7.3791391743929823E-4,4.3465547740184569E-4,null,1.7842068925582968,25,null,0.64298947368421044,null,null,1,1000,1000,1000,0,0,0,0,0,0,0,0,0,0,0,0,0,0,0,0,0,0,0,0,0,0,0,0,0,0,0]
["Ceiling Insulation(R2 to R38)",7.3791391743929823E-4,4.3465547740184569E-4,null,1.7842068925582968,25,null,0.64298947368421044,null,null,1,1000,1000,1000,0,0,0,0,0,0,0,0,0,0,0,0,0,0,0,0,0,0,0,0,0,0,0,0,0,0,0]
["Ceiling Insulation(R2 to R38)",3.5702684716068652E-5,8.0481745999872161E-4,null,1.7842068925582968,25,null,0.64298947368421044,null,null,1,1000,1000,1000,0,0,0,0,0,0,0,0,0,0,0,0,0,0,0,0,0,0,0,0,0,0,0,0,0,0,0]
["Ceiling Insulation(R2 to R38)",3.5702684716068652E-5,8.0481745999872161E-4,null,1.7842068925582968,25,null,0.64298947368421044,null,null,1,1000,1000,1000,0,0,0,0,0,0,0,0,0,0,0,0,0,0,0,0,0,0,0,0,0,0,0,0,0,0,0]
["Ceiling Insulation(R2 to R38)",3.6410407114927183E-4,8.3269273741101409E-4,null,1.7842068925582968,25,null,0.64298947368421044,null,null,1,1000,1000,1000,0,0,0,0,0,0,0,0,0,0,0,0,0,0,0,0,0,0,0,0,0,0,0,0,0,0,0]
["Ceiling Insulation(R2 to R38)",1.5078187393696441E-4,2.6902958857950409E-4,null,1.3287402681565137,25,null,0.64298947368421044,null,null,1,1000,1000,1000,0,0,0,0,0,0,0,0,0,0,0,0,0,0,0,0,0,0,0,0,0,0,0,0,0,0,0]
["Ceiling Insulation(R30 to R38)",5.371745955869126E-7,1.2109103195859177E-5,null,2.6844777180636662E-2,25,null,0.34839736842105262,null,null,1,1000,1000,1000,0,0,0,0,0,0,0,0,0,0,0,0,0,0,0,0,0,0,0,0,0,0,0,0,0,0,0]
["Ceiling Insulation(R30 to R38)",5.371745955869126E-7,1.2109103195859177E-5,null,2.6844777180636662E-2,25,null,0.34839736842105262,null,null,1,1000,1000,1000,0,0,0,0,0,0,0,0,0,0,0,0,0,0,0,0,0,0,0,0,0,0,0,0,0,0,0]
["Ceiling Insulation(R30 to R38)",1.110248748324541E-5,6.5397289349472433E-6,null,2.6844777180636662E-2,25,null,0.34839736842105262,null,null,1,1000,1000,1000,0,0,0,0,0,0,0,0,0,0,0,0,0,0,0,0,0,0,0,0,0,0,0,0,0,0,0]
["Ceiling Insulation(R30 to R38)",5.371745955869126E-7,1.2109103195859177E-5,null,2.6844777180636662E-2,25,null,0.34839736842105262,null,null,1,1000,1000,1000,0,0,0,0,0,0,0,0,0,0,0,0,0,0,0,0,0,0,0,0,0,0,0,0,0,0,0]
["Ceiling Insulation(R30 to R38)",5.4782282824554871E-6,1.2528508374766687E-5,null,2.6844777180636662E-2,25,null,0.34839736842105262,null,null,1,1000,1000,1000,0,0,0,0,0,0,0,0,0,0,0,0,0,0,0,0,0,0,0,0,0,0,0,0,0,0,0]
["Ceiling Insulation(R30 to R38)",3.046273154897623E-6,5.4352528733361526E-6,null,2.6844777180636662E-2,25,null,0.34839736842105262,null,null,1,1000,1000,1000,0,0,0,0,0,0,0,0,0,0,0,0,0,0,0,0,0,0,0,0,0,0,0,0,0,0,0]
["Ceiling Insulation(R30 to R38)",5.2892866246027636E-7,1.1923221629610691E-5,null,2.6432694704567359E-2,25,null,0.34839736842105262,null,null,1,1000,1000,1000,0,0,0,0,0,0,0,0,0,0,0,0,0,0,0,0,0,0,0,0,0,0,0,0,0,0,0]
["Ceiling Insulation(R30 to R38)",5.2892866246027636E-7,1.1923221629610691E-5,null,2.6432694704567359E-2,25,null,0.34839736842105262,null,null,1,1000,1000,1000,0,0,0,0,0,0,0,0,0,0,0,0,0,0,0,0,0,0,0,0,0,0,0,0,0,0,0]
["Ceiling Insulation(R30 to R38)",1.0932058036137751E-5,6.4393404059532689E-6,null,2.6432694704567359E-2,25,null,0.34839736842105262,null,null,1,1000,1000,1000,0,0,0,0,0,0,0,0,0,0,0,0,0,0,0,0,0,0,0,0,0,0,0,0,0,0,0]
["Ceiling Insulation(R30 to R38)",5.2892866246027636E-7,1.1923221629610691E-5,null,2.6432694704567359E-2,25,null,0.34839736842105262,null,null,1,1000,1000,1000,0,0,0,0,0,0,0,0,0,0,0,0,0,0,0,0,0,0,0,0,0,0,0,0,0,0,0]
["Ceiling Insulation(R30 to R38)",5.2892866246027636E-7,1.1923221629610691E-5,null,2.6432694704567359E-2,25,null,0.34839736842105262,null,null,1,1000,1000,1000,0,0,0,0,0,0,0,0,0,0,0,0,0,0,0,0,0,0,0,0,0,0,0,0,0,0,0]
["Ceiling Insulation(R30 to R38)",5.2892866246027636E-7,1.1923221629610691E-5,null,2.6432694704567359E-2,25,null,0.34839736842105262,null,null,1,1000,1000,1000,0,0,0,0,0,0,0,0,0,0,0,0,0,0,0,0,0,0,0,0,0,0,0,0,0,0,0]
["Ceiling Insulation(R30 to R38)",2.9995111432032541E-6,5.3518186750548304E-6,null,2.6432694704567359E-2,25,null,0.34839736842105262,null,null,1,1000,1000,1000,0,0,0,0,0,0,0,0,0,0,0,0,0,0,0,0,0,0,0,0,0,0,0,0,0,0,0]
["Chilled Water Controls Optimization",0,0,null,0,10,null,108,null,null,1,1000,1000,1000,0,0,0,0,0,0,0,0,0,0,0,0,0,0,0,0,0,0,0,0,0,0,0,0,0,0,0]
["Chilled Water Controls Optimization",1.5513189464573029,1.5461049121384752E-3,null,3823.8815776024276,10,null,108,null,null,1,1000,1000,1000,0,0,0,0,0,0,0,0,0,0,0,0,0,0,0,0,0,0,0,0,0,0,0,0,0,0,0]
["Chilled Water Controls Optimization",4.2224874554733338,4.2082955353953018E-3,null,10408.105972994526,10,null,108,null,null,1,1000,1000,1000,0,0,0,0,0,0,0,0,0,0,0,0,0,0,0,0,0,0,0,0,0,0,0,0,0,0,0]
["Chilled Water Controls Optimization",1.3392577523840392,1.3347564627565042E-3,null,3301.1670866894237,10,null,108,null,null,1,1000,1000,1000,0,0,0,0,0,0,0,0,0,0,0,0,0,0,0,0,0,0,0,0,0,0,0,0,0,0,0]
["Chilled Water Controls Optimization",0.92450159370328222,9.2139431325113008E-4,null,2278.8251382472008,10,null,108,null,null,1,1000,1000,1000,0,0,0,0,0,0,0,0,0,0,0,0,0,0,0,0,0,0,0,0,0,0,0,0,0,0,0]
["Chilled Water Controls Optimization",0.35714650840470064,3.5594612717044556E-4,null,880.33860291111523,10,null,108,null,null,1,1000,1000,1000,0,0,0,0,0,0,0,0,0,0,0,0,0,0,0,0,0,0,0,0,0,0,0,0,0,0,0]
["Chilled Water Controls Optimization",0,0,null,0,10,null,108,null,null,1,1000,1000,1000,0,0,0,0,0,0,0,0,0,0,0,0,0,0,0,0,0,0,0,0,0,0,0,0,0,0,0]
["Chilled Water Controls Optimization",1.5513189464573029,1.5461049121384752E-3,null,3823.8815776024276,10,null,108,null,null,1,1000,1000,1000,0,0,0,0,0,0,0,0,0,0,0,0,0,0,0,0,0,0,0,0,0,0,0,0,0,0,0]
["Chilled Water Controls Optimization",4.2224874554733338,4.2082955353953018E-3,null,10408.105972994526,10,null,108,null,null,1,1000,1000,1000,0,0,0,0,0,0,0,0,0,0,0,0,0,0,0,0,0,0,0,0,0,0,0,0,0,0,0]
["Chilled Water Controls Optimization",1.307523253183976,1.303128624258483E-3,null,3222.9439932741843,10,null,108,null,null,1,1000,1000,1000,0,0,0,0,0,0,0,0,0,0,0,0,0,0,0,0,0,0,0,0,0,0,0,0,0,0,0]
["Chilled Water Controls Optimization",1.2051135904738475,1.2010631638138974E-3,null,2970.5120717147729,10,null,108,null,null,1,1000,1000,1000,0,0,0,0,0,0,0,0,0,0,0,0,0,0,0,0,0,0,0,0,0,0,0,0,0,0,0]
["Chilled Water Controls Optimization",0.92450159370328222,9.2139431325113008E-4,null,2278.8251382472008,10,null,108,null,null,1,1000,1000,1000,0,0,0,0,0,0,0,0,0,0,0,0,0,0,0,0,0,0,0,0,0,0,0,0,0,0,0]
["Chilled Water System - Variable Speed Drives",1.0305263385374381,1.0305263385374375,null,9027.4108695652176,13,null,1898,null,null,1,1000,1000,1000,0,0,0,0,0,0,0,0,0,0,0,0,0,0,0,0,0,0,0,0,0,0,0,0,0,0,0]
["Chilled Water System - Variable Speed Drives",1.0305263385374381,1.0305263385374375,null,9027.4108695652176,13,null,1898,null,null,1,1000,1000,1000,0,0,0,0,0,0,0,0,0,0,0,0,0,0,0,0,0,0,0,0,0,0,0,0,0,0,0]
["Chilled Water System - Variable Speed Drives",1.0305263385374381,1.0305263385374375,null,9027.4108695652176,13,null,1898,null,null,1,1000,1000,1000,0,0,0,0,0,0,0,0,0,0,0,0,0,0,0,0,0,0,0,0,0,0,0,0,0,0,0]
["Chilled Water System - Variable Speed Drives",1.0305263385374381,1.0305263385374375,null,9027.4108695652176,13,null,1898,null,null,1,1000,1000,1000,0,0,0,0,0,0,0,0,0,0,0,0,0,0,0,0,0,0,0,0,0,0,0,0,0,0,0]
["Chilled Water System - Variable Speed Drives",1.0305263385374381,1.0305263385374375,null,9027.4108695652176,13,null,1898,null,null,1,1000,1000,1000,0,0,0,0,0,0,0,0,0,0,0,0,0,0,0,0,0,0,0,0,0,0,0,0,0,0,0]
["Chilled Water System - Variable Speed Drives",1.0305263385374381,1.0305263385374375,null,9027.4108695652176,13,null,1898,null,null,1,1000,1000,1000,0,0,0,0,0,0,0,0,0,0,0,0,0,0,0,0,0,0,0,0,0,0,0,0,0,0,0]
["Chilled Water System - Variable Speed Drives",1.0305263385374381,1.0305263385374375,null,9027.4108695652176,13,null,1898,null,null,1,1000,1000,1000,0,0,0,0,0,0,0,0,0,0,0,0,0,0,0,0,0,0,0,0,0,0,0,0,0,0,0]
["Chilled Water System - Variable Speed Drives",1.0305263385374381,1.0305263385374375,null,9027.4108695652176,13,null,1898,null,null,1,1000,1000,1000,0,0,0,0,0,0,0,0,0,0,0,0,0,0,0,0,0,0,0,0,0,0,0,0,0,0,0]
["Chilled Water System - Variable Speed Drives",1.0305263385374381,1.0305263385374375,null,9027.4108695652176,13,null,1898,null,null,1,1000,1000,1000,0,0,0,0,0,0,0,0,0,0,0,0,0,0,0,0,0,0,0,0,0,0,0,0,0,0,0]
["Chilled Water System - Variable Speed Drives",1.0305263385374381,1.0305263385374375,null,9027.4108695652176,13,null,1898,null,null,1,1000,1000,1000,0,0,0,0,0,0,0,0,0,0,0,0,0,0,0,0,0,0,0,0,0,0,0,0,0,0,0]
["Chilled Water System - Variable Speed Drives",1.0305263385374381,1.0305263385374375,null,9027.4108695652176,13,null,1898,null,null,1,1000,1000,1000,0,0,0,0,0,0,0,0,0,0,0,0,0,0,0,0,0,0,0,0,0,0,0,0,0,0,0]
["Chilled Water System - Variable Speed Drives",1.0305263385374381,1.0305263385374375,null,9027.4108695652176,13,null,1898,null,null,1,1000,1000,1000,0,0,0,0,0,0,0,0,0,0,0,0,0,0,0,0,0,0,0,0,0,0,0,0,0,0,0]
["Cool Roof",7.5697447478742486E-5,0,null,0.17818715809018568,15,null,1.5929063367619793,null,null,1,1000,1000,1000,0,0,0,0,0,0,0,0,0,0,0,0,0,0,0,0,0,0,0,0,0,0,0,0,0,0,0]
["Cool Roof",7.5697447478742486E-5,0,null,0.17818715809018568,15,null,1.5929063367619793,null,null,1,1000,1000,1000,0,0,0,0,0,0,0,0,0,0,0,0,0,0,0,0,0,0,0,0,0,0,0,0,0,0,0]
["Cool Roof",7.5697447478742486E-5,0,null,0.17818715809018568,15,null,1.5929063367619793,null,null,1,1000,1000,1000,0,0,0,0,0,0,0,0,0,0,0,0,0,0,0,0,0,0,0,0,0,0,0,0,0,0,0]
["Cool Roof",7.5697447478742486E-5,0,null,0.17818715809018568,15,null,1.5929063367619793,null,null,1,1000,1000,1000,0,0,0,0,0,0,0,0,0,0,0,0,0,0,0,0,0,0,0,0,0,0,0,0,0,0,0]
["Cool Roof",7.5697447478742486E-5,0,null,0.17818715809018568,15,null,1.5929063367619793,null,null,1,1000,1000,1000,0,0,0,0,0,0,0,0,0,0,0,0,0,0,0,0,0,0,0,0,0,0,0,0,0,0,0]
["Cool Roof",7.5697447478742486E-5,0,null,0.17818715809018568,15,null,1.5929063367619793,null,null,1,1000,1000,1000,0,0,0,0,0,0,0,0,0,0,0,0,0,0,0,0,0,0,0,0,0,0,0,0,0,0,0]
["Cool Roof",7.5512304473678127E-5,0,null,0.17775134278846152,15,null,1.5929063367619793,null,null,1,1000,1000,1000,0,0,0,0,0,0,0,0,0,0,0,0,0,0,0,0,0,0,0,0,0,0,0,0,0,0,0]
["Cool Roof",7.5512304473678127E-5,0,null,0.17775134278846152,15,null,1.5929063367619793,null,null,1,1000,1000,1000,0,0,0,0,0,0,0,0,0,0,0,0,0,0,0,0,0,0,0,0,0,0,0,0,0,0,0]
["Cool Roof",7.5512304473678127E-5,0,null,0.17775134278846152,15,null,1.5929063367619793,null,null,1,1000,1000,1000,0,0,0,0,0,0,0,0,0,0,0,0,0,0,0,0,0,0,0,0,0,0,0,0,0,0,0]
["Cool Roof",7.5512304473678127E-5,0,null,0.17775134278846152,15,null,1.5929063367619793,null,null,1,1000,1000,1000,0,0,0,0,0,0,0,0,0,0,0,0,0,0,0,0,0,0,0,0,0,0,0,0,0,0,0]
["Cool Roof",7.5512304473678127E-5,0,null,0.17775134278846152,15,null,1.5929063367619793,null,null,1,1000,1000,1000,0,0,0,0,0,0,0,0,0,0,0,0,0,0,0,0,0,0,0,0,0,0,0,0,0,0,0]
["Cool Roof",7.5512304473678127E-5,0,null,0.17775134278846152,15,null,1.5929063367619793,null,null,1,1000,1000,1000,0,0,0,0,0,0,0,0,0,0,0,0,0,0,0,0,0,0,0,0,0,0,0,0,0,0,0]
["Cool Roof",2.293494514997237E-5,0,null,0.17775134278846152,15,null,1.5929063367619793,null,null,1,1000,1000,1000,0,0,0,0,0,0,0,0,0,0,0,0,0,0,0,0,0,0,0,0,0,0,0,0,0,0,0]
["Dedicated Outdoor Air System on VRF unit",0.24347310676891967,0.24608766322755382,null,800.13071241435364,15,null,1000.579999999999,null,null,1,1000,1000,1000,0,0,0,0,0,0,0,0,0,0,0,0,0,0,0,0,0,0,0,0,0,0,0,0,0,0,0]
["Dedicated Outdoor Air System on VRF unit",0.52396266858376406,0.52958928582050491,null,1721.9093675522545,15,null,1000.579999999999,null,null,1,1000,1000,1000,0,0,0,0,0,0,0,0,0,0,0,0,0,0,0,0,0,0,0,0,0,0,0,0,0,0,0]
["Dedicated Outdoor Air System on VRF unit",0.49919124072837595,0.50455184790121954,null,1640.5025112448598,15,null,1000.579999999999,null,null,1,1000,1000,1000,0,0,0,0,0,0,0,0,0,0,0,0,0,0,0,0,0,0,0,0,0,0,0,0,0,0,0]
["Dedicated Outdoor Air System on VRF unit",0.13592466002323181,0.13738429843039554,null,446.69202484974664,15,null,1000.579999999999,null,null,1,1000,1000,1000,0,0,0,0,0,0,0,0,0,0,0,0,0,0,0,0,0,0,0,0,0,0,0,0,0,0,0]
["Dedicated Outdoor Air System on VRF unit",0.26883235245766773,0.27171923131149983,null,883.46932663956466,15,null,1000.579999999999,null,null,1,1000,1000,1000,0,0,0,0,0,0,0,0,0,0,0,0,0,0,0,0,0,0,0,0,0,0,0,0,0,0,0]
["Dedicated Outdoor Air System on VRF unit",0.27862460114471882,0.28161663488563082,null,915.64979626960462,15,null,1000.579999999999,null,null,1,1000,1000,1000,0,0,0,0,0,0,0,0,0,0,0,0,0,0,0,0,0,0,0,0,0,0,0,0,0,0,0]
["Dedicated Outdoor Air System on VRF unit",0.24347310676891967,0.24608766322755382,null,800.13071241435364,15,null,1000.579999999999,null,null,1,1000,1000,1000,0,0,0,0,0,0,0,0,0,0,0,0,0,0,0,0,0,0,0,0,0,0,0,0,0,0,0]
["Dedicated Outdoor Air System on VRF unit",0.52396266858376406,0.52958928582050491,null,1721.9093675522545,15,null,1000.579999999999,null,null,1,1000,1000,1000,0,0,0,0,0,0,0,0,0,0,0,0,0,0,0,0,0,0,0,0,0,0,0,0,0,0,0]
["Dedicated Outdoor Air System on VRF unit",0.49919124072837595,0.50455184790121954,null,1640.5025112448598,15,null,1000.579999999999,null,null,1,1000,1000,1000,0,0,0,0,0,0,0,0,0,0,0,0,0,0,0,0,0,0,0,0,0,0,0,0,0,0,0]
["Dedicated Outdoor Air System on VRF unit",0.13592466002323181,0.13738429843039554,null,446.69202484974664,15,null,1000.579999999999,null,null,1,1000,1000,1000,0,0,0,0,0,0,0,0,0,0,0,0,0,0,0,0,0,0,0,0,0,0,0,0,0,0,0]
["Dedicated Outdoor Air System on VRF unit",0.26883235245766773,0.27171923131149983,null,883.46932663956466,15,null,1000.579999999999,null,null,1,1000,1000,1000,0,0,0,0,0,0,0,0,0,0,0,0,0,0,0,0,0,0,0,0,0,0,0,0,0,0,0]
["Dedicated Outdoor Air System on VRF unit",0.27862460114471882,0.28161663488563082,null,915.64979626960462,15,null,1000.579999999999,null,null,1,1000,1000,1000,0,0,0,0,0,0,0,0,0,0,0,0,0,0,0,0,0,0,0,0,0,0,0,0,0,0,0]
["Dedicated Outdoor Air System on VRF unit",6.2018896100608595E-2,6.2684891238671644E-2,null,203.81398249141799,15,null,1000.579999999999,null,null,1,1000,1000,1000,0,0,0,0,0,0,0,0,0,0,0,0,0,0,0,0,0,0,0,0,0,0,0,0,0,0,0]
["Destratification Fans",0,9.7596814868345483E-2,null,482.03180417481661,10,null,6800,null,null,1,1000,1000,1000,0,0,0,0,0,0,0,0,0,0,0,0,0,0,0,0,0,0,0,0,0,0,0,0,0,0,0]
["Destratification Fans",0,0.2441032443332693,null,1205.6287639060595,10,null,6800,null,null,1,1000,1000,1000,0,0,0,0,0,0,0,0,0,0,0,0,0,0,0,0,0,0,0,0,0,0,0,0,0,0,0]
["Destratification Fans",0,8.0942713611398431E-2,null,399.77700429609638,10,null,6800,null,null,1,1000,1000,1000,0,0,0,0,0,0,0,0,0,0,0,0,0,0,0,0,0,0,0,0,0,0,0,0,0,0,0]
["Destratification Fans",0,0.12370261900983692,null,610.96867457097289,10,null,6800,null,null,1,1000,1000,1000,0,0,0,0,0,0,0,0,0,0,0,0,0,0,0,0,0,0,0,0,0,0,0,0,0,0,0]
["Destratification Fans",0,0.25623947955404841,null,1265.5697708667233,10,null,6800,null,null,1,1000,1000,1000,0,0,0,0,0,0,0,0,0,0,0,0,0,0,0,0,0,0,0,0,0,0,0,0,0,0,0]
["Destratification Fans",0,0.81020109034846166,null,4001.5926119300134,10,null,6800,null,null,1,1000,1000,1000,0,0,0,0,0,0,0,0,0,0,0,0,0,0,0,0,0,0,0,0,0,0,0,0,0,0,0]
["Destratification Fans",0,0.14896010458314207,null,735.71568968866086,10,null,6800,null,null,1,1000,1000,1000,0,0,0,0,0,0,0,0,0,0,0,0,0,0,0,0,0,0,0,0,0,0,0,0,0,0,0]
["Destratification Fans",0,0.2441032443332693,null,1205.6287639060595,10,null,6800,null,null,1,1000,1000,1000,0,0,0,0,0,0,0,0,0,0,0,0,0,0,0,0,0,0,0,0,0,0,0,0,0,0,0]
["Destratification Fans",0,8.0942713611398431E-2,null,399.77700429609638,10,null,6800,null,null,1,1000,1000,1000,0,0,0,0,0,0,0,0,0,0,0,0,0,0,0,0,0,0,0,0,0,0,0,0,0,0,0]
["Destratification Fans",0,0.12370261900983692,null,610.96867457097289,10,null,6800,null,null,1,1000,1000,1000,0,0,0,0,0,0,0,0,0,0,0,0,0,0,0,0,0,0,0,0,0,0,0,0,0,0,0]
["Destratification Fans",0,0.25623947955404841,null,1265.5697708667233,10,null,6800,null,null,1,1000,1000,1000,0,0,0,0,0,0,0,0,0,0,0,0,0,0,0,0,0,0,0,0,0,0,0,0,0,0,0]
["Destratification Fans",0,0.81020109034846166,null,4001.5926119300134,10,null,6800,null,null,1,1000,1000,1000,0,0,0,0,0,0,0,0,0,0,0,0,0,0,0,0,0,0,0,0,0,0,0,0,0,0,0]
["Duct Insulation",1.5954916846136067,3.428953112171119,null,5872.9828183244972,18,null,72990.798010825107,null,null,1,1000,1000,1000,0,0,0,0,0,0,0,0,0,0,0,0,0,0,0,0,0,0,0,0,0,0,0,0,0,0,0]
["Duct Insulation",0.64315330068105037,1.3822337861369056,null,2367.4384021395012,18,null,4529.1185366272884,null,null,1,1000,1000,1000,0,0,0,0,0,0,0,0,0,0,0,0,0,0,0,0,0,0,0,0,0,0,0,0,0,0,0]
["Duct Insulation",1.297768648005206,2.7891012453212798,null,4777.068439401246,18,null,19830.8626168667,null,null,1,1000,1000,1000,0,0,0,0,0,0,0,0,0,0,0,0,0,0,0,0,0,0,0,0,0,0,0,0,0,0,0]
["Duct Insulation",1.0645906645220597,2.2879664667041446,null,3918.7435080872219,18,null,32495.378599288895,null,null,1,1000,1000,1000,0,0,0,0,0,0,0,0,0,0,0,0,0,0,0,0,0,0,0,0,0,0,0,0,0,0,0]
["Duct Insulation",0.67016966716643422,1.440296046713367,null,2466.8852734158268,18,null,4882.9475020179552,null,null,1,1000,1000,1000,0,0,0,0,0,0,0,0,0,0,0,0,0,0,0,0,0,0,0,0,0,0,0,0,0,0,0]
["Duct Insulation",0.29271379068481879,0.62908623919728524,null,1077.4754139786717,18,null,11000.396926314723,null,null,1,1000,1000,1000,0,0,0,0,0,0,0,0,0,0,0,0,0,0,0,0,0,0,0,0,0,0,0,0,0,0,0]
["Duct Insulation",0.26713496307034174,0.57411346722975809,null,983.32010339860506,18,null,18520.647228404472,null,null,1,1000,1000,1000,0,0,0,0,0,0,0,0,0,0,0,0,0,0,0,0,0,0,0,0,0,0,0,0,0,0,0]
["Duct Insulation",1.1226268972716709,2.412695114822208,null,4132.3740779396076,18,null,19341.08586898095,null,null,1,1000,1000,1000,0,0,0,0,0,0,0,0,0,0,0,0,0,0,0,0,0,0,0,0,0,0,0,0,0,0,0]
["Duct Insulation",1.297768648005206,2.7891012453212798,null,4777.068439401246,18,null,19830.8626168667,null,null,1,1000,1000,1000,0,0,0,0,0,0,0,0,0,0,0,0,0,0,0,0,0,0,0,0,0,0,0,0,0,0,0]
["Duct Insulation",1.0645906645220597,2.2879664667041446,null,3918.7435080872219,18,null,32495.378599288895,null,null,1,1000,1000,1000,0,0,0,0,0,0,0,0,0,0,0,0,0,0,0,0,0,0,0,0,0,0,0,0,0,0,0]
["Duct Insulation",0.67016966716643422,1.440296046713367,null,2466.8852734158268,18,null,4882.9475020179552,null,null,1,1000,1000,1000,0,0,0,0,0,0,0,0,0,0,0,0,0,0,0,0,0,0,0,0,0,0,0,0,0,0,0]
["Duct Insulation",0.29271379068481879,0.62908623919728524,null,1077.4754139786717,18,null,11000.396926314723,null,null,1,1000,1000,1000,0,0,0,0,0,0,0,0,0,0,0,0,0,0,0,0,0,0,0,0,0,0,0,0,0,0,0]
["Duct Sealing Repair",1.1366918920863585,4.0258432565548006,null,5769.3882120929884,18,null,2119.3978622881582,null,null,1,1000,1000,1000,0,0,0,0,0,0,0,0,0,0,0,0,0,0,0,0,0,0,0,0,0,0,0,0,0,0,0]
["Duct Sealing Repair",6.7890119696310265,24.044772595714459,null,34458.278362006371,18,null,8352.6530883649029,null,null,1,1000,1000,1000,0,0,0,0,0,0,0,0,0,0,0,0,0,0,0,0,0,0,0,0,0,0,0,0,0,0,0]
["Duct Sealing Repair",49.774698006257964,176.2879930002363,null,252636.23145116604,18,null,23062.073212799416,null,null,1,1000,1000,1000,0,0,0,0,0,0,0,0,0,0,0,0,0,0,0,0,0,0,0,0,0,0,0,0,0,0,0]
["Duct Sealing Repair",5.5221640890299861,19.557953403367339,null,28028.271004920956,18,null,2269.3314828143953,null,null,1,1000,1000,1000,0,0,0,0,0,0,0,0,0,0,0,0,0,0,0,0,0,0,0,0,0,0,0,0,0,0,0]
["Duct Sealing Repair",3.9353511733791806,13.937907971212958,null,19974.250567114286,18,null,1767.1536031369981,null,null,1,1000,1000,1000,0,0,0,0,0,0,0,0,0,0,0,0,0,0,0,0,0,0,0,0,0,0,0,0,0,0,0]
["Duct Sealing Repair",2.8516537791786876,10.099756334026292,null,14473.840988138238,18,null,558.77682727903778,null,null,1,1000,1000,1000,0,0,0,0,0,0,0,0,0,0,0,0,0,0,0,0,0,0,0,0,0,0,0,0,0,0,0]
["Duct Sealing Repair",0.46239699624394698,1.6376802211222792,null,2346.9400969689996,18,null,1767.0391701296717,null,null,1,1000,1000,1000,0,0,0,0,0,0,0,0,0,0,0,0,0,0,0,0,0,0,0,0,0,0,0,0,0,0,0]
["Duct Sealing Repair",1.1366918920863585,4.0258432565548006,null,5769.3882120929884,18,null,2119.3978622881582,null,null,1,1000,1000,1000,0,0,0,0,0,0,0,0,0,0,0,0,0,0,0,0,0,0,0,0,0,0,0,0,0,0,0]
["Duct Sealing Repair",4.7769145502333847,16.918488961769182,null,24245.685825828125,18,null,2213.2842086740229,null,null,1,1000,1000,1000,0,0,0,0,0,0,0,0,0,0,0,0,0,0,0,0,0,0,0,0,0,0,0,0,0,0,0]
["Duct Sealing Repair",5.5221640890299861,19.557953403367339,null,28028.271004920956,18,null,2269.3314828143953,null,null,1,1000,1000,1000,0,0,0,0,0,0,0,0,0,0,0,0,0,0,0,0,0,0,0,0,0,0,0,0,0,0,0]
["Duct Sealing Repair",3.9353511733791806,13.937907971212958,null,19974.250567114286,18,null,1767.1536031369981,null,null,1,1000,1000,1000,0,0,0,0,0,0,0,0,0,0,0,0,0,0,0,0,0,0,0,0,0,0,0,0,0,0,0]
["Duct Sealing Repair",2.8516537791786876,10.099756334026292,null,14473.840988138238,18,null,558.77682727903778,null,null,1,1000,1000,1000,0,0,0,0,0,0,0,0,0,0,0,0,0,0,0,0,0,0,0,0,0,0,0,0,0,0,0]
["Duct Sealing Repair",0.46239699624394698,1.6376802211222792,null,2346.9400969689996,18,null,1767.0391701296717,null,null,1,1000,1000,1000,0,0,0,0,0,0,0,0,0,0,0,0,0,0,0,0,0,0,0,0,0,0,0,0,0,0,0]
["ECM Motors on Furnaces",0,0,null,462.99483648881233,15,null,287,null,null,1,1000,1000,1000,0,0,0,0,0,0,0,0,0,0,0,0,0,0,0,0,0,0,0,0,0,0,0,0,0,0,0]
["ECM Motors on Furnaces",0,0,null,725.97590361445771,15,null,287,null,null,1,1000,1000,1000,0,0,0,0,0,0,0,0,0,0,0,0,0,0,0,0,0,0,0,0,0,0,0,0,0,0,0]
["ECM Motors on Furnaces",0,0.1260367983426392,null,825.98278829604124,15,null,287,null,null,1,1000,1000,1000,0,0,0,0,0,0,0,0,0,0,0,0,0,0,0,0,0,0,0,0,0,0,0,0,0,0,0]
["ECM Motors on Furnaces",0,0,null,255.57314974182441,15,null,287,null,null,1,1000,1000,1000,0,0,0,0,0,0,0,0,0,0,0,0,0,0,0,0,0,0,0,0,0,0,0,0,0,0,0]
["ECM Motors on Furnaces",0,0,null,270.38898450946641,15,null,287,null,null,1,1000,1000,1000,0,0,0,0,0,0,0,0,0,0,0,0,0,0,0,0,0,0,0,0,0,0,0,0,0,0,0]
["ECM Motors on Furnaces",0,0,null,985.25301204819266,15,null,287,null,null,1,1000,1000,1000,0,0,0,0,0,0,0,0,0,0,0,0,0,0,0,0,0,0,0,0,0,0,0,0,0,0,0]
["ECM Motors on Furnaces",0,0,null,255.57314974182441,15,null,287,null,null,1,1000,1000,1000,0,0,0,0,0,0,0,0,0,0,0,0,0,0,0,0,0,0,0,0,0,0,0,0,0,0,0]
["ECM Motors on Furnaces",0,9.0907660509113405E-2,null,796.35111876075712,15,null,287,null,null,1,1000,1000,1000,0,0,0,0,0,0,0,0,0,0,0,0,0,0,0,0,0,0,0,0,0,0,0,0,0,0,0]
["ECM Motors on Furnaces",0,0,null,725.97590361445771,15,null,287,null,null,1,1000,1000,1000,0,0,0,0,0,0,0,0,0,0,0,0,0,0,0,0,0,0,0,0,0,0,0,0,0,0,0]
["ECM Motors on Furnaces",0,0,null,255.57314974182441,15,null,287,null,null,1,1000,1000,1000,0,0,0,0,0,0,0,0,0,0,0,0,0,0,0,0,0,0,0,0,0,0,0,0,0,0,0]
["ECM Motors on Furnaces",0,0,null,270.38898450946641,15,null,287,null,null,1,1000,1000,1000,0,0,0,0,0,0,0,0,0,0,0,0,0,0,0,0,0,0,0,0,0,0,0,0,0,0,0]
["ECM Motors on Furnaces",0,0,null,985.25301204819266,15,null,287,null,null,1,1000,1000,1000,0,0,0,0,0,0,0,0,0,0,0,0,0,0,0,0,0,0,0,0,0,0,0,0,0,0,0]
["ECM Motors on Furnaces",0,0,null,255.57314974182441,15,null,287,null,null,1,1000,1000,1000,0,0,0,0,0,0,0,0,0,0,0,0,0,0,0,0,0,0,0,0,0,0,0,0,0,0,0]
["Energy Recovery Ventilation System (ERV)",17.457924291260802,14.885142626041301,null,9701.2996318481237,15,null,28270.180722771111,null,null,1,1000,1000,1000,0,0,0,0,0,0,0,0,0,0,0,0,0,0,0,0,0,0,0,0,0,0,0,0,0,0,0]
["Energy Recovery Ventilation System (ERV)",30.472883151892024,25.982081510667697,null,16933.660907831272,15,null,120724.59320040126,null,null,1,1000,1000,1000,0,0,0,0,0,0,0,0,0,0,0,0,0,0,0,0,0,0,0,0,0,0,0,0,0,0,0]
["Energy Recovery Ventilation System (ERV)",28.897532207916825,24.63889069966859,null,16058.244605306198,15,null,202832.01206318167,null,null,1,1000,1000,1000,0,0,0,0,0,0,0,0,0,0,0,0,0,0,0,0,0,0,0,0,0,0,0,0,0,0,0]
["Energy Recovery Ventilation System (ERV)",335.84287197937368,286.34956630295233,null,186626.55857221704,15,null,1731577.3663591626,null,null,1,1000,1000,1000,0,0,0,0,0,0,0,0,0,0,0,0,0,0,0,0,0,0,0,0,0,0,0,0,0,0,0]
["Energy Recovery Ventilation System (ERV)",9.9808608494543787,8.5099771769070234,null,5546.3249850848279,15,null,68663.075742926754,null,null,1,1000,1000,1000,0,0,0,0,0,0,0,0,0,0,0,0,0,0,0,0,0,0,0,0,0,0,0,0,0,0,0]
["Energy Recovery Ventilation System (ERV)",30.604643723159246,26.094424470980744,null,17006.87973729811,15,null,312367.32915480778,null,null,1,1000,1000,1000,0,0,0,0,0,0,0,0,0,0,0,0,0,0,0,0,0,0,0,0,0,0,0,0,0,0,0]
["Energy Recovery Ventilation System (ERV)",44.638000558956357,38.059679591690511,null,24805.16074902541,15,null,455599.25936535827,null,null,1,1000,1000,1000,0,0,0,0,0,0,0,0,0,0,0,0,0,0,0,0,0,0,0,0,0,0,0,0,0,0,0]
["Energy Recovery Ventilation System (ERV)",17.457924291260802,14.885142626041301,null,9701.2996318481237,15,null,28270.180722771111,null,null,1,1000,1000,1000,0,0,0,0,0,0,0,0,0,0,0,0,0,0,0,0,0,0,0,0,0,0,0,0,0,0,0]
["Energy Recovery Ventilation System (ERV)",28.897532207916825,24.63889069966859,null,16058.244605306198,15,null,202832.01206318167,null,null,1,1000,1000,1000,0,0,0,0,0,0,0,0,0,0,0,0,0,0,0,0,0,0,0,0,0,0,0,0,0,0,0]
["Energy Recovery Ventilation System (ERV)",335.84287197937368,286.34956630295233,null,186626.55857221704,15,null,1731577.3663591626,null,null,1,1000,1000,1000,0,0,0,0,0,0,0,0,0,0,0,0,0,0,0,0,0,0,0,0,0,0,0,0,0,0,0]
["Energy Recovery Ventilation System (ERV)",9.9808608494543787,8.5099771769070234,null,5546.3249850848279,15,null,68663.075742926754,null,null,1,1000,1000,1000,0,0,0,0,0,0,0,0,0,0,0,0,0,0,0,0,0,0,0,0,0,0,0,0,0,0,0]
["Energy Recovery Ventilation System (ERV)",30.604643723159246,26.094424470980744,null,17006.87973729811,15,null,312367.32915480778,null,null,1,1000,1000,1000,0,0,0,0,0,0,0,0,0,0,0,0,0,0,0,0,0,0,0,0,0,0,0,0,0,0,0]
["Facility Commissioning",0,0,null,0,10,null,88082.523477302602,null,null,1,1000,1000,1000,0,0,0,0,0,0,0,0,0,0,0,0,0,0,0,0,0,0,0,0,0,0,0,0,0,0,0]
["Facility Commissioning",0,0,null,0,10,null,5465.5682730690814,null,null,1,1000,1000,1000,0,0,0,0,0,0,0,0,0,0,0,0,0,0,0,0,0,0,0,0,0,0,0,0,0,0,0]
["Facility Commissioning",0,0,null,0,10,null,23931.132000588164,null,null,1,1000,1000,1000,0,0,0,0,0,0,0,0,0,0,0,0,0,0,0,0,0,0,0,0,0,0,0,0,0,0,0]
["Facility Commissioning",0,0,null,0,10,null,39214.188998881786,null,null,1,1000,1000,1000,0,0,0,0,0,0,0,0,0,0,0,0,0,0,0,0,0,0,0,0,0,0,0,0,0,0,0]
["Facility Commissioning",0,0,null,0,10,null,5892.5556331243988,null,null,1,1000,1000,1000,0,0,0,0,0,0,0,0,0,0,0,0,0,0,0,0,0,0,0,0,0,0,0,0,0,0,0]
["Facility Commissioning",0,0,null,0,10,null,13274.861310299171,null,null,1,1000,1000,1000,0,0,0,0,0,0,0,0,0,0,0,0,0,0,0,0,0,0,0,0,0,0,0,0,0,0,0]
["Facility Commissioning",1.3944054573010181,0.13996517357734128,null,6489.3060894917398,10,null,22350.013820493299,null,null,1,1000,1000,1000,0,0,0,0,0,0,0,0,0,0,0,0,0,0,0,0,0,0,0,0,0,0,0,0,0,0,0]
["Facility Commissioning",7.1769347045239069,5.9242100655302536,null,38758.063670352203,10,null,88082.523477302602,null,null,1,1000,1000,1000,0,0,0,0,0,0,0,0,0,0,0,0,0,0,0,0,0,0,0,0,0,0,0,0,0,0,0]
["Facility Commissioning",52.618813917302198,43.434268232739036,null,284160.77671428391,10,null,243200.04478952111,null,null,1,1000,1000,1000,0,0,0,0,0,0,0,0,0,0,0,0,0,0,0,0,0,0,0,0,0,0,0,0,0,0,0]
["Facility Commissioning",6.7741626350495485,0.67996495860756523,null,31525.704814668294,10,null,23931.132000588164,null,null,1,1000,1000,1000,0,0,0,0,0,0,0,0,0,0,0,0,0,0,0,0,0,0,0,0,0,0,0,0,0,0,0]
["Facility Commissioning",3.4981876976020958,0.35113491971603733,null,16279.921029693603,10,null,5892.5556331243988,null,null,1,1000,1000,1000,0,0,0,0,0,0,0,0,0,0,0,0,0,0,0,0,0,0,0,0,0,0,0,0,0,0,0]
["Facility Commissioning",1.5279231985892809,0.1533671821088039,null,7110.673057801062,10,null,13274.861310299171,null,null,1,1000,1000,1000,0,0,0,0,0,0,0,0,0,0,0,0,0,0,0,0,0,0,0,0,0,0,0,0,0,0,0]
["Facility Energy Management System",3.8561934735257064,0.33159963161510908,null,18398.423131289012,15,null,14450.439970146532,null,null,1,1000,1000,1000,0,0,0,0,0,0,0,0,0,0,0,0,0,0,0,0,0,0,0,0,0,0,0,0,0,0,0]
["Facility Energy Management System",16.267873131998407,14.052622720000388,null,109886.51871208509,15,null,56949.907420669784,null,null,1,1000,1000,1000,0,0,0,0,0,0,0,0,0,0,0,0,0,0,0,0,0,0,0,0,0,0,0,0,0,0,0]
["Facility Energy Management System",119.27044406388464,103.02899085067962,null,805650.11646453268,15,null,157241.40826908694,null,null,1,1000,1000,1000,0,0,0,0,0,0,0,0,0,0,0,0,0,0,0,0,0,0,0,0,0,0,0,0,0,0,0]
["Facility Energy Management System",18.733777613753912,1.6109445229158734,null,89381.398975861463,15,null,15472.714655552692,null,null,1,1000,1000,1000,0,0,0,0,0,0,0,0,0,0,0,0,0,0,0,0,0,0,0,0,0,0,0,0,0,0,0]
["Facility Energy Management System",13.350561940371909,1.1480340526675881,null,63697.34540182889,15,null,12048.774566843169,null,null,1,1000,1000,1000,0,0,0,0,0,0,0,0,0,0,0,0,0,0,0,0,0,0,0,0,0,0,0,0,0,0,0]
["Facility Energy Management System",12.045056887482334,5.5381985733047561,null,46156.687857887548,15,null,3809.8420041752579,null,null,1,1000,1000,1000,0,0,0,0,0,0,0,0,0,0,0,0,0,0,0,0,0,0,0,0,0,0,0,0,0,0,0]
["Facility Energy Management System",1.5686680718376871,0.13489202715551787,null,7484.3285577747447,15,null,12047.994341793215,null,null,1,1000,1000,1000,0,0,0,0,0,0,0,0,0,0,0,0,0,0,0,0,0,0,0,0,0,0,0,0,0,0,0]
["Facility Energy Management System",3.8561934735257064,0.33159963161510908,null,18398.423131289012,15,null,14450.439970146532,null,null,1,1000,1000,1000,0,0,0,0,0,0,0,0,0,0,0,0,0,0,0,0,0,0,0,0,0,0,0,0,0,0,0]
["Facility Energy Management System",16.205540694275626,1.3935377882978082,null,77318.837037500227,15,null,15090.574150050157,null,null,1,1000,1000,1000,0,0,0,0,0,0,0,0,0,0,0,0,0,0,0,0,0,0,0,0,0,0,0,0,0,0,0]
["Facility Energy Management System",119.27044406388464,103.02899085067962,null,805650.11646453268,15,null,157241.40826908694,null,null,1,1000,1000,1000,0,0,0,0,0,0,0,0,0,0,0,0,0,0,0,0,0,0,0,0,0,0,0,0,0,0,0]
["Facility Energy Management System",178.60191638246587,15.358236064859463,null,852134.01563571743,15,null,216520.00619740272,null,null,1,1000,1000,1000,0,0,0,0,0,0,0,0,0,0,0,0,0,0,0,0,0,0,0,0,0,0,0,0,0,0,0]
["Facility Energy Management System",12.045056887482334,5.5381985733047561,null,46156.687857887548,15,null,3809.8420041752579,null,null,1,1000,1000,1000,0,0,0,0,0,0,0,0,0,0,0,0,0,0,0,0,0,0,0,0,0,0,0,0,0,0,0]
["Facility Energy Management System",1.5686680718376871,0.13489202715551787,null,7484.3285577747447,15,null,12047.994341793215,null,null,1,1000,1000,1000,0,0,0,0,0,0,0,0,0,0,0,0,0,0,0,0,0,0,0,0,0,0,0,0,0,0,0]
["Floor Insulation",1.3945878923891001E-6,3.1437094835403633E-5,null,6.9693171526652872E-2,20,null,1.3958035547240411,null,null,1,1000,1000,1000,0,0,0,0,0,0,0,0,0,0,0,0,0,0,0,0,0,0,0,0,0,0,0,0,0,0,0]
["Floor Insulation",1.3945878923891001E-6,3.1437094835403633E-5,null,6.9693171526652872E-2,20,null,1.3958035547240411,null,null,1,1000,1000,1000,0,0,0,0,0,0,0,0,0,0,0,0,0,0,0,0,0,0,0,0,0,0,0,0,0,0,0]
["Floor Insulation",2.8823765581502505E-5,1.6978142427266882E-5,null,6.9693171526652872E-2,20,null,1.3958035547240411,null,null,1,1000,1000,1000,0,0,0,0,0,0,0,0,0,0,0,0,0,0,0,0,0,0,0,0,0,0,0,0,0,0,0]
["Floor Insulation",1.3945878923891001E-6,3.1437094835403633E-5,null,6.9693171526652872E-2,20,null,1.3958035547240411,null,null,1,1000,1000,1000,0,0,0,0,0,0,0,0,0,0,0,0,0,0,0,0,0,0,0,0,0,0,0,0,0,0,0]
["Floor Insulation",1.3945878923891001E-6,3.1437094835403633E-5,null,6.9693171526652872E-2,20,null,1.3958035547240411,null,null,1,1000,1000,1000,0,0,0,0,0,0,0,0,0,0,0,0,0,0,0,0,0,0,0,0,0,0,0,0,0,0,0]
["Floor Insulation",1.3945878923891001E-6,3.1437094835403633E-5,null,6.9693171526652872E-2,20,null,1.3958035547240411,null,null,1,1000,1000,1000,0,0,0,0,0,0,0,0,0,0,0,0,0,0,0,0,0,0,0,0,0,0,0,0,0,0,0]
["Floor Insulation",7.9085937675226743E-6,1.4110752651930396E-5,null,6.9693171526652872E-2,20,null,1.3958035547240411,null,null,1,1000,1000,1000,0,0,0,0,0,0,0,0,0,0,0,0,0,0,0,0,0,0,0,0,0,0,0,0,0,0,0]
["Floor Insulation",1.4004002736510454E-5,3.2026643746577462E-5,null,6.8623342021472952E-2,20,null,1.3958035547240411,null,null,1,1000,1000,1000,0,0,0,0,0,0,0,0,0,0,0,0,0,0,0,0,0,0,0,0,0,0,0,0,0,0,0]
["Floor Insulation",1.3731801813872559E-6,3.0954517692258523E-5,null,6.8623342021472952E-2,20,null,1.3958035547240411,null,null,1,1000,1000,1000,0,0,0,0,0,0,0,0,0,0,0,0,0,0,0,0,0,0,0,0,0,0,0,0,0,0,0]
["Floor Insulation",2.8381304516896082E-5,1.6717518361609447E-5,null,6.8623342021472952E-2,20,null,1.3958035547240411,null,null,1,1000,1000,1000,0,0,0,0,0,0,0,0,0,0,0,0,0,0,0,0,0,0,0,0,0,0,0,0,0,0,0]
["Floor Insulation",1.3731801813872559E-6,3.0954517692258523E-5,null,6.8623342021472952E-2,20,null,1.3958035547240411,null,null,1,1000,1000,1000,0,0,0,0,0,0,0,0,0,0,0,0,0,0,0,0,0,0,0,0,0,0,0,0,0,0,0]
["Floor Insulation",1.4004002736510454E-5,3.2026643746577462E-5,null,6.8623342021472952E-2,20,null,1.3958035547240411,null,null,1,1000,1000,1000,0,0,0,0,0,0,0,0,0,0,0,0,0,0,0,0,0,0,0,0,0,0,0,0,0,0,0]
["Floor Insulation",7.7871923910084472E-6,1.3894144637161578E-5,null,6.8623342021472952E-2,20,null,1.3958035547240411,null,null,1,1000,1000,1000,0,0,0,0,0,0,0,0,0,0,0,0,0,0,0,0,0,0,0,0,0,0,0,0,0,0,0]
["Green Roof",6.8973172446981166E-5,0,null,0.16235862624354952,15,null,16.05231950078003,null,null,1,1000,1000,1000,0,0,0,0,0,0,0,0,0,0,0,0,0,0,0,0,0,0,0,0,0,0,0,0,0,0,0]
["Green Roof",6.8973172446981166E-5,0,null,0.16235862624354952,15,null,16.05231950078003,null,null,1,1000,1000,1000,0,0,0,0,0,0,0,0,0,0,0,0,0,0,0,0,0,0,0,0,0,0,0,0,0,0,0]
["Green Roof",9.1489914838500166E-5,0,null,0.16235862624354952,15,null,16.05231950078003,null,null,1,1000,1000,1000,0,0,0,0,0,0,0,0,0,0,0,0,0,0,0,0,0,0,0,0,0,0,0,0,0,0,0]
["Green Roof",2.0948849832049713E-5,0,null,0.16235862624354952,15,null,16.05231950078003,null,null,1,1000,1000,1000,0,0,0,0,0,0,0,0,0,0,0,0,0,0,0,0,0,0,0,0,0,0,0,0,0,0,0]
["Green Roof",6.8973172446981166E-5,0,null,0.16235862624354952,15,null,16.05231950078003,null,null,1,1000,1000,1000,0,0,0,0,0,0,0,0,0,0,0,0,0,0,0,0,0,0,0,0,0,0,0,0,0,0,0]
["Green Roof",6.8973172446981166E-5,0,null,0.16235862624354952,15,null,16.05231950078003,null,null,1,1000,1000,1000,0,0,0,0,0,0,0,0,0,0,0,0,0,0,0,0,0,0,0,0,0,0,0,0,0,0,0]
["Green Roof",6.7634576634980918E-5,0,null,0.15920765363461536,15,null,16.05231950078003,null,null,1,1000,1000,1000,0,0,0,0,0,0,0,0,0,0,0,0,0,0,0,0,0,0,0,0,0,0,0,0,0,0,0]
["Green Roof",6.7634576634980918E-5,0,null,0.15920765363461536,15,null,16.05231950078003,null,null,1,1000,1000,1000,0,0,0,0,0,0,0,0,0,0,0,0,0,0,0,0,0,0,0,0,0,0,0,0,0,0,0]
["Green Roof",6.7634576634980918E-5,0,null,0.15920765363461536,15,null,16.05231950078003,null,null,1,1000,1000,1000,0,0,0,0,0,0,0,0,0,0,0,0,0,0,0,0,0,0,0,0,0,0,0,0,0,0,0]
["Green Roof",8.9714325685525995E-5,0,null,0.15920765363461536,15,null,16.05231950078003,null,null,1,1000,1000,1000,0,0,0,0,0,0,0,0,0,0,0,0,0,0,0,0,0,0,0,0,0,0,0,0,0,0,0]
["Green Roof",6.7634576634980918E-5,0,null,0.15920765363461536,15,null,16.05231950078003,null,null,1,1000,1000,1000,0,0,0,0,0,0,0,0,0,0,0,0,0,0,0,0,0,0,0,0,0,0,0,0,0,0,0]
["Green Roof",2.0542285342458348E-5,0,null,0.15920765363461536,15,null,16.05231950078003,null,null,1,1000,1000,1000,0,0,0,0,0,0,0,0,0,0,0,0,0,0,0,0,0,0,0,0,0,0,0,0,0,0,0]
["Hotel Card Energy Control Systems",0,0,null,0,15,null,260,null,null,1,1000,1000,1000,0,0,0,0,0,0,0,0,0,0,0,0,0,0,0,0,0,0,0,0,0,0,0,0,0,0,0]
["Hotel Card Energy Control Systems",0,0,null,0,15,null,260,null,null,1,1000,1000,1000,0,0,0,0,0,0,0,0,0,0,0,0,0,0,0,0,0,0,0,0,0,0,0,0,0,0,0]
["Hotel Card Energy Control Systems",0,0,null,0,15,null,260,null,null,1,1000,1000,1000,0,0,0,0,0,0,0,0,0,0,0,0,0,0,0,0,0,0,0,0,0,0,0,0,0,0,0]
["Hotel Card Energy Control Systems",4.4883249316444562E-3,-1.6893072205057251E-2,null,561.41999999999996,15,null,260,null,null,1,1000,1000,1000,0,0,0,0,0,0,0,0,0,0,0,0,0,0,0,0,0,0,0,0,0,0,0,0,0,0,0]
["Hotel Card Energy Control Systems",0,0,null,0,15,null,260,null,null,1,1000,1000,1000,0,0,0,0,0,0,0,0,0,0,0,0,0,0,0,0,0,0,0,0,0,0,0,0,0,0,0]
["Hotel Card Energy Control Systems",0,0,null,0,15,null,260,null,null,1,1000,1000,1000,0,0,0,0,0,0,0,0,0,0,0,0,0,0,0,0,0,0,0,0,0,0,0,0,0,0,0]
["Hotel Card Energy Control Systems",0,0,null,0,15,null,260,null,null,1,1000,1000,1000,0,0,0,0,0,0,0,0,0,0,0,0,0,0,0,0,0,0,0,0,0,0,0,0,0,0,0]
["Hotel Card Energy Control Systems",0,0,null,0,15,null,260,null,null,1,1000,1000,1000,0,0,0,0,0,0,0,0,0,0,0,0,0,0,0,0,0,0,0,0,0,0,0,0,0,0,0]
["Hotel Card Energy Control Systems",0,0,null,0,15,null,260,null,null,1,1000,1000,1000,0,0,0,0,0,0,0,0,0,0,0,0,0,0,0,0,0,0,0,0,0,0,0,0,0,0,0]
["Hotel Card Energy Control Systems",0,0,null,0,15,null,260,null,null,1,1000,1000,1000,0,0,0,0,0,0,0,0,0,0,0,0,0,0,0,0,0,0,0,0,0,0,0,0,0,0,0]
["Hotel Card Energy Control Systems",0,0,null,0,15,null,260,null,null,1,1000,1000,1000,0,0,0,0,0,0,0,0,0,0,0,0,0,0,0,0,0,0,0,0,0,0,0,0,0,0,0]
["Hotel Card Energy Control Systems",0,0,null,0,15,null,260,null,null,1,1000,1000,1000,0,0,0,0,0,0,0,0,0,0,0,0,0,0,0,0,0,0,0,0,0,0,0,0,0,0,0]
["Hotel Card Energy Control Systems",0,0,null,0,15,null,260,null,null,1,1000,1000,1000,0,0,0,0,0,0,0,0,0,0,0,0,0,0,0,0,0,0,0,0,0,0,0,0,0,0,0]
["HVAC tune-up",6.9331038683162954E-2,2.3434250078049737E-2,null,183.44567363293345,5,null,52.5,null,null,1,1000,1000,1000,0,0,0,0,0,0,0,0,0,0,0,0,0,0,0,0,0,0,0,0,0,0,0,0,0,0,0]
["HVAC tune-up",0.12881228842237308,4.3539220489838611E-2,null,340.82941018422252,5,null,52.5,null,null,1,1000,1000,1000,0,0,0,0,0,0,0,0,0,0,0,0,0,0,0,0,0,0,0,0,0,0,0,0,0,0,0]
["HVAC tune-up",1.7732838166934942E-2,3.2281114144545489E-3,null,89.31906592058688,5,null,52.5,null,null,1,1000,1000,1000,0,0,0,0,0,0,0,0,0,0,0,0,0,0,0,0,0,0,0,0,0,0,0,0,0,0,0]
["HVAC tune-up",3.6947599070200149E-2,6.7259941794088418E-3,null,186.10247304416902,5,null,52.5,null,null,1,1000,1000,1000,0,0,0,0,0,0,0,0,0,0,0,0,0,0,0,0,0,0,0,0,0,0,0,0,0,0,0]
["HVAC tune-up",5.319851450080483E-2,9.6843342433636462E-3,null,267.95719776176065,5,null,52.5,null,null,1,1000,1000,1000,0,0,0,0,0,0,0,0,0,0,0,0,0,0,0,0,0,0,0,0,0,0,0,0,0,0,0]
["HVAC tune-up",7.9621950409608754E-3,1.44944945946472E-3,null,40.105019683889587,5,null,52.5,null,null,1,1000,1000,1000,0,0,0,0,0,0,0,0,0,0,0,0,0,0,0,0,0,0,0,0,0,0,0,0,0,0,0]
["HVAC tune-up",3.2828356209892315E-2,5.9761212729349811E-3,null,165.35413478499586,5,null,52.5,null,null,1,1000,1000,1000,0,0,0,0,0,0,0,0,0,0,0,0,0,0,0,0,0,0,0,0,0,0,0,0,0,0,0]
["HVAC tune-up",0.12637431059064741,1.5344137010438024E-2,null,359.80654883590529,5,null,52.5,null,null,1,1000,1000,1000,0,0,0,0,0,0,0,0,0,0,0,0,0,0,0,0,0,0,0,0,0,0,0,0,0,0,0]
["HVAC tune-up",0.12881228842237308,4.3539220489838611E-2,null,340.82941018422252,5,null,52.5,null,null,1,1000,1000,1000,0,0,0,0,0,0,0,0,0,0,0,0,0,0,0,0,0,0,0,0,0,0,0,0,0,0,0]
["HVAC tune-up",1.833565419527268E-2,3.3378489129629193E-3,null,92.355408104856139,5,null,52.5,null,null,1,1000,1000,1000,0,0,0,0,0,0,0,0,0,0,0,0,0,0,0,0,0,0,0,0,0,0,0,0,0,0,0]
["HVAC tune-up",3.6947599070200149E-2,6.7259941794088418E-3,null,186.10247304416902,5,null,52.5,null,null,1,1000,1000,1000,0,0,0,0,0,0,0,0,0,0,0,0,0,0,0,0,0,0,0,0,0,0,0,0,0,0,0]
["HVAC tune-up",3.6244313703806132E-2,6.5979670978157439E-3,null,182.56007382918824,5,null,52.5,null,null,1,1000,1000,1000,0,0,0,0,0,0,0,0,0,0,0,0,0,0,0,0,0,0,0,0,0,0,0,0,0,0,0]
["HVAC tune-up_RTU",0.32885190453512436,0.11115364656134227,null,870.12195834258148,5,null,350,null,null,1,1000,1000,1000,0,0,0,0,0,0,0,0,0,0,0,0,0,0,0,0,0,0,0,0,0,0,0,0,0,0,0]
["HVAC tune-up_RTU",0.59942031031680221,7.2780514689676001E-2,null,1706.6392065698635,5,null,350,null,null,1,1000,1000,1000,0,0,0,0,0,0,0,0,0,0,0,0,0,0,0,0,0,0,0,0,0,0,0,0,0,0,0]
["HVAC tune-up_RTU",0.61098415918456905,0.2065158095422456,null,1616.6265901895963,5,null,350,null,null,1,1000,1000,1000,0,0,0,0,0,0,0,0,0,0,0,0,0,0,0,0,0,0,0,0,0,0,0,0,0,0,0]
["HVAC tune-up_RTU",8.69699187771895E-2,1.5832129345336309E-2,null,438.06139971729965,5,null,350,null,null,1,1000,1000,1000,0,0,0,0,0,0,0,0,0,0,0,0,0,0,0,0,0,0,0,0,0,0,0,0,0,0,0]
["HVAC tune-up_RTU",0.17525034317978871,3.1902825023273573E-2,null,882.72372463581894,5,null,350,null,null,1,1000,1000,1000,0,0,0,0,0,0,0,0,0,0,0,0,0,0,0,0,0,0,0,0,0,0,0,0,0,0,0]
["HVAC tune-up_RTU",0.1719145106787458,3.1295565267562039E-2,null,865.92136957816899,5,null,350,null,null,1,1000,1000,1000,0,0,0,0,0,0,0,0,0,0,0,0,0,0,0,0,0,0,0,0,0,0,0,0,0,0,0]
["HVAC tune-up_RTU",3.7766389386806945E-2,6.8750479485912451E-3,null,190.22666261696435,5,null,350,null,null,1,1000,1000,1000,0,0,0,0,0,0,0,0,0,0,0,0,0,0,0,0,0,0,0,0,0,0,0,0,0,0,0]
["HVAC tune-up_RTU",8.6016823776891529E-2,1.5658626557990156E-2,null,433.2607268436854,5,null,350,null,null,1,1000,1000,1000,0,0,0,0,0,0,0,0,0,0,0,0,0,0,0,0,0,0,0,0,0,0,0,0,0,0,0]
["HVAC tune-up_RTU",0.59942031031680221,7.2780514689676001E-2,null,1706.6392065698635,5,null,350,null,null,1,1000,1000,1000,0,0,0,0,0,0,0,0,0,0,0,0,0,0,0,0,0,0,0,0,0,0,0,0,0,0,0]
["HVAC tune-up_RTU",0.45504516525104632,5.5250749372366542E-2,null,1295.5815917666437,5,null,350,null,null,1,1000,1000,1000,0,0,0,0,0,0,0,0,0,0,0,0,0,0,0,0,0,0,0,0,0,0,0,0,0,0,0]
["HVAC tune-up_RTU",8.69699187771895E-2,1.5832129345336309E-2,null,438.06139971729965,5,null,350,null,null,1,1000,1000,1000,0,0,0,0,0,0,0,0,0,0,0,0,0,0,0,0,0,0,0,0,0,0,0,0,0,0,0]
["HVAC tune-up_RTU",0.19776721256182819,3.6001828374326403E-2,null,996.13962127495552,5,null,350,null,null,1,1000,1000,1000,0,0,0,0,0,0,0,0,0,0,0,0,0,0,0,0,0,0,0,0,0,0,0,0,0,0,0]
["HVAC tune-up_RTU",0.1719145106787458,3.1295565267562039E-2,null,865.92136957816899,5,null,350,null,null,1,1000,1000,1000,0,0,0,0,0,0,0,0,0,0,0,0,0,0,0,0,0,0,0,0,0,0,0,0,0,0,0]
["Infiltration Reduction - Air Sealing",3.663355033094322E-6,1.0878139089274525E-5,null,1.656151078964806E-2,11,null,0.26200000000000001,null,null,1,1000,1000,1000,0,0,0,0,0,0,0,0,0,0,0,0,0,0,0,0,0,0,0,0,0,0,0,0,0,0,0]
["Infiltration Reduction - Air Sealing",3.6759191304998214E-6,1.0915447512256606E-5,null,1.6618311299798891E-2,11,null,0.26200000000000001,null,null,1,1000,1000,1000,0,0,0,0,0,0,0,0,0,0,0,0,0,0,0,0,0,0,0,0,0,0,0,0,0,0,0]
["Infiltration Reduction - Air Sealing",1.7252578068084076E-5,5.1230618429757195E-5,null,7.7996469149885728E-2,11,null,0.26200000000000001,null,null,1,1000,1000,1000,0,0,0,0,0,0,0,0,0,0,0,0,0,0,0,0,0,0,0,0,0,0,0,0,0,0,0]
["Infiltration Reduction - Air Sealing",4.5841795851101414E-6,1.361247891251193E-5,null,2.0724428556507645E-2,11,null,0.26200000000000001,null,null,1,1000,1000,1000,0,0,0,0,0,0,0,0,0,0,0,0,0,0,0,0,0,0,0,0,0,0,0,0,0,0,0]
["Infiltration Reduction - Air Sealing",1.0809735050531512E-5,3.2098936722101798E-5,null,4.8869285683565633E-2,11,null,0.26200000000000001,null,null,1,1000,1000,1000,0,0,0,0,0,0,0,0,0,0,0,0,0,0,0,0,0,0,0,0,0,0,0,0,0,0,0]
["Infiltration Reduction - Air Sealing",2.4687025241704192E-6,7.3306816252765534E-6,null,1.1160655497795184E-2,11,null,0.26200000000000001,null,null,1,1000,1000,1000,0,0,0,0,0,0,0,0,0,0,0,0,0,0,0,0,0,0,0,0,0,0,0,0,0,0,0]
["Infiltration Reduction - Air Sealing",3.6071224296864068E-6,1.0711159346471212E-5,null,1.6307291130440323E-2,11,null,0.26200000000000001,null,null,1,1000,1000,1000,0,0,0,0,0,0,0,0,0,0,0,0,0,0,0,0,0,0,0,0,0,0,0,0,0,0,0]
["Infiltration Reduction - Air Sealing",2.511085484421449E-5,7.456535584955821E-5,null,0.11352262876046415,11,null,0.26200000000000001,null,null,1,1000,1000,1000,0,0,0,0,0,0,0,0,0,0,0,0,0,0,0,0,0,0,0,0,0,0,0,0,0,0,0]
["Infiltration Reduction - Air Sealing",2.2582053091489963E-5,6.7056212742535112E-5,null,0.10209027313719472,11,null,0.26200000000000001,null,null,1,1000,1000,1000,0,0,0,0,0,0,0,0,0,0,0,0,0,0,0,0,0,0,0,0,0,0,0,0,0,0,0]
["Infiltration Reduction - Air Sealing",1.6987750506599486E-5,5.0444226987355988E-5,null,7.679922114162524E-2,11,null,0.26200000000000001,null,null,1,1000,1000,1000,0,0,0,0,0,0,0,0,0,0,0,0,0,0,0,0,0,0,0,0,0,0,0,0,0,0,0]
["Infiltration Reduction - Air Sealing",2.4365491166091412E-5,7.2352037814732805E-5,null,0.1101529448270398,11,null,0.26200000000000001,null,null,1,1000,1000,1000,0,0,0,0,0,0,0,0,0,0,0,0,0,0,0,0,0,0,0,0,0,0,0,0,0,0,0]
["Infiltration Reduction - Air Sealing",1.0643805311658309E-5,3.160621713521942E-5,null,4.8119140765629342E-2,11,null,0.26200000000000001,null,null,1,1000,1000,1000,0,0,0,0,0,0,0,0,0,0,0,0,0,0,0,0,0,0,0,0,0,0,0,0,0,0,0]
["Low U-Value Windows",0.12991041349481838,1.4525513686547613E-3,null,349.5006285,25,null,360,null,null,1,1000,1000,1000,0,0,0,0,0,0,0,0,0,0,0,0,0,0,0,0,0,0,0,0,0,0,0,0,0,0,0]
["Low U-Value Windows",0.12991041349481838,1.4525513686547613E-3,null,349.5006285,25,null,360,null,null,1,1000,1000,1000,0,0,0,0,0,0,0,0,0,0,0,0,0,0,0,0,0,0,0,0,0,0,0,0,0,0,0]
["Low U-Value Windows",0.12991041349481838,1.4525513686547613E-3,null,349.5006285,25,null,360,null,null,1,1000,1000,1000,0,0,0,0,0,0,0,0,0,0,0,0,0,0,0,0,0,0,0,0,0,0,0,0,0,0,0]
["Low U-Value Windows",0.15422158158936058,-3.4706854060847163E-2,null,349.5006285,25,null,360,null,null,1,1000,1000,1000,0,0,0,0,0,0,0,0,0,0,0,0,0,0,0,0,0,0,0,0,0,0,0,0,0,0,0]
["Low U-Value Windows",0.12991041349481838,1.4525513686547613E-3,null,349.5006285,25,null,360,null,null,1,1000,1000,1000,0,0,0,0,0,0,0,0,0,0,0,0,0,0,0,0,0,0,0,0,0,0,0,0,0,0,0]
["Low U-Value Windows",0.12991041349481838,1.4525513686547613E-3,null,349.5006285,25,null,360,null,null,1,1000,1000,1000,0,0,0,0,0,0,0,0,0,0,0,0,0,0,0,0,0,0,0,0,0,0,0,0,0,0,0]
["Low U-Value Windows",1.6944836542802412E-2,1.8946322199844731E-4,null,45.587038500000041,25,null,360,null,null,1,1000,1000,1000,0,0,0,0,0,0,0,0,0,0,0,0,0,0,0,0,0,0,0,0,0,0,0,0,0,0,0]
["Low U-Value Windows",1.6944836542802412E-2,1.8946322199844731E-4,null,45.587038500000041,25,null,360,null,null,1,1000,1000,1000,0,0,0,0,0,0,0,0,0,0,0,0,0,0,0,0,0,0,0,0,0,0,0,0,0,0,0]
["Low U-Value Windows",1.6944836542802412E-2,1.8946322199844731E-4,null,45.587038500000041,25,null,360,null,null,1,1000,1000,1000,0,0,0,0,0,0,0,0,0,0,0,0,0,0,0,0,0,0,0,0,0,0,0,0,0,0,0]
["Low U-Value Windows",1.6944836542802412E-2,1.8946322199844731E-4,null,45.587038500000041,25,null,360,null,null,1,1000,1000,1000,0,0,0,0,0,0,0,0,0,0,0,0,0,0,0,0,0,0,0,0,0,0,0,0,0,0,0]
["Low U-Value Windows",1.6944836542802412E-2,1.8946322199844731E-4,null,45.587038500000041,25,null,360,null,null,1,1000,1000,1000,0,0,0,0,0,0,0,0,0,0,0,0,0,0,0,0,0,0,0,0,0,0,0,0,0,0,0]
["Low U-Value Windows",1.6944836542802412E-2,1.8946322199844731E-4,null,45.587038500000041,25,null,360,null,null,1,1000,1000,1000,0,0,0,0,0,0,0,0,0,0,0,0,0,0,0,0,0,0,0,0,0,0,0,0,0,0,0]
["Low U-Value Windows",1.5693964321785096E-2,-2.650143256713984E-3,null,45.587038500000041,25,null,360,null,null,1,1000,1000,1000,0,0,0,0,0,0,0,0,0,0,0,0,0,0,0,0,0,0,0,0,0,0,0,0,0,0,0]
["Programmable Thermostat",2.0551434379764311E-2,-0.28439689532863799,null,1730.8164636278966,11,null,2799.84,null,null,1,1000,1000,1000,0,0,0,0,0,0,0,0,0,0,0,0,0,0,0,0,0,0,0,0,0,0,0,0,0,0,0]
["Programmable Thermostat",8.6366804056876523E-2,-1.1951696645280188,null,7273.7057477484377,11,null,2974.83,null,null,1,1000,1000,1000,0,0,0,0,0,0,0,0,0,0,0,0,0,0,0,0,0,0,0,0,0,0,0,0,0,0,0]
["Programmable Thermostat",6.3351177253731343,1.8715754466947017,null,75790.869435349814,11,null,29398.32,null,null,1,1000,1000,1000,0,0,0,0,0,0,0,0,0,0,0,0,0,0,0,0,0,0,0,0,0,0,0,0,0,0,0]
["Programmable Thermostat",7.115130490865347E-2,-0.98461303676820977,null,5992.2751701342859,11,null,2274.87,null,null,1,1000,1000,1000,0,0,0,0,0,0,0,0,0,0,0,0,0,0,0,0,0,0,0,0,0,0,0,0,0,0,0]
["Programmable Thermostat",1.6091133011980907,-3.0534646256008642E-3,null,4342.1522964414708,11,null,874.95,null,null,1,1000,1000,1000,0,0,0,0,0,0,0,0,0,0,0,0,0,0,0,0,0,0,0,0,0,0,0,0,0,0,0]
["Programmable Thermostat",8.3601559858629028E-3,-0.1156903388302479,null,704.08202909069973,11,null,2274.87,null,null,1,1000,1000,1000,0,0,0,0,0,0,0,0,0,0,0,0,0,0,0,0,0,0,0,0,0,0,0,0,0,0,0]
["Programmable Thermostat",2.0551434379764311E-2,-0.28439689532863799,null,1730.8164636278966,11,null,2799.84,null,null,1,1000,1000,1000,0,0,0,0,0,0,0,0,0,0,0,0,0,0,0,0,0,0,0,0,0,0,0,0,0,0,0]
["Programmable Thermostat",8.6366804056876523E-2,-1.1951696645280188,null,7273.7057477484377,11,null,2974.83,null,null,1,1000,1000,1000,0,0,0,0,0,0,0,0,0,0,0,0,0,0,0,0,0,0,0,0,0,0,0,0,0,0,0]
["Programmable Thermostat",6.3351177253731343,1.8715754466947017,null,75790.869435349814,11,null,29398.32,null,null,1,1000,1000,1000,0,0,0,0,0,0,0,0,0,0,0,0,0,0,0,0,0,0,0,0,0,0,0,0,0,0,0]
["Programmable Thermostat",0.9518520244461075,-13.172012987633437,null,80163.803869137031,11,null,40422.69,null,null,1,1000,1000,1000,0,0,0,0,0,0,0,0,0,0,0,0,0,0,0,0,0,0,0,0,0,0,0,0,0,0,0]
["Programmable Thermostat",7.115130490865347E-2,-0.98461303676820977,null,5992.2751701342859,11,null,2274.87,null,null,1,1000,1000,1000,0,0,0,0,0,0,0,0,0,0,0,0,0,0,0,0,0,0,0,0,0,0,0,0,0,0,0]
["Programmable Thermostat",8.4156670610059076E-2,-1.1645851768994686,null,7087.5710339431143,11,null,7349.58,null,null,1,1000,1000,1000,0,0,0,0,0,0,0,0,0,0,0,0,0,0,0,0,0,0,0,0,0,0,0,0,0,0,0]
["Programmable Thermostat",8.3601559858629028E-3,-0.1156903388302479,null,704.08202909069973,11,null,2274.87,null,null,1,1000,1000,1000,0,0,0,0,0,0,0,0,0,0,0,0,0,0,0,0,0,0,0,0,0,0,0,0,0,0,0]
["Roof Insulation",5.421163404513241E-5,1.2398003079196196E-4,null,0.26565144085005021,25,null,0.67999999999999994,null,null,1,1000,1000,1000,0,0,0,0,0,0,0,0,0,0,0,0,0,0,0,0,0,0,0,0,0,0,0,0,0,0,0]
["Roof Insulation",5.3157902688288207E-6,1.1982966704235639E-4,null,0.26565144085005021,25,null,0.67999999999999994,null,null,1,1000,1000,1000,0,0,0,0,0,0,0,0,0,0,0,0,0,0,0,0,0,0,0,0,0,0,0,0,0,0,0]
["Roof Insulation",5.3157902688288207E-6,1.1982966704235639E-4,null,0.26565144085005021,25,null,0.67999999999999994,null,null,1,1000,1000,1000,0,0,0,0,0,0,0,0,0,0,0,0,0,0,0,0,0,0,0,0,0,0,0,0,0,0,0]
["Roof Insulation",5.3157902688288207E-6,1.1982966704235639E-4,null,0.26565144085005021,25,null,0.67999999999999994,null,null,1,1000,1000,1000,0,0,0,0,0,0,0,0,0,0,0,0,0,0,0,0,0,0,0,0,0,0,0,0,0,0,0]
["Roof Insulation",5.3157902688288207E-6,1.1982966704235639E-4,null,0.26565144085005021,25,null,0.67999999999999994,null,null,1,1000,1000,1000,0,0,0,0,0,0,0,0,0,0,0,0,0,0,0,0,0,0,0,0,0,0,0,0,0,0,0]
["Roof Insulation",3.0145411428674384E-5,5.378635655905566E-5,null,0.26565144085005021,25,null,0.67999999999999994,null,null,1,1000,1000,1000,0,0,0,0,0,0,0,0,0,0,0,0,0,0,0,0,0,0,0,0,0,0,0,0,0,0,0]
["Roof Insulation",2.6689727437639525E-5,6.1038433683677736E-5,null,0.13078677067364058,25,null,0.67999999999999994,null,null,1,1000,1000,1000,0,0,0,0,0,0,0,0,0,0,0,0,0,0,0,0,0,0,0,0,0,0,0,0,0,0,0]
["Roof Insulation",2.617094944464909E-6,5.8995107021511235E-5,null,0.13078677067364058,25,null,0.67999999999999994,null,null,1,1000,1000,1000,0,0,0,0,0,0,0,0,0,0,0,0,0,0,0,0,0,0,0,0,0,0,0,0,0,0,0]
["Roof Insulation",5.4090912157973251E-5,3.1861319716956284E-5,null,0.13078677067364058,25,null,0.67999999999999994,null,null,1,1000,1000,1000,0,0,0,0,0,0,0,0,0,0,0,0,0,0,0,0,0,0,0,0,0,0,0,0,0,0,0]
["Roof Insulation",2.617094944464909E-6,5.8995107021511235E-5,null,0.13078677067364058,25,null,0.67999999999999994,null,null,1,1000,1000,1000,0,0,0,0,0,0,0,0,0,0,0,0,0,0,0,0,0,0,0,0,0,0,0,0,0,0,0]
["Roof Insulation",2.6689727437639525E-5,6.1038433683677736E-5,null,0.13078677067364058,25,null,0.67999999999999994,null,null,1,1000,1000,1000,0,0,0,0,0,0,0,0,0,0,0,0,0,0,0,0,0,0,0,0,0,0,0,0,0,0,0]
["Roof Insulation",2.617094944464909E-6,5.8995107021511235E-5,null,0.13078677067364058,25,null,0.67999999999999994,null,null,1,1000,1000,1000,0,0,0,0,0,0,0,0,0,0,0,0,0,0,0,0,0,0,0,0,0,0,0,0,0,0,0]
["Smart Thermostat",2.4002149122460952,0.7090923154526988,null,28715.231968338645,11,null,16714,null,null,1,1000,1000,1000,0,0,0,0,0,0,0,0,0,0,0,0,0,0,0,0,0,0,0,0,0,0,0,0,0,0,0]
["Smart Thermostat",4.2895709911584978,-8.1399198370641444E-3,null,11575.300829431544,11,null,1096,null,null,1,1000,1000,1000,0,0,0,0,0,0,0,0,0,0,0,0,0,0,0,0,0,0,0,0,0,0,0,0,0,0,0]
["Smart Thermostat",0.27733595889600576,-3.8378579429315414,null,23356.892504100797,11,null,4658,null,null,1,1000,1000,1000,0,0,0,0,0,0,0,0,0,0,0,0,0,0,0,0,0,0,0,0,0,0,0,0,0,0,0]
["Smart Thermostat",2.644033401239188,-36.588924965648445,null,222677.23296982513,11,null,63294,null,null,1,1000,1000,1000,0,0,0,0,0,0,0,0,0,0,0,0,0,0,0,0,0,0,0,0,0,0,0,0,0,0,0]
["Smart Thermostat",1.9522819581335225,-3.7046638629616539E-3,null,5268.1843978910392,11,null,2740,null,null,1,1000,1000,1000,0,0,0,0,0,0,0,0,0,0,0,0,0,0,0,0,0,0,0,0,0,0,0,0,0,0,0]
["Smart Thermostat",0.23376852947238638,-3.234958824720747,null,19687.697316508657,11,null,11508,null,null,1,1000,1000,1000,0,0,0,0,0,0,0,0,0,0,0,0,0,0,0,0,0,0,0,0,0,0,0,0,0,0,0]
["Smart Thermostat",2.4002149122460952,0.7090923154526988,null,28715.231968338645,11,null,16714,null,null,1,1000,1000,1000,0,0,0,0,0,0,0,0,0,0,0,0,0,0,0,0,0,0,0,0,0,0,0,0,0,0,0]
["Smart Thermostat",4.2895709911584978,-8.1399198370641444E-3,null,11575.300829431544,11,null,1096,null,null,1,1000,1000,1000,0,0,0,0,0,0,0,0,0,0,0,0,0,0,0,0,0,0,0,0,0,0,0,0,0,0,0]
["Smart Thermostat",0.27733595889600576,-3.8378579429315414,null,23356.892504100797,11,null,4658,null,null,1,1000,1000,1000,0,0,0,0,0,0,0,0,0,0,0,0,0,0,0,0,0,0,0,0,0,0,0,0,0,0,0]
["Smart Thermostat",-0.61373555188076212,57.246089458826816,null,19160.21761685465,11,null,7398,null,null,1,1000,1000,1000,0,0,0,0,0,0,0,0,0,0,0,0,0,0,0,0,0,0,0,0,0,0,0,0,0,0,0]
["Smart Thermostat",4.4697591699946972,-8.4818461822246238E-3,null,12061.534156781865,11,null,1370,null,null,1,1000,1000,1000,0,0,0,0,0,0,0,0,0,0,0,0,0,0,0,0,0,0,0,0,0,0,0,0,0,0,0]
["Smart Thermostat",1.9522819581335225,-3.7046638629616539E-3,null,5268.1843978910392,11,null,2740,null,null,1,1000,1000,1000,0,0,0,0,0,0,0,0,0,0,0,0,0,0,0,0,0,0,0,0,0,0,0,0,0,0,0]
["Thermal Energy Storage",3.9872454641386339,1.1505047484629096,null,-633.77881426013448,20,null,4786.7958656929522,null,null,1,1000,1000,1000,0,0,0,0,0,0,0,0,0,0,0,0,0,0,0,0,0,0,0,0,0,0,0,0,0,0,0]
["Thermal Energy Storage",23.814243223733037,6.8715107099317789,null,-3785.3106784085353,20,null,28589.6421560286,null,null,1,1000,1000,1000,0,0,0,0,0,0,0,0,0,0,0,0,0,0,0,0,0,0,0,0,0,0,0,0,0,0,0]
["Thermal Energy Storage",174.5978310184596,50.379550359951999,null,-27752.594444088434,20,null,209609.41160884098,null,null,1,1000,1000,1000,0,0,0,0,0,0,0,0,0,0,0,0,0,0,0,0,0,0,0,0,0,0,0,0,0,0,0]
["Thermal Energy Storage",19.370441429725325,5.5892683420573075,null,-3078.961531574233,20,null,23254.738085829766,null,null,1,1000,1000,1000,0,0,0,0,0,0,0,0,0,0,0,0,0,0,0,0,0,0,0,0,0,0,0,0,0,0,0]
["Thermal Energy Storage",184.6716680476045,53.286318313295567,null,-29353.846372218861,20,null,221703.32503265189,null,null,1,1000,1000,1000,0,0,0,0,0,0,0,0,0,0,0,0,0,0,0,0,0,0,0,0,0,0,0,0,0,0,0]
["Thermal Energy Storage",4.3690339931107616,1.2606683988931933,null,-694.46468960098184,20,null,5245.143305921988,null,null,1,1000,1000,1000,0,0,0,0,0,0,0,0,0,0,0,0,0,0,0,0,0,0,0,0,0,0,0,0,0,0,0]
["Thermal Energy Storage",3.9872454641386339,1.1505047484629096,null,-633.77881426013448,20,null,4786.7958656929522,null,null,1,1000,1000,1000,0,0,0,0,0,0,0,0,0,0,0,0,0,0,0,0,0,0,0,0,0,0,0,0,0,0,0]
["Thermal Energy Storage",23.814243223733037,6.8715107099317789,null,-3785.3106784085353,20,null,28589.6421560286,null,null,1,1000,1000,1000,0,0,0,0,0,0,0,0,0,0,0,0,0,0,0,0,0,0,0,0,0,0,0,0,0,0,0]
["Thermal Energy Storage",174.5978310184596,50.379550359951999,null,-27752.594444088434,20,null,209609.41160884098,null,null,1,1000,1000,1000,0,0,0,0,0,0,0,0,0,0,0,0,0,0,0,0,0,0,0,0,0,0,0,0,0,0,0]
["Thermal Energy Storage",19.370441429725325,5.5892683420573075,null,-3078.961531574233,20,null,23254.738085829766,null,null,1,1000,1000,1000,0,0,0,0,0,0,0,0,0,0,0,0,0,0,0,0,0,0,0,0,0,0,0,0,0,0,0]
["Thermal Energy Storage",13.804278211403943,3.9831727878720624,null,-2194.2113058320629,20,null,16572.408813435974,null,null,1,1000,1000,1000,0,0,0,0,0,0,0,0,0,0,0,0,0,0,0,0,0,0,0,0,0,0,0,0,0,0,0]
["Thermal Energy Storage",10.002924871627542,2.8863065158220436,null,-1589.9803313571181,20,null,12008.781463542997,null,null,1,1000,1000,1000,0,0,0,0,0,0,0,0,0,0,0,0,0,0,0,0,0,0,0,0,0,0,0,0,0,0,0]
["Thermal Energy Storage",1.6219789535973421,0.4680159535710392,null,-257.816055522905,20,null,1947.2295395784006,null,null,1,1000,1000,1000,0,0,0,0,0,0,0,0,0,0,0,0,0,0,0,0,0,0,0,0,0,0,0,0,0,0,0]
["Wall Insulation",3.9206016845922305E-5,8.8379031284448379E-4,null,1.9592825033342169,25,null,0.94189999999999996,null,null,1,1000,1000,1000,0,0,0,0,0,0,0,0,0,0,0,0,0,0,0,0,0,0,0,0,0,0,0,0,0,0,0]
["Wall Insulation",3.7535785070350368E-5,8.4613959537280941E-4,null,1.8758142972358638,25,null,0.94189999999999996,null,null,1,1000,1000,1000,0,0,0,0,0,0,0,0,0,0,0,0,0,0,0,0,0,0,0,0,0,0,0,0,0,0,0]
["Wall Insulation",7.9851984618495764E-4,4.7035435537360292E-4,null,1.9307463644971734,25,null,0.94189999999999996,null,null,1,1000,1000,1000,0,0,0,0,0,0,0,0,0,0,0,0,0,0,0,0,0,0,0,0,0,0,0,0,0,0,0]
["Wall Insulation",3.8634997435470369E-5,8.7091827268322771E-4,null,1.9307463644971734,25,null,0.94189999999999996,null,null,1,1000,1000,1000,0,0,0,0,0,0,0,0,0,0,0,0,0,0,0,0,0,0,0,0,0,0,0,0,0,0,0]
["Wall Insulation",3.9400846090336875E-4,9.0108298662285589E-4,null,1.9307463644971734,25,null,0.94189999999999996,null,null,1,1000,1000,1000,0,0,0,0,0,0,0,0,0,0,0,0,0,0,0,0,0,0,0,0,0,0,0,0,0,0,0]
["Wall Insulation",2.2233411186861211E-4,3.9669525972470715E-4,null,1.9592825033342169,25,null,0.94189999999999996,null,null,1,1000,1000,1000,0,0,0,0,0,0,0,0,0,0,0,0,0,0,0,0,0,0,0,0,0,0,0,0,0,0,0]
["Wall Insulation",0,0,null,0,25,null,0.94189999999999996,null,null,1,1000,1000,1000,0,0,0,0,0,0,0,0,0,0,0,0,0,0,0,0,0,0,0,0,0,0,0,0,0,0,0]
["Wall Insulation",0,0,null,0,25,null,0.94189999999999996,null,null,1,1000,1000,1000,0,0,0,0,0,0,0,0,0,0,0,0,0,0,0,0,0,0,0,0,0,0,0,0,0,0,0]
["Wall Insulation",0,0,null,0,25,null,0.94189999999999996,null,null,1,1000,1000,1000,0,0,0,0,0,0,0,0,0,0,0,0,0,0,0,0,0,0,0,0,0,0,0,0,0,0,0]
["Wall Insulation",0,0,null,0,25,null,0.94189999999999996,null,null,1,1000,1000,1000,0,0,0,0,0,0,0,0,0,0,0,0,0,0,0,0,0,0,0,0,0,0,0,0,0,0,0]
["Wall Insulation",0,0,null,0,25,null,0.94189999999999996,null,null,1,1000,1000,1000,0,0,0,0,0,0,0,0,0,0,0,0,0,0,0,0,0,0,0,0,0,0,0,0,0,0,0]
["Wall Insulation",0,0,null,0,25,null,0.94189999999999996,null,null,1,1000,1000,1000,0,0,0,0,0,0,0,0,0,0,0,0,0,0,0,0,0,0,0,0,0,0,0,0,0,0,0]
["Wall Insulation",0,0,null,0,25,null,0.94189999999999996,null,null,1,1000,1000,1000,0,0,0,0,0,0,0,0,0,0,0,0,0,0,0,0,0,0,0,0,0,0,0,0,0,0,0]
["Warehouse Loading Dock Seals",2.6166136453962353E-5,4.6686413566312096E-5,null,0.23058473980097174,18,null,0.28570000000000001,null,null,1,1000,1000,1000,0,0,0,0,0,0,0,0,0,0,0,0,0,0,0,0,0,0,0,0,0,0,0,0,0,0,0]
["Warehouse Loading Dock Seals",7.2911525982062804E-6,1.3009095407488129E-5,null,6.4252073578557861E-2,18,null,0.28570000000000001,null,null,1,1000,1000,1000,0,0,0,0,0,0,0,0,0,0,0,0,0,0,0,0,0,0,0,0,0,0,0,0,0,0,0]
["Warehouse Loading Dock Seals",1.7701659324591385E-5,3.1583836975393132E-5,null,0.15599293829977146,18,null,0.28570000000000001,null,null,1,1000,1000,1000,0,0,0,0,0,0,0,0,0,0,0,0,0,0,0,0,0,0,0,0,0,0,0,0,0,0,0]
["Warehouse Loading Dock Seals",4.7035048894218955E-6,8.3921359527065005E-6,null,4.144885711301529E-2,18,null,0.28570000000000001,null,null,1,1000,1000,1000,0,0,0,0,0,0,0,0,0,0,0,0,0,0,0,0,0,0,0,0,0,0,0,0,0,0,0]
["Warehouse Loading Dock Seals",1.109111035454965E-5,1.9789095185418554E-5,null,9.7738571367131266E-2,18,null,0.28570000000000001,null,null,1,1000,1000,1000,0,0,0,0,0,0,0,0,0,0,0,0,0,0,0,0,0,0,0,0,0,0,0,0,0,0,0]
["Warehouse Loading Dock Seals",7.0042830940009426E-6,1.2497254145158198E-5,null,6.1724083628631389E-2,18,null,0.28570000000000001,null,null,1,1000,1000,1000,0,0,0,0,0,0,0,0,0,0,0,0,0,0,0,0,0,0,0,0,0,0,0,0,0,0,0]
["Warehouse Loading Dock Seals",2.5764485519056866E-5,4.5969775797137197E-5,null,0.2270452575209283,18,null,0.28570000000000001,null,null,1,1000,1000,1000,0,0,0,0,0,0,0,0,0,0,0,0,0,0,0,0,0,0,0,0,0,0,0,0,0,0,0]
["Warehouse Loading Dock Seals",7.179233199530033E-6,1.2809405424907571E-5,null,6.3265802431197254E-2,18,null,0.28570000000000001,null,null,1,1000,1000,1000,0,0,0,0,0,0,0,0,0,0,0,0,0,0,0,0,0,0,0,0,0,0,0,0,0,0,0]
["Warehouse Loading Dock Seals",1.7429938353113234E-5,3.1099024184196815E-5,null,0.15359844228325048,18,null,0.28570000000000001,null,null,1,1000,1000,1000,0,0,0,0,0,0,0,0,0,0,0,0,0,0,0,0,0,0,0,0,0,0,0,0,0,0,0]
["Warehouse Loading Dock Seals",4.6313059562896506E-6,8.2633164283877666E-6,null,4.0812615983588423E-2,18,null,0.28570000000000001,null,null,1,1000,1000,1000,0,0,0,0,0,0,0,0,0,0,0,0,0,0,0,0,0,0,0,0,0,0,0,0,0,0,0]
["Warehouse Loading Dock Seals",1.0920861496798616E-5,1.9485332014415392E-5,null,9.6238281531258685E-2,18,null,0.28570000000000001,null,null,1,1000,1000,1000,0,0,0,0,0,0,0,0,0,0,0,0,0,0,0,0,0,0,0,0,0,0,0,0,0,0,0]
["Warehouse Loading Dock Seals",2.4940813273621037E-6,4.4500154817319715E-6,null,2.1978678240255282E-2,18,null,0.28570000000000001,null,null,1,1000,1000,1000,0,0,0,0,0,0,0,0,0,0,0,0,0,0,0,0,0,0,0,0,0,0,0,0,0,0,0]
["Water Cooled Refrigeration Heat Recovery",0,0.48778142572338035,null,4491.4421743685143,20,null,48217.588282833764,null,null,1,1000,1000,1000,0,0,0,0,0,0,0,0,0,0,0,0,0,0,0,0,0,0,0,0,0,0,0,0,0,0,0]
["Water Cooled Refrigeration Heat Recovery",0,0.12103785505620852,null,1810.5301884168239,20,null,2991.9274598266102,null,null,1,1000,1000,1000,0,0,0,0,0,0,0,0,0,0,0,0,0,0,0,0,0,0,0,0,0,0,0,0,0,0,0]
["Water Cooled Refrigeration Heat Recovery",0,0.24423280324992072,null,3653.3269949331134,20,null,13100.231741701284,null,null,1,1000,1000,1000,0,0,0,0,0,0,0,0,0,0,0,0,0,0,0,0,0,0,0,0,0,0,0,0,0,0,0]
["Water Cooled Refrigeration Heat Recovery",0,0.32547180130179021,null,2996.9115219314526,20,null,21466.387943353384,null,null,1,1000,1000,1000,0,0,0,0,0,0,0,0,0,0,0,0,0,0,0,0,0,0,0,0,0,0,0,0,0,0,0]
["Water Cooled Refrigeration Heat Recovery",0,0.2048875083103345,null,1886.5835132233633,20,null,3225.6662302017162,null,null,1,1000,1000,1000,0,0,0,0,0,0,0,0,0,0,0,0,0,0,0,0,0,0,0,0,0,0,0,0,0,0,0]
["Water Cooled Refrigeration Heat Recovery",0,5.5087098725564373E-2,null,824.01373676537514,20,null,7266.8421827931079,null,null,1,1000,1000,1000,0,0,0,0,0,0,0,0,0,0,0,0,0,0,0,0,0,0,0,0,0,0,0,0,0,0,0]
["Water Cooled Refrigeration Heat Recovery",0,2.0450771281534705E-2,null,305.91040104297639,20,null,10200.635209384931,null,null,1,1000,1000,1000,0,0,0,0,0,0,0,0,0,0,0,0,0,0,0,0,0,0,0,0,0,0,0,0,0,0,0]
["Water Cooled Refrigeration Heat Recovery",0,0.12103785505620852,null,1810.5301884168239,20,null,2991.9274598266102,null,null,1,1000,1000,1000,0,0,0,0,0,0,0,0,0,0,0,0,0,0,0,0,0,0,0,0,0,0,0,0,0,0,0]
["Water Cooled Refrigeration Heat Recovery",0,0.24423280324992072,null,3653.3269949331134,20,null,13100.231741701284,null,null,1,1000,1000,1000,0,0,0,0,0,0,0,0,0,0,0,0,0,0,0,0,0,0,0,0,0,0,0,0,0,0,0]
["Water Cooled Refrigeration Heat Recovery",0,0.32547180130179021,null,2996.9115219314526,20,null,21466.387943353384,null,null,1,1000,1000,1000,0,0,0,0,0,0,0,0,0,0,0,0,0,0,0,0,0,0,0,0,0,0,0,0,0,0,0]
["Water Cooled Refrigeration Heat Recovery",0,0.2048875083103345,null,1886.5835132233633,20,null,3225.6662302017162,null,null,1,1000,1000,1000,0,0,0,0,0,0,0,0,0,0,0,0,0,0,0,0,0,0,0,0,0,0,0,0,0,0,0]
["Water Cooled Refrigeration Heat Recovery",0,5.5087098725564373E-2,null,824.01373676537514,20,null,7266.8421827931079,null,null,1,1000,1000,1000,0,0,0,0,0,0,0,0,0,0,0,0,0,0,0,0,0,0,0,0,0,0,0,0,0,0,0]
["Waterside Economizer",4.1489728468559424,0,null,10220.110375155593,20,null,286420.80000000005,null,null,1,1000,1000,1000,0,0,0,0,0,0,0,0,0,0,0,0,0,0,0,0,0,0,0,0,0,0,0,0,0,0,0]
["Waterside Economizer",4.602915553130158,0,null,11338.301487357008,20,null,286420.80000000005,null,null,1,1000,1000,1000,0,0,0,0,0,0,0,0,0,0,0,0,0,0,0,0,0,0,0,0,0,0,0,0,0,0,0]
["Waterside Economizer",8.5518996552638935,0,null,21065.782211682606,20,null,286420.80000000005,null,null,1,1000,1000,1000,0,0,0,0,0,0,0,0,0,0,0,0,0,0,0,0,0,0,0,0,0,0,0,0,0,0,0]
["Waterside Economizer",2.2411437106964769,0,null,5520.5798966027915,20,null,286420.80000000005,null,null,1,1000,1000,1000,0,0,0,0,0,0,0,0,0,0,0,0,0,0,0,0,0,0,0,0,0,0,0,0,0,0,0]
["Waterside Economizer",4.6695784680375612,0,null,11502.511370967008,20,null,286420.80000000005,null,null,1,1000,1000,1000,0,0,0,0,0,0,0,0,0,0,0,0,0,0,0,0,0,0,0,0,0,0,0,0,0,0,0]
["Waterside Economizer",6.7234311320894316,0,null,16561.739689808375,20,null,286420.80000000005,null,null,1,1000,1000,1000,0,0,0,0,0,0,0,0,0,0,0,0,0,0,0,0,0,0,0,0,0,0,0,0,0,0,0]
["Waterside Economizer",1.0062925726498346,0,null,2478.7872906842563,20,null,286420.80000000005,null,null,1,1000,1000,1000,0,0,0,0,0,0,0,0,0,0,0,0,0,0,0,0,0,0,0,0,0,0,0,0,0,0,0]
["Waterside Economizer",2.2919345030068792,0,null,5645.6921888770767,20,null,286420.80000000005,null,null,1,1000,1000,1000,0,0,0,0,0,0,0,0,0,0,0,0,0,0,0,0,0,0,0,0,0,0,0,0,0,0,0]
["Waterside Economizer",8.5518996552638935,0,null,21065.782211682606,20,null,286420.80000000005,null,null,1,1000,1000,1000,0,0,0,0,0,0,0,0,0,0,0,0,0,0,0,0,0,0,0,0,0,0,0,0,0,0,0]
["Waterside Economizer",2.2411437106964769,0,null,5520.5798966027915,20,null,286420.80000000005,null,null,1,1000,1000,1000,0,0,0,0,0,0,0,0,0,0,0,0,0,0,0,0,0,0,0,0,0,0,0,0,0,0,0]
["Waterside Economizer",4.6695784680375612,0,null,11502.511370967008,20,null,286420.80000000005,null,null,1,1000,1000,1000,0,0,0,0,0,0,0,0,0,0,0,0,0,0,0,0,0,0,0,0,0,0,0,0,0,0,0]
["Waterside Economizer",6.7234311320894316,0,null,16561.739689808375,20,null,286420.80000000005,null,null,1,1000,1000,1000,0,0,0,0,0,0,0,0,0,0,0,0,0,0,0,0,0,0,0,0,0,0,0,0,0,0,0]
["Waterside Economizer",1.0062925726498346,0,null,2478.7872906842563,20,null,286420.80000000005,null,null,1,1000,1000,1000,0,0,0,0,0,0,0,0,0,0,0,0,0,0,0,0,0,0,0,0,0,0,0,0,0,0,0]
["Window Sun Protection",4.0429841978772314E-2,-1.0021567256519703E-2,null,105.79827000000002,10,null,350,null,null,1,1000,1000,1000,0,0,0,0,0,0,0,0,0,0,0,0,0,0,0,0,0,0,0,0,0,0,0,0,0,0,0]
["Window Sun Protection",4.0429841978772314E-2,-1.0021567256519703E-2,null,105.79827000000002,10,null,350,null,null,1,1000,1000,1000,0,0,0,0,0,0,0,0,0,0,0,0,0,0,0,0,0,0,0,0,0,0,0,0,0,0,0]
["Window Sun Protection",4.0429841978772314E-2,-1.0021567256519703E-2,null,105.79827000000002,10,null,350,null,null,1,1000,1000,1000,0,0,0,0,0,0,0,0,0,0,0,0,0,0,0,0,0,0,0,0,0,0,0,0,0,0,0]
["Window Sun Protection",5.5591988792202326E-2,-4.0763783397458911E-2,null,105.79827000000002,10,null,350,null,null,1,1000,1000,1000,0,0,0,0,0,0,0,0,0,0,0,0,0,0,0,0,0,0,0,0,0,0,0,0,0,0,0]
["Window Sun Protection",4.0429841978772314E-2,-1.0021567256519703E-2,null,105.79827000000002,10,null,350,null,null,1,1000,1000,1000,0,0,0,0,0,0,0,0,0,0,0,0,0,0,0,0,0,0,0,0,0,0,0,0,0,0,0]
["Window Sun Protection",4.0429841978772314E-2,-1.0021567256519703E-2,null,105.79827000000002,10,null,350,null,null,1,1000,1000,1000,0,0,0,0,0,0,0,0,0,0,0,0,0,0,0,0,0,0,0,0,0,0,0,0,0,0,0]
["Window Sun Protection",5.5591988792202326E-2,-4.0763783397458911E-2,null,105.79827000000002,10,null,350,null,null,1,1000,1000,1000,0,0,0,0,0,0,0,0,0,0,0,0,0,0,0,0,0,0,0,0,0,0,0,0,0,0,0]
["Window Sun Protection",2.4257905187263392E-2,-6.0129403539118231E-3,null,63.478962000000017,10,null,350,null,null,1,1000,1000,1000,0,0,0,0,0,0,0,0,0,0,0,0,0,0,0,0,0,0,0,0,0,0,0,0,0,0,0]
["Window Sun Protection",2.4257905187263392E-2,-6.0129403539118231E-3,null,63.478962000000017,10,null,350,null,null,1,1000,1000,1000,0,0,0,0,0,0,0,0,0,0,0,0,0,0,0,0,0,0,0,0,0,0,0,0,0,0,0]
["Window Sun Protection",3.3355193275321403E-2,-2.4458270038475349E-2,null,63.478962000000017,10,null,350,null,null,1,1000,1000,1000,0,0,0,0,0,0,0,0,0,0,0,0,0,0,0,0,0,0,0,0,0,0,0,0,0,0,0]
["Window Sun Protection",2.4257905187263392E-2,-6.0129403539118231E-3,null,63.478962000000017,10,null,350,null,null,1,1000,1000,1000,0,0,0,0,0,0,0,0,0,0,0,0,0,0,0,0,0,0,0,0,0,0,0,0,0,0,0]
["Window Sun Protection",2.4257905187263392E-2,-6.0129403539118231E-3,null,63.478962000000017,10,null,350,null,null,1,1000,1000,1000,0,0,0,0,0,0,0,0,0,0,0,0,0,0,0,0,0,0,0,0,0,0,0,0,0,0,0]
["Window Sun Protection",3.3355193275321403E-2,-2.4458270038475349E-2,null,63.478962000000017,10,null,350,null,null,1,1000,1000,1000,0,0,0,0,0,0,0,0,0,0,0,0,0,0,0,0,0,0,0,0,0,0,0,0,0,0,0]
["Bi-Level Lighting Control (Interior)",1.0615715993444611E-2,0,null,859.32,8,null,373,null,null,1,1000,1000,1000,0,0,0,0,0,0,0,0,0,0,0,0,0,0,0,0,0,0,0,0,0,0,0,0,0,0,0]
["Bi-Level Lighting Control (Interior)",2.142713483813168E-3,0,null,779.34,8,null,373,null,null,1,1000,1000,1000,0,0,0,0,0,0,0,0,0,0,0,0,0,0,0,0,0,0,0,0,0,0,0,0,0,0,0]
["Bi-Level Lighting Control (Interior)",7.1882030734832366E-3,0,null,581.87,8,null,373,null,null,1,1000,1000,1000,0,0,0,0,0,0,0,0,0,0,0,0,0,0,0,0,0,0,0,0,0,0,0,0,0,0,0]
["Bi-Level Lighting Control (Interior)",1.8784966262228408E-3,0,null,683.24,8,null,373,null,null,1,1000,1000,1000,0,0,0,0,0,0,0,0,0,0,0,0,0,0,0,0,0,0,0,0,0,0,0,0,0,0,0]
["Bi-Level Lighting Control (Interior)",9.5434214486522246E-3,0,null,772.52,8,null,373,null,null,1,1000,1000,1000,0,0,0,0,0,0,0,0,0,0,0,0,0,0,0,0,0,0,0,0,0,0,0,0,0,0,0]
["Bi-Level Lighting Control (Interior)",1.0138256519473998E-3,0,null,368.745,8,null,373,null,null,1,1000,1000,1000,0,0,0,0,0,0,0,0,0,0,0,0,0,0,0,0,0,0,0,0,0,0,0,0,0,0,0]
["Bi-Level Lighting Control (Interior)",1.8784966262228408E-3,0,null,683.24,8,null,373,null,null,1,1000,1000,1000,0,0,0,0,0,0,0,0,0,0,0,0,0,0,0,0,0,0,0,0,0,0,0,0,0,0,0]
["Bi-Level Lighting Control (Interior)",1.0615715993444611E-2,0,null,859.32,8,null,373,null,null,1,1000,1000,1000,0,0,0,0,0,0,0,0,0,0,0,0,0,0,0,0,0,0,0,0,0,0,0,0,0,0,0]
["Bi-Level Lighting Control (Interior)",7.1882030734832366E-3,0,null,581.87,8,null,373,null,null,1,1000,1000,1000,0,0,0,0,0,0,0,0,0,0,0,0,0,0,0,0,0,0,0,0,0,0,0,0,0,0,0]
["Bi-Level Lighting Control (Interior)",1.8784966262228408E-3,0,null,683.24,8,null,373,null,null,1,1000,1000,1000,0,0,0,0,0,0,0,0,0,0,0,0,0,0,0,0,0,0,0,0,0,0,0,0,0,0,0]
["Bi-Level Lighting Control (Interior)",9.5434214486522246E-3,0,null,772.52,8,null,373,null,null,1,1000,1000,1000,0,0,0,0,0,0,0,0,0,0,0,0,0,0,0,0,0,0,0,0,0,0,0,0,0,0,0]
["Bi-Level Lighting Control (Interior)",1.0138256519473998E-3,0,null,368.745,8,null,373,null,null,1,1000,1000,1000,0,0,0,0,0,0,0,0,0,0,0,0,0,0,0,0,0,0,0,0,0,0,0,0,0,0,0]
["Interior Lighting Controls",0,0,null,617.12000000000012,8,null,156.37959866220734,null,null,1,1000,1000,1000,0,0,0,0,0,0,0,0,0,0,0,0,0,0,0,0,0,0,0,0,0,0,0,0,0,0,0]
["Interior Lighting Controls",0,0,null,776.16000000000008,8,null,156.37959866220734,null,null,1,1000,1000,1000,0,0,0,0,0,0,0,0,0,0,0,0,0,0,0,0,0,0,0,0,0,0,0,0,0,0,0]
["Interior Lighting Controls",0,0,null,461.86000000000013,8,null,156.37959866220734,null,null,1,1000,1000,1000,0,0,0,0,0,0,0,0,0,0,0,0,0,0,0,0,0,0,0,0,0,0,0,0,0,0,0]
["Interior Lighting Controls",0,0,null,525.55999999999995,8,null,156.37959866220734,null,null,1,1000,1000,1000,0,0,0,0,0,0,0,0,0,0,0,0,0,0,0,0,0,0,0,0,0,0,0,0,0,0,0]
["Interior Lighting Controls",0,0,null,469.98,8,null,156.37959866220734,null,null,1,1000,1000,1000,0,0,0,0,0,0,0,0,0,0,0,0,0,0,0,0,0,0,0,0,0,0,0,0,0,0,0]
["Interior Lighting Controls",0,0,null,697.76,8,null,156.37959866220734,null,null,1,1000,1000,1000,0,0,0,0,0,0,0,0,0,0,0,0,0,0,0,0,0,0,0,0,0,0,0,0,0,0,0]
["Interior Lighting Controls",0,0,null,402.6400000000001,8,null,156.37959866220734,null,null,1,1000,1000,1000,0,0,0,0,0,0,0,0,0,0,0,0,0,0,0,0,0,0,0,0,0,0,0,0,0,0,0]
["Interior Lighting Controls",0,0,null,617.12000000000012,8,null,156.37959866220734,null,null,1,1000,1000,1000,0,0,0,0,0,0,0,0,0,0,0,0,0,0,0,0,0,0,0,0,0,0,0,0,0,0,0]
["Interior Lighting Controls",0,0,null,461.86000000000013,8,null,156.37959866220734,null,null,1,1000,1000,1000,0,0,0,0,0,0,0,0,0,0,0,0,0,0,0,0,0,0,0,0,0,0,0,0,0,0,0]
["Interior Lighting Controls",0,0,null,525.55999999999995,8,null,156.37959866220734,null,null,1,1000,1000,1000,0,0,0,0,0,0,0,0,0,0,0,0,0,0,0,0,0,0,0,0,0,0,0,0,0,0,0]
["Interior Lighting Controls",0,0,null,469.98,8,null,156.37959866220734,null,null,1,1000,1000,1000,0,0,0,0,0,0,0,0,0,0,0,0,0,0,0,0,0,0,0,0,0,0,0,0,0,0,0]
["Interior Lighting Controls",0,0,null,697.76,8,null,156.37959866220734,null,null,1,1000,1000,1000,0,0,0,0,0,0,0,0,0,0,0,0,0,0,0,0,0,0,0,0,0,0,0,0,0,0,0]
["Efficient Motor Belts",1.299668623652747E-2,3.2092338361625235E-3,null,94.807092811504845,10,null,396.51,null,null,1,1000,1000,1000,0,0,0,0,0,0,0,0,0,0,0,0,0,0,0,0,0,0,0,0,0,0,0,0,0,0,0]
["Efficient Motor Belts",1.2292224991818014E-2,1.0296276988199612E-2,null,94.807092811504845,10,null,396.51,null,null,1,1000,1000,1000,0,0,0,0,0,0,0,0,0,0,0,0,0,0,0,0,0,0,0,0,0,0,0,0,0,0,0]
["Efficient Motor Belts",1.2292224991818014E-2,1.0296276988199612E-2,null,94.807092811504845,10,null,396.51,null,null,1,1000,1000,1000,0,0,0,0,0,0,0,0,0,0,0,0,0,0,0,0,0,0,0,0,0,0,0,0,0,0,0]
["Efficient Motor Belts",1.299668623652747E-2,3.2092338361625235E-3,null,94.807092811504845,10,null,396.51,null,null,1,1000,1000,1000,0,0,0,0,0,0,0,0,0,0,0,0,0,0,0,0,0,0,0,0,0,0,0,0,0,0,0]
["Efficient Motor Belts",1.299668623652747E-2,3.2092338361625235E-3,null,94.807092811504845,10,null,396.51,null,null,1,1000,1000,1000,0,0,0,0,0,0,0,0,0,0,0,0,0,0,0,0,0,0,0,0,0,0,0,0,0,0,0]
["Efficient Motor Belts",1.2292224991818014E-2,1.0296276988199612E-2,null,94.807092811504845,10,null,396.51,null,null,1,1000,1000,1000,0,0,0,0,0,0,0,0,0,0,0,0,0,0,0,0,0,0,0,0,0,0,0,0,0,0,0]
["Efficient Motor Belts",1.299668623652747E-2,3.2092338361625235E-3,null,94.807092811504845,10,null,396.51,null,null,1,1000,1000,1000,0,0,0,0,0,0,0,0,0,0,0,0,0,0,0,0,0,0,0,0,0,0,0,0,0,0,0]
["Efficient Motor Belts",1.299668623652747E-2,3.2092338361625235E-3,null,94.807092811504845,10,null,396.51,null,null,1,1000,1000,1000,0,0,0,0,0,0,0,0,0,0,0,0,0,0,0,0,0,0,0,0,0,0,0,0,0,0,0]
["Efficient Motor Belts",1.2292224991818014E-2,1.0296276988199612E-2,null,94.807092811504845,10,null,396.51,null,null,1,1000,1000,1000,0,0,0,0,0,0,0,0,0,0,0,0,0,0,0,0,0,0,0,0,0,0,0,0,0,0,0]
["Efficient Motor Belts",1.2292224991818014E-2,1.0296276988199612E-2,null,94.807092811504845,10,null,396.51,null,null,1,1000,1000,1000,0,0,0,0,0,0,0,0,0,0,0,0,0,0,0,0,0,0,0,0,0,0,0,0,0,0,0]
["Efficient Motor Belts",1.299668623652747E-2,3.2092338361625235E-3,null,94.807092811504845,10,null,396.51,null,null,1,1000,1000,1000,0,0,0,0,0,0,0,0,0,0,0,0,0,0,0,0,0,0,0,0,0,0,0,0,0,0,0]
["Efficient Motor Belts",1.2292224991818014E-2,1.0296276988199612E-2,null,94.807092811504845,10,null,396.51,null,null,1,1000,1000,1000,0,0,0,0,0,0,0,0,0,0,0,0,0,0,0,0,0,0,0,0,0,0,0,0,0,0,0]
["Efficient Motor Belts",1.299668623652747E-2,3.2092338361625235E-3,null,94.807092811504845,10,null,396.51,null,null,1,1000,1000,1000,0,0,0,0,0,0,0,0,0,0,0,0,0,0,0,0,0,0,0,0,0,0,0,0,0,0,0]
["Engine Block Timer",0,0,null,259.2,5,null,78.490000000000009,null,null,1,1000,1000,1000,0,0,0,0,0,0,0,0,0,0,0,0,0,0,0,0,0,0,0,0,0,0,0,0,0,0,0]
["Engine Block Timer",0,0,null,259.2,5,null,78.490000000000009,null,null,1,1000,1000,1000,0,0,0,0,0,0,0,0,0,0,0,0,0,0,0,0,0,0,0,0,0,0,0,0,0,0,0]
["Engine Block Timer",3.2278751442208882E-2,3.2278751442208882E-2,null,259.2,5,null,78.490000000000009,null,null,1,1000,1000,1000,0,0,0,0,0,0,0,0,0,0,0,0,0,0,0,0,0,0,0,0,0,0,0,0,0,0,0]
["Engine Block Timer",1.2327746953815222E-2,1.295060209231451E-2,null,259.2,5,null,78.490000000000009,null,null,1,1000,1000,1000,0,0,0,0,0,0,0,0,0,0,0,0,0,0,0,0,0,0,0,0,0,0,0,0,0,0,0]
["Engine Block Timer",1.2327746953815222E-2,1.295060209231451E-2,null,259.2,5,null,78.490000000000009,null,null,1,1000,1000,1000,0,0,0,0,0,0,0,0,0,0,0,0,0,0,0,0,0,0,0,0,0,0,0,0,0,0,0]
["Engine Block Timer",1.2327746953815222E-2,1.295060209231451E-2,null,259.2,5,null,78.490000000000009,null,null,1,1000,1000,1000,0,0,0,0,0,0,0,0,0,0,0,0,0,0,0,0,0,0,0,0,0,0,0,0,0,0,0]
["Engine Block Timer",1.2327746953815222E-2,1.295060209231451E-2,null,259.2,5,null,78.490000000000009,null,null,1,1000,1000,1000,0,0,0,0,0,0,0,0,0,0,0,0,0,0,0,0,0,0,0,0,0,0,0,0,0,0,0]
["Engine Block Timer",0,0,null,259.2,5,null,78.490000000000009,null,null,1,1000,1000,1000,0,0,0,0,0,0,0,0,0,0,0,0,0,0,0,0,0,0,0,0,0,0,0,0,0,0,0]
["Engine Block Timer",0,0,null,259.2,5,null,78.490000000000009,null,null,1,1000,1000,1000,0,0,0,0,0,0,0,0,0,0,0,0,0,0,0,0,0,0,0,0,0,0,0,0,0,0,0]
["Engine Block Timer",0,0,null,259.2,5,null,78.490000000000009,null,null,1,1000,1000,1000,0,0,0,0,0,0,0,0,0,0,0,0,0,0,0,0,0,0,0,0,0,0,0,0,0,0,0]
["Engine Block Timer",1.2327746953815222E-2,1.295060209231451E-2,null,259.2,5,null,78.490000000000009,null,null,1,1000,1000,1000,0,0,0,0,0,0,0,0,0,0,0,0,0,0,0,0,0,0,0,0,0,0,0,0,0,0,0]
["Engine Block Timer",1.2327746953815222E-2,1.295060209231451E-2,null,259.2,5,null,78.490000000000009,null,null,1,1000,1000,1000,0,0,0,0,0,0,0,0,0,0,0,0,0,0,0,0,0,0,0,0,0,0,0,0,0,0,0]
["Engine Block Timer",1.2327746953815222E-2,1.295060209231451E-2,null,259.2,5,null,78.490000000000009,null,null,1,1000,1000,1000,0,0,0,0,0,0,0,0,0,0,0,0,0,0,0,0,0,0,0,0,0,0,0,0,0,0,0]
["Regenerative Drive Elevator Motor",0.28225405956143973,2.5856704593806901E-2,null,2027.9354953039146,13,null,10000,null,null,1,1000,1000,1000,0,0,0,0,0,0,0,0,0,0,0,0,0,0,0,0,0,0,0,0,0,0,0,0,0,0,0]
["Regenerative Drive Elevator Motor",0.2629322494311806,0.22023867363125307,null,2027.9354953039146,13,null,10000,null,null,1,1000,1000,1000,0,0,0,0,0,0,0,0,0,0,0,0,0,0,0,0,0,0,0,0,0,0,0,0,0,0,0]
["Regenerative Drive Elevator Motor",0.2629322494311806,0.22023867363125307,null,2027.9354953039146,13,null,10000,null,null,1,1000,1000,1000,0,0,0,0,0,0,0,0,0,0,0,0,0,0,0,0,0,0,0,0,0,0,0,0,0,0,0]
["Regenerative Drive Elevator Motor",0.28225405956143973,2.5856704593806901E-2,null,2027.9354953039146,13,null,10000,null,null,1,1000,1000,1000,0,0,0,0,0,0,0,0,0,0,0,0,0,0,0,0,0,0,0,0,0,0,0,0,0,0,0]
["Regenerative Drive Elevator Motor",0.28225405956143973,2.5856704593806901E-2,null,2027.9354953039146,13,null,10000,null,null,1,1000,1000,1000,0,0,0,0,0,0,0,0,0,0,0,0,0,0,0,0,0,0,0,0,0,0,0,0,0,0,0]
["Regenerative Drive Elevator Motor",0.2629322494311806,0.22023867363125307,null,2027.9354953039146,13,null,10000,null,null,1,1000,1000,1000,0,0,0,0,0,0,0,0,0,0,0,0,0,0,0,0,0,0,0,0,0,0,0,0,0,0,0]
["Regenerative Drive Elevator Motor",0.2629322494311806,0.22023867363125307,null,2027.9354953039146,13,null,10000,null,null,1,1000,1000,1000,0,0,0,0,0,0,0,0,0,0,0,0,0,0,0,0,0,0,0,0,0,0,0,0,0,0,0]
["Regenerative Drive Elevator Motor",0.28225405956143973,2.5856704593806901E-2,null,2027.9354953039146,13,null,10000,null,null,1,1000,1000,1000,0,0,0,0,0,0,0,0,0,0,0,0,0,0,0,0,0,0,0,0,0,0,0,0,0,0,0]
["Regenerative Drive Elevator Motor",0.28225405956143973,2.5856704593806901E-2,null,2027.9354953039146,13,null,10000,null,null,1,1000,1000,1000,0,0,0,0,0,0,0,0,0,0,0,0,0,0,0,0,0,0,0,0,0,0,0,0,0,0,0]
["Regenerative Drive Elevator Motor",0.2629322494311806,0.22023867363125307,null,2027.9354953039146,13,null,10000,null,null,1,1000,1000,1000,0,0,0,0,0,0,0,0,0,0,0,0,0,0,0,0,0,0,0,0,0,0,0,0,0,0,0]
["Regenerative Drive Elevator Motor",0.28225405956143973,2.5856704593806901E-2,null,2027.9354953039146,13,null,10000,null,null,1,1000,1000,1000,0,0,0,0,0,0,0,0,0,0,0,0,0,0,0,0,0,0,0,0,0,0,0,0,0,0,0]
["Regenerative Drive Elevator Motor",0.2629322494311806,0.22023867363125307,null,2027.9354953039146,13,null,10000,null,null,1,1000,1000,1000,0,0,0,0,0,0,0,0,0,0,0,0,0,0,0,0,0,0,0,0,0,0,0,0,0,0,0]
["VSD Controlled Compressor",1.7062821235321466,1.429224845428253,null,13160.160000000003,15,null,3986,null,null,1,1000,1000,1000,0,0,0,0,0,0,0,0,0,0,0,0,0,0,0,0,0,0,0,0,0,0,0,0,0,0,0]
["VSD Controlled Compressor",1.9843424118636181,0.92875472329091302,null,13160.160000000003,15,null,3986,null,null,1,1000,1000,1000,0,0,0,0,0,0,0,0,0,0,0,0,0,0,0,0,0,0,0,0,0,0,0,0,0,0,0]
["VSD Controlled Compressor",1.9843424118636181,0.92875472329091302,null,13160.160000000003,15,null,3986,null,null,1,1000,1000,1000,0,0,0,0,0,0,0,0,0,0,0,0,0,0,0,0,0,0,0,0,0,0,0,0,0,0,0]
["VSD Controlled Compressor",1.7062821235321466,1.429224845428253,null,13160.160000000003,15,null,3986,null,null,1,1000,1000,1000,0,0,0,0,0,0,0,0,0,0,0,0,0,0,0,0,0,0,0,0,0,0,0,0,0,0,0]
["VSD Controlled Compressor",1.7062821235321466,1.429224845428253,null,13160.160000000003,15,null,3986,null,null,1,1000,1000,1000,0,0,0,0,0,0,0,0,0,0,0,0,0,0,0,0,0,0,0,0,0,0,0,0,0,0,0]
["VSD Controlled Compressor",1.9843424118636181,0.92875472329091302,null,13160.160000000003,15,null,3986,null,null,1,1000,1000,1000,0,0,0,0,0,0,0,0,0,0,0,0,0,0,0,0,0,0,0,0,0,0,0,0,0,0,0]
["VSD Controlled Compressor",1.9843424118636181,0.92875472329091302,null,13160.160000000003,15,null,3986,null,null,1,1000,1000,1000,0,0,0,0,0,0,0,0,0,0,0,0,0,0,0,0,0,0,0,0,0,0,0,0,0,0,0]
["VSD Controlled Compressor",1.7062821235321466,1.429224845428253,null,13160.160000000003,15,null,3986,null,null,1,1000,1000,1000,0,0,0,0,0,0,0,0,0,0,0,0,0,0,0,0,0,0,0,0,0,0,0,0,0,0,0]
["VSD Controlled Compressor",1.7062821235321466,1.429224845428253,null,13160.160000000003,15,null,3986,null,null,1,1000,1000,1000,0,0,0,0,0,0,0,0,0,0,0,0,0,0,0,0,0,0,0,0,0,0,0,0,0,0,0]
["VSD Controlled Compressor",1.9843424118636181,0.92875472329091302,null,13160.160000000003,15,null,3986,null,null,1,1000,1000,1000,0,0,0,0,0,0,0,0,0,0,0,0,0,0,0,0,0,0,0,0,0,0,0,0,0,0,0]
["VSD Controlled Compressor",1.9843424118636181,0.92875472329091302,null,13160.160000000003,15,null,3986,null,null,1,1000,1000,1000,0,0,0,0,0,0,0,0,0,0,0,0,0,0,0,0,0,0,0,0,0,0,0,0,0,0,0]
["VSD Controlled Compressor",1.9843424118636181,0.92875472329091302,null,13160.160000000003,15,null,3986,null,null,1,1000,1000,1000,0,0,0,0,0,0,0,0,0,0,0,0,0,0,0,0,0,0,0,0,0,0,0,0,0,0,0]
["Network PC Power Management",0.39582368882790087,0,null,2661.0035363864099,5,null,638,null,null,1,1000,1000,1000,0,0,0,0,0,0,0,0,0,0,0,0,0,0,0,0,0,0,0,0,0,0,0,0,0,0,0]
["Network PC Power Management",0.93954541768620792,0.81113503267719023,null,6992.2927800393481,5,null,1653,null,null,1,1000,1000,1000,0,0,0,0,0,0,0,0,0,0,0,0,0,0,0,0,0,0,0,0,0,0,0,0,0,0,0]
["Network PC Power Management",5.608913087063879,4.8423267406946824,null,41742.699974130999,5,null,9773,null,null,1,1000,1000,1000,0,0,0,0,0,0,0,0,0,0,0,0,0,0,0,0,0,0,0,0,0,0,0,0,0,0,0]
["Network PC Power Management",0.64621644614369533,0,null,4344.3186878263996,5,null,1044,null,null,1,1000,1000,1000,0,0,0,0,0,0,0,0,0,0,0,0,0,0,0,0,0,0,0,0,0,0,0,0,0,0,0]
["Network PC Power Management",0.49125307379913763,0.34213210871064731,null,3302.5465719626613,5,null,783,null,null,1,1000,1000,1000,0,0,0,0,0,0,0,0,0,0,0,0,0,0,0,0,0,0,0,0,0,0,0,0,0,0,0]
["Network PC Power Management",0.47359029589304436,0,null,3183.8050317337306,5,null,754,null,null,1,1000,1000,1000,0,0,0,0,0,0,0,0,0,0,0,0,0,0,0,0,0,0,0,0,0,0,0,0,0,0,0]
["Network PC Power Management",5.8244230155715469E-2,0,null,391.55843066747252,5,null,116,null,null,1,1000,1000,1000,0,0,0,0,0,0,0,0,0,0,0,0,0,0,0,0,0,0,0,0,0,0,0,0,0,0,0]
["Network PC Power Management",0.39582368882790087,0,null,2661.0035363864099,5,null,638,null,null,1,1000,1000,1000,0,0,0,0,0,0,0,0,0,0,0,0,0,0,0,0,0,0,0,0,0,0,0,0,0,0,0]
["Network PC Power Management",0.70789110010572553,0.49300917945136113,null,4758.9388253536563,5,null,1131,null,null,1,1000,1000,1000,0,0,0,0,0,0,0,0,0,0,0,0,0,0,0,0,0,0,0,0,0,0,0,0,0,0,0]
["Network PC Power Management",5.608913087063879,4.8423267406946824,null,41742.699974130999,5,null,9773,null,null,1,1000,1000,1000,0,0,0,0,0,0,0,0,0,0,0,0,0,0,0,0,0,0,0,0,0,0,0,0,0,0,0]
["Network PC Power Management",8.6766529079033248,0,null,58330.526250961208,5,null,13659,null,null,1,1000,1000,1000,0,0,0,0,0,0,0,0,0,0,0,0,0,0,0,0,0,0,0,0,0,0,0,0,0,0,0]
["Network PC Power Management",0.49125307379913763,0.34213210871064731,null,3302.5465719626613,5,null,783,null,null,1,1000,1000,1000,0,0,0,0,0,0,0,0,0,0,0,0,0,0,0,0,0,0,0,0,0,0,0,0,0,0,0]
["Network PC Power Management",0.21428772235254151,0.14924020678851466,null,1440.5918672346736,5,null,348,null,null,1,1000,1000,1000,0,0,0,0,0,0,0,0,0,0,0,0,0,0,0,0,0,0,0,0,0,0,0,0,0,0,0]
["Smart Strip Plug Outlet",8.3126506709391146E-3,0,null,55.904378705023333,4,null,10,null,null,1,1000,1000,1000,0,0,0,0,0,0,0,0,0,0,0,0,0,0,0,0,0,0,0,0,0,0,0,0,0,0,0]
["Smart Strip Plug Outlet",1.4866344775044962E-2,1.0331891966865191E-2,null,99.979392995431425,4,null,10,null,null,1,1000,1000,1000,0,0,0,0,0,0,0,0,0,0,0,0,0,0,0,0,0,0,0,0,0,0,0,0,0,0,0]
["Smart Strip Plug Outlet",0.13039910627776885,9.0625469745545154E-2,null,876.96227217081014,4,null,80,null,null,1,1000,1000,1000,0,0,0,0,0,0,0,0,0,0,0,0,0,0,0,0,0,0,0,0,0,0,0,0,0,0,0]
["Smart Strip Plug Outlet",0.1822174535080639,0,null,1225.4518962516377,4,null,110,null,null,1,1000,1000,1000,0,0,0,0,0,0,0,0,0,0,0,0,0,0,0,0,0,0,0,0,0,0,0,0,0,0,0]
["Smart Strip Plug Outlet",1.0316752909886623E-2,7.1699922292074187E-3,null,69.382400934610089,4,null,10,null,null,1,1000,1000,1000,0,0,0,0,0,0,0,0,0,0,0,0,0,0,0,0,0,0,0,0,0,0,0,0,0,0,0]
["Smart Strip Plug Outlet",1.4976015400989483E-2,1.0408111446255938E-2,null,100.71695174153074,4,null,10,null,null,1,1000,1000,1000,0,0,0,0,0,0,0,0,0,0,0,0,0,0,0,0,0,0,0,0,0,0,0,0,0,0,0]
["Smart Strip Plug Outlet",1.2231808063734881E-3,0,null,8.2261562203351897,4,null,10,null,null,1,1000,1000,1000,0,0,0,0,0,0,0,0,0,0,0,0,0,0,0,0,0,0,0,0,0,0,0,0,0,0,0]
["Smart Strip Plug Outlet",1.057810927874956E-2,7.3516310791604238E-3,null,71.14007920117831,4,null,10,null,null,1,1000,1000,1000,0,0,0,0,0,0,0,0,0,0,0,0,0,0,0,0,0,0,0,0,0,0,0,0,0,0,0]
["Smart Strip Plug Outlet",1.4866344775044962E-2,1.0331891966865191E-2,null,99.979392995431425,4,null,10,null,null,1,1000,1000,1000,0,0,0,0,0,0,0,0,0,0,0,0,0,0,0,0,0,0,0,0,0,0,0,0,0,0,0]
["Smart Strip Plug Outlet",1.2206661438882898E-2,8.4834509875179372E-3,null,82.092445697134082,4,null,10,null,null,1,1000,1000,1000,0,0,0,0,0,0,0,0,0,0,0,0,0,0,0,0,0,0,0,0,0,0,0,0,0,0,0]
["Smart Strip Plug Outlet",0.1822174535080639,0,null,1225.4518962516377,4,null,110,null,null,1,1000,1000,1000,0,0,0,0,0,0,0,0,0,0,0,0,0,0,0,0,0,0,0,0,0,0,0,0,0,0,0]
["Smart Strip Plug Outlet",4.5002333848754451E-3,3.1275963164975455E-3,null,30.265045575485914,4,null,10,null,null,1,1000,1000,1000,0,0,0,0,0,0,0,0,0,0,0,0,0,0,0,0,0,0,0,0,0,0,0,0,0,0,0]
["Anti-Sweat Controls",8.1727428382660144E-2,8.2167289198935609E-2,null,1022.63364,8,null,171,null,null,1,1000,1000,1000,0,0,0,0,0,0,0,0,0,0,0,0,0,0,0,0,0,0,0,0,0,0,0,0,0,0,0]
["Anti-Sweat Controls",8.1727428382660144E-2,8.2167289198935609E-2,null,1022.63364,8,null,171,null,null,1,1000,1000,1000,0,0,0,0,0,0,0,0,0,0,0,0,0,0,0,0,0,0,0,0,0,0,0,0,0,0,0]
["Anti-Sweat Controls",0.13258968727238943,0.11106045869189518,null,1022.63364,8,null,171,null,null,1,1000,1000,1000,0,0,0,0,0,0,0,0,0,0,0,0,0,0,0,0,0,0,0,0,0,0,0,0,0,0,0]
["Anti-Sweat Controls",0.13258968727238943,0.11106045869189518,null,1022.63364,8,null,171,null,null,1,1000,1000,1000,0,0,0,0,0,0,0,0,0,0,0,0,0,0,0,0,0,0,0,0,0,0,0,0,0,0,0]
["Anti-Sweat Controls",8.1727428382660144E-2,8.2167289198935609E-2,null,1022.63364,8,null,171,null,null,1,1000,1000,1000,0,0,0,0,0,0,0,0,0,0,0,0,0,0,0,0,0,0,0,0,0,0,0,0,0,0,0]
["Anti-Sweat Controls",8.1727428382660144E-2,8.2167289198935609E-2,null,1022.63364,8,null,171,null,null,1,1000,1000,1000,0,0,0,0,0,0,0,0,0,0,0,0,0,0,0,0,0,0,0,0,0,0,0,0,0,0,0]
["Anti-Sweat Controls",0.13258968727238943,0.11106045869189518,null,1022.63364,8,null,171,null,null,1,1000,1000,1000,0,0,0,0,0,0,0,0,0,0,0,0,0,0,0,0,0,0,0,0,0,0,0,0,0,0,0]
["Anti-Sweat Controls",0.13258968727238943,0.11106045869189518,null,1022.63364,8,null,171,null,null,1,1000,1000,1000,0,0,0,0,0,0,0,0,0,0,0,0,0,0,0,0,0,0,0,0,0,0,0,0,0,0,0]
["Anti-Sweat Controls",8.1727428382660144E-2,8.2167289198935609E-2,null,1022.63364,8,null,171,null,null,1,1000,1000,1000,0,0,0,0,0,0,0,0,0,0,0,0,0,0,0,0,0,0,0,0,0,0,0,0,0,0,0]
["Anti-Sweat Controls",8.1727428382660144E-2,8.2167289198935609E-2,null,1022.63364,8,null,171,null,null,1,1000,1000,1000,0,0,0,0,0,0,0,0,0,0,0,0,0,0,0,0,0,0,0,0,0,0,0,0,0,0,0]
["Anti-Sweat Controls",0.13258968727238943,0.11106045869189518,null,1022.63364,8,null,171,null,null,1,1000,1000,1000,0,0,0,0,0,0,0,0,0,0,0,0,0,0,0,0,0,0,0,0,0,0,0,0,0,0,0]
["Anti-Sweat Controls",0.13258968727238943,0.11106045869189518,null,1022.63364,8,null,171,null,null,1,1000,1000,1000,0,0,0,0,0,0,0,0,0,0,0,0,0,0,0,0,0,0,0,0,0,0,0,0,0,0,0]
["Anti-Sweat Controls",8.1727428382660144E-2,8.2167289198935609E-2,null,1022.63364,8,null,171,null,null,1,1000,1000,1000,0,0,0,0,0,0,0,0,0,0,0,0,0,0,0,0,0,0,0,0,0,0,0,0,0,0,0]
["Automatic Door Closer for Walk-in Coolers and Freezers",5.4302705398372756E-3,1.2106124343435741E-3,null,39.082881944444352,8,null,156.82,null,null,1,1000,1000,1000,0,0,0,0,0,0,0,0,0,0,0,0,0,0,0,0,0,0,0,0,0,0,0,0,0,0,0]
["Automatic Door Closer for Walk-in Coolers and Freezers",5.4302705398372756E-3,1.2106124343435741E-3,null,39.082881944444352,8,null,156.82,null,null,1,1000,1000,1000,0,0,0,0,0,0,0,0,0,0,0,0,0,0,0,0,0,0,0,0,0,0,0,0,0,0,0]
["Automatic Door Closer for Walk-in Coolers and Freezers",5.4302705398372756E-3,1.2106124343435741E-3,null,39.082881944444352,8,null,156.82,null,null,1,1000,1000,1000,0,0,0,0,0,0,0,0,0,0,0,0,0,0,0,0,0,0,0,0,0,0,0,0,0,0,0]
["Automatic Door Closer for Walk-in Coolers and Freezers",5.0672957470063191E-3,4.2444944366891533E-3,null,39.082881944444352,8,null,156.82,null,null,1,1000,1000,1000,0,0,0,0,0,0,0,0,0,0,0,0,0,0,0,0,0,0,0,0,0,0,0,0,0,0,0]
["Automatic Door Closer for Walk-in Coolers and Freezers",5.0672957470063191E-3,4.2444944366891533E-3,null,39.082881944444352,8,null,156.82,null,null,1,1000,1000,1000,0,0,0,0,0,0,0,0,0,0,0,0,0,0,0,0,0,0,0,0,0,0,0,0,0,0,0]
["Automatic Door Closer for Walk-in Coolers and Freezers",5.4302705398372756E-3,1.2106124343435741E-3,null,39.082881944444352,8,null,156.82,null,null,1,1000,1000,1000,0,0,0,0,0,0,0,0,0,0,0,0,0,0,0,0,0,0,0,0,0,0,0,0,0,0,0]
["Automatic Door Closer for Walk-in Coolers and Freezers",5.4302705398372756E-3,1.2106124343435741E-3,null,39.082881944444352,8,null,156.82,null,null,1,1000,1000,1000,0,0,0,0,0,0,0,0,0,0,0,0,0,0,0,0,0,0,0,0,0,0,0,0,0,0,0]
["Automatic Door Closer for Walk-in Coolers and Freezers",5.0672957470063191E-3,4.2444944366891533E-3,null,39.082881944444352,8,null,156.82,null,null,1,1000,1000,1000,0,0,0,0,0,0,0,0,0,0,0,0,0,0,0,0,0,0,0,0,0,0,0,0,0,0,0]
["Automatic Door Closer for Walk-in Coolers and Freezers",5.0672957470063191E-3,4.2444944366891533E-3,null,39.082881944444352,8,null,156.82,null,null,1,1000,1000,1000,0,0,0,0,0,0,0,0,0,0,0,0,0,0,0,0,0,0,0,0,0,0,0,0,0,0,0]
["Automatic Door Closer for Walk-in Coolers and Freezers",5.4302705398372756E-3,1.2106124343435741E-3,null,39.082881944444352,8,null,156.82,null,null,1,1000,1000,1000,0,0,0,0,0,0,0,0,0,0,0,0,0,0,0,0,0,0,0,0,0,0,0,0,0,0,0]
["Automatic Door Closer for Walk-in Coolers and Freezers",5.4302705398372756E-3,1.2106124343435741E-3,null,39.082881944444352,8,null,156.82,null,null,1,1000,1000,1000,0,0,0,0,0,0,0,0,0,0,0,0,0,0,0,0,0,0,0,0,0,0,0,0,0,0,0]
["Automatic Door Closer for Walk-in Coolers and Freezers",5.0672957470063191E-3,4.2444944366891533E-3,null,39.082881944444352,8,null,156.82,null,null,1,1000,1000,1000,0,0,0,0,0,0,0,0,0,0,0,0,0,0,0,0,0,0,0,0,0,0,0,0,0,0,0]
["Automatic Door Closer for Walk-in Coolers and Freezers",5.4302705398372756E-3,1.2106124343435741E-3,null,39.082881944444352,8,null,156.82,null,null,1,1000,1000,1000,0,0,0,0,0,0,0,0,0,0,0,0,0,0,0,0,0,0,0,0,0,0,0,0,0,0,0]
["Demand Defrost",5.4903501187800435E-2,5.0295950165764229E-3,null,394.47,10,null,666.68000000000006,null,null,1,1000,1000,1000,0,0,0,0,0,0,0,0,0,0,0,0,0,0,0,0,0,0,0,0,0,0,0,0,0,0,0]
["Demand Defrost",5.4903501187800435E-2,5.0295950165764229E-3,null,394.47,10,null,666.68000000000006,null,null,1,1000,1000,1000,0,0,0,0,0,0,0,0,0,0,0,0,0,0,0,0,0,0,0,0,0,0,0,0,0,0,0]
["Demand Defrost",5.4903501187800435E-2,5.0295950165764229E-3,null,394.47,10,null,666.68000000000006,null,null,1,1000,1000,1000,0,0,0,0,0,0,0,0,0,0,0,0,0,0,0,0,0,0,0,0,0,0,0,0,0,0,0]
["Demand Defrost",5.4903501187800435E-2,5.0295950165764229E-3,null,394.47,10,null,666.68000000000006,null,null,1,1000,1000,1000,0,0,0,0,0,0,0,0,0,0,0,0,0,0,0,0,0,0,0,0,0,0,0,0,0,0,0]
["Demand Defrost",5.1145060912094781E-2,4.2840391022546102E-2,null,394.47,10,null,666.68000000000006,null,null,1,1000,1000,1000,0,0,0,0,0,0,0,0,0,0,0,0,0,0,0,0,0,0,0,0,0,0,0,0,0,0,0]
["Demand Defrost",5.4903501187800435E-2,5.0295950165764229E-3,null,394.47,10,null,666.68000000000006,null,null,1,1000,1000,1000,0,0,0,0,0,0,0,0,0,0,0,0,0,0,0,0,0,0,0,0,0,0,0,0,0,0,0]
["Demand Defrost",5.4903501187800435E-2,5.0295950165764229E-3,null,394.47,10,null,666.68000000000006,null,null,1,1000,1000,1000,0,0,0,0,0,0,0,0,0,0,0,0,0,0,0,0,0,0,0,0,0,0,0,0,0,0,0]
["Demand Defrost",5.1145060912094781E-2,4.2840391022546102E-2,null,394.47,10,null,666.68000000000006,null,null,1,1000,1000,1000,0,0,0,0,0,0,0,0,0,0,0,0,0,0,0,0,0,0,0,0,0,0,0,0,0,0,0]
["Demand Defrost",5.1145060912094781E-2,4.2840391022546102E-2,null,394.47,10,null,666.68000000000006,null,null,1,1000,1000,1000,0,0,0,0,0,0,0,0,0,0,0,0,0,0,0,0,0,0,0,0,0,0,0,0,0,0,0]
["Demand Defrost",5.4903501187800435E-2,5.0295950165764229E-3,null,394.47,10,null,666.68000000000006,null,null,1,1000,1000,1000,0,0,0,0,0,0,0,0,0,0,0,0,0,0,0,0,0,0,0,0,0,0,0,0,0,0,0]
["Demand Defrost",5.4903501187800435E-2,5.0295950165764229E-3,null,394.47,10,null,666.68000000000006,null,null,1,1000,1000,1000,0,0,0,0,0,0,0,0,0,0,0,0,0,0,0,0,0,0,0,0,0,0,0,0,0,0,0]
["Demand Defrost",5.1145060912094781E-2,4.2840391022546102E-2,null,394.47,10,null,666.68000000000006,null,null,1,1000,1000,1000,0,0,0,0,0,0,0,0,0,0,0,0,0,0,0,0,0,0,0,0,0,0,0,0,0,0,0]
["Demand Defrost",5.4903501187800435E-2,5.0295950165764229E-3,null,394.47,10,null,666.68000000000006,null,null,1,1000,1000,1000,0,0,0,0,0,0,0,0,0,0,0,0,0,0,0,0,0,0,0,0,0,0,0,0,0,0,0]
["Floating Head Pressure Controls",0.38051435659456595,0.17809653407311998,null,2523.5714285714284,15,null,307,null,null,1,1000,1000,1000,0,0,0,0,0,0,0,0,0,0,0,0,0,0,0,0,0,0,0,0,0,0,0,0,0,0,0]
["Floating Head Pressure Controls",0.38051435659456595,0.17809653407311998,null,2523.5714285714284,15,null,307,null,null,1,1000,1000,1000,0,0,0,0,0,0,0,0,0,0,0,0,0,0,0,0,0,0,0,0,0,0,0,0,0,0,0]
["Floating Head Pressure Controls",0.38051435659456595,0.17809653407311998,null,2523.5714285714284,15,null,307,null,null,1,1000,1000,1000,0,0,0,0,0,0,0,0,0,0,0,0,0,0,0,0,0,0,0,0,0,0,0,0,0,0,0]
["Floating Head Pressure Controls",0.38051435659456595,0.17809653407311998,null,2523.5714285714284,15,null,307,null,null,1,1000,1000,1000,0,0,0,0,0,0,0,0,0,0,0,0,0,0,0,0,0,0,0,0,0,0,0,0,0,0,0]
["Floating Head Pressure Controls",0.32719395630660331,0.27406589167055373,null,2523.5714285714284,15,null,307,null,null,1,1000,1000,1000,0,0,0,0,0,0,0,0,0,0,0,0,0,0,0,0,0,0,0,0,0,0,0,0,0,0,0]
["Floating Head Pressure Controls",0.38051435659456595,0.17809653407311998,null,2523.5714285714284,15,null,307,null,null,1,1000,1000,1000,0,0,0,0,0,0,0,0,0,0,0,0,0,0,0,0,0,0,0,0,0,0,0,0,0,0,0]
["Floating Head Pressure Controls",0.38051435659456595,0.17809653407311998,null,2523.5714285714284,15,null,307,null,null,1,1000,1000,1000,0,0,0,0,0,0,0,0,0,0,0,0,0,0,0,0,0,0,0,0,0,0,0,0,0,0,0]
["Floating Head Pressure Controls",0.32719395630660331,0.27406589167055373,null,2523.5714285714284,15,null,307,null,null,1,1000,1000,1000,0,0,0,0,0,0,0,0,0,0,0,0,0,0,0,0,0,0,0,0,0,0,0,0,0,0,0]
["Floating Head Pressure Controls",0.32719395630660331,0.27406589167055373,null,2523.5714285714284,15,null,307,null,null,1,1000,1000,1000,0,0,0,0,0,0,0,0,0,0,0,0,0,0,0,0,0,0,0,0,0,0,0,0,0,0,0]
["Floating Head Pressure Controls",0.38051435659456595,0.17809653407311998,null,2523.5714285714284,15,null,307,null,null,1,1000,1000,1000,0,0,0,0,0,0,0,0,0,0,0,0,0,0,0,0,0,0,0,0,0,0,0,0,0,0,0]
["Floating Head Pressure Controls",0.38051435659456595,0.17809653407311998,null,2523.5714285714284,15,null,307,null,null,1,1000,1000,1000,0,0,0,0,0,0,0,0,0,0,0,0,0,0,0,0,0,0,0,0,0,0,0,0,0,0,0]
["Floating Head Pressure Controls",0.32719395630660331,0.27406589167055373,null,2523.5714285714284,15,null,307,null,null,1,1000,1000,1000,0,0,0,0,0,0,0,0,0,0,0,0,0,0,0,0,0,0,0,0,0,0,0,0,0,0,0]
["Freezer-Cooler Replacement Gaskets",2.0269182988025276E-2,1.6977977746756613E-2,null,156.33152777777741,4,null,96.8,null,null,1,1000,1000,1000,0,0,0,0,0,0,0,0,0,0,0,0,0,0,0,0,0,0,0,0,0,0,0,0,0,0,0]
["Freezer-Cooler Replacement Gaskets",2.2766677782991636E-2,7.412462825997038E-3,null,156.33152777777741,4,null,96.8,null,null,1,1000,1000,1000,0,0,0,0,0,0,0,0,0,0,0,0,0,0,0,0,0,0,0,0,0,0,0,0,0,0,0]
["Freezer-Cooler Replacement Gaskets",2.2766677782991636E-2,7.412462825997038E-3,null,156.33152777777741,4,null,96.8,null,null,1,1000,1000,1000,0,0,0,0,0,0,0,0,0,0,0,0,0,0,0,0,0,0,0,0,0,0,0,0,0,0,0]
["Freezer-Cooler Replacement Gaskets",2.2766677782991636E-2,7.412462825997038E-3,null,156.33152777777741,4,null,96.8,null,null,1,1000,1000,1000,0,0,0,0,0,0,0,0,0,0,0,0,0,0,0,0,0,0,0,0,0,0,0,0,0,0,0]
["Freezer-Cooler Replacement Gaskets",2.2766677782991636E-2,7.412462825997038E-3,null,156.33152777777741,4,null,96.8,null,null,1,1000,1000,1000,0,0,0,0,0,0,0,0,0,0,0,0,0,0,0,0,0,0,0,0,0,0,0,0,0,0,0]
["Freezer-Cooler Replacement Gaskets",2.0269182988025276E-2,1.6977977746756613E-2,null,156.33152777777741,4,null,96.8,null,null,1,1000,1000,1000,0,0,0,0,0,0,0,0,0,0,0,0,0,0,0,0,0,0,0,0,0,0,0,0,0,0,0]
["Freezer-Cooler Replacement Gaskets",0,0,null,0,4,null,96.8,null,null,1,1000,1000,1000,0,0,0,0,0,0,0,0,0,0,0,0,0,0,0,0,0,0,0,0,0,0,0,0,0,0,0]
["Freezer-Cooler Replacement Gaskets",0,0,null,0,4,null,96.8,null,null,1,1000,1000,1000,0,0,0,0,0,0,0,0,0,0,0,0,0,0,0,0,0,0,0,0,0,0,0,0,0,0,0]
["Freezer-Cooler Replacement Gaskets",0,0,null,0,4,null,96.8,null,null,1,1000,1000,1000,0,0,0,0,0,0,0,0,0,0,0,0,0,0,0,0,0,0,0,0,0,0,0,0,0,0,0]
["Freezer-Cooler Replacement Gaskets",0,0,null,0,4,null,96.8,null,null,1,1000,1000,1000,0,0,0,0,0,0,0,0,0,0,0,0,0,0,0,0,0,0,0,0,0,0,0,0,0,0,0]
["Freezer-Cooler Replacement Gaskets",0,0,null,0,4,null,96.8,null,null,1,1000,1000,1000,0,0,0,0,0,0,0,0,0,0,0,0,0,0,0,0,0,0,0,0,0,0,0,0,0,0,0]
["Freezer-Cooler Replacement Gaskets",0,0,null,0,4,null,96.8,null,null,1,1000,1000,1000,0,0,0,0,0,0,0,0,0,0,0,0,0,0,0,0,0,0,0,0,0,0,0,0,0,0,0]
["High Efficiency Refrigeration Compressor",2.0431240714970045E-2,9.5626698312116787E-3,null,135.5,13,null,221.64,null,null,1,1000,1000,1000,0,0,0,0,0,0,0,0,0,0,0,0,0,0,0,0,0,0,0,0,0,0,0,0,0,0,0]
["High Efficiency Refrigeration Compressor",1.7568268754985183E-2,1.4715624016389484E-2,null,135.5,13,null,221.64,null,null,1,1000,1000,1000,0,0,0,0,0,0,0,0,0,0,0,0,0,0,0,0,0,0,0,0,0,0,0,0,0,0,0]
["High Efficiency Refrigeration Compressor",1.7568268754985183E-2,1.4715624016389484E-2,null,135.5,13,null,221.64,null,null,1,1000,1000,1000,0,0,0,0,0,0,0,0,0,0,0,0,0,0,0,0,0,0,0,0,0,0,0,0,0,0,0]
["High Efficiency Refrigeration Compressor",2.0431240714970045E-2,9.5626698312116787E-3,null,135.5,13,null,221.64,null,null,1,1000,1000,1000,0,0,0,0,0,0,0,0,0,0,0,0,0,0,0,0,0,0,0,0,0,0,0,0,0,0,0]
["High Efficiency Refrigeration Compressor",1.7568268754985183E-2,1.4715624016389484E-2,null,135.5,13,null,221.64,null,null,1,1000,1000,1000,0,0,0,0,0,0,0,0,0,0,0,0,0,0,0,0,0,0,0,0,0,0,0,0,0,0,0]
["High Efficiency Refrigeration Compressor",2.0431240714970045E-2,9.5626698312116787E-3,null,135.5,13,null,221.64,null,null,1,1000,1000,1000,0,0,0,0,0,0,0,0,0,0,0,0,0,0,0,0,0,0,0,0,0,0,0,0,0,0,0]
["High Efficiency Refrigeration Compressor",2.0431240714970045E-2,9.5626698312116787E-3,null,135.5,13,null,221.64,null,null,1,1000,1000,1000,0,0,0,0,0,0,0,0,0,0,0,0,0,0,0,0,0,0,0,0,0,0,0,0,0,0,0]
["High Efficiency Refrigeration Compressor",1.7568268754985183E-2,1.4715624016389484E-2,null,135.5,13,null,221.64,null,null,1,1000,1000,1000,0,0,0,0,0,0,0,0,0,0,0,0,0,0,0,0,0,0,0,0,0,0,0,0,0,0,0]
["High Efficiency Refrigeration Compressor",1.7568268754985183E-2,1.4715624016389484E-2,null,135.5,13,null,221.64,null,null,1,1000,1000,1000,0,0,0,0,0,0,0,0,0,0,0,0,0,0,0,0,0,0,0,0,0,0,0,0,0,0,0]
["High Efficiency Refrigeration Compressor",2.0431240714970045E-2,9.5626698312116787E-3,null,135.5,13,null,221.64,null,null,1,1000,1000,1000,0,0,0,0,0,0,0,0,0,0,0,0,0,0,0,0,0,0,0,0,0,0,0,0,0,0,0]
["High Efficiency Refrigeration Compressor",2.0431240714970045E-2,9.5626698312116787E-3,null,135.5,13,null,221.64,null,null,1,1000,1000,1000,0,0,0,0,0,0,0,0,0,0,0,0,0,0,0,0,0,0,0,0,0,0,0,0,0,0,0]
["High Efficiency Refrigeration Compressor",1.7568268754985183E-2,1.4715624016389484E-2,null,135.5,13,null,221.64,null,null,1,1000,1000,1000,0,0,0,0,0,0,0,0,0,0,0,0,0,0,0,0,0,0,0,0,0,0,0,0,0,0,0]
["High Efficiency Refrigeration Compressor",2.0431240714970045E-2,9.5626698312116787E-3,null,135.5,13,null,221.64,null,null,1,1000,1000,1000,0,0,0,0,0,0,0,0,0,0,0,0,0,0,0,0,0,0,0,0,0,0,0,0,0,0,0]
["High R-Value Glass Doors",2.5557123808539473E-2,8.7903147687029559E-3,null,175,12,null,394,null,null,1,1000,1000,1000,0,0,0,0,0,0,0,0,0,0,0,0,0,0,0,0,0,0,0,0,0,0,0,0,0,0,0]
["High R-Value Glass Doors",2.26896459935233E-2,1.9005418471351732E-2,null,175,12,null,394,null,null,1,1000,1000,1000,0,0,0,0,0,0,0,0,0,0,0,0,0,0,0,0,0,0,0,0,0,0,0,0,0,0,0]
["High R-Value Glass Doors",2.26896459935233E-2,1.9005418471351732E-2,null,175,12,null,394,null,null,1,1000,1000,1000,0,0,0,0,0,0,0,0,0,0,0,0,0,0,0,0,0,0,0,0,0,0,0,0,0,0,0]
["High R-Value Glass Doors",2.5557123808539473E-2,8.7903147687029559E-3,null,175,12,null,394,null,null,1,1000,1000,1000,0,0,0,0,0,0,0,0,0,0,0,0,0,0,0,0,0,0,0,0,0,0,0,0,0,0,0]
["High R-Value Glass Doors",2.26896459935233E-2,1.9005418471351732E-2,null,175,12,null,394,null,null,1,1000,1000,1000,0,0,0,0,0,0,0,0,0,0,0,0,0,0,0,0,0,0,0,0,0,0,0,0,0,0,0]
["High R-Value Glass Doors",2.5557123808539473E-2,8.7903147687029559E-3,null,175,12,null,394,null,null,1,1000,1000,1000,0,0,0,0,0,0,0,0,0,0,0,0,0,0,0,0,0,0,0,0,0,0,0,0,0,0,0]
["High R-Value Glass Doors",0,0,null,0,12,null,394,null,null,1,1000,1000,1000,0,0,0,0,0,0,0,0,0,0,0,0,0,0,0,0,0,0,0,0,0,0,0,0,0,0,0]
["High R-Value Glass Doors",0,0,null,0,12,null,394,null,null,1,1000,1000,1000,0,0,0,0,0,0,0,0,0,0,0,0,0,0,0,0,0,0,0,0,0,0,0,0,0,0,0]
["High R-Value Glass Doors",0,0,null,0,12,null,394,null,null,1,1000,1000,1000,0,0,0,0,0,0,0,0,0,0,0,0,0,0,0,0,0,0,0,0,0,0,0,0,0,0,0]
["High R-Value Glass Doors",0,0,null,0,12,null,394,null,null,1,1000,1000,1000,0,0,0,0,0,0,0,0,0,0,0,0,0,0,0,0,0,0,0,0,0,0,0,0,0,0,0]
["High R-Value Glass Doors",0,0,null,0,12,null,394,null,null,1,1000,1000,1000,0,0,0,0,0,0,0,0,0,0,0,0,0,0,0,0,0,0,0,0,0,0,0,0,0,0,0]
["High R-Value Glass Doors",0,0,null,0,12,null,394,null,null,1,1000,1000,1000,0,0,0,0,0,0,0,0,0,0,0,0,0,0,0,0,0,0,0,0,0,0,0,0,0,0,0]
["High R-Value Glass Doors",0,0,null,0,12,null,394,null,null,1,1000,1000,1000,0,0,0,0,0,0,0,0,0,0,0,0,0,0,0,0,0,0,0,0,0,0,0,0,0,0,0]
["Night Covers for Display Cases",1.5518088258248014E-2,6.9353243231992353E-3,null,103.31184690958331,5,null,714,null,null,1,1000,1000,1000,0,0,0,0,0,0,0,0,0,0,0,0,0,0,0,0,0,0,0,0,0,0,0,0,0,0,0]
["Night Covers for Display Cases",1.5518088258248014E-2,6.9353243231992353E-3,null,103.31184690958331,5,null,714,null,null,1,1000,1000,1000,0,0,0,0,0,0,0,0,0,0,0,0,0,0,0,0,0,0,0,0,0,0,0,0,0,0,0]
["Night Covers for Display Cases",1.5518088258248014E-2,6.9353243231992353E-3,null,103.31184690958331,5,null,714,null,null,1,1000,1000,1000,0,0,0,0,0,0,0,0,0,0,0,0,0,0,0,0,0,0,0,0,0,0,0,0,0,0,0]
["Night Covers for Display Cases",1.5518088258248014E-2,6.9353243231992353E-3,null,103.31184690958331,5,null,714,null,null,1,1000,1000,1000,0,0,0,0,0,0,0,0,0,0,0,0,0,0,0,0,0,0,0,0,0,0,0,0,0,0,0]
["Night Covers for Display Cases",1.5518088258248014E-2,6.9353243231992353E-3,null,103.31184690958331,5,null,714,null,null,1,1000,1000,1000,0,0,0,0,0,0,0,0,0,0,0,0,0,0,0,0,0,0,0,0,0,0,0,0,0,0,0]
["Night Covers for Display Cases",1.5518088258248014E-2,6.9353243231992353E-3,null,103.31184690958331,5,null,714,null,null,1,1000,1000,1000,0,0,0,0,0,0,0,0,0,0,0,0,0,0,0,0,0,0,0,0,0,0,0,0,0,0,0]
["Night Covers for Display Cases",1.5518088258248014E-2,6.9353243231992353E-3,null,103.31184690958331,5,null,714,null,null,1,1000,1000,1000,0,0,0,0,0,0,0,0,0,0,0,0,0,0,0,0,0,0,0,0,0,0,0,0,0,0,0]
["Night Covers for Display Cases",1.5518088258248014E-2,6.9353243231992353E-3,null,103.31184690958331,5,null,714,null,null,1,1000,1000,1000,0,0,0,0,0,0,0,0,0,0,0,0,0,0,0,0,0,0,0,0,0,0,0,0,0,0,0]
["Night Covers for Display Cases",1.5518088258248014E-2,6.9353243231992353E-3,null,103.31184690958331,5,null,714,null,null,1,1000,1000,1000,0,0,0,0,0,0,0,0,0,0,0,0,0,0,0,0,0,0,0,0,0,0,0,0,0,0,0]
["Night Covers for Display Cases",1.5518088258248014E-2,6.9353243231992353E-3,null,103.31184690958331,5,null,714,null,null,1,1000,1000,1000,0,0,0,0,0,0,0,0,0,0,0,0,0,0,0,0,0,0,0,0,0,0,0,0,0,0,0]
["Night Covers for Display Cases",1.5518088258248014E-2,6.9353243231992353E-3,null,103.31184690958331,5,null,714,null,null,1,1000,1000,1000,0,0,0,0,0,0,0,0,0,0,0,0,0,0,0,0,0,0,0,0,0,0,0,0,0,0,0]
["Night Covers for Display Cases",1.5518088258248014E-2,6.9353243231992353E-3,null,103.31184690958331,5,null,714,null,null,1,1000,1000,1000,0,0,0,0,0,0,0,0,0,0,0,0,0,0,0,0,0,0,0,0,0,0,0,0,0,0,0]
["Night Covers for Display Cases",1.5518088258248014E-2,6.9353243231992353E-3,null,103.31184690958331,5,null,714,null,null,1,1000,1000,1000,0,0,0,0,0,0,0,0,0,0,0,0,0,0,0,0,0,0,0,0,0,0,0,0,0,0,0]
["Night Covers for Display Cases",1.5518088258248014E-2,6.9353243231992353E-3,null,103.31184690958331,5,null,714,null,null,1,1000,1000,1000,0,0,0,0,0,0,0,0,0,0,0,0,0,0,0,0,0,0,0,0,0,0,0,0,0,0,0]
["Night Covers for Display Cases",1.5518088258248014E-2,6.9353243231992353E-3,null,103.31184690958331,5,null,714,null,null,1,1000,1000,1000,0,0,0,0,0,0,0,0,0,0,0,0,0,0,0,0,0,0,0,0,0,0,0,0,0,0,0]
["Night Covers for Display Cases",1.5518088258248014E-2,6.9353243231992353E-3,null,103.31184690958331,5,null,714,null,null,1,1000,1000,1000,0,0,0,0,0,0,0,0,0,0,0,0,0,0,0,0,0,0,0,0,0,0,0,0,0,0,0]
["Night Covers for Display Cases",1.5518088258248014E-2,6.9353243231992353E-3,null,103.31184690958331,5,null,714,null,null,1,1000,1000,1000,0,0,0,0,0,0,0,0,0,0,0,0,0,0,0,0,0,0,0,0,0,0,0,0,0,0,0]
["Night Covers for Display Cases",1.5518088258248014E-2,6.9353243231992353E-3,null,103.31184690958331,5,null,714,null,null,1,1000,1000,1000,0,0,0,0,0,0,0,0,0,0,0,0,0,0,0,0,0,0,0,0,0,0,0,0,0,0,0]
["Night Covers for Display Cases",1.5518088258248014E-2,6.9353243231992353E-3,null,103.31184690958331,5,null,714,null,null,1,1000,1000,1000,0,0,0,0,0,0,0,0,0,0,0,0,0,0,0,0,0,0,0,0,0,0,0,0,0,0,0]
["Night Covers for Display Cases",1.5518088258248014E-2,6.9353243231992353E-3,null,103.31184690958331,5,null,714,null,null,1,1000,1000,1000,0,0,0,0,0,0,0,0,0,0,0,0,0,0,0,0,0,0,0,0,0,0,0,0,0,0,0]
["PSC to ECM Evaporator Fan Motor (Reach-In)",7.0138802875156475E-2,6.4252691682239859E-3,null,503.93240816326545,15,null,177,null,null,1,1000,1000,1000,0,0,0,0,0,0,0,0,0,0,0,0,0,0,0,0,0,0,0,0,0,0,0,0,0,0,0]
["PSC to ECM Evaporator Fan Motor (Reach-In)",6.5337424166828445E-2,5.4728271895575317E-2,null,503.93240816326545,15,null,177,null,null,1,1000,1000,1000,0,0,0,0,0,0,0,0,0,0,0,0,0,0,0,0,0,0,0,0,0,0,0,0,0,0,0]
["PSC to ECM Evaporator Fan Motor (Reach-In)",7.0138802875156475E-2,6.4252691682239859E-3,null,503.93240816326545,15,null,177,null,null,1,1000,1000,1000,0,0,0,0,0,0,0,0,0,0,0,0,0,0,0,0,0,0,0,0,0,0,0,0,0,0,0]
["PSC to ECM Evaporator Fan Motor (Reach-In)",6.5337424166828445E-2,5.4728271895575317E-2,null,503.93240816326545,15,null,177,null,null,1,1000,1000,1000,0,0,0,0,0,0,0,0,0,0,0,0,0,0,0,0,0,0,0,0,0,0,0,0,0,0,0]
["PSC to ECM Evaporator Fan Motor (Reach-In)",6.5337424166828445E-2,5.4728271895575317E-2,null,503.93240816326545,15,null,177,null,null,1,1000,1000,1000,0,0,0,0,0,0,0,0,0,0,0,0,0,0,0,0,0,0,0,0,0,0,0,0,0,0,0]
["PSC to ECM Evaporator Fan Motor (Reach-In)",7.0138802875156475E-2,6.4252691682239859E-3,null,503.93240816326545,15,null,177,null,null,1,1000,1000,1000,0,0,0,0,0,0,0,0,0,0,0,0,0,0,0,0,0,0,0,0,0,0,0,0,0,0,0]
["PSC to ECM Evaporator Fan Motor (Reach-In)",6.5337424166828445E-2,5.4728271895575317E-2,null,503.93240816326545,15,null,177,null,null,1,1000,1000,1000,0,0,0,0,0,0,0,0,0,0,0,0,0,0,0,0,0,0,0,0,0,0,0,0,0,0,0]
["PSC to ECM Evaporator Fan Motor (Reach-In)",7.0138802875156475E-2,6.4252691682239859E-3,null,503.93240816326545,15,null,177,null,null,1,1000,1000,1000,0,0,0,0,0,0,0,0,0,0,0,0,0,0,0,0,0,0,0,0,0,0,0,0,0,0,0]
["PSC to ECM Evaporator Fan Motor (Reach-In)",7.0138802875156475E-2,6.4252691682239859E-3,null,503.93240816326545,15,null,177,null,null,1,1000,1000,1000,0,0,0,0,0,0,0,0,0,0,0,0,0,0,0,0,0,0,0,0,0,0,0,0,0,0,0]
["PSC to ECM Evaporator Fan Motor (Reach-In)",6.5337424166828445E-2,5.4728271895575317E-2,null,503.93240816326545,15,null,177,null,null,1,1000,1000,1000,0,0,0,0,0,0,0,0,0,0,0,0,0,0,0,0,0,0,0,0,0,0,0,0,0,0,0]
["PSC to ECM Evaporator Fan Motor (Reach-In)",7.0138802875156475E-2,6.4252691682239859E-3,null,503.93240816326545,15,null,177,null,null,1,1000,1000,1000,0,0,0,0,0,0,0,0,0,0,0,0,0,0,0,0,0,0,0,0,0,0,0,0,0,0,0]
["PSC to ECM Evaporator Fan Motor (Reach-In)",6.5337424166828445E-2,5.4728271895575317E-2,null,503.93240816326545,15,null,177,null,null,1,1000,1000,1000,0,0,0,0,0,0,0,0,0,0,0,0,0,0,0,0,0,0,0,0,0,0,0,0,0,0,0]
["PSC to ECM Evaporator Fan Motor (Reach-In)",7.0138802875156475E-2,6.4252691682239859E-3,null,503.93240816326545,15,null,177,null,null,1,1000,1000,1000,0,0,0,0,0,0,0,0,0,0,0,0,0,0,0,0,0,0,0,0,0,0,0,0,0,0,0]
["PSC to ECM Evaporator Fan Motor (Reach-In)",7.0138802875156475E-2,6.4252691682239859E-3,null,503.93240816326545,15,null,177,null,null,1,1000,1000,1000,0,0,0,0,0,0,0,0,0,0,0,0,0,0,0,0,0,0,0,0,0,0,0,0,0,0,0]
["PSC to ECM Evaporator Fan Motor (Reach-In)",6.5337424166828445E-2,5.4728271895575317E-2,null,503.93240816326545,15,null,177,null,null,1,1000,1000,1000,0,0,0,0,0,0,0,0,0,0,0,0,0,0,0,0,0,0,0,0,0,0,0,0,0,0,0]
["PSC to ECM Evaporator Fan Motor (Reach-In)",7.0138802875156475E-2,6.4252691682239859E-3,null,503.93240816326545,15,null,177,null,null,1,1000,1000,1000,0,0,0,0,0,0,0,0,0,0,0,0,0,0,0,0,0,0,0,0,0,0,0,0,0,0,0]
["PSC to ECM Evaporator Fan Motor (Reach-In)",6.5337424166828445E-2,5.4728271895575317E-2,null,503.93240816326545,15,null,177,null,null,1,1000,1000,1000,0,0,0,0,0,0,0,0,0,0,0,0,0,0,0,0,0,0,0,0,0,0,0,0,0,0,0]
["PSC to ECM Evaporator Fan Motor (Reach-In)",6.5337424166828445E-2,5.4728271895575317E-2,null,503.93240816326545,15,null,177,null,null,1,1000,1000,1000,0,0,0,0,0,0,0,0,0,0,0,0,0,0,0,0,0,0,0,0,0,0,0,0,0,0,0]
["PSC to ECM Evaporator Fan Motor (Reach-In)",7.0138802875156475E-2,6.4252691682239859E-3,null,503.93240816326545,15,null,177,null,null,1,1000,1000,1000,0,0,0,0,0,0,0,0,0,0,0,0,0,0,0,0,0,0,0,0,0,0,0,0,0,0,0]
["PSC to ECM Evaporator Fan Motor (Reach-In)",6.5337424166828445E-2,5.4728271895575317E-2,null,503.93240816326545,15,null,177,null,null,1,1000,1000,1000,0,0,0,0,0,0,0,0,0,0,0,0,0,0,0,0,0,0,0,0,0,0,0,0,0,0,0]
["PSC to ECM Evaporator Fan Motor (Reach-In)",7.0138802875156475E-2,6.4252691682239859E-3,null,503.93240816326545,15,null,177,null,null,1,1000,1000,1000,0,0,0,0,0,0,0,0,0,0,0,0,0,0,0,0,0,0,0,0,0,0,0,0,0,0,0]
["PSC to ECM Evaporator Fan Motor (Reach-In)",7.0138802875156475E-2,6.4252691682239859E-3,null,503.93240816326545,15,null,177,null,null,1,1000,1000,1000,0,0,0,0,0,0,0,0,0,0,0,0,0,0,0,0,0,0,0,0,0,0,0,0,0,0,0]
["PSC to ECM Evaporator Fan Motor (Reach-In)",6.5337424166828445E-2,5.4728271895575317E-2,null,503.93240816326545,15,null,177,null,null,1,1000,1000,1000,0,0,0,0,0,0,0,0,0,0,0,0,0,0,0,0,0,0,0,0,0,0,0,0,0,0,0]
["PSC to ECM Evaporator Fan Motor (Reach-In)",7.0138802875156475E-2,6.4252691682239859E-3,null,503.93240816326545,15,null,177,null,null,1,1000,1000,1000,0,0,0,0,0,0,0,0,0,0,0,0,0,0,0,0,0,0,0,0,0,0,0,0,0,0,0]
["PSC to ECM Evaporator Fan Motor (Reach-In)",6.5337424166828445E-2,5.4728271895575317E-2,null,503.93240816326545,15,null,177,null,null,1,1000,1000,1000,0,0,0,0,0,0,0,0,0,0,0,0,0,0,0,0,0,0,0,0,0,0,0,0,0,0,0]
["PSC to ECM Evaporator Fan Motor (Reach-In)",7.0138802875156475E-2,6.4252691682239859E-3,null,503.93240816326545,15,null,177,null,null,1,1000,1000,1000,0,0,0,0,0,0,0,0,0,0,0,0,0,0,0,0,0,0,0,0,0,0,0,0,0,0,0]
["PSC to ECM Evaporator Fan Motor (Walk-In, Refrigerator)",4.5520010668114973E-2,4.1699930579605507E-3,null,327.05161273469389,15,null,177,null,null,1,1000,1000,1000,0,0,0,0,0,0,0,0,0,0,0,0,0,0,0,0,0,0,0,0,0,0,0,0,0,0,0]
["PSC to ECM Evaporator Fan Motor (Walk-In, Refrigerator)",4.2403920842433523E-2,3.5518591969246338E-2,null,327.05161273469389,15,null,177,null,null,1,1000,1000,1000,0,0,0,0,0,0,0,0,0,0,0,0,0,0,0,0,0,0,0,0,0,0,0,0,0,0,0]
["PSC to ECM Evaporator Fan Motor (Walk-In, Refrigerator)",4.5520010668114973E-2,4.1699930579605507E-3,null,327.05161273469389,15,null,177,null,null,1,1000,1000,1000,0,0,0,0,0,0,0,0,0,0,0,0,0,0,0,0,0,0,0,0,0,0,0,0,0,0,0]
["PSC to ECM Evaporator Fan Motor (Walk-In, Refrigerator)",4.2403920842433523E-2,3.5518591969246338E-2,null,327.05161273469389,15,null,177,null,null,1,1000,1000,1000,0,0,0,0,0,0,0,0,0,0,0,0,0,0,0,0,0,0,0,0,0,0,0,0,0,0,0]
["PSC to ECM Evaporator Fan Motor (Walk-In, Refrigerator)",4.2403920842433523E-2,3.5518591969246338E-2,null,327.05161273469389,15,null,177,null,null,1,1000,1000,1000,0,0,0,0,0,0,0,0,0,0,0,0,0,0,0,0,0,0,0,0,0,0,0,0,0,0,0]
["PSC to ECM Evaporator Fan Motor (Walk-In, Refrigerator)",4.5520010668114973E-2,4.1699930579605507E-3,null,327.05161273469389,15,null,177,null,null,1,1000,1000,1000,0,0,0,0,0,0,0,0,0,0,0,0,0,0,0,0,0,0,0,0,0,0,0,0,0,0,0]
["PSC to ECM Evaporator Fan Motor (Walk-In, Refrigerator)",4.2403920842433523E-2,3.5518591969246338E-2,null,327.05161273469389,15,null,177,null,null,1,1000,1000,1000,0,0,0,0,0,0,0,0,0,0,0,0,0,0,0,0,0,0,0,0,0,0,0,0,0,0,0]
["PSC to ECM Evaporator Fan Motor (Walk-In, Refrigerator)",4.5520010668114973E-2,4.1699930579605507E-3,null,327.05161273469389,15,null,177,null,null,1,1000,1000,1000,0,0,0,0,0,0,0,0,0,0,0,0,0,0,0,0,0,0,0,0,0,0,0,0,0,0,0]
["PSC to ECM Evaporator Fan Motor (Walk-In, Refrigerator)",4.5520010668114973E-2,4.1699930579605507E-3,null,327.05161273469389,15,null,177,null,null,1,1000,1000,1000,0,0,0,0,0,0,0,0,0,0,0,0,0,0,0,0,0,0,0,0,0,0,0,0,0,0,0]
["PSC to ECM Evaporator Fan Motor (Walk-In, Refrigerator)",4.2403920842433523E-2,3.5518591969246338E-2,null,327.05161273469389,15,null,177,null,null,1,1000,1000,1000,0,0,0,0,0,0,0,0,0,0,0,0,0,0,0,0,0,0,0,0,0,0,0,0,0,0,0]
["PSC to ECM Evaporator Fan Motor (Walk-In, Refrigerator)",4.5520010668114973E-2,4.1699930579605507E-3,null,327.05161273469389,15,null,177,null,null,1,1000,1000,1000,0,0,0,0,0,0,0,0,0,0,0,0,0,0,0,0,0,0,0,0,0,0,0,0,0,0,0]
["PSC to ECM Evaporator Fan Motor (Walk-In, Refrigerator)",4.2403920842433523E-2,3.5518591969246338E-2,null,327.05161273469389,15,null,177,null,null,1,1000,1000,1000,0,0,0,0,0,0,0,0,0,0,0,0,0,0,0,0,0,0,0,0,0,0,0,0,0,0,0]
["PSC to ECM Evaporator Fan Motor (Walk-In, Refrigerator)",4.5520010668114973E-2,4.1699930579605507E-3,null,327.05161273469389,15,null,177,null,null,1,1000,1000,1000,0,0,0,0,0,0,0,0,0,0,0,0,0,0,0,0,0,0,0,0,0,0,0,0,0,0,0]
["PSC to ECM Evaporator Fan Motor (Walk-In, Refrigerator)",4.5520010668114973E-2,4.1699930579605507E-3,null,327.05161273469389,15,null,177,null,null,1,1000,1000,1000,0,0,0,0,0,0,0,0,0,0,0,0,0,0,0,0,0,0,0,0,0,0,0,0,0,0,0]
["PSC to ECM Evaporator Fan Motor (Walk-In, Refrigerator)",4.2403920842433523E-2,3.5518591969246338E-2,null,327.05161273469389,15,null,177,null,null,1,1000,1000,1000,0,0,0,0,0,0,0,0,0,0,0,0,0,0,0,0,0,0,0,0,0,0,0,0,0,0,0]
["PSC to ECM Evaporator Fan Motor (Walk-In, Refrigerator)",4.5520010668114973E-2,4.1699930579605507E-3,null,327.05161273469389,15,null,177,null,null,1,1000,1000,1000,0,0,0,0,0,0,0,0,0,0,0,0,0,0,0,0,0,0,0,0,0,0,0,0,0,0,0]
["PSC to ECM Evaporator Fan Motor (Walk-In, Refrigerator)",4.2403920842433523E-2,3.5518591969246338E-2,null,327.05161273469389,15,null,177,null,null,1,1000,1000,1000,0,0,0,0,0,0,0,0,0,0,0,0,0,0,0,0,0,0,0,0,0,0,0,0,0,0,0]
["PSC to ECM Evaporator Fan Motor (Walk-In, Refrigerator)",4.2403920842433523E-2,3.5518591969246338E-2,null,327.05161273469389,15,null,177,null,null,1,1000,1000,1000,0,0,0,0,0,0,0,0,0,0,0,0,0,0,0,0,0,0,0,0,0,0,0,0,0,0,0]
["PSC to ECM Evaporator Fan Motor (Walk-In, Refrigerator)",4.5520010668114973E-2,4.1699930579605507E-3,null,327.05161273469389,15,null,177,null,null,1,1000,1000,1000,0,0,0,0,0,0,0,0,0,0,0,0,0,0,0,0,0,0,0,0,0,0,0,0,0,0,0]
["PSC to ECM Evaporator Fan Motor (Walk-In, Refrigerator)",4.2403920842433523E-2,3.5518591969246338E-2,null,327.05161273469389,15,null,177,null,null,1,1000,1000,1000,0,0,0,0,0,0,0,0,0,0,0,0,0,0,0,0,0,0,0,0,0,0,0,0,0,0,0]
["PSC to ECM Evaporator Fan Motor (Walk-In, Refrigerator)",4.5520010668114973E-2,4.1699930579605507E-3,null,327.05161273469389,15,null,177,null,null,1,1000,1000,1000,0,0,0,0,0,0,0,0,0,0,0,0,0,0,0,0,0,0,0,0,0,0,0,0,0,0,0]
["PSC to ECM Evaporator Fan Motor (Walk-In, Refrigerator)",4.5520010668114973E-2,4.1699930579605507E-3,null,327.05161273469389,15,null,177,null,null,1,1000,1000,1000,0,0,0,0,0,0,0,0,0,0,0,0,0,0,0,0,0,0,0,0,0,0,0,0,0,0,0]
["PSC to ECM Evaporator Fan Motor (Walk-In, Refrigerator)",4.2403920842433523E-2,3.5518591969246338E-2,null,327.05161273469389,15,null,177,null,null,1,1000,1000,1000,0,0,0,0,0,0,0,0,0,0,0,0,0,0,0,0,0,0,0,0,0,0,0,0,0,0,0]
["PSC to ECM Evaporator Fan Motor (Walk-In, Refrigerator)",4.5520010668114973E-2,4.1699930579605507E-3,null,327.05161273469389,15,null,177,null,null,1,1000,1000,1000,0,0,0,0,0,0,0,0,0,0,0,0,0,0,0,0,0,0,0,0,0,0,0,0,0,0,0]
["PSC to ECM Evaporator Fan Motor (Walk-In, Refrigerator)",4.2403920842433523E-2,3.5518591969246338E-2,null,327.05161273469389,15,null,177,null,null,1,1000,1000,1000,0,0,0,0,0,0,0,0,0,0,0,0,0,0,0,0,0,0,0,0,0,0,0,0,0,0,0]
["PSC to ECM Evaporator Fan Motor (Walk-In, Refrigerator)",4.5520010668114973E-2,4.1699930579605507E-3,null,327.05161273469389,15,null,177,null,null,1,1000,1000,1000,0,0,0,0,0,0,0,0,0,0,0,0,0,0,0,0,0,0,0,0,0,0,0,0,0,0,0]
["Refrigerated Display Case Lighting Controls",8.4391696768762164E-3,7.8858547810341413E-3,null,61.436052479999994,8,null,104.14,null,null,1,1000,1000,1000,0,0,0,0,0,0,0,0,0,0,0,0,0,0,0,0,0,0,0,0,0,0,0,0,0,0,0]
["Refrigerated Display Case Lighting Controls",8.4391696768762164E-3,7.8858547810341413E-3,null,61.436052479999994,8,null,104.14,null,null,1,1000,1000,1000,0,0,0,0,0,0,0,0,0,0,0,0,0,0,0,0,0,0,0,0,0,0,0,0,0,0,0]
["Refrigerated Display Case Lighting Controls",8.4391696768762164E-3,7.8858547810341413E-3,null,61.436052479999994,8,null,104.14,null,null,1,1000,1000,1000,0,0,0,0,0,0,0,0,0,0,0,0,0,0,0,0,0,0,0,0,0,0,0,0,0,0,0]
["Refrigerated Display Case Lighting Controls",8.4391696768762164E-3,7.8858547810341413E-3,null,61.436052479999994,8,null,104.14,null,null,1,1000,1000,1000,0,0,0,0,0,0,0,0,0,0,0,0,0,0,0,0,0,0,0,0,0,0,0,0,0,0,0]
["Refrigerated Display Case Lighting Controls",8.4391696768762164E-3,7.8858547810341413E-3,null,61.436052479999994,8,null,104.14,null,null,1,1000,1000,1000,0,0,0,0,0,0,0,0,0,0,0,0,0,0,0,0,0,0,0,0,0,0,0,0,0,0,0]
["Refrigerated Display Case Lighting Controls",8.4391696768762164E-3,7.8858547810341413E-3,null,61.436052479999994,8,null,104.14,null,null,1,1000,1000,1000,0,0,0,0,0,0,0,0,0,0,0,0,0,0,0,0,0,0,0,0,0,0,0,0,0,0,0]
["Refrigerated Display Case Lighting Controls",8.4391696768762164E-3,7.8858547810341413E-3,null,61.436052479999994,8,null,104.14,null,null,1,1000,1000,1000,0,0,0,0,0,0,0,0,0,0,0,0,0,0,0,0,0,0,0,0,0,0,0,0,0,0,0]
["Refrigerated Display Case Lighting Controls",8.4391696768762164E-3,7.8858547810341413E-3,null,61.436052479999994,8,null,104.14,null,null,1,1000,1000,1000,0,0,0,0,0,0,0,0,0,0,0,0,0,0,0,0,0,0,0,0,0,0,0,0,0,0,0]
["Refrigerated Display Case Lighting Controls",8.4391696768762164E-3,7.8858547810341413E-3,null,61.436052479999994,8,null,104.14,null,null,1,1000,1000,1000,0,0,0,0,0,0,0,0,0,0,0,0,0,0,0,0,0,0,0,0,0,0,0,0,0,0,0]
["Refrigerated Display Case Lighting Controls",8.4391696768762164E-3,7.8858547810341413E-3,null,61.436052479999994,8,null,104.14,null,null,1,1000,1000,1000,0,0,0,0,0,0,0,0,0,0,0,0,0,0,0,0,0,0,0,0,0,0,0,0,0,0,0]
["Refrigerated Display Case Lighting Controls",8.4391696768762164E-3,7.8858547810341413E-3,null,61.436052479999994,8,null,104.14,null,null,1,1000,1000,1000,0,0,0,0,0,0,0,0,0,0,0,0,0,0,0,0,0,0,0,0,0,0,0,0,0,0,0]
["Refrigerated Display Case Lighting Controls",8.4391696768762164E-3,7.8858547810341413E-3,null,61.436052479999994,8,null,104.14,null,null,1,1000,1000,1000,0,0,0,0,0,0,0,0,0,0,0,0,0,0,0,0,0,0,0,0,0,0,0,0,0,0,0]
["Refrigerated Display Case Lighting Controls",8.4391696768762164E-3,7.8858547810341413E-3,null,61.436052479999994,8,null,104.14,null,null,1,1000,1000,1000,0,0,0,0,0,0,0,0,0,0,0,0,0,0,0,0,0,0,0,0,0,0,0,0,0,0,0]
["Refrigerated Display Case Lighting Controls",3.1317231222782829E-3,2.9263914226493881E-3,null,22.798535099999995,8,null,104.14,null,null,1,1000,1000,1000,0,0,0,0,0,0,0,0,0,0,0,0,0,0,0,0,0,0,0,0,0,0,0,0,0,0,0]
["Refrigerated Display Case Lighting Controls",3.1317231222782829E-3,2.9263914226493881E-3,null,22.798535099999995,8,null,104.14,null,null,1,1000,1000,1000,0,0,0,0,0,0,0,0,0,0,0,0,0,0,0,0,0,0,0,0,0,0,0,0,0,0,0]
["Refrigerated Display Case Lighting Controls",3.1317231222782829E-3,2.9263914226493881E-3,null,22.798535099999995,8,null,104.14,null,null,1,1000,1000,1000,0,0,0,0,0,0,0,0,0,0,0,0,0,0,0,0,0,0,0,0,0,0,0,0,0,0,0]
["Refrigerated Display Case Lighting Controls",3.1317231222782829E-3,2.9263914226493881E-3,null,22.798535099999995,8,null,104.14,null,null,1,1000,1000,1000,0,0,0,0,0,0,0,0,0,0,0,0,0,0,0,0,0,0,0,0,0,0,0,0,0,0,0]
["Refrigerated Display Case Lighting Controls",3.1317231222782829E-3,2.9263914226493881E-3,null,22.798535099999995,8,null,104.14,null,null,1,1000,1000,1000,0,0,0,0,0,0,0,0,0,0,0,0,0,0,0,0,0,0,0,0,0,0,0,0,0,0,0]
["Refrigerated Display Case Lighting Controls",3.1317231222782829E-3,2.9263914226493881E-3,null,22.798535099999995,8,null,104.14,null,null,1,1000,1000,1000,0,0,0,0,0,0,0,0,0,0,0,0,0,0,0,0,0,0,0,0,0,0,0,0,0,0,0]
["Refrigerated Display Case Lighting Controls",3.1317231222782829E-3,2.9263914226493881E-3,null,22.798535099999995,8,null,104.14,null,null,1,1000,1000,1000,0,0,0,0,0,0,0,0,0,0,0,0,0,0,0,0,0,0,0,0,0,0,0,0,0,0,0]
["Refrigerated Display Case Lighting Controls",3.1317231222782829E-3,2.9263914226493881E-3,null,22.798535099999995,8,null,104.14,null,null,1,1000,1000,1000,0,0,0,0,0,0,0,0,0,0,0,0,0,0,0,0,0,0,0,0,0,0,0,0,0,0,0]
["Refrigerated Display Case Lighting Controls",3.1317231222782829E-3,2.9263914226493881E-3,null,22.798535099999995,8,null,104.14,null,null,1,1000,1000,1000,0,0,0,0,0,0,0,0,0,0,0,0,0,0,0,0,0,0,0,0,0,0,0,0,0,0,0]
["Refrigerated Display Case Lighting Controls",3.1317231222782829E-3,2.9263914226493881E-3,null,22.798535099999995,8,null,104.14,null,null,1,1000,1000,1000,0,0,0,0,0,0,0,0,0,0,0,0,0,0,0,0,0,0,0,0,0,0,0,0,0,0,0]
["Refrigerated Display Case Lighting Controls",3.1317231222782829E-3,2.9263914226493881E-3,null,22.798535099999995,8,null,104.14,null,null,1,1000,1000,1000,0,0,0,0,0,0,0,0,0,0,0,0,0,0,0,0,0,0,0,0,0,0,0,0,0,0,0]
["Refrigerated Display Case Lighting Controls",3.1317231222782829E-3,2.9263914226493881E-3,null,22.798535099999995,8,null,104.14,null,null,1,1000,1000,1000,0,0,0,0,0,0,0,0,0,0,0,0,0,0,0,0,0,0,0,0,0,0,0,0,0,0,0]
["Refrigerated Display Case Lighting Controls",3.1317231222782829E-3,2.9263914226493881E-3,null,22.798535099999995,8,null,104.14,null,null,1,1000,1000,1000,0,0,0,0,0,0,0,0,0,0,0,0,0,0,0,0,0,0,0,0,0,0,0,0,0,0,0]
["Strip Curtains for Walk-ins",6.0722885245922953E-2,1.6723783846828155E-2,null,420,4,null,214.62,null,null,1,1000,1000,1000,0,0,0,0,0,0,0,0,0,0,0,0,0,0,0,0,0,0,0,0,0,0,0,0,0,0,0]
["Strip Curtains for Walk-ins",5.4455156496260315E-2,4.5613010443048552E-2,null,420,4,null,214.62,null,null,1,1000,1000,1000,0,0,0,0,0,0,0,0,0,0,0,0,0,0,0,0,0,0,0,0,0,0,0,0,0,0,0]
["Strip Curtains for Walk-ins",6.0722885245922953E-2,1.6723783846828155E-2,null,420,4,null,214.62,null,null,1,1000,1000,1000,0,0,0,0,0,0,0,0,0,0,0,0,0,0,0,0,0,0,0,0,0,0,0,0,0,0,0]
["Strip Curtains for Walk-ins",5.4455156496260315E-2,4.5613010443048552E-2,null,420,4,null,214.62,null,null,1,1000,1000,1000,0,0,0,0,0,0,0,0,0,0,0,0,0,0,0,0,0,0,0,0,0,0,0,0,0,0,0]
["Strip Curtains for Walk-ins",5.4455156496260315E-2,4.5613010443048552E-2,null,420,4,null,214.62,null,null,1,1000,1000,1000,0,0,0,0,0,0,0,0,0,0,0,0,0,0,0,0,0,0,0,0,0,0,0,0,0,0,0]
["Strip Curtains for Walk-ins",6.0722885245922953E-2,1.6723783846828155E-2,null,420,4,null,214.62,null,null,1,1000,1000,1000,0,0,0,0,0,0,0,0,0,0,0,0,0,0,0,0,0,0,0,0,0,0,0,0,0,0,0]
["Strip Curtains for Walk-ins",5.4455156496260315E-2,4.5613010443048552E-2,null,420,4,null,214.62,null,null,1,1000,1000,1000,0,0,0,0,0,0,0,0,0,0,0,0,0,0,0,0,0,0,0,0,0,0,0,0,0,0,0]
["Strip Curtains for Walk-ins",6.0722885245922953E-2,1.6723783846828155E-2,null,420,4,null,214.62,null,null,1,1000,1000,1000,0,0,0,0,0,0,0,0,0,0,0,0,0,0,0,0,0,0,0,0,0,0,0,0,0,0,0]
["Strip Curtains for Walk-ins",6.0722885245922953E-2,1.6723783846828155E-2,null,420,4,null,214.62,null,null,1,1000,1000,1000,0,0,0,0,0,0,0,0,0,0,0,0,0,0,0,0,0,0,0,0,0,0,0,0,0,0,0]
["Strip Curtains for Walk-ins",5.4455156496260315E-2,4.5613010443048552E-2,null,420,4,null,214.62,null,null,1,1000,1000,1000,0,0,0,0,0,0,0,0,0,0,0,0,0,0,0,0,0,0,0,0,0,0,0,0,0,0,0]
["Strip Curtains for Walk-ins",6.0722885245922953E-2,1.6723783846828155E-2,null,420,4,null,214.62,null,null,1,1000,1000,1000,0,0,0,0,0,0,0,0,0,0,0,0,0,0,0,0,0,0,0,0,0,0,0,0,0,0,0]
["Strip Curtains for Walk-ins",5.4455156496260315E-2,4.5613010443048552E-2,null,420,4,null,214.62,null,null,1,1000,1000,1000,0,0,0,0,0,0,0,0,0,0,0,0,0,0,0,0,0,0,0,0,0,0,0,0,0,0,0]
["Strip Curtains for Walk-ins",6.0722885245922953E-2,1.6723783846828155E-2,null,420,4,null,214.62,null,null,1,1000,1000,1000,0,0,0,0,0,0,0,0,0,0,0,0,0,0,0,0,0,0,0,0,0,0,0,0,0,0,0]
["Strip Curtains for Walk-ins",6.0722885245922953E-2,1.6723783846828155E-2,null,420,4,null,214.62,null,null,1,1000,1000,1000,0,0,0,0,0,0,0,0,0,0,0,0,0,0,0,0,0,0,0,0,0,0,0,0,0,0,0]
["Strip Curtains for Walk-ins",5.4455156496260315E-2,4.5613010443048552E-2,null,420,4,null,214.62,null,null,1,1000,1000,1000,0,0,0,0,0,0,0,0,0,0,0,0,0,0,0,0,0,0,0,0,0,0,0,0,0,0,0]
["Strip Curtains for Walk-ins",6.0722885245922953E-2,1.6723783846828155E-2,null,420,4,null,214.62,null,null,1,1000,1000,1000,0,0,0,0,0,0,0,0,0,0,0,0,0,0,0,0,0,0,0,0,0,0,0,0,0,0,0]
["Strip Curtains for Walk-ins",5.4455156496260315E-2,4.5613010443048552E-2,null,420,4,null,214.62,null,null,1,1000,1000,1000,0,0,0,0,0,0,0,0,0,0,0,0,0,0,0,0,0,0,0,0,0,0,0,0,0,0,0]
["Strip Curtains for Walk-ins",5.4455156496260315E-2,4.5613010443048552E-2,null,420,4,null,214.62,null,null,1,1000,1000,1000,0,0,0,0,0,0,0,0,0,0,0,0,0,0,0,0,0,0,0,0,0,0,0,0,0,0,0]
["Strip Curtains for Walk-ins",6.0722885245922953E-2,1.6723783846828155E-2,null,420,4,null,214.62,null,null,1,1000,1000,1000,0,0,0,0,0,0,0,0,0,0,0,0,0,0,0,0,0,0,0,0,0,0,0,0,0,0,0]
["Strip Curtains for Walk-ins",5.4455156496260315E-2,4.5613010443048552E-2,null,420,4,null,214.62,null,null,1,1000,1000,1000,0,0,0,0,0,0,0,0,0,0,0,0,0,0,0,0,0,0,0,0,0,0,0,0,0,0,0]
["Strip Curtains for Walk-ins",6.0722885245922953E-2,1.6723783846828155E-2,null,420,4,null,214.62,null,null,1,1000,1000,1000,0,0,0,0,0,0,0,0,0,0,0,0,0,0,0,0,0,0,0,0,0,0,0,0,0,0,0]
["Strip Curtains for Walk-ins",6.0722885245922953E-2,1.6723783846828155E-2,null,420,4,null,214.62,null,null,1,1000,1000,1000,0,0,0,0,0,0,0,0,0,0,0,0,0,0,0,0,0,0,0,0,0,0,0,0,0,0,0]
["Strip Curtains for Walk-ins",5.4455156496260315E-2,4.5613010443048552E-2,null,420,4,null,214.62,null,null,1,1000,1000,1000,0,0,0,0,0,0,0,0,0,0,0,0,0,0,0,0,0,0,0,0,0,0,0,0,0,0,0]
["Strip Curtains for Walk-ins",6.0722885245922953E-2,1.6723783846828155E-2,null,420,4,null,214.62,null,null,1,1000,1000,1000,0,0,0,0,0,0,0,0,0,0,0,0,0,0,0,0,0,0,0,0,0,0,0,0,0,0,0]
["Strip Curtains for Walk-ins",5.4455156496260315E-2,4.5613010443048552E-2,null,420,4,null,214.62,null,null,1,1000,1000,1000,0,0,0,0,0,0,0,0,0,0,0,0,0,0,0,0,0,0,0,0,0,0,0,0,0,0,0]
["Strip Curtains for Walk-ins",6.0722885245922953E-2,1.6723783846828155E-2,null,420,4,null,214.62,null,null,1,1000,1000,1000,0,0,0,0,0,0,0,0,0,0,0,0,0,0,0,0,0,0,0,0,0,0,0,0,0,0,0]
["CO Sensors for Parking Garage Exhaust",0.20046319708148957,0.20046319708148957,null,4980.03203076923,15,null,607,null,null,1,1000,1000,1000,0,0,0,0,0,0,0,0,0,0,0,0,0,0,0,0,0,0,0,0,0,0,0,0,0,0,0]
["CO Sensors for Parking Garage Exhaust",0.20046319708148957,0.20046319708148957,null,4980.03203076923,15,null,607,null,null,1,1000,1000,1000,0,0,0,0,0,0,0,0,0,0,0,0,0,0,0,0,0,0,0,0,0,0,0,0,0,0,0]
["CO Sensors for Parking Garage Exhaust",0.20046319708148957,0.20046319708148957,null,4980.03203076923,15,null,607,null,null,1,1000,1000,1000,0,0,0,0,0,0,0,0,0,0,0,0,0,0,0,0,0,0,0,0,0,0,0,0,0,0,0]
["CO Sensors for Parking Garage Exhaust",0.20046319708148957,0.20046319708148957,null,4980.03203076923,15,null,607,null,null,1,1000,1000,1000,0,0,0,0,0,0,0,0,0,0,0,0,0,0,0,0,0,0,0,0,0,0,0,0,0,0,0]
["CO Sensors for Parking Garage Exhaust",0.20046319708148957,0.20046319708148957,null,4980.03203076923,15,null,607,null,null,1,1000,1000,1000,0,0,0,0,0,0,0,0,0,0,0,0,0,0,0,0,0,0,0,0,0,0,0,0,0,0,0]
["CO Sensors for Parking Garage Exhaust",0.20046319708148957,0.20046319708148957,null,4980.03203076923,15,null,607,null,null,1,1000,1000,1000,0,0,0,0,0,0,0,0,0,0,0,0,0,0,0,0,0,0,0,0,0,0,0,0,0,0,0]
["CO Sensors for Parking Garage Exhaust",0.20046319708148957,0.20046319708148957,null,4980.03203076923,15,null,607,null,null,1,1000,1000,1000,0,0,0,0,0,0,0,0,0,0,0,0,0,0,0,0,0,0,0,0,0,0,0,0,0,0,0]
["CO Sensors for Parking Garage Exhaust",0.20046319708148957,0.20046319708148957,null,4980.03203076923,15,null,607,null,null,1,1000,1000,1000,0,0,0,0,0,0,0,0,0,0,0,0,0,0,0,0,0,0,0,0,0,0,0,0,0,0,0]
["CO Sensors for Parking Garage Exhaust",0.20046319708148957,0.20046319708148957,null,4980.03203076923,15,null,607,null,null,1,1000,1000,1000,0,0,0,0,0,0,0,0,0,0,0,0,0,0,0,0,0,0,0,0,0,0,0,0,0,0,0]
["CO Sensors for Parking Garage Exhaust",0.20046319708148957,0.20046319708148957,null,4980.03203076923,15,null,607,null,null,1,1000,1000,1000,0,0,0,0,0,0,0,0,0,0,0,0,0,0,0,0,0,0,0,0,0,0,0,0,0,0,0]
["CO Sensors for Parking Garage Exhaust",0.20046319708148957,0.20046319708148957,null,4980.03203076923,15,null,607,null,null,1,1000,1000,1000,0,0,0,0,0,0,0,0,0,0,0,0,0,0,0,0,0,0,0,0,0,0,0,0,0,0,0]
["CO Sensors for Parking Garage Exhaust",0.20046319708148957,0.20046319708148957,null,4980.03203076923,15,null,607,null,null,1,1000,1000,1000,0,0,0,0,0,0,0,0,0,0,0,0,0,0,0,0,0,0,0,0,0,0,0,0,0,0,0]
["CO Sensors for Parking Garage Exhaust",0.20046319708148957,0.20046319708148957,null,4980.03203076923,15,null,607,null,null,1,1000,1000,1000,0,0,0,0,0,0,0,0,0,0,0,0,0,0,0,0,0,0,0,0,0,0,0,0,0,0,0]
["CO Sensors for Parking Garage Exhaust",0.20046319708148957,0.20046319708148957,null,4980.03203076923,15,null,607,null,null,1,1000,1000,1000,0,0,0,0,0,0,0,0,0,0,0,0,0,0,0,0,0,0,0,0,0,0,0,0,0,0,0]
["CO Sensors for Parking Garage Exhaust",0.20046319708148957,0.20046319708148957,null,4980.03203076923,15,null,607,null,null,1,1000,1000,1000,0,0,0,0,0,0,0,0,0,0,0,0,0,0,0,0,0,0,0,0,0,0,0,0,0,0,0]
["CO Sensors for Parking Garage Exhaust",0.20046319708148957,0.20046319708148957,null,4980.03203076923,15,null,607,null,null,1,1000,1000,1000,0,0,0,0,0,0,0,0,0,0,0,0,0,0,0,0,0,0,0,0,0,0,0,0,0,0,0]
["CO Sensors for Parking Garage Exhaust",0.20046319708148957,0.20046319708148957,null,4980.03203076923,15,null,607,null,null,1,1000,1000,1000,0,0,0,0,0,0,0,0,0,0,0,0,0,0,0,0,0,0,0,0,0,0,0,0,0,0,0]
["CO Sensors for Parking Garage Exhaust",0.20046319708148957,0.20046319708148957,null,4980.03203076923,15,null,607,null,null,1,1000,1000,1000,0,0,0,0,0,0,0,0,0,0,0,0,0,0,0,0,0,0,0,0,0,0,0,0,0,0,0]
["CO Sensors for Parking Garage Exhaust",0.20046319708148957,0.20046319708148957,null,4980.03203076923,15,null,607,null,null,1,1000,1000,1000,0,0,0,0,0,0,0,0,0,0,0,0,0,0,0,0,0,0,0,0,0,0,0,0,0,0,0]
["CO Sensors for Parking Garage Exhaust",0.20046319708148957,0.20046319708148957,null,4980.03203076923,15,null,607,null,null,1,1000,1000,1000,0,0,0,0,0,0,0,0,0,0,0,0,0,0,0,0,0,0,0,0,0,0,0,0,0,0,0]
["CO Sensors for Parking Garage Exhaust",0.20046319708148957,0.20046319708148957,null,4980.03203076923,15,null,607,null,null,1,1000,1000,1000,0,0,0,0,0,0,0,0,0,0,0,0,0,0,0,0,0,0,0,0,0,0,0,0,0,0,0]
["CO Sensors for Parking Garage Exhaust",0.20046319708148957,0.20046319708148957,null,4980.03203076923,15,null,607,null,null,1,1000,1000,1000,0,0,0,0,0,0,0,0,0,0,0,0,0,0,0,0,0,0,0,0,0,0,0,0,0,0,0]
["CO Sensors for Parking Garage Exhaust",0.20046319708148957,0.20046319708148957,null,4980.03203076923,15,null,607,null,null,1,1000,1000,1000,0,0,0,0,0,0,0,0,0,0,0,0,0,0,0,0,0,0,0,0,0,0,0,0,0,0,0]
["CO Sensors for Parking Garage Exhaust",0.20046319708148957,0.20046319708148957,null,4980.03203076923,15,null,607,null,null,1,1000,1000,1000,0,0,0,0,0,0,0,0,0,0,0,0,0,0,0,0,0,0,0,0,0,0,0,0,0,0,0]
["CO Sensors for Parking Garage Exhaust",0.20046319708148957,0.20046319708148957,null,4980.03203076923,15,null,607,null,null,1,1000,1000,1000,0,0,0,0,0,0,0,0,0,0,0,0,0,0,0,0,0,0,0,0,0,0,0,0,0,0,0]
["CO Sensors for Parking Garage Exhaust",0.20046319708148957,0.20046319708148957,null,4980.03203076923,15,null,607,null,null,1,1000,1000,1000,0,0,0,0,0,0,0,0,0,0,0,0,0,0,0,0,0,0,0,0,0,0,0,0,0,0,0]
["Demand Controlled Ventilation",0.4871041070832059,2.742396122878449,null,4678.5352232851556,10,null,1500,null,null,1,1000,1000,1000,0,0,0,0,0,0,0,0,0,0,0,0,0,0,0,0,0,0,0,0,0,0,0,0,0,0,0]
["Demand Controlled Ventilation",2.9092805518343217,16.379249506827229,null,27943.044080821768,10,null,4500,null,null,1,1000,1000,1000,0,0,0,0,0,0,0,0,0,0,0,0,0,0,0,0,0,0,0,0,0,0,0,0,0,0,0]
["Demand Controlled Ventilation",0.22127173692868374,1.2457598789084894,null,2125.2697320441575,10,null,1500,null,null,1,1000,1000,1000,0,0,0,0,0,0,0,0,0,0,0,0,0,0,0,0,0,0,0,0,0,0,0,0,0,0,0]
["Demand Controlled Ventilation",0.94491579977572504,5.3198759527373323,null,9075.7228034093332,10,null,1500,null,null,1,1000,1000,1000,0,0,0,0,0,0,0,0,0,0,0,0,0,0,0,0,0,0,0,0,0,0,0,0,0,0,0]
["Demand Controlled Ventilation",9.8458739591397002,55.432270389956514,null,94567.603623166695,10,null,10500,null,null,1,1000,1000,1000,0,0,0,0,0,0,0,0,0,0,0,0,0,0,0,0,0,0,0,0,0,0,0,0,0,0,0]
["Demand Controlled Ventilation",0.96884402131277159,5.4545918399909041,null,9305.5484724269827,10,null,1500,null,null,1,1000,1000,1000,0,0,0,0,0,0,0,0,0,0,0,0,0,0,0,0,0,0,0,0,0,0,0,0,0,0,0]
["Demand Controlled Ventilation",1.5875735657327839,8.9380391750755717,null,15248.319073541481,10,null,3000,null,null,1,1000,1000,1000,0,0,0,0,0,0,0,0,0,0,0,0,0,0,0,0,0,0,0,0,0,0,0,0,0,0,0]
["Demand Controlled Ventilation",1.440183837350552,8.1082350042836069,null,13832.670907657894,10,null,3000,null,null,1,1000,1000,1000,0,0,0,0,0,0,0,0,0,0,0,0,0,0,0,0,0,0,0,0,0,0,0,0,0,0,0]
["Demand Controlled Ventilation",0.75444958839476528,4.2475511826625283,null,7246.333837408929,10,null,1500,null,null,1,1000,1000,1000,0,0,0,0,0,0,0,0,0,0,0,0,0,0,0,0,0,0,0,0,0,0,0,0,0,0,0]
["Demand Controlled Ventilation",0.23855818000022541,1.3430825534012691,null,2291.302478677736,10,null,1500,null,null,1,1000,1000,1000,0,0,0,0,0,0,0,0,0,0,0,0,0,0,0,0,0,0,0,0,0,0,0,0,0,0,0]
["Demand Controlled Ventilation",0.53374551929691649,3.0049872736416399,null,5126.5164386608103,10,null,1500,null,null,1,1000,1000,1000,0,0,0,0,0,0,0,0,0,0,0,0,0,0,0,0,0,0,0,0,0,0,0,0,0,0,0]
["Demand Controlled Ventilation",1.9946568767570094,11.229918216141963,null,19158.270933407559,10,null,3000,null,null,1,1000,1000,1000,0,0,0,0,0,0,0,0,0,0,0,0,0,0,0,0,0,0,0,0,0,0,0,0,0,0,0]
["Demand Controlled Ventilation",0.19814998057578725,1.1155843906416822,null,1903.1899960119479,10,null,1500,null,null,1,1000,1000,1000,0,0,0,0,0,0,0,0,0,0,0,0,0,0,0,0,0,0,0,0,0,0,0,0,0,0,0]
["Demand Controlled Ventilation",0.4871041070832059,2.742396122878449,null,4678.5352232851556,10,null,1500,null,null,1,1000,1000,1000,0,0,0,0,0,0,0,0,0,0,0,0,0,0,0,0,0,0,0,0,0,0,0,0,0,0,0]
["Demand Controlled Ventilation",2.9092805518343217,16.379249506827229,null,27943.044080821768,10,null,4500,null,null,1,1000,1000,1000,0,0,0,0,0,0,0,0,0,0,0,0,0,0,0,0,0,0,0,0,0,0,0,0,0,0,0]
["Demand Controlled Ventilation",0.22127173692868374,1.2457598789084894,null,2125.2697320441575,10,null,1500,null,null,1,1000,1000,1000,0,0,0,0,0,0,0,0,0,0,0,0,0,0,0,0,0,0,0,0,0,0,0,0,0,0,0]
["Demand Controlled Ventilation",0.94491579977572504,5.3198759527373323,null,9075.7228034093332,10,null,1500,null,null,1,1000,1000,1000,0,0,0,0,0,0,0,0,0,0,0,0,0,0,0,0,0,0,0,0,0,0,0,0,0,0,0]
["Demand Controlled Ventilation",9.8458739591397002,55.432270389956514,null,94567.603623166695,10,null,10500,null,null,1,1000,1000,1000,0,0,0,0,0,0,0,0,0,0,0,0,0,0,0,0,0,0,0,0,0,0,0,0,0,0,0]
["Demand Controlled Ventilation",0.96884402131277159,5.4545918399909041,null,9305.5484724269827,10,null,1500,null,null,1,1000,1000,1000,0,0,0,0,0,0,0,0,0,0,0,0,0,0,0,0,0,0,0,0,0,0,0,0,0,0,0]
["Demand Controlled Ventilation",1.5875735657327839,8.9380391750755717,null,15248.319073541481,10,null,3000,null,null,1,1000,1000,1000,0,0,0,0,0,0,0,0,0,0,0,0,0,0,0,0,0,0,0,0,0,0,0,0,0,0,0]
["Demand Controlled Ventilation",1.440183837350552,8.1082350042836069,null,13832.670907657894,10,null,3000,null,null,1,1000,1000,1000,0,0,0,0,0,0,0,0,0,0,0,0,0,0,0,0,0,0,0,0,0,0,0,0,0,0,0]
["Demand Controlled Ventilation",0.75444958839476528,4.2475511826625283,null,7246.333837408929,10,null,1500,null,null,1,1000,1000,1000,0,0,0,0,0,0,0,0,0,0,0,0,0,0,0,0,0,0,0,0,0,0,0,0,0,0,0]
["Demand Controlled Ventilation",0.23855818000022541,1.3430825534012691,null,2291.302478677736,10,null,1500,null,null,1,1000,1000,1000,0,0,0,0,0,0,0,0,0,0,0,0,0,0,0,0,0,0,0,0,0,0,0,0,0,0,0]
["Demand Controlled Ventilation",0.53374551929691649,3.0049872736416399,null,5126.5164386608103,10,null,1500,null,null,1,1000,1000,1000,0,0,0,0,0,0,0,0,0,0,0,0,0,0,0,0,0,0,0,0,0,0,0,0,0,0,0]
["Demand Controlled Ventilation",1.9946568767570094,11.229918216141963,null,19158.270933407559,10,null,3000,null,null,1,1000,1000,1000,0,0,0,0,0,0,0,0,0,0,0,0,0,0,0,0,0,0,0,0,0,0,0,0,0,0,0]
["Demand Controlled Ventilation",0.19814998057578725,1.1155843906416822,null,1903.1899960119479,10,null,1500,null,null,1,1000,1000,1000,0,0,0,0,0,0,0,0,0,0,0,0,0,0,0,0,0,0,0,0,0,0,0,0,0,0,0]
["VAV System",19.851107625347066,20.145589882890626,null,69747.456922573925,10,null,5039.4571392185089,null,null,1,1000,1000,1000,0,0,0,0,0,0,0,0,0,0,0,0,0,0,0,0,0,0,0,0,0,0,0,0,0,0,0]
["VAV System",78.234209048086413,79.394778369074743,null,274878.21981709951,10,null,19860.752899000989,null,null,1,1000,1000,1000,0,0,0,0,0,0,0,0,0,0,0,0,0,0,0,0,0,0,0,0,0,0,0,0,0,0,0]
["VAV System",4.8544750304759283,4.9264889852206029,null,17056.34236940524,10,null,1232.3704707667259,null,null,1,1000,1000,1000,0,0,0,0,0,0,0,0,0,0,0,0,0,0,0,0,0,0,0,0,0,0,0,0,0,0,0]
["VAV System",20.730483791483362,21.038011199127421,null,72837.17123090876,10,null,5262.6980072915658,null,null,1,1000,1000,1000,0,0,0,0,0,0,0,0,0,0,0,0,0,0,0,0,0,0,0,0,0,0,0,0,0,0,0]
["VAV System",216.00837934065549,219.21276654146541,null,758951.86391212628,10,null,54836.485194878609,null,null,1,1000,1000,1000,0,0,0,0,0,0,0,0,0,0,0,0,0,0,0,0,0,0,0,0,0,0,0,0,0,0,0]
["VAV System",21.255444437554157,21.570759400386276,null,74681.636070801003,10,null,5395.965970247561,null,null,1,1000,1000,1000,0,0,0,0,0,0,0,0,0,0,0,0,0,0,0,0,0,0,0,0,0,0,0,0,0,0,0]
["VAV System",34.829736236839686,35.34641971618241,null,122375.31394478628,10,null,8841.9732666061045,null,null,1,1000,1000,1000,0,0,0,0,0,0,0,0,0,0,0,0,0,0,0,0,0,0,0,0,0,0,0,0,0,0,0]
["VAV System",31.596156720035964,32.064871500904701,null,111014.03616066859,10,null,8021.0878183613813,null,null,1,1000,1000,1000,0,0,0,0,0,0,0,0,0,0,0,0,0,0,0,0,0,0,0,0,0,0,0,0,0,0,0]
["VAV System",16.551850405529404,16.797389665400221,null,58155.418575963027,10,null,4201.898567459084,null,null,1,1000,1000,1000,0,0,0,0,0,0,0,0,0,0,0,0,0,0,0,0,0,0,0,0,0,0,0,0,0,0,0]
["VAV System",5.233721867063962,5.311361778138755,null,18388.837406819246,10,null,1328.6471226412677,null,null,1,1000,1000,1000,0,0,0,0,0,0,0,0,0,0,0,0,0,0,0,0,0,0,0,0,0,0,0,0,0,0,0]
["VAV System",11.790628081879561,11.965536748989651,null,41426.722364899142,10,null,2993.2014870157327,null,null,1,1000,1000,1000,0,0,0,0,0,0,0,0,0,0,0,0,0,0,0,0,0,0,0,0,0,0,0,0,0,0,0]
["VAV System",53.638829358351217,54.434537278511414,null,188461.6219234007,10,null,13616.901719081805,null,null,1,1000,1000,1000,0,0,0,0,0,0,0,0,0,0,0,0,0,0,0,0,0,0,0,0,0,0,0,0,0,0,0]
["VAV System",16.55077858131709,16.796301941157555,null,58151.652689721923,10,null,4201.626471197219,null,null,1,1000,1000,1000,0,0,0,0,0,0,0,0,0,0,0,0,0,0,0,0,0,0,0,0,0,0,0,0,0,0,0]
["VAV System",19.851107625347066,20.145589882890626,null,69747.456922573925,10,null,5039.4571392185089,null,null,1,1000,1000,1000,0,0,0,0,0,0,0,0,0,0,0,0,0,0,0,0,0,0,0,0,0,0,0,0,0,0,0]
["VAV System",78.234209048086413,79.394778369074743,null,274878.21981709951,10,null,19860.752899000989,null,null,1,1000,1000,1000,0,0,0,0,0,0,0,0,0,0,0,0,0,0,0,0,0,0,0,0,0,0,0,0,0,0,0]
["VAV System",4.8544750304759283,4.9264889852206029,null,17056.34236940524,10,null,1232.3704707667259,null,null,1,1000,1000,1000,0,0,0,0,0,0,0,0,0,0,0,0,0,0,0,0,0,0,0,0,0,0,0,0,0,0,0]
["VAV System",20.730483791483362,21.038011199127421,null,72837.17123090876,10,null,5262.6980072915658,null,null,1,1000,1000,1000,0,0,0,0,0,0,0,0,0,0,0,0,0,0,0,0,0,0,0,0,0,0,0,0,0,0,0]
["VAV System",216.00837934065549,219.21276654146541,null,758951.86391212628,10,null,54836.485194878609,null,null,1,1000,1000,1000,0,0,0,0,0,0,0,0,0,0,0,0,0,0,0,0,0,0,0,0,0,0,0,0,0,0,0]
["VAV System",21.255444437554157,21.570759400386276,null,74681.636070801003,10,null,5395.965970247561,null,null,1,1000,1000,1000,0,0,0,0,0,0,0,0,0,0,0,0,0,0,0,0,0,0,0,0,0,0,0,0,0,0,0]
["VAV System",34.829736236839686,35.34641971618241,null,122375.31394478628,10,null,8841.9732666061045,null,null,1,1000,1000,1000,0,0,0,0,0,0,0,0,0,0,0,0,0,0,0,0,0,0,0,0,0,0,0,0,0,0,0]
["VAV System",31.596156720035964,32.064871500904701,null,111014.03616066859,10,null,8021.0878183613813,null,null,1,1000,1000,1000,0,0,0,0,0,0,0,0,0,0,0,0,0,0,0,0,0,0,0,0,0,0,0,0,0,0,0]
["VAV System",16.551850405529404,16.797389665400221,null,58155.418575963027,10,null,4201.898567459084,null,null,1,1000,1000,1000,0,0,0,0,0,0,0,0,0,0,0,0,0,0,0,0,0,0,0,0,0,0,0,0,0,0,0]
["VAV System",5.233721867063962,5.311361778138755,null,18388.837406819246,10,null,1328.6471226412677,null,null,1,1000,1000,1000,0,0,0,0,0,0,0,0,0,0,0,0,0,0,0,0,0,0,0,0,0,0,0,0,0,0,0]
["VAV System",11.790628081879561,11.965536748989651,null,41426.722364899142,10,null,2993.2014870157327,null,null,1,1000,1000,1000,0,0,0,0,0,0,0,0,0,0,0,0,0,0,0,0,0,0,0,0,0,0,0,0,0,0,0]
["VAV System",53.638829358351217,54.434537278511414,null,188461.6219234007,10,null,13616.901719081805,null,null,1,1000,1000,1000,0,0,0,0,0,0,0,0,0,0,0,0,0,0,0,0,0,0,0,0,0,0,0,0,0,0,0]
["VAV System",16.55077858131709,16.796301941157555,null,58151.652689721923,10,null,4201.626471197219,null,null,1,1000,1000,1000,0,0,0,0,0,0,0,0,0,0,0,0,0,0,0,0,0,0,0,0,0,0,0,0,0,0,0]
["ENERGY STAR certified buildings program",3.0615512020478786,9.4920165694685892,null,18312.707600000002,25,null,39497.86925173385,null,null,1,1000,1000,1000,0,0,0,0,0,0,0,0,0,0,0,0,0,0,0,0,0,0,0,0,0,0,0,0,0,0,0]
["ENERGY STAR certified buildings program",38.658235915665742,0.44413403675321633,null,91682.985900000014,25,null,155663.08028316408,null,null,1,1000,1000,1000,0,0,0,0,0,0,0,0,0,0,0,0,0,0,0,0,0,0,0,0,0,0,0,0,0,0,0]
["ENERGY STAR certified buildings program",11.410660778006276,22.109321363898097,null,36958.021099999998,25,null,9658.9784136134622,null,null,1,1000,1000,1000,0,0,0,0,0,0,0,0,0,0,0,0,0,0,0,0,0,0,0,0,0,0,0,0,0,0,0]
["ENERGY STAR certified buildings program",10.784961784668223,33.437636415383182,null,64510.386599999998,25,null,41247.569343470423,null,null,1,1000,1000,1000,0,0,0,0,0,0,0,0,0,0,0,0,0,0,0,0,0,0,0,0,0,0,0,0,0,0,0]
["ENERGY STAR certified buildings program",283.42887183786286,3.2562377977198032,null,672188.07700000005,25,null,429793.18260217091,null,null,1,1000,1000,1000,0,0,0,0,0,0,0,0,0,0,0,0,0,0,0,0,0,0,0,0,0,0,0,0,0,0,0]
["ENERGY STAR certified buildings program",12.467530809105394,38.654264198236923,null,74574.694699999993,25,null,42292.08672517736,null,null,1,1000,1000,1000,0,0,0,0,0,0,0,0,0,0,0,0,0,0,0,0,0,0,0,0,0,0,0,0,0,0,0]
["ENERGY STAR certified buildings program",18.887694182237464,36.596837696114612,null,61175.405500000001,25,null,69300.937454920393,null,null,1,1000,1000,1000,0,0,0,0,0,0,0,0,0,0,0,0,0,0,0,0,0,0,0,0,0,0,0,0,0,0,0]
["ENERGY STAR certified buildings program",118.86150005315866,368.51754340146084,null,710971.58,25,null,590356.80060899758,null,null,1,1000,1000,1000,0,0,0,0,0,0,0,0,0,0,0,0,0,0,0,0,0,0,0,0,0,0,0,0,0,0,0]
["ENERGY STAR certified buildings program",8.8849430028203642,27.546828596282285,null,53145.4,25,null,32933.317149371323,null,null,1,1000,1000,1000,0,0,0,0,0,0,0,0,0,0,0,0,0,0,0,0,0,0,0,0,0,0,0,0,0,0,0]
["ENERGY STAR certified buildings program",11.889978682154904,23.038048786828618,null,38510.485199999996,25,null,10413.568144745705,null,null,1,1000,1000,1000,0,0,0,0,0,0,0,0,0,0,0,0,0,0,0,0,0,0,0,0,0,0,0,0,0,0,0]
["ENERGY STAR certified buildings program",5.1932527953307721,10.062458012706948,null,16820.440999999999,25,null,23459.884212166638,null,null,1,1000,1000,1000,0,0,0,0,0,0,0,0,0,0,0,0,0,0,0,0,0,0,0,0,0,0,0,0,0,0,0]
["ENERGY STAR certified buildings program",10.508973725380528,32.581964548787596,null,62859.5605,25,null,106725.50412789265,null,null,1,1000,1000,1000,0,0,0,0,0,0,0,0,0,0,0,0,0,0,0,0,0,0,0,0,0,0,0,0,0,0,0]
["ENERGY STAR certified buildings program",1.0439655391341367,3.2367050365798407,null,6244.4931999999999,25,null,32931.184534234788,null,null,1,1000,1000,1000,0,0,0,0,0,0,0,0,0,0,0,0,0,0,0,0,0,0,0,0,0,0,0,0,0,0,0]
["ENERGY STAR certified buildings program",3.0615512020478786,9.4920165694685892,null,18312.707600000002,25,null,39497.86925173385,null,null,1,1000,1000,1000,0,0,0,0,0,0,0,0,0,0,0,0,0,0,0,0,0,0,0,0,0,0,0,0,0,0,0]
["ENERGY STAR certified buildings program",38.658235915665742,0.44413403675321633,null,91682.985900000014,25,null,155663.08028316408,null,null,1,1000,1000,1000,0,0,0,0,0,0,0,0,0,0,0,0,0,0,0,0,0,0,0,0,0,0,0,0,0,0,0]
["ENERGY STAR certified buildings program",11.410660778006276,22.109321363898097,null,36958.021099999998,25,null,9658.9784136134622,null,null,1,1000,1000,1000,0,0,0,0,0,0,0,0,0,0,0,0,0,0,0,0,0,0,0,0,0,0,0,0,0,0,0]
["ENERGY STAR certified buildings program",10.784961784668223,33.437636415383182,null,64510.386599999998,25,null,41247.569343470423,null,null,1,1000,1000,1000,0,0,0,0,0,0,0,0,0,0,0,0,0,0,0,0,0,0,0,0,0,0,0,0,0,0,0]
["ENERGY STAR certified buildings program",283.42887183786286,3.2562377977198032,null,672188.07700000005,25,null,429793.18260217091,null,null,1,1000,1000,1000,0,0,0,0,0,0,0,0,0,0,0,0,0,0,0,0,0,0,0,0,0,0,0,0,0,0,0]
["ENERGY STAR certified buildings program",12.467530809105394,38.654264198236923,null,74574.694699999993,25,null,42292.08672517736,null,null,1,1000,1000,1000,0,0,0,0,0,0,0,0,0,0,0,0,0,0,0,0,0,0,0,0,0,0,0,0,0,0,0]
["ENERGY STAR certified buildings program",18.887694182237464,36.596837696114612,null,61175.405500000001,25,null,69300.937454920393,null,null,1,1000,1000,1000,0,0,0,0,0,0,0,0,0,0,0,0,0,0,0,0,0,0,0,0,0,0,0,0,0,0,0]
["ENERGY STAR certified buildings program",118.86150005315866,368.51754340146084,null,710971.58,25,null,590356.80060899758,null,null,1,1000,1000,1000,0,0,0,0,0,0,0,0,0,0,0,0,0,0,0,0,0,0,0,0,0,0,0,0,0,0,0]
["ENERGY STAR certified buildings program",8.8849430028203642,27.546828596282285,null,53145.4,25,null,32933.317149371323,null,null,1,1000,1000,1000,0,0,0,0,0,0,0,0,0,0,0,0,0,0,0,0,0,0,0,0,0,0,0,0,0,0,0]
["ENERGY STAR certified buildings program",11.889978682154904,23.038048786828618,null,38510.485199999996,25,null,10413.568144745705,null,null,1,1000,1000,1000,0,0,0,0,0,0,0,0,0,0,0,0,0,0,0,0,0,0,0,0,0,0,0,0,0,0,0]
["ENERGY STAR certified buildings program",5.1932527953307721,10.062458012706948,null,16820.440999999999,25,null,23459.884212166638,null,null,1,1000,1000,1000,0,0,0,0,0,0,0,0,0,0,0,0,0,0,0,0,0,0,0,0,0,0,0,0,0,0,0]
["ENERGY STAR certified buildings program",10.508973725380528,32.581964548787596,null,62859.5605,25,null,106725.50412789265,null,null,1,1000,1000,1000,0,0,0,0,0,0,0,0,0,0,0,0,0,0,0,0,0,0,0,0,0,0,0,0,0,0,0]
["ENERGY STAR certified buildings program",1.0439655391341367,3.2367050365798407,null,6244.4931999999999,25,null,32931.184534234788,null,null,1,1000,1000,1000,0,0,0,0,0,0,0,0,0,0,0,0,0,0,0,0,0,0,0,0,0,0,0,0,0,0,0]
["Retro-Commissioning",3.244403340414284,10.058930337226487,null,19406.440000000006,5,null,5780.1759880586123,null,null,1,1000,1000,1000,0,0,0,0,0,0,0,0,0,0,0,0,0,0,0,0,0,0,0,0,0,0,0,0,0,0,0]
["Retro-Commissioning",48.872331829499736,0.56148102744084094,null,115907.02999999998,5,null,22779.962968267915,null,null,1,1000,1000,1000,0,0,0,0,0,0,0,0,0,0,0,0,0,0,0,0,0,0,0,0,0,0,0,0,0,0,0]
["Retro-Commissioning",14.425536343755082,27.950950876168207,null,46722.909999999996,5,null,1413.5090361385555,null,null,1,1000,1000,1000,0,0,0,0,0,0,0,0,0,0,0,0,0,0,0,0,0,0,0,0,0,0,0,0,0,0,0]
["Retro-Commissioning",13.634514074480103,42.272372719113484,null,81555.02,5,null,6036.2296600200625,null,null,1,1000,1000,1000,0,0,0,0,0,0,0,0,0,0,0,0,0,0,0,0,0,0,0,0,0,0,0,0,0,0,0]
["Retro-Commissioning",358.31514937209982,4.1165860249710207,null,849790.53,5,null,62896.563307634773,null,null,1,1000,1000,1000,0,0,0,0,0,0,0,0,0,0,0,0,0,0,0,0,0,0,0,0,0,0,0,0,0,0,0]
["Retro-Commissioning",15.761644868465373,48.867317376066929,null,94278.48,5,null,6189.0858622210772,null,null,1,1000,1000,1000,0,0,0,0,0,0,0,0,0,0,0,0,0,0,0,0,0,0,0,0,0,0,0,0,0,0,0]
["Retro-Commissioning",23.878113937695165,46.266285965651051,null,77338.890000000014,5,null,10141.600603159082,null,null,1,1000,1000,1000,0,0,0,0,0,0,0,0,0,0,0,0,0,0,0,0,0,0,0,0,0,0,0,0,0,0,0]
["Retro-Commissioning",150.26654043952806,465.88555851512302,null,898821.2300000001,5,null,86393.677869585648,null,null,1,1000,1000,1000,0,0,0,0,0,0,0,0,0,0,0,0,0,0,0,0,0,0,0,0,0,0,0,0,0,0,0]
["Retro-Commissioning",11.232481250821003,34.82512331582781,null,67187.23000000001,5,null,4819.5098267372668,null,null,1,1000,1000,1000,0,0,0,0,0,0,0,0,0,0,0,0,0,0,0,0,0,0,0,0,0,0,0,0,0,0,0]
["Retro-Commissioning",15.031491546338657,29.125051006448921,null,48685.54,5,null,1523.936801670103,null,null,1,1000,1000,1000,0,0,0,0,0,0,0,0,0,0,0,0,0,0,0,0,0,0,0,0,0,0,0,0,0,0,0]
["Retro-Commissioning",6.5653899910685141,12.721114054291975,null,21264.66,5,null,3433.1537871463374,null,null,1,1000,1000,1000,0,0,0,0,0,0,0,0,0,0,0,0,0,0,0,0,0,0,0,0,0,0,0,0,0,0,0]
["Retro-Commissioning",13.285607354473177,41.19062423641968,null,79468.03,5,null,15618.366457740387,null,null,1,1000,1000,1000,0,0,0,0,0,0,0,0,0,0,0,0,0,0,0,0,0,0,0,0,0,0,0,0,0,0,0]
["Retro-Commissioning",1.3197999082040042,4.0919004028663037,null,7894.4,5,null,4819.1977367172867,null,null,1,1000,1000,1000,0,0,0,0,0,0,0,0,0,0,0,0,0,0,0,0,0,0,0,0,0,0,0,0,0,0,0]
["Retro-Commissioning",3.244403340414284,10.058930337226487,null,19406.440000000006,5,null,5780.1759880586123,null,null,1,1000,1000,1000,0,0,0,0,0,0,0,0,0,0,0,0,0,0,0,0,0,0,0,0,0,0,0,0,0,0,0]
["Retro-Commissioning",48.872331829499736,0.56148102744084094,null,115907.02999999998,5,null,22779.962968267915,null,null,1,1000,1000,1000,0,0,0,0,0,0,0,0,0,0,0,0,0,0,0,0,0,0,0,0,0,0,0,0,0,0,0]
["Retro-Commissioning",14.425536343755082,27.950950876168207,null,46722.909999999996,5,null,1413.5090361385555,null,null,1,1000,1000,1000,0,0,0,0,0,0,0,0,0,0,0,0,0,0,0,0,0,0,0,0,0,0,0,0,0,0,0]
["Retro-Commissioning",13.634514074480103,42.272372719113484,null,81555.02,5,null,6036.2296600200625,null,null,1,1000,1000,1000,0,0,0,0,0,0,0,0,0,0,0,0,0,0,0,0,0,0,0,0,0,0,0,0,0,0,0]
["Retro-Commissioning",358.31514937209982,4.1165860249710207,null,849790.53,5,null,62896.563307634773,null,null,1,1000,1000,1000,0,0,0,0,0,0,0,0,0,0,0,0,0,0,0,0,0,0,0,0,0,0,0,0,0,0,0]
["Retro-Commissioning",15.761644868465373,48.867317376066929,null,94278.48,5,null,6189.0858622210772,null,null,1,1000,1000,1000,0,0,0,0,0,0,0,0,0,0,0,0,0,0,0,0,0,0,0,0,0,0,0,0,0,0,0]
["Retro-Commissioning",23.878113937695165,46.266285965651051,null,77338.890000000014,5,null,10141.600603159082,null,null,1,1000,1000,1000,0,0,0,0,0,0,0,0,0,0,0,0,0,0,0,0,0,0,0,0,0,0,0,0,0,0,0]
["Retro-Commissioning",150.26654043952806,465.88555851512302,null,898821.2300000001,5,null,86393.677869585648,null,null,1,1000,1000,1000,0,0,0,0,0,0,0,0,0,0,0,0,0,0,0,0,0,0,0,0,0,0,0,0,0,0,0]
["Retro-Commissioning",11.232481250821003,34.82512331582781,null,67187.23000000001,5,null,4819.5098267372668,null,null,1,1000,1000,1000,0,0,0,0,0,0,0,0,0,0,0,0,0,0,0,0,0,0,0,0,0,0,0,0,0,0,0]
["Retro-Commissioning",15.031491546338657,29.125051006448921,null,48685.54,5,null,1523.936801670103,null,null,1,1000,1000,1000,0,0,0,0,0,0,0,0,0,0,0,0,0,0,0,0,0,0,0,0,0,0,0,0,0,0,0]
["Retro-Commissioning",6.5653899910685141,12.721114054291975,null,21264.66,5,null,3433.1537871463374,null,null,1,1000,1000,1000,0,0,0,0,0,0,0,0,0,0,0,0,0,0,0,0,0,0,0,0,0,0,0,0,0,0,0]
["Retro-Commissioning",13.285607354473177,41.19062423641968,null,79468.03,5,null,15618.366457740387,null,null,1,1000,1000,1000,0,0,0,0,0,0,0,0,0,0,0,0,0,0,0,0,0,0,0,0,0,0,0,0,0,0,0]
["Retro-Commissioning",1.3197999082040042,4.0919004028663037,null,7894.4,5,null,4819.1977367172867,null,null,1,1000,1000,1000,0,0,0,0,0,0,0,0,0,0,0,0,0,0,0,0,0,0,0,0,0,0,0,0,0,0,0]

{"sheet":"Commercial_Results","index":24,"n_rows":3333,"n_cols":30,"rows_kept":3333,"cut":false,"hidden":false,"merged":[]}
[]
[{"$f":"NOW()","v":"2019-05-14T07:54:57.350"}]
[]
[]
[]
[]
[]
["Targets",0,null,0,0,null,0]
["Measure Name","TRC","Part ","RIM","UCT","Incentive","Payback",null,null,null,null,null,null,null,null,null,null,null,null,null,null,null,"Inc.","Yr Pb"]
["Efficient Exhaust Hood",2.2733010648582894,10553.458580791108,1.3585164185623022,null,0,12.46648307123359,15,null,{"$f":"IF(B10<1.01,0,1)","v":1},null,{"$f":"IF(D10<1.01,0,1)","v":1},null,null,null,null,null,null,null,null,null,81.430000000000007,0,0,5.2020547378738717,3.7027577039754127,3.7232790808231782,5.638802605440584,231,0]
["Efficient Exhaust Hood",2.2733010648582894,10553.458580791108,1.3585164185623022,null,0,12.46648307123359,15,null,{"$f":"IF(B11<1.01,0,1)","v":1},null,{"$f":"IF(D11<1.01,0,1)","v":1},null,null,null,null,null,null,null,null,null,null,0,0,5.2020547378738717,3.7027577039754127,3.7232790808231782,5.638802605440584,231]
["Efficient Exhaust Hood",2.2733010648582894,10553.458580791108,1.3585164185623022,null,0,12.46648307123359,15,null,1,null,1,null,null,null,null,null,null,null,null,null,{"$f":"+V10-F10","v":81.430000000000007},230,2,5.2020547378738717,3.7027577039754127,3.7232790808231782,5.638802605440584,231,2]
["Efficient Exhaust Hood",2.2733010648582894,10553.458580791108,1.3585164185623022,null,0,12.46648307123359,15,null,1,null,1,null,null,null,null,null,null,null,null,null,null,450,2,5.2020547378738717,3.7027577039754127,3.7232790808231782,5.638802605440584,231,2]
["Efficient Exhaust Hood",2.2733010648582894,10553.458580791108,1.3585164185623022,null,0,12.46648307123359,15,null,1,null,1,null,null,null,null,null,null,null,null,null,null,null,null,4.2323209593405258,2.3121664773713135,3.7279222706104509,5.6458345872237592,231]
["Efficient Exhaust Hood",2.2733010648582894,10553.458580791108,1.3585164185623022,null,0,12.46648307123359,15,null,1,null,1]
["Efficient Exhaust Hood",2.2733010648582894,10553.458580791108,1.3585164185623022,null,0,12.46648307123359,15,null,1,null,1]
["Efficient Exhaust Hood",2.2733010648582894,10553.458580791108,1.3585164185623022,null,0,12.46648307123359,15,null,1,null,1]
["Efficient Exhaust Hood",2.2733010648582894,10553.458580791108,1.3585164185623022,null,0,12.46648307123359,15,null,1,null,1]
["Efficient Exhaust Hood",2.2733010648582894,10553.458580791108,1.3585164185623022,null,0,12.46648307123359,15,null,1,null,1]
["Efficient Exhaust Hood",2.2733010648582894,10553.458580791108,1.3585164185623022,null,0,12.46648307123359,15,null,1,null,1]
["Efficient Exhaust Hood",2.2733010648582894,10553.458580791108,1.3585164185623022,null,0,12.46648307123359,15,null,1,null,1]
["Efficient Exhaust Hood",2.2733010648582894,10553.458580791108,1.3585164185623022,null,0,12.46648307123359,15,null,1,null,1]
["Efficient Exhaust Hood",2.2733010648582894,10553.458580791108,1.3585164185623022,null,0,12.46648307123359,15,null,1,null,1]
["Efficient Exhaust Hood",2.2733010648582894,10553.458580791108,1.3585164185623022,null,0,12.46648307123359,15,null,1,null,1]
["Efficient Exhaust Hood",2.2733010648582894,10553.458580791108,1.3585164185623022,null,0,12.46648307123359,15,null,1,null,1]
["Efficient Exhaust Hood",2.2733010648582894,10553.458580791108,1.3585164185623022,null,0,12.46648307123359,15,null,1,null,1]
["Efficient Exhaust Hood",2.2733010648582894,10553.458580791108,1.3585164185623022,null,0,12.46648307123359,15,null,1,null,1]
["Efficient Exhaust Hood",2.2733010648582894,10553.458580791108,1.3585164185623022,null,0,12.46648307123359,15,null,1,null,1]
["Efficient Exhaust Hood",2.2733010648582894,10553.458580791108,1.3585164185623022,null,0,12.46648307123359,15,null,1,null,1]
["Efficient Exhaust Hood",2.2733010648582894,10553.458580791108,1.3585164185623022,null,0,12.46648307123359,15,null,1,null,1]
["Efficient Exhaust Hood",2.2733010648582894,10553.458580791108,1.3585164185623022,null,0,12.46648307123359,15,null,1,null,1]
["Efficient Exhaust Hood",2.2733010648582894,10553.458580791108,1.3585164185623022,null,0,12.46648307123359,15,null,1,null,1]
["Efficient Exhaust Hood",2.2733010648582894,10553.458580791108,1.3585164185623022,null,0,12.46648307123359,15,null,1,null,1]
["Efficient Exhaust Hood",2.2733010648582894,10553.458580791108,1.3585164185623022,null,0,12.46648307123359,15,null,1,null,1]
["Efficient Exhaust Hood",2.2733010648582894,10553.458580791108,1.3585164185623022,null,0,12.46648307123359,15,null,1,null,1]
["Energy Star Commercial Oven",2.1678234958624998,6153.0615096544407,1.3794429264151524,null,0,11.870526658387476,12,null,1,null,1]
["Energy Star Commercial Oven",2.1678234958624998,6153.0615096544407,1.3794429264151524,null,0,11.870526658387476,12,null,1,null,1]
["Energy Star Commercial Oven",2.1678234958624998,6153.0615096544407,1.3794429264151524,null,0,11.870526658387476,12,null,1,null,1]
["Energy Star Commercial Oven",2.1678234958624998,6153.0615096544407,1.3794429264151524,null,0,11.870526658387476,12,null,1,null,1]
["Energy Star Commercial Oven",2.1678234958624998,6153.0615096544407,1.3794429264151524,null,0,11.870526658387476,12,null,1,null,1]
["Energy Star Commercial Oven",2.1678234958624998,6153.0615096544407,1.3794429264151524,null,0,11.870526658387476,12,null,1,null,1]
["Energy Star Commercial Oven",2.1678234958624998,6153.0615096544407,1.3794429264151524,null,0,11.870526658387476,12,null,1,null,1]
["Energy Star Commercial Oven",2.1678234958624998,6153.0615096544407,1.3794429264151524,null,0,11.870526658387476,12,null,1,null,1]
["Energy Star Commercial Oven",2.1678234958624998,6153.0615096544407,1.3794429264151524,null,0,11.870526658387476,12,null,1,null,1]
["Energy Star Commercial Oven",2.1678234958624998,6153.0615096544407,1.3794429264151524,null,0,11.870526658387476,12,null,1,null,1]
["Energy Star Commercial Oven",2.1678234958624998,6153.0615096544407,1.3794429264151524,null,0,11.870526658387476,12,null,1,null,1]
["Energy Star Commercial Oven",2.1678234958624998,6153.0615096544407,1.3794429264151524,null,0,11.870526658387476,12,null,1,null,1]
["Energy Star Commercial Oven",2.1678234958624998,6153.0615096544407,1.3794429264151524,null,0,11.870526658387476,12,null,1,null,1]
["Energy Star Commercial Oven",2.1678234958624998,6153.0615096544407,1.3794429264151524,null,0,11.870526658387476,12,null,1,null,1]
["Energy Star Commercial Oven",2.1678234958624998,6153.0615096544407,1.3794429264151524,null,0,11.870526658387476,12,null,1,null,1]
["Energy Star Commercial Oven",2.1678234958624998,6153.0615096544407,1.3794429264151524,null,0,11.870526658387476,12,null,1,null,1]
["Energy Star Commercial Oven",2.1678234958624998,6153.0615096544407,1.3794429264151524,null,0,11.870526658387476,12,null,1,null,1]
["Energy Star Commercial Oven",2.1678234958624998,6153.0615096544407,1.3794429264151524,null,0,11.870526658387476,12,null,1,null,1]
["Energy Star Commercial Oven",2.1678234958624998,6153.0615096544407,1.3794429264151524,null,0,11.870526658387476,12,null,1,null,1]
["Energy Star Commercial Oven",2.1678234958624998,6153.0615096544407,1.3794429264151524,null,0,11.870526658387476,12,null,1,null,1]
["Energy Star Commercial Oven",2.1678234958624998,6153.0615096544407,1.3794429264151524,null,0,11.870526658387476,12,null,1,null,1]
["Energy Star Commercial Oven",2.1678234958624998,6153.0615096544407,1.3794429264151524,null,0,11.870526658387476,12,null,1,null,1]
["Energy Star Commercial Oven",2.1678234958624998,6153.0615096544407,1.3794429264151524,null,0,11.870526658387476,12,null,1,null,1]
["Energy Star Commercial Oven",2.1678234958624998,6153.0615096544407,1.3794429264151524,null,0,11.870526658387476,12,null,1,null,1]
["Energy Star Commercial Oven",2.1678234958624998,6153.0615096544407,1.3794429264151524,null,0,11.870526658387476,12,null,1,null,1]
["Energy Star Commercial Oven",2.1678234958624998,6153.0615096544407,1.3794429264151524,null,0,11.870526658387476,12,null,1,null,1]
["Energy Star Fryer",0.1667552376420873,-4880.6311080440028,1.3665647004175101,null,0,172.17011759266336,12,null,0,null,1]
["Energy Star Fryer",0.1667552376420873,-4880.6311080440028,1.3665647004175101,null,0,172.17011759266336,12,null,0,null,1]
["Energy Star Fryer",0.1667552376420873,-4880.6311080440028,1.3665647004175101,null,0,172.17011759266336,12,null,0,null,1]
["Energy Star Fryer",0.1667552376420873,-4880.6311080440028,1.3665647004175101,null,0,172.17011759266336,12,null,0,null,1]
["Energy Star Fryer",0.1667552376420873,-4880.6311080440028,1.3665647004175101,null,0,172.17011759266336,12,null,0,null,1]
["Energy Star Fryer",0.1667552376420873,-4880.6311080440028,1.3665647004175101,null,0,172.17011759266336,12,null,0,null,1]
["Energy Star Fryer",0.1667552376420873,-4880.6311080440028,1.3665647004175101,null,0,172.17011759266336,12,null,0,null,1]
["Energy Star Fryer",0.1667552376420873,-4880.6311080440028,1.3665647004175101,null,0,172.17011759266336,12,null,0,null,1]
["Energy Star Fryer",0.1667552376420873,-4880.6311080440028,1.3665647004175101,null,0,172.17011759266336,12,null,0,null,1]
["Energy Star Fryer",0.1667552376420873,-4880.6311080440028,1.3665647004175101,null,0,172.17011759266336,12,null,0,null,1]
["Energy Star Fryer",0.1667552376420873,-4880.6311080440028,1.3665647004175101,null,0,172.17011759266336,12,null,0,null,1]
["Energy Star Fryer",0.1667552376420873,-4880.6311080440028,1.3665647004175101,null,0,172.17011759266336,12,null,0,null,1]
["Energy Star Fryer",0.1667552376420873,-4880.6311080440028,1.3665647004175101,null,0,172.17011759266336,12,null,0,null,1]
["Energy Star Fryer",0.1667552376420873,-4880.6311080440028,1.3665647004175101,null,0,172.17011759266336,12,null,{"$f":"IF(B75<1.01,0,1)","v":0},null,{"$f":"IF(D75<1.01,0,1)","v":1}]
["Energy Star Fryer",0.1667552376420873,-4880.6311080440028,1.3665647004175101,null,0,172.17011759266336,12,null,0,null,1]
["Energy Star Fryer",0.1667552376420873,-4880.6311080440028,1.3665647004175101,null,0,172.17011759266336,12,null,0,null,1]
["Energy Star Fryer",0.1667552376420873,-4880.6311080440028,1.3665647004175101,null,0,172.17011759266336,12,null,0,null,1]
["Energy Star Fryer",0.1667552376420873,-4880.6311080440028,1.3665647004175101,null,0,172.17011759266336,12,null,0,null,1]
["Energy Star Fryer",0.1667552376420873,-4880.6311080440028,1.3665647004175101,null,0,172.17011759266336,12,null,0,null,1]
["Energy Star Fryer",0.1667552376420873,-4880.6311080440028,1.3665647004175101,null,0,172.17011759266336,12,null,0,null,1]
["Energy Star Fryer",0.1667552376420873,-4880.6311080440028,1.3665647004175101,null,0,172.17011759266336,12,null,0,null,1]
["Energy Star Fryer",0.1667552376420873,-4880.6311080440028,1.3665647004175101,null,0,172.17011759266336,12,null,0,null,1]
["Energy Star Fryer",0.1667552376420873,-4880.6311080440028,1.3665647004175101,null,0,172.17011759266336,12,null,0,null,1]
["Energy Star Fryer",0.1667552376420873,-4880.6311080440028,1.3665647004175101,null,0,172.17011759266336,12,null,0,null,1]
["Energy Star Fryer",0.1667552376420873,-4880.6311080440028,1.3665647004175101,null,0,172.17011759266336,12,null,0,null,1]
["Energy Star Fryer",0.1667552376420873,-4880.6311080440028,1.3665647004175101,null,0,172.17011759266336,12,null,0,null,1]
["Energy Star Griddle",{"$error":"#DIV/0!"},2884.7549197618537,1.3570185127805841,null,0,0,12,null,{"$error":"#DIV/0!"},null,1]
["Energy Star Griddle",{"$error":"#DIV/0!"},2884.7549197618537,1.3570185127805841,null,0,0,12,null,{"$error":"#DIV/0!"},null,1]
["Energy Star Griddle",{"$error":"#DIV/0!"},2884.7549197618537,1.3570185127805841,null,0,0,12,null,{"$error":"#DIV/0!"},null,1]
["Energy Star Griddle",{"$error":"#DIV/0!"},2884.7549197618537,1.3570185127805841,null,0,0,12,null,{"$error":"#DIV/0!"},null,1]
["Energy Star Griddle",{"$error":"#DIV/0!"},2884.7549197618537,1.3570185127805841,null,0,0,12,null,{"$error":"#DIV/0!"},null,1]
["Energy Star Griddle",{"$error":"#DIV/0!"},2884.7549197618537,1.3570185127805841,null,0,0,12,null,{"$error":"#DIV/0!"},null,1]
["Energy Star Griddle",{"$error":"#DIV/0!"},2884.7549197618537,1.3570185127805841,null,0,0,12,null,{"$error":"#DIV/0!"},null,1]
["Energy Star Griddle",{"$error":"#DIV/0!"},2884.7549197618537,1.3570185127805841,null,0,0,12,null,{"$error":"#DIV/0!"},null,1]
["Energy Star Griddle",{"$error":"#DIV/0!"},2884.7549197618537,1.3570185127805841,null,0,0,12,null,{"$error":"#DIV/0!"},null,1]
["Energy Star Griddle",{"$error":"#DIV/0!"},2884.7549197618537,1.3570185127805841,null,0,0,12,null,{"$error":"#DIV/0!"},null,1]
["Energy Star Griddle",{"$error":"#DIV/0!"},2884.7549197618537,1.3570185127805841,null,0,0,12,null,{"$error":"#DIV/0!"},null,1]
["Energy Star Griddle",{"$error":"#DIV/0!"},2884.7549197618537,1.3570185127805841,null,0,0,12,null,{"$error":"#DIV/0!"},null,1]
["Energy Star Griddle",{"$error":"#DIV/0!"},2884.7549197618537,1.3570185127805841,null,0,0,12,null,{"$error":"#DIV/0!"},null,1]
["Energy Star Griddle",{"$error":"#DIV/0!"},2884.7549197618537,1.3570185127805841,null,0,0,12,null,{"$error":"#DIV/0!"},null,1]
["Energy Star Griddle",{"$error":"#DIV/0!"},2884.7549197618537,1.3570185127805841,null,0,0,12,null,{"$error":"#DIV/0!"},null,1]
["Energy Star Griddle",{"$error":"#DIV/0!"},2884.7549197618537,1.3570185127805841,null,0,0,12,null,{"$error":"#DIV/0!"},null,1]
["Energy Star Griddle",{"$error":"#DIV/0!"},2884.7549197618537,1.3570185127805841,null,0,0,12,null,{"$error":"#DIV/0!"},null,1]
["Energy Star Griddle",{"$error":"#DIV/0!"},2884.7549197618537,1.3570185127805841,null,0,0,12,null,{"$error":"#DIV/0!"},null,1]
["Energy Star Griddle",{"$error":"#DIV/0!"},2884.7549197618537,1.3570185127805841,null,0,0,12,null,{"$error":"#DIV/0!"},null,1]
["Energy Star Griddle",{"$error":"#DIV/0!"},2884.7549197618537,1.3570185127805841,null,0,0,12,null,{"$error":"#DIV/0!"},null,1]
["Energy Star Griddle",{"$error":"#DIV/0!"},2884.7549197618537,1.3570185127805841,null,0,0,12,null,{"$error":"#DIV/0!"},null,1]
["Energy Star Griddle",{"$error":"#DIV/0!"},2884.7549197618537,1.3570185127805841,null,0,0,12,null,{"$error":"#DIV/0!"},null,1]
["Energy Star Griddle",{"$error":"#DIV/0!"},2884.7549197618537,1.3570185127805841,null,0,0,12,null,{"$error":"#DIV/0!"},null,1]
["Energy Star Griddle",{"$error":"#DIV/0!"},2884.7549197618537,1.3570185127805841,null,0,0,12,null,{"$error":"#DIV/0!"},null,1]
["Energy Star Griddle",{"$error":"#DIV/0!"},2884.7549197618537,1.3570185127805841,null,0,0,12,null,{"$error":"#DIV/0!"},null,1]
["Energy Star Griddle",{"$error":"#DIV/0!"},2884.7549197618537,1.3570185127805841,null,0,0,12,null,{"$error":"#DIV/0!"},null,1]
["Energy Star Hot Food Holding Cabinet",0.89754261704211935,375.34947047601372,1.3382189516858218,null,0,26.782965656068946,12,null,0,null,1]
["Energy Star Hot Food Holding Cabinet",0.89754261704211935,375.34947047601372,1.3382189516858218,null,0,26.782965656068946,12,null,0,null,1]
["Energy Star Hot Food Holding Cabinet",0.89754261704211935,375.34947047601372,1.3382189516858218,null,0,26.782965656068946,12,null,0,null,1]
["Energy Star Hot Food Holding Cabinet",0.89754261704211935,375.34947047601372,1.3382189516858218,null,0,26.782965656068946,12,null,0,null,1]
["Energy Star Hot Food Holding Cabinet",0.89754261704211935,375.34947047601372,1.3382189516858218,null,0,26.782965656068946,12,null,0,null,1]
["Energy Star Hot Food Holding Cabinet",0.89754261704211935,375.34947047601372,1.3382189516858218,null,0,26.782965656068946,12,null,0,null,1]
["Energy Star Hot Food Holding Cabinet",0.89754261704211935,375.34947047601372,1.3382189516858218,null,0,26.782965656068946,12,null,0,null,1]
["Energy Star Hot Food Holding Cabinet",0.89754261704211935,375.34947047601372,1.3382189516858218,null,0,26.782965656068946,12,null,0,null,1]
["Energy Star Hot Food Holding Cabinet",0.89754261704211935,375.34947047601372,1.3382189516858218,null,0,26.782965656068946,12,null,0,null,1]
["Energy Star Hot Food Holding Cabinet",0.89754261704211935,375.34947047601372,1.3382189516858218,null,0,26.782965656068946,12,null,0,null,1]
["Energy Star Hot Food Holding Cabinet",0.89754261704211935,375.34947047601372,1.3382189516858218,null,0,26.782965656068946,12,null,0,null,1]
["Energy Star Hot Food Holding Cabinet",0.89754261704211935,375.34947047601372,1.3382189516858218,null,0,26.782965656068946,12,null,0,null,1]
["Energy Star Hot Food Holding Cabinet",0.89754261704211935,375.34947047601372,1.3382189516858218,null,0,26.782965656068946,12,null,0,null,1]
["Energy Star Hot Food Holding Cabinet",0.89754261704211935,375.34947047601372,1.3382189516858218,null,0,26.782965656068946,12,null,0,null,1]
["Energy Star Hot Food Holding Cabinet",0.89754261704211935,375.34947047601372,1.3382189516858218,null,0,26.782965656068946,12,null,0,null,1]
["Energy Star Hot Food Holding Cabinet",0.89754261704211935,375.34947047601372,1.3382189516858218,null,0,26.782965656068946,12,null,0,null,1]
["Energy Star Hot Food Holding Cabinet",0.89754261704211935,375.34947047601372,1.3382189516858218,null,0,26.782965656068946,12,null,0,null,1]
["Energy Star Hot Food Holding Cabinet",0.89754261704211935,375.34947047601372,1.3382189516858218,null,0,26.782965656068946,12,null,0,null,1]
["Energy Star Hot Food Holding Cabinet",0.89754261704211935,375.34947047601372,1.3382189516858218,null,0,26.782965656068946,12,null,0,null,1]
["Energy Star Hot Food Holding Cabinet",0.89754261704211935,375.34947047601372,1.3382189516858218,null,0,26.782965656068946,12,null,0,null,1]
["Energy Star Hot Food Holding Cabinet",0.89754261704211935,375.34947047601372,1.3382189516858218,null,0,26.782965656068946,12,null,0,null,1]
["Energy Star Hot Food Holding Cabinet",0.89754261704211935,375.34947047601372,1.3382189516858218,null,0,26.782965656068946,12,null,0,null,1]
["Energy Star Hot Food Holding Cabinet",0.89754261704211935,375.34947047601372,1.3382189516858218,null,0,26.782965656068946,12,null,0,null,1]
["Energy Star Hot Food Holding Cabinet",0.89754261704211935,375.34947047601372,1.3382189516858218,null,0,26.782965656068946,12,null,0,null,1]
["Energy Star Hot Food Holding Cabinet",0.89754261704211935,375.34947047601372,1.3382189516858218,null,0,26.782965656068946,12,null,0,null,1]
["Energy Star Hot Food Holding Cabinet",0.89754261704211935,375.34947047601372,1.3382189516858218,null,0,26.782965656068946,12,null,{"$f":"IF(B139<1.01,0,1)","v":0},null,{"$f":"IF(D139<1.01,0,1)","v":1}]
["Energy Star Steamer",4.7676366312398333,12193.441981231046,1.413709445007078,null,0,5.6427191627174613,12,null,1,null,1]
["Energy Star Steamer",4.7676366312398333,12193.441981231046,1.413709445007078,null,0,5.6427191627174613,12,null,1,null,1]
["Energy Star Steamer",4.7676366312398333,12193.441981231046,1.413709445007078,null,0,5.6427191627174613,12,null,1,null,1]
["Energy Star Steamer",4.7676366312398333,12193.441981231046,1.413709445007078,null,0,5.6427191627174613,12,null,1,null,1]
["Energy Star Steamer",4.7676366312398333,12193.441981231046,1.413709445007078,null,0,5.6427191627174613,12,null,1,null,1]
["Energy Star Steamer",4.7676366312398333,12193.441981231046,1.413709445007078,null,0,5.6427191627174613,12,null,1,null,1]
["Energy Star Steamer",4.7676366312398333,12193.441981231046,1.413709445007078,null,0,5.6427191627174613,12,null,1,null,1]
["Energy Star Steamer",4.7676366312398333,12193.441981231046,1.413709445007078,null,0,5.6427191627174613,12,null,1,null,1]
["Energy Star Steamer",4.7676366312398333,12193.441981231046,1.413709445007078,null,0,5.6427191627174613,12,null,1,null,1]
["Energy Star Steamer",4.7676366312398333,12193.441981231046,1.413709445007078,null,0,5.6427191627174613,12,null,1,null,1]
["Energy Star Steamer",4.7676366312398333,12193.441981231046,1.413709445007078,null,0,5.6427191627174613,12,null,1,null,1]
["Energy Star Steamer",4.7676366312398333,12193.441981231046,1.413709445007078,null,0,5.6427191627174613,12,null,1,null,1]
["Energy Star Steamer",4.7676366312398333,12193.441981231046,1.413709445007078,null,0,5.6427191627174613,12,null,1,null,1]
["Energy Star Steamer",4.7676366312398333,12193.441981231046,1.413709445007078,null,0,5.6427191627174613,12,null,1,null,1]
["Energy Star Steamer",4.7676366312398333,12193.441981231046,1.413709445007078,null,0,5.6427191627174613,12,null,1,null,1]
["Energy Star Steamer",4.7676366312398333,12193.441981231046,1.413709445007078,null,0,5.6427191627174613,12,null,1,null,1]
["Energy Star Steamer",4.7676366312398333,12193.441981231046,1.413709445007078,null,0,5.6427191627174613,12,null,1,null,1]
["Energy Star Steamer",4.7676366312398333,12193.441981231046,1.413709445007078,null,0,5.6427191627174613,12,null,1,null,1]
["Energy Star Steamer",4.7676366312398333,12193.441981231046,1.413709445007078,null,0,5.6427191627174613,12,null,1,null,1]
["Energy Star Steamer",4.7676366312398333,12193.441981231046,1.413709445007078,null,0,5.6427191627174613,12,null,1,null,1]
["Energy Star Steamer",4.7676366312398333,12193.441981231046,1.413709445007078,null,0,5.6427191627174613,12,null,1,null,1]
["Energy Star Steamer",4.7676366312398333,12193.441981231046,1.413709445007078,null,0,5.6427191627174613,12,null,1,null,1]
["Energy Star Steamer",4.7676366312398333,12193.441981231046,1.413709445007078,null,0,5.6427191627174613,12,null,1,null,1]
["Energy Star Steamer",4.7676366312398333,12193.441981231046,1.413709445007078,null,0,5.6427191627174613,12,null,1,null,1]
["Energy Star Steamer",4.7676366312398333,12193.441981231046,1.413709445007078,null,0,5.6427191627174613,12,null,1,null,1]
["Energy Star Steamer",4.7676366312398333,12193.441981231046,1.413709445007078,null,0,5.6427191627174613,12,null,1,null,1]
["Induction Cooktops",0.26431103513918869,-4998.44706715549,1.2273921439103965,null,0,69.23050011650335,10,null,0,null,1]
["Induction Cooktops",0.26431103513918869,-4998.44706715549,1.2273921439103965,null,0,69.23050011650335,10,null,0,null,1]
["Induction Cooktops",0.26431103513918869,-4998.44706715549,1.2273921439103965,null,0,69.23050011650335,10,null,0,null,1]
["Induction Cooktops",0.26431103513918869,-4998.44706715549,1.2273921439103965,null,0,69.23050011650335,10,null,0,null,1]
["Induction Cooktops",0.26431103513918869,-4998.44706715549,1.2273921439103965,null,0,69.23050011650335,10,null,0,null,1]
["Induction Cooktops",0.26431103513918869,-4998.44706715549,1.2273921439103965,null,0,69.23050011650335,10,null,0,null,1]
["Induction Cooktops",0.26431103513918869,-4998.44706715549,1.2273921439103965,null,0,69.23050011650335,10,null,0,null,1]
["Induction Cooktops",0.26431103513918869,-4998.44706715549,1.2273921439103965,null,0,69.23050011650335,10,null,0,null,1]
["Induction Cooktops",0.26431103513918869,-4998.44706715549,1.2273921439103965,null,0,69.23050011650335,10,null,0,null,1]
["Induction Cooktops",0.26431103513918869,-4998.44706715549,1.2273921439103965,null,0,69.23050011650335,10,null,0,null,1]
["Induction Cooktops",0.26431103513918869,-4998.44706715549,1.2273921439103965,null,0,69.23050011650335,10,null,0,null,1]
["Induction Cooktops",0.26431103513918869,-4998.44706715549,1.2273921439103965,null,0,69.23050011650335,10,null,0,null,1]
["Induction Cooktops",0.26431103513918869,-4998.44706715549,1.2273921439103965,null,0,69.23050011650335,10,null,0,null,1]
["Induction Cooktops",0.26431103513918869,-4998.44706715549,1.2273921439103965,null,0,69.23050011650335,10,null,0,null,1]
["Induction Cooktops",0.26431103513918869,-4998.44706715549,1.2273921439103965,null,0,69.23050011650335,10,null,0,null,1]
["Induction Cooktops",0.26431103513918869,-4998.44706715549,1.2273921439103965,null,0,69.23050011650335,10,null,0,null,1]
["Induction Cooktops",0.26431103513918869,-4998.44706715549,1.2273921439103965,null,0,69.23050011650335,10,null,0,null,1]
["Induction Cooktops",0.26431103513918869,-4998.44706715549,1.2273921439103965,null,0,69.23050011650335,10,null,0,null,1]
["Induction Cooktops",0.26431103513918869,-4998.44706715549,1.2273921439103965,null,0,69.23050011650335,10,null,0,null,1]
["Induction Cooktops",0.26431103513918869,-4998.44706715549,1.2273921439103965,null,0,69.23050011650335,10,null,0,null,1]
["Induction Cooktops",0.26431103513918869,-4998.44706715549,1.2273921439103965,null,0,69.23050011650335,10,null,0,null,1]
["Induction Cooktops",0.26431103513918869,-4998.44706715549,1.2273921439103965,null,0,69.23050011650335,10,null,0,null,1]
["Induction Cooktops",0.26431103513918869,-4998.44706715549,1.2273921439103965,null,0,69.23050011650335,10,null,0,null,1]
["Induction Cooktops",0.26431103513918869,-4998.44706715549,1.2273921439103965,null,0,69.23050011650335,10,null,0,null,1]
["Induction Cooktops",0.26431103513918869,-4998.44706715549,1.2273921439103965,null,0,69.23050011650335,10,null,0,null,1]
["Induction Cooktops",0.26431103513918869,-4998.44706715549,1.2273921439103965,null,0,69.23050011650335,10,null,0,null,1]
["Energy Star Commercial Dishwasher",10.781718199657787,26838.038137039806,1.706043936540961,null,0,7.6909001694196695,15,null,1,null,1]
["Energy Star Commercial Dishwasher",10.781718199657787,26838.038137039806,1.706043936540961,null,0,7.6909001694196695,15,null,1,null,1]
["Energy Star Commercial Dishwasher",10.781718199657787,26838.038137039806,1.706043936540961,null,0,7.6909001694196695,15,null,1,null,1]
["Energy Star Commercial Dishwasher",10.781718199657787,26838.038137039806,1.706043936540961,null,0,7.6909001694196695,15,null,1,null,1]
["Energy Star Commercial Dishwasher",10.781718199657787,26838.038137039806,1.706043936540961,null,0,7.6909001694196695,15,null,1,null,1]
["Energy Star Commercial Dishwasher",10.781718199657787,26838.038137039806,1.706043936540961,null,0,7.6909001694196695,15,null,1,null,1]
["Energy Star Commercial Dishwasher",10.781718199657787,26838.038137039806,1.706043936540961,null,0,7.6909001694196695,15,null,1,null,1]
["Energy Star Commercial Dishwasher",10.781718199657787,26838.038137039806,1.706043936540961,null,0,7.6909001694196695,15,null,1,null,1]
["Energy Star Commercial Dishwasher",10.781718199657787,26838.038137039806,1.706043936540961,null,0,7.6909001694196695,15,null,1,null,1]
["Energy Star Commercial Dishwasher",10.781718199657787,26838.038137039806,1.706043936540961,null,0,7.6909001694196695,15,null,1,null,1]
["Energy Star Commercial Dishwasher",10.781718199657787,26838.038137039806,1.706043936540961,null,0,7.6909001694196695,15,null,1,null,1]
["Energy Star Commercial Dishwasher",10.781718199657787,26838.038137039806,1.706043936540961,null,0,7.6909001694196695,15,null,{"$f":"IF(B203<1.01,0,1)","v":1},null,{"$f":"IF(D203<1.01,0,1)","v":1}]
["Energy Star Commercial Dishwasher",10.781718199657787,26838.038137039806,1.706043936540961,null,0,7.6909001694196695,15,null,1,null,1]
["Energy Star Commercial Dishwasher",10.781718199657787,26838.038137039806,1.706043936540961,null,0,7.6909001694196695,15,null,1,null,1]
["Energy Star Commercial Dishwasher",10.781718199657787,26838.038137039806,1.706043936540961,null,0,7.6909001694196695,15,null,1,null,1]
["Energy Star Commercial Dishwasher",10.781718199657787,26838.038137039806,1.706043936540961,null,0,7.6909001694196695,15,null,1,null,1]
["Energy Star Commercial Dishwasher",10.781718199657787,26838.038137039806,1.706043936540961,null,0,7.6909001694196695,15,null,1,null,1]
["Energy Star Commercial Dishwasher",10.781718199657787,26838.038137039806,1.706043936540961,null,0,7.6909001694196695,15,null,1,null,1]
["Energy Star Commercial Dishwasher",10.781718199657787,26838.038137039806,1.706043936540961,null,0,7.6909001694196695,15,null,1,null,1]
["Energy Star Commercial Dishwasher",10.781718199657787,26838.038137039806,1.706043936540961,null,0,7.6909001694196695,15,null,1,null,1]
["Energy Star Commercial Dishwasher",10.781718199657787,26838.038137039806,1.706043936540961,null,0,7.6909001694196695,15,null,1,null,1]
["Energy Star Commercial Dishwasher",10.781718199657787,26838.038137039806,1.706043936540961,null,0,7.6909001694196695,15,null,1,null,1]
["Energy Star Commercial Dishwasher",10.781718199657787,26838.038137039806,1.706043936540961,null,0,7.6909001694196695,15,null,1,null,1]
["Energy Star Commercial Dishwasher",10.781718199657787,26838.038137039806,1.706043936540961,null,0,7.6909001694196695,15,null,1,null,1]
["Energy Star Commercial Dishwasher",10.781718199657787,26838.038137039806,1.706043936540961,null,0,7.6909001694196695,15,null,1,null,1]
["Energy Star Commercial Dishwasher",10.781718199657787,26838.038137039806,1.706043936540961,null,0,7.6909001694196695,15,null,1,null,1]
["Heat Pump Water Heater",1.4707301212584003,2713.8471279752216,1.3131421046719156,null,0,13.000740229131985,10,null,1,null,1]
["Heat Pump Water Heater",3.2431112129558737,127579.41903113169,0.91758224863705695,null,0,5.4464129915651345,10,null,1,null,0]
["Heat Pump Water Heater",3.0511424016955044,12344.506340885842,0.83885036553919257,null,0,4.8651072308260712,10,null,1,null,0]
["Heat Pump Water Heater",1.9610492966065542,4580.2236926605947,1.3131928642903983,null,0,9.7505551718489905,10,null,1,null,1]
["Heat Pump Water Heater",3.7914657672746417,231043.97321494346,0.91758283354844494,null,0,4.65870863328092,10,null,1,null,0]
["Heat Pump Water Heater",4.7065137637600101,375798.31137246726,1.3131915952999362,null,0,4.0627313216037457,10,null,1,null,1]
["Heat Pump Water Heater",4.881820262553271,64447.139055197658,0.83884906303123774,null,0,3.0406920192662952,10,null,1,null,0]
["Heat Pump Water Heater",4.412355232245095,278242.13032174937,1.3131911723031153,null,0,4.3335800763773298,10,null,1,null,1]
["Heat Pump Water Heater",4.0855004175314837,38003.566418891656,1.3131867731361804,null,0,4.6802664824875144,10,null,1,null,1]
["Heat Pump Water Heater",2.5426376184784254,19612.416379449438,0.83885661757737329,null,0,5.8381286769912863,10,null,1,null,0]
["Heat Pump Water Heater",3.0206450009736896,36576.625355448523,0.83885425990640938,null,0,4.9142497281071442,10,null,1,null,0]
["Heat Pump Water Heater",0.6127962828501986,-552.26072661967396,1.3130963224464349,null,0,31.201092690350954,10,null,0,null,1]
["Heat Pump Water Heater",2.9415739449098322,8312.9768220313454,1.3131928642903978,null,0,6.5003701145659925,10,null,1,null,1]
["Heat Pump Water Heater",1.4707301212584003,2713.8471279752216,1.3131421046719156,null,0,13.000740229131985,10,null,1,null,1]
["Heat Pump Water Heater",3.2431112129558737,127579.41903113169,0.91758224863705695,null,0,5.4464129915651345,10,null,1,null,0]
["Heat Pump Water Heater",3.0511424016955044,12344.506340885842,0.83885036553919257,null,0,4.8651072308260712,10,null,1,null,0]
["Heat Pump Water Heater",1.9610492966065542,4580.2236926605947,1.3131928642903983,null,0,9.7505551718489905,10,null,1,null,1]
["Heat Pump Water Heater",3.7914657672746417,231043.97321494346,0.91758283354844494,null,0,4.65870863328092,10,null,1,null,0]
["Heat Pump Water Heater",4.7065137637600101,375798.31137246726,1.3131915952999362,null,0,4.0627313216037457,10,null,1,null,1]
["Heat Pump Water Heater",4.881820262553271,64447.139055197658,0.83884906303123774,null,0,3.0406920192662952,10,null,1,null,0]
["Heat Pump Water Heater",4.412355232245095,278242.13032174937,1.3131911723031153,null,0,4.3335800763773298,10,null,1,null,1]
["Heat Pump Water Heater",4.0855004175314837,38003.566418891656,1.3131867731361804,null,0,4.6802664824875144,10,null,1,null,1]
["Heat Pump Water Heater",2.5426376184784254,19612.416379449438,0.83885661757737329,null,0,5.8381286769912863,10,null,1,null,0]
["Heat Pump Water Heater",3.0206450009736896,36576.625355448523,0.83885425990640938,null,0,4.9142497281071442,10,null,1,null,0]
["Heat Pump Water Heater",0.6127962828501986,-552.26072661967396,1.3130963224464349,null,0,31.201092690350954,10,null,0,null,1]
["Heat Pump Water Heater",2.9415739449098322,8312.9768220313454,1.3131928642903978,null,0,6.5003701145659925,10,null,1,null,1]
["Instantaneous Hot Water System",7.4778982139530187E-2,-7745.6249387120106,1.6757990180658509,null,0,590.76527190236368,20,null,0,null,1]
["Instantaneous Hot Water System",0.18041145725426289,-64372.517755082052,1.2916278120395353,null,0,201.61086320904235,20,null,0,null,1]
["Instantaneous Hot Water System",0.14844971136873364,-7013.3049040962451,1.735672040456935,null,0,307.24590374324151,20,null,0,null,1]
["Instantaneous Hot Water System",9.9730521781678211E-2,-7490.9746122647757,1.6762227736774304,null,0,443.07395392677239,20,null,0,null,1]
["Instantaneous Hot Water System",0.21091237521610939,-91302.88206819605,1.2916067781866252,null,0,172.45226729037918,20,null,0,null,1]
["Instantaneous Hot Water System",0.23927459001763662,-151623.31960400654,1.6756718913823765,null,0,184.61414746948921,20,null,0,null,1]
["Instantaneous Hot Water System",0.23748928347520798,-18346.626887165294,1.735450954381615,null,0,192.02868983952627,20,null,0,null,1]
["Instantaneous Hot Water System",0.22432181906120743,-124354.45960057202,1.6756860165694287,null,0,196.92175730078822,20,null,0,null,1]
["Instantaneous Hot Water System",0.20770258665715824,-19162.469592980269,1.6756634162701443,null,0,212.67549788485118,20,null,0,null,1]
["Instantaneous Hot Water System",0.12370809280727782,-14525.366812844986,1.7356720404569359,null,0,368.69508449189061,20,null,0,null,1]
["Instantaneous Hot Water System",0.14693798501175728,-21084.802842707461,1.7353504607110133,null,0,310.34939772044606,20,null,0,null,1]
["Instantaneous Hot Water System",3.1171105708949074E-2,-8191.2560332734029,1.6764720340356403,null,0,1417.8055773749409,20,null,0,null,1]
["Instantaneous Hot Water System",0.14955796427906037,-6981.6739593703051,1.6757990180658509,null,0,295.38263595118184,20,null,0,null,1]
["Instantaneous Hot Water System",7.4778982139530187E-2,-7745.6249387120106,1.6757990180658509,null,0,590.76527190236368,20,null,0,null,1]
["Instantaneous Hot Water System",0.18041145725426289,-64372.517755082052,1.2916278120395353,null,0,201.61086320904235,20,null,0,null,1]
["Instantaneous Hot Water System",0.14844971136873364,-7013.3049040962451,1.735672040456935,null,0,307.24590374324151,20,null,0,null,1]
["Instantaneous Hot Water System",9.9730521781678211E-2,-7490.9746122647757,1.6762227736774304,null,0,443.07395392677239,20,null,0,null,1]
["Instantaneous Hot Water System",0.21091237521610939,-91302.88206819605,1.2916067781866252,null,0,172.45226729037918,20,null,0,null,1]
["Instantaneous Hot Water System",0.23927459001763662,-151623.31960400654,1.6756718913823765,null,0,184.61414746948921,20,null,0,null,1]
["Instantaneous Hot Water System",0.23748928347520798,-18346.626887165294,1.735450954381615,null,0,192.02868983952627,20,null,0,null,1]
["Instantaneous Hot Water System",0.22432181906120743,-124354.45960057202,1.6756860165694287,null,0,196.92175730078822,20,null,0,null,1]
["Instantaneous Hot Water System",0.20770258665715824,-19162.469592980269,1.6756634162701443,null,0,212.67549788485118,20,null,0,null,1]
["Instantaneous Hot Water System",0.12370809280727782,-14525.366812844986,1.7356720404569359,null,0,368.69508449189061,20,null,0,null,1]
["Instantaneous Hot Water System",0.14693798501175728,-21084.802842707461,1.7353504607110133,null,0,310.34939772044606,20,null,{"$f":"IF(B267<1.01,0,1)","v":0},null,{"$f":"IF(D267<1.01,0,1)","v":1}]
["Instantaneous Hot Water System",3.1171105708949074E-2,-8191.2560332734029,1.6764720340356403,null,0,1417.8055773749409,20,null,0,null,1]
["Instantaneous Hot Water System",0.14955796427906037,-6981.6739593703051,1.6757990180658509,null,0,295.38263595118184,20,null,0,null,1]
["Solar Water Heater",0.32648462686005236,-11393.532976270037,1.7028807319531276,null,0,225.85638821161206,15,null,0,null,1]
["Solar Water Heater",0.75088870406588593,-9743.9099246847472,1.7028219119116241,null,0,98.198429657222619,15,null,0,null,1]
["Solar Water Heater",0.65294331600787026,-3378.8083733457588,1.7028130889053983,null,0,112.92819410580603,15,null,0,null,1]
["Solar Water Heater",0.43528689810116855,-8721.9581086286107,1.7027792673815336,null,0,169.39229115870907,15,null,0,null,1]
["Solar Water Heater",0.87784976030234807,32136.695296697784,1.7028203563402777,null,0,83.996177434070603,15,null,0,null,1]
["Solar Water Heater",1.0447134556465498,155971.52875408437,1.7028198532101713,null,0,70.580121316128768,15,null,1,null,1]
["Solar Water Heater",1.0447093056125925,18716.583450490114,1.7028130889053983,null,0,70.580121316128768,15,null,1,null,1]
["Solar Water Heater",0.97941886466864048,92718.324591570243,1.7028198532101717,null,0,75.285462737204028,15,null,0,null,1]
["Solar Water Heater",0.90686715766161041,8564.5989534526889,1.7028157946273077,null,0,81.308299756180347,15,null,0,null,1]
["Solar Water Heater",0.54411510705451949,-12100.766481974362,1.7027995602958523,null,0,135.51383292696718,15,null,0,null,1]
["Solar Water Heater",0.64641345055258759,-10617.308596212748,1.7028119501335515,null,0,114.0688829351576,15,null,0,null,1]
["Solar Water Heater",0.13603150182376239,-16068.715800810538,1.7027963508611068,null,0,542.04345130345689,15,null,0,null,1]
["Solar Water Heater",0.65294331600787026,-3378.8083733457588,1.7028130889053983,null,0,112.92819410580603,15,null,0,null,1]
["Solar Water Heater",0.32648462686005236,-11393.532976270037,1.7028807319531276,null,0,225.85638821161206,15,null,0,null,1]
["Solar Water Heater",0.75088870406588593,-9743.9099246847472,1.7028219119116241,null,0,98.198429657222619,15,null,0,null,1]
["Solar Water Heater",0.65294331600787026,-3378.8083733457588,1.7028130889053983,null,0,112.92819410580603,15,null,0,null,1]
["Solar Water Heater",0.43528689810116855,-8721.9581086286107,1.7027792673815336,null,0,169.39229115870907,15,null,0,null,1]
["Solar Water Heater",0.87784976030234807,32136.695296697784,1.7028203563402777,null,0,83.996177434070603,15,null,0,null,1]
["Solar Water Heater",1.0447134556465498,155971.52875408437,1.7028198532101713,null,0,70.580121316128768,15,null,1,null,1]
["Solar Water Heater",1.0447093056125925,18716.583450490114,1.7028130889053983,null,0,70.580121316128768,15,null,1,null,1]
["Solar Water Heater",0.97941886466864048,92718.324591570243,1.7028198532101717,null,0,75.285462737204028,15,null,0,null,1]
["Solar Water Heater",0.90686715766161041,8564.5989534526889,1.7028157946273077,null,0,81.308299756180347,15,null,0,null,1]
["Solar Water Heater",0.54411510705451949,-12100.766481974362,1.7027995602958523,null,0,135.51383292696718,15,null,0,null,1]
["Solar Water Heater",0.64641345055258759,-10617.308596212748,1.7028119501335515,null,0,114.0688829351576,15,null,0,null,1]
["Solar Water Heater",0.13603150182376239,-16068.715800810538,1.7027963508611068,null,0,542.04345130345689,15,null,0,null,1]
["Solar Water Heater",0.65294331600787026,-3378.8083733457588,1.7028130889053983,null,0,112.92819410580603,15,null,0,null,1]
["CFL - 15W Flood",9.105000542764639,128.60436863265986,1.8228362478562599,null,0,0,7.8,null,1,null,1]
["CFL - 15W Flood",9.105000542764639,128.60436863265986,1.8228362478562599,null,0,0,7.8,null,1,null,1]
["CFL - 15W Flood",9.105000542764639,128.60436863265986,1.8228362478562599,null,0,0,7.8,null,1,null,1]
["CFL - 15W Flood",9.105000542764639,128.60436863265986,1.8228362478562599,null,0,0,7.8,null,1,null,1]
["CFL - 15W Flood",9.105000542764639,128.60436863265986,1.8228362478562599,null,0,0,7.8,null,1,null,1]
["CFL - 15W Flood",9.105000542764639,128.60436863265986,1.8228362478562599,null,0,0,7.8,null,1,null,1]
["CFL - 15W Flood",9.105000542764639,128.60436863265986,1.8228362478562599,null,0,0,7.8,null,1,null,1]
["CFL - 15W Flood",9.105000542764639,128.60436863265986,1.8228362478562599,null,0,0,7.8,null,1,null,1]
["CFL - 15W Flood",9.105000542764639,128.60436863265986,1.8228362478562599,null,0,0,7.8,null,1,null,1]
["CFL - 15W Flood",9.105000542764639,128.60436863265986,1.8228362478562599,null,0,0,7.8,null,1,null,1]
["CFL - 15W Flood",9.105000542764639,128.60436863265986,1.8228362478562599,null,0,0,7.8,null,1,null,1]
["CFL - 15W Flood",9.105000542764639,128.60436863265986,1.8228362478562599,null,0,0,7.8,null,1,null,1]
["CFL - 15W Flood",9.105000542764639,128.60436863265986,1.8228362478562599,null,0,0,7.8,null,1,null,1]
["CFL - 15W Flood",9.105000542764639,128.60436863265986,1.8228362478562599,null,0,0,7.8,null,1,null,1]
["CFL - 15W Flood",9.105000542764639,128.60436863265986,1.8228362478562599,null,0,0,7.8,null,1,null,1]
["CFL - 15W Flood",9.105000542764639,128.60436863265986,1.8228362478562599,null,0,0,7.8,null,1,null,1]
["CFL - 15W Flood",9.105000542764639,128.60436863265986,1.8228362478562599,null,0,0,7.8,null,1,null,1]
["CFL - 15W Flood",9.105000542764639,128.60436863265986,1.8228362478562599,null,0,0,7.8,null,1,null,1]
["CFL - 15W Flood",9.105000542764639,128.60436863265986,1.8228362478562599,null,0,0,7.8,null,1,null,1]
["CFL - 15W Flood",9.105000542764639,128.60436863265986,1.8228362478562599,null,0,0,7.8,null,1,null,1]
["CFL - 15W Flood",9.105000542764639,128.60436863265986,1.8228362478562599,null,0,0,7.8,null,1,null,1]
["CFL - 15W Flood",9.105000542764639,128.60436863265986,1.8228362478562599,null,0,0,7.8,null,1,null,1]
["CFL - 15W Flood",9.105000542764639,128.60436863265986,1.8228362478562599,null,0,0,7.8,null,1,null,1]
["CFL - 15W Flood",9.105000542764639,128.60436863265986,1.8228362478562599,null,0,0,7.8,null,1,null,1]
["CFL - 15W Flood",9.105000542764639,128.60436863265986,1.8228362478562599,null,0,0,7.8,null,1,null,1]
["CFL - 15W Flood",9.105000542764639,128.60436863265986,1.8228362478562599,null,0,0,7.8,null,1,null,1]
["High Efficiency HID Lighting",0.77993498074585932,2.575328027330329,2.0685875881623419,null,0,0,13,null,0,null,1]
["High Efficiency HID Lighting",0.77993498074585932,2.575328027330329,2.0685875881623419,null,0,0,13,null,0,null,1]
["High Efficiency HID Lighting",0.77993498074585932,2.575328027330329,2.0685875881623419,null,0,0,13,null,0,null,1]
["High Efficiency HID Lighting",0.77993498074585932,2.575328027330329,2.0685875881623419,null,0,0,13,null,0,null,1]
["High Efficiency HID Lighting",0.77993498074585932,2.575328027330329,2.0685875881623419,null,0,0,13,null,0,null,1]
["High Efficiency HID Lighting",0.77993498074585932,2.575328027330329,2.0685875881623419,null,0,0,13,null,0,null,1]
["High Efficiency HID Lighting",0.77993498074585932,2.575328027330329,2.0685875881623419,null,0,0,13,null,0,null,1]
["High Efficiency HID Lighting",0.77993498074585932,2.575328027330329,2.0685875881623419,null,0,0,13,null,0,null,1]
["High Efficiency HID Lighting",0.77993498074585932,2.575328027330329,2.0685875881623419,null,0,0,13,null,0,null,1]
["High Efficiency HID Lighting",0.77993498074585932,2.575328027330329,2.0685875881623419,null,0,0,13,null,{"$f":"IF(B331<1.01,0,1)","v":0},null,{"$f":"IF(D331<1.01,0,1)","v":1}]
["High Efficiency HID Lighting",0.77993498074585932,2.575328027330329,2.0685875881623419,null,0,0,13,null,0,null,1]
["High Efficiency HID Lighting",0.77993498074585932,2.575328027330329,2.0685875881623419,null,0,0,13,null,0,null,1]
["High Efficiency HID Lighting",0.77993498074585932,2.575328027330329,2.0685875881623419,null,0,0,13,null,0,null,1]
["High Efficiency HID Lighting",0.77993498074585932,2.575328027330329,2.0685875881623419,null,0,0,13,null,0,null,1]
["High Efficiency HID Lighting",0.77993498074585932,2.575328027330329,2.0685875881623419,null,0,0,13,null,0,null,1]
["High Efficiency HID Lighting",0.77993498074585932,2.575328027330329,2.0685875881623419,null,0,0,13,null,0,null,1]
["High Efficiency HID Lighting",0.77993498074585932,2.575328027330329,2.0685875881623419,null,0,0,13,null,0,null,1]
["High Efficiency HID Lighting",0.77993498074585932,2.575328027330329,2.0685875881623419,null,0,0,13,null,0,null,1]
["High Efficiency HID Lighting",0.77993498074585932,2.575328027330329,2.0685875881623419,null,0,0,13,null,0,null,1]
["High Efficiency HID Lighting",0.77993498074585932,2.575328027330329,2.0685875881623419,null,0,0,13,null,0,null,1]
["High Efficiency HID Lighting",0.77993498074585932,2.575328027330329,2.0685875881623419,null,0,0,13,null,0,null,1]
["High Efficiency HID Lighting",0.77993498074585932,2.575328027330329,2.0685875881623419,null,0,0,13,null,0,null,1]
["High Efficiency HID Lighting",0.77993498074585932,2.575328027330329,2.0685875881623419,null,0,0,13,null,0,null,1]
["High Efficiency HID Lighting",0.77993498074585932,2.575328027330329,2.0685875881623419,null,0,0,13,null,0,null,1]
["High Efficiency HID Lighting",0.77993498074585932,2.575328027330329,2.0685875881623419,null,0,0,13,null,0,null,1]
["High Efficiency HID Lighting",0.77993498074585932,2.575328027330329,2.0685875881623419,null,0,0,13,null,0,null,1]
["LED - 9W Flood",26.071296102569413,286.64354305055508,2.1666577140925956,null,0,0,15,null,1,null,1]
["LED - 9W Flood",26.071296102569413,286.64354305055508,2.1666577140925956,null,0,0,15,null,1,null,1]
["LED - 9W Flood",26.071296102569413,286.64354305055508,2.1666577140925956,null,0,0,15,null,1,null,1]
["LED - 9W Flood",26.071296102569413,286.64354305055508,2.1666577140925956,null,0,0,15,null,1,null,1]
["LED - 9W Flood",26.071296102569413,286.64354305055508,2.1666577140925956,null,0,0,15,null,1,null,1]
["LED - 9W Flood",26.071296102569413,286.64354305055508,2.1666577140925956,null,0,0,15,null,1,null,1]
["LED - 9W Flood",26.071296102569413,286.64354305055508,2.1666577140925956,null,0,0,15,null,1,null,1]
["LED - 9W Flood",26.071296102569413,286.64354305055508,2.1666577140925956,null,0,0,15,null,1,null,1]
["LED - 9W Flood",26.071296102569413,286.64354305055508,2.1666577140925956,null,0,0,15,null,1,null,1]
["LED - 9W Flood",26.071296102569413,286.64354305055508,2.1666577140925956,null,0,0,15,null,1,null,1]
["LED - 9W Flood",26.071296102569413,286.64354305055508,2.1666577140925956,null,0,0,15,null,1,null,1]
["LED - 9W Flood",26.071296102569413,286.64354305055508,2.1666577140925956,null,0,0,15,null,1,null,1]
["LED - 9W Flood",26.071296102569413,286.64354305055508,2.1666577140925956,null,0,0,15,null,1,null,1]
["LED - 9W Flood",26.071296102569413,286.64354305055508,2.1666577140925956,null,0,0,15,null,1,null,1]
["LED - 9W Flood",26.071296102569413,286.64354305055508,2.1666577140925956,null,0,0,15,null,1,null,1]
["LED - 9W Flood",26.071296102569413,286.64354305055508,2.1666577140925956,null,0,0,15,null,1,null,1]
["LED - 9W Flood",26.071296102569413,286.64354305055508,2.1666577140925956,null,0,0,15,null,1,null,1]
["LED - 9W Flood",26.071296102569413,286.64354305055508,2.1666577140925956,null,0,0,15,null,1,null,1]
["LED - 9W Flood",26.071296102569413,286.64354305055508,2.1666577140925956,null,0,0,15,null,1,null,1]
["LED - 9W Flood",26.071296102569413,286.64354305055508,2.1666577140925956,null,0,0,15,null,1,null,1]
["LED - 9W Flood",26.071296102569413,286.64354305055508,2.1666577140925956,null,0,0,15,null,1,null,1]
["LED - 9W Flood",26.071296102569413,286.64354305055508,2.1666577140925956,null,0,0,15,null,1,null,1]
["LED - 9W Flood",26.071296102569413,286.64354305055508,2.1666577140925956,null,0,0,15,null,1,null,1]
["LED - 9W Flood",26.071296102569413,286.64354305055508,2.1666577140925956,null,0,0,15,null,1,null,1]
["LED - 9W Flood",26.071296102569413,286.64354305055508,2.1666577140925956,null,0,0,15,null,1,null,1]
["LED - 9W Flood",26.071296102569413,286.64354305055508,2.1666577140925956,null,0,0,15,null,1,null,1]
["LED Display Lighting (Exterior)",3.9261243661399905,395.88586654570003,2.1666577140925929,null,0,0,15,null,1,null,1]
["LED Display Lighting (Exterior)",3.9261243661399905,395.88586654570003,2.1666577140925929,null,0,0,15,null,1,null,1]
["LED Display Lighting (Exterior)",3.9261243661399905,395.88586654570003,2.1666577140925929,null,0,0,15,null,1,null,1]
["LED Display Lighting (Exterior)",3.9261243661399905,395.88586654570003,2.1666577140925929,null,0,0,15,null,1,null,1]
["LED Display Lighting (Exterior)",3.9261243661399905,395.88586654570003,2.1666577140925929,null,0,0,15,null,1,null,1]
["LED Display Lighting (Exterior)",3.9261243661399905,395.88586654570003,2.1666577140925929,null,0,0,15,null,1,null,1]
["LED Display Lighting (Exterior)",3.9261243661399905,395.88586654570003,2.1666577140925929,null,0,0,15,null,1,null,1]
["LED Display Lighting (Exterior)",3.9261243661399905,395.88586654570003,2.1666577140925929,null,0,0,15,null,1,null,1]
["LED Display Lighting (Exterior)",3.9261243661399905,395.88586654570003,2.1666577140925929,null,0,0,15,null,1,null,1]
["LED Display Lighting (Exterior)",3.9261243661399905,395.88586654570003,2.1666577140925929,null,0,0,15,null,1,null,1]
["LED Display Lighting (Exterior)",3.9261243661399905,395.88586654570003,2.1666577140925929,null,0,0,15,null,1,null,1]
["LED Display Lighting (Exterior)",3.9261243661399905,395.88586654570003,2.1666577140925929,null,0,0,15,null,1,null,1]
["LED Display Lighting (Exterior)",3.9261243661399905,395.88586654570003,2.1666577140925929,null,0,0,15,null,1,null,1]
["LED Display Lighting (Exterior)",3.9261243661399905,395.88586654570003,2.1666577140925929,null,0,0,15,null,1,null,1]
["LED Display Lighting (Exterior)",3.9261243661399905,395.88586654570003,2.1666577140925929,null,0,0,15,null,1,null,1]
["LED Display Lighting (Exterior)",3.9261243661399905,395.88586654570003,2.1666577140925929,null,0,0,15,null,1,null,1]
["LED Display Lighting (Exterior)",3.9261243661399905,395.88586654570003,2.1666577140925929,null,0,0,15,null,1,null,1]
["LED Display Lighting (Exterior)",3.9261243661399905,395.88586654570003,2.1666577140925929,null,0,0,15,null,1,null,1]
["LED Display Lighting (Exterior)",3.9261243661399905,395.88586654570003,2.1666577140925929,null,0,0,15,null,1,null,1]
["LED Display Lighting (Exterior)",3.9261243661399905,395.88586654570003,2.1666577140925929,null,0,0,15,null,1,null,1]
["LED Display Lighting (Exterior)",3.9261243661399905,395.88586654570003,2.1666577140925929,null,0,0,15,null,1,null,1]
["LED Display Lighting (Exterior)",3.9261243661399905,395.88586654570003,2.1666577140925929,null,0,0,15,null,{"$f":"IF(B395<1.01,0,1)","v":1},null,{"$f":"IF(D395<1.01,0,1)","v":1}]
["LED Display Lighting (Exterior)",3.9261243661399905,395.88586654570003,2.1666577140925929,null,0,0,15,null,1,null,1]
["LED Display Lighting (Exterior)",3.9261243661399905,395.88586654570003,2.1666577140925929,null,0,0,15,null,1,null,1]
["LED Display Lighting (Exterior)",3.9261243661399905,395.88586654570003,2.1666577140925929,null,0,0,15,null,1,null,1]
["LED Display Lighting (Exterior)",3.9261243661399905,395.88586654570003,2.1666577140925929,null,0,0,15,null,1,null,1]
["LED Exterior Lighting",0.82887557096132647,55.712198970460236,2.0685875881623423,null,0,0,13,null,0,null,1]
["LED Exterior Lighting",0.82887557096132647,55.712198970460236,2.0685875881623423,null,0,0,13,null,0,null,1]
["LED Exterior Lighting",0.82887557096132647,55.712198970460236,2.0685875881623423,null,0,0,13,null,0,null,1]
["LED Exterior Lighting",0.82887557096132647,55.712198970460236,2.0685875881623423,null,0,0,13,null,0,null,1]
["LED Exterior Lighting",0.82887557096132647,55.712198970460236,2.0685875881623423,null,0,0,13,null,0,null,1]
["LED Exterior Lighting",0.82887557096132647,55.712198970460236,2.0685875881623423,null,0,0,13,null,0,null,1]
["LED Exterior Lighting",0.82887557096132647,55.712198970460236,2.0685875881623423,null,0,0,13,null,0,null,1]
["LED Exterior Lighting",0.82887557096132647,55.712198970460236,2.0685875881623423,null,0,0,13,null,0,null,1]
["LED Exterior Lighting",0.82887557096132647,55.712198970460236,2.0685875881623423,null,0,0,13,null,0,null,1]
["LED Exterior Lighting",0.82887557096132647,55.712198970460236,2.0685875881623423,null,0,0,13,null,0,null,1]
["LED Exterior Lighting",0.82887557096132647,55.712198970460236,2.0685875881623423,null,0,0,13,null,0,null,1]
["LED Exterior Lighting",0.82887557096132647,55.712198970460236,2.0685875881623423,null,0,0,13,null,0,null,1]
["LED Exterior Lighting",0.82887557096132647,55.712198970460236,2.0685875881623423,null,0,0,13,null,0,null,1]
["LED Exterior Lighting",0.82887557096132647,55.712198970460236,2.0685875881623423,null,0,0,13,null,0,null,1]
["LED Exterior Lighting",0.82887557096132647,55.712198970460236,2.0685875881623423,null,0,0,13,null,0,null,1]
["LED Exterior Lighting",0.82887557096132647,55.712198970460236,2.0685875881623423,null,0,0,13,null,0,null,1]
["LED Exterior Lighting",0.82887557096132647,55.712198970460236,2.0685875881623423,null,0,0,13,null,0,null,1]
["LED Exterior Lighting",0.82887557096132647,55.712198970460236,2.0685875881623423,null,0,0,13,null,0,null,1]
["LED Exterior Lighting",0.82887557096132647,55.712198970460236,2.0685875881623423,null,0,0,13,null,0,null,1]
["LED Exterior Lighting",0.82887557096132647,55.712198970460236,2.0685875881623423,null,0,0,13,null,0,null,1]
["LED Exterior Lighting",0.82887557096132647,55.712198970460236,2.0685875881623423,null,0,0,13,null,0,null,1]
["LED Exterior Lighting",0.82887557096132647,55.712198970460236,2.0685875881623423,null,0,0,13,null,0,null,1]
["LED Exterior Lighting",0.82887557096132647,55.712198970460236,2.0685875881623423,null,0,0,13,null,0,null,1]
["LED Exterior Lighting",0.82887557096132647,55.712198970460236,2.0685875881623423,null,0,0,13,null,0,null,1]
["LED Exterior Lighting",0.82887557096132647,55.712198970460236,2.0685875881623423,null,0,0,13,null,0,null,1]
["LED Exterior Lighting",0.82887557096132647,55.712198970460236,2.0685875881623423,null,0,0,13,null,0,null,1]
["LED Parking Lighting",9.1602135027217351,4728.8050217098953,2.3078514821213068,null,0,0,18,null,1,null,1]
["LED Parking Lighting",9.1602135027217351,4728.8050217098953,2.3078514821213068,null,0,0,18,null,1,null,1]
["LED Parking Lighting",9.1602135027217351,4728.8050217098953,2.3078514821213068,null,0,0,18,null,1,null,1]
["LED Parking Lighting",9.1602135027217351,4728.8050217098953,2.3078514821213068,null,0,0,18,null,1,null,1]
["LED Parking Lighting",9.1602135027217351,4728.8050217098953,2.3078514821213068,null,0,0,18,null,1,null,1]
["LED Parking Lighting",9.1602135027217351,4728.8050217098953,2.3078514821213068,null,0,0,18,null,1,null,1]
["LED Parking Lighting",9.1602135027217351,4728.8050217098953,2.3078514821213068,null,0,0,18,null,1,null,1]
["LED Parking Lighting",9.1602135027217351,4728.8050217098953,2.3078514821213068,null,0,0,18,null,1,null,1]
["LED Parking Lighting",9.1602135027217351,4728.8050217098953,2.3078514821213068,null,0,0,18,null,1,null,1]
["LED Parking Lighting",9.1602135027217351,4728.8050217098953,2.3078514821213068,null,0,0,18,null,1,null,1]
["LED Parking Lighting",9.1602135027217351,4728.8050217098953,2.3078514821213068,null,0,0,18,null,1,null,1]
["LED Parking Lighting",9.1602135027217351,4728.8050217098953,2.3078514821213068,null,0,0,18,null,1,null,1]
["LED Parking Lighting",9.1602135027217351,4728.8050217098953,2.3078514821213068,null,0,0,18,null,1,null,1]
["LED Parking Lighting",9.1602135027217351,4728.8050217098953,2.3078514821213068,null,0,0,18,null,1,null,1]
["LED Parking Lighting",9.1602135027217351,4728.8050217098953,2.3078514821213068,null,0,0,18,null,1,null,1]
["LED Parking Lighting",9.1602135027217351,4728.8050217098953,2.3078514821213068,null,0,0,18,null,1,null,1]
["LED Parking Lighting",9.1602135027217351,4728.8050217098953,2.3078514821213068,null,0,0,18,null,1,null,1]
["LED Parking Lighting",9.1602135027217351,4728.8050217098953,2.3078514821213068,null,0,0,18,null,1,null,1]
["LED Parking Lighting",9.1602135027217351,4728.8050217098953,2.3078514821213068,null,0,0,18,null,1,null,1]
["LED Parking Lighting",9.1602135027217351,4728.8050217098953,2.3078514821213068,null,0,0,18,null,1,null,1]
["LED Parking Lighting",9.1602135027217351,4728.8050217098953,2.3078514821213068,null,0,0,18,null,1,null,1]
["LED Parking Lighting",9.1602135027217351,4728.8050217098953,2.3078514821213068,null,0,0,18,null,1,null,1]
["LED Parking Lighting",9.1602135027217351,4728.8050217098953,2.3078514821213068,null,0,0,18,null,1,null,1]
["LED Parking Lighting",9.1602135027217351,4728.8050217098953,2.3078514821213068,null,0,0,18,null,1,null,1]
["LED Parking Lighting",9.1602135027217351,4728.8050217098953,2.3078514821213068,null,0,0,18,null,1,null,1]
["LED Parking Lighting",9.1602135027217351,4728.8050217098953,2.3078514821213068,null,0,0,18,null,1,null,1]
["LED Street Lights",3.1137830567530855,1917.7464689691069,2.3078514821213063,null,0,0,18,null,1,null,1]
["LED Street Lights",3.1137830567530855,1917.7464689691069,2.3078514821213063,null,0,0,18,null,1,null,1]
["LED Street Lights",3.1137830567530855,1917.7464689691069,2.3078514821213063,null,0,0,18,null,1,null,1]
["LED Street Lights",3.1137830567530855,1917.7464689691069,2.3078514821213063,null,0,0,18,null,1,null,1]
["LED Street Lights",3.1137830567530855,1917.7464689691069,2.3078514821213063,null,0,0,18,null,1,null,1]
["LED Street Lights",3.1137830567530855,1917.7464689691069,2.3078514821213063,null,0,0,18,null,1,null,1]
["LED Street Lights",3.1137830567530855,1917.7464689691069,2.3078514821213063,null,0,0,18,null,1,null,1]
["LED Street Lights",3.1137830567530855,1917.7464689691069,2.3078514821213063,null,0,0,18,null,{"$f":"IF(B459<1.01,0,1)","v":1},null,{"$f":"IF(D459<1.01,0,1)","v":1}]
["LED Street Lights",3.1137830567530855,1917.7464689691069,2.3078514821213063,null,0,0,18,null,1,null,1]
["LED Street Lights",3.1137830567530855,1917.7464689691069,2.3078514821213063,null,0,0,18,null,1,null,1]
["LED Street Lights",3.1137830567530855,1917.7464689691069,2.3078514821213063,null,0,0,18,null,1,null,1]
["LED Street Lights",3.1137830567530855,1917.7464689691069,2.3078514821213063,null,0,0,18,null,1,null,1]
["LED Street Lights",3.1137830567530855,1917.7464689691069,2.3078514821213063,null,0,0,18,null,1,null,1]
["LED Street Lights",3.1137830567530855,1917.7464689691069,2.3078514821213063,null,0,0,18,null,1,null,1]
["LED Street Lights",3.1137830567530855,1917.7464689691069,2.3078514821213063,null,0,0,18,null,1,null,1]
["LED Street Lights",3.1137830567530855,1917.7464689691069,2.3078514821213063,null,0,0,18,null,1,null,1]
["LED Street Lights",3.1137830567530855,1917.7464689691069,2.3078514821213063,null,0,0,18,null,1,null,1]
["LED Street Lights",3.1137830567530855,1917.7464689691069,2.3078514821213063,null,0,0,18,null,1,null,1]
["LED Street Lights",3.1137830567530855,1917.7464689691069,2.3078514821213063,null,0,0,18,null,1,null,1]
["LED Street Lights",3.1137830567530855,1917.7464689691069,2.3078514821213063,null,0,0,18,null,1,null,1]
["LED Street Lights",3.1137830567530855,1917.7464689691069,2.3078514821213063,null,0,0,18,null,1,null,1]
["LED Street Lights",3.1137830567530855,1917.7464689691069,2.3078514821213063,null,0,0,18,null,1,null,1]
["LED Street Lights",3.1137830567530855,1917.7464689691069,2.3078514821213063,null,0,0,18,null,1,null,1]
["LED Street Lights",3.1137830567530855,1917.7464689691069,2.3078514821213063,null,0,0,18,null,1,null,1]
["LED Street Lights",3.1137830567530855,1917.7464689691069,2.3078514821213063,null,0,0,18,null,1,null,1]
["LED Street Lights",3.1137830567530855,1917.7464689691069,2.3078514821213063,null,0,0,18,null,1,null,1]
["LED Traffic and Crosswalk Lighting",0.1236027433461991,-170.05358767013422,1.9167577932651108,null,0,0,10,null,0,null,1]
["LED Traffic and Crosswalk Lighting",0.1236027433461991,-170.05358767013422,1.9167577932651108,null,0,0,10,null,0,null,1]
["LED Traffic and Crosswalk Lighting",0.1236027433461991,-170.05358767013422,1.9167577932651108,null,0,0,10,null,0,null,1]
["LED Traffic and Crosswalk Lighting",0.1236027433461991,-170.05358767013422,1.9167577932651108,null,0,0,10,null,0,null,1]
["LED Traffic and Crosswalk Lighting",0.1236027433461991,-170.05358767013422,1.9167577932651108,null,0,0,10,null,0,null,1]
["LED Traffic and Crosswalk Lighting",0.1236027433461991,-170.05358767013422,1.9167577932651108,null,0,0,10,null,0,null,1]
["LED Traffic and Crosswalk Lighting",0.1236027433461991,-170.05358767013422,1.9167577932651108,null,0,0,10,null,0,null,1]
["LED Traffic and Crosswalk Lighting",0.1236027433461991,-170.05358767013422,1.9167577932651108,null,0,0,10,null,0,null,1]
["LED Traffic and Crosswalk Lighting",0.1236027433461991,-170.05358767013422,1.9167577932651108,null,0,0,10,null,0,null,1]
["LED Traffic and Crosswalk Lighting",0.1236027433461991,-170.05358767013422,1.9167577932651108,null,0,0,10,null,0,null,1]
["LED Traffic and Crosswalk Lighting",0.1236027433461991,-170.05358767013422,1.9167577932651108,null,0,0,10,null,0,null,1]
["LED Traffic and Crosswalk Lighting",0.1236027433461991,-170.05358767013422,1.9167577932651108,null,0,0,10,null,0,null,1]
["LED Traffic and Crosswalk Lighting",0.1236027433461991,-170.05358767013422,1.9167577932651108,null,0,0,10,null,0,null,1]
["LED Traffic and Crosswalk Lighting",0.1236027433461991,-170.05358767013422,1.9167577932651108,null,0,0,10,null,0,null,1]
["LED Traffic and Crosswalk Lighting",0.1236027433461991,-170.05358767013422,1.9167577932651108,null,0,0,10,null,0,null,1]
["LED Traffic and Crosswalk Lighting",0.1236027433461991,-170.05358767013422,1.9167577932651108,null,0,0,10,null,0,null,1]
["LED Traffic and Crosswalk Lighting",0.1236027433461991,-170.05358767013422,1.9167577932651108,null,0,0,10,null,0,null,1]
["LED Traffic and Crosswalk Lighting",0.1236027433461991,-170.05358767013422,1.9167577932651108,null,0,0,10,null,0,null,1]
["LED Traffic and Crosswalk Lighting",0.1236027433461991,-170.05358767013422,1.9167577932651108,null,0,0,10,null,0,null,1]
["LED Traffic and Crosswalk Lighting",0.1236027433461991,-170.05358767013422,1.9167577932651108,null,0,0,10,null,0,null,1]
["LED Traffic and Crosswalk Lighting",0.1236027433461991,-170.05358767013422,1.9167577932651108,null,0,0,10,null,0,null,1]
["LED Traffic and Crosswalk Lighting",0.1236027433461991,-170.05358767013422,1.9167577932651108,null,0,0,10,null,0,null,1]
["LED Traffic and Crosswalk Lighting",0.1236027433461991,-170.05358767013422,1.9167577932651108,null,0,0,10,null,0,null,1]
["LED Traffic and Crosswalk Lighting",0.1236027433461991,-170.05358767013422,1.9167577932651108,null,0,0,10,null,0,null,1]
["LED Traffic and Crosswalk Lighting",0.1236027433461991,-170.05358767013422,1.9167577932651108,null,0,0,10,null,0,null,1]
["LED Traffic and Crosswalk Lighting",0.1236027433461991,-170.05358767013422,1.9167577932651108,null,0,0,10,null,0,null,1]
["Geothermal Heat Pump",4.6650571872617515E-2,-132031.58884064844,1.1922153542199234,null,0,352.53985847020317,15,null,0,null,1]
["Geothermal Heat Pump",3.581333020005649E-2,-133829.96409059234,1.4692333082929088,null,0,721.87345148353018,15,null,0,null,1]
["Geothermal Heat Pump",2.6067350778549072E-2,-135528.43133611555,1.1921531377327346,null,0,630.87836930431502,15,null,0,null,1]
["Geothermal Heat Pump",0.10135384694663559,-122737.33293281884,1.192200744056011,null,0,162.26305127007524,15,null,0,null,1]
["Geothermal Heat Pump",6.6524275653242509E-2,-128575.21196840308,1.4692037709206403,null,0,388.61261225179987,15,null,0,null,1]
["Geothermal Heat Pump",2.5282777428495062E-2,-135661.75564812816,1.1921583937482307,null,0,650.45860972460696,15,null,0,null,1]
["Geothermal Heat Pump",7.6906323122101827E-2,-126890.77773908892,1.1921805050897314,null,0,213.84074295272944,15,null,0,null,1]
["Geothermal Heat Pump",2.6053713726204079E-2,-135530.91028771174,1.1921967417718558,null,0,631.23167108789562,15,null,0,null,1]
["Geothermal Heat Pump",5.2363781078349103E-2,-131060.57821541105,1.1921696964557569,null,0,314.06357284115819,15,null,0,null,1]
["Geothermal Heat Pump",7.6123222277418051E-2,-127023.73848583858,1.192172081950478,null,0,216.03905599338799,15,null,0,null,1]
["Geothermal Heat Pump",5.9514389785236696E-2,-129845.67890094144,1.1921732570808283,null,0,276.329898531065,15,null,0,null,1]
["Geothermal Heat Pump",5.1764394104262618E-2,-131162.38867988763,1.1921657889463655,null,0,317.69911644507351,15,null,0,null,1]
["Geothermal Heat Pump",1.1393980022473771E-2,-138021.69729234639,1.1922401607502509,null,0,1443.4401473702753,15,null,0,null,1]
["Geothermal Heat Pump",4.6650571872617515E-2,-132031.58884064844,1.1922153542199234,null,0,352.53985847020317,15,null,0,null,1]
["Geothermal Heat Pump",3.581333020005649E-2,-133829.96409059234,1.4692333082929088,null,0,721.87345148353018,15,null,0,null,1]
["Geothermal Heat Pump",2.6067350778549072E-2,-135528.43133611555,1.1921531377327346,null,0,630.87836930431502,15,null,0,null,1]
["Geothermal Heat Pump",0.10135384694663559,-122737.33293281884,1.192200744056011,null,0,162.26305127007524,15,null,0,null,1]
["Geothermal Heat Pump",6.6524275653242509E-2,-128575.21196840308,1.4692037709206403,null,0,388.61261225179987,15,null,0,null,1]
["Geothermal Heat Pump",2.5282777428495062E-2,-135661.75564812816,1.1921583937482307,null,0,650.45860972460696,15,null,0,null,1]
["Geothermal Heat Pump",7.6906323122101827E-2,-126890.77773908892,1.1921805050897314,null,0,213.84074295272944,15,null,{"$f":"IF(B523<1.01,0,1)","v":0},null,{"$f":"IF(D523<1.01,0,1)","v":1}]
["Geothermal Heat Pump",2.6053713726204079E-2,-135530.91028771174,1.1921967417718558,null,0,631.23167108789562,15,null,0,null,1]
["Geothermal Heat Pump",5.2363781078349103E-2,-131060.57821541105,1.1921696964557569,null,0,314.06357284115819,15,null,0,null,1]
["Geothermal Heat Pump",7.6123222277418051E-2,-127023.73848583858,1.192172081950478,null,0,216.03905599338799,15,null,0,null,1]
["Geothermal Heat Pump",5.9514389785236696E-2,-129845.67890094144,1.1921732570808283,null,0,276.329898531065,15,null,0,null,1]
["Geothermal Heat Pump",5.1764394104262618E-2,-131162.38867988763,1.1921657889463655,null,0,317.69911644507351,15,null,0,null,1]
["Geothermal Heat Pump",1.1393980022473771E-2,-138021.69729234639,1.1922401607502509,null,0,1443.4401473702753,15,null,0,null,1]
["High Efficiency Chiller (Air Cooled, 50 tons)",1.6084408478905559,16773.883954329129,1.4184356924458521,null,0,15.112689806854958,20,null,1,null,1]
["High Efficiency Chiller (Air Cooled, 50 tons)",1.7844153633569411,20742.958691186468,1.4184306143747067,null,0,13.62226591555822,20,null,1,null,1]
["High Efficiency Chiller (Air Cooled, 50 tons)",0.88851210069098052,536.76003082194256,1.4184247282201077,null,0,27.357736257007478,20,null,0,null,1]
["High Efficiency Chiller (Air Cooled, 50 tons)",3.499912552500362,59434.498433697678,1.4184294705856404,null,0,6.945248093375322,20,null,1,null,1]
["High Efficiency Chiller (Air Cooled, 50 tons)",3.3153315157847385,55271.133325106071,1.418435249518472,null,0,7.3319545573717253,20,null,1,null,1]
["High Efficiency Chiller (Air Cooled, 50 tons)",0.86883533753418152,92.667752572135214,1.4184463692512062,null,0,27.977741611273991,20,null,0,null,1]
["High Efficiency Chiller (Air Cooled, 50 tons)",2.6569297808237038,40421.797771129357,1.4184289254277691,null,0,9.1488122174893167,20,null,1,null,1]
["High Efficiency Chiller (Air Cooled, 50 tons)",0.8983669833242891,758.80616994682805,1.4184403171226974,null,0,27.057925448711504,20,null,0,null,1]
["High Efficiency Chiller (Air Cooled, 50 tons)",1.8102679292144659,21325.829806389265,1.4184379083532745,null,0,13.427794410305527,20,null,1,null,1]
["High Efficiency Chiller (Air Cooled, 50 tons)",2.6064730104927261,39283.811308114346,1.4184284096828692,null,0,9.3259138704246585,20,null,1,null,1]
["High Efficiency Chiller (Air Cooled, 50 tons)",2.0428420156027389,26571.669843214724,1.4184265055358656,null,0,11.898967215397231,20,null,1,null,1]
["High Efficiency Chiller (Air Cooled, 50 tons)",1.7758088421077052,20548.668319452172,1.4184369227422882,null,0,13.688347593596278,20,null,1,null,1]
["High Efficiency Chiller (Air Cooled, 50 tons)",0.3901202000819311,-10704.325762375393,1.4184672748686065,null,0,62.310049140566058,20,null,0,null,1]
["High Efficiency Chiller (Air Cooled, 50 tons)",1.6084408478905559,16773.883954329129,1.4184356924458521,null,0,15.112689806854958,20,null,1,null,1]
["High Efficiency Chiller (Air Cooled, 50 tons)",1.7844153633569411,20742.958691186468,1.4184306143747067,null,0,13.62226591555822,20,null,1,null,1]
["High Efficiency Chiller (Air Cooled, 50 tons)",0.88851210069098052,536.76003082194256,1.4184247282201077,null,0,27.357736257007478,20,null,0,null,1]
["High Efficiency Chiller (Air Cooled, 50 tons)",3.499912552500362,59434.498433697678,1.4184294705856404,null,0,6.945248093375322,20,null,1,null,1]
["High Efficiency Chiller (Air Cooled, 50 tons)",3.3153315157847385,55271.133325106071,1.418435249518472,null,0,7.3319545573717253,20,null,1,null,1]
["High Efficiency Chiller (Air Cooled, 50 tons)",0.86883533753418152,92.667752572135214,1.4184463692512062,null,0,27.977741611273991,20,null,0,null,1]
["High Efficiency Chiller (Air Cooled, 50 tons)",2.6569297808237038,40421.797771129357,1.4184289254277691,null,0,9.1488122174893167,20,null,1,null,1]
["High Efficiency Chiller (Air Cooled, 50 tons)",0.8983669833242891,758.80616994682805,1.4184403171226974,null,0,27.057925448711504,20,null,0,null,1]
["High Efficiency Chiller (Air Cooled, 50 tons)",1.8102679292144659,21325.829806389265,1.4184379083532745,null,0,13.427794410305527,20,null,1,null,1]
["High Efficiency Chiller (Air Cooled, 50 tons)",2.6064730104927261,39283.811308114346,1.4184284096828692,null,0,9.3259138704246585,20,null,1,null,1]
["High Efficiency Chiller (Air Cooled, 50 tons)",2.0428420156027389,26571.669843214724,1.4184265055358656,null,0,11.898967215397231,20,null,1,null,1]
["High Efficiency Chiller (Air Cooled, 50 tons)",1.7758088421077052,20548.668319452172,1.4184369227422882,null,0,13.688347593596278,20,null,1,null,1]
["High Efficiency Chiller (Air Cooled, 50 tons)",0.3901202000819311,-10704.325762375393,1.4184672748686065,null,0,62.310049140566058,20,null,0,null,1]
["High Efficiency Chiller (Water cooled-centrifugal, 200 tons)",1.5289529870721565,24059.32507645851,1.2336712436269428,null,0,20.719752743064166,20,null,1,null,1]
["High Efficiency Chiller (Water cooled-centrifugal, 200 tons)",1.6962440974609843,29683.222041342284,1.2336763653949672,null,0,18.676356438058534,20,null,1,null,1]
["High Efficiency Chiller (Water cooled-centrifugal, 200 tons)",0.84462092269626432,1052.473856479397,1.2336885537376476,null,0,37.507918054272658,20,null,0,null,1]
["High Efficiency Chiller (Water cooled-centrifugal, 200 tons)",3.3269769091734189,84506.385461258425,1.233675931962301,null,0,9.5220523330467142,20,null,1,null,1]
["High Efficiency Chiller (Water cooled-centrifugal, 200 tons)",3.1514968880660241,78607.192840751057,1.2336733657963688,null,0,10.052233420632824,20,null,1,null,1]
["High Efficiency Chiller (Water cooled-centrifugal, 200 tons)",0.8258933239253422,423.22664362513569,1.2336732613785968,null,0,38.357955857202526,20,null,0,null,1]
["High Efficiency Chiller (Water cooled-centrifugal, 200 tons)",2.5256503174037777,57566.739160940888,1.2336770235742149,null,0,12.543175931072204,20,null,1,null,1]
["High Efficiency Chiller (Water cooled-centrifugal, 200 tons)",0.85397295209850022,1367.0974629063767,1.2336789452099448,null,0,37.096872376965656,20,null,0,null,1]
["High Efficiency Chiller (Water cooled-centrifugal, 200 tons)",1.720810829616688,30509.109008213207,1.2336766796410168,null,0,18.409732722763383,20,null,1,null,1]
["High Efficiency Chiller (Water cooled-centrifugal, 200 tons)",2.4776799717760376,55954.293178002357,1.2336732613785948,null,0,12.785985285734103,20,null,1,null,1]
["High Efficiency Chiller (Water cooled-centrifugal, 200 tons)",1.9419114190180491,37942.091710052664,1.2336791500692941,null,0,16.313684840472842,20,null,1,null,1]
["High Efficiency Chiller (Water cooled-centrifugal, 200 tons)",1.6880551867424132,29407.926385718525,1.2336762586137389,null,0,18.766955533738681,20,null,1,null,1]
["High Efficiency Chiller (Water cooled-centrifugal, 200 tons)",0.37082721970293625,-14875.34621889082,1.2336536279548507,null,0,85.428128817618131,20,null,0,null,1]
["High Efficiency Chiller (Water cooled-centrifugal, 200 tons)",1.5289529870721565,24059.32507645851,1.2336712436269428,null,0,20.719752743064166,20,null,1,null,1]
["High Efficiency Chiller (Water cooled-centrifugal, 200 tons)",1.6962440974609843,29683.222041342284,1.2336763653949672,null,0,18.676356438058534,20,null,1,null,1]
["High Efficiency Chiller (Water cooled-centrifugal, 200 tons)",0.84462092269626432,1052.473856479397,1.2336885537376476,null,0,37.507918054272658,20,null,0,null,1]
["High Efficiency Chiller (Water cooled-centrifugal, 200 tons)",3.3269769091734189,84506.385461258425,1.233675931962301,null,0,9.5220523330467142,20,null,1,null,1]
["High Efficiency Chiller (Water cooled-centrifugal, 200 tons)",3.1514968880660241,78607.192840751057,1.2336733657963688,null,0,10.052233420632824,20,null,1,null,1]
["High Efficiency Chiller (Water cooled-centrifugal, 200 tons)",0.8258933239253422,423.22664362513569,1.2336732613785968,null,0,38.357955857202526,20,null,0,null,1]
["High Efficiency Chiller (Water cooled-centrifugal, 200 tons)",2.5256503174037777,57566.739160940888,1.2336770235742149,null,0,12.543175931072204,20,null,1,null,1]
["High Efficiency Chiller (Water cooled-centrifugal, 200 tons)",0.85397295209850022,1367.0974629063767,1.2336789452099448,null,0,37.096872376965656,20,null,0,null,1]
["High Efficiency Chiller (Water cooled-centrifugal, 200 tons)",1.720810829616688,30509.109008213207,1.2336766796410168,null,0,18.409732722763383,20,null,1,null,1]
["High Efficiency Chiller (Water cooled-centrifugal, 200 tons)",2.4776799717760376,55954.293178002357,1.2336732613785948,null,0,12.785985285734103,20,null,1,null,1]
["High Efficiency Chiller (Water cooled-centrifugal, 200 tons)",1.9419114190180491,37942.091710052664,1.2336791500692941,null,0,16.313684840472842,20,null,1,null,1]
["High Efficiency Chiller (Water cooled-centrifugal, 200 tons)",1.6880551867424132,29407.926385718525,1.2336762586137389,null,0,18.766955533738681,20,null,1,null,1]
["High Efficiency Chiller (Water cooled-centrifugal, 200 tons)",0.37082721970293625,-14875.34621889082,1.2336536279548507,null,0,85.428128817618131,20,null,0,null,1]
["High Efficiency Chiller (Water cooled-positive displacement, 100 tons)",0.88942115369080854,1396.1477045493402,1.2336464941705112,null,0,35.617426202953268,20,null,0,null,1]
["High Efficiency Chiller (Water cooled-positive displacement, 100 tons)",0.98674451963105714,3180.6534722528449,1.2336602824161986,null,0,32.104811067075815,20,null,0,null,1]
["High Efficiency Chiller (Water cooled-positive displacement, 100 tons)",0.49131542115764021,-5904.1031633286357,1.2336218706695683,null,0,64.476421118088382,20,null,0,null,1]
["High Efficiency Chiller (Water cooled-positive displacement, 100 tons)",1.9353824283491772,20576.464942034072,1.2336616483858107,null,0,16.368486655154616,20,null,1,null,1]
["High Efficiency Chiller (Water cooled-positive displacement, 100 tons)",1.8333173143473789,18704.605745142144,1.2336697356966277,null,0,17.279872326377102,20,null,1,null,1]
["High Efficiency Chiller (Water cooled-positive displacement, 100 tons)",0.48044631372757629,-6103.7681443304464,1.2336700647708252,null,0,65.937643126430473,20,null,{"$f":"IF(B587<1.01,0,1)","v":0},null,{"$f":"IF(D587<1.01,0,1)","v":1}]
["High Efficiency Chiller (Water cooled-positive displacement, 100 tons)",1.4692476720165275,12028.30794289484,1.2336763267068098,null,0,21.561823088124008,20,null,1,null,1]
["High Efficiency Chiller (Water cooled-positive displacement, 100 tons)",0.49677155317524452,-5804.2706728277781,1.23365215209021,null,0,63.769830201726016,20,null,0,null,1]
["High Efficiency Chiller (Water cooled-positive displacement, 100 tons)",1.0010560770259878,3442.7137598177533,1.2336858848283103,null,0,31.646482696981501,20,null,0,null,1]
["High Efficiency Chiller (Water cooled-positive displacement, 100 tons)",1.4413389411827289,11516.666429077646,1.2336700647708252,null,0,21.979214375476822,20,null,1,null,1]
["High Efficiency Chiller (Water cooled-positive displacement, 100 tons)",1.1296443105545964,5801.2563479013606,1.233651506472867,null,0,28.043359064614407,20,null,1,null,1]
["High Efficiency Chiller (Water cooled-positive displacement, 100 tons)",0.98200277156951143,3093.3000430645088,1.233687727708652,null,0,32.260551661302891,20,null,0,null,1]
["High Efficiency Chiller (Water cooled-positive displacement, 100 tons)",0.2157137193897104,-10958.122994936508,1.2336085393148708,null,0,146.85165945507862,20,null,0,null,1]
["High Efficiency Chiller (Water cooled-positive displacement, 100 tons)",0.88942115369080854,1396.1477045493402,1.2336464941705112,null,0,35.617426202953268,20,null,0,null,1]
["High Efficiency Chiller (Water cooled-positive displacement, 100 tons)",0.98674451963105714,3180.6534722528449,1.2336602824161986,null,0,32.104811067075815,20,null,0,null,1]
["High Efficiency Chiller (Water cooled-positive displacement, 100 tons)",0.49131542115764021,-5904.1031633286357,1.2336218706695683,null,0,64.476421118088382,20,null,0,null,1]
["High Efficiency Chiller (Water cooled-positive displacement, 100 tons)",1.9353824283491772,20576.464942034072,1.2336616483858107,null,0,16.368486655154616,20,null,1,null,1]
["High Efficiency Chiller (Water cooled-positive displacement, 100 tons)",1.8333173143473789,18704.605745142144,1.2336697356966277,null,0,17.279872326377102,20,null,1,null,1]
["High Efficiency Chiller (Water cooled-positive displacement, 100 tons)",0.48044631372757629,-6103.7681443304464,1.2336700647708252,null,0,65.937643126430473,20,null,0,null,1]
["High Efficiency Chiller (Water cooled-positive displacement, 100 tons)",1.4692476720165275,12028.30794289484,1.2336763267068098,null,0,21.561823088124008,20,null,1,null,1]
["High Efficiency Chiller (Water cooled-positive displacement, 100 tons)",0.49677155317524452,-5804.2706728277781,1.23365215209021,null,0,63.769830201726016,20,null,0,null,1]
["High Efficiency Chiller (Water cooled-positive displacement, 100 tons)",1.0010560770259878,3442.7137598177533,1.2336858848283103,null,0,31.646482696981501,20,null,0,null,1]
["High Efficiency Chiller (Water cooled-positive displacement, 100 tons)",1.4413389411827289,11516.666429077646,1.2336700647708252,null,0,21.979214375476822,20,null,1,null,1]
["High Efficiency Chiller (Water cooled-positive displacement, 100 tons)",1.1296443105545964,5801.2563479013606,1.233651506472867,null,0,28.043359064614407,20,null,1,null,1]
["High Efficiency Chiller (Water cooled-positive displacement, 100 tons)",0.98200277156951143,3093.3000430645088,1.233687727708652,null,0,32.260551661302891,20,null,0,null,1]
["High Efficiency Chiller (Water cooled-positive displacement, 100 tons)",0.2157137193897104,-10958.122994936508,1.2336085393148708,null,0,146.85165945507862,20,null,0,null,1]
["High Efficiency Data Center Cooling",0.45915373990844066,-278085.46820886602,1.4672317776175081,null,0,71.749958468290345,20,null,0,null,1]
["High Efficiency Data Center Cooling",0.45915373990844066,-278085.46820886602,1.4672317776175081,null,0,71.749958468290345,20,null,0,null,1]
["High Efficiency Data Center Cooling",0.45915373990844066,-278085.46820886602,1.4672317776175081,null,0,71.749958468290345,20,null,0,null,1]
["High Efficiency Data Center Cooling",0.45915373990844066,-278085.46820886602,1.4672317776175081,null,0,71.749958468290345,20,null,0,null,1]
["High Efficiency Data Center Cooling",0.45915373990844066,-278085.46820886602,1.4672317776175081,null,0,71.749958468290345,20,null,0,null,1]
["High Efficiency Data Center Cooling",0.45915373990844066,-278085.46820886602,1.4672317776175081,null,0,71.749958468290345,20,null,0,null,1]
["High Efficiency Data Center Cooling",0.45915373990844066,-278085.46820886602,1.4672317776175081,null,0,71.749958468290345,20,null,0,null,1]
["High Efficiency Data Center Cooling",0.45915373990844066,-278085.46820886602,1.4672317776175081,null,0,71.749958468290345,20,null,0,null,1]
["High Efficiency Data Center Cooling",0.45915373990844066,-278085.46820886602,1.4672317776175081,null,0,71.749958468290345,20,null,0,null,1]
["High Efficiency Data Center Cooling",0.45915373990844066,-278085.46820886602,1.4672317776175081,null,0,71.749958468290345,20,null,0,null,1]
["High Efficiency Data Center Cooling",0.45915373990844066,-278085.46820886602,1.4672317776175081,null,0,71.749958468290345,20,null,0,null,1]
["High Efficiency Data Center Cooling",0.45915373990844066,-278085.46820886602,1.4672317776175081,null,0,71.749958468290345,20,null,0,null,1]
["High Efficiency Data Center Cooling",0.45915373990844066,-278085.46820886602,1.4672317776175081,null,0,71.749958468290345,20,null,0,null,1]
["High Efficiency Data Center Cooling",0.45915373990844066,-278085.46820886602,1.4672317776175081,null,0,71.749958468290345,20,null,0,null,1]
["High Efficiency Data Center Cooling",0.45915373990844066,-278085.46820886602,1.4672317776175081,null,0,71.749958468290345,20,null,0,null,1]
["High Efficiency Data Center Cooling",0.45915373990844066,-278085.46820886602,1.4672317776175081,null,0,71.749958468290345,20,null,0,null,1]
["High Efficiency Data Center Cooling",0.45915373990844066,-278085.46820886602,1.4672317776175081,null,0,71.749958468290345,20,null,0,null,1]
["High Efficiency Data Center Cooling",0.45915373990844066,-278085.46820886602,1.4672317776175081,null,0,71.749958468290345,20,null,0,null,1]
["High Efficiency Data Center Cooling",0.45915373990844066,-278085.46820886602,1.4672317776175081,null,0,71.749958468290345,20,null,0,null,1]
["High Efficiency Data Center Cooling",0.45915373990844066,-278085.46820886602,1.4672317776175081,null,0,71.749958468290345,20,null,0,null,1]
["High Efficiency Data Center Cooling",0.45915373990844066,-278085.46820886602,1.4672317776175081,null,0,71.749958468290345,20,null,0,null,1]
["High Efficiency Data Center Cooling",0.45915373990844066,-278085.46820886602,1.4672317776175081,null,0,71.749958468290345,20,null,0,null,1]
["High Efficiency Data Center Cooling",0.45915373990844066,-278085.46820886602,1.4672317776175081,null,0,71.749958468290345,20,null,0,null,1]
["High Efficiency Data Center Cooling",0.45915373990844066,-278085.46820886602,1.4672317776175081,null,0,71.749958468290345,20,null,0,null,1]
["High Efficiency Data Center Cooling",0.45915373990844066,-278085.46820886602,1.4672317776175081,null,0,71.749958468290345,20,null,0,null,1]
["High Efficiency Data Center Cooling",0.45915373990844066,-278085.46820886602,1.4672317776175081,null,0,71.749958468290345,20,null,0,null,1]
["High Efficiency DX 135k- less than 240k BTU",0.39965880551940031,-4614.945917466297,1.1295041073623748,null,0,60.999538406232439,15,null,0,null,1]
["High Efficiency DX 135k- less than 240k BTU",0.44338102135752644,-4075.0446189540135,1.1294918805889431,null,0,54.983721859962635,15,null,0,null,1]
["High Efficiency DX 135k- less than 240k BTU",0.22079040299685776,-6823.6330477438196,1.1295800426297611,null,0,110.42437215643444,15,null,0,null,1]
["High Efficiency DX 135k- less than 240k BTU",0.86964374245902354,1188.0491581517408,1.1294988689062191,null,0,28.033191524945813,15,null,0,null,1]
["High Efficiency DX 135k- less than 240k BTU",0.82374220281467136,621.7191247472656,1.1294519029383703,null,0,29.594059649942739,15,null,0,null,1]
["High Efficiency DX 135k- less than 240k BTU",0.21588439862876407,-6884.0415846403039,1.1295112821181323,null,0,112.92690750275614,15,null,0,null,1]
["High Efficiency DX 135k- less than 240k BTU",0.66019188518434546,-1398.1913277287683,1.1295138370607187,null,0,36.927464889738665,15,null,0,null,1]
["High Efficiency DX 135k- less than 240k BTU",0.22324340518090408,-6793.4287792955874,1.1296132925757971,null,0,109.21424205061079,15,null,0,null,1]
["High Efficiency DX 135k- less than 240k BTU",0.44981356271161166,-3995.7584142773817,1.1295199069165014,null,0,54.198774097175921,15,null,0,null,1]
["High Efficiency DX 135k- less than 240k BTU",0.647653195886293,-1552.9882035259914,1.1295112821181321,null,0,37.64230250091866,15,null,0,null,1]
["High Efficiency DX 135k- less than 240k BTU",0.50760100483378212,-3282.1825721877258,1.1295056330785094,null,0,48.027949817437268,15,null,0,null,1]
["High Efficiency DX 135k- less than 240k BTU",0.44125441258359721,-4101.4733538462242,1.1295273373560981,null,0,55.250448161431621,15,null,0,null,1]
["High Efficiency DX 135k- less than 240k BTU",9.6930047002321107E-2,-8352.7241379359584,1.1294660394849634,null,0,251.50282869699004,15,null,0,null,1]
["High Efficiency DX 135k- less than 240k BTU",0.39965880551940031,-4614.945917466297,1.1295041073623748,null,0,60.999538406232439,15,null,0,null,1]
["High Efficiency DX 135k- less than 240k BTU",0.44338102135752644,-4075.0446189540135,1.1294918805889431,null,0,54.983721859962635,15,null,0,null,1]
["High Efficiency DX 135k- less than 240k BTU",0.22079040299685776,-6823.6330477438196,1.1295800426297611,null,0,110.42437215643444,15,null,0,null,1]
["High Efficiency DX 135k- less than 240k BTU",0.86964374245902354,1188.0491581517408,1.1294988689062191,null,0,28.033191524945813,15,null,0,null,1]
["High Efficiency DX 135k- less than 240k BTU",0.82374220281467136,621.7191247472656,1.1294519029383703,null,0,29.594059649942739,15,null,{"$f":"IF(B651<1.01,0,1)","v":0},null,{"$f":"IF(D651<1.01,0,1)","v":1}]
["High Efficiency DX 135k- less than 240k BTU",0.21588439862876407,-6884.0415846403039,1.1295112821181323,null,0,112.92690750275614,15,null,0,null,1]
["High Efficiency DX 135k- less than 240k BTU",0.66019188518434546,-1398.1913277287683,1.1295138370607187,null,0,36.927464889738665,15,null,0,null,1]
["High Efficiency DX 135k- less than 240k BTU",0.22324340518090408,-6793.4287792955874,1.1296132925757971,null,0,109.21424205061079,15,null,0,null,1]
["High Efficiency DX 135k- less than 240k BTU",0.44981356271161166,-3995.7584142773817,1.1295199069165014,null,0,54.198774097175921,15,null,0,null,1]
["High Efficiency DX 135k- less than 240k BTU",0.647653195886293,-1552.9882035259914,1.1295112821181321,null,0,37.64230250091866,15,null,0,null,1]
["High Efficiency DX 135k- less than 240k BTU",0.50760100483378212,-3282.1825721877258,1.1295056330785094,null,0,48.027949817437268,15,null,0,null,1]
["High Efficiency DX 135k- less than 240k BTU",0.44125441258359721,-4101.4733538462242,1.1295273373560981,null,0,55.250448161431621,15,null,0,null,1]
["High Efficiency DX 135k- less than 240k BTU",9.6930047002321107E-2,-8352.7241379359584,1.1294660394849634,null,0,251.50282869699004,15,null,0,null,1]
["High Efficiency PTAC",4.8554862216559833,1913.0362356525948,1.0805944792486322,null,0,4.5874559759979476,15,null,1,null,1]
["High Efficiency PTAC",4.1592050241719285,1572.52813136752,1.2400307953850074,null,0,7.2025651466262879,15,null,1,null,1]
["High Efficiency PTAC",2.6829859474323032,895.03168986706851,1.080903209374644,null,0,8.3044390036417184,15,null,1,null,1]
["High Efficiency PTAC",10.56516547488131,4587.6909140668722,1.0805685353832402,null,0,2.1082295923450483,15,null,1,null,1]
["High Efficiency PTAC",7.7271740827995696,3231.6856524009777,1.239975913142648,null,0,3.876659043284381,15,null,1,null,1]
["High Efficiency PTAC",2.6234790309855995,867.18883049515694,1.0808825415696934,null,0,8.4926415872936563,15,null,1,null,1]
["High Efficiency PTAC",8.0210952278234462,3395.6684972068965,1.0806539269430884,null,0,2.7771213342423899,15,null,1,null,1]
["High Efficiency PTAC",2.4686830088004164,791.99157138817509,1.1293054974542978,null,0,9.8705558391115158,15,null,1,null,1]
["High Efficiency PTAC",4.9739890602143682,1962.7400135975759,1.1291746703636429,null,0,4.8983723742701599,15,null,1,null,1]
["High Efficiency PTAC",7.8690440731259201,3324.3211700663728,1.0806912318879729,null,0,2.8308805290978851,15,null,1,null,1]
["High Efficiency PTAC",6.1672257371487795,2527.3193205453995,1.0806557358747368,null,0,3.6119306991742879,15,null,1,null,1]
["High Efficiency PTAC",5.3605985015375195,2149.7005403138446,1.0805691277875811,null,0,4.1550969928131112,15,null,1,null,1]
["High Efficiency PTAC",1.1781972084454375,190.25931201555125,1.0810961807726247,null,0,18.91421123226915,15,null,1,null,1]
["High Efficiency PTAC",4.8554862216559833,1913.0362356525948,1.0805944792486322,null,0,4.5874559759979476,15,null,1,null,1]
["High Efficiency PTAC",4.1592050241719285,1572.52813136752,1.2400307953850074,null,0,7.2025651466262879,15,null,1,null,1]
["High Efficiency PTAC",2.6829859474323032,895.03168986706851,1.080903209374644,null,0,8.3044390036417184,15,null,1,null,1]
["High Efficiency PTAC",10.56516547488131,4587.6909140668722,1.0805685353832402,null,0,2.1082295923450483,15,null,1,null,1]
["High Efficiency PTAC",7.7271740827995696,3231.6856524009777,1.239975913142648,null,0,3.876659043284381,15,null,1,null,1]
["High Efficiency PTAC",2.6234790309855995,867.18883049515694,1.0808825415696934,null,0,8.4926415872936563,15,null,1,null,1]
["High Efficiency PTAC",8.0210952278234462,3395.6684972068965,1.0806539269430884,null,0,2.7771213342423899,15,null,1,null,1]
["High Efficiency PTAC",2.4686830088004164,791.99157138817509,1.1293054974542978,null,0,9.8705558391115158,15,null,1,null,1]
["High Efficiency PTAC",4.9739890602143682,1962.7400135975759,1.1291746703636429,null,0,4.8983723742701599,15,null,1,null,1]
["High Efficiency PTAC",7.8690440731259201,3324.3211700663728,1.0806912318879729,null,0,2.8308805290978851,15,null,1,null,1]
["High Efficiency PTAC",6.1672257371487795,2527.3193205453995,1.0806557358747368,null,0,3.6119306991742879,15,null,1,null,1]
["High Efficiency PTAC",5.3605985015375195,2149.7005403138446,1.0805691277875811,null,0,4.1550969928131112,15,null,1,null,1]
["High Efficiency PTAC",1.1781972084454375,190.25931201555125,1.0810961807726247,null,0,18.91421123226915,15,null,1,null,1]
["High Efficiency PTHP",4.9098667565453145,1938.1957384229954,1.0808111637863647,null,0,4.5366769162669618,15,null,1,null,1]
["High Efficiency PTHP",4.2813269050701015,1588.9381547405037,1.266920945544187,null,0,5.8870920208076143,15,null,1,null,1]
["High Efficiency PTHP",2.7759653027898223,938.7313314780688,1.0808407489551044,null,0,8.0242677658358765,15,null,1,null,1]
["High Efficiency PTHP",10.650515319098311,4626.9195581706026,1.0808008014556876,null,0,2.0913791447019658,15,null,1,null,1]
["High Efficiency PTHP",7.9505947421177936,3260.7301943314878,1.2668181433419656,null,0,3.1698911963240213,15,null,1,null,1]
["High Efficiency PTHP",2.6703480927609102,889.2487872310287,1.080855685103703,null,0,8.3417576825685984,15,null,1,null,1]
["High Efficiency PTHP",8.0774132993470129,3422.0198837025355,1.08073121465594,null,0,2.7574213026140142,15,null,1,null,1]
["High Efficiency PTHP",2.7411898251290321,922.83878615782976,1.0805088370825671,null,0,8.123570396135559,15,null,1,null,1]
["High Efficiency PTHP",5.4966749554017271,2212.9214593686238,1.080857480854176,null,0,4.0525288301286952,15,null,1,null,1]
["High Efficiency PTHP",8.0684454723356733,3417.8625052863695,1.0807188948084803,null,0,2.760454622614652,15,null,1,null,1]
["High Efficiency PTHP",6.2922172899735305,2585.8676107796732,1.0807240357784149,null,0,3.5397193907087168,15,null,1,null,1]
["High Efficiency PTHP",5.4758686068686142,2203.6129360944069,1.0806738105755547,null,0,4.0672357314751428,15,null,1,null,1]
["High Efficiency PTHP",1.2074351708349398,204.26007887812241,1.0805702879739472,null,0,18.443652707258575,15,null,1,null,1]
["High Efficiency PTHP",4.9098667565453145,1938.1957384229954,1.0808111637863647,null,0,4.5366769162669618,15,null,1,null,1]
["High Efficiency PTHP",4.2813269050701015,1588.9381547405037,1.266920945544187,null,0,5.8870920208076143,15,null,1,null,1]
["High Efficiency PTHP",2.7759653027898223,938.7313314780688,1.0808407489551044,null,0,8.0242677658358765,15,null,1,null,1]
["High Efficiency PTHP",10.650515319098311,4626.9195581706026,1.0808008014556876,null,0,2.0913791447019658,15,null,1,null,1]
["High Efficiency PTHP",7.9505947421177936,3260.7301943314878,1.2668181433419656,null,0,3.1698911963240213,15,null,1,null,1]
["High Efficiency PTHP",2.6703480927609102,889.2487872310287,1.080855685103703,null,0,8.3417576825685984,15,null,1,null,1]
["High Efficiency PTHP",8.0774132993470129,3422.0198837025355,1.08073121465594,null,0,2.7574213026140142,15,null,1,null,1]
["High Efficiency PTHP",2.7411898251290321,922.83878615782976,1.0805088370825671,null,0,8.123570396135559,15,null,1,null,1]
["High Efficiency PTHP",5.4966749554017271,2212.9214593686238,1.080857480854176,null,0,4.0525288301286952,15,null,1,null,1]
["High Efficiency PTHP",8.0684454723356733,3417.8625052863695,1.0807188948084803,null,0,2.760454622614652,15,null,1,null,1]
["High Efficiency PTHP",6.2922172899735305,2585.8676107796732,1.0807240357784149,null,0,3.5397193907087168,15,null,1,null,1]
["High Efficiency PTHP",5.4758686068686142,2203.6129360944069,1.0806738105755547,null,0,4.0672357314751428,15,null,1,null,1]
["High Efficiency PTHP",1.2074351708349398,204.26007887812241,1.0805702879739472,null,0,18.443652707258575,15,null,1,null,1]
["Variable Refrigerant Flow (VRF) HVAC Systems",0.56950561822087553,-2959.6408497504322,1.2993118503802028,null,0,31.556739885587554,15,null,0,null,1]
["Variable Refrigerant Flow (VRF) HVAC Systems",0.53448656883044654,-3232.7263869540402,1.3942393472225181,null,0,46.260163031778703,15,null,0,null,1]
["Variable Refrigerant Flow (VRF) HVAC Systems",0.34215062953836811,-5550.7620512178,1.2992962774388717,null,0,52.525185416098907,15,null,0,null,1]
["Variable Refrigerant Flow (VRF) HVAC Systems",1.2248720810233995,4509.6996947296393,1.2993006875360047,null,0,14.672214784280849,15,null,{"$f":"IF(B715<1.01,0,1)","v":1},null,{"$f":"IF(D715<1.01,0,1)","v":1}]
["Variable Refrigerant Flow (VRF) HVAC Systems",1.1672828168066682,3853.7508276029594,1.2992613873859855,null,0,15.395619988515287,15,null,1,null,1]
["Variable Refrigerant Flow (VRF) HVAC Systems",0.31543806563313559,-5855.0042486806824,1.2992222253593579,null,0,56.969982211026952,15,null,0,null,1]
["Variable Refrigerant Flow (VRF) HVAC Systems",0.78716751016318209,-293.50724800753278,1.3942650629120259,null,0,31.411220020013857,15,null,0,null,1]
["Variable Refrigerant Flow (VRF) HVAC Systems",0.31793869505012862,-5826.8241756883981,1.2993375374616603,null,0,56.526922436148716,15,null,0,null,1]
["Variable Refrigerant Flow (VRF) HVAC Systems",0.62818587327358322,-2290.8397308590074,1.2993079588149767,null,0,28.608868163198387,15,null,0,null,1]
["Variable Refrigerant Flow (VRF) HVAC Systems",0.97163253475641176,1623.9200951254447,1.2992514343324193,null,0,18.495577654939886,15,null,0,null,1]
["Variable Refrigerant Flow (VRF) HVAC Systems",0.74790872194580527,-926.38250267651438,1.2993125035373514,null,0,24.029335618815654,15,null,0,null,1]
["Variable Refrigerant Flow (VRF) HVAC Systems",0.65293764386406561,-2008.8547825398007,1.2993275436651679,null,0,27.524768853301374,15,null,0,null,1]
["Variable Refrigerant Flow (VRF) HVAC Systems",0.14544910585950727,-7792.8255379820703,1.299473940943972,null,0,123.57575211974272,15,null,0,null,1]
["Variable Refrigerant Flow (VRF) HVAC Systems",0.56950561822087553,-2959.6408497504322,1.2993118503802028,null,0,31.556739885587554,15,null,0,null,1]
["Variable Refrigerant Flow (VRF) HVAC Systems",0.53448656883044654,-3232.7263869540402,1.3942393472225181,null,0,46.260163031778703,15,null,0,null,1]
["Variable Refrigerant Flow (VRF) HVAC Systems",0.34215062953836811,-5550.7620512178,1.2992962774388717,null,0,52.525185416098907,15,null,0,null,1]
["Variable Refrigerant Flow (VRF) HVAC Systems",1.2248720810233995,4509.6996947296393,1.2993006875360047,null,0,14.672214784280849,15,null,1,null,1]
["Variable Refrigerant Flow (VRF) HVAC Systems",1.1672828168066682,3853.7508276029594,1.2992613873859855,null,0,15.395619988515287,15,null,1,null,1]
["Variable Refrigerant Flow (VRF) HVAC Systems",0.31543806563313559,-5855.0042486806824,1.2992222253593579,null,0,56.969982211026952,15,null,0,null,1]
["Variable Refrigerant Flow (VRF) HVAC Systems",0.78716751016318209,-293.50724800753278,1.3942650629120259,null,0,31.411220020013857,15,null,0,null,1]
["Variable Refrigerant Flow (VRF) HVAC Systems",0.31793869505012862,-5826.8241756883981,1.2993375374616603,null,0,56.526922436148716,15,null,0,null,1]
["Variable Refrigerant Flow (VRF) HVAC Systems",0.62818587327358322,-2290.8397308590074,1.2993079588149767,null,0,28.608868163198387,15,null,0,null,1]
["Variable Refrigerant Flow (VRF) HVAC Systems",0.97163253475641176,1623.9200951254447,1.2992514343324193,null,0,18.495577654939886,15,null,0,null,1]
["Variable Refrigerant Flow (VRF) HVAC Systems",0.74790872194580527,-926.38250267651438,1.2993125035373514,null,0,24.029335618815654,15,null,0,null,1]
["Variable Refrigerant Flow (VRF) HVAC Systems",0.65293764386406561,-2008.8547825398007,1.2993275436651679,null,0,27.524768853301374,15,null,0,null,1]
["Variable Refrigerant Flow (VRF) HVAC Systems",0.14544910585950727,-7792.8255379820703,1.299473940943972,null,0,123.57575211974272,15,null,0,null,1]
["CFL-23W",6.7660639152447803,20.568329944815783,1.1282512142128296,null,0,2.1383956428364153,7.8,null,1,null,1]
["CFL-23W",8.2508114446427214,24.879577363236841,1.390682485518397,null,0,2.2579409586624806,7.8,null,1,null,1]
["CFL-23W",12.805717017403069,41.976680569227582,1.1051544334031784,null,0,1.2873600002801151,7.8,null,1,null,1]
["CFL-23W",11.780812857901307,37.782977797396462,1.1236694754723986,null,0,1.2231555029430252,7.8,null,1,null,1]
["CFL-23W",12.789314282008135,39.715773424291683,1.3969586166159138,null,0,1.4632466547756859,7.8,null,1,null,1]
["CFL-23W",7.7552423143527651,23.952064164909476,1.127383441281955,null,0,1.8642091145188027,7.8,null,1,null,1]
["CFL-23W",8.6783648824073261,27.636487027641081,1.1060784454914072,null,0,1.9012050723369618,7.8,null,1,null,1]
["CFL-23W",10.324029738514758,32.823367356597203,1.1232236943358342,null,0,1.3951964312154104,7.8,null,1,null,1]
["CFL-23W",7.6696363800996901,23.584093067688883,1.1307049837542571,null,0,1.8905705099285373,7.8,null,1,null,1]
["CFL-23W",7.7401760833349922,24.456008348305954,1.1031683433198325,null,0,2.1260422524733271,7.8,null,1,null,1]
["CFL-23W",11.565254450958722,37.490363036664213,1.1102465951026583,null,0,1.4320071913228241,7.8,null,1,null,1]
["CFL-23W",5.5381836200566674,16.592642220497662,1.1164300153866906,null,0,2.5851306720460396,7.8,null,1,null,1]
["CFL-23W",8.9342425676740884,28.151734296231439,1.120465402981361,null,0,1.6082703631792705,7.8,null,1,null,1]
["CFL-23W",6.7660639152447803,20.568329944815783,1.1282512142128296,null,0,2.1383956428364153,7.8,null,1,null,1]
["CFL-23W",8.2508114446427214,24.879577363236841,1.390682485518397,null,0,2.2579409586624806,7.8,null,1,null,1]
["CFL-23W",12.805717017403069,41.976680569227582,1.1051544334031784,null,0,1.2873600002801151,7.8,null,1,null,1]
["CFL-23W",11.780812857901307,37.782977797396462,1.1236694754723986,null,0,1.2231555029430252,7.8,null,1,null,1]
["CFL-23W",12.789314282008135,39.715773424291683,1.3969586166159138,null,0,1.4632466547756859,7.8,null,1,null,1]
["CFL-23W",7.7552423143527651,23.952064164909476,1.127383441281955,null,0,1.8642091145188027,7.8,null,1,null,1]
["CFL-23W",8.6783648824073261,27.636487027641081,1.1060784454914072,null,0,1.9012050723369618,7.8,null,1,null,1]
["CFL-23W",10.324029738514758,32.823367356597203,1.1232236943358342,null,0,1.3951964312154104,7.8,null,1,null,1]
["CFL-23W",7.6696363800996901,23.584093067688883,1.1307049837542571,null,0,1.8905705099285373,7.8,null,1,null,1]
["CFL-23W",7.7401760833349922,24.456008348305954,1.1031683433198325,null,0,2.1260422524733271,7.8,null,1,null,1]
["CFL-23W",11.565254450958722,37.490363036664213,1.1102465951026583,null,0,1.4320071913228241,7.8,null,1,null,1]
["CFL-23W",5.5381836200566674,16.592642220497662,1.1164300153866906,null,0,2.5851306720460396,7.8,null,1,null,1]
["CFL-23W",8.9342425676740884,28.151734296231439,1.120465402981361,null,0,1.6082703631792705,7.8,null,1,null,1]
["High Bay Fluorescent (T5)",3.144842081513513,811.98029870750042,1.4565967182555757,null,0,7.8132297663926993,15,null,1,null,1]
["High Bay Fluorescent (T5)",4.8181141811867514,1397.2872434262547,1.45601171279231,null,0,5.0977424700874341,15,null,1,null,1]
["High Bay Fluorescent (T5)",6.0599143457930538,1831.3007481263237,1.456037736028736,null,0,4.0531834069526349,15,null,1,null,1]
["High Bay Fluorescent (T5)",5.4968955190451227,1634.160811132278,1.4563024492998506,null,0,4.469142563274743,15,null,1,null,1]
["High Bay Fluorescent (T5)",7.4367702540152152,2311.9248580846734,1.4563880406038672,null,0,3.3035649526823607,15,null,1,null,1]
["High Bay Fluorescent (T5)",3.6070090703254891,973.58920054564192,1.4564456592963746,null,0,6.8114121879798173,15,null,1,null,1]
["High Bay Fluorescent (T5)",4.1042552302523969,1147.4238349105462,1.4563624025918795,null,0,5.9858414512907334,15,null,1,null,1]
["High Bay Fluorescent (T5)",4.8181141811867514,1397.2872434262547,1.45601171279231,null,0,5.0977424700874341,15,null,1,null,1]
["High Bay Fluorescent (T5)",3.556143960601045,956.01471003842096,1.456212106206487,null,0,6.9077309585445468,15,null,1,null,1]
["High Bay Fluorescent (T5)",3.6701512667245768,995.74834075039928,1.4563373561885555,null,0,6.6937291653694988,15,null,1,null,1]
["High Bay Fluorescent (T5)",5.4477840562686364,1617.3504289079797,1.4560329974949391,null,0,4.50859727290237,15,null,1,null,1]
["High Bay Fluorescent (T5)",2.6002381057580757,622.09939040122072,1.455955304662109,null,0,9.4455018109060127,15,null,1,null,1]
["High Bay Fluorescent (T5)",4.1796745133261313,1174.1676248128388,1.4559750941980545,null,0,5.8762679937618776,15,null,1,null,1]
["High Bay Fluorescent (T5)",3.144842081513513,811.98029870750042,1.4565967182555757,null,0,7.8132297663926993,15,null,1,null,1]
["High Bay Fluorescent (T5)",4.8181141811867514,1397.2872434262547,1.45601171279231,null,0,5.0977424700874341,15,null,1,null,1]
["High Bay Fluorescent (T5)",6.0599143457930538,1831.3007481263237,1.456037736028736,null,0,4.0531834069526349,15,null,{"$f":"IF(B779<1.01,0,1)","v":1},null,{"$f":"IF(D779<1.01,0,1)","v":1}]
["High Bay Fluorescent (T5)",5.4968955190451227,1634.160811132278,1.4563024492998506,null,0,4.469142563274743,15,null,1,null,1]
["High Bay Fluorescent (T5)",7.4367702540152152,2311.9248580846734,1.4563880406038672,null,0,3.3035649526823607,15,null,1,null,1]
["High Bay Fluorescent (T5)",3.6070090703254891,973.58920054564192,1.4564456592963746,null,0,6.8114121879798173,15,null,1,null,1]
["High Bay Fluorescent (T5)",4.1042552302523969,1147.4238349105462,1.4563624025918795,null,0,5.9858414512907334,15,null,1,null,1]
["High Bay Fluorescent (T5)",4.8181141811867514,1397.2872434262547,1.45601171279231,null,0,5.0977424700874341,15,null,1,null,1]
["High Bay Fluorescent (T5)",3.556143960601045,956.01471003842096,1.456212106206487,null,0,6.9077309585445468,15,null,1,null,1]
["High Bay Fluorescent (T5)",3.6701512667245768,995.74834075039928,1.4563373561885555,null,0,6.6937291653694988,15,null,1,null,1]
["High Bay Fluorescent (T5)",5.4477840562686364,1617.3504289079797,1.4560329974949391,null,0,4.50859727290237,15,null,1,null,1]
["High Bay Fluorescent (T5)",2.6002381057580757,622.09939040122072,1.455955304662109,null,0,9.4455018109060127,15,null,1,null,1]
["High Bay Fluorescent (T5)",4.1796745133261313,1174.1676248128388,1.4559750941980545,null,0,5.8762679937618776,15,null,1,null,1]
["High Bay LED",2.1310625372120118,682.41426121222321,1.4561587653714858,null,0,11.526637765250412,15,null,1,null,1]
["High Bay LED",3.2665983085414712,1273.5645364938935,1.4563158056205674,null,0,7.5205558559120211,15,null,1,null,1]
["High Bay LED",4.1078731479301362,1711.9109547184221,1.4561134666982076,null,0,5.9795472966919538,15,null,1,null,1]
["High Bay LED",3.7257987098592751,1512.8028985530552,1.4562151163555379,null,0,6.5932001218894554,15,null,1,null,1]
["High Bay LED",5.040506167416944,2197.3333087029782,1.4562600611267993,null,0,4.8736563088591875,15,null,1,null,1]
["High Bay LED",2.4449048095434551,845.63656306871576,1.4564012913016282,null,0,10.048684514355925,15,null,1,null,1]
["High Bay LED",2.7813001575652461,1021.206651354068,1.4559786548316958,null,0,8.8307432639478414,15,null,1,null,1]
["High Bay LED",3.2665983085414712,1273.5645364938935,1.4563158056205674,null,0,7.5205558559120211,15,null,1,null,1]
["High Bay LED",2.410496905241668,827.8866200772294,1.4562097380278882,null,0,10.190780883141775,15,null,1,null,1]
["High Bay LED",2.4876228684886117,868.01692597102453,1.456245563695467,null,0,9.8750700663867104,15,null,1,null,1]
["High Bay LED",3.6937574896014644,1495.8246922133728,1.4564371936472129,null,0,6.6514065435112748,15,null,1,null,1]
["High Bay LED",1.7626366731281899,490.63770323899217,1.4560281642300399,null,0,13.934682729239253,15,null,1,null,1]
["High Bay LED",2.8335063610778675,1048.2174341671991,1.4561553974945867,null,0,8.6690926288860339,15,null,1,null,1]
["High Bay LED",2.1310625372120118,682.41426121222321,1.4561587653714858,null,0,11.526637765250412,15,null,1,null,1]
["High Bay LED",3.2665983085414712,1273.5645364938935,1.4563158056205674,null,0,7.5205558559120211,15,null,1,null,1]
["High Bay LED",4.1078731479301362,1711.9109547184221,1.4561134666982076,null,0,5.9795472966919538,15,null,1,null,1]
["High Bay LED",3.7257987098592751,1512.8028985530552,1.4562151163555379,null,0,6.5932001218894554,15,null,1,null,1]
["High Bay LED",5.040506167416944,2197.3333087029782,1.4562600611267993,null,0,4.8736563088591875,15,null,1,null,1]
["High Bay LED",2.4449048095434551,845.63656306871576,1.4564012913016282,null,0,10.048684514355925,15,null,1,null,1]
["High Bay LED",2.7813001575652461,1021.206651354068,1.4559786548316958,null,0,8.8307432639478414,15,null,1,null,1]
["High Bay LED",3.2665983085414712,1273.5645364938935,1.4563158056205674,null,0,7.5205558559120211,15,null,1,null,1]
["High Bay LED",2.410496905241668,827.8866200772294,1.4562097380278882,null,0,10.190780883141775,15,null,1,null,1]
["High Bay LED",2.4876228684886117,868.01692597102453,1.456245563695467,null,0,9.8750700663867104,15,null,1,null,1]
["High Bay LED",3.6937574896014644,1495.8246922133728,1.4564371936472129,null,0,6.6514065435112748,15,null,1,null,1]
["High Bay LED",1.7626366731281899,490.63770323899217,1.4560281642300399,null,0,13.934682729239253,15,null,1,null,1]
["High Bay LED",2.8335063610778675,1048.2174341671991,1.4561553974945867,null,0,8.6690926288860339,15,null,1,null,1]
["LED - 14W",14.081083229722015,90.483131856899135,1.3187340101891456,null,0,2.0692122543917084,15,null,1,null,1]
["LED - 14W",17.412195364579098,110.27080297725608,1.6483000880052026,null,0,2.1848899276469309,15,null,1,null,1]
["LED - 14W",26.722095308571255,179.68432032164881,1.2952124373732306,null,0,1.2457101179181111,15,null,1,null,1]
["LED - 14W",24.529247348961984,162.22278391296706,1.3140109265891893,null,0,1.1835828249066334,15,null,1,null,1]
["LED - 14W",26.865599330949177,173.0876588953609,1.6481025913677638,null,0,1.4159063218270611,15,null,1,null,1]
["LED - 14W",16.086155096355753,104.58437387349612,1.3133484296588671,null,0,1.8038964666961361,15,null,1,null,1]
["LED - 14W",18.068760650399579,119.92844434601248,1.2933849877010024,null,0,1.8396954964672372,15,null,1,null,1]
["LED - 14W",21.484207955045033,141.55429679644189,1.3127674038902093,null,0,1.3500577231466773,15,null,1,null,1]
["LED - 14W",15.908720808257323,103.05090547452812,1.3172288071036142,null,0,1.8294049934308496,15,null,1,null,1]
["LED - 14W",16.169533708620641,106.67532548437694,1.2943146709051967,null,0,2.0572585325403665,15,null,1,null,1]
["LED - 14W",24.009691059791933,160.9897445974274,1.294500603711513,null,0,1.3856775468976741,15,null,1,null,1]
["LED - 14W",11.603849660500414,73.915005894136272,1.3137649599718126,null,0,2.5014940914798456,15,null,1,null,1]
["LED - 14W",18.671392145289442,122.08591538345695,1.315130469205378,null,0,1.5562380867234711,15,null,1,null,1]
["LED - 14W",14.081083229722015,90.483131856899135,1.3187340101891456,null,0,2.0692122543917084,15,null,1,null,1]
["LED - 14W",17.412195364579098,110.27080297725608,1.6483000880052026,null,0,2.1848899276469309,15,null,1,null,1]
["LED - 14W",26.722095308571255,179.68432032164881,1.2952124373732306,null,0,1.2457101179181111,15,null,1,null,1]
["LED - 14W",24.529247348961984,162.22278391296706,1.3140109265891893,null,0,1.1835828249066334,15,null,1,null,1]
["LED - 14W",26.865599330949177,173.0876588953609,1.6481025913677638,null,0,1.4159063218270611,15,null,1,null,1]
["LED - 14W",16.086155096355753,104.58437387349612,1.3133484296588671,null,0,1.8038964666961361,15,null,1,null,1]
["LED - 14W",18.068760650399579,119.92844434601248,1.2933849877010024,null,0,1.8396954964672372,15,null,1,null,1]
["LED - 14W",21.484207955045033,141.55429679644189,1.3127674038902093,null,0,1.3500577231466773,15,null,1,null,1]
["LED - 14W",15.908720808257323,103.05090547452812,1.3172288071036142,null,0,1.8294049934308496,15,null,1,null,1]
["LED - 14W",16.169533708620641,106.67532548437694,1.2943146709051967,null,0,2.0572585325403665,15,null,1,null,1]
["LED - 14W",24.009691059791933,160.9897445974274,1.294500603711513,null,0,1.3856775468976741,15,null,1,null,1]
["LED - 14W",11.603849660500414,73.915005894136272,1.3137649599718126,null,0,2.5014940914798456,15,null,1,null,1]
["LED - 14W",18.671392145289442,122.08591538345695,1.315130469205378,null,0,1.5562380867234711,15,null,1,null,1]
["LED Display Lighting (Interior)",4.4694648610333818,467.76642105895178,1.307538853772678,null,0,6.4275864471395501,15,null,1,null,1]
["LED Display Lighting (Interior)",5.5239635413088326,583.63182930662174,1.63508493694615,null,0,6.8209891420824178,15,null,{"$f":"IF(B843<1.01,0,1)","v":1},null,{"$f":"IF(D843<1.01,0,1)","v":1}]
["LED Display Lighting (Interior)",8.4582051447508952,989.77591256701339,1.2935138209027408,null,0,3.9204240564974575,15,null,1,null,1]
["LED Display Lighting (Interior)",7.8129423032117353,892.89044085698936,1.3073964624813923,null,0,3.6765589940281123,15,null,1,null,1]
["LED Display Lighting (Interior)",8.5230096291456299,955.12242140920841,1.6348859119956083,null,0,4.4203058127461485,15,null,1,null,1]
["LED Display Lighting (Interior)",5.1271060244189615,551.32936732966266,1.3076091178984115,null,0,5.6034369875639127,15,null,1,null,1]
["LED Display Lighting (Interior)",5.7276312599274792,637.79472079253526,1.2935906359382361,null,0,5.7897791606877735,15,null,1,null,1]
["LED Display Lighting (Interior)",6.8492253564377226,770.410472327815,1.3073378268482709,null,0,4.1936793607017568,15,null,1,null,1]
["LED Display Lighting (Interior)",5.0558147455553586,542.24214385814344,1.3076606232877015,null,0,5.6826740307326604,15,null,1,null,1]
["LED Display Lighting (Interior)",5.1201100367793995,559.7296184827768,1.2931354988563792,null,0,6.474480479363093,15,null,1,null,1]
["LED Display Lighting (Interior)",7.602574607051019,879.65889167667399,1.2932983926490573,null,0,4.3609211414971716,15,null,1,null,1]
["LED Display Lighting (Interior)",3.6962655757557172,369.58489789927501,1.3072440776310168,null,0,7.7703819344150249,15,null,1,null,1]
["LED Display Lighting (Interior)",5.9445721527251099,655.04224390678621,1.3079485974347071,null,0,4.8341366689260843,15,null,1,null,1]
["LED Display Lighting (Interior)",4.4694648610333818,467.76642105895178,1.307538853772678,null,0,6.4275864471395501,15,null,1,null,1]
["LED Display Lighting (Interior)",5.5239635413088326,583.63182930662174,1.63508493694615,null,0,6.8209891420824178,15,null,1,null,1]
["LED Display Lighting (Interior)",8.4582051447508952,989.77591256701339,1.2935138209027408,null,0,3.9204240564974575,15,null,1,null,1]
["LED Display Lighting (Interior)",7.8129423032117353,892.89044085698936,1.3073964624813923,null,0,3.6765589940281123,15,null,1,null,1]
["LED Display Lighting (Interior)",8.5230096291456299,955.12242140920841,1.6348859119956083,null,0,4.4203058127461485,15,null,1,null,1]
["LED Display Lighting (Interior)",5.1271060244189615,551.32936732966266,1.3076091178984115,null,0,5.6034369875639127,15,null,1,null,1]
["LED Display Lighting (Interior)",5.7276312599274792,637.79472079253526,1.2935906359382361,null,0,5.7897791606877735,15,null,1,null,1]
["LED Display Lighting (Interior)",6.8492253564377226,770.410472327815,1.3073378268482709,null,0,4.1936793607017568,15,null,1,null,1]
["LED Display Lighting (Interior)",5.0558147455553586,542.24214385814344,1.3076606232877015,null,0,5.6826740307326604,15,null,1,null,1]
["LED Display Lighting (Interior)",5.1201100367793995,559.7296184827768,1.2931354988563792,null,0,6.474480479363093,15,null,1,null,1]
["LED Display Lighting (Interior)",7.602574607051019,879.65889167667399,1.2932983926490573,null,0,4.3609211414971716,15,null,1,null,1]
["LED Display Lighting (Interior)",3.6962655757557172,369.58489789927501,1.3072440776310168,null,0,7.7703819344150249,15,null,1,null,1]
["LED Display Lighting (Interior)",5.9445721527251099,655.04224390678621,1.3079485974347071,null,0,4.8341366689260843,15,null,1,null,1]
["LED Linear - Fixture Replacement",7.0401117596382612,453.66977206904596,1.3126199675869281,null,0,4.1095042185936848,15,null,1,null,1]
["LED Linear - Fixture Replacement",8.7247387104624554,560.59117769230159,1.6342333870903805,null,0,4.3401801283928672,15,null,1,null,1]
["LED Linear - Fixture Replacement",13.408002925636664,929.95779388027916,1.2920208451677107,null,0,2.4651755973055933,15,null,1,null,1]
["LED Linear - Fixture Replacement",12.297385875204432,836.05477195625394,1.3114926665258217,null,0,2.3506233358543032,15,null,1,null,1]
["LED Linear - Fixture Replacement",13.471420826643476,896.20339827436612,1.6352343845256441,null,0,2.8126306977294568,15,null,1,null,1]
["LED Linear - Fixture Replacement",8.0667597660241839,528.83187938888284,1.3111885336392142,null,0,3.5825808222720332,15,null,1,null,1]
["LED Linear - Fixture Replacement",9.0794559824979633,611.18046621250721,1.2920942841423775,null,0,3.6406322619771463,15,null,1,null,1]
["LED Linear - Fixture Replacement",10.785386299231641,725.88808983261606,1.3120260369909464,null,0,2.6812464003347176,15,null,1,null,1]
["LED Linear - Fixture Replacement",7.960467581956471,520.65822232809671,1.3122085086100455,null,0,3.6332413564941404,15,null,1,null,1]
["LED Linear - Fixture Replacement",8.1141767583745992,540.47957286943119,1.2912839973491395,null,0,4.0711747129765303,15,null,1,null,1]
["LED Linear - Fixture Replacement",12.050290620546976,830.22857405125546,1.2916597706307897,null,0,2.7421616194747616,15,null,1,null,1]
["LED Linear - Fixture Replacement",5.8180517355864403,365.35873817316173,1.3113888036367158,null,0,4.9680261171397389,15,null,1,null,1]
["LED Linear - Fixture Replacement",9.3516115488705864,622.11818280002797,1.3113448340095353,null,0,3.0907254531055011,15,null,1,null,1]
["LED Linear - Fixture Replacement",7.0401117596382612,453.66977206904596,1.3126199675869281,null,0,4.1095042185936848,15,null,1,null,1]
["LED Linear - Fixture Replacement",8.7247387104624554,560.59117769230159,1.6342333870903805,null,0,4.3401801283928672,15,null,1,null,1]
["LED Linear - Fixture Replacement",13.408002925636664,929.95779388027916,1.2920208451677107,null,0,2.4651755973055933,15,null,1,null,1]
["LED Linear - Fixture Replacement",12.297385875204432,836.05477195625394,1.3114926665258217,null,0,2.3506233358543032,15,null,1,null,1]
["LED Linear - Fixture Replacement",13.471420826643476,896.20339827436612,1.6352343845256441,null,0,2.8126306977294568,15,null,1,null,1]
["LED Linear - Fixture Replacement",8.0667597660241839,528.83187938888284,1.3111885336392142,null,0,3.5825808222720332,15,null,1,null,1]
["LED Linear - Fixture Replacement",9.0794559824979633,611.18046621250721,1.2920942841423775,null,0,3.6406322619771463,15,null,1,null,1]
["LED Linear - Fixture Replacement",10.785386299231641,725.88808983261606,1.3120260369909464,null,0,2.6812464003347176,15,null,1,null,1]
["LED Linear - Fixture Replacement",7.960467581956471,520.65822232809671,1.3122085086100455,null,0,3.6332413564941404,15,null,1,null,1]
["LED Linear - Fixture Replacement",8.1141767583745992,540.47957286943119,1.2912839973491395,null,0,4.0711747129765303,15,null,1,null,1]
["LED Linear - Fixture Replacement",12.050290620546976,830.22857405125546,1.2916597706307897,null,0,2.7421616194747616,15,null,1,null,1]
["LED Linear - Fixture Replacement",5.8180517355864403,365.35873817316173,1.3113888036367158,null,0,4.9680261171397389,15,null,1,null,1]
["LED Linear - Fixture Replacement",9.3516115488705864,622.11818280002797,1.3113448340095353,null,0,3.0907254531055011,15,null,1,null,1]
["LED Linear - Lamp Replacement",5.4894919333356995,36.84487446589025,1.3083951502038265,null,0,5.2576958175417472,15,null,1,null,1]
["LED Linear - Lamp Replacement",6.8449326619100157,45.788102882455867,1.6433250402408037,null,0,5.5240238704393292,15,null,1,null,1]
["LED Linear - Lamp Replacement",10.462596982389398,76.703008735623044,1.2947365926845711,null,0,3.1787853268216062,15,null,1,null,1]
["LED Linear - Lamp Replacement",9.6398729840817623,69.028523699294553,1.3142309748147774,null,0,3.0073852767004912,15,null,1,null,1]
["LED Linear - Lamp Replacement",10.564550506945231,74.004750480145105,1.6436535224862598,null,0,3.5798143517930852,15,null,1,null,1]
["LED Linear - Lamp Replacement",6.2920568578100537,43.170935630262917,1.3073924692522687,null,0,4.5835505217490367,15,null,1,null,1]
["LED Linear - Lamp Replacement",7.1167409439660974,49.946845515422538,1.3006248171771215,null,0,4.6945087511718153,15,null,1,null,1]
["LED Linear - Lamp Replacement",8.4579397950264532,59.756282749150181,1.3152813428967032,null,0,3.4303841132599984,15,null,1,null,1]
["LED Linear - Lamp Replacement",6.2225359549006347,42.482995172671544,1.3112303941843244,null,0,4.6483655614048818,15,null,1,null,1]
["LED Linear - Lamp Replacement",6.3562457632288663,44.01265735988089,1.2990159599985036,null,0,5.2496830062254967,15,null,1,null,1]
["LED Linear - Lamp Replacement",9.3752580414782951,68.332365493549162,1.2905366532520888,null,0,3.5359522174757192,15,null,1,null,1]
["LED Linear - Lamp Replacement",4.5750890346157584,29.412126478435766,1.3182590584642959,null,0,6.3560879240227344,15,null,1,null,1]
["LED Linear - Lamp Replacement",7.3304142691176502,51.022429983207751,1.3140330588624236,null,0,3.9542712267913376,15,null,1,null,1]
["LED Linear - Lamp Replacement",5.4894919333356995,36.84487446589025,1.3083951502038265,null,0,5.2576958175417472,15,null,{"$f":"IF(B907<1.01,0,1)","v":1},null,{"$f":"IF(D907<1.01,0,1)","v":1}]
["LED Linear - Lamp Replacement",6.8449326619100157,45.788102882455867,1.6433250402408037,null,0,5.5240238704393292,15,null,1,null,1]
["LED Linear - Lamp Replacement",10.462596982389398,76.703008735623044,1.2947365926845711,null,0,3.1787853268216062,15,null,1,null,1]
["LED Linear - Lamp Replacement",9.6398729840817623,69.028523699294553,1.3142309748147774,null,0,3.0073852767004912,15,null,1,null,1]
["LED Linear - Lamp Replacement",10.564550506945231,74.004750480145105,1.6436535224862598,null,0,3.5798143517930852,15,null,1,null,1]
["LED Linear - Lamp Replacement",6.2920568578100537,43.170935630262917,1.3073924692522687,null,0,4.5835505217490367,15,null,1,null,1]
["LED Linear - Lamp Replacement",7.1167409439660974,49.946845515422538,1.3006248171771215,null,0,4.6945087511718153,15,null,1,null,1]
["LED Linear - Lamp Replacement",8.4579397950264532,59.756282749150181,1.3152813428967032,null,0,3.4303841132599984,15,null,1,null,1]
["LED Linear - Lamp Replacement",6.2225359549006347,42.482995172671544,1.3112303941843244,null,0,4.6483655614048818,15,null,1,null,1]
["LED Linear - Lamp Replacement",6.3562457632288663,44.01265735988089,1.2990159599985036,null,0,5.2496830062254967,15,null,1,null,1]
["LED Linear - Lamp Replacement",9.3752580414782951,68.332365493549162,1.2905366532520888,null,0,3.5359522174757192,15,null,1,null,1]
["LED Linear - Lamp Replacement",4.5750890346157584,29.412126478435766,1.3182590584642959,null,0,6.3560879240227344,15,null,1,null,1]
["LED Linear - Lamp Replacement",7.3304142691176502,51.022429983207751,1.3140330588624236,null,0,3.9542712267913376,15,null,1,null,1]
["Premium T8 - Fixture Replacement",0.43402527584304579,-22.515445958092528,1.1217358850559414,null,0,33.062829395049228,8,null,0,null,1]
["Premium T8 - Fixture Replacement",0.53426936489932697,-15.878241284993926,1.3871967427583629,null,0,34.918721942069872,8,null,0,null,1]
["Premium T8 - Fixture Replacement",0.82828992508376742,9.9702908565515216,1.1063790461763692,null,0,19.833458214685912,8,null,0,null,1]
["Premium T8 - Fixture Replacement",0.76001936257424052,3.5585006626338327,1.1235537693761313,null,0,18.911833202100535,8,null,0,null,1]
["Premium T8 - Fixture Replacement",0.82576489620521765,6.651450024918887,1.389437970384841,null,0,22.62889243173246,8,null,0,null,1]
["Premium T8 - Fixture Replacement",0.49748085102092937,-17.390316115821502,1.1208784679060368,null,0,28.823491161006832,8,null,0,null,1]
["Premium T8 - Fixture Replacement",0.55910748506618191,-11.769224687758836,1.1029245986118723,null,0,29.29054138045246,8,null,0,null,1]
["Premium T8 - Fixture Replacement",0.66442382101323916,-3.9535099808839433,1.1203870541609919,null,0,21.571846039056584,8,null,0,null,1]
["Premium T8 - Fixture Replacement",0.49198046845036136,-17.947658840985696,1.1241603719371038,null,0,29.231078186339218,8,null,0,null,1]
["Premium T8 - Fixture Replacement",0.5031969865338447,-16.590782045910462,1.1100217158217727,null,0,32.754451099856645,8,null,0,null,1]
["Premium T8 - Fixture Replacement",0.7443641554745889,3.1691016359850899,1.105992553279844,null,0,22.061936665774233,8,null,0,null,1]
["Premium T8 - Fixture Replacement",0.35742926906010214,-28.537170619105964,1.1167607568303233,null,0,39.97002830607881,8,null,0,null,1]
["Premium T8 - Fixture Replacement",0.57742491675987184,-11.029339361229804,1.1223856622072335,null,0,24.866291145439728,8,null,0,null,1]
["Premium T8 - Fixture Replacement",0.43402527584304579,-22.515445958092528,1.1217358850559414,null,0,33.062829395049228,8,null,0,null,1]
["Premium T8 - Fixture Replacement",0.53426936489932697,-15.878241284993926,1.3871967427583629,null,0,34.918721942069872,8,null,0,null,1]
["Premium T8 - Fixture Replacement",0.82828992508376742,9.9702908565515216,1.1063790461763692,null,0,19.833458214685912,8,null,0,null,1]
["Premium T8 - Fixture Replacement",0.76001936257424052,3.5585006626338327,1.1235537693761313,null,0,18.911833202100535,8,null,0,null,1]
["Premium T8 - Fixture Replacement",0.82576489620521765,6.651450024918887,1.389437970384841,null,0,22.62889243173246,8,null,0,null,1]
["Premium T8 - Fixture Replacement",0.49748085102092937,-17.390316115821502,1.1208784679060368,null,0,28.823491161006832,8,null,0,null,1]
["Premium T8 - Fixture Replacement",0.55910748506618191,-11.769224687758836,1.1029245986118723,null,0,29.29054138045246,8,null,0,null,1]
["Premium T8 - Fixture Replacement",0.66442382101323916,-3.9535099808839433,1.1203870541609919,null,0,21.571846039056584,8,null,0,null,1]
["Premium T8 - Fixture Replacement",0.49198046845036136,-17.947658840985696,1.1241603719371038,null,0,29.231078186339218,8,null,0,null,1]
["Premium T8 - Fixture Replacement",0.5031969865338447,-16.590782045910462,1.1100217158217727,null,0,32.754451099856645,8,null,0,null,1]
["Premium T8 - Fixture Replacement",0.7443641554745889,3.1691016359850899,1.105992553279844,null,0,22.061936665774233,8,null,0,null,1]
["Premium T8 - Fixture Replacement",0.35742926906010214,-28.537170619105964,1.1167607568303233,null,0,39.97002830607881,8,null,0,null,1]
["Premium T8 - Fixture Replacement",0.57742491675987184,-11.029339361229804,1.1223856622072335,null,0,24.866291145439728,8,null,0,null,1]
["Premium T8 - Lamp Replacement",6.5723016023204393,10.337442007816316,1.1235033920423825,null,0,2.1886687240464462,8,null,1,null,1]
["Premium T8 - Lamp Replacement",8.0228712494252807,12.530563646476443,1.3814470525313514,null,0,2.2995355181596273,8,null,1,null,1]
["Premium T8 - Lamp Replacement",12.52671050039247,21.085835478120746,1.1118062091128704,null,0,1.3232617988396917,8,null,1,null,1]
["Premium T8 - Lamp Replacement",11.443703262558273,19.016822127721447,1.1189665488988743,null,0,1.2519115454171816,8,null,1,null,1]
["Premium T8 - Lamp Replacement",12.435620161766087,20.021326787613646,1.3876400565075591,null,0,1.4902017883045631,8,null,1,null,1]
["Premium T8 - Lamp Replacement",7.5331850824462672,12.043472579712144,1.1226441222553871,null,0,1.9080361474257632,8,null,1,null,1]
["Premium T8 - Lamp Replacement",8.5206890655933183,13.870369986812371,1.1168522543156212,null,0,1.9542257359529183,8,null,1,null,1]
["Premium T8 - Lamp Replacement",10.126173859651216,16.516257223287809,1.1294046683349344,null,0,1.427997107612883,8,null,1,null,1]
["Premium T8 - Lamp Replacement",7.4499073542841536,11.857946796479977,1.1259331175571832,null,0,1.9350172918406363,8,null,1,null,1]
["Premium T8 - Lamp Replacement",7.6101869526580348,12.270068422538964,1.1154735083017162,null,0,2.1853331584054954,8,null,1,null,1]
["Premium T8 - Lamp Replacement",11.322475138751967,18.828483145644391,1.1178373541165152,null,0,1.4719428998329154,8,null,1,null,1]
["Premium T8 - Lamp Replacement",5.4774496029772815,8.3329569150686815,1.1319564880513904,null,0,2.6459063683722546,8,null,1,null,1]
["Premium T8 - Lamp Replacement",8.6787278728446182,14.160886410079353,1.1157938725120715,null,0,1.6460803478968586,8,null,1,null,1]
["Premium T8 - Lamp Replacement",6.5723016023204393,10.337442007816316,1.1235033920423825,null,0,2.1886687240464462,8,null,1,null,1]
["Premium T8 - Lamp Replacement",8.0228712494252807,12.530563646476443,1.3814470525313514,null,0,2.2995355181596273,8,null,1,null,1]
["Premium T8 - Lamp Replacement",12.52671050039247,21.085835478120746,1.1118062091128704,null,0,1.3232617988396917,8,null,1,null,1]
["Premium T8 - Lamp Replacement",11.443703262558273,19.016822127721447,1.1189665488988743,null,0,1.2519115454171816,8,null,1,null,1]
["Premium T8 - Lamp Replacement",12.435620161766087,20.021326787613646,1.3876400565075591,null,0,1.4902017883045631,8,null,1,null,1]
["Premium T8 - Lamp Replacement",7.5331850824462672,12.043472579712144,1.1226441222553871,null,0,1.9080361474257632,8,null,1,null,1]
["Premium T8 - Lamp Replacement",8.5206890655933183,13.870369986812371,1.1168522543156212,null,0,1.9542257359529183,8,null,1,null,1]
["Premium T8 - Lamp Replacement",10.126173859651216,16.516257223287809,1.1294046683349344,null,0,1.427997107612883,8,null,1,null,1]
["Premium T8 - Lamp Replacement",7.4499073542841536,11.857946796479977,1.1259331175571832,null,0,1.9350172918406363,8,null,1,null,1]
["Premium T8 - Lamp Replacement",7.6101869526580348,12.270068422538964,1.1154735083017162,null,0,2.1853331584054954,8,null,1,null,1]
["Premium T8 - Lamp Replacement",11.322475138751967,18.828483145644391,1.1178373541165152,null,0,1.4719428998329154,8,null,1,null,1]
["Premium T8 - Lamp Replacement",5.4774496029772815,8.3329569150686815,1.1319564880513904,null,0,2.6459063683722546,8,null,1,null,1]
["Premium T8 - Lamp Replacement",8.6787278728446182,14.160886410079353,1.1157938725120715,null,0,1.6460803478968586,8,null,{"$f":"IF(B971<1.01,0,1)","v":1},null,{"$f":"IF(D971<1.01,0,1)","v":1}]
["Efficient Battery Charger",0.97089201028317651,505.6471248481638,0.8861340642327914,null,0,9.3016628816582045,7,null,0,null,0]
["Efficient Battery Charger",0.97089201028317651,505.6471248481638,0.8861340642327914,null,0,9.3016628816582045,7,null,0,null,0]
["Efficient Battery Charger",0.97089201028317651,505.6471248481638,0.8861340642327914,null,0,9.3016628816582045,7,null,0,null,0]
["Efficient Battery Charger",0.97089201028317651,505.6471248481638,0.8861340642327914,null,0,9.3016628816582045,7,null,0,null,0]
["Efficient Battery Charger",0.97089201028317651,505.6471248481638,0.8861340642327914,null,0,9.3016628816582045,7,null,0,null,0]
["Efficient Battery Charger",0.97089201028317651,505.6471248481638,0.8861340642327914,null,0,9.3016628816582045,7,null,0,null,0]
["Efficient Battery Charger",0.97089201028317651,505.6471248481638,0.8861340642327914,null,0,9.3016628816582045,7,null,0,null,0]
["Efficient Battery Charger",0.97089201028317651,505.6471248481638,0.8861340642327914,null,0,9.3016628816582045,7,null,0,null,0]
["Efficient Battery Charger",0.97089201028317651,505.6471248481638,0.8861340642327914,null,0,9.3016628816582045,7,null,0,null,0]
["Efficient Battery Charger",0.97089201028317651,505.6471248481638,0.8861340642327914,null,0,9.3016628816582045,7,null,0,null,0]
["Efficient Battery Charger",0.97089201028317651,505.6471248481638,0.8861340642327914,null,0,9.3016628816582045,7,null,0,null,0]
["Efficient Battery Charger",0.97089201028317651,505.6471248481638,0.8861340642327914,null,0,9.3016628816582045,7,null,0,null,0]
["Efficient Battery Charger",0.97089201028317651,505.6471248481638,0.8861340642327914,null,0,9.3016628816582045,7,null,0,null,0]
["Efficient Battery Charger",0.97089201028317651,505.6471248481638,0.8861340642327914,null,0,9.3016628816582045,7,null,0,null,0]
["Efficient Battery Charger",0.97089201028317651,505.6471248481638,0.8861340642327914,null,0,9.3016628816582045,7,null,0,null,0]
["Efficient Battery Charger",0.97089201028317651,505.6471248481638,0.8861340642327914,null,0,9.3016628816582045,7,null,0,null,0]
["Efficient Battery Charger",0.97089201028317651,505.6471248481638,0.8861340642327914,null,0,9.3016628816582045,7,null,0,null,0]
["Efficient Battery Charger",0.97089201028317651,505.6471248481638,0.8861340642327914,null,0,9.3016628816582045,7,null,0,null,0]
["Efficient Battery Charger",0.97089201028317651,505.6471248481638,0.8861340642327914,null,0,9.3016628816582045,7,null,0,null,0]
["Efficient Battery Charger",0.97089201028317651,505.6471248481638,0.8861340642327914,null,0,9.3016628816582045,7,null,0,null,0]
["Efficient Battery Charger",0.97089201028317651,505.6471248481638,0.8861340642327914,null,0,9.3016628816582045,7,null,0,null,0]
["Efficient Battery Charger",0.97089201028317651,505.6471248481638,0.8861340642327914,null,0,9.3016628816582045,7,null,0,null,0]
["Efficient Battery Charger",0.97089201028317651,505.6471248481638,0.8861340642327914,null,0,9.3016628816582045,7,null,0,null,0]
["Efficient Battery Charger",0.97089201028317651,505.6471248481638,0.8861340642327914,null,0,9.3016628816582045,7,null,0,null,0]
["Efficient Battery Charger",0.97089201028317651,505.6471248481638,0.8861340642327914,null,0,9.3016628816582045,7,null,0,null,0]
["Efficient Battery Charger",0.97089201028317651,505.6471248481638,0.8861340642327914,null,0,9.3016628816582045,7,null,0,null,0]
["ENERGY STAR Commercial Clothes Washer",0.29261012752693144,-941.77036882087361,1.7894499573213545,null,0,0,7,null,0,null,1]
["ENERGY STAR Commercial Clothes Washer",0.3795406570238502,-740.68923282014214,1.3042965454255944,null,0,39.639559761637358,7,null,0,null,1]
["ENERGY STAR Commercial Clothes Washer",0.3605897097178874,-791.32795789711372,1.3928255750839951,null,0,55.299677083413819,7,null,0,null,1]
["ENERGY STAR Commercial Clothes Washer",0.3605897097178874,-791.32795789711372,1.3928255750839951,null,0,55.299677083413819,7,null,0,null,1]
["ENERGY STAR Commercial Clothes Washer",0.3795406570238502,-740.68923282014214,1.3042965454255944,null,0,39.639559761637358,7,null,0,null,1]
["ENERGY STAR Commercial Clothes Washer",0.29261012752693144,-941.77036882087361,1.7894499573213545,null,0,0,7,null,0,null,1]
["ENERGY STAR Commercial Clothes Washer",0.3795406570238502,-740.68923282014214,1.3042965454255944,null,0,39.639559761637358,7,null,0,null,1]
["ENERGY STAR Commercial Clothes Washer",0.29261012752693144,-941.77036882087361,1.7894499573213545,null,0,0,7,null,0,null,1]
["ENERGY STAR Commercial Clothes Washer",0.3605897097178874,-791.32795789711372,1.3928255750839951,null,0,55.299677083413819,7,null,0,null,1]
["ENERGY STAR Commercial Clothes Washer",0.29261012752693144,-941.77036882087361,1.7894499573213545,null,0,0,7,null,0,null,1]
["ENERGY STAR Commercial Clothes Washer",0.3605897097178874,-791.32795789711372,1.3928255750839951,null,0,55.299677083413819,7,null,0,null,1]
["ENERGY STAR Commercial Clothes Washer",0.3795406570238502,-740.68923282014214,1.3042965454255944,null,0,39.639559761637358,7,null,0,null,1]
["ENERGY STAR Commercial Clothes Washer",0.29261012752693144,-941.77036882087361,1.7894499573213545,null,0,0,7,null,0,null,1]
["ENERGY STAR Commercial Clothes Washer",0.29261012752693144,-941.77036882087361,1.7894499573213545,null,0,0,7,null,0,null,1]
["ENERGY STAR Commercial Clothes Washer",0.3795406570238502,-740.68923282014214,1.3042965454255944,null,0,39.639559761637358,7,null,0,null,1]
["ENERGY STAR Commercial Clothes Washer",0.3605897097178874,-791.32795789711372,1.3928255750839951,null,0,55.299677083413819,7,null,0,null,1]
["ENERGY STAR Commercial Clothes Washer",0.3605897097178874,-791.32795789711372,1.3928255750839951,null,0,55.299677083413819,7,null,0,null,1]
["ENERGY STAR Commercial Clothes Washer",0.3795406570238502,-740.68923282014214,1.3042965454255944,null,0,39.639559761637358,7,null,0,null,1]
["ENERGY STAR Commercial Clothes Washer",0.29261012752693144,-941.77036882087361,1.7894499573213545,null,0,0,7,null,0,null,1]
["ENERGY STAR Commercial Clothes Washer",0.3795406570238502,-740.68923282014214,1.3042965454255944,null,0,39.639559761637358,7,null,0,null,1]
["ENERGY STAR Commercial Clothes Washer",0.29261012752693144,-941.77036882087361,1.7894499573213545,null,0,0,7,null,0,null,1]
["ENERGY STAR Commercial Clothes Washer",0.3605897097178874,-791.32795789711372,1.3928255750839951,null,0,55.299677083413819,7,null,0,null,1]
["ENERGY STAR Commercial Clothes Washer",0.29261012752693144,-941.77036882087361,1.7894499573213545,null,0,0,7,null,0,null,1]
["ENERGY STAR Commercial Clothes Washer",0.3605897097178874,-791.32795789711372,1.3928255750839951,null,0,55.299677083413819,7,null,0,null,1]
["ENERGY STAR Commercial Clothes Washer",0.3795406570238502,-740.68923282014214,1.3042965454255944,null,0,39.639559761637358,7,null,0,null,1]
["ENERGY STAR Commercial Clothes Washer",0.29261012752693144,-941.77036882087361,1.7894499573213545,null,0,0,7,null,0,null,1]
["ENERGY STAR Water Cooler",2.2235042399296847,459.89837153361822,1.3261176442480052,null,0,7.373032912655586,10,null,1,null,1]
["ENERGY STAR Water Cooler",2.2235042399296847,459.89837153361822,1.3261176442480052,null,0,7.373032912655586,10,null,1,null,1]
["ENERGY STAR Water Cooler",2.2235042399296847,459.89837153361822,1.3261176442480052,null,0,7.373032912655586,10,null,1,null,1]
["ENERGY STAR Water Cooler",2.2235042399296847,459.89837153361822,1.3261176442480052,null,0,7.373032912655586,10,null,1,null,1]
["ENERGY STAR Water Cooler",2.2235042399296847,459.89837153361822,1.3261176442480052,null,0,7.373032912655586,10,null,1,null,1]
["ENERGY STAR Water Cooler",2.2235042399296847,459.89837153361822,1.3261176442480052,null,0,7.373032912655586,10,null,1,null,1]
["ENERGY STAR Water Cooler",2.2235042399296847,459.89837153361822,1.3261176442480052,null,0,7.373032912655586,10,null,1,null,1]
["ENERGY STAR Water Cooler",2.2235042399296847,459.89837153361822,1.3261176442480052,null,0,7.373032912655586,10,null,1,null,1]
["ENERGY STAR Water Cooler",2.2235042399296847,459.89837153361822,1.3261176442480052,null,0,7.373032912655586,10,null,1,null,1]
["ENERGY STAR Water Cooler",2.2235042399296847,459.89837153361822,1.3261176442480052,null,0,7.373032912655586,10,null,1,null,1]
["ENERGY STAR Water Cooler",2.2235042399296847,459.89837153361822,1.3261176442480052,null,0,7.373032912655586,10,null,1,null,1]
["ENERGY STAR Water Cooler",2.2235042399296847,459.89837153361822,1.3261176442480052,null,0,7.373032912655586,10,null,{"$f":"IF(B1035<1.01,0,1)","v":1},null,{"$f":"IF(D1035<1.01,0,1)","v":1}]
["ENERGY STAR Water Cooler",2.2235042399296847,459.89837153361822,1.3261176442480052,null,0,7.373032912655586,10,null,1,null,1]
["ENERGY STAR Water Cooler",2.2235042399296847,459.89837153361822,1.3261176442480052,null,0,7.373032912655586,10,null,1,null,1]
["ENERGY STAR Water Cooler",2.2235042399296847,459.89837153361822,1.3261176442480052,null,0,7.373032912655586,10,null,1,null,1]
["ENERGY STAR Water Cooler",2.2235042399296847,459.89837153361822,1.3261176442480052,null,0,7.373032912655586,10,null,1,null,1]
["ENERGY STAR Water Cooler",2.2235042399296847,459.89837153361822,1.3261176442480052,null,0,7.373032912655586,10,null,1,null,1]
["ENERGY STAR Water Cooler",2.2235042399296847,459.89837153361822,1.3261176442480052,null,0,7.373032912655586,10,null,1,null,1]
["ENERGY STAR Water Cooler",2.2235042399296847,459.89837153361822,1.3261176442480052,null,0,7.373032912655586,10,null,1,null,1]
["ENERGY STAR Water Cooler",2.2235042399296847,459.89837153361822,1.3261176442480052,null,0,7.373032912655586,10,null,1,null,1]
["ENERGY STAR Water Cooler",2.2235042399296847,459.89837153361822,1.3261176442480052,null,0,7.373032912655586,10,null,1,null,1]
["ENERGY STAR Water Cooler",2.2235042399296847,459.89837153361822,1.3261176442480052,null,0,7.373032912655586,10,null,1,null,1]
["ENERGY STAR Water Cooler",2.2235042399296847,459.89837153361822,1.3261176442480052,null,0,7.373032912655586,10,null,1,null,1]
["ENERGY STAR Water Cooler",2.2235042399296847,459.89837153361822,1.3261176442480052,null,0,7.373032912655586,10,null,1,null,1]
["ENERGY STAR Water Cooler",2.2235042399296847,459.89837153361822,1.3261176442480052,null,0,7.373032912655586,10,null,1,null,1]
["ENERGY STAR Water Cooler",2.2235042399296847,459.89837153361822,1.3261176442480052,null,0,7.373032912655586,10,null,1,null,1]
["Heat Pump Pool Heater",3.9089190315612727,10868.117622440381,1.8042499328386206,null,0,52.290978197490176,15,null,1,null,1]
["Heat Pump Pool Heater",3.9089190315612727,10868.117622440381,1.8042499328386206,null,0,52.290978197490176,15,null,1,null,1]
["Heat Pump Pool Heater",3.9089190315612727,10868.117622440381,1.8042499328386206,null,0,52.290978197490176,15,null,1,null,1]
["Heat Pump Pool Heater",3.9089190315612727,10868.117622440381,1.8042499328386206,null,0,52.290978197490176,15,null,1,null,1]
["Heat Pump Pool Heater",3.9089190315612727,10868.117622440381,1.8042499328386206,null,0,52.290978197490176,15,null,1,null,1]
["Heat Pump Pool Heater",3.9089190315612727,10868.117622440381,1.8042499328386206,null,0,52.290978197490176,15,null,1,null,1]
["Heat Pump Pool Heater",3.9089190315612727,10868.117622440381,1.8042499328386206,null,0,52.290978197490176,15,null,1,null,1]
["Heat Pump Pool Heater",3.9089190315612727,10868.117622440381,1.8042499328386206,null,0,52.290978197490176,15,null,1,null,1]
["Heat Pump Pool Heater",3.9089190315612727,10868.117622440381,1.8042499328386206,null,0,52.290978197490176,15,null,1,null,1]
["Heat Pump Pool Heater",3.9089190315612727,10868.117622440381,1.8042499328386206,null,0,52.290978197490176,15,null,1,null,1]
["Heat Pump Pool Heater",3.9089190315612727,10868.117622440381,1.8042499328386206,null,0,52.290978197490176,15,null,1,null,1]
["Heat Pump Pool Heater",3.9089190315612727,10868.117622440381,1.8042499328386206,null,0,52.290978197490176,15,null,1,null,1]
["Heat Pump Pool Heater",3.9089190315612727,10868.117622440381,1.8042499328386206,null,0,52.290978197490176,15,null,1,null,1]
["Heat Pump Pool Heater",3.9089190315612727,10868.117622440381,1.8042499328386206,null,0,52.290978197490176,15,null,1,null,1]
["Heat Pump Pool Heater",3.9089190315612727,10868.117622440381,1.8042499328386206,null,0,52.290978197490176,15,null,1,null,1]
["Heat Pump Pool Heater",3.9089190315612727,10868.117622440381,1.8042499328386206,null,0,52.290978197490176,15,null,1,null,1]
["Heat Pump Pool Heater",3.9089190315612727,10868.117622440381,1.8042499328386206,null,0,52.290978197490176,15,null,1,null,1]
["Heat Pump Pool Heater",3.9089190315612727,10868.117622440381,1.8042499328386206,null,0,52.290978197490176,15,null,1,null,1]
["Heat Pump Pool Heater",3.9089190315612727,10868.117622440381,1.8042499328386206,null,0,52.290978197490176,15,null,1,null,1]
["Heat Pump Pool Heater",3.9089190315612727,10868.117622440381,1.8042499328386206,null,0,52.290978197490176,15,null,1,null,1]
["Heat Pump Pool Heater",3.9089190315612727,10868.117622440381,1.8042499328386206,null,0,52.290978197490176,15,null,1,null,1]
["Heat Pump Pool Heater",3.9089190315612727,10868.117622440381,1.8042499328386206,null,0,52.290978197490176,15,null,1,null,1]
["Heat Pump Pool Heater",3.9089190315612727,10868.117622440381,1.8042499328386206,null,0,52.290978197490176,15,null,1,null,1]
["Heat Pump Pool Heater",3.9089190315612727,10868.117622440381,1.8042499328386206,null,0,52.290978197490176,15,null,1,null,1]
["Heat Pump Pool Heater",3.9089190315612727,10868.117622440381,1.8042499328386206,null,0,52.290978197490176,15,null,1,null,1]
["Heat Pump Pool Heater",3.9089190315612727,10868.117622440381,1.8042499328386206,null,0,52.290978197490176,15,null,1,null,1]
["Solar Pool Heater",1.0974863440507816,4525.9299207105278,1.8042274569210315,null,0,186.24254843329888,15,null,1,null,1]
["Solar Pool Heater",1.0974863440507816,4525.9299207105278,1.8042274569210315,null,0,186.24254843329888,15,null,1,null,1]
["Solar Pool Heater",1.0974863440507816,4525.9299207105278,1.8042274569210315,null,0,186.24254843329888,15,null,1,null,1]
["Solar Pool Heater",1.0974863440507816,4525.9299207105278,1.8042274569210315,null,0,186.24254843329888,15,null,1,null,1]
["Solar Pool Heater",1.0974863440507816,4525.9299207105278,1.8042274569210315,null,0,186.24254843329888,15,null,1,null,1]
["Solar Pool Heater",1.0974863440507816,4525.9299207105278,1.8042274569210315,null,0,186.24254843329888,15,null,1,null,1]
["Solar Pool Heater",1.0974863440507816,4525.9299207105278,1.8042274569210315,null,0,186.24254843329888,15,null,1,null,1]
["Solar Pool Heater",1.0974863440507816,4525.9299207105278,1.8042274569210315,null,0,186.24254843329888,15,null,1,null,1]
["Solar Pool Heater",1.0974863440507816,4525.9299207105278,1.8042274569210315,null,0,186.24254843329888,15,null,1,null,1]
["Solar Pool Heater",1.0974863440507816,4525.9299207105278,1.8042274569210315,null,0,186.24254843329888,15,null,1,null,1]
["Solar Pool Heater",1.0974863440507816,4525.9299207105278,1.8042274569210315,null,0,186.24254843329888,15,null,1,null,1]
["Solar Pool Heater",1.0974863440507816,4525.9299207105278,1.8042274569210315,null,0,186.24254843329888,15,null,1,null,1]
["Solar Pool Heater",1.0974863440507816,4525.9299207105278,1.8042274569210315,null,0,186.24254843329888,15,null,1,null,1]
["Solar Pool Heater",1.0974863440507816,4525.9299207105278,1.8042274569210315,null,0,186.24254843329888,15,null,1,null,1]
["Solar Pool Heater",1.0974863440507816,4525.9299207105278,1.8042274569210315,null,0,186.24254843329888,15,null,1,null,1]
["Solar Pool Heater",1.0974863440507816,4525.9299207105278,1.8042274569210315,null,0,186.24254843329888,15,null,1,null,1]
["Solar Pool Heater",1.0974863440507816,4525.9299207105278,1.8042274569210315,null,0,186.24254843329888,15,null,1,null,1]
["Solar Pool Heater",1.0974863440507816,4525.9299207105278,1.8042274569210315,null,0,186.24254843329888,15,null,1,null,1]
["Solar Pool Heater",1.0974863440507816,4525.9299207105278,1.8042274569210315,null,0,186.24254843329888,15,null,1,null,1]
["Solar Pool Heater",1.0974863440507816,4525.9299207105278,1.8042274569210315,null,0,186.24254843329888,15,null,1,null,1]
["Solar Pool Heater",1.0974863440507816,4525.9299207105278,1.8042274569210315,null,0,186.24254843329888,15,null,1,null,1]
["Solar Pool Heater",1.0974863440507816,4525.9299207105278,1.8042274569210315,null,0,186.24254843329888,15,null,1,null,1]
["Solar Pool Heater",1.0974863440507816,4525.9299207105278,1.8042274569210315,null,0,186.24254843329888,15,null,1,null,1]
["Solar Pool Heater",1.0974863440507816,4525.9299207105278,1.8042274569210315,null,0,186.24254843329888,15,null,{"$f":"IF(B1099<1.01,0,1)","v":1},null,{"$f":"IF(D1099<1.01,0,1)","v":1}]
["Solar Pool Heater",1.0974863440507816,4525.9299207105278,1.8042274569210315,null,0,186.24254843329888,15,null,1,null,1]
["Solar Pool Heater",1.0974863440507816,4525.9299207105278,1.8042274569210315,null,0,186.24254843329888,15,null,1,null,1]
["Solar Powered Pool Pump",0.66000509202936064,-678.90179527327746,1.1844488846057202,null,0,30.096243300904838,10,null,0,null,1]
["Solar Powered Pool Pump",0.66000509202936064,-678.90179527327746,1.1844488846057202,null,0,30.096243300904838,10,null,0,null,1]
["Solar Powered Pool Pump",0.66000509202936064,-678.90179527327746,1.1844488846057202,null,0,30.096243300904838,10,null,0,null,1]
["Solar Powered Pool Pump",0.66000509202936064,-678.90179527327746,1.1844488846057202,null,0,30.096243300904838,10,null,0,null,1]
["Solar Powered Pool Pump",0.66000509202936064,-678.90179527327746,1.1844488846057202,null,0,30.096243300904838,10,null,0,null,1]
["Solar Powered Pool Pump",0.66000509202936064,-678.90179527327746,1.1844488846057202,null,0,30.096243300904838,10,null,0,null,1]
["Solar Powered Pool Pump",0.66000509202936064,-678.90179527327746,1.1844488846057202,null,0,30.096243300904838,10,null,0,null,1]
["Solar Powered Pool Pump",0.66000509202936064,-678.90179527327746,1.1844488846057202,null,0,30.096243300904838,10,null,0,null,1]
["Solar Powered Pool Pump",0.66000509202936064,-678.90179527327746,1.1844488846057202,null,0,30.096243300904838,10,null,0,null,1]
["Solar Powered Pool Pump",0.66000509202936064,-678.90179527327746,1.1844488846057202,null,0,30.096243300904838,10,null,0,null,1]
["Solar Powered Pool Pump",0.66000509202936064,-678.90179527327746,1.1844488846057202,null,0,30.096243300904838,10,null,0,null,1]
["Solar Powered Pool Pump",0.66000509202936064,-678.90179527327746,1.1844488846057202,null,0,30.096243300904838,10,null,0,null,1]
["Solar Powered Pool Pump",0.66000509202936064,-678.90179527327746,1.1844488846057202,null,0,30.096243300904838,10,null,0,null,1]
["Solar Powered Pool Pump",0.66000509202936064,-678.90179527327746,1.1844488846057202,null,0,30.096243300904838,10,null,0,null,1]
["Solar Powered Pool Pump",0.66000509202936064,-678.90179527327746,1.1844488846057202,null,0,30.096243300904838,10,null,0,null,1]
["Solar Powered Pool Pump",0.66000509202936064,-678.90179527327746,1.1844488846057202,null,0,30.096243300904838,10,null,0,null,1]
["Solar Powered Pool Pump",0.66000509202936064,-678.90179527327746,1.1844488846057202,null,0,30.096243300904838,10,null,0,null,1]
["Solar Powered Pool Pump",0.66000509202936064,-678.90179527327746,1.1844488846057202,null,0,30.096243300904838,10,null,0,null,1]
["Solar Powered Pool Pump",0.66000509202936064,-678.90179527327746,1.1844488846057202,null,0,30.096243300904838,10,null,0,null,1]
["Solar Powered Pool Pump",0.66000509202936064,-678.90179527327746,1.1844488846057202,null,0,30.096243300904838,10,null,0,null,1]
["Solar Powered Pool Pump",0.66000509202936064,-678.90179527327746,1.1844488846057202,null,0,30.096243300904838,10]
["Solar Powered Pool Pump",0.66000509202936064,-678.90179527327746,1.1844488846057202,null,0,30.096243300904838,10,null,{"$f":"SUM(J10:J1122)","v":{"$error":"#DIV/0!"}},null,{"$f":"SUM(L10:L1122)","v":1074}]
["Solar Powered Pool Pump",0.66000509202936064,-678.90179527327746,1.1844488846057202,null,0,30.096243300904838,10]
["Solar Powered Pool Pump",0.66000509202936064,-678.90179527327746,1.1844488846057202,null,0,30.096243300904838,10,null,{"$f":"+J1123/A1123","v":{"$error":"#DIV/0!"}},null,{"$f":"+L1123/A1123","v":{"$error":"#VALUE!"}}]
["Two Speed Pool Pump",3.1678990073791522,3394.5338004200653,1.1844857866940499,null,0,6.270494307369531,10]
["Two Speed Pool Pump",3.1678990073791522,3394.5338004200653,1.1844857866940499,null,0,6.270494307369531,10]
["Two Speed Pool Pump",3.1678990073791522,3394.5338004200653,1.1844857866940499,null,0,6.270494307369531,10]
["Two Speed Pool Pump",3.1678990073791522,3394.5338004200653,1.1844857866940499,null,0,6.270494307369531,10]
["Two Speed Pool Pump",3.1678990073791522,3394.5338004200653,1.1844857866940499,null,0,6.270494307369531,10]
["Two Speed Pool Pump",3.1678990073791522,3394.5338004200653,1.1844857866940499,null,0,6.270494307369531,10]
["Two Speed Pool Pump",3.1678990073791522,3394.5338004200653,1.1844857866940499,null,0,6.270494307369531,10]
["Two Speed Pool Pump",3.1678990073791522,3394.5338004200653,1.1844857866940499,null,0,6.270494307369531,10]
["Two Speed Pool Pump",3.1678990073791522,3394.5338004200653,1.1844857866940499,null,0,6.270494307369531,10]
["Two Speed Pool Pump",3.1678990073791522,3394.5338004200653,1.1844857866940499,null,0,6.270494307369531,10]
["Two Speed Pool Pump",3.1678990073791522,3394.5338004200653,1.1844857866940499,null,0,6.270494307369531,10]
["Two Speed Pool Pump",3.1678990073791522,3394.5338004200653,1.1844857866940499,null,0,6.270494307369531,10]
["Two Speed Pool Pump",3.1678990073791522,3394.5338004200653,1.1844857866940499,null,0,6.270494307369531,10]
["Two Speed Pool Pump",3.1678990073791522,3394.5338004200653,1.1844857866940499,null,0,6.270494307369531,10]
["Two Speed Pool Pump",3.1678990073791522,3394.5338004200653,1.1844857866940499,null,0,6.270494307369531,10]
["Two Speed Pool Pump",3.1678990073791522,3394.5338004200653,1.1844857866940499,null,0,6.270494307369531,10]
["Two Speed Pool Pump",3.1678990073791522,3394.5338004200653,1.1844857866940499,null,0,6.270494307369531,10]
["Two Speed Pool Pump",3.1678990073791522,3394.5338004200653,1.1844857866940499,null,0,6.270494307369531,10]
["Two Speed Pool Pump",3.1678990073791522,3394.5338004200653,1.1844857866940499,null,0,6.270494307369531,10]
["Two Speed Pool Pump",3.1678990073791522,3394.5338004200653,1.1844857866940499,null,0,6.270494307369531,10]
["Two Speed Pool Pump",3.1678990073791522,3394.5338004200653,1.1844857866940499,null,0,6.270494307369531,10]
["Two Speed Pool Pump",3.1678990073791522,3394.5338004200653,1.1844857866940499,null,0,6.270494307369531,10]
["Two Speed Pool Pump",3.1678990073791522,3394.5338004200653,1.1844857866940499,null,0,6.270494307369531,10]
["Two Speed Pool Pump",3.1678990073791522,3394.5338004200653,1.1844857866940499,null,0,6.270494307369531,10]
["Two Speed Pool Pump",3.1678990073791522,3394.5338004200653,1.1844857866940499,null,0,6.270494307369531,10]
["Two Speed Pool Pump",3.1678990073791522,3394.5338004200653,1.1844857866940499,null,0,6.270494307369531,10]
["Variable Speed Pool Pump",1.0918602692709634,1496.9495940304614,1.1843938238073815,null,0,18.191659681473418,10]
["Variable Speed Pool Pump",1.0918602692709634,1496.9495940304614,1.1843938238073815,null,0,18.191659681473418,10]
["Variable Speed Pool Pump",1.0918602692709634,1496.9495940304614,1.1843938238073815,null,0,18.191659681473418,10]
["Variable Speed Pool Pump",1.0918602692709634,1496.9495940304614,1.1843938238073815,null,0,18.191659681473418,10]
["Variable Speed Pool Pump",1.0918602692709634,1496.9495940304614,1.1843938238073815,null,0,18.191659681473418,10]
["Variable Speed Pool Pump",1.0918602692709634,1496.9495940304614,1.1843938238073815,null,0,18.191659681473418,10]
["Variable Speed Pool Pump",1.0918602692709634,1496.9495940304614,1.1843938238073815,null,0,18.191659681473418,10]
["Variable Speed Pool Pump",1.0918602692709634,1496.9495940304614,1.1843938238073815,null,0,18.191659681473418,10]
["Variable Speed Pool Pump",1.0918602692709634,1496.9495940304614,1.1843938238073815,null,0,18.191659681473418,10]
["Variable Speed Pool Pump",1.0918602692709634,1496.9495940304614,1.1843938238073815,null,0,18.191659681473418,10]
["Variable Speed Pool Pump",1.0918602692709634,1496.9495940304614,1.1843938238073815,null,0,18.191659681473418,10]
["Variable Speed Pool Pump",1.0918602692709634,1496.9495940304614,1.1843938238073815,null,0,18.191659681473418,10]
["Variable Speed Pool Pump",1.0918602692709634,1496.9495940304614,1.1843938238073815,null,0,18.191659681473418,10]
["Variable Speed Pool Pump",1.0918602692709634,1496.9495940304614,1.1843938238073815,null,0,18.191659681473418,10]
["Variable Speed Pool Pump",1.0918602692709634,1496.9495940304614,1.1843938238073815,null,0,18.191659681473418,10]
["Variable Speed Pool Pump",1.0918602692709634,1496.9495940304614,1.1843938238073815,null,0,18.191659681473418,10]
["Variable Speed Pool Pump",1.0918602692709634,1496.9495940304614,1.1843938238073815,null,0,18.191659681473418,10]
["Variable Speed Pool Pump",1.0918602692709634,1496.9495940304614,1.1843938238073815,null,0,18.191659681473418,10]
["Variable Speed Pool Pump",1.0918602692709634,1496.9495940304614,1.1843938238073815,null,0,18.191659681473418,10]
["Variable Speed Pool Pump",1.0918602692709634,1496.9495940304614,1.1843938238073815,null,0,18.191659681473418,10]
["Variable Speed Pool Pump",1.0918602692709634,1496.9495940304614,1.1843938238073815,null,0,18.191659681473418,10]
["Variable Speed Pool Pump",1.0918602692709634,1496.9495940304614,1.1843938238073815,null,0,18.191659681473418,10]
["Variable Speed Pool Pump",1.0918602692709634,1496.9495940304614,1.1843938238073815,null,0,18.191659681473418,10]
["Variable Speed Pool Pump",1.0918602692709634,1496.9495940304614,1.1843938238073815,null,0,18.191659681473418,10]
["ENERGY STAR Imaging Equipment",0.12093972685041905,-1390.8537008836088,1.2355108641988894,null,0,96.87357221146668,6]
["ENERGY STAR Imaging Equipment",0.12093972685041905,-1390.8537008836088,1.2355108641988894,null,0,96.87357221146668,6]
["ENERGY STAR Imaging Equipment",0.12093972685041905,-1390.8537008836088,1.2355108641988894,null,0,96.87357221146668,6]
["ENERGY STAR Imaging Equipment",0.12093972685041905,-1390.8537008836088,1.2355108641988894,null,0,96.87357221146668,6]
["ENERGY STAR Imaging Equipment",0.12093972685041905,-1390.8537008836088,1.2355108641988894,null,0,96.87357221146668,6]
["ENERGY STAR Imaging Equipment",0.12093972685041905,-1390.8537008836088,1.2355108641988894,null,0,96.87357221146668,6]
["ENERGY STAR Imaging Equipment",0.12093972685041905,-1390.8537008836088,1.2355108641988894,null,0,96.87357221146668,6]
["ENERGY STAR Imaging Equipment",0.12093972685041905,-1390.8537008836088,1.2355108641988894,null,0,96.87357221146668,6]
["ENERGY STAR Imaging Equipment",0.12093972685041905,-1390.8537008836088,1.2355108641988894,null,0,96.87357221146668,6]
["ENERGY STAR Imaging Equipment",0.12093972685041905,-1390.8537008836088,1.2355108641988894,null,0,96.87357221146668,6]
["ENERGY STAR Imaging Equipment",0.12093972685041905,-1390.8537008836088,1.2355108641988894,null,0,96.87357221146668,6]
["ENERGY STAR Imaging Equipment",0.12093972685041905,-1390.8537008836088,1.2355108641988894,null,0,96.87357221146668,6]
["ENERGY STAR Imaging Equipment",0.12093972685041905,-1390.8537008836088,1.2355108641988894,null,0,96.87357221146668,6]
["ENERGY STAR Imaging Equipment",0.12093972685041905,-1390.8537008836088,1.2355108641988894,null,0,96.87357221146668,6]
["ENERGY STAR Imaging Equipment",0.12093972685041905,-1390.8537008836088,1.2355108641988894,null,0,96.87357221146668,6]
["ENERGY STAR Imaging Equipment",0.12093972685041905,-1390.8537008836088,1.2355108641988894,null,0,96.87357221146668,6]
["ENERGY STAR Imaging Equipment",0.12093972685041905,-1390.8537008836088,1.2355108641988894,null,0,96.87357221146668,6]
["ENERGY STAR Imaging Equipment",0.12093972685041905,-1390.8537008836088,1.2355108641988894,null,0,96.87357221146668,6]
["ENERGY STAR Imaging Equipment",0.12093972685041905,-1390.8537008836088,1.2355108641988894,null,0,96.87357221146668,6]
["ENERGY STAR Imaging Equipment",0.12093972685041905,-1390.8537008836088,1.2355108641988894,null,0,96.87357221146668,6]
["ENERGY STAR Imaging Equipment",0.12093972685041905,-1390.8537008836088,1.2355108641988894,null,0,96.87357221146668,6]
["ENERGY STAR Imaging Equipment",0.12093972685041905,-1390.8537008836088,1.2355108641988894,null,0,96.87357221146668,6]
["ENERGY STAR Imaging Equipment",0.12093972685041905,-1390.8537008836088,1.2355108641988894,null,0,96.87357221146668,6]
["ENERGY STAR Imaging Equipment",0.12093972685041905,-1390.8537008836088,1.2355108641988894,null,0,96.87357221146668,6]
["ENERGY STAR Imaging Equipment",0.12093972685041905,-1390.8537008836088,1.2355108641988894,null,0,96.87357221146668,6]
["ENERGY STAR Imaging Equipment",0.12093972685041905,-1390.8537008836088,1.2355108641988894,null,0,96.87357221146668,6]
["Energy Star PCs",0.55936964723490723,-7.2840239529937598,1.1017145075041674,null,0,16.098125328554584,4]
["Energy Star PCs",0.61992120253261518,-2.3578692108342949,1.0443317329155375,null,0,6.9689949520454446,4]
["Energy Star PCs",0.56504487133412384,-7.2840239529937598,1.1128922264854382,null,0,12.605657309897271,4]
["Energy Star PCs",0.56504487133412384,-7.2840239529937598,1.1128922264854382,null,0,12.605657309897271,4]
["Energy Star PCs",0.61992120253261518,-2.3578692108342949,1.0443317329155375,null,0,6.9689949520454446,4]
["Energy Star PCs",0.55936964723490723,-7.2840239529937598,1.1017145075041674,null,0,16.098125328554584,4]
["Energy Star PCs",0.56504487133412384,-7.2840239529937598,1.1128922264854382,null,0,12.605657309897271,4]
["Energy Star PCs",0.55936964723490723,-7.2840239529937598,1.1017145075041674,null,0,16.098125328554584,4]
["Energy Star PCs",0.56504487133412384,-7.2840239529937598,1.1128922264854382,null,0,12.605657309897271,4]
["Energy Star PCs",0.55936964723490723,-7.2840239529937598,1.1017145075041674,null,0,16.098125328554584,4]
["Energy Star PCs",0.56504487133412384,-7.2840239529937598,1.1128922264854382,null,0,12.605657309897271,4]
["Energy Star PCs",0.56504487133412384,-7.2840239529937598,1.1128922264854382,null,0,12.605657309897271,4]
["Energy Star PCs",0.55936964723490723,-7.2840239529937598,1.1017145075041674,null,0,16.098125328554584,4]
["Energy Star PCs",0.55936964723490723,-7.2840239529937598,1.1017145075041674,null,0,16.098125328554584,4]
["Energy Star PCs",0.61992120253261518,-2.3578692108342949,1.0443317329155375,null,0,6.9689949520454446,4]
["Energy Star PCs",0.56504487133412384,-7.2840239529937598,1.1128922264854382,null,0,12.605657309897271,4]
["Energy Star PCs",0.56504487133412384,-7.2840239529937598,1.1128922264854382,null,0,12.605657309897271,4]
["Energy Star PCs",0.61992120253261518,-2.3578692108342949,1.0443317329155375,null,0,6.9689949520454446,4]
["Energy Star PCs",0.55936964723490723,-7.2840239529937598,1.1017145075041674,null,0,16.098125328554584,4]
["Energy Star PCs",0.56504487133412384,-7.2840239529937598,1.1128922264854382,null,0,12.605657309897271,4]
["Energy Star PCs",0.55936964723490723,-7.2840239529937598,1.1017145075041674,null,0,16.098125328554584,4]
["Energy Star PCs",0.56504487133412384,-7.2840239529937598,1.1128922264854382,null,0,12.605657309897271,4]
["Energy Star PCs",0.55936964723490723,-7.2840239529937598,1.1017145075041674,null,0,16.098125328554584,4]
["Energy Star PCs",0.56504487133412384,-7.2840239529937598,1.1128922264854382,null,0,12.605657309897271,4]
["Energy Star PCs",0.56504487133412384,-7.2840239529937598,1.1128922264854382,null,0,12.605657309897271,4]
["Energy Star PCs",0.55936964723490723,-7.2840239529937598,1.1017145075041674,null,0,16.098125328554584,4]
["Energy Star Servers",1.5132451164888618,265.97483729662173,1.1091610656332727,null,0,3.9138317415744299,4]
["Energy Star Servers",1.5132451164888618,265.97483729662173,1.1091610656332727,null,0,3.9138317415744299,4]
["Energy Star Servers",1.5132451164888618,265.97483729662173,1.1091610656332727,null,0,3.9138317415744299,4]
["Energy Star Servers",1.5132451164888618,265.97483729662173,1.1091610656332727,null,0,3.9138317415744299,4]
["Energy Star Servers",1.5132451164888618,265.97483729662173,1.1091610656332727,null,0,3.9138317415744299,4]
["Energy Star Servers",1.5132451164888618,265.97483729662173,1.1091610656332727,null,0,3.9138317415744299,4]
["Energy Star Servers",1.5132451164888618,265.97483729662173,1.1091610656332727,null,0,3.9138317415744299,4]
["Energy Star Servers",1.5132451164888618,265.97483729662173,1.1091610656332727,null,0,3.9138317415744299,4]
["Energy Star Servers",1.5132451164888618,265.97483729662173,1.1091610656332727,null,0,3.9138317415744299,4]
["Energy Star Servers",1.5132451164888618,265.97483729662173,1.1091610656332727,null,0,3.9138317415744299,4]
["Energy Star Servers",1.5132451164888618,265.97483729662173,1.1091610656332727,null,0,3.9138317415744299,4]
["Energy Star Servers",1.5132451164888618,265.97483729662173,1.1091610656332727,null,0,3.9138317415744299,4]
["Energy Star Servers",1.5132451164888618,265.97483729662173,1.1091610656332727,null,0,3.9138317415744299,4]
["Energy Star Servers",1.5132451164888618,265.97483729662173,1.1091610656332727,null,0,3.9138317415744299,4]
["Energy Star Servers",1.5132451164888618,265.97483729662173,1.1091610656332727,null,0,3.9138317415744299,4]
["Energy Star Servers",1.5132451164888618,265.97483729662173,1.1091610656332727,null,0,3.9138317415744299,4]
["Energy Star Servers",1.5132451164888618,265.97483729662173,1.1091610656332727,null,0,3.9138317415744299,4]
["Energy Star Servers",1.5132451164888618,265.97483729662173,1.1091610656332727,null,0,3.9138317415744299,4]
["Energy Star Servers",1.5132451164888618,265.97483729662173,1.1091610656332727,null,0,3.9138317415744299,4]
["Energy Star Servers",1.5132451164888618,265.97483729662173,1.1091610656332727,null,0,3.9138317415744299,4]
["Energy Star Servers",1.5132451164888618,265.97483729662173,1.1091610656332727,null,0,3.9138317415744299,4]
["Energy Star Servers",1.5132451164888618,265.97483729662173,1.1091610656332727,null,0,3.9138317415744299,4]
["Energy Star Servers",1.5132451164888618,265.97483729662173,1.1091610656332727,null,0,3.9138317415744299,4]
["Energy Star Servers",1.5132451164888618,265.97483729662173,1.1091610656332727,null,0,3.9138317415744299,4]
["Energy Star Servers",1.5132451164888618,265.97483729662173,1.1091610656332727,null,0,3.9138317415744299,4]
["Energy Star Servers",1.5132451164888618,265.97483729662173,1.1091610656332727,null,0,3.9138317415744299,4]
["Energy Star Uninterruptable Power Supply",1.0555438975832743,1.7042777925580692,1.4373438390423334,null,0,20.917194016466659,10]
["Energy Star Uninterruptable Power Supply",1.0555438975832743,1.7042777925580692,1.4373438390423334,null,0,20.917194016466659,10]
["Energy Star Uninterruptable Power Supply",1.0555438975832743,1.7042777925580692,1.4373438390423334,null,0,20.917194016466659,10]
["Energy Star Uninterruptable Power Supply",1.0555438975832743,1.7042777925580692,1.4373438390423334,null,0,20.917194016466659,10]
["Energy Star Uninterruptable Power Supply",1.0555438975832743,1.7042777925580692,1.4373438390423334,null,0,20.917194016466659,10]
["Energy Star Uninterruptable Power Supply",1.0555438975832743,1.7042777925580692,1.4373438390423334,null,0,20.917194016466659,10]
["Energy Star Uninterruptable Power Supply",1.0555438975832743,1.7042777925580692,1.4373438390423334,null,0,20.917194016466659,10]
["Energy Star Uninterruptable Power Supply",1.0555438975832743,1.7042777925580692,1.4373438390423334,null,0,20.917194016466659,10]
["Energy Star Uninterruptable Power Supply",1.0555438975832743,1.7042777925580692,1.4373438390423334,null,0,20.917194016466659,10]
["Energy Star Uninterruptable Power Supply",1.0555438975832743,1.7042777925580692,1.4373438390423334,null,0,20.917194016466659,10]
["Energy Star Uninterruptable Power Supply",1.0555438975832743,1.7042777925580692,1.4373438390423334,null,0,20.917194016466659,10]
["Energy Star Uninterruptable Power Supply",1.0555438975832743,1.7042777925580692,1.4373438390423334,null,0,20.917194016466659,10]
["Energy Star Uninterruptable Power Supply",1.0555438975832743,1.7042777925580692,1.4373438390423334,null,0,20.917194016466659,10]
["Energy Star Uninterruptable Power Supply",1.0555438975832743,1.7042777925580692,1.4373438390423334,null,0,20.917194016466659,10]
["Energy Star Uninterruptable Power Supply",1.0555438975832743,1.7042777925580692,1.4373438390423334,null,0,20.917194016466659,10]
["Energy Star Uninterruptable Power Supply",1.0555438975832743,1.7042777925580692,1.4373438390423334,null,0,20.917194016466659,10]
["Energy Star Uninterruptable Power Supply",1.0555438975832743,1.7042777925580692,1.4373438390423334,null,0,20.917194016466659,10]
["Energy Star Uninterruptable Power Supply",1.0555438975832743,1.7042777925580692,1.4373438390423334,null,0,20.917194016466659,10]
["Energy Star Uninterruptable Power Supply",1.0555438975832743,1.7042777925580692,1.4373438390423334,null,0,20.917194016466659,10]
["Energy Star Uninterruptable Power Supply",1.0555438975832743,1.7042777925580692,1.4373438390423334,null,0,20.917194016466659,10]
["Energy Star Uninterruptable Power Supply",1.0555438975832743,1.7042777925580692,1.4373438390423334,null,0,20.917194016466659,10]
["Energy Star Uninterruptable Power Supply",1.0555438975832743,1.7042777925580692,1.4373438390423334,null,0,20.917194016466659,10]
["Energy Star Uninterruptable Power Supply",1.0555438975832743,1.7042777925580692,1.4373438390423334,null,0,20.917194016466659,10]
["Energy Star Uninterruptable Power Supply",1.0555438975832743,1.7042777925580692,1.4373438390423334,null,0,20.917194016466659,10]
["Energy Star Uninterruptable Power Supply",1.0555438975832743,1.7042777925580692,1.4373438390423334,null,0,20.917194016466659,10]
["Energy Star Uninterruptable Power Supply",1.0555438975832743,1.7042777925580692,1.4373438390423334,null,0,20.917194016466659,10]
["Server Virtualization",6.1228900420904613E-2,-45395.547851830823,0.98672209867202032,null,0,53.506652566470123,3]
["Server Virtualization",6.1228900420904613E-2,-45395.547851830823,0.98672209867202032,null,0,53.506652566470123,3]
["Server Virtualization",6.1228900420904613E-2,-45395.547851830823,0.98672209867202032,null,0,53.506652566470123,3]
["Server Virtualization",6.1228900420904613E-2,-45395.547851830823,0.98672209867202032,null,0,53.506652566470123,3]
["Server Virtualization",6.1228900420904613E-2,-45395.547851830823,0.98672209867202032,null,0,53.506652566470123,3]
["Server Virtualization",6.1228900420904613E-2,-45395.547851830823,0.98672209867202032,null,0,53.506652566470123,3]
["Server Virtualization",6.1228900420904613E-2,-45395.547851830823,0.98672209867202032,null,0,53.506652566470123,3]
["Server Virtualization",6.1228900420904613E-2,-45395.547851830823,0.98672209867202032,null,0,53.506652566470123,3]
["Server Virtualization",6.1228900420904613E-2,-45395.547851830823,0.98672209867202032,null,0,53.506652566470123,3]
["Server Virtualization",6.1228900420904613E-2,-45395.547851830823,0.98672209867202032,null,0,53.506652566470123,3]
["Server Virtualization",6.1228900420904613E-2,-45395.547851830823,0.98672209867202032,null,0,53.506652566470123,3]
["Server Virtualization",6.1228900420904613E-2,-45395.547851830823,0.98672209867202032,null,0,53.506652566470123,3]
["Server Virtualization",6.1228900420904613E-2,-45395.547851830823,0.98672209867202032,null,0,53.506652566470123,3]
["Server Virtualization",6.1228900420904613E-2,-45395.547851830823,0.98672209867202032,null,0,53.506652566470123,3]
["Server Virtualization",6.1228900420904613E-2,-45395.547851830823,0.98672209867202032,null,0,53.506652566470123,3]
["Server Virtualization",6.1228900420904613E-2,-45395.547851830823,0.98672209867202032,null,0,53.506652566470123,3]
["Server Virtualization",6.1228900420904613E-2,-45395.547851830823,0.98672209867202032,null,0,53.506652566470123,3]
["Server Virtualization",6.1228900420904613E-2,-45395.547851830823,0.98672209867202032,null,0,53.506652566470123,3]
["Server Virtualization",6.1228900420904613E-2,-45395.547851830823,0.98672209867202032,null,0,53.506652566470123,3]
["Server Virtualization",6.1228900420904613E-2,-45395.547851830823,0.98672209867202032,null,0,53.506652566470123,3]
["Server Virtualization",6.1228900420904613E-2,-45395.547851830823,0.98672209867202032,null,0,53.506652566470123,3]
["Server Virtualization",6.1228900420904613E-2,-45395.547851830823,0.98672209867202032,null,0,53.506652566470123,3]
["Server Virtualization",6.1228900420904613E-2,-45395.547851830823,0.98672209867202032,null,0,53.506652566470123,3]
["Server Virtualization",6.1228900420904613E-2,-45395.547851830823,0.98672209867202032,null,0,53.506652566470123,3]
["Server Virtualization",6.1228900420904613E-2,-45395.547851830823,0.98672209867202032,null,0,53.506652566470123,3]
["Server Virtualization",6.1228900420904613E-2,-45395.547851830823,0.98672209867202032,null,0,53.506652566470123,3]
["Energy Star Commercial Glass Door Freezer",10.322283144241323,5926.9892641114693,1.4012742411989993,null,0,2.9430542974197991,12]
["Energy Star Commercial Glass Door Freezer",10.205602370767563,5732.9754165520635,1.4665648180033146,null,0,2.583620122243703,12]
["Energy Star Commercial Glass Door Freezer",10.322283144241323,5926.9892641114693,1.4012742411989993,null,0,2.9430542974197991,12]
["Energy Star Commercial Glass Door Freezer",10.205602370767563,5732.9754165520635,1.4665648180033146,null,0,2.583620122243703,12]
["Energy Star Commercial Glass Door Freezer",10.205602370767563,5732.9754165520635,1.4665648180033146,null,0,2.583620122243703,12]
["Energy Star Commercial Glass Door Freezer",10.322283144241323,5926.9892641114693,1.4012742411989993,null,0,2.9430542974197991,12]
["Energy Star Commercial Glass Door Freezer",10.205602370767563,5732.9754165520635,1.4665648180033146,null,0,2.583620122243703,12]
["Energy Star Commercial Glass Door Freezer",10.322283144241323,5926.9892641114693,1.4012742411989993,null,0,2.9430542974197991,12]
["Energy Star Commercial Glass Door Freezer",10.322283144241323,5926.9892641114693,1.4012742411989993,null,0,2.9430542974197991,12]
["Energy Star Commercial Glass Door Freezer",10.205602370767563,5732.9754165520635,1.4665648180033146,null,0,2.583620122243703,12]
["Energy Star Commercial Glass Door Freezer",10.322283144241323,5926.9892641114693,1.4012742411989993,null,0,2.9430542974197991,12]
["Energy Star Commercial Glass Door Freezer",10.205602370767563,5732.9754165520635,1.4665648180033146,null,0,2.583620122243703,12]
["Energy Star Commercial Glass Door Freezer",10.322283144241323,5926.9892641114693,1.4012742411989993,null,0,2.9430542974197991,12]
["Energy Star Commercial Glass Door Freezer",10.322283144241323,5926.9892641114693,1.4012742411989993,null,0,2.9430542974197991,12]
["Energy Star Commercial Glass Door Freezer",10.205602370767563,5732.9754165520635,1.4665648180033146,null,0,2.583620122243703,12]
["Energy Star Commercial Glass Door Freezer",10.322283144241323,5926.9892641114693,1.4012742411989993,null,0,2.9430542974197991,12]
["Energy Star Commercial Glass Door Freezer",10.205602370767563,5732.9754165520635,1.4665648180033146,null,0,2.583620122243703,12]
["Energy Star Commercial Glass Door Freezer",10.205602370767563,5732.9754165520635,1.4665648180033146,null,0,2.583620122243703,12]
["Energy Star Commercial Glass Door Freezer",10.322283144241323,5926.9892641114693,1.4012742411989993,null,0,2.9430542974197991,12]
["Energy Star Commercial Glass Door Freezer",10.205602370767563,5732.9754165520635,1.4665648180033146,null,0,2.583620122243703,12]
["Energy Star Commercial Glass Door Freezer",10.322283144241323,5926.9892641114693,1.4012742411989993,null,0,2.9430542974197991,12]
["Energy Star Commercial Glass Door Freezer",10.322283144241323,5926.9892641114693,1.4012742411989993,null,0,2.9430542974197991,12]
["Energy Star Commercial Glass Door Freezer",10.205602370767563,5732.9754165520635,1.4665648180033146,null,0,2.583620122243703,12]
["Energy Star Commercial Glass Door Freezer",10.322283144241323,5926.9892641114693,1.4012742411989993,null,0,2.9430542974197991,12]
["Energy Star Commercial Glass Door Freezer",10.205602370767563,5732.9754165520635,1.4665648180033146,null,0,2.583620122243703,12]
["Energy Star Commercial Glass Door Freezer",10.322283144241323,5926.9892641114693,1.4012742411989993,null,0,2.9430542974197991,12]
["Energy Star Commercial Glass Door Refrigerator",2.1960589470691749,875.69973558461697,1.4010415878173901,null,0,13.831138722083994,12]
["Energy Star Commercial Glass Door Refrigerator",2.1718976839041506,834.91395055627993,1.4667687333530057,null,0,12.141946666512039,12]
["Energy Star Commercial Glass Door Refrigerator",2.1960589470691749,875.69973558461697,1.4010415878173901,null,0,13.831138722083994,12]
["Energy Star Commercial Glass Door Refrigerator",2.1718976839041506,834.91395055627993,1.4667687333530057,null,0,12.141946666512039,12]
["Energy Star Commercial Glass Door Refrigerator",2.1718976839041506,834.91395055627993,1.4667687333530057,null,0,12.141946666512039,12]
["Energy Star Commercial Glass Door Refrigerator",2.1960589470691749,875.69973558461697,1.4010415878173901,null,0,13.831138722083994,12]
["Energy Star Commercial Glass Door Refrigerator",2.1718976839041506,834.91395055627993,1.4667687333530057,null,0,12.141946666512039,12]
["Energy Star Commercial Glass Door Refrigerator",2.1960589470691749,875.69973558461697,1.4010415878173901,null,0,13.831138722083994,12]
["Energy Star Commercial Glass Door Refrigerator",2.1960589470691749,875.69973558461697,1.4010415878173901,null,0,13.831138722083994,12]
["Energy Star Commercial Glass Door Refrigerator",2.1718976839041506,834.91395055627993,1.4667687333530057,null,0,12.141946666512039,12]
["Energy Star Commercial Glass Door Refrigerator",2.1960589470691749,875.69973558461697,1.4010415878173901,null,0,13.831138722083994,12]
["Energy Star Commercial Glass Door Refrigerator",2.1718976839041506,834.91395055627993,1.4667687333530057,null,0,12.141946666512039,12]
["Energy Star Commercial Glass Door Refrigerator",2.1960589470691749,875.69973558461697,1.4010415878173901,null,0,13.831138722083994,12]
["Energy Star Commercial Glass Door Refrigerator",2.1960589470691749,875.69973558461697,1.4010415878173901,null,0,13.831138722083994,12]
["Energy Star Commercial Glass Door Refrigerator",2.1718976839041506,834.91395055627993,1.4667687333530057,null,0,12.141946666512039,12]
["Energy Star Commercial Glass Door Refrigerator",2.1960589470691749,875.69973558461697,1.4010415878173901,null,0,13.831138722083994,12]
["Energy Star Commercial Glass Door Refrigerator",2.1718976839041506,834.91395055627993,1.4667687333530057,null,0,12.141946666512039,12]
["Energy Star Commercial Glass Door Refrigerator",2.1718976839041506,834.91395055627993,1.4667687333530057,null,0,12.141946666512039,12]
["Energy Star Commercial Glass Door Refrigerator",2.1960589470691749,875.69973558461697,1.4010415878173901,null,0,13.831138722083994,12]
["Energy Star Commercial Glass Door Refrigerator",2.1718976839041506,834.91395055627993,1.4667687333530057,null,0,12.141946666512039,12]
["Energy Star Commercial Glass Door Refrigerator",2.1960589470691749,875.69973558461697,1.4010415878173901,null,0,13.831138722083994,12]
["Energy Star Commercial Glass Door Refrigerator",2.1960589470691749,875.69973558461697,1.4010415878173901,null,0,13.831138722083994,12]
["Energy Star Commercial Glass Door Refrigerator",2.1718976839041506,834.91395055627993,1.4667687333530057,null,0,12.141946666512039,12]
["Energy Star Commercial Glass Door Refrigerator",2.1960589470691749,875.69973558461697,1.4010415878173901,null,0,13.831138722083994,12]
["Energy Star Commercial Glass Door Refrigerator",2.1718976839041506,834.91395055627993,1.4667687333530057,null,0,12.141946666512039,12]
["Energy Star Commercial Glass Door Refrigerator",2.1960589470691749,875.69973558461697,1.4010415878173901,null,0,13.831138722083994,12]
["Energy Star Commercial Solid Door Freezer",6.0195126494556517,3241.2159931552033,1.4005058946308333,null,0,4.7092270084097976,12]
["Energy Star Commercial Solid Door Freezer",5.8886961774080717,3106.5748258717367,1.4665648891682384,null,0,4.4776293982574966,12]
["Energy Star Commercial Solid Door Freezer",6.0195126494556517,3241.2159931552033,1.4005058946308333,null,0,4.7092270084097976,12]
["Energy Star Commercial Solid Door Freezer",5.8886961774080717,3106.5748258717367,1.4665648891682384,null,0,4.4776293982574966,12]
["Energy Star Commercial Solid Door Freezer",5.8886961774080717,3106.5748258717367,1.4665648891682384,null,0,4.4776293982574966,12]
["Energy Star Commercial Solid Door Freezer",6.0195126494556517,3241.2159931552033,1.4005058946308333,null,0,4.7092270084097976,12]
["Energy Star Commercial Solid Door Freezer",5.8886961774080717,3106.5748258717367,1.4665648891682384,null,0,4.4776293982574966,12]
["Energy Star Commercial Solid Door Freezer",6.0195126494556517,3241.2159931552033,1.4005058946308333,null,0,4.7092270084097976,12]
["Energy Star Commercial Solid Door Freezer",6.0195126494556517,3241.2159931552033,1.4005058946308333,null,0,4.7092270084097976,12]
["Energy Star Commercial Solid Door Freezer",5.8886961774080717,3106.5748258717367,1.4665648891682384,null,0,4.4776293982574966,12]
["Energy Star Commercial Solid Door Freezer",6.0195126494556517,3241.2159931552033,1.4005058946308333,null,0,4.7092270084097976,12]
["Energy Star Commercial Solid Door Freezer",5.8886961774080717,3106.5748258717367,1.4665648891682384,null,0,4.4776293982574966,12]
["Energy Star Commercial Solid Door Freezer",6.0195126494556517,3241.2159931552033,1.4005058946308333,null,0,4.7092270084097976,12]
["Energy Star Commercial Solid Door Freezer",6.0195126494556517,3241.2159931552033,1.4005058946308333,null,0,4.7092270084097976,12]
["Energy Star Commercial Solid Door Freezer",5.8886961774080717,3106.5748258717367,1.4665648891682384,null,0,4.4776293982574966,12]
["Energy Star Commercial Solid Door Freezer",6.0195126494556517,3241.2159931552033,1.4005058946308333,null,0,4.7092270084097976,12]
["Energy Star Commercial Solid Door Freezer",5.8886961774080717,3106.5748258717367,1.4665648891682384,null,0,4.4776293982574966,12]
["Energy Star Commercial Solid Door Freezer",5.8886961774080717,3106.5748258717367,1.4665648891682384,null,0,4.4776293982574966,12]
["Energy Star Commercial Solid Door Freezer",6.0195126494556517,3241.2159931552033,1.4005058946308333,null,0,4.7092270084097976,12]
["Energy Star Commercial Solid Door Freezer",5.8886961774080717,3106.5748258717367,1.4665648891682384,null,0,4.4776293982574966,12]
["Energy Star Commercial Solid Door Freezer",6.0195126494556517,3241.2159931552033,1.4005058946308333,null,0,4.7092270084097976,12]
["Energy Star Commercial Solid Door Freezer",6.0195126494556517,3241.2159931552033,1.4005058946308333,null,0,4.7092270084097976,12]
["Energy Star Commercial Solid Door Freezer",5.8886961774080717,3106.5748258717367,1.4665648891682384,null,0,4.4776293982574966,12]
["Energy Star Commercial Solid Door Freezer",6.0195126494556517,3241.2159931552033,1.4005058946308333,null,0,4.7092270084097976,12]
["Energy Star Commercial Solid Door Freezer",5.8886961774080717,3106.5748258717367,1.4665648891682384,null,0,4.4776293982574966,12]
["Energy Star Commercial Solid Door Freezer",6.0195126494556517,3241.2159931552033,1.4005058946308333,null,0,4.7092270084097976,12]
["Energy Star Commercial Solid Door Refrigerator",2.0439588985889228,776.9226796378548,1.4002149336657606,null,0,13.865915946556902,12]
["Energy Star Commercial Solid Door Refrigerator",1.9999477319798327,731.74596018668649,1.4665596041676214,null,0,13.183996601819338,12]
["Energy Star Commercial Solid Door Refrigerator",2.0439588985889228,776.9226796378548,1.4002149336657606,null,0,13.865915946556902,12]
["Energy Star Commercial Solid Door Refrigerator",1.9999477319798327,731.74596018668649,1.4665596041676214,null,0,13.183996601819338,12]
["Energy Star Commercial Solid Door Refrigerator",1.9999477319798327,731.74596018668649,1.4665596041676214,null,0,13.183996601819338,12]
["Energy Star Commercial Solid Door Refrigerator",2.0439588985889228,776.9226796378548,1.4002149336657606,null,0,13.865915946556902,12]
["Energy Star Commercial Solid Door Refrigerator",1.9999477319798327,731.74596018668649,1.4665596041676214,null,0,13.183996601819338,12]
["Energy Star Commercial Solid Door Refrigerator",2.0439588985889228,776.9226796378548,1.4002149336657606,null,0,13.865915946556902,12]
["Energy Star Commercial Solid Door Refrigerator",2.0439588985889228,776.9226796378548,1.4002149336657606,null,0,13.865915946556902,12]
["Energy Star Commercial Solid Door Refrigerator",1.9999477319798327,731.74596018668649,1.4665596041676214,null,0,13.183996601819338,12]
["Energy Star Commercial Solid Door Refrigerator",2.0439588985889228,776.9226796378548,1.4002149336657606,null,0,13.865915946556902,12]
["Energy Star Commercial Solid Door Refrigerator",1.9999477319798327,731.74596018668649,1.4665596041676214,null,0,13.183996601819338,12]
["Energy Star Commercial Solid Door Refrigerator",2.0439588985889228,776.9226796378548,1.4002149336657606,null,0,13.865915946556902,12]
["Energy Star Commercial Solid Door Refrigerator",2.0439588985889228,776.9226796378548,1.4002149336657606,null,0,13.865915946556902,12]
["Energy Star Commercial Solid Door Refrigerator",1.9999477319798327,731.74596018668649,1.4665596041676214,null,0,13.183996601819338,12]
["Energy Star Commercial Solid Door Refrigerator",2.0439588985889228,776.9226796378548,1.4002149336657606,null,0,13.865915946556902,12]
["Energy Star Commercial Solid Door Refrigerator",1.9999477319798327,731.74596018668649,1.4665596041676214,null,0,13.183996601819338,12]
["Energy Star Commercial Solid Door Refrigerator",1.9999477319798327,731.74596018668649,1.4665596041676214,null,0,13.183996601819338,12]
["Energy Star Commercial Solid Door Refrigerator",2.0439588985889228,776.9226796378548,1.4002149336657606,null,0,13.865915946556902,12]
["Energy Star Commercial Solid Door Refrigerator",1.9999477319798327,731.74596018668649,1.4665596041676214,null,0,13.183996601819338,12]
["Energy Star Commercial Solid Door Refrigerator",2.0439588985889228,776.9226796378548,1.4002149336657606,null,0,13.865915946556902,12]
["Energy Star Commercial Solid Door Refrigerator",2.0439588985889228,776.9226796378548,1.4002149336657606,null,0,13.865915946556902,12]
["Energy Star Commercial Solid Door Refrigerator",1.9999477319798327,731.74596018668649,1.4665596041676214,null,0,13.183996601819338,12]
["Energy Star Commercial Solid Door Refrigerator",2.0439588985889228,776.9226796378548,1.4002149336657606,null,0,13.865915946556902,12]
["Energy Star Commercial Solid Door Refrigerator",1.9999477319798327,731.74596018668649,1.4665596041676214,null,0,13.183996601819338,12]
["Energy Star Commercial Solid Door Refrigerator",2.0439588985889228,776.9226796378548,1.4002149336657606,null,0,13.865915946556902,12]
["Energy Star Ice Maker",0.24021413522446505,-479.95089315721634,1.2696707912627079,null,0,65.913787924396715,8]
["Energy Star Ice Maker",0.2304514643212241,-491.16307051195759,1.3282963745718606,null,0,71.525258795371386,8]
["Energy Star Ice Maker",0.24021413522446505,-479.95089315721634,1.2696707912627079,null,0,65.913787924396715,8]
["Energy Star Ice Maker",0.2304514643212241,-491.16307051195759,1.3282963745718606,null,0,71.525258795371386,8]
["Energy Star Ice Maker",0.2304514643212241,-491.16307051195759,1.3282963745718606,null,0,71.525258795371386,8]
["Energy Star Ice Maker",0.24021413522446505,-479.95089315721634,1.2696707912627079,null,0,65.913787924396715,8]
["Energy Star Ice Maker",0.2304514643212241,-491.16307051195759,1.3282963745718606,null,0,71.525258795371386,8]
["Energy Star Ice Maker",0.24021413522446505,-479.95089315721634,1.2696707912627079,null,0,65.913787924396715,8]
["Energy Star Ice Maker",0.24021413522446505,-479.95089315721634,1.2696707912627079,null,0,65.913787924396715,8]
["Energy Star Ice Maker",0.2304514643212241,-491.16307051195759,1.3282963745718606,null,0,71.525258795371386,8]
["Energy Star Ice Maker",0.24021413522446505,-479.95089315721634,1.2696707912627079,null,0,65.913787924396715,8]
["Energy Star Ice Maker",0.2304514643212241,-491.16307051195759,1.3282963745718606,null,0,71.525258795371386,8]
["Energy Star Ice Maker",0.24021413522446505,-479.95089315721634,1.2696707912627079,null,0,65.913787924396715,8]
["Energy Star Ice Maker",0.24021413522446505,-479.95089315721634,1.2696707912627079,null,0,65.913787924396715,8]
["Energy Star Ice Maker",0.2304514643212241,-491.16307051195759,1.3282963745718606,null,0,71.525258795371386,8]
["Energy Star Ice Maker",0.24021413522446505,-479.95089315721634,1.2696707912627079,null,0,65.913787924396715,8]
["Energy Star Ice Maker",0.2304514643212241,-491.16307051195759,1.3282963745718606,null,0,71.525258795371386,8]
["Energy Star Ice Maker",0.2304514643212241,-491.16307051195759,1.3282963745718606,null,0,71.525258795371386,8]
["Energy Star Ice Maker",0.24021413522446505,-479.95089315721634,1.2696707912627079,null,0,65.913787924396715,8]
["Energy Star Ice Maker",0.2304514643212241,-491.16307051195759,1.3282963745718606,null,0,71.525258795371386,8]
["Energy Star Ice Maker",0.24021413522446505,-479.95089315721634,1.2696707912627079,null,0,65.913787924396715,8]
["Energy Star Ice Maker",0.24021413522446505,-479.95089315721634,1.2696707912627079,null,0,65.913787924396715,8]
["Energy Star Ice Maker",0.2304514643212241,-491.16307051195759,1.3282963745718606,null,0,71.525258795371386,8]
["Energy Star Ice Maker",0.24021413522446505,-479.95089315721634,1.2696707912627079,null,0,65.913787924396715,8]
["Energy Star Ice Maker",0.2304514643212241,-491.16307051195759,1.3282963745718606,null,0,71.525258795371386,8]
["Energy Star Ice Maker",0.24021413522446505,-479.95089315721634,1.2696707912627079,null,0,65.913787924396715,8]
["Energy Star Refrigerator",0.42269574264045751,-160.36426491193328,1.4575489199042682,null,0,62.916475123058376,12]
["Energy Star Refrigerator",0.42269574264045751,-160.36426491193328,1.4575489199042682,null,0,62.916475123058376,12]
["Energy Star Refrigerator",0.42269574264045751,-160.36426491193328,1.4575489199042682,null,0,62.916475123058376,12]
["Energy Star Refrigerator",0.42269574264045751,-160.36426491193328,1.4575489199042682,null,0,62.916475123058376,12]
["Energy Star Refrigerator",0.42269574264045751,-160.36426491193328,1.4575489199042682,null,0,62.916475123058376,12]
["Energy Star Refrigerator",0.42269574264045751,-160.36426491193328,1.4575489199042682,null,0,62.916475123058376,12]
["Energy Star Refrigerator",0.42269574264045751,-160.36426491193328,1.4575489199042682,null,0,62.916475123058376,12]
["Energy Star Refrigerator",0.42269574264045751,-160.36426491193328,1.4575489199042682,null,0,62.916475123058376,12]
["Energy Star Refrigerator",0.42269574264045751,-160.36426491193328,1.4575489199042682,null,0,62.916475123058376,12]
["Energy Star Refrigerator",0.42269574264045751,-160.36426491193328,1.4575489199042682,null,0,62.916475123058376,12]
["Energy Star Refrigerator",0.42269574264045751,-160.36426491193328,1.4575489199042682,null,0,62.916475123058376,12]
["Energy Star Refrigerator",0.42269574264045751,-160.36426491193328,1.4575489199042682,null,0,62.916475123058376,12]
["Energy Star Refrigerator",0.42269574264045751,-160.36426491193328,1.4575489199042682,null,0,62.916475123058376,12]
["Energy Star Refrigerator",0.42269574264045751,-160.36426491193328,1.4575489199042682,null,0,62.916475123058376,12]
["Energy Star Refrigerator",0.42269574264045751,-160.36426491193328,1.4575489199042682,null,0,62.916475123058376,12]
["Energy Star Refrigerator",0.42269574264045751,-160.36426491193328,1.4575489199042682,null,0,62.916475123058376,12]
["Energy Star Refrigerator",0.42269574264045751,-160.36426491193328,1.4575489199042682,null,0,62.916475123058376,12]
["Energy Star Refrigerator",0.42269574264045751,-160.36426491193328,1.4575489199042682,null,0,62.916475123058376,12]
["Energy Star Refrigerator",0.42269574264045751,-160.36426491193328,1.4575489199042682,null,0,62.916475123058376,12]
["Energy Star Refrigerator",0.42269574264045751,-160.36426491193328,1.4575489199042682,null,0,62.916475123058376,12]
["Energy Star Refrigerator",0.42269574264045751,-160.36426491193328,1.4575489199042682,null,0,62.916475123058376,12]
["Energy Star Refrigerator",0.42269574264045751,-160.36426491193328,1.4575489199042682,null,0,62.916475123058376,12]
["Energy Star Refrigerator",0.42269574264045751,-160.36426491193328,1.4575489199042682,null,0,62.916475123058376,12]
["Energy Star Refrigerator",0.42269574264045751,-160.36426491193328,1.4575489199042682,null,0,62.916475123058376,12]
["Energy Star Refrigerator",0.42269574264045751,-160.36426491193328,1.4575489199042682,null,0,62.916475123058376,12]
["Energy Star Refrigerator",0.42269574264045751,-160.36426491193328,1.4575489199042682,null,0,62.916475123058376,12]
["Energy Star Vending Machine",0.49913341155489155,-535.03108416040573,1.45748555061051,null,0,59.53317538899352,14]
["Energy Star Vending Machine",0.49964673952785005,-534.18539699251744,1.4564764102137149,null,0,59.426478778250782,14]
["Energy Star Vending Machine",0.49913341155489155,-535.03108416040573,1.45748555061051,null,0,59.53317538899352,14]
["Energy Star Vending Machine",0.49964673952785005,-534.18539699251744,1.4564764102137149,null,0,59.426478778250782,14]
["Energy Star Vending Machine",0.49964673952785005,-534.18539699251744,1.4564764102137149,null,0,59.426478778250782,14]
["Energy Star Vending Machine",0.49913341155489155,-535.03108416040573,1.45748555061051,null,0,59.53317538899352,14]
["Energy Star Vending Machine",0.49964673952785005,-534.18539699251744,1.4564764102137149,null,0,59.426478778250782,14]
["Energy Star Vending Machine",0.49913341155489155,-535.03108416040573,1.45748555061051,null,0,59.53317538899352,14]
["Energy Star Vending Machine",0.49913341155489155,-535.03108416040573,1.45748555061051,null,0,59.53317538899352,14]
["Energy Star Vending Machine",0.49964673952785005,-534.18539699251744,1.4564764102137149,null,0,59.426478778250782,14]
["Energy Star Vending Machine",0.49913341155489155,-535.03108416040573,1.45748555061051,null,0,59.53317538899352,14]
["Energy Star Vending Machine",0.49964673952785005,-534.18539699251744,1.4564764102137149,null,0,59.426478778250782,14]
["Energy Star Vending Machine",0.49913341155489155,-535.03108416040573,1.45748555061051,null,0,59.53317538899352,14]
["Energy Star Vending Machine",0.49913341155489155,-535.03108416040573,1.45748555061051,null,0,59.53317538899352,14]
["Energy Star Vending Machine",0.49964673952785005,-534.18539699251744,1.4564764102137149,null,0,59.426478778250782,14]
["Energy Star Vending Machine",0.49913341155489155,-535.03108416040573,1.45748555061051,null,0,59.53317538899352,14]
["Energy Star Vending Machine",0.49964673952785005,-534.18539699251744,1.4564764102137149,null,0,59.426478778250782,14]
["Energy Star Vending Machine",0.49964673952785005,-534.18539699251744,1.4564764102137149,null,0,59.426478778250782,14]
["Energy Star Vending Machine",0.49913341155489155,-535.03108416040573,1.45748555061051,null,0,59.53317538899352,14]
["Energy Star Vending Machine",0.49964673952785005,-534.18539699251744,1.4564764102137149,null,0,59.426478778250782,14]
["Energy Star Vending Machine",0.49913341155489155,-535.03108416040573,1.45748555061051,null,0,59.53317538899352,14]
["Energy Star Vending Machine",0.49913341155489155,-535.03108416040573,1.45748555061051,null,0,59.53317538899352,14]
["Energy Star Vending Machine",0.49964673952785005,-534.18539699251744,1.4564764102137149,null,0,59.426478778250782,14]
["Energy Star Vending Machine",0.49913341155489155,-535.03108416040573,1.45748555061051,null,0,59.53317538899352,14]
["Energy Star Vending Machine",0.49964673952785005,-534.18539699251744,1.4564764102137149,null,0,59.426478778250782,14]
["Energy Star Vending Machine",0.49913341155489155,-535.03108416040573,1.45748555061051,null,0,59.53317538899352,14]
["Refrigerated Display Case LED Lighting",0.7242516908309018,-0.99624629631022543,1.2738797957045724,null,0,23.357034089355992,8]
["Refrigerated Display Case LED Lighting",0.70663601091578754,-6.821216427359154,1.3292292580348717,null,0,23.342537212054921,8]
["Refrigerated Display Case LED Lighting",0.7242516908309018,-0.99624629631022543,1.2738797957045724,null,0,23.357034089355992,8]
["Refrigerated Display Case LED Lighting",0.70663601091578754,-6.821216427359154,1.3292292580348717,null,0,23.342537212054921,8]
["Refrigerated Display Case LED Lighting",0.70663601091578754,-6.821216427359154,1.3292292580348717,null,0,23.342537212054921,8]
["Refrigerated Display Case LED Lighting",0.7242516908309018,-0.99624629631022543,1.2738797957045724,null,0,23.357034089355992,8]
["Refrigerated Display Case LED Lighting",0.70663601091578754,-6.821216427359154,1.3292292580348717,null,0,23.342537212054921,8]
["Refrigerated Display Case LED Lighting",0.7242516908309018,-0.99624629631022543,1.2738797957045724,null,0,23.357034089355992,8]
["Refrigerated Display Case LED Lighting",0.7242516908309018,-0.99624629631022543,1.2738797957045724,null,0,23.357034089355992,8]
["Refrigerated Display Case LED Lighting",0.70663601091578754,-6.821216427359154,1.3292292580348717,null,0,23.342537212054921,8]
["Refrigerated Display Case LED Lighting",0.7242516908309018,-0.99624629631022543,1.2738797957045724,null,0,23.357034089355992,8]
["Refrigerated Display Case LED Lighting",0.70663601091578754,-6.821216427359154,1.3292292580348717,null,0,23.342537212054921,8]
["Refrigerated Display Case LED Lighting",0.7242516908309018,-0.99624629631022543,1.2738797957045724,null,0,23.357034089355992,8]
["Refrigerated Display Case LED Lighting",0,-157.74407667440329,{"$error":"#DIV/0!"},null,0,0,8]
["Refrigerated Display Case LED Lighting",0,-157.74407667440329,{"$error":"#DIV/0!"},null,0,0,8]
["Refrigerated Display Case LED Lighting",0,-157.74407667440329,{"$error":"#DIV/0!"},null,0,0,8]
["Refrigerated Display Case LED Lighting",0,-157.74407667440329,{"$error":"#DIV/0!"},null,0,0,8]
["Refrigerated Display Case LED Lighting",0,-157.74407667440329,{"$error":"#DIV/0!"},null,0,0,8]
["Refrigerated Display Case LED Lighting",0,-157.74407667440329,{"$error":"#DIV/0!"},null,0,0,8]
["Refrigerated Display Case LED Lighting",0,-157.74407667440329,{"$error":"#DIV/0!"},null,0,0,8]
["Refrigerated Display Case LED Lighting",0,-157.74407667440329,{"$error":"#DIV/0!"},null,0,0,8]
["Refrigerated Display Case LED Lighting",0,-157.74407667440329,{"$error":"#DIV/0!"},null,0,0,8]
["Refrigerated Display Case LED Lighting",0,-157.74407667440329,{"$error":"#DIV/0!"},null,0,0,8]
["Refrigerated Display Case LED Lighting",0,-157.74407667440329,{"$error":"#DIV/0!"},null,0,0,8]
["Refrigerated Display Case LED Lighting",0,-157.74407667440329,{"$error":"#DIV/0!"},null,0,0,8]
["Refrigerated Display Case LED Lighting",0,-157.74407667440329,{"$error":"#DIV/0!"},null,0,0,8]
["10HP Open Drip-Proof(ODP) Motor",0.14502675963408451,-1745.7475779457163,1.5073168219954358,null,0,293.12919093607201,15]
["10HP Open Drip-Proof(ODP) Motor",0.14642817482910067,-1751.0667798227892,1.5622962827372779,null,0,228.11205501569884,15]
["10HP Open Drip-Proof(ODP) Motor",0.14502675963408451,-1745.7475779457163,1.5073168219954358,null,0,293.12919093607201,15]
["10HP Open Drip-Proof(ODP) Motor",0.14642817482910067,-1751.0667798227892,1.5622962827372779,null,0,228.11205501569884,15]
["10HP Open Drip-Proof(ODP) Motor",0.14642817482910067,-1751.0667798227892,1.5622962827372779,null,0,228.11205501569884,15]
["10HP Open Drip-Proof(ODP) Motor",0.14502675963408451,-1745.7475779457163,1.5073168219954358,null,0,293.12919093607201,15]
["10HP Open Drip-Proof(ODP) Motor",0.14642817482910067,-1751.0667798227892,1.5622962827372779,null,0,228.11205501569884,15]
["10HP Open Drip-Proof(ODP) Motor",0.14502675963408451,-1745.7475779457163,1.5073168219954358,null,0,293.12919093607201,15]
["10HP Open Drip-Proof(ODP) Motor",0.14502675963408451,-1745.7475779457163,1.5073168219954358,null,0,293.12919093607201,15]
["10HP Open Drip-Proof(ODP) Motor",0.14642817482910067,-1751.0667798227892,1.5622962827372779,null,0,228.11205501569884,15]
["10HP Open Drip-Proof(ODP) Motor",0.14502675963408451,-1745.7475779457163,1.5073168219954358,null,0,293.12919093607201,15]
["10HP Open Drip-Proof(ODP) Motor",0.14642817482910067,-1751.0667798227892,1.5622962827372779,null,0,228.11205501569884,15]
["10HP Open Drip-Proof(ODP) Motor",0.14502675963408451,-1745.7475779457163,1.5073168219954358,null,0,293.12919093607201,15]
["10HP Open Drip-Proof(ODP) Motor",0.14502675963408451,-1745.7475779457163,1.5073168219954358,null,0,293.12919093607201,15]
["10HP Open Drip-Proof(ODP) Motor",0.14642817482910067,-1751.0667798227892,1.5622962827372779,null,0,228.11205501569884,15]
["10HP Open Drip-Proof(ODP) Motor",0.14502675963408451,-1745.7475779457163,1.5073168219954358,null,0,293.12919093607201,15]
["10HP Open Drip-Proof(ODP) Motor",0.14642817482910067,-1751.0667798227892,1.5622962827372779,null,0,228.11205501569884,15]
["10HP Open Drip-Proof(ODP) Motor",0.14642817482910067,-1751.0667798227892,1.5622962827372779,null,0,228.11205501569884,15]
["10HP Open Drip-Proof(ODP) Motor",0.14502675963408451,-1745.7475779457163,1.5073168219954358,null,0,293.12919093607201,15]
["10HP Open Drip-Proof(ODP) Motor",0.14642817482910067,-1751.0667798227892,1.5622962827372779,null,0,228.11205501569884,15]
["10HP Open Drip-Proof(ODP) Motor",0.14502675963408451,-1745.7475779457163,1.5073168219954358,null,0,293.12919093607201,15]
["10HP Open Drip-Proof(ODP) Motor",0.14502675963408451,-1745.7475779457163,1.5073168219954358,null,0,293.12919093607201,15]
["10HP Open Drip-Proof(ODP) Motor",0.14642817482910067,-1751.0667798227892,1.5622962827372779,null,0,228.11205501569884,15]
["10HP Open Drip-Proof(ODP) Motor",0.14502675963408451,-1745.7475779457163,1.5073168219954358,null,0,293.12919093607201,15]
["10HP Open Drip-Proof(ODP) Motor",0.14642817482910067,-1751.0667798227892,1.5622962827372779,null,0,228.11205501569884,15]
["10HP Open Drip-Proof(ODP) Motor",0.14502675963408451,-1745.7475779457163,1.5073168219954358,null,0,293.12919093607201,15]
["High Speed Fans",0.68760766133996354,-10.584487877151062,1.2406883625419758,null,0,28.162236189327626,7]
["High Speed Fans",0.69487305551861089,-18.435872173541455,1.2964906465671973,null,0,20.152587396583705,7]
["High Speed Fans",0.68760766133996354,-10.584487877151062,1.2406883625419758,null,0,28.162236189327626,7]
["High Speed Fans",0.69487305551861089,-18.435872173541455,1.2964906465671973,null,0,20.152587396583705,7]
["High Speed Fans",0.69487305551861089,-18.435872173541455,1.2964906465671973,null,0,20.152587396583705,7]
["High Speed Fans",0.68760766133996354,-10.584487877151062,1.2406883625419758,null,0,28.162236189327626,7]
["High Speed Fans",0.69487305551861089,-18.435872173541455,1.2964906465671973,null,0,20.152587396583705,7]
["High Speed Fans",0.68760766133996354,-10.584487877151062,1.2406883625419758,null,0,28.162236189327626,7]
["High Speed Fans",0.68760766133996354,-10.584487877151062,1.2406883625419758,null,0,28.162236189327626,7]
["High Speed Fans",0.69487305551861089,-18.435872173541455,1.2964906465671973,null,0,20.152587396583705,7]
["High Speed Fans",0.68760766133996354,-10.584487877151062,1.2406883625419758,null,0,28.162236189327626,7]
["High Speed Fans",0.69487305551861089,-18.435872173541455,1.2964906465671973,null,0,20.152587396583705,7]
["High Speed Fans",0.68760766133996354,-10.584487877151062,1.2406883625419758,null,0,28.162236189327626,7]
["High Speed Fans",0.68760766133996354,-10.584487877151062,1.2406883625419758,null,0,28.162236189327626,7]
["High Speed Fans",0.69487305551861089,-18.435872173541455,1.2964906465671973,null,0,20.152587396583705,7]
["High Speed Fans",0.68760766133996354,-10.584487877151062,1.2406883625419758,null,0,28.162236189327626,7]
["High Speed Fans",0.69487305551861089,-18.435872173541455,1.2964906465671973,null,0,20.152587396583705,7]
["High Speed Fans",0.69487305551861089,-18.435872173541455,1.2964906465671973,null,0,20.152587396583705,7]
["High Speed Fans",0.68760766133996354,-10.584487877151062,1.2406883625419758,null,0,28.162236189327626,7]
["High Speed Fans",0.69487305551861089,-18.435872173541455,1.2964906465671973,null,0,20.152587396583705,7]
["High Speed Fans",0.68760766133996354,-10.584487877151062,1.2406883625419758,null,0,28.162236189327626,7]
["High Speed Fans",0.68760766133996354,-10.584487877151062,1.2406883625419758,null,0,28.162236189327626,7]
["High Speed Fans",0.69487305551861089,-18.435872173541455,1.2964906465671973,null,0,20.152587396583705,7]
["High Speed Fans",0.68760766133996354,-10.584487877151062,1.2406883625419758,null,0,28.162236189327626,7]
["High Speed Fans",0.69487305551861089,-18.435872173541455,1.2964906465671973,null,0,20.152587396583705,7]
["High Speed Fans",0.68760766133996354,-10.584487877151062,1.2406883625419758,null,0,28.162236189327626,7]
["Drain Water Heat Recovery",6.642802043562171E-2,-19970.000292548575,1.3319903860100408,null,0,384.01907911871166,15]
["Drain Water Heat Recovery",0.13293129111271632,-177223.53188611052,1.2062870323612787,null,0,205.07581722821456,15]
["Drain Water Heat Recovery",0.12501657050653323,-17181.54017680484,0.86256961520485831,null,0,172.82450243094428,15]
["Drain Water Heat Recovery",8.8570693914162293E-2,-19368.527480294651,1.331990386010041,null,0,288.01430933903373,15]
["Drain Water Heat Recovery",0.15540864622791434,-255558.32000855164,1.206295181422276,null,0,175.41609159603476,15]
["Drain Water Heat Recovery",0.21256781586291795,-400006.99329181632,1.3319787965972179,null,0,120.00596222459735,15]
["Drain Water Heat Recovery",0.2000295953622391,-43277.439135904606,0.86258290802024817,null,0,108.01531401934017,15]
["Drain Water Heat Recovery",0.19928290534994539,-327223.26838050026,1.3319826597348254,null,0,128.00635970623722,15]
["Drain Water Heat Recovery",0.18452227898783807,-50286.435881582896,1.331990386010041,null,0,138.2468684827362,15]
["Drain Water Heat Recovery",0.10418047542211101,-35894.039871111519,0.86256961520485853,null,0,207.38940291713317,15]
["Drain Water Heat Recovery",0.12376609654628931,-51682.406886989709,0.8625674668710579,null,0,174.57020447570127,15]
["Drain Water Heat Recovery",2.7667255913346043E-2,-21022.561235285768,1.3314277053611578,null,0,921.62558987197906,15]
["Drain Water Heat Recovery",0.13285604087124342,-18165.581855786797,1.3319903860100408,null,0,192.00953955935583,15]
["Drain Water Heat Recovery",6.3553664552800301E-2,-20048.287230016551,1.3321519198613381,null,0,401.43587363626375,15]
["Drain Water Heat Recovery",0.12716404610456311,-178981.57090376841,1.2062884015983915,null,0,214.37682221312252,15]
["Drain Water Heat Recovery",0.1195869932003726,-17380.807923527307,0.862529383852086,null,0,180.66278185535654,15]
["Drain Water Heat Recovery",8.4738219403733758E-2,-19472.910063585281,1.3321519198613383,null,0,301.07690522719776,15]
["Drain Water Heat Recovery",0.14866673225887167,-258641.25799603871,1.2063007264585803,null,0,183.37190990957174,15]
["Drain Water Heat Recovery",0.20334583313395915,-406269.9482892541,1.3319823093174761,null,0,125.44871051133244,15]
["Drain Water Heat Recovery",0.19135460187952583,-44233.924320172417,0.86259886233960437,null,0,112.91423865959788,15]
["Drain Water Heat Recovery",0.19063671856308678,-331920.48462857859,1.3319823093174765,null,0,133.81195787875458,15]
["Drain Water Heat Recovery",0.17651483795271755,-50938.827027149324,1.3319774633019379,null,0,144.51691450905497,15]
["Drain Water Heat Recovery",9.9659680856709579E-2,-36226.152782315628,0.86256273352609492,null,0,216.79533822642793,15]
["Drain Water Heat Recovery",0.11839882964783373,-52274.232094755411,0.86258552808442401,null,0,182.48765843975411,15]
["Drain Water Heat Recovery",2.6475366864219786E-2,-21055.181507513291,1.3318547607355165,null,0,963.42498056307556,15]
["Drain Water Heat Recovery",0.12708420996720615,-18322.155730722738,1.3319096190843926,null,0,200.71793681813188,15]
["Faucet Aerator",3.6203817403807377,213.54023536554627,1.248946695540049,null,0,4.7198282988906728,10]
["Faucet Aerator",3.2967969025485409,2588.3412967786412,1.0425919178750609,null,0,5.3223386582265846,10]
["Faucet Aerator",3.6497125717878629,324.91171458743673,0.74867384550420146,null,0,3.7361984889887032,10]
["Faucet Aerator",3.6203817403807377,213.54023536554627,1.248946695540049,null,0,4.7198282988906728,10]
["Faucet Aerator",3.2969022618175492,2968.9797227754998,1.0426252371014464,null,0,5.3223386582265855,10]
["Faucet Aerator",3.623292290187091,11531.172709739492,1.2499507668848753,null,0,4.7198282988906737,10]
["Faucet Aerator",3.6497125717878629,866.43123889983121,0.74867384550420168,null,0,3.7361984889887028,10]
["Faucet Aerator",3.6232922901870905,1708.3218829243701,1.2499507668848755,null,0,4.7198282988906728,10]
["Faucet Aerator",3.6203817403807377,213.54023536554627,1.248946695540049,null,0,4.7198282988906728,10]
["Faucet Aerator",3.6497125717878629,108.3039048624789,0.74867384550420168,null,0,3.7361984889887028,10]
["Faucet Aerator",3.6497125717878629,216.6078097249578,0.74867384550420168,null,0,3.7361984889887028,10]
["Faucet Aerator",3.6145606407680315,71.18007845518207,1.2469385528503958,null,0,4.7198282988906737,10]
["Faucet Aerator",3.6145606407680315,71.18007845518207,1.2469385528503958,null,0,4.7198282988906737,10]
["Faucet Aerator",3.6203817403807377,213.54023536554627,1.248946695540049,null,0,4.7198282988906728,10]
["Faucet Aerator",3.2967969025485409,2588.3412967786412,1.0425919178750609,null,0,5.3223386582265846,10]
["Faucet Aerator",3.6497125717878629,324.91171458743673,0.74867384550420146,null,0,3.7361984889887032,10]
["Faucet Aerator",3.6203817403807377,213.54023536554627,1.248946695540049,null,0,4.7198282988906728,10]
["Faucet Aerator",3.2969022618175492,2968.9797227754998,1.0426252371014464,null,0,5.3223386582265855,10]
["Faucet Aerator",3.623292290187091,11531.172709739492,1.2499507668848753,null,0,4.7198282988906737,10]
["Faucet Aerator",3.6497125717878629,866.43123889983121,0.74867384550420168,null,0,3.7361984889887028,10]
["Faucet Aerator",3.6232922901870905,1708.3218829243701,1.2499507668848755,null,0,4.7198282988906728,10]
["Faucet Aerator",3.6203817403807377,213.54023536554627,1.248946695540049,null,0,4.7198282988906728,10]
["Faucet Aerator",3.6497125717878629,108.3039048624789,0.74867384550420168,null,0,3.7361984889887028,10]
["Faucet Aerator",3.6497125717878629,216.6078097249578,0.74867384550420168,null,0,3.7361984889887028,10]
["Faucet Aerator",3.6145606407680315,71.18007845518207,1.2469385528503958,null,0,4.7198282988906737,10]
["Faucet Aerator",3.6145606407680315,71.18007845518207,1.2469385528503958,null,0,4.7198282988906737,10]
["Hot Water Circulation Pump Control",0.58359825900819717,-356.73972646923937,1.8386307132080071,null,0,119.91796719678564,15]
["Hot Water Circulation Pump Control",0.69018806647245912,-2010.4007149197118,1.58415593909241,null,0,46.762645855377379,15]
["Hot Water Circulation Pump Control",0.51601534162935625,-461.06447277674249,2.1666577140925947,null,0,0,15]
["Hot Water Circulation Pump Control",0.58359825900819717,-356.73972646923937,1.8386307132080071,null,0,119.91796719678564,15]
["Hot Water Circulation Pump Control",0.69020081305914693,-3015.6010723795662,1.5841851957283695,null,0,46.762645855377379,15]
["Hot Water Circulation Pump Control",0.58373592214442527,-8918.4931617309849,1.8390644219561714,null,0,119.91796719678565,15]
["Hot Water Circulation Pump Control",0.51601534162935625,-1383.1934183302276,2.1666577140925947,null,0,0,15]
["Hot Water Circulation Pump Control",0.58373209816841887,-7134.7945293847897,1.8390523744909444,null,0,119.91796719678565,15]
["Hot Water Circulation Pump Control",0.58372572487507501,-1070.2191794077189,1.8390322953822336,null,0,119.91796719678564,15]
["Hot Water Circulation Pump Control",0.51601534162935625,-922.12894555348498,2.1666577140925947,null,0,0,15]
["Hot Water Circulation Pump Control",0.51601534162935625,-1383.1934183302276,2.1666577140925947,null,0,0,15]
["Hot Water Circulation Pump Control",0.58359825900819717,-356.73972646923937,1.8386307132080071,null,0,119.91796719678564,15]
["Hot Water Circulation Pump Control",0.58359825900819717,-356.73972646923937,1.8386307132080071,null,0,119.91796719678564,15]
["Hot Water Circulation Pump Control",0.58359825900819717,-356.73972646923937,1.8386307132080071,null,0,119.91796719678564,15]
["Hot Water Circulation Pump Control",0.69018806647245912,-2010.4007149197118,1.58415593909241,null,0,46.762645855377379,15]
["Hot Water Circulation Pump Control",0.51601534162935625,-461.06447277674249,2.1666577140925947,null,0,0,15]
["Hot Water Circulation Pump Control",0.58359825900819717,-356.73972646923937,1.8386307132080071,null,0,119.91796719678564,15]
["Hot Water Circulation Pump Control",0.69020081305914693,-3015.6010723795662,1.5841851957283695,null,0,46.762645855377379,15]
["Hot Water Circulation Pump Control",0.58373592214442527,-8918.4931617309849,1.8390644219561714,null,0,119.91796719678565,15]
["Hot Water Circulation Pump Control",0.51601534162935625,-1383.1934183302276,2.1666577140925947,null,0,0,15]
["Hot Water Circulation Pump Control",0.58373209816841887,-7134.7945293847897,1.8390523744909444,null,0,119.91796719678565,15]
["Hot Water Circulation Pump Control",0.58372572487507501,-1070.2191794077189,1.8390322953822336,null,0,119.91796719678564,15]
["Hot Water Circulation Pump Control",0.51601534162935625,-922.12894555348498,2.1666577140925947,null,0,0,15]
["Hot Water Circulation Pump Control",0.51601534162935625,-1383.1934183302276,2.1666577140925947,null,0,0,15]
["Hot Water Circulation Pump Control",0.58359825900819717,-356.73972646923937,1.8386307132080071,null,0,119.91796719678564,15]
["Hot Water Circulation Pump Control",0.58359825900819717,-356.73972646923937,1.8386307132080071,null,0,119.91796719678564,15]
["Hot Water Pipe Insulation",3.1041225843233757,1534.0117753110387,1.4901875326447012,null,0,9.3352303611000433,13]
["Hot Water Pipe Insulation",3.0879105784191339,14895.519646690112,1.5463355376656975,null,0,9.6073071643610408,13]
["Hot Water Pipe Insulation",2.9914585221686614,1574.9187639749218,1.3834743075737794,null,0,10.690536124838832,13]
["Hot Water Pipe Insulation",3.1041225843233757,1534.0117753110387,1.4901875326447012,null,0,9.3352303611000433,13]
["Hot Water Pipe Insulation",3.0878540259766916,22343.27947003517,1.5463072178522603,null,0,9.6073071643610408,13]
["Hot Water Pipe Insulation",3.104394036047101,38350.294382775959,1.4903178477219647,null,0,9.3352303611000451,13]
["Hot Water Pipe Insulation",2.9917412843808746,4724.7562919247666,1.3836050779832136,null,0,10.690536124838831,13]
["Hot Water Pipe Insulation",3.1043770703143685,30680.235506220772,1.4903097030296353,null,0,9.3352303611000433,13]
["Hot Water Pipe Insulation",3.1044053465355903,4602.0353259331159,1.4903232775168502,null,0,9.3352303611000433,13]
["Hot Water Pipe Insulation",2.9918826654869815,3149.8375279498437,1.3836704631879309,null,0,10.690536124838832,13]
["Hot Water Pipe Insulation",2.9917412843808746,4724.7562919247666,1.3836050779832136,null,0,10.690536124838831,13]
["Hot Water Pipe Insulation",3.1041225843233757,1534.0117753110387,1.4901875326447012,null,0,9.3352303611000433,13]
["Hot Water Pipe Insulation",3.1041225843233757,1534.0117753110387,1.4901875326447012,null,0,9.3352303611000433,13]
["Hot Water Pipe Insulation",3.1041225843233757,1534.0117753110387,1.4901875326447012,null,0,9.3352303611000433,13]
["Hot Water Pipe Insulation",3.0879105784191339,14895.519646690112,1.5463355376656975,null,0,9.6073071643610408,13]
["Hot Water Pipe Insulation",2.9914585221686614,1574.9187639749218,1.3834743075737794,null,0,10.690536124838832,13]
["Hot Water Pipe Insulation",3.1041225843233757,1534.0117753110387,1.4901875326447012,null,0,9.3352303611000433,13]
["Hot Water Pipe Insulation",3.0878540259766916,22343.27947003517,1.5463072178522603,null,0,9.6073071643610408,13]
["Hot Water Pipe Insulation",3.104394036047101,38350.294382775959,1.4903178477219647,null,0,9.3352303611000451,13]
["Hot Water Pipe Insulation",2.9917412843808746,4724.7562919247666,1.3836050779832136,null,0,10.690536124838831,13]
["Hot Water Pipe Insulation",3.1043770703143685,30680.235506220772,1.4903097030296353,null,0,9.3352303611000433,13]
["Hot Water Pipe Insulation",3.1044053465355903,4602.0353259331159,1.4903232775168502,null,0,9.3352303611000433,13]
["Hot Water Pipe Insulation",2.9918826654869815,3149.8375279498437,1.3836704631879309,null,0,10.690536124838832,13]
["Hot Water Pipe Insulation",2.9917412843808746,4724.7562919247666,1.3836050779832136,null,0,10.690536124838831,13]
["Hot Water Pipe Insulation",3.1041225843233757,1534.0117753110387,1.4901875326447012,null,0,9.3352303611000433,13]
["Hot Water Pipe Insulation",3.1041225843233757,1534.0117753110387,1.4901875326447012,null,0,9.3352303611000433,13]
["Low Flow Shower Head",4.3546323604439827,163.41531302474235,1.312614029855288,null,0,4.3890940513828971,10]
["Low Flow Shower Head",4.5188795192989337,9150.8689086419654,0.83886019198220196,null,0,3.2849534456984264,10]
["Low Flow Shower Head",4.5188795192989337,234.63766432415295,0.83886019198220241,null,0,3.2849534456984264,10]
["Low Flow Shower Head",4.2383862676463995,189.17463629855774,1.0424029193414612,null,0,4.1391906528598401,10]
["Low Flow Shower Head",4.2394861196405325,4918.5405437625059,1.0426734206259425,null,0,4.1391906528598374,10]
["Low Flow Shower Head",4.3563654605559456,3595.136886544331,1.313136437106649,null,0,4.3890940513828962,10]
["Low Flow Shower Head",4.6876215874541449,2909.5551296115523,0.74945120826560474,null,0,2.9140800038409598,10]
["Low Flow Shower Head",4.3563144870232433,2778.0603214206208,1.3131210721874915,null,0,4.3890940513828962,10]
["Low Flow Shower Head",4.3546323604439827,326.83062604948469,1.312614029855288,null,0,4.3890940513828971,10]
["Low Flow Shower Head",4.5188795192989337,234.63766432415295,0.83886019198220241,null,0,3.2849534456984264,10]
["Low Flow Shower Head",4.5188795192989337,469.2753286483059,0.83886019198220241,null,0,3.2849534456984264,10]
["Low Flow Shower Head",4.3546323604439827,163.41531302474235,1.312614029855288,null,0,4.3890940513828971,10]
["Low Flow Shower Head",4.3546323604439827,163.41531302474235,1.312614029855288,null,0,4.3890940513828971,10]
["Low Flow Shower Head",4.3546323604439827,163.41531302474235,1.312614029855288,null,0,4.3890940513828971,10]
["Low Flow Shower Head",4.5188795192989337,9150.8689086419654,0.83886019198220196,null,0,3.2849534456984264,10]
["Low Flow Shower Head",4.5188795192989337,234.63766432415295,0.83886019198220241,null,0,3.2849534456984264,10]
["Low Flow Shower Head",4.2383862676463995,189.17463629855774,1.0424029193414612,null,0,4.1391906528598401,10]
["Low Flow Shower Head",4.2394861196405325,4918.5405437625059,1.0426734206259425,null,0,4.1391906528598374,10]
["Low Flow Shower Head",4.3563654605559456,3595.136886544331,1.313136437106649,null,0,4.3890940513828962,10]
["Low Flow Shower Head",4.6876215874541449,2909.5551296115523,0.74945120826560474,null,0,2.9140800038409598,10]
["Low Flow Shower Head",4.3563144870232433,2778.0603214206208,1.3131210721874915,null,0,4.3890940513828962,10]
["Low Flow Shower Head",4.3546323604439827,326.83062604948469,1.312614029855288,null,0,4.3890940513828971,10]
["Low Flow Shower Head",4.5188795192989337,234.63766432415295,0.83886019198220241,null,0,3.2849534456984264,10]
["Low Flow Shower Head",4.5188795192989337,469.2753286483059,0.83886019198220241,null,0,3.2849534456984264,10]
["Low Flow Shower Head",4.3546323604439827,163.41531302474235,1.312614029855288,null,0,4.3890940513828971,10]
["Low Flow Shower Head",4.3546323604439827,163.41531302474235,1.312614029855288,null,0,4.3890940513828971,10]
["Low-Flow Pre-Rinse Sprayers",1.663632153212713,961.31427698979428,0.916383009580228,null,0,4.3999087392572722,5]
["Low-Flow Pre-Rinse Sprayers",1.663632153212713,961.31427698979428,0.916383009580228,null,0,4.3999087392572722,5]
["Low-Flow Pre-Rinse Sprayers",1.663632153212713,961.31427698979428,0.916383009580228,null,0,4.3999087392572722,5]
["Low-Flow Pre-Rinse Sprayers",1.663632153212713,961.31427698979428,0.916383009580228,null,0,4.3999087392572722,5]
["Low-Flow Pre-Rinse Sprayers",1.663632153212713,961.31427698979428,0.916383009580228,null,0,4.3999087392572722,5]
["Low-Flow Pre-Rinse Sprayers",1.663632153212713,961.31427698979428,0.916383009580228,null,0,4.3999087392572722,5]
["Low-Flow Pre-Rinse Sprayers",1.8669769828921323,1485.3270404346229,0.66706864014757372,null,0,3.0886670289936666,5]
["Low-Flow Pre-Rinse Sprayers",1.663632153212713,961.31427698979428,0.916383009580228,null,0,4.3999087392572722,5]
["Low-Flow Pre-Rinse Sprayers",1.663632153212713,961.31427698979428,0.916383009580228,null,0,4.3999087392572722,5]
["Low-Flow Pre-Rinse Sprayers",1.6403243560279113,754.55802279506156,1.1491360467706708,null,0,5.2907491873851846,5]
["Low-Flow Pre-Rinse Sprayers",1.663632153212713,961.31427698979428,0.916383009580228,null,0,4.3999087392572722,5]
["Low-Flow Pre-Rinse Sprayers",1.6634279470248516,480.65713849489714,0.91627052613210169,null,0,4.3999087392572722,5]
["Low-Flow Pre-Rinse Sprayers",1.663632153212713,961.31427698979428,0.916383009580228,null,0,4.3999087392572722,5]
["Low-Flow Pre-Rinse Sprayers",1.663632153212713,961.31427698979428,0.916383009580228,null,0,4.3999087392572722,5]
["Low-Flow Pre-Rinse Sprayers",1.663632153212713,961.31427698979428,0.916383009580228,null,0,4.3999087392572722,5]
["Low-Flow Pre-Rinse Sprayers",1.663632153212713,961.31427698979428,0.916383009580228,null,0,4.3999087392572722,5]
["Low-Flow Pre-Rinse Sprayers",1.663632153212713,961.31427698979428,0.916383009580228,null,0,4.3999087392572722,5]
["Low-Flow Pre-Rinse Sprayers",1.663632153212713,961.31427698979428,0.916383009580228,null,0,4.3999087392572722,5]
["Low-Flow Pre-Rinse Sprayers",1.663632153212713,961.31427698979428,0.916383009580228,null,0,4.3999087392572722,5]
["Low-Flow Pre-Rinse Sprayers",1.8669769828921323,1485.3270404346229,0.66706864014757372,null,0,3.0886670289936666,5]
["Low-Flow Pre-Rinse Sprayers",1.663632153212713,961.31427698979428,0.916383009580228,null,0,4.3999087392572722,5]
["Low-Flow Pre-Rinse Sprayers",1.663632153212713,961.31427698979428,0.916383009580228,null,0,4.3999087392572722,5]
["Low-Flow Pre-Rinse Sprayers",1.6403243560279113,754.55802279506156,1.1491360467706708,null,0,5.2907491873851846,5]
["Low-Flow Pre-Rinse Sprayers",1.663632153212713,961.31427698979428,0.916383009580228,null,0,4.3999087392572722,5]
["Low-Flow Pre-Rinse Sprayers",1.6634279470248516,480.65713849489714,0.91627052613210169,null,0,4.3999087392572722,5]
["Low-Flow Pre-Rinse Sprayers",1.663632153212713,961.31427698979428,0.916383009580228,null,0,4.3999087392572722,5]
["Tank Wrap on Water Heater",0.30525001254438938,-279.63562241839486,1.3621025611586781,null,0,52.017402852204377,7]
["Tank Wrap on Water Heater",0.30508188088149357,-2796.3562241839486,1.3613523152643916,null,0,52.017402852204377,7]
["Tank Wrap on Water Heater",0.30525001254438938,-279.63562241839486,1.3621025611586781,null,0,52.017402852204377,7]
["Tank Wrap on Water Heater",0.30525001254438938,-279.63562241839486,1.3621025611586781,null,0,52.017402852204377,7]
["Tank Wrap on Water Heater",0.30508188088149352,-4194.5343362759222,1.3613523152643916,null,0,52.017402852204377,7]
["Tank Wrap on Water Heater",0.30509869404778311,-6990.8905604598694,1.3614273398538204,null,0,52.01740285220437,7]
["Tank Wrap on Water Heater",0.30510990282530953,-838.90686725518447,1.3614773562467732,null,0,52.017402852204377,7]
["Tank Wrap on Water Heater",0.30508188088149357,-5592.7124483678972,1.3613523152643916,null,0,52.017402852204377,7]
["Tank Wrap on Water Heater",0.30510990282530953,-838.90686725518447,1.3614773562467732,null,0,52.017402852204377,7]
["Tank Wrap on Water Heater",0.30503984796576972,-559.27124483678972,1.3611647537908207,null,0,52.017402852204377,7]
["Tank Wrap on Water Heater",0.30510990282530953,-838.90686725518447,1.3614773562467732,null,0,52.017402852204377,7]
["Tank Wrap on Water Heater",0.30525001254438938,-279.63562241839486,1.3621025611586781,null,0,52.017402852204377,7]
["Tank Wrap on Water Heater",0.30525001254438938,-279.63562241839486,1.3621025611586781,null,0,52.017402852204377,7]
["Tank Wrap on Water Heater",0.29194809335505773,-288.39840204337446,1.3618307630056041,null,0,54.376599220501248,7]
["Tank Wrap on Water Heater",0.29186402752360985,-2883.9840204337452,1.3614386267389555,null,0,54.376599220501255,7]
["Tank Wrap on Water Heater",0.29194809335505773,-288.39840204337446,1.3618307630056041,null,0,54.376599220501248,7]
["Tank Wrap on Water Heater",0.29194809335505773,-288.39840204337446,1.3618307630056041,null,0,54.376599220501248,7]
["Tank Wrap on Water Heater",0.29186402752360996,-4325.9760306506159,1.3614386267389553,null,0,54.376599220501248,7]
["Tank Wrap on Water Heater",0.29184721435732036,-7209.9600510843593,1.3613601994856259,null,0,54.376599220501248,7]
["Tank Wrap on Water Heater",0.29180798363597793,-865.19520613012344,1.3611772025611899,null,0,54.376599220501248,7]
["Tank Wrap on Water Heater",0.29186402752360985,-5767.9680408674903,1.3614386267389555,null,0,54.376599220501255,7]
["Tank Wrap on Water Heater",0.29180798363597793,-865.19520613012344,1.3611772025611899,null,0,54.376599220501248,7]
["Tank Wrap on Water Heater",0.29194809335505773,-576.79680408674892,1.3618307630056041,null,0,54.376599220501248,7]
["Tank Wrap on Water Heater",0.29180798363597793,-865.19520613012344,1.3611772025611899,null,0,54.376599220501248,7]
["Tank Wrap on Water Heater",0.29194809335505773,-288.39840204337446,1.3618307630056041,null,0,54.376599220501248,7]
["Tank Wrap on Water Heater",0.29194809335505773,-288.39840204337446,1.3618307630056041,null,0,54.376599220501248,7]
["Thermostatic Shower Restriction Valve",8.5805430660907049,886.63145621009653,1.3131361519243379,null,0,2.2283547123743386,10]
["Thermostatic Shower Restriction Valve",8.9005541509688495,48233.480714968355,0.838851926282005,null,0,1.6677795929996173,10]
["Thermostatic Shower Restriction Valve",8.902414779829261,1236.7559157684195,0.83902728526271309,null,0,1.6677795929996175,10]
["Thermostatic Shower Restriction Valve",8.3489761565167342,1013.262618693318,1.0425040294837846,null,0,2.1014780929130263,10]
["Thermostatic Shower Restriction Valve",8.3500043987817012,26344.828086026268,1.0426324220776086,null,0,2.1014780929130259,10]
["Thermostatic Shower Restriction Valve",8.580890264777576,19505.892036622125,1.3131892859910419,null,0,2.228354712374339,10]
["Thermostatic Shower Restriction Valve",9.2329290503452359,15219.400445712841,0.749444976941676,null,0,1.4794861611017103,10]
["Thermostatic Shower Restriction Valve",8.5809923820384206,15072.734755571641,1.3132049136577191,null,0,2.2283547123743386,10]
["Thermostatic Shower Restriction Valve",8.5805430660907049,1773.2629124201931,1.3131361519243379,null,0,2.2283547123743386,10]
["Thermostatic Shower Restriction Valve",8.902414779829261,1236.7559157684195,0.83902728526271309,null,0,1.6677795929996175,10]
["Thermostatic Shower Restriction Valve",8.9005051870514702,2473.5118315368391,0.83884731157198633,null,0,1.6677795929996175,10]
["Thermostatic Shower Restriction Valve",8.5805430660907049,886.63145621009653,1.3131361519243379,null,0,2.2283547123743386,10]
["Thermostatic Shower Restriction Valve",8.5805430660907049,886.63145621009653,1.3131361519243379,null,0,2.2283547123743386,10]
["Thermostatic Shower Restriction Valve",8.5805430660907049,886.63145621009653,1.3131361519243379,null,0,2.2283547123743386,10]
["Thermostatic Shower Restriction Valve",8.9005541509688495,48233.480714968355,0.838851926282005,null,0,1.6677795929996173,10]
["Thermostatic Shower Restriction Valve",8.902414779829261,1236.7559157684195,0.83902728526271309,null,0,1.6677795929996175,10]
["Thermostatic Shower Restriction Valve",8.3489761565167342,1013.262618693318,1.0425040294837846,null,0,2.1014780929130263,10]
["Thermostatic Shower Restriction Valve",8.3500043987817012,26344.828086026268,1.0426324220776086,null,0,2.1014780929130259,10]
["Thermostatic Shower Restriction Valve",8.580890264777576,19505.892036622125,1.3131892859910419,null,0,2.228354712374339,10]
["Thermostatic Shower Restriction Valve",9.2329290503452359,15219.400445712841,0.749444976941676,null,0,1.4794861611017103,10]
["Thermostatic Shower Restriction Valve",8.5809923820384206,15072.734755571641,1.3132049136577191,null,0,2.2283547123743386,10]
["Thermostatic Shower Restriction Valve",8.5805430660907049,1773.2629124201931,1.3131361519243379,null,0,2.2283547123743386,10]
["Thermostatic Shower Restriction Valve",8.902414779829261,1236.7559157684195,0.83902728526271309,null,0,1.6677795929996175,10]
["Thermostatic Shower Restriction Valve",8.9005051870514702,2473.5118315368391,0.83884731157198633,null,0,1.6677795929996175,10]
["Thermostatic Shower Restriction Valve",8.5805430660907049,886.63145621009653,1.3131361519243379,null,0,2.2283547123743386,10]
["Thermostatic Shower Restriction Valve",8.5805430660907049,886.63145621009653,1.3131361519243379,null,0,2.2283547123743386,10]
["Bi-Level Lighting Control (Exterior)",0.69562538798583851,-69.124498746547204,1.8689204639339136,null,0,0,9]
["Bi-Level Lighting Control (Exterior)",0.69562538798583851,-69.124498746547204,1.8689204639339136,null,0,0,9]
["Bi-Level Lighting Control (Exterior)",0.69562538798583851,-69.124498746547204,1.8689204639339136,null,0,0,9]
["Bi-Level Lighting Control (Exterior)",0.69562538798583851,-69.124498746547204,1.8689204639339136,null,0,0,9]
["Bi-Level Lighting Control (Exterior)",0.69562538798583851,-69.124498746547204,1.8689204639339136,null,0,0,9]
["Bi-Level Lighting Control (Exterior)",0.69562538798583851,-69.124498746547204,1.8689204639339136,null,0,0,9]
["Bi-Level Lighting Control (Exterior)",0.69562538798583851,-69.124498746547204,1.8689204639339136,null,0,0,9]
["Bi-Level Lighting Control (Exterior)",0.69562538798583851,-69.124498746547204,1.8689204639339136,null,0,0,9]
["Bi-Level Lighting Control (Exterior)",0.69562538798583851,-69.124498746547204,1.8689204639339136,null,0,0,9]
["Bi-Level Lighting Control (Exterior)",0.69562538798583851,-69.124498746547204,1.8689204639339136,null,0,0,9]
["Bi-Level Lighting Control (Exterior)",0.69562538798583851,-69.124498746547204,1.8689204639339136,null,0,0,9]
["Bi-Level Lighting Control (Exterior)",0.69562538798583851,-69.124498746547204,1.8689204639339136,null,0,0,9]
["Bi-Level Lighting Control (Exterior)",0.69562538798583851,-69.124498746547204,1.8689204639339136,null,0,0,9]
["Bi-Level Lighting Control (Exterior)",0.69562538798583851,-69.124498746547204,1.8689204639339136,null,0,0,9]
["Bi-Level Lighting Control (Exterior)",0.69562538798583851,-69.124498746547204,1.8689204639339136,null,0,0,9]
["Bi-Level Lighting Control (Exterior)",0.69562538798583851,-69.124498746547204,1.8689204639339136,null,0,0,9]
["Bi-Level Lighting Control (Exterior)",0.69562538798583851,-69.124498746547204,1.8689204639339136,null,0,0,9]
["Bi-Level Lighting Control (Exterior)",0.69562538798583851,-69.124498746547204,1.8689204639339136,null,0,0,9]
["Bi-Level Lighting Control (Exterior)",0.69562538798583851,-69.124498746547204,1.8689204639339136,null,0,0,9]
["Bi-Level Lighting Control (Exterior)",0.69562538798583851,-69.124498746547204,1.8689204639339136,null,0,0,9]
["Bi-Level Lighting Control (Exterior)",0.69562538798583851,-69.124498746547204,1.8689204639339136,null,0,0,9]
["Bi-Level Lighting Control (Exterior)",0.69562538798583851,-69.124498746547204,1.8689204639339136,null,0,0,9]
["Bi-Level Lighting Control (Exterior)",0.69562538798583851,-69.124498746547204,1.8689204639339136,null,0,0,9]
["Bi-Level Lighting Control (Exterior)",0.69562538798583851,-69.124498746547204,1.8689204639339136,null,0,0,9]
["Bi-Level Lighting Control (Exterior)",0.69562538798583851,-69.124498746547204,1.8689204639339136,null,0,0,9]
["Bi-Level Lighting Control (Exterior)",0.69562538798583851,-69.124498746547204,1.8689204639339136,null,0,0,9]
["Outdoor Lighting Controls",0.76874219967218971,18.722577951553461,1.8228362478562601,null,0,0,8]
["Outdoor Lighting Controls",0.76874219967218971,18.722577951553461,1.8228362478562601,null,0,0,8]
["Outdoor Lighting Controls",0.76874219967218971,18.722577951553461,1.8228362478562601,null,0,0,8]
["Outdoor Lighting Controls",0.76874219967218971,18.722577951553461,1.8228362478562601,null,0,0,8]
["Outdoor Lighting Controls",0.76874219967218971,18.722577951553461,1.8228362478562601,null,0,0,8]
["Outdoor Lighting Controls",0.76874219967218971,18.722577951553461,1.8228362478562601,null,0,0,8]
["Outdoor Lighting Controls",0.76874219967218971,18.722577951553461,1.8228362478562601,null,0,0,8]
["Outdoor Lighting Controls",0.76874219967218971,18.722577951553461,1.8228362478562601,null,0,0,8]
["Outdoor Lighting Controls",0.76874219967218971,18.722577951553461,1.8228362478562601,null,0,0,8]
["Outdoor Lighting Controls",0.76874219967218971,18.722577951553461,1.8228362478562601,null,0,0,8]
["Outdoor Lighting Controls",0.76874219967218971,18.722577951553461,1.8228362478562601,null,0,0,8]
["Outdoor Lighting Controls",0.76874219967218971,18.722577951553461,1.8228362478562601,null,0,0,8]
["Outdoor Lighting Controls",0.76874219967218971,18.722577951553461,1.8228362478562601,null,0,0,8]
["Outdoor Lighting Controls",0.76874219967218971,18.722577951553461,1.8228362478562601,null,0,0,8]
["Outdoor Lighting Controls",0.76874219967218971,18.722577951553461,1.8228362478562601,null,0,0,8]
["Outdoor Lighting Controls",0.76874219967218971,18.722577951553461,1.8228362478562601,null,0,0,8]
["Outdoor Lighting Controls",0.76874219967218971,18.722577951553461,1.8228362478562601,null,0,0,8]
["Outdoor Lighting Controls",0.76874219967218971,18.722577951553461,1.8228362478562601,null,0,0,8]
["Outdoor Lighting Controls",0.76874219967218971,18.722577951553461,1.8228362478562601,null,0,0,8]
["Outdoor Lighting Controls",0.76874219967218971,18.722577951553461,1.8228362478562601,null,0,0,8]
["Outdoor Lighting Controls",0.76874219967218971,18.722577951553461,1.8228362478562601,null,0,0,8]
["Outdoor Lighting Controls",0.76874219967218971,18.722577951553461,1.8228362478562601,null,0,0,8]
["Outdoor Lighting Controls",0.76874219967218971,18.722577951553461,1.8228362478562601,null,0,0,8]
["Outdoor Lighting Controls",0.76874219967218971,18.722577951553461,1.8228362478562601,null,0,0,8]
["Outdoor Lighting Controls",0.76874219967218971,18.722577951553461,1.8228362478562601,null,0,0,8]
["Outdoor Lighting Controls",0.76874219967218971,18.722577951553461,1.8228362478562601,null,0,0,8]
["Air Curtains",5.470329290685071E-3,-10246.803380822936,1.269610726673239,null,0,3633.4496156412288,8]
["Air Curtains",5.4313185008741955E-3,-10249.055888373485,1.3277859969301002,null,0,3033.6588146036602,8]
["Air Curtains",5.470329290685071E-3,-10246.803380822936,1.269610726673239,null,0,3633.4496156412288,8]
["Air Curtains",5.4313185008741955E-3,-10249.055888373485,1.3277859969301002,null,0,3033.6588146036602,8]
["Air Curtains",5.4313185008741955E-3,-10249.055888373485,1.3277859969301002,null,0,3033.6588146036602,8]
["Air Curtains",5.470329290685071E-3,-10246.803380822936,1.269610726673239,null,0,3633.4496156412288,8]
["Air Curtains",5.4313185008741955E-3,-10249.055888373485,1.3277859969301002,null,0,3033.6588146036602,8]
["Air Curtains",5.470329290685071E-3,-10246.803380822936,1.269610726673239,null,0,3633.4496156412288,8]
["Air Curtains",5.470329290685071E-3,-10246.803380822936,1.269610726673239,null,0,3633.4496156412288,8]
["Air Curtains",5.4313185008741955E-3,-10249.055888373485,1.3277859969301002,null,0,3033.6588146036602,8]
["Air Curtains",5.470329290685071E-3,-10246.803380822936,1.269610726673239,null,0,3633.4496156412288,8]
["Air Curtains",5.4313185008741955E-3,-10249.055888373485,1.3277859969301002,null,0,3033.6588146036602,8]
["Air Curtains",5.470329290685071E-3,-10246.803380822936,1.269610726673239,null,0,3633.4496156412288,8]
["Air Curtains",5.470329290685071E-3,-10246.803380822936,1.269610726673239,null,0,3633.4496156412288,8]
["Air Curtains",5.4313185008741955E-3,-10249.055888373485,1.3277859969301002,null,0,3033.6588146036602,8]
["Air Curtains",5.470329290685071E-3,-10246.803380822936,1.269610726673239,null,0,3633.4496156412288,8]
["Air Curtains",5.4313185008741955E-3,-10249.055888373485,1.3277859969301002,null,0,3033.6588146036602,8]
["Air Curtains",5.4313185008741955E-3,-10249.055888373485,1.3277859969301002,null,0,3033.6588146036602,8]
["Air Curtains",5.470329290685071E-3,-10246.803380822936,1.269610726673239,null,0,3633.4496156412288,8]
["Air Curtains",5.4313185008741955E-3,-10249.055888373485,1.3277859969301002,null,0,3033.6588146036602,8]
["Air Curtains",5.470329290685071E-3,-10246.803380822936,1.269610726673239,null,0,3633.4496156412288,8]
["Air Curtains",5.470329290685071E-3,-10246.803380822936,1.269610726673239,null,0,3633.4496156412288,8]
["Air Curtains",5.4313185008741955E-3,-10249.055888373485,1.3277859969301002,null,0,3033.6588146036602,8]
["Air Curtains",5.470329290685071E-3,-10246.803380822936,1.269610726673239,null,0,3633.4496156412288,8]
["Air Curtains",5.4313185008741955E-3,-10249.055888373485,1.3277859969301002,null,0,3033.6588146036602,8]
["Air Curtains",5.470329290685071E-3,-10246.803380822936,1.269610726673239,null,0,3633.4496156412288,8]
["Airside Economizer",5.9003200552006803,1833.2223174054188,1.2114677751299578,null,0,-1.7056817515162928,10]
["Airside Economizer",8.6525225756538902,15097.195672509413,0.93948965169986465,null,0,-14.983252698747108,10]
["Airside Economizer",5.6684803240385637,4497.6558450955927,1.114006742044811,null,0,-1.6046155353199967,10]
["Airside Economizer",5.8993997990836933,7704.063365427879,1.2112788259509017,null,0,-1.7056817515162925,10]
["Airside Economizer",8.652548756197783,110687.44003817302,0.9394924943795383,null,0,-14.983252698747089,10]
["Airside Economizer",5.8995636793586579,8905.9792897998359,1.2113124742395109,null,0,-1.7056817515162936,10]
["Airside Economizer",5.6686579418228682,7444.8229053689402,1.1140416486507982,null,0,-1.6046155353199956,10]
["Airside Economizer",5.8994639820894381,84906.792496781898,1.2112920041585979,null,0,-1.7056817515162903,10]
["Airside Economizer",5.8992882598417369,6346.8153943429197,1.2112559244479291,null,0,-1.7056817515162948,10]
["Airside Economizer",5.6680946691954697,4686.5848587719111,1.1139309506385155,null,0,-1.6046155353199947,10]
["Airside Economizer",5.6686156675457449,2046.9861387893352,1.1140333406340079,null,0,-1.6046155353200018,10]
["Airside Economizer",5.8996247252130152,7506.915765984947,1.2113250083198097,null,0,-1.7056817515162936,10]
["Airside Economizer",5.898091506518738,745.73989558450478,1.2110102042035988,null,0,-1.7056817515162948,10]
["Airside Economizer",5.9003200552006803,1833.2223174054188,1.2114677751299578,null,0,-1.7056817515162928,10]
["Airside Economizer",8.6525225756538902,15097.195672509413,0.93948965169986465,null,0,-14.983252698747108,10]
["Airside Economizer",5.6684803240385637,4497.6558450955927,1.114006742044811,null,0,-1.6046155353199967,10]
["Airside Economizer",5.8993997990836933,7704.063365427879,1.2112788259509017,null,0,-1.7056817515162925,10]
["Airside Economizer",8.652548756197783,110687.44003817302,0.9394924943795383,null,0,-14.983252698747089,10]
["Airside Economizer",5.8995636793586579,8905.9792897998359,1.2113124742395109,null,0,-1.7056817515162936,10]
["Airside Economizer",5.6686579418228682,7444.8229053689402,1.1140416486507982,null,0,-1.6046155353199956,10]
["Airside Economizer",5.8994639820894381,84906.792496781898,1.2112920041585979,null,0,-1.7056817515162903,10]
["Airside Economizer",5.8992882598417369,6346.8153943429197,1.2112559244479291,null,0,-1.7056817515162948,10]
["Airside Economizer",5.6680946691954697,4686.5848587719111,1.1139309506385155,null,0,-1.6046155353199947,10]
["Airside Economizer",5.6686156675457449,2046.9861387893352,1.1140333406340079,null,0,-1.6046155353200018,10]
["Airside Economizer",5.8996247252130152,7506.915765984947,1.2113250083198097,null,0,-1.7056817515162936,10]
["Airside Economizer",5.898091506518738,745.73989558450478,1.2110102042035988,null,0,-1.7056817515162948,10]
["Ceiling Insulation(R12 to R38)",0.29912566662198897,-0.67103675237360216,0.79639935125682393,null,0,101.27493107736809,25]
["Ceiling Insulation(R12 to R38)",0.33030346733462101,-0.70690562676650903,0.93790273499878107,null,0,58.981993855025685,25]
["Ceiling Insulation(R12 to R38)",0.31984831194455243,-0.65609203067548139,0.8300038098019985,null,0,64.487079713584791,25]
["Ceiling Insulation(R12 to R38)",0.29912566662198897,-0.67103675237360216,0.79639935125682393,null,0,101.27493107736809,25]
["Ceiling Insulation(R12 to R38)",0.33030346733462101,-0.70690562676650903,0.93790273499878107,null,0,58.981993855025685,25]
["Ceiling Insulation(R12 to R38)",0.29912566662198897,-0.67103675237360216,0.79639935125682393,null,0,101.27493107736809,25]
["Ceiling Insulation(R12 to R38)",0.33030346733462101,-0.70690562676650903,0.93790273499878107,null,0,58.981993855025685,25]
["Ceiling Insulation(R12 to R38)",0.29912566662198897,-0.67103675237360216,0.79639935125682393,null,0,101.27493107736809,25]
["Ceiling Insulation(R12 to R38)",0.29912566662198897,-0.67103675237360216,0.79639935125682393,null,0,101.27493107736809,25]
["Ceiling Insulation(R12 to R38)",0.31984831194455243,-0.65609203067548139,0.8300038098019985,null,0,64.487079713584791,25]
["Ceiling Insulation(R12 to R38)",0.31984831194455243,-0.65609203067548139,0.8300038098019985,null,0,64.487079713584791,25]
["Ceiling Insulation(R12 to R38)",0.29912566662198897,-0.67103675237360216,0.79639935125682393,null,0,101.27493107736809,25]
["Ceiling Insulation(R12 to R38)",0.27632857067629096,-0.90884696727086367,1.2543911350670729,null,0,134.27908258114107,25]
["Ceiling Insulation(R12 to R38)",0.29453391886680996,-0.68424091396485731,0.79639935125682382,null,0,102.85379486059404,25]
["Ceiling Insulation(R12 to R38)",0.32523312274738014,-0.71955918089791482,0.93790273499878063,null,0,59.90151592203172,25]
["Ceiling Insulation(R12 to R38)",0.31493845989155156,-0.66952560217690604,0.83000380980199828,null,0,65.492425395508818,25]
["Ceiling Insulation(R12 to R38)",0.29453391886680996,-0.68424091396485731,0.79639935125682382,null,0,102.85379486059404,25]
["Ceiling Insulation(R12 to R38)",0.32523312274738014,-0.71955918089791482,0.93790273499878063,null,0,59.90151592203172,25]
["Ceiling Insulation(R12 to R38)",0.29453391886680996,-0.68424091396485731,0.79639935125682382,null,0,102.85379486059404,25]
["Ceiling Insulation(R12 to R38)",0.32523312274738014,-0.71955918089791482,0.93790273499878063,null,0,59.90151592203172,25]
["Ceiling Insulation(R12 to R38)",0.29453391886680996,-0.68424091396485731,0.79639935125682382,null,0,102.85379486059404,25]
["Ceiling Insulation(R12 to R38)",0.29453391886680996,-0.68424091396485731,0.79639935125682382,null,0,102.85379486059404,25]
["Ceiling Insulation(R12 to R38)",0.31493845989155156,-0.66952560217690604,0.83000380980199828,null,0,65.492425395508818,25]
["Ceiling Insulation(R12 to R38)",0.31493845989155156,-0.66952560217690604,0.83000380980199828,null,0,65.492425395508818,25]
["Ceiling Insulation(R12 to R38)",0.29453391886680996,-0.68424091396485731,0.79639935125682382,null,0,102.85379486059404,25]
["Ceiling Insulation(R12 to R38)",0.2720867712064442,-0.91840060788628697,1.2543911350670724,null,0,136.37247704783493,25]
["Ceiling Insulation(R19 to R38)",0.16110532812649167,-0.9151562983621051,0.79639935125682382,null,0,188.03804705222706,25]
["Ceiling Insulation(R19 to R38)",0.17789730011202676,-0.93171116346652372,0.93790273499878041,null,0,109.51238196620172,25]
["Ceiling Insulation(R19 to R38)",0.17226628469716082,-0.90825873450143413,0.83000380980199839,null,0,119.73372285171149,25]
["Ceiling Insulation(R19 to R38)",0.16110532812649167,-0.9151562983621051,0.79639935125682382,null,0,188.03804705222706,25]
["Ceiling Insulation(R19 to R38)",0.17789730011202676,-0.93171116346652372,0.93790273499878041,null,0,109.51238196620172,25]
["Ceiling Insulation(R19 to R38)",0.16110532812649167,-0.9151562983621051,0.79639935125682382,null,0,188.03804705222706,25]
["Ceiling Insulation(R19 to R38)",0.17789730011202676,-0.93171116346652372,0.93790273499878041,null,0,109.51238196620172,25]
["Ceiling Insulation(R19 to R38)",0.16110532812649167,-0.9151562983621051,0.79639935125682382,null,0,188.03804705222706,25]
["Ceiling Insulation(R19 to R38)",0.16110532812649167,-0.9151562983621051,0.79639935125682382,null,0,188.03804705222706,25]
["Ceiling Insulation(R19 to R38)",0.17226628469716082,-0.90825873450143413,0.83000380980199839,null,0,119.73372285171149,25]
["Ceiling Insulation(R19 to R38)",0.17226628469716082,-0.90825873450143413,0.83000380980199839,null,0,119.73372285171149,25]
["Ceiling Insulation(R19 to R38)",0.16110532812649167,-0.9151562983621051,0.79639935125682382,null,0,188.03804705222706,25]
["Ceiling Insulation(R19 to R38)",0.14882709849765777,-1.0249148590839181,1.2543911350670727,null,0,249.31714275108504,25]
["Ceiling Insulation(R19 to R38)",0.15863227044098371,-0.92125052678883868,0.79639935125682415,null,0,190.96953719693519,25]
["Ceiling Insulation(R19 to R38)",0.17516647618218301,-0.93755126537332623,0.93790273499878107,null,0,111.21966660082815,25]
["Ceiling Insulation(R19 to R38)",0.16962190003106389,-0.91445884442516867,0.83000380980199839,null,0,121.60035694003258,25]
["Ceiling Insulation(R19 to R38)",0.15863227044098371,-0.92125052678883868,0.79639935125682415,null,0,190.96953719693519,25]
["Ceiling Insulation(R19 to R38)",0.17516647618218301,-0.93755126537332623,0.93790273499878107,null,0,111.21966660082815,25]
["Ceiling Insulation(R19 to R38)",0.15863227044098371,-0.92125052678883868,0.79639935125682415,null,0,190.96953719693519,25]
["Ceiling Insulation(R19 to R38)",0.17516647618218301,-0.93755126537332623,0.93790273499878107,null,0,111.21966660082815,25]
["Ceiling Insulation(R19 to R38)",0.15863227044098371,-0.92125052678883868,0.79639935125682415,null,0,190.96953719693519,25]
["Ceiling Insulation(R19 to R38)",0.15863227044098371,-0.92125052678883868,0.79639935125682415,null,0,190.96953719693519,25]
["Ceiling Insulation(R19 to R38)",0.16962190003106389,-0.91445884442516867,0.83000380980199839,null,0,121.60035694003258,25]
["Ceiling Insulation(R19 to R38)",0.16962190003106389,-0.91445884442516867,0.83000380980199839,null,0,121.60035694003258,25]
["Ceiling Insulation(R19 to R38)",0.15863227044098371,-0.92125052678883868,0.79639935125682415,null,0,190.96953719693519,25]
["Ceiling Insulation(R19 to R38)",0.14654251856456893,-1.0293242316756521,1.2543911350670729,null,0,253.20396649946505,25]
["Ceiling Insulation(R2 to R38)",2.42468929031824,5.3019223564585127,0.9358625614613626,null,0,14.681847810799901,25]
["Ceiling Insulation(R2 to R38)",3.0010825076900907,5.003934784578977,1.2353822774754279,null,0,8.5506319100377954,25]
["Ceiling Insulation(R2 to R38)",2.9289631699079965,5.4260785059505903,1.1018657788563972,null,0,9.3487053513221561,25]
["Ceiling Insulation(R2 to R38)",2.42468929031824,5.3019223564585127,0.9358625614613626,null,0,14.681847810799901,25]
["Ceiling Insulation(R2 to R38)",3.0010825076900907,5.003934784578977,1.2353822774754279,null,0,8.5506319100377954,25]
["Ceiling Insulation(R2 to R38)",2.42468929031824,5.3019223564585127,0.9358625614613626,null,0,14.681847810799901,25]
["Ceiling Insulation(R2 to R38)",3.0010825076900907,5.003934784578977,1.2353822774754279,null,0,8.5506319100377954,25]
["Ceiling Insulation(R2 to R38)",2.42468929031824,5.3019223564585127,0.9358625614613626,null,0,14.681847810799901,25]
["Ceiling Insulation(R2 to R38)",2.42468929031824,5.3019223564585127,0.9358625614613626,null,0,14.681847810799901,25]
["Ceiling Insulation(R2 to R38)",2.9289631699079965,5.4260785059505903,1.1018657788563972,null,0,9.3487053513221561,25]
["Ceiling Insulation(R2 to R38)",2.9289631699079965,5.4260785059505903,1.1018657788563972,null,0,9.3487053513221561,25]
["Ceiling Insulation(R2 to R38)",2.42468929031824,5.3019223564585127,0.9358625614613626,null,0,14.681847810799901,25]
["Ceiling Insulation(R2 to R38)",1.7590605597565077,1.9472748996386224,1.5786658638517694,null,0,26.546703958211925,25]
["Ceiling Insulation(R2 to R38)",2.3930155566422684,5.1922262447773155,0.9380367758433622,null,0,14.910736021660282,25]
["Ceiling Insulation(R2 to R38)",2.9661074279025459,4.898812950256529,1.2400199471422506,null,0,8.6839352152371951,25]
["Ceiling Insulation(R2 to R38)",2.8950951626465442,5.3144765273233681,1.1061040736882013,null,0,9.4944505238167913,25]
["Ceiling Insulation(R2 to R38)",2.3930155566422684,5.1922262447773155,0.9380367758433622,null,0,14.910736021660282,25]
["Ceiling Insulation(R2 to R38)",2.9661074279025459,4.898812950256529,1.2400199471422506,null,0,8.6839352152371951,25]
["Ceiling Insulation(R2 to R38)",2.3930155566422684,5.1922262447773155,0.9380367758433622,null,0,14.910736021660282,25]
["Ceiling Insulation(R2 to R38)",2.9661074279025459,4.898812950256529,1.2400199471422506,null,0,8.6839352152371951,25]
["Ceiling Insulation(R2 to R38)",2.3930155566422684,5.1922262447773155,0.9380367758433622,null,0,14.910736021660282,25]
["Ceiling Insulation(R2 to R38)",2.3930155566422684,5.1922262447773155,0.9380367758433622,null,0,14.910736021660282,25]
["Ceiling Insulation(R2 to R38)",2.8950951626465442,5.3144765273233681,1.1061040736882013,null,0,9.4944505238167913,25]
["Ceiling Insulation(R2 to R38)",2.8950951626465442,5.3144765273233681,1.1061040736882013,null,0,9.4944505238167913,25]
["Ceiling Insulation(R2 to R38)",2.3930155566422684,5.1922262447773155,0.9380367758433622,null,0,14.910736021660282,25]
["Ceiling Insulation(R2 to R38)",1.7590605597565077,1.9472748996386224,1.5786658638517694,null,0,26.546703958211925,25]
["Ceiling Insulation(R30 to R38)",5.6415720919677531E-2,-0.89336186407532336,0.79639935125682404,null,0,536.97676422047368,25]
["Ceiling Insulation(R30 to R38)",6.2295918776840847E-2,-0.89777649476983534,0.93790273499878074,null,0,312.73247851778876,25]
["Ceiling Insulation(R30 to R38)",6.0324054792987664E-2,-0.89152251371247782,0.83000380980199817,null,0,341.92137215254883,25]
["Ceiling Insulation(R30 to R38)",5.6415720919677531E-2,-0.89336186407532336,0.79639935125682404,null,0,536.97676422047368,25]
["Ceiling Insulation(R30 to R38)",6.2295918776840847E-2,-0.89777649476983534,0.93790273499878074,null,0,312.73247851778876,25]
["Ceiling Insulation(R30 to R38)",5.6415720919677531E-2,-0.89336186407532336,0.79639935125682404,null,0,536.97676422047368,25]
["Ceiling Insulation(R30 to R38)",6.2295918776840847E-2,-0.89777649476983534,0.93790273499878074,null,0,312.73247851778876,25]
["Ceiling Insulation(R30 to R38)",5.6415720919677531E-2,-0.89336186407532336,0.79639935125682404,null,0,536.97676422047368,25]
["Ceiling Insulation(R30 to R38)",5.6415720919677531E-2,-0.89336186407532336,0.79639935125682404,null,0,536.97676422047368,25]
["Ceiling Insulation(R30 to R38)",6.0324054792987664E-2,-0.89152251371247782,0.83000380980199817,null,0,341.92137215254883,25]
["Ceiling Insulation(R30 to R38)",6.0324054792987664E-2,-0.89152251371247782,0.83000380980199817,null,0,341.92137215254883,25]
["Ceiling Insulation(R30 to R38)",5.6415720919677531E-2,-0.89336186407532336,0.79639935125682404,null,0,536.97676422047368,25]
["Ceiling Insulation(R30 to R38)",5.2116141357764184E-2,-0.9226308136011403,1.2543911350670727,null,0,711.9703415234228,25]
["Ceiling Insulation(R30 to R38)",5.55497077727111E-2,-0.89498699165578555,0.79639935125682404,null,0,545.3481662687642,25]
["Ceiling Insulation(R30 to R38)",6.1339641275044703E-2,-0.89933385527831611,0.93790273499878007,null,0,317.60793959110242,25]
["Ceiling Insulation(R30 to R38)",5.9398046515907799E-2,-0.89317587635880702,0.83000380980199862,null,0,347.25188450599762,25]
["Ceiling Insulation(R30 to R38)",5.55497077727111E-2,-0.89498699165578555,0.79639935125682404,null,0,545.3481662687642,25]
["Ceiling Insulation(R30 to R38)",6.1339641275044703E-2,-0.89933385527831611,0.93790273499878007,null,0,317.60793959110242,25]
["Ceiling Insulation(R30 to R38)",5.55497077727111E-2,-0.89498699165578555,0.79639935125682404,null,0,545.3481662687642,25]
["Ceiling Insulation(R30 to R38)",6.1339641275044703E-2,-0.89933385527831611,0.93790273499878007,null,0,317.60793959110242,25]
["Ceiling Insulation(R30 to R38)",5.55497077727111E-2,-0.89498699165578555,0.79639935125682404,null,0,545.3481662687642,25]
["Ceiling Insulation(R30 to R38)",5.55497077727111E-2,-0.89498699165578555,0.79639935125682404,null,0,545.3481662687642,25]
["Ceiling Insulation(R30 to R38)",5.9398046515907799E-2,-0.89317587635880702,0.83000380980199862,null,0,347.25188450599762,25]
["Ceiling Insulation(R30 to R38)",5.9398046515907799E-2,-0.89317587635880702,0.83000380980199862,null,0,347.25188450599762,25]
["Ceiling Insulation(R30 to R38)",5.55497077727111E-2,-0.89498699165578555,0.79639935125682404,null,0,545.3481662687642,25]
["Ceiling Insulation(R30 to R38)",5.1316129182979724E-2,-0.92380664629226972,1.2543911350670733,null,0,723.0698720291864,25]
["Chilled Water Controls Optimization",10.646716806965987,4247.3807111920687,1.0280857477436069,null,0,1.5036492698920856,10]
["Chilled Water Controls Optimization",27.746516797377122,11125.601533979725,1.2077520841719038,null,0,0.60514326047311728,10]
["Chilled Water Controls Optimization",0,-309.75200510610102,{"$error":"#DIV/0!"},null,0,0,10]
["Chilled Water Controls Optimization",16.252000220427277,6646.7723172570104,1.0280632256361895,null,0,0.98502196846130807,10]
["Chilled Water Controls Optimization",76.846547074131749,31362.150396933641,1.2077279810076236,null,0,0.21849104728421784,10]
["Chilled Water Controls Optimization",5.7509073508864148,2151.8667383571787,1.0280657568663811,null,0,2.7836679826472466,10]
["Chilled Water Controls Optimization",44.23610441967638,18624.998164711302,1.0280698150363126,null,0,0.36189171867637893,10]
["Chilled Water Controls Optimization",13.69741041496723,5553.5279693965595,1.0280237523682747,null,0,1.1686853282567855,10]
["Chilled Water Controls Optimization",14.030539083551009,5695.8338543645732,1.0280737975185579,null,0,1.1409926428505071,10]
["Chilled Water Controls Optimization",17.252722052659252,7075.1042252837397,1.0280657568663811,null,0,0.92788932754908193,10]
["Chilled Water Controls Optimization",12.625297231620493,5094.2959648400947,1.0280819366930014,null,0,1.2679993441529911,10]
["Chilled Water Controls Optimization",9.6852200229219232,3835.957577921512,1.0280540033456724,null,0,1.6528724804352599,10]
["Chilled Water Controls Optimization",3.7415614391482528,1291.7873675922922,1.0280649997663702,null,0,4.2785893362819811,10]
["Chilled Water Controls Optimization",10.646716806965987,4247.3807111920687,1.0280857477436069,null,0,1.5036492698920856,10]
["Chilled Water Controls Optimization",27.746516797377122,11125.601533979725,1.2077520841719038,null,0,0.60514326047311728,10]
["Chilled Water Controls Optimization",0,-309.75200510610102,{"$error":"#DIV/0!"},null,0,0,10]
["Chilled Water Controls Optimization",16.252000220427277,6646.7723172570104,1.0280632256361895,null,0,0.98502196846130807,10]
["Chilled Water Controls Optimization",76.846547074131749,31362.150396933641,1.2077279810076236,null,0,0.21849104728421784,10]
["Chilled Water Controls Optimization",5.7509073508864148,2151.8667383571787,1.0280657568663811,null,0,2.7836679826472466,10]
["Chilled Water Controls Optimization",44.23610441967638,18624.998164711302,1.0280698150363126,null,0,0.36189171867637893,10]
["Chilled Water Controls Optimization",13.69741041496723,5553.5279693965595,1.0280237523682747,null,0,1.1686853282567855,10]
["Chilled Water Controls Optimization",14.030539083551009,5695.8338543645732,1.0280737975185579,null,0,1.1409926428505071,10]
["Chilled Water Controls Optimization",17.252722052659252,7075.1042252837397,1.0280657568663811,null,0,0.92788932754908193,10]
["Chilled Water Controls Optimization",12.625297231620493,5094.2959648400947,1.0280819366930014,null,0,1.2679993441529911,10]
["Chilled Water Controls Optimization",9.6852200229219232,3835.957577921512,1.0280540033456724,null,0,1.6528724804352599,10]
["Chilled Water Controls Optimization",3.7415614391482528,1291.7873675922922,1.0280649997663702,null,0,4.2785893362819811,10]
["Chilled Water System - Variable Speed Drives",1.9501385835647651,7913.8613609746535,1.5462932374046254,null,0,15.211996656129131,13]
["Chilled Water System - Variable Speed Drives",1.9501385835647651,7913.8613609746535,1.5462932374046254,null,0,15.211996656129131,13]
["Chilled Water System - Variable Speed Drives",1.9501385835647651,7913.8613609746535,1.5462932374046254,null,0,15.211996656129131,13]
["Chilled Water System - Variable Speed Drives",1.9501385835647651,7913.8613609746535,1.5462932374046254,null,0,15.211996656129131,13]
["Chilled Water System - Variable Speed Drives",1.9501385835647651,7913.8613609746535,1.5462932374046254,null,0,15.211996656129131,13]
["Chilled Water System - Variable Speed Drives",1.9501385835647651,7913.8613609746535,1.5462932374046254,null,0,15.211996656129131,13]
["Chilled Water System - Variable Speed Drives",1.9501385835647651,7913.8613609746535,1.5462932374046254,null,0,15.211996656129131,13]
["Chilled Water System - Variable Speed Drives",1.9501385835647651,7913.8613609746535,1.5462932374046254,null,0,15.211996656129131,13]
["Chilled Water System - Variable Speed Drives",1.9501385835647651,7913.8613609746535,1.5462932374046254,null,0,15.211996656129131,13]
["Chilled Water System - Variable Speed Drives",1.9501385835647651,7913.8613609746535,1.5462932374046254,null,0,15.211996656129131,13]
["Chilled Water System - Variable Speed Drives",1.9501385835647651,7913.8613609746535,1.5462932374046254,null,0,15.211996656129131,13]
["Chilled Water System - Variable Speed Drives",1.9501385835647651,7913.8613609746535,1.5462932374046254,null,0,15.211996656129131,13]
["Chilled Water System - Variable Speed Drives",1.9501385835647651,7913.8613609746535,1.5462932374046254,null,0,15.211996656129131,13]
["Chilled Water System - Variable Speed Drives",1.9501385835647651,7913.8613609746535,1.5462932374046254,null,0,15.211996656129131,13]
["Chilled Water System - Variable Speed Drives",1.9501385835647651,7913.8613609746535,1.5462932374046254,null,0,15.211996656129131,13]
["Chilled Water System - Variable Speed Drives",1.9501385835647651,7913.8613609746535,1.5462932374046254,null,0,15.211996656129131,13]
["Chilled Water System - Variable Speed Drives",1.9501385835647651,7913.8613609746535,1.5462932374046254,null,0,15.211996656129131,13]
["Chilled Water System - Variable Speed Drives",1.9501385835647651,7913.8613609746535,1.5462932374046254,null,0,15.211996656129131,13]
["Chilled Water System - Variable Speed Drives",1.9501385835647651,7913.8613609746535,1.5462932374046254,null,0,15.211996656129131,13]
["Chilled Water System - Variable Speed Drives",1.9501385835647651,7913.8613609746535,1.5462932374046254,null,0,15.211996656129131,13]
["Chilled Water System - Variable Speed Drives",1.9501385835647651,7913.8613609746535,1.5462932374046254,null,0,15.211996656129131,13]
["Chilled Water System - Variable Speed Drives",1.9501385835647651,7913.8613609746535,1.5462932374046254,null,0,15.211996656129131,13]
["Chilled Water System - Variable Speed Drives",1.9501385835647651,7913.8613609746535,1.5462932374046254,null,0,15.211996656129131,13]
["Chilled Water System - Variable Speed Drives",1.9501385835647651,7913.8613609746535,1.5462932374046254,null,0,15.211996656129131,13]
["Chilled Water System - Variable Speed Drives",1.9501385835647651,7913.8613609746535,1.5462932374046254,null,0,15.211996656129131,13]
["Chilled Water System - Variable Speed Drives",1.9501385835647651,7913.8613609746535,1.5462932374046254,null,0,15.211996656129131,13]
["Cool Roof",5.8013602632569952E-2,-4.0916533777968898,0.80655307912035523,null,0,297.94857999274063,15]
["Cool Roof",5.8013602632569952E-2,-4.0916533777968898,0.80655307912035523,null,0,297.94857999274063,15]
["Cool Roof",5.8013602632569952E-2,-4.0916533777968898,0.80655307912035523,null,0,297.94857999274063,15]
["Cool Roof",5.8013602632569952E-2,-4.0916533777968898,0.80655307912035523,null,0,297.94857999274063,15]
["Cool Roof",5.8013602632569952E-2,-4.0916533777968898,0.80655307912035523,null,0,297.94857999274063,15]
["Cool Roof",5.8013602632569952E-2,-4.0916533777968898,0.80655307912035523,null,0,297.94857999274063,15]
["Cool Roof",6.3666167615561708E-2,-4.0123926641024017,0.71313120509600714,null,0,224.61993569945437,15]
["Cool Roof",4.5957657788287885E-2,-4.2607027908499724,1.3158901382714145,null,0,980.98267699319013,15]
["Cool Roof",5.8013602632569952E-2,-4.0916533777968898,0.80655307912035523,null,0,297.94857999274063,15]
["Cool Roof",5.8013602632569952E-2,-4.0916533777968898,0.80655307912035523,null,0,297.94857999274063,15]
["Cool Roof",5.8013602632569952E-2,-4.0916533777968898,0.80655307912035523,null,0,297.94857999274063,15]
["Cool Roof",5.8013602632569952E-2,-4.0916533777968898,0.80655307912035523,null,0,297.94857999274063,15]
["Cool Roof",4.5957657788287885E-2,-4.2607027908499724,1.3158901382714145,null,0,980.98267699319013,15]
["Cool Roof",5.7871711286378642E-2,-4.0928198426757083,0.8065530791203549,null,0,298.67909796380519,15]
["Cool Roof",5.7871711286378642E-2,-4.0928198426757083,0.8065530791203549,null,0,298.67909796380519,15]
["Cool Roof",5.7871711286378642E-2,-4.0928198426757083,0.8065530791203549,null,0,298.67909796380519,15]
["Cool Roof",5.7871711286378642E-2,-4.0928198426757083,0.8065530791203549,null,0,298.67909796380519,15]
["Cool Roof",5.7871711286378642E-2,-4.0928198426757083,0.8065530791203549,null,0,298.67909796380519,15]
["Cool Roof",5.7871711286378642E-2,-4.0928198426757083,0.8065530791203549,null,0,298.67909796380519,15]
["Cool Roof",6.3510451062548656E-2,-4.0137529871257893,0.71313120509600714,null,0,225.17066461949761,15]
["Cool Roof",4.5845253220471616E-2,-4.2614557897880045,1.3158901382714145,null,0,983.38787548369453,15]
["Cool Roof",5.7871711286378642E-2,-4.0928198426757083,0.8065530791203549,null,0,298.67909796380519,15]
["Cool Roof",5.7871711286378642E-2,-4.0928198426757083,0.8065530791203549,null,0,298.67909796380519,15]
["Cool Roof",5.7871711286378642E-2,-4.0928198426757083,0.8065530791203549,null,0,298.67909796380519,15]
["Cool Roof",5.7871711286378642E-2,-4.0928198426757083,0.8065530791203549,null,0,298.67909796380519,15]
["Cool Roof",4.5845253220471616E-2,-4.2614557897880045,1.3158901382714145,null,0,983.38787548369453,15]
["Dedicated Outdoor Air System on VRF unit",0.53188522666362292,-1029.1073223279825,1.2994280482125278,null,0,33.791778704313344,15]
["Dedicated Outdoor Air System on VRF unit",0.49929945962356348,-1106.1894748875372,1.3944146862562921,null,0,49.526481147928649,15]
["Dedicated Outdoor Air System on VRF unit",0.31815282729766842,-1768.329057722601,1.2989373853002548,null,0,56.471480412201792,15]
["Dedicated Outdoor Air System on VRF unit",1.1444762853955164,1091.3633453239152,1.2992471093380504,null,0,15.702243380477984,15]
["Dedicated Outdoor Air System on VRF unit",1.0903471585243718,904.09403724934475,1.2992213432210744,null,0,16.481437719905312,15]
["Dedicated Outdoor Air System on VRF unit",0.29427741230329613,-1851.4365893711117,1.2995159777796663,null,0,61.080338968356784,15]
["Dedicated Outdoor Air System on VRF unit",0.73569661064000658,-271.0824535846067,1.3943386725548474,null,0,33.610590139847325,15]
["Dedicated Outdoor Air System on VRF unit",0.29693879440416487,-1842.1619158757278,1.299433299897633,null,0,60.529041183408445,15]
["Dedicated Outdoor Air System on VRF unit",0.58730415918170276,-837.3941751832599,1.2994717738579535,null,0,30.604163781524523,15]
["Dedicated Outdoor Air System on VRF unit",0.90503827971305117,262.86296626631565,1.2991604700508652,null,0,19.855123487452364,15]
["Dedicated Outdoor Air System on VRF unit",0.69726351585994939,-456.46518004032873,1.2992462226239241,null,0,25.77337334150462,15]
["Dedicated Outdoor Air System on VRF unit",0.60855949632225392,-763.36583709860952,1.2991786963973715,null,0,29.528581864577163,15]
["Dedicated Outdoor Air System on VRF unit",0.135554812191401,-2400.8814758990648,1.3000983716275532,null,0,132.65939675934112,15]
["Dedicated Outdoor Air System on VRF unit",0.53188522666362292,-1029.1073223279825,1.2994280482125278,null,0,33.791778704313344,15]
["Dedicated Outdoor Air System on VRF unit",0.49929945962356348,-1106.1894748875372,1.3944146862562921,null,0,49.526481147928649,15]
["Dedicated Outdoor Air System on VRF unit",0.31815282729766842,-1768.329057722601,1.2989373853002548,null,0,56.471480412201792,15]
["Dedicated Outdoor Air System on VRF unit",1.1444762853955164,1091.3633453239152,1.2992471093380504,null,0,15.702243380477984,15]
["Dedicated Outdoor Air System on VRF unit",1.0903471585243718,904.09403724934475,1.2992213432210744,null,0,16.481437719905312,15]
["Dedicated Outdoor Air System on VRF unit",0.29427741230329613,-1851.4365893711117,1.2995159777796663,null,0,61.080338968356784,15]
["Dedicated Outdoor Air System on VRF unit",0.73569661064000658,-271.0824535846067,1.3943386725548474,null,0,33.610590139847325,15]
["Dedicated Outdoor Air System on VRF unit",0.29693879440416487,-1842.1619158757278,1.299433299897633,null,0,60.529041183408445,15]
["Dedicated Outdoor Air System on VRF unit",0.58730415918170276,-837.3941751832599,1.2994717738579535,null,0,30.604163781524523,15]
["Dedicated Outdoor Air System on VRF unit",0.90503827971305117,262.86296626631565,1.2991604700508652,null,0,19.855123487452364,15]
["Dedicated Outdoor Air System on VRF unit",0.69726351585994939,-456.46518004032873,1.2992462226239241,null,0,25.77337334150462,15]
["Dedicated Outdoor Air System on VRF unit",0.60855949632225392,-763.36583709860952,1.2991786963973715,null,0,29.528581864577163,15]
["Dedicated Outdoor Air System on VRF unit",0.135554812191401,-2400.8814758990648,1.3000983716275532,null,0,132.65939675934112,15]
["Destratification Fans",3.0305430460644926E-2,-18508.914074722372,0.988906623885633,null,0,904.89730576748502,10]
["Destratification Fans",5.5140299302423257E-2,-17694.70655756451,0.98909973333680978,null,0,497.43396075148922,10]
["Destratification Fans",1.9851078679861852E-2,-18851.654125441313,0.98867434207894433,null,0,1381.127012043986,10]
["Destratification Fans",4.9665987348636559E-2,-17874.037205958961,0.98898639959501289,null,0,552.19912243401836,10]
["Destratification Fans",9.8069528380122506E-2,-16286.480056388436,0.98895747923457877,null,0,279.64560545133861,10]
["Destratification Fans",1.0913885761511203E-2,-19144.862009199969,0.98869475925649042,null,0,2512.1599922752098,10]
["Destratification Fans",1.6467665905102749E-2,-18962.784614574295,0.98891527401077595,null,0,1665.2962482980838,10]
["Destratification Fans",2.5176962991571912E-2,-18677.453744484483,0.98930281373489992,null,0,1089.6583951339719,10]
["Destratification Fans",5.5163839394314351E-3,-19322.119196606196,0.98971311641543858,null,0,4975.300389682342,10]
["Destratification Fans",4.3559128492661761E-2,-18074.068443190958,0.98881204385768551,null,0,629.50477960674152,10]
["Destratification Fans",5.2126728142387169E-2,-17793.053805203217,0.9888245037487271,null,0,526.0453913609208,10]
["Destratification Fans",0.16484289803121502,-14096.545430558976,0.98896794460534942,null,0,166.37054542367292,10]
["Destratification Fans",1.8071479491995238E-2,-18910.257305300929,0.98904179966312122,null,0,1517.6981462092417,10]
["Destratification Fans",3.0305430460644926E-2,-18508.914074722372,0.988906623885633,null,0,904.89730576748502,10]
["Destratification Fans",5.5140299302423257E-2,-17694.70655756451,0.98909973333680978,null,0,497.43396075148922,10]
["Destratification Fans",1.9851078679861852E-2,-18851.654125441313,0.98867434207894433,null,0,1381.127012043986,10]
["Destratification Fans",4.9665987348636559E-2,-17874.037205958961,0.98898639959501289,null,0,552.19912243401836,10]
["Destratification Fans",9.8069528380122506E-2,-16286.480056388436,0.98895747923457877,null,0,279.64560545133861,10]
["Destratification Fans",1.0913885761511203E-2,-19144.862009199969,0.98869475925649042,null,0,2512.1599922752098,10]
["Destratification Fans",1.6467665905102749E-2,-18962.784614574295,0.98891527401077595,null,0,1665.2962482980838,10]
["Destratification Fans",2.5176962991571912E-2,-18677.453744484483,0.98930281373489992,null,0,1089.6583951339719,10]
["Destratification Fans",5.5163839394314351E-3,-19322.119196606196,0.98971311641543858,null,0,4975.300389682342,10]
["Destratification Fans",4.3559128492661761E-2,-18074.068443190958,0.98881204385768551,null,0,629.50477960674152,10]
["Destratification Fans",5.2126728142387169E-2,-17793.053805203217,0.9888245037487271,null,0,526.0453913609208,10]
["Destratification Fans",0.16484289803121502,-14096.545430558976,0.98896794460534942,null,0,166.37054542367292,10]
["Destratification Fans",1.8071479491995238E-2,-18910.257305300929,0.98904179966312122,null,0,1517.6981462092417,10]
["Duct Insulation",4.6717629130045527E-2,-49518.429198072634,0.94572073425052894,null,0,387.22310006215372,18]
["Duct Insulation",7.0798888033376403E-2,-187840.68535648938,0.94570719426962546,null,0,255.51087994906484,18]
["Duct Insulation",0.45994530005955092,-4322.1141367416403,0.94571887997997128,null,0,39.331002420675915,18]
["Duct Insulation",0.18800049928520471,-40342.101099099949,0.9457167949894596,null,0,96.223520130120505,18]
["Duct Insulation",0.18799740529495804,-420358.34596361412,0.94570123099600767,null,0,96.223520130120519,18]
["Duct Insulation",0.21195905839815934,-39386.443586819412,0.94569915001354121,null,0,85.345407946275245,18]
["Duct Insulation",0.10611265060228013,-78851.738046818879,0.94572049332660468,null,0,170.48052676206569,18]
["Duct Insulation",0.14440463215176269,-629165.57401574752,0.94569893963415308,null,0,125.27110808787717,18]
["Duct Insulation",0.193981208426417,-31826.125583580255,0.94572061161190912,null,0,93.257192179360445,18]
["Duct Insulation",0.44451918978716382,-4972.8240920141716,0.94568062512380613,null,0,40.69425655989,18]
["Duct Insulation",8.619427666013954E-2,-27605.069790932852,0.9458021369696229,null,0,209.89447311191583,18]
["Duct Insulation",7.0796962433581925E-2,-128787.06886650521,0.94568147276990244,null,0,255.51087994906482,18]
["Duct Insulation",2.2791951100475039E-2,-42822.887434856981,0.94563832102697243,null,0,793.63845002304572,18]
["Duct Insulation",4.6717629130045527E-2,-49518.429198072634,0.94572073425052894,null,0,387.22310006215372,18]
["Duct Insulation",7.0798888033376403E-2,-187840.68535648938,0.94570719426962546,null,0,255.51087994906484,18]
["Duct Insulation",0.45994530005955092,-4322.1141367416403,0.94571887997997128,null,0,39.331002420675915,18]
["Duct Insulation",0.18800049928520471,-40342.101099099949,0.9457167949894596,null,0,96.223520130120505,18]
["Duct Insulation",0.18799740529495804,-420358.34596361412,0.94570123099600767,null,0,96.223520130120519,18]
["Duct Insulation",0.21195905839815934,-39386.443586819412,0.94569915001354121,null,0,85.345407946275245,18]
["Duct Insulation",0.10611265060228013,-78851.738046818879,0.94572049332660468,null,0,170.48052676206569,18]
["Duct Insulation",0.14440463215176269,-629165.57401574752,0.94569893963415308,null,0,125.27110808787717,18]
["Duct Insulation",0.193981208426417,-31826.125583580255,0.94572061161190912,null,0,93.257192179360445,18]
["Duct Insulation",0.44451918978716382,-4972.8240920141716,0.94568062512380613,null,0,40.69425655989,18]
["Duct Insulation",8.619427666013954E-2,-27605.069790932852,0.9458021369696229,null,0,209.89447311191583,18]
["Duct Insulation",7.0796962433581925E-2,-128787.06886650521,0.94568147276990244,null,0,255.51087994906482,18]
["Duct Insulation",2.2791951100475039E-2,-42822.887434856981,0.94563832102697243,null,0,793.63845002304572,18]
["Duct Sealing Repair",2.3697429707100812,17434.367761952442,0.8099077371905713,null,0,7.4791464159840872,18]
["Duct Sealing Repair",3.5912610024401297,116477.58792182592,0.80989629791709594,null,0,4.9351479333470829,18]
["Duct Sealing Repair",23.330440820133987,55123.239358690094,0.80989926838028981,null,0,0.759671429066198,18]
["Duct Sealing Repair",9.5361998501603331,92464.657281118954,0.80989670338015329,null,0,1.8585404527752822,18]
["Duct Sealing Repair",9.5361736706955149,963467.18033609749,0.80989447999320829,null,0,1.858540452775282,18]
["Duct Sealing Repair",10.751667308005709,107719.71497992324,0.80989556856009204,null,0,1.6484316195485971,18]
["Duct Sealing Repair",5.382464509956864,83039.045233244251,0.80989552657497976,null,0,3.2928015413412139,18]
["Duct Sealing Repair",7.3249433477442816,997937.43654885213,0.80989410107302551,null,0,2.4195895310259519,18]
["Duct Sealing Repair",9.8395503459353009,76336.094558927318,0.80989857393359854,null,0,1.8012463474959235,18]
["Duct Sealing Repair",22.548650160230412,57385.064648220949,0.80989126331917127,null,0,0.78600244420383292,18]
["Duct Sealing Repair",4.3717162471363924,22153.983460288513,0.8098899602104539,null,0,4.0540750178847222,18]
["Duct Sealing Repair",3.5912400803974256,79859.201475035414,0.80989157960647495,null,0,4.9351479333470829,18]
["Duct Sealing Repair",1.1562043283254839,4496.8803081315073,0.8098980209490686,null,0,15.328987780233859,18]
["Duct Sealing Repair",2.3697429707100812,17434.367761952442,0.8099077371905713,null,0,7.4791464159840872,18]
["Duct Sealing Repair",3.5912610024401297,116477.58792182592,0.80989629791709594,null,0,4.9351479333470829,18]
["Duct Sealing Repair",23.330440820133987,55123.239358690094,0.80989926838028981,null,0,0.759671429066198,18]
["Duct Sealing Repair",9.5361998501603331,92464.657281118954,0.80989670338015329,null,0,1.8585404527752822,18]
["Duct Sealing Repair",9.5361736706955149,963467.18033609749,0.80989447999320829,null,0,1.858540452775282,18]
["Duct Sealing Repair",10.751667308005709,107719.71497992324,0.80989556856009204,null,0,1.6484316195485971,18]
["Duct Sealing Repair",5.382464509956864,83039.045233244251,0.80989552657497976,null,0,3.2928015413412139,18]
["Duct Sealing Repair",7.3249433477442816,997937.43654885213,0.80989410107302551,null,0,2.4195895310259519,18]
["Duct Sealing Repair",9.8395503459353009,76336.094558927318,0.80989857393359854,null,0,1.8012463474959235,18]
["Duct Sealing Repair",22.548650160230412,57385.064648220949,0.80989126331917127,null,0,0.78600244420383292,18]
["Duct Sealing Repair",4.3717162471363924,22153.983460288513,0.8098899602104539,null,0,4.0540750178847222,18]
["Duct Sealing Repair",3.5912400803974256,79859.201475035414,0.80989157960647495,null,0,4.9351479333470829,18]
["Duct Sealing Repair",1.1562043283254839,4496.8803081315073,0.8098980209490686,null,0,15.328987780233859,18]
["ECM Motors on Furnaces",0.58693304524286793,-214.78513706834076,2.1666577140925942,null,0,0,15]
["ECM Motors on Furnaces",0.67366905316571868,11.811728670286016,1.2334246479244539,null,0,80.526669097055347,15]
["ECM Motors on Furnaces",1.1207557297017168,514.8044635870242,1.3665056709039547,null,0,62.580894480035958,15]
["ECM Motors on Furnaces",0.9203110149408168,130.75887604328761,2.1666577140925947,null,0,0,15]
["ECM Motors on Furnaces",1.201522252285445,666.41174584513851,1.2331133338185396,null,0,45.138267431084842,15]
["ECM Motors on Furnaces",0.51180561545178083,-292.65421044560924,2.1666577140925951,null,0,0,15]
["ECM Motors on Furnaces",0.6884702097130817,-1.7032765174769793,1.3672569894816757,null,0,101.93100237278581,15]
["ECM Motors on Furnaces",0.32398704097406311,-487.32689388877998,2.1666577140925947,null,0,0,15]
["ECM Motors on Furnaces",0.34276889842183478,-467.85962554446292,2.1666577140925938,null,0,0,15]
["ECM Motors on Furnaces",2.403674854693858,2045.658729438919,1.3668275542957251,null,0,29.186317382229348,15]
["ECM Motors on Furnaces",1.5069479569961146,975.30534030669992,1.3669081776592276,null,0,46.556720806947162,15]
["ECM Motors on Furnaces",1.2489935202768225,471.43607206883695,2.1666577140925942,null,0,0,15]
["ECM Motors on Furnaces",0.32398704097406311,-487.32689388877998,2.1666577140925947,null,0,0,15]
["ECM Motors on Furnaces",0.58693304524286793,-214.78513706834076,2.1666577140925942,null,0,0,15]
["ECM Motors on Furnaces",0.67366905316571868,11.811728670286016,1.2334246479244539,null,0,80.526669097055347,15]
["ECM Motors on Furnaces",1.1207557297017168,514.8044635870242,1.3665056709039547,null,0,62.580894480035958,15]
["ECM Motors on Furnaces",0.9203110149408168,130.75887604328761,2.1666577140925947,null,0,0,15]
["ECM Motors on Furnaces",1.201522252285445,666.41174584513851,1.2331133338185396,null,0,45.138267431084842,15]
["ECM Motors on Furnaces",0.51180561545178083,-292.65421044560924,2.1666577140925951,null,0,0,15]
["ECM Motors on Furnaces",0.6884702097130817,-1.7032765174769793,1.3672569894816757,null,0,101.93100237278581,15]
["ECM Motors on Furnaces",0.32398704097406311,-487.32689388877998,2.1666577140925947,null,0,0,15]
["ECM Motors on Furnaces",0.34276889842183478,-467.85962554446292,2.1666577140925938,null,0,0,15]
["ECM Motors on Furnaces",2.403674854693858,2045.658729438919,1.3668275542957251,null,0,29.186317382229348,15]
["ECM Motors on Furnaces",1.5069479569961146,975.30534030669992,1.3669081776592276,null,0,46.556720806947162,15]
["ECM Motors on Furnaces",1.2489935202768225,471.43607206883695,2.1666577140925942,null,0,0,15]
["ECM Motors on Furnaces",0.32398704097406311,-487.32689388877998,2.1666577140925947,null,0,0,15]
["Energy Recovery Ventilation System (ERV)",0.13439940615478627,-279140.16227053979,0.96324389565964474,null,0,76.414509094313445,15]
["Energy Recovery Ventilation System (ERV)",0.11434718297276809,-1130928.3509926891,0.96324641846363468,null,0,89.814993906389617,15]
["Energy Recovery Ventilation System (ERV)",0.720723409914239,-12339.627429093693,0.96324832962224571,null,0,14.249727117680671,15]
["Energy Recovery Ventilation System (ERV)",0.29459252671692898,-226258.76114805244,0.9632468257652278,null,0,34.86203808018638,15]
["Energy Recovery Ventilation System (ERV)",0.29459268494265561,-2357580.6912568989,0.96324734312536076,null,0,34.862038080186366,15]
["Energy Recovery Ventilation System (ERV)",0.33214089462162505,-216307.36378197026,0.96324581395609143,null,0,30.920869013670998,15]
["Energy Recovery Ventilation System (ERV)",0.16627551791096834,-467951.93813072063,0.96324709622443838,null,0,61.765549716509476,15]
["Energy Recovery Ventilation System (ERV)",0.22635934850140405,-3643896.1237857137,0.96324742672938046,null,0,45.370789233977391,15]
["Energy Recovery Ventilation System (ERV)",0.18724337676763517,-215562.46568252088,0.9632518902714905,null,0,54.84920246249925,15]
["Energy Recovery Ventilation System (ERV)",0.76423639424075707,-8828.9591098411656,0.96324514461779287,null,0,13.438352370572238,15]
["Energy Recovery Ventilation System (ERV)",0.16964841860837604,-157630.71115647632,0.96324935166794745,null,0,60.537686704390531,15]
["Energy Recovery Ventilation System (ERV)",0.11434723997402507,-775385.51962777413,0.96324689863512003,null,0,89.814993906389631,15]
["Energy Recovery Ventilation System (ERV)",3.5716916303923943E-2,-264821.66616596607,0.96323283173848584,null,0,287.5373280674109,15]
["Energy Recovery Ventilation System (ERV)",0.13439940615478627,-279140.16227053979,0.96324389565964474,null,0,76.414509094313445,15]
["Energy Recovery Ventilation System (ERV)",0.11434718297276809,-1130928.3509926891,0.96324641846363468,null,0,89.814993906389617,15]
["Energy Recovery Ventilation System (ERV)",0.720723409914239,-12339.627429093693,0.96324832962224571,null,0,14.249727117680671,15]
["Energy Recovery Ventilation System (ERV)",0.29459252671692898,-226258.76114805244,0.9632468257652278,null,0,34.86203808018638,15]
["Energy Recovery Ventilation System (ERV)",0.29459268494265561,-2357580.6912568989,0.96324734312536076,null,0,34.862038080186366,15]
["Energy Recovery Ventilation System (ERV)",0.33214089462162505,-216307.36378197026,0.96324581395609143,null,0,30.920869013670998,15]
["Energy Recovery Ventilation System (ERV)",0.16627551791096834,-467951.93813072063,0.96324709622443838,null,0,61.765549716509476,15]
["Energy Recovery Ventilation System (ERV)",0.22635934850140405,-3643896.1237857137,0.96324742672938046,null,0,45.370789233977391,15]
["Energy Recovery Ventilation System (ERV)",0.18724337676763517,-215562.46568252088,0.9632518902714905,null,0,54.84920246249925,15]
["Energy Recovery Ventilation System (ERV)",0.76423639424075707,-8828.9591098411656,0.96324514461779287,null,0,13.438352370572238,15]
["Energy Recovery Ventilation System (ERV)",0.16964841860837604,-157630.71115647632,0.96324935166794745,null,0,60.537686704390531,15]
["Energy Recovery Ventilation System (ERV)",0.11434723997402507,-775385.51962777413,0.96324689863512003,null,0,89.814993906389631,15]
["Energy Recovery Ventilation System (ERV)",3.5716916303923943E-2,-264821.66616596607,0.96323283173848584,null,0,287.5373280674109,15]
["Facility Commissioning",0,-64101.496250433964,{"$error":"#DIV/0!"},null,0,0,10]
["Facility Commissioning",0,-252627.20612870093,{"$error":"#DIV/0!"},null,0,0,10]
["Facility Commissioning",0,-15675.654922476278,{"$error":"#DIV/0!"},null,0,0,10]
["Facility Commissioning",0,-66941.102436656613,{"$error":"#DIV/0!"},null,0,0,10]
["Facility Commissioning",0,-697515.75477266428,{"$error":"#DIV/0!"},null,0,0,10]
["Facility Commissioning",0,-68636.26038556447,{"$error":"#DIV/0!"},null,0,0,10]
["Facility Commissioning",0,-112469.20065753003,{"$error":"#DIV/0!"},null,0,0,10]
["Facility Commissioning",0,-958096.09255515481,{"$error":"#DIV/0!"},null,0,0,10]
["Facility Commissioning",0,-53447.817458459693,{"$error":"#DIV/0!"},null,0,0,10]
["Facility Commissioning",0,-16900.286319995677,{"$error":"#DIV/0!"},null,0,0,10]
["Facility Commissioning",0,-38073.28618861641,{"$error":"#DIV/0!"},null,0,0,10]
["Facility Commissioning",0,-173205.91293363183,{"$error":"#DIV/0!"},null,0,0,10]
["Facility Commissioning",0,-53444.356415528309,{"$error":"#DIV/0!"},null,0,0,10]
["Facility Commissioning",0.10274616202105794,-55148.612878034241,1.206875153091908,null,0,211.76242217224879,10]
["Facility Commissioning",0.1538026723634498,-201807.5029680896,1.2976891997650319,null,0,109.31833530794913,10]
["Facility Commissioning",1.0115419832530987,5879.2790569957779,1.2068530941438511,null,0,21.509120546410493,10]
["Facility Commissioning",0.41346277400383408,-29316.87096762655,1.2068495560736725,null,0,52.622185208717873,10]
["Facility Commissioning",0.40840416173800803,-324923.19067212037,1.2976835836543714,null,0,41.168481908334059,10]
["Facility Commissioning",0.46616161420075747,-25142.248152812434,1.2068468131739096,null,0,46.673223530688141,10]
["Facility Commissioning",0.23336905350959627,-76790.022049617168,1.2068506365482987,null,0,93.231445310929402,10]
["Facility Commissioning",0.31837811211284323,-543437.92287713266,1.2068506924069524,null,0,68.338036846145641,10]
["Facility Commissioning",0.42661439197706291,-22451.959797221607,1.2068500651374041,null,0,50.999976224918719,10]
["Facility Commissioning",0.97764642395859613,5560.0865273791869,1.2068419980646177,null,0,22.254649411194841,10]
["Facility Commissioning",0.18954560372954835,-28263.142282961311,1.2068413982177306,null,0,114.78592576695431,10]
["Facility Commissioning",0.15570765478958928,-136544.48856562987,1.2068542982785799,null,0,139.73237342324936,10]
["Facility Commissioning",5.0132224117307438E-2,-49802.396437230112,1.2069107436014441,null,0,434.02059561694676,10]
["Facility Energy Management System",0.69120718789041746,-4902.016624492484,1.3494199928866242,null,0,49.988061801014155,15]
["Facility Energy Management System",0.97810471946641731,33226.219649601961,1.5200832256438084,null,0,30.653454464648544,15]
["Facility Energy Management System",7.5315919281977326,85143.348479689419,1.3068788483090936,null,0,3.2583400997482448,15]
["Facility Energy Management System",2.7815725130368261,110289.65559463316,1.3494265904367464,null,0,12.421850012869045,15]
["Facility Energy Management System",2.5972491092841241,990150.56974684307,1.5200835564616932,null,0,11.543865737689641,15]
["Facility Energy Management System",3.1361174452864664,133152.28802066471,1.3494292324809887,null,0,11.017554287944716,15]
["Facility Energy Management System",1.7375934569291611,84994.185975092725,1.3068823226607547,null,0,14.123299749938077,15]
["Facility Energy Management System",2.1365917829678289,1071511.6858558911,1.3494292196065594,null,0,16.171710549765155,15]
["Facility Energy Management System",2.8700613552696765,91958.779064499162,1.3494324623727938,null,0,12.038915769257741,15]
["Facility Energy Management System",7.2792727120882166,88353.838548028813,1.306876779276464,null,0,3.3712776142691911,15]
["Facility Energy Management System",1.4113146539985237,18747.0641409809,1.3068880484247929,null,0,17.388511260934383,15]
["Facility Energy Management System",1.0475215792940626,37654.076685276894,1.3494289186834378,null,0,32.984844279069215,15]
["Facility Energy Management System",0.33725397419688491,-19689.180310864682,1.3494519136240153,null,0,102.45372213410211,15]
["Facility Energy Management System",0.69120718789041746,-4902.016624492484,1.3494199928866242,null,0,49.988061801014155,15]
["Facility Energy Management System",0.97810471946641731,33226.219649601961,1.5200832256438084,null,0,30.653454464648544,15]
["Facility Energy Management System",7.5315919281977326,85143.348479689419,1.3068788483090936,null,0,3.2583400997482448,15]
["Facility Energy Management System",2.7815725130368261,110289.65559463316,1.3494265904367464,null,0,12.421850012869045,15]
["Facility Energy Management System",2.5972491092841241,990150.56974684307,1.5200835564616932,null,0,11.543865737689641,15]
["Facility Energy Management System",3.1361174452864664,133152.28802066471,1.3494292324809887,null,0,11.017554287944716,15]
["Facility Energy Management System",1.7375934569291611,84994.185975092725,1.3068823226607547,null,0,14.123299749938077,15]
["Facility Energy Management System",2.1365917829678289,1071511.6858558911,1.3494292196065594,null,0,16.171710549765155,15]
["Facility Energy Management System",2.8700613552696765,91958.779064499162,1.3494324623727938,null,0,12.038915769257741,15]
["Facility Energy Management System",7.2792727120882166,88353.838548028813,1.306876779276464,null,0,3.3712776142691911,15]
["Facility Energy Management System",1.4113146539985237,18747.0641409809,1.3068880484247929,null,0,17.388511260934383,15]
["Facility Energy Management System",1.0475215792940626,37654.076685276894,1.3494289186834378,null,0,32.984844279069215,15]
["Facility Energy Management System",0.33725397419688491,-19689.180310864682,1.3494519136240153,null,0,102.45372213410211,15]
["Floor Insulation",3.1141541925990023E-2,-3.7645529166981317,0.7664193648812847,null,0,828.65642639075281,20]
["Floor Insulation",3.4205197436444165E-2,-3.7746978269834992,0.89781304287428476,null,0,482.60519883216404,20]
["Floor Insulation",3.3258436132332293E-2,-3.7603260525036655,0.79778705671471328,null,0,527.64916702842868,20]
["Floor Insulation",3.1141541925990023E-2,-3.7645529166981317,0.7664193648812847,null,0,828.65642639075281,20]
["Floor Insulation",3.4205197436444165E-2,-3.7746978269834992,0.89781304287428476,null,0,482.60519883216404,20]
["Floor Insulation",3.1141541925990023E-2,-3.7645529166981317,0.7664193648812847,null,0,828.65642639075281,20]
["Floor Insulation",3.4205197436444165E-2,-3.7746978269834992,0.89781304287428476,null,0,482.60519883216404,20]
["Floor Insulation",3.1141541925990023E-2,-3.7645529166981317,0.7664193648812847,null,0,828.65642639075281,20]
["Floor Insulation",3.1141541925990023E-2,-3.7645529166981317,0.7664193648812847,null,0,828.65642639075281,20]
["Floor Insulation",3.3258436132332293E-2,-3.7603260525036655,0.79778705671471328,null,0,527.64916702842868,20]
["Floor Insulation",3.3258436132332293E-2,-3.7603260525036655,0.79778705671471328,null,0,527.64916702842868,20]
["Floor Insulation",3.1141541925990023E-2,-3.7645529166981317,0.7664193648812847,null,0,828.65642639075281,20]
["Floor Insulation",2.8352682541778702E-2,-3.8318135524417936,1.1897356625461231,null,0,1098.7045217114239,20]
["Floor Insulation",3.0663501686761119E-2,-3.768217328740322,0.76641936488128459,null,0,841.57507868157802,20]
["Floor Insulation",3.3680128356555643E-2,-3.778206508928851,0.89781304287428487,null,0,490.12895482910034,20]
["Floor Insulation",3.2747900372643066E-2,-3.7640553492961191,0.79778705671471317,null,0,535.875152977845,20]
["Floor Insulation",3.0663501686761119E-2,-3.768217328740322,0.76641936488128459,null,0,841.57507868157802,20]
["Floor Insulation",3.3680128356555643E-2,-3.778206508928851,0.89781304287428487,null,0,490.12895482910034,20]
["Floor Insulation",3.0663501686761119E-2,-3.768217328740322,0.76641936488128459,null,0,841.57507868157802,20]
["Floor Insulation",3.3680128356555643E-2,-3.778206508928851,0.89781304287428487,null,0,490.12895482910034,20]
["Floor Insulation",3.0663501686761119E-2,-3.768217328740322,0.76641936488128459,null,0,841.57507868157802,20]
["Floor Insulation",3.0663501686761119E-2,-3.768217328740322,0.76641936488128459,null,0,841.57507868157802,20]
["Floor Insulation",3.2747900372643066E-2,-3.7640553492961191,0.79778705671471317,null,0,535.875152977845,20]
["Floor Insulation",3.2747900372643066E-2,-3.7640553492961191,0.79778705671471317,null,0,535.875152977845,20]
["Floor Insulation",3.0663501686761119E-2,-3.768217328740322,0.76641936488128459,null,0,841.57507868157802,20]
["Floor Insulation",2.7917452867626272E-2,-3.8344454757755559,1.1897356625461233,null,0,1115.8331907644942,20]
["Green Roof",5.2454318301289873E-3,-45.604687338675802,0.80655307912035523,null,0,3295.2616837672817,15]
["Green Roof",5.2454318301289873E-3,-45.604687338675802,0.80655307912035523,null,0,3295.2616837672817,15]
["Green Roof",5.2454318301289873E-3,-45.604687338675802,0.80655307912035523,null,0,3295.2616837672817,15]
["Green Roof",5.2454318301289873E-3,-45.604687338675802,0.80655307912035523,null,0,3295.2616837672817,15]
["Green Roof",5.2454318301289873E-3,-45.604687338675802,0.80655307912035523,null,0,3295.2616837672817,15]
["Green Roof",5.2454318301289873E-3,-45.604687338675802,0.80655307912035523,null,0,3295.2616837672817,15]
["Green Roof",5.756521349451673E-3,-45.532467428282438,0.71313120509600725,null,0,2484.2590877215007,15]
["Green Roof",4.1553661565834317E-3,-45.758719934317085,1.3158901382714143,null,0,10849.505065652182,15]
["Green Roof",5.2454318301289873E-3,-45.604687338675802,0.80655307912035523,null,0,3295.2616837672817,15]
["Green Roof",5.2454318301289873E-3,-45.604687338675802,0.80655307912035523,null,0,3295.2616837672817,15]
["Green Roof",5.2454318301289873E-3,-45.604687338675802,0.80655307912035523,null,0,3295.2616837672817,15]
["Green Roof",5.2454318301289873E-3,-45.604687338675802,0.80655307912035523,null,0,3295.2616837672817,15]
["Green Roof",4.1553661565834317E-3,-45.758719934317085,1.3158901382714143,null,0,10849.505065652182,15]
["Green Roof",5.1436311903898073E-3,-45.613120954631682,0.80655307912035512,null,0,3360.4801520241581,15]
["Green Roof",5.1436311903898073E-3,-45.613120954631682,0.80655307912035512,null,0,3360.4801520241581,15]
["Green Roof",5.1436311903898073E-3,-45.613120954631682,0.80655307912035512,null,0,3360.4801520241581,15]
["Green Roof",5.1436311903898073E-3,-45.613120954631682,0.80655307912035512,null,0,3360.4801520241581,15]
["Green Roof",5.1436311903898073E-3,-45.613120954631682,0.80655307912035512,null,0,3360.4801520241581,15]
["Green Roof",5.1436311903898073E-3,-45.613120954631682,0.80655307912035512,null,0,3360.4801520241581,15]
["Green Roof",5.6448017475152932E-3,-45.542302651068439,0.71313120509600747,null,0,2533.4265250915114,15]
["Green Roof",4.0747209500894745E-3,-45.764164164978347,1.3158901382714148,null,0,11064.234021841821,15]
["Green Roof",5.1436311903898073E-3,-45.613120954631682,0.80655307912035512,null,0,3360.4801520241581,15]
["Green Roof",5.1436311903898073E-3,-45.613120954631682,0.80655307912035512,null,0,3360.4801520241581,15]
["Green Roof",5.1436311903898073E-3,-45.613120954631682,0.80655307912035512,null,0,3360.4801520241581,15]
["Green Roof",5.1436311903898073E-3,-45.613120954631682,0.80655307912035512,null,0,3360.4801520241581,15]
["Green Roof",4.0747209500894745E-3,-45.764164164978347,1.3158901382714148,null,0,11064.234021841821,15]
["Hotel Card Energy Control Systems",0,-745.69927155172468,{"$error":"#DIV/0!"},null,0,0,15]
["Hotel Card Energy Control Systems",0,-745.69927155172468,{"$error":"#DIV/0!"},null,0,0,15]
["Hotel Card Energy Control Systems",0,-745.69927155172468,{"$error":"#DIV/0!"},null,0,0,15]
["Hotel Card Energy Control Systems",0,-745.69927155172468,{"$error":"#DIV/0!"},null,0,0,15]
["Hotel Card Energy Control Systems",0,-745.69927155172468,{"$error":"#DIV/0!"},null,0,0,15]
["Hotel Card Energy Control Systems",0,-745.69927155172468,{"$error":"#DIV/0!"},null,0,0,15]
["Hotel Card Energy Control Systems",0.79093464392858259,6.3744185081735338,2.071066012834839,null,0,-485.78283726592991,15]
["Hotel Card Energy Control Systems",0,-745.69927155172468,{"$error":"#DIV/0!"},null,0,0,15]
["Hotel Card Energy Control Systems",0,-745.69927155172468,{"$error":"#DIV/0!"},null,0,0,15]
["Hotel Card Energy Control Systems",0,-745.69927155172468,{"$error":"#DIV/0!"},null,0,0,15]
["Hotel Card Energy Control Systems",0,-745.69927155172468,{"$error":"#DIV/0!"},null,0,0,15]
["Hotel Card Energy Control Systems",0,-745.69927155172468,{"$error":"#DIV/0!"},null,0,0,15]
["Hotel Card Energy Control Systems",0,-745.69927155172468,{"$error":"#DIV/0!"},null,0,0,15]
["Hotel Card Energy Control Systems",0,-745.69927155172468,{"$error":"#DIV/0!"},null,0,0,15]
["Hotel Card Energy Control Systems",0,-745.69927155172468,{"$error":"#DIV/0!"},null,0,0,15]
["Hotel Card Energy Control Systems",0,-745.69927155172468,{"$error":"#DIV/0!"},null,0,0,15]
["Hotel Card Energy Control Systems",0,-745.69927155172468,{"$error":"#DIV/0!"},null,0,0,15]
["Hotel Card Energy Control Systems",0,-745.69927155172468,{"$error":"#DIV/0!"},null,0,0,15]
["Hotel Card Energy Control Systems",0,-745.69927155172468,{"$error":"#DIV/0!"},null,0,0,15]
["Hotel Card Energy Control Systems",0.79093464392858259,6.3744185081735338,2.071066012834839,null,0,-485.78283726592991,15]
["Hotel Card Energy Control Systems",0,-745.69927155172468,{"$error":"#DIV/0!"},null,0,0,15]
["Hotel Card Energy Control Systems",0,-745.69927155172468,{"$error":"#DIV/0!"},null,0,0,15]
["Hotel Card Energy Control Systems",0,-745.69927155172468,{"$error":"#DIV/0!"},null,0,0,15]
["Hotel Card Energy Control Systems",0,-745.69927155172468,{"$error":"#DIV/0!"},null,0,0,15]
["Hotel Card Energy Control Systems",0,-745.69927155172468,{"$error":"#DIV/0!"},null,0,0,15]
["Hotel Card Energy Control Systems",0,-745.69927155172468,{"$error":"#DIV/0!"},null,0,0,15]
["HVAC tune-up",0.44666580883322243,-49.022219658153155,1.066827442827285,null,0,20.037921076528669,5]
["HVAC tune-up",0.6380547808247955,-1.926173799639642,0.90699542246290787,null,0,8.6365617349368033,5]
["HVAC tune-up",0.24647231516126017,-94.475722299337463,1.0656583784290821,null,0,36.273632752109371,5]
["HVAC tune-up",1.1943618927033013,130.47280472245691,0.91172019810340399,null,0,5.4126788203906502,5]
["HVAC tune-up",1.1853461477268112,125.60331630987676,0.90690695311507274,null,0,4.6484834876237446,5]
["HVAC tune-up",0.24110441533740498,-95.718895021147645,1.0660744119421035,null,0,37.095698083601953,5]
["HVAC tune-up",0.90670685708471144,62.780474615553743,0.91173680703346682,null,0,7.1299947036549369,5]
["HVAC tune-up",0.2495176127846597,-93.854135938432364,1.0670024176785811,null,0,35.876113489072559,5]
["HVAC tune-up",0.50295149901788994,-36.279699259598914,1.0673343609846773,null,0,17.80391763903669,5]
["HVAC tune-up",0.72403594143515881,13.991097678599758,1.06713957575913,null,0,12.365232694533981,5]
["HVAC tune-up",0.56721801650192505,-21.594721483216297,1.0666673103559181,null,0,15.776845088568054,5]
["HVAC tune-up",0.49337700047040733,-38.455251522766716,1.0673322353268664,null,0,18.14938520237212,5]
["HVAC tune-up",0.10865510692076433,-125.94353182015736,1.069985612834907,null,0,82.616917498495184,5]
["HVAC tune-up",0.44666580883322243,-49.022219658153155,1.066827442827285,null,0,20.037921076528669,5]
["HVAC tune-up",0.6380547808247955,-1.926173799639642,0.90699542246290787,null,0,8.6365617349368033,5]
["HVAC tune-up",0.24647231516126017,-94.475722299337463,1.0656583784290821,null,0,36.273632752109371,5]
["HVAC tune-up",1.1943618927033013,130.47280472245691,0.91172019810340399,null,0,5.4126788203906502,5]
["HVAC tune-up",1.1853461477268112,125.60331630987676,0.90690695311507274,null,0,4.6484834876237446,5]
["HVAC tune-up",0.24110441533740498,-95.718895021147645,1.0660744119421035,null,0,37.095698083601953,5]
["HVAC tune-up",0.90670685708471144,62.780474615553743,0.91173680703346682,null,0,7.1299947036549369,5]
["HVAC tune-up",0.2495176127846597,-93.854135938432364,1.0670024176785811,null,0,35.876113489072559,5]
["HVAC tune-up",0.50295149901788994,-36.279699259598914,1.0673343609846773,null,0,17.80391763903669,5]
["HVAC tune-up",0.72403594143515881,13.991097678599758,1.06713957575913,null,0,12.365232694533981,5]
["HVAC tune-up",0.56721801650192505,-21.594721483216297,1.0666673103559181,null,0,15.776845088568054,5]
["HVAC tune-up",0.49337700047040733,-38.455251522766716,1.0673322353268664,null,0,18.14938520237212,5]
["HVAC tune-up",0.10865510692076433,-125.94353182015736,1.069985612834907,null,0,82.616917498495184,5]
["HVAC tune-up_RTU",0.31778179812942486,-522.14470293346403,1.0667841970000504,null,0,28.163637636032814,5]
["HVAC tune-up_RTU",0.45408673567021229,-298.75811200955087,0.90723966633591768,null,0,12.138833873784526,5]
["HVAC tune-up_RTU",0.17558784302375383,-737.74036102903153,1.0670392364939978,null,0,50.983205526724234,5]
["HVAC tune-up_RTU",0.84994538319666235,329.23848334608925,0.91191160634684909,null,0,7.6076118054119179,5]
["HVAC tune-up_RTU",0.84354849996991355,306.14146116087846,0.90711778663286158,null,0,6.5335223151401483,5]
["HVAC tune-up_RTU",0.17163243785127033,-743.63699441284189,1.0666398700450506,null,0,52.138632280870944,5]
["HVAC tune-up_RTU",0.64519436848469802,8.1593231188029449,0.91186226044181395,null,0,10.021328381005789,5]
["HVAC tune-up_RTU",0.17745714129655396,-734.79204433712619,1.0665808061451889,null,0,50.424485466157385,5]
["HVAC tune-up_RTU",0.35772847742345165,-461.70421074940737,1.0669989311766053,null,0,25.023707947175314,5]
["HVAC tune-up_RTU",0.51500571786725247,-223.25909829157467,1.0668644359143182,null,0,17.379544093623657,5]
["HVAC tune-up_RTU",0.40359801705506015,-392.05022890314706,1.0667535057861262,null,0,22.174623126683667,5]
["HVAC tune-up_RTU",0.3508607205283264,-472.02331917107557,1.0668210167337737,null,0,25.509268461742828,5]
["HVAC tune-up_RTU",7.7079163757709748E-2,-886.99889355673213,1.0668438920335332,null,0,116.11947757190818,5]
["HVAC tune-up_RTU",0.31778179812942486,-522.14470293346403,1.0667841970000504,null,0,28.163637636032814,5]
["HVAC tune-up_RTU",0.45408673567021229,-298.75811200955087,0.90723966633591768,null,0,12.138833873784526,5]
["HVAC tune-up_RTU",0.17558784302375383,-737.74036102903153,1.0670392364939978,null,0,50.983205526724234,5]
["HVAC tune-up_RTU",0.84994538319666235,329.23848334608925,0.91191160634684909,null,0,7.6076118054119179,5]
["HVAC tune-up_RTU",0.84354849996991355,306.14146116087846,0.90711778663286158,null,0,6.5335223151401483,5]
["HVAC tune-up_RTU",0.17163243785127033,-743.63699441284189,1.0666398700450506,null,0,52.138632280870944,5]
["HVAC tune-up_RTU",0.64519436848469802,8.1593231188029449,0.91186226044181395,null,0,10.021328381005789,5]
["HVAC tune-up_RTU",0.17745714129655396,-734.79204433712619,1.0665808061451889,null,0,50.424485466157385,5]
["HVAC tune-up_RTU",0.35772847742345165,-461.70421074940737,1.0669989311766053,null,0,25.023707947175314,5]
["HVAC tune-up_RTU",0.51500571786725247,-223.25909829157467,1.0668644359143182,null,0,17.379544093623657,5]
["HVAC tune-up_RTU",0.40359801705506015,-392.05022890314706,1.0667535057861262,null,0,22.174623126683667,5]
["HVAC tune-up_RTU",0.3508607205283264,-472.02331917107557,1.0668210167337737,null,0,25.509268461742828,5]
["HVAC tune-up_RTU",7.7079163757709748E-2,-886.99889355673213,1.0668438920335332,null,0,116.11947757190818,5]
["Infiltration Reduction - Air Sealing",5.2654555823208875E-2,-0.66251537918160019,0.5770217591398904,null,0,158.491948417473,11]
["Infiltration Reduction - Air Sealing",2.572095056452774E-2,-0.70799933087408085,0.5770217591398904,null,0,324.45624917868207,11]
["Infiltration Reduction - Air Sealing",0.17905548499423221,-0.44905662751869624,0.5770217591398904,null,0,46.607470001523815,11]
["Infiltration Reduction - Air Sealing",4.9893528107818372E-2,-0.6671780468795292,0.57702175913989029,null,0,167.26263830136423,11]
["Infiltration Reduction - Air Sealing",2.5809164926863727E-2,-0.70785035944019614,0.57702175913989029,null,0,323.34727485857786,11]
["Infiltration Reduction - Air Sealing",0.16102360885550812,-0.47950784173013827,0.57702175913989051,null,0,51.826705442712523,11]
["Infiltration Reduction - Air Sealing",0.12113286962116307,-0.5468730696261509,0.5770217591398904,null,0,68.89396058705249,11]
["Infiltration Reduction - Air Sealing",3.2186194191487029E-2,-0.69708119251182232,0.5770217591398904,null,0,259.2826941833415,11]
["Infiltration Reduction - Air Sealing",0.23368414948155308,-0.35680282366653016,0.57702175913989029,null,0,35.71197774428321,11]
["Infiltration Reduction - Air Sealing",0.17374059405517828,-0.45803211521894815,0.5770217591398904,null,0,48.033237084630791,11]
["Infiltration Reduction - Air Sealing",7.5896728091766424E-2,-0.62326531107752969,0.57702175913989029,null,0,109.95629660591794,11]
["Infiltration Reduction - Air Sealing",1.7333120871191657E-2,-0.7221642240219629,0.5770217591398904,null,0,481.4668522474355,11]
["Infiltration Reduction - Air Sealing",4.7930473367355786E-2,-0.67049314287679151,0.5770217591398904,null,0,174.11309672482307,11]
["Infiltration Reduction - Air Sealing",5.1846306901529728E-2,-0.66388030432088518,0.57702175913989051,null,0,160.96273089088137,11]
["Infiltration Reduction - Air Sealing",2.5326133245621035E-2,-0.70866607606797638,0.5770217591398904,null,0,329.51430305374015,11]
["Infiltration Reduction - Air Sealing",0.17630697823342614,-0.45369815053554763,0.57702175913989029,null,0,47.334048992819611,11]
["Infiltration Reduction - Air Sealing",4.9127661039690185E-2,-0.66847139993772686,0.57702175913989029,null,0,169.87014990872038,11]
["Infiltration Reduction - Air Sealing",2.541299351499926E-2,-0.70851939134981667,0.5770217591398904,null,0,328.38804057268567,11]
["Infiltration Reduction - Air Sealing",0.15855189190362023,-0.48368193774726614,0.5770217591398904,null,0,52.634648790882231,11]
["Infiltration Reduction - Air Sealing",0.11927347664517948,-0.5500131074890624,0.57702175913989029,null,0,69.967970920333315,11]
["Infiltration Reduction - Air Sealing",3.169213519998075E-2,-0.69791553143849339,0.5770217591398904,null,0,263.32473633654206,11]
["Infiltration Reduction - Air Sealing",0.23009709117521887,-0.36286044518271504,0.5770217591398904,null,0,36.268703367145186,11]
["Infiltration Reduction - Air Sealing",0.17107367102066479,-0.46253586424565074,0.57702175913989051,null,0,48.782042822176329,11]
["Infiltration Reduction - Air Sealing",7.473171116815755E-2,-0.62523272587274237,0.57702175913989051,null,0,111.67044103538252,11]
["Infiltration Reduction - Air Sealing",1.7067056975400514E-2,-0.72261353770526116,0.5770217591398904,null,0,488.9725954220138,11]
["Infiltration Reduction - Air Sealing",4.7194739245035811E-2,-0.67173560911763452,0.57702175913989029,null,0,176.82740235406172,11]
["Low U-Value Windows",0.97949873113106634,224.15217507458124,1.264342963489002,null,0,38.925671349396346,25]
["Low U-Value Windows",0.97949873113106634,224.15217507458124,1.264342963489002,null,0,38.925671349396346,25]
["Low U-Value Windows",0.97949873113106634,224.15217507458124,1.264342963489002,null,0,38.925671349396346,25]
["Low U-Value Windows",0.97949873113106634,224.15217507458124,1.264342963489002,null,0,38.925671349396346,25]
["Low U-Value Windows",0.97949873113106634,224.15217507458124,1.264342963489002,null,0,38.925671349396346,25]
["Low U-Value Windows",0.97949873113106634,224.15217507458124,1.264342963489002,null,0,38.925671349396346,25]
["Low U-Value Windows",1.036660418185803,330.77164022371835,1.1807437234426899,null,0,39.381894549386246,25]
["Low U-Value Windows",0.93732655648605101,182.09402148455047,1.2770540171026512,null,0,48.174534427784117,25]
["Low U-Value Windows",0.97949873113106634,224.15217507458124,1.264342963489002,null,0,38.925671349396346,25]
["Low U-Value Windows",0.97949873113106634,224.15217507458124,1.264342963489002,null,0,38.925671349396346,25]
["Low U-Value Windows",0.97949873113106634,224.15217507458124,1.264342963489002,null,0,38.925671349396346,25]
["Low U-Value Windows",0.97949873113106634,224.15217507458124,1.264342963489002,null,0,38.925671349396346,25]
["Low U-Value Windows",0.93732655648605101,182.09402148455047,1.2770540171026512,null,0,48.174534427784117,25]
["Low U-Value Windows",0.12764846676445077,-868.5946586311444,1.2632322429694345,null,0,298.43014701203845,25]
["Low U-Value Windows",0.12764846676445077,-868.5946586311444,1.2632322429694345,null,0,298.43014701203845,25]
["Low U-Value Windows",0.12764846676445077,-868.5946586311444,1.2632322429694345,null,0,298.43014701203845,25]
["Low U-Value Windows",0.12764846676445077,-868.5946586311444,1.2632322429694345,null,0,298.43014701203845,25]
["Low U-Value Windows",0.12764846676445077,-868.5946586311444,1.2632322429694345,null,0,298.43014701203845,25]
["Low U-Value Windows",0.12764846676445077,-868.5946586311444,1.2632322429694345,null,0,298.43014701203845,25]
["Low U-Value Windows",0.1352726949331664,-854.68777187256137,1.1812337649988893,null,0,301.927858211961,25]
["Low U-Value Windows",0.12220386698055383,-874.08050475158302,1.2764678355766761,null,0,369.33809727967798,25]
["Low U-Value Windows",0.12764846676445077,-868.5946586311444,1.2632322429694345,null,0,298.43014701203845,25]
["Low U-Value Windows",0.12764846676445077,-868.5946586311444,1.2632322429694345,null,0,298.43014701203845,25]
["Low U-Value Windows",0.12764846676445077,-868.5946586311444,1.2632322429694345,null,0,298.43014701203845,25]
["Low U-Value Windows",0.12764846676445077,-868.5946586311444,1.2632322429694345,null,0,298.43014701203845,25]
["Low U-Value Windows",0.12220386698055383,-874.08050475158302,1.2764678355766761,null,0,369.33809727967798,25]
["Programmable Thermostat",0.15408625327755524,-6288.4196330591458,1.7604434264779987,null,0,-217.11530103068426,11]
["Programmable Thermostat",0.30381235350304159,-18354.341683908566,1.535912416754502,null,0,144.43460635876886,11]
["Programmable Thermostat",2.914972788420112,5932.0559187896324,1.076035982706909,null,0,6.4265550782022549,11]
["Programmable Thermostat",0.60946495560468161,-1212.4675121048142,1.760480200091141,null,0,-54.892708403638565,11]
["Programmable Thermostat",0.80877506319522841,5573.9367998121124,1.5359113932999702,null,0,54.256109568569499,11]
["Programmable Thermostat",0.70453206519906486,-70.537360164092206,1.7604404361356969,null,0,-47.484604449905106,11]
["Programmable Thermostat",1.5151544932415284,44834.684109386275,0.37849592546166555,null,0,4.6137805845503745,11]
["Programmable Thermostat",0.494315688487656,-35266.045871593262,1.7604644935694707,null,0,-67.679186381149265,11]
["Programmable Thermostat",0.65659577325642604,-494.44016498374162,1.7605116353003254,null,0,-50.95338841654425,11]
["Programmable Thermostat",2.4298734203298524,5763.6830262575604,1.0760084664876102,null,0,7.7093539014349837,11]
["Programmable Thermostat",0.53063066442732365,-1405.3523348117294,1.0759595897957337,null,0,35.301207545469367,11]
["Programmable Thermostat",0.2403772086524876,-13946.88304115314,1.7604932591285427,null,0,-139.17887824906481,11]
["Programmable Thermostat",7.7135499275488947E-2,-5815.9746104570395,1.7602064199597276,null,0,-433.65220475373582,11]
["Programmable Thermostat",0.15408625327755524,-6288.4196330591458,1.7604434264779987,null,0,-217.11530103068426,11]
["Programmable Thermostat",0.30381235350304159,-18354.341683908566,1.535912416754502,null,0,144.43460635876886,11]
["Programmable Thermostat",2.914972788420112,5932.0559187896324,1.076035982706909,null,0,6.4265550782022549,11]
["Programmable Thermostat",0.60946495560468161,-1212.4675121048142,1.760480200091141,null,0,-54.892708403638565,11]
["Programmable Thermostat",0.80877506319522841,5573.9367998121124,1.5359113932999702,null,0,54.256109568569499,11]
["Programmable Thermostat",0.70453206519906486,-70.537360164092206,1.7604404361356969,null,0,-47.484604449905106,11]
["Programmable Thermostat",1.5151544932415284,44834.684109386275,0.37849592546166555,null,0,4.6137805845503745,11]
["Programmable Thermostat",0.494315688487656,-35266.045871593262,1.7604644935694707,null,0,-67.679186381149265,11]
["Programmable Thermostat",0.65659577325642604,-494.44016498374162,1.7605116353003254,null,0,-50.95338841654425,11]
["Programmable Thermostat",2.4298734203298524,5763.6830262575604,1.0760084664876102,null,0,7.7093539014349837,11]
["Programmable Thermostat",0.53063066442732365,-1405.3523348117294,1.0759595897957337,null,0,35.301207545469367,11]
["Programmable Thermostat",0.2403772086524876,-13946.88304115314,1.7604932591285427,null,0,-139.17887824906481,11]
["Programmable Thermostat",7.7135499275488947E-2,-5815.9746104570395,1.7602064199597276,null,0,-433.65220475373582,11]
["Roof Insulation",0.28603453233291309,-0.90264215638984591,0.79639935125682393,null,0,105.91004877465245,25]
["Roof Insulation",0.31584784707355756,-0.94632860597095048,0.93790273499878074,null,0,61.681462327926397,25]
["Roof Insulation",0.30585025804604893,-0.88444025175751939,0.8300038098019985,null,0,67.438503143320617,25]
["Roof Insulation",0.28603453233291309,-0.90264215638984591,0.79639935125682393,null,0,105.91004877465245,25]
["Roof Insulation",0.31584784707355756,-0.94632860597095048,0.93790273499878074,null,0,61.681462327926397,25]
["Roof Insulation",0.28603453233291309,-0.90264215638984591,0.79639935125682393,null,0,105.91004877465245,25]
["Roof Insulation",0.31584784707355756,-0.94632860597095048,0.93790273499878074,null,0,61.681462327926397,25]
["Roof Insulation",0.28603453233291309,-0.90264215638984591,0.79639935125682393,null,0,105.91004877465245,25]
["Roof Insulation",0.28603453233291309,-0.90264215638984591,0.79639935125682393,null,0,105.91004877465245,25]
["Roof Insulation",0.30585025804604893,-0.88444025175751939,0.8300038098019985,null,0,67.438503143320617,25]
["Roof Insulation",0.30585025804604893,-0.88444025175751939,0.8300038098019985,null,0,67.438503143320617,25]
["Roof Insulation",0.28603453233291309,-0.90264215638984591,0.79639935125682393,null,0,105.91004877465245,25]
["Roof Insulation",0.264235143631118,-1.1922828027390744,1.2543911350670724,null,0,140.42472341669466,25]
["Roof Insulation",0.14082187043767225,-1.4345072752956987,0.79639935125682393,null,0,215.12234695122734,25]
["Roof Insulation",0.15549970220673343,-1.4560151942613433,0.93790273499878052,null,0,125.28613755622155,25]
["Roof Insulation",0.15057764200918253,-1.4255460277325236,0.83000380980199795,null,0,136.9797223107403,25]
["Roof Insulation",0.14082187043767225,-1.4345072752956987,0.79639935125682393,null,0,215.12234695122734,25]
["Roof Insulation",0.15549970220673343,-1.4560151942613433,0.93790273499878052,null,0,125.28613755622155,25]
["Roof Insulation",0.14082187043767225,-1.4345072752956987,0.79639935125682393,null,0,215.12234695122734,25]
["Roof Insulation",0.15549970220673343,-1.4560151942613433,0.93790273499878052,null,0,125.28613755622155,25]
["Roof Insulation",0.14082187043767225,-1.4345072752956987,0.79639935125682393,null,0,215.12234695122734,25]
["Roof Insulation",0.14082187043767225,-1.4345072752956987,0.79639935125682393,null,0,215.12234695122734,25]
["Roof Insulation",0.15057764200918253,-1.4255460277325236,0.83000380980199795,null,0,136.9797223107403,25]
["Roof Insulation",0.15057764200918253,-1.4255460277325236,0.83000380980199795,null,0,136.9797223107403,25]
["Roof Insulation",0.14082187043767225,-1.4345072752956987,0.79639935125682393,null,0,215.12234695122734,25]
["Roof Insulation",0.13008949254488103,-1.5771045247991333,1.2543911350670729,null,0,285.22785534403567,25]
["Smart Thermostat",0.2733628489791245,-7735.5007955960527,1.7605059715860985,null,0,-122.38558371145031,11]
["Smart Thermostat",0.53896784990312319,-13879.76854118377,1.5359027378751571,null,0,81.416249907017303,11]
["Smart Thermostat",5.1711620493465542,18911.015987363266,1.0760198161533328,null,0,3.6225806784037391,11]
["Smart Thermostat",1.0812071429568451,6972.636926958432,1.7604802000911401,null,0,-30.942435321646418,11]
["Smart Thermostat",1.4347852167683401,117672.63872105564,1.5359077628896725,null,0,30.58359133575458,11]
["Smart Thermostat",1.2498709269860562,10144.665126793767,1.7604576019946176,null,0,-26.766565991991769,11]
["Smart Thermostat",2.6879361327556288,140964.09863013605,0.37849754624765597,null,0,2.6007389957143201,11]
["Smart Thermostat",0.87692791589341124,42549.297765521296,1.7604617927469648,null,0,-38.15003682859912,11]
["Smart Thermostat",1.1647746477128749,6534.0744560138,1.7604453947324168,null,0,-28.721882584192944,11]
["Smart Thermostat",4.3107951497047825,19051.584228011081,1.0760420819650123,null,0,4.3456807179698638,11]
["Smart Thermostat",0.94143069410207825,2178.950713447568,1.0760483930279732,null,0,19.898914865335719,11]
["Smart Thermostat",0.42642326928309299,-13193.97154503099,1.7604423464805192,null,0,-78.453651925754329,11]
["Smart Thermostat",0.13684442445637018,-8247.9656703009205,1.7602576706655388,null,0,-244.44513101839252,11]
["Smart Thermostat",0.2733628489791245,-7735.5007955960527,1.7605059715860985,null,0,-122.38558371145031,11]
["Smart Thermostat",0.53896784990312319,-13879.76854118377,1.5359027378751571,null,0,81.416249907017303,11]
["Smart Thermostat",5.1711620493465542,18911.015987363266,1.0760198161533328,null,0,3.6225806784037391,11]
["Smart Thermostat",1.0812071429568451,6972.636926958432,1.7604802000911401,null,0,-30.942435321646418,11]
["Smart Thermostat",1.4347852167683401,117672.63872105564,1.5359077628896725,null,0,30.58359133575458,11]
["Smart Thermostat",1.2498709269860562,10144.665126793767,1.7604576019946176,null,0,-26.766565991991769,11]
["Smart Thermostat",2.6879361327556288,140964.09863013605,0.37849754624765597,null,0,2.6007389957143201,11]
["Smart Thermostat",0.87692791589341124,42549.297765521296,1.7604617927469648,null,0,-38.15003682859912,11]
["Smart Thermostat",1.1647746477128749,6534.0744560138,1.7604453947324168,null,0,-28.721882584192944,11]
["Smart Thermostat",4.3107951497047825,19051.584228011081,1.0760420819650123,null,0,4.3456807179698638,11]
["Smart Thermostat",0.94143069410207825,2178.950713447568,1.0760483930279732,null,0,19.898914865335719,11]
["Smart Thermostat",0.42642326928309299,-13193.97154503099,1.7604423464805192,null,0,-78.453651925754329,11]
["Smart Thermostat",0.13684442445637018,-8247.9656703009205,1.7602576706655388,null,0,-244.44513101839252,11]
["Thermal Energy Storage",0.87215533204978724,688.50978724789366,0.79248912607487498,null,0,14.093515048085841,20]
["Thermal Energy Storage",0.87217639396831781,4112.1971754463302,0.79250826411232778,null,0,14.093515048085841,20]
["Thermal Energy Storage",0.87217831330701756,1657.6540083276886,0.79251000813084516,null,0,14.093515048085841,20]
["Thermal Energy Storage",0.87217136160214748,2893.4423164683685,0.79250369142289745,null,0,14.093515048085841,20]
["Thermal Energy Storage",0.87217479186930513,30149.213678880769,0.79250680835553844,null,0,14.093515048085838,20]
["Thermal Energy Storage",0.87217802663261945,3344.8501296518807,0.79250974764244908,null,0,14.093515048085841,20]
["Thermal Energy Storage",0.87217765029546934,2743.8605699081199,0.79250940568146122,null,0,14.093515048085843,20]
["Thermal Energy Storage",0.87217421832224551,31888.744252578326,0.79250628719859362,null,0,14.093515048085839,20]
["Thermal Energy Storage",0.87216915144459151,2383.6958973123274,0.79250168315009895,null,0,14.093515048085841,20]
["Thermal Energy Storage",0.87217539838449132,1727.2856003383349,0.79250735946916651,null,0,14.093515048085838,20]
["Thermal Energy Storage",0.87215968148831013,754.43628743969293,0.79249307821803938,null,0,14.093515048085839,20]
["Thermal Energy Storage",0.87217384915499485,2819.3988955149252,0.7925059517525771,null,0,14.093515048085841,20]
["Thermal Energy Storage",0.87221136897541274,280.08016920601631,0.79254004436039682,null,0,14.093515048085839,20]
["Thermal Energy Storage",0.87215533204978724,688.50978724789366,0.79248912607487498,null,0,14.093515048085841,20]
["Thermal Energy Storage",0.87217639396831781,4112.1971754463302,0.79250826411232778,null,0,14.093515048085841,20]
["Thermal Energy Storage",0.87217831330701756,1657.6540083276886,0.79251000813084516,null,0,14.093515048085841,20]
["Thermal Energy Storage",0.87217136160214748,2893.4423164683685,0.79250369142289745,null,0,14.093515048085841,20]
["Thermal Energy Storage",0.87217479186930513,30149.213678880769,0.79250680835553844,null,0,14.093515048085838,20]
["Thermal Energy Storage",0.87217802663261945,3344.8501296518807,0.79250974764244908,null,0,14.093515048085841,20]
["Thermal Energy Storage",0.87217765029546934,2743.8605699081199,0.79250940568146122,null,0,14.093515048085843,20]
["Thermal Energy Storage",0.87217421832224551,31888.744252578326,0.79250628719859362,null,0,14.093515048085839,20]
["Thermal Energy Storage",0.87216915144459151,2383.6958973123274,0.79250168315009895,null,0,14.093515048085841,20]
["Thermal Energy Storage",0.87217539838449132,1727.2856003383349,0.79250735946916651,null,0,14.093515048085838,20]
["Thermal Energy Storage",0.87215968148831013,754.43628743969293,0.79249307821803938,null,0,14.093515048085839,20]
["Thermal Energy Storage",0.87217384915499485,2819.3988955149252,0.7925059517525771,null,0,14.093515048085841,20]
["Thermal Energy Storage",0.87221136897541274,280.08016920601631,0.79254004436039682,null,0,14.093515048085839,20]
["Wall Insulation",1.7696888095733332,5.025373501992906,0.92538048019634922,null,0,19.890613008279569,25]
["Wall Insulation",2.1267273070151496,4.4902091293163169,1.2211705687606986,null,0,11.9272219621097,25]
["Wall Insulation",2.0981434135951109,5.0451265489744888,1.0851486609959673,null,0,12.852593039892227,25]
["Wall Insulation",1.7048057251179374,4.6962003589948953,0.93111976018210596,null,0,20.775686647202207,25]
["Wall Insulation",2.1506015002212573,4.5953239259586276,1.2170899043643744,null,0,11.755402276967652,25]
["Wall Insulation",1.7258858833587196,4.8031469075638666,0.92919988306893619,null,0,20.4796159506942,25]
["Wall Insulation",2.1267273070151496,4.4902091293163169,1.2211705687606986,null,0,11.9272219621097,25]
["Wall Insulation",1.7475065584774714,4.9128356753269191,0.9272868017466348,null,0,20.184593255916077,25]
["Wall Insulation",1.7475065584774714,4.9128356753269191,0.9272868017466348,null,0,20.184593255916077,25]
["Wall Insulation",2.1218623931406131,5.1596196147162505,1.0814325818267623,null,0,12.665400341147537,25]
["Wall Insulation",2.0981434135951109,5.0451265489744888,1.0851486609959673,null,0,12.852593039892227,25]
["Wall Insulation",1.7924548041190866,5.1408728504132606,0.92348088265331896,null,0,19.597669692380805,25]
["Wall Insulation",1.6536152466467573,2.8891612953864976,1.4743067875309273,null,0,26.372698932649826,25]
["Wall Insulation",0,-2.7014390149021903,{"$error":"#DIV/0!"},null,0,0,25]
["Wall Insulation",0,-2.7014390149021903,{"$error":"#DIV/0!"},null,0,0,25]
["Wall Insulation",0,-2.7014390149021903,{"$error":"#DIV/0!"},null,0,0,25]
["Wall Insulation",0,-2.7014390149021903,{"$error":"#DIV/0!"},null,0,0,25]
["Wall Insulation",0,-2.7014390149021903,{"$error":"#DIV/0!"},null,0,0,25]
["Wall Insulation",0,-2.7014390149021903,{"$error":"#DIV/0!"},null,0,0,25]
["Wall Insulation",0,-2.7014390149021903,{"$error":"#DIV/0!"},null,0,0,25]
["Wall Insulation",0,-2.7014390149021903,{"$error":"#DIV/0!"},null,0,0,25]
["Wall Insulation",0,-2.7014390149021903,{"$error":"#DIV/0!"},null,0,0,25]
["Wall Insulation",0,-2.7014390149021903,{"$error":"#DIV/0!"},null,0,0,25]
["Wall Insulation",0,-2.7014390149021903,{"$error":"#DIV/0!"},null,0,0,25]
["Wall Insulation",0,-2.7014390149021903,{"$error":"#DIV/0!"},null,0,0,25]
["Wall Insulation",0,-2.7014390149021903,{"$error":"#DIV/0!"},null,0,0,25]
["Warehouse Loading Dock Seals",0.12270363527631085,-0.66516672812734678,1.1566354800508067,null,0,231.14164205531645,18]
["Warehouse Loading Dock Seals",5.9938861655703474E-2,-0.74406387917944194,1.156635480050807,null,0,473.18082059745564,18]
["Warehouse Loading Dock Seals",0.4172622592947795,-0.29489794657546031,1.1566354800508072,null,0,67.971447482113547,18]
["Warehouse Loading Dock Seals",0.11626946956205496,-0.67325466209043838,1.1566354800508067,null,0,243.93264930813075,18]
["Warehouse Loading Dock Seals",6.0144432147619706E-2,-0.74380547107538941,1.1566354800508067,null,0,471.56351354870338,18]
["Warehouse Loading Dock Seals",0.37524164553245876,-0.34771908365702608,1.156635480050807,null,0,75.583081146758843,18]
["Warehouse Loading Dock Seals",0.28228219233057611,-0.46457182760735277,1.1566354800508072,null,0,100.47364132240038,18]
["Warehouse Loading Dock Seals",7.5005153329276639E-2,-0.72512511111903177,1.156635480050807,null,0,378.13294800442304,18]
["Warehouse Loading Dock Seals",0.54456626211251069,-0.13487310205743361,1.1566354800508072,null,0,52.081668875152239,18]
["Warehouse Loading Dock Seals",0.40487669399804233,-0.31046696339354085,1.1566354800508067,null,0,70.050759069032225,18]
["Warehouse Loading Dock Seals",0.17686607164071028,-0.5970829659039385,1.1566354800508065,null,0,160.35817090763555,18]
["Warehouse Loading Dock Seals",4.0392268215496997E-2,-0.76863451723396203,1.1566354800508067,null,0,702.16209678073346,18]
["Warehouse Loading Dock Seals",0.11169486155073861,-0.6790050777846719,1.156635480050807,null,0,253.92322753396692,18]
["Warehouse Loading Dock Seals",0.12082013100307801,-0.66753434793349464,1.156635480050807,null,0,234.74498420466531,18]
["Warehouse Loading Dock Seals",5.9018798433395456E-2,-0.74522042548464618,1.1566354800508072,null,0,480.55739013274626,18]
["Warehouse Loading Dock Seals",0.41085727180870563,-0.30294920265470821,1.1566354800508072,null,0,69.031076458903215,18]
["Warehouse Loading Dock Seals",0.11448472991458239,-0.67549813188141483,1.156635480050807,null,0,247.73539462497843,18]
["Warehouse Loading Dock Seals",5.9221213412444421E-2,-0.74496598395230262,1.1566354800508065,null,0,478.91487035899405,18]
["Warehouse Loading Dock Seals",0.36948167565655593,-0.35495953378756573,1.156635480050807,null,0,76.761370353550049,18]
["Warehouse Loading Dock Seals",0.27794915269149029,-0.47001858481205694,1.1566354800508067,null,0,102.03995755800507,18]
["Warehouse Loading Dock Seals",7.3853822103497946E-2,-0.72657236804981185,1.1566354800508065,null,0,384.02778537550921,18]
["Warehouse Loading Dock Seals",0.53620715458128176,-0.14538074402773032,1.156635480050807,null,0,52.893586931100614,18]
["Warehouse Loading Dock Seals",0.39866182528970717,-0.31827923462412577,1.156635480050807,null,0,71.142803109659553,18]
["Warehouse Loading Dock Seals",0.17415117243682748,-0.60049567338655774,1.156635480050807,null,0,162.85804652972575,18]
["Warehouse Loading Dock Seals",3.9772245755541877E-2,-0.7694139035498353,1.1566354800508072,null,0,713.10832981995225,18]
["Warehouse Loading Dock Seals",0.10998034226567241,-0.68116027853204109,1.1566354800508067,null,0,257.88171922043199,18]
["Water Cooled Refrigeration Heat Recovery",3.1528685616129301E-2,-33635.910891335108,1.7463746365868593,null,0,4824.1014647620041,20]
["Water Cooled Refrigeration Heat Recovery",4.9498206385332706E-2,-128878.71325653349,1.5172277747147431,null,0,1959.4788335700978,20]
["Water Cooled Refrigeration Heat Recovery",0.31043476951227666,-5080.1053158394952,1.7465284516904573,null,0,489.9933566429749,20]
["Water Cooled Refrigeration Heat Recovery",0.13142830751177348,-30021.333838783918,1.5171274991062014,null,0,737.92533209833721,20]
["Water Cooled Refrigeration Heat Recovery",0.1314333533074615,-312817.57499671285,1.5171857446663692,null,0,737.92533209833664,20]
["Water Cooled Refrigeration Heat Recovery",0.14305653718771602,-30508.113903830399,1.7464580527824034,null,0,1063.2498622363041,20]
["Water Cooled Refrigeration Heat Recovery",7.4181039086006484E-2,-55286.438468448701,1.5171188879384943,null,0,1307.3924035441428,20]
["Water Cooled Refrigeration Heat Recovery",0.91750121911496296,11497.694315434226,1.7464671280575477,null,0,165.78248691536047,20]
["Water Cooled Refrigeration Heat Recovery",0.13092844738682691,-24223.707991715542,1.7465726108917137,null,0,1161.8164252293593,20]
["Water Cooled Refrigeration Heat Recovery",0.31079937268245705,-5297.6575816317081,1.5172780563870309,null,0,312.07882176063271,20]
["Water Cooled Refrigeration Heat Recovery",5.8166565809261099E-2,-19248.472961159121,1.7464040049372527,null,0,2614.9065899630123,20]
["Water Cooled Refrigeration Heat Recovery",4.9497820679247656E-2,-88361.64374132143,1.5172159519836215,null,0,1959.4788335700982,20]
["Water Cooled Refrigeration Heat Recovery",1.5391687821433978E-2,-28664.648692386418,1.7473473190598308,null,0,9887.3037435313217,20]
["Water Cooled Refrigeration Heat Recovery",3.1528685616129301E-2,-33635.910891335108,1.7463746365868593,null,0,4824.1014647620041,20]
["Water Cooled Refrigeration Heat Recovery",4.9498206385332706E-2,-128878.71325653349,1.5172277747147431,null,0,1959.4788335700978,20]
["Water Cooled Refrigeration Heat Recovery",0.31043476951227666,-5080.1053158394952,1.7465284516904573,null,0,489.9933566429749,20]
["Water Cooled Refrigeration Heat Recovery",0.13142830751177348,-30021.333838783918,1.5171274991062014,null,0,737.92533209833721,20]
["Water Cooled Refrigeration Heat Recovery",0.1314333533074615,-312817.57499671285,1.5171857446663692,null,0,737.92533209833664,20]
["Water Cooled Refrigeration Heat Recovery",0.14305653718771602,-30508.113903830399,1.7464580527824034,null,0,1063.2498622363041,20]
["Water Cooled Refrigeration Heat Recovery",7.4181039086006484E-2,-55286.438468448701,1.5171188879384943,null,0,1307.3924035441428,20]
["Water Cooled Refrigeration Heat Recovery",0.91750121911496296,11497.694315434226,1.7464671280575477,null,0,165.78248691536047,20]
["Water Cooled Refrigeration Heat Recovery",0.13092844738682691,-24223.707991715542,1.7465726108917137,null,0,1161.8164252293593,20]
["Water Cooled Refrigeration Heat Recovery",0.31079937268245705,-5297.6575816317081,1.5172780563870309,null,0,312.07882176063271,20]
["Water Cooled Refrigeration Heat Recovery",5.8166565809261099E-2,-19248.472961159121,1.7464040049372527,null,0,2614.9065899630123,20]
["Water Cooled Refrigeration Heat Recovery",4.9497820679247656E-2,-88361.64374132143,1.5172159519836215,null,0,1959.4788335700982,20]
["Water Cooled Refrigeration Heat Recovery",1.5391687821433978E-2,-28664.648692386418,1.7473473190598308,null,0,9887.3037435313217,20]
["Waterside Economizer",3.275981413752891E-2,-788259.83953010186,1.2197193936163924,null,0,977.45388289708876,20]
["Waterside Economizer",3.6343984621344777E-2,-784625.62147219118,1.2197157320412575,null,0,881.05670685965185,20]
["Waterside Economizer",1.8096728694468815E-2,-803127.09522155568,1.2197110703348117,null,0,1769.4352146073334,20]
["Waterside Economizer",7.1284093090547312E-2,-749198.34893563215,1.2197115159752621,null,0,449.20261074068037,20]
["Waterside Economizer",6.7524829844085338E-2,-753010.46577959438,1.2197195777003298,null,0,474.2138919623219,20]
["Waterside Economizer",1.7695845083211991E-2,-803533.72101824544,1.2197215422541687,null,0,1809.5357293859704,20]
["Waterside Economizer",5.4115093320760359E-2,-766607.01585639443,1.2197191909399925,null,0,591.72405046155393,20]
["Waterside Economizer",1.8297170500097222E-2,-802923.78232321097,1.2197060065162735,null,0,1750.0441437623217,20]
["Waterside Economizer",3.6870046422026438E-2,-784091.92511403607,1.2197058289851004,null,0,868.47873891671986,20]
["Waterside Economizer",5.3087535249635984E-2,-767648.99446041067,1.219721542254169,null,0,603.17857646199002,20]
["Waterside Economizer",4.1607736679134921E-2,-779288.65789064334,1.2197198505255102,null,0,769.59772587138241,20]
["Waterside Economizer",3.6168891858698697E-2,-784803.5202582425,1.2197279046112715,null,0,885.33071721863803,20]
["Waterside Economizer",7.9455426599064488E-3,-813419.81070025521,1.2197150684466098,null,0,4030.0701102413091,20]
["Waterside Economizer",3.275981413752891E-2,-788259.83953010186,1.2197193936163924,null,0,977.45388289708876,20]
["Waterside Economizer",3.6343984621344777E-2,-784625.62147219118,1.2197157320412575,null,0,881.05670685965185,20]
["Waterside Economizer",1.8096728694468815E-2,-803127.09522155568,1.2197110703348117,null,0,1769.4352146073334,20]
["Waterside Economizer",7.1284093090547312E-2,-749198.34893563215,1.2197115159752621,null,0,449.20261074068037,20]
["Waterside Economizer",6.7524829844085338E-2,-753010.46577959438,1.2197195777003298,null,0,474.2138919623219,20]
["Waterside Economizer",1.7695845083211991E-2,-803533.72101824544,1.2197215422541687,null,0,1809.5357293859704,20]
["Waterside Economizer",5.4115093320760359E-2,-766607.01585639443,1.2197191909399925,null,0,591.72405046155393,20]
["Waterside Economizer",1.8297170500097222E-2,-802923.78232321097,1.2197060065162735,null,0,1750.0441437623217,20]
["Waterside Economizer",3.6870046422026438E-2,-784091.92511403607,1.2197058289851004,null,0,868.47873891671986,20]
["Waterside Economizer",5.3087535249635984E-2,-767648.99446041067,1.219721542254169,null,0,603.17857646199002,20]
["Waterside Economizer",4.1607736679134921E-2,-779288.65789064334,1.2197198505255102,null,0,769.59772587138241,20]
["Waterside Economizer",3.6168891858698697E-2,-784803.5202582425,1.2197279046112715,null,0,885.33071721863803,20]
["Waterside Economizer",7.9455426599064488E-3,-813419.81070025521,1.2197150684466098,null,0,4030.0701102413091,20]
["Window Sun Protection",0.13211136144700758,-817.09473925524173,1.0221758786280783,null,0,148.94534649214955,10]
["Window Sun Protection",0.13211136144700758,-817.09473925524173,1.0221758786280783,null,0,148.94534649214955,10]
["Window Sun Protection",0.13211136144700758,-817.09473925524173,1.0221758786280783,null,0,148.94534649214955,10]
["Window Sun Protection",0.13211136144700758,-817.09473925524173,1.0221758786280783,null,0,148.94534649214955,10]
["Window Sun Protection",0.13211136144700758,-817.09473925524173,1.0221758786280783,null,0,148.94534649214955,10]
["Window Sun Protection",0.13211136144700758,-817.09473925524173,1.0221758786280783,null,0,148.94534649214955,10]
["Window Sun Protection",0.13935219112714886,-801.43278467133337,0.962061443519026,null,0,162.21801372086907,10]
["Window Sun Protection",0.14809373761029607,-782.16453722950882,0.90277771573139742,null,0,187.18212796317394,10]
["Window Sun Protection",0.13211136144700758,-817.09473925524173,1.0221758786280783,null,0,148.94534649214955,10]
["Window Sun Protection",0.13211136144700758,-817.09473925524173,1.0221758786280783,null,0,148.94534649214955,10]
["Window Sun Protection",0.13211136144700758,-817.09473925524173,1.0221758786280783,null,0,148.94534649214955,10]
["Window Sun Protection",0.13211136144700758,-817.09473925524173,1.0221758786280783,null,0,148.94534649214955,10]
["Window Sun Protection",0.14809373761029607,-782.16453722950882,0.90277771573139742,null,0,187.18212796317394,10]
["Window Sun Protection",7.9136091602616351E-2,-891.78722054253535,1.0204901263992019,null,0,248.24224415358256,10]
["Window Sun Protection",7.9136091602616351E-2,-891.78722054253535,1.0204901263992019,null,0,248.24224415358256,10]
["Window Sun Protection",7.9136091602616351E-2,-891.78722054253535,1.0204901263992019,null,0,248.24224415358256,10]
["Window Sun Protection",7.9136091602616351E-2,-891.78722054253535,1.0204901263992019,null,0,248.24224415358256,10]
["Window Sun Protection",7.9136091602616351E-2,-891.78722054253535,1.0204901263992019,null,0,248.24224415358256,10]
["Window Sun Protection",7.9136091602616351E-2,-891.78722054253535,1.0204901263992019,null,0,248.24224415358256,10]
["Window Sun Protection",8.3480589410701134E-2,-882.3900477921901,0.96055727224504073,null,0,270.36335620144848,10]
["Window Sun Protection",8.8986967831765823E-2,-870.82909932709549,0.90410588191587438,null,0,311.97021327195648,10]
["Window Sun Protection",7.9136091602616351E-2,-891.78722054253535,1.0204901263992019,null,0,248.24224415358256,10]
["Window Sun Protection",7.9136091602616351E-2,-891.78722054253535,1.0204901263992019,null,0,248.24224415358256,10]
["Window Sun Protection",7.9136091602616351E-2,-891.78722054253535,1.0204901263992019,null,0,248.24224415358256,10]
["Window Sun Protection",7.9136091602616351E-2,-891.78722054253535,1.0204901263992019,null,0,248.24224415358256,10]
["Window Sun Protection",8.8986967831765823E-2,-870.82909932709549,0.90410588191587438,null,0,311.97021327195648,10]
["Bi-Level Lighting Control (Interior)",0.213662134592257,-757.20095003325105,1.8013464652473776,null,0,4309.0688359105898,8]
["Bi-Level Lighting Control (Interior)",0.32756909722791405,-590.6887983787268,1.8018552871648308,null,0,2811.4523530124443,8]
["Bi-Level Lighting Control (Interior)",0.42158042095891951,-451.8536838301564,1.7348403846186349,null,0,497.49859201032143,8]
["Bi-Level Lighting Control (Interior)",0.37371107883421895,-523.30137407989878,1.8021846005117568,null,0,2464.7736619090797,8]
["Bi-Level Lighting Control (Interior)",0.50553847249856565,-330.4863890700255,1.8020886640111193,null,0,1821.9467762538748,8]
["Bi-Level Lighting Control (Interior)",0.2452159967247938,-711.22533635840523,1.8022915769118368,null,0,3756.5571300633078,8]
["Bi-Level Lighting Control (Interior)",0.2855476892463128,-651.36828602128844,1.7353484553316185,null,0,734.71821899446502,8]
["Bi-Level Lighting Control (Interior)",0.32756909722791405,-590.6887983787268,1.8018552871648308,null,0,2811.4523530124443,8]
["Bi-Level Lighting Control (Interior)",0.241809633801985,-716.22504848380208,1.8023872500210201,null,0,3809.6778272606375,8]
["Bi-Level Lighting Control (Interior)",0.25514626778338112,-695.61817265250579,1.7339644549700031,null,0,821.60625382937792,8]
["Bi-Level Lighting Control (Interior)",0.37898026798717099,-514.27165993464473,1.7347658999316926,null,0,553.39731021372836,8]
["Bi-Level Lighting Control (Interior)",0.17685860475234449,-811.21957886634391,1.8025624629751482,null,0,5209.2820395455465,8]
["Bi-Level Lighting Control (Interior)",0.28409296486554658,-654.16340449246184,1.8013627013451048,null,0,3240.816415292587,8]
["Bi-Level Lighting Control (Interior)",0.213662134592257,-757.20095003325105,1.8013464652473776,null,0,4309.0688359105898,8]
["Bi-Level Lighting Control (Interior)",0.32756909722791405,-590.6887983787268,1.8018552871648308,null,0,2811.4523530124443,8]
["Bi-Level Lighting Control (Interior)",0.42158042095891951,-451.8536838301564,1.7348403846186349,null,0,497.49859201032143,8]
["Bi-Level Lighting Control (Interior)",0.37371107883421895,-523.30137407989878,1.8021846005117568,null,0,2464.7736619090797,8]
["Bi-Level Lighting Control (Interior)",0.50553847249856565,-330.4863890700255,1.8020886640111193,null,0,1821.9467762538748,8]
["Bi-Level Lighting Control (Interior)",0.2452159967247938,-711.22533635840523,1.8022915769118368,null,0,3756.5571300633078,8]
["Bi-Level Lighting Control (Interior)",0.2855476892463128,-651.36828602128844,1.7353484553316185,null,0,734.71821899446502,8]
["Bi-Level Lighting Control (Interior)",0.32756909722791405,-590.6887983787268,1.8018552871648308,null,0,2811.4523530124443,8]
["Bi-Level Lighting Control (Interior)",0.241809633801985,-716.22504848380208,1.8023872500210201,null,0,3809.6778272606375,8]
["Bi-Level Lighting Control (Interior)",0.25514626778338112,-695.61817265250579,1.7339644549700031,null,0,821.60625382937792,8]
["Bi-Level Lighting Control (Interior)",0.37898026798717099,-514.27165993464473,1.7347658999316926,null,0,553.39731021372836,8]
["Bi-Level Lighting Control (Interior)",0.17685860475234449,-811.21957886634391,1.8025624629751482,null,0,5209.2820395455465,8]
["Bi-Level Lighting Control (Interior)",0.28409296486554658,-654.16340449246184,1.8013627013451048,null,0,3240.816415292587,8]
["Interior Lighting Controls",0.45742819425837261,-168.22911460501498,1.8228362478562601,null,0,0,8]
["Interior Lighting Controls",0.70109300427361143,-18.928808126567702,1.8228362478562594,null,0,0,8]
["Interior Lighting Controls",0.88177396000292696,91.779513126380124,1.8228362478562596,null,0,0,8]
["Interior Lighting Controls",0.79970408926672365,41.492986923456584,1.8228362478562596,null,0,0,8]
["Interior Lighting Controls",1.0818590324566932,214.37728437304247,1.8228362478562592,null,0,0,8]
["Interior Lighting Controls",0.52470640224560894,-127.00585765959514,1.8228362478562596,null,0,0,8]
["Interior Lighting Controls",0.59707421461958643,-82.664056453528971,1.8228362478562601,null,0,0,8]
["Interior Lighting Controls",0.70109300427361143,-18.928808126567702,1.8228362478562594,null,0,0,8]
["Interior Lighting Controls",0.51739009593966823,-131.48876503427442,1.8228362478562592,null,0,0,8]
["Interior Lighting Controls",0.53393131019657747,-121.3534961871736,1.8228362478562601,null,0,0,8]
["Interior Lighting Controls",0.79270588323495417,37.204988565067737,1.8228362478562596,null,0,0,8]
["Interior Lighting Controls",0.37838027612679709,-216.66400515317974,1.8228362478562596,null,0,0,8]
["Interior Lighting Controls",0.60820772421558311,-75.842240883364809,1.8228362478562596,null,0,0,8]
["Interior Lighting Controls",0.45742819425837261,-168.22911460501498,1.8228362478562601,null,0,0,8]
["Interior Lighting Controls",0.70109300427361143,-18.928808126567702,1.8228362478562594,null,0,0,8]
["Interior Lighting Controls",0.88177396000292696,91.779513126380124,1.8228362478562596,null,0,0,8]
["Interior Lighting Controls",0.79970408926672365,41.492986923456584,1.8228362478562596,null,0,0,8]
["Interior Lighting Controls",1.0818590324566932,214.37728437304247,1.8228362478562592,null,0,0,8]
["Interior Lighting Controls",0.52470640224560894,-127.00585765959514,1.8228362478562596,null,0,0,8]
["Interior Lighting Controls",0.59707421461958643,-82.664056453528971,1.8228362478562601,null,0,0,8]
["Interior Lighting Controls",0.70109300427361143,-18.928808126567702,1.8228362478562594,null,0,0,8]
["Interior Lighting Controls",0.51739009593966823,-131.48876503427442,1.8228362478562592,null,0,0,8]
["Interior Lighting Controls",0.53393131019657747,-121.3534961871736,1.8228362478562601,null,0,0,8]
["Interior Lighting Controls",0.79270588323495417,37.204988565067737,1.8228362478562596,null,0,0,8]
["Interior Lighting Controls",0.37838027612679709,-216.66400515317974,1.8228362478562596,null,0,0,8]
["Interior Lighting Controls",0.60820772421558311,-75.842240883364809,1.8228362478562596,null,0,0,8]
["Efficient Motor Belts",7.4342522335564085E-2,-1023.4116046322832,1.3475754823706776,null,0,367.20407290435662,10]
["Efficient Motor Belts",7.5180213545778765E-2,-1025.0345261024281,1.3989484509465844,null,0,285.75685489684014,10]
["Efficient Motor Belts",7.4342522335564085E-2,-1023.4116046322832,1.3475754823706776,null,0,367.20407290435662,10]
["Efficient Motor Belts",7.5180213545778765E-2,-1025.0345261024281,1.3989484509465844,null,0,285.75685489684014,10]
["Efficient Motor Belts",7.5180213545778765E-2,-1025.0345261024281,1.3989484509465844,null,0,285.75685489684014,10]
["Efficient Motor Belts",7.4342522335564085E-2,-1023.4116046322832,1.3475754823706776,null,0,367.20407290435662,10]
["Efficient Motor Belts",7.5180213545778765E-2,-1025.0345261024281,1.3989484509465844,null,0,285.75685489684014,10]
["Efficient Motor Belts",7.4342522335564085E-2,-1023.4116046322832,1.3475754823706776,null,0,367.20407290435662,10]
["Efficient Motor Belts",7.4342522335564085E-2,-1023.4116046322832,1.3475754823706776,null,0,367.20407290435662,10]
["Efficient Motor Belts",7.5180213545778765E-2,-1025.0345261024281,1.3989484509465844,null,0,285.75685489684014,10]
["Efficient Motor Belts",7.4342522335564085E-2,-1023.4116046322832,1.3475754823706776,null,0,367.20407290435662,10]
["Efficient Motor Belts",7.5180213545778765E-2,-1025.0345261024281,1.3989484509465844,null,0,285.75685489684014,10]
["Efficient Motor Belts",7.4342522335564085E-2,-1023.4116046322832,1.3475754823706776,null,0,367.20407290435662,10]
["Efficient Motor Belts",7.4342522335564085E-2,-1023.4116046322832,1.3475754823706776,null,0,367.20407290435662,10]
["Efficient Motor Belts",7.5180213545778765E-2,-1025.0345261024281,1.3989484509465844,null,0,285.75685489684014,10]
["Efficient Motor Belts",7.4342522335564085E-2,-1023.4116046322832,1.3475754823706776,null,0,367.20407290435662,10]
["Efficient Motor Belts",7.5180213545778765E-2,-1025.0345261024281,1.3989484509465844,null,0,285.75685489684014,10]
["Efficient Motor Belts",7.5180213545778765E-2,-1025.0345261024281,1.3989484509465844,null,0,285.75685489684014,10]
["Efficient Motor Belts",7.4342522335564085E-2,-1023.4116046322832,1.3475754823706776,null,0,367.20407290435662,10]
["Efficient Motor Belts",7.5180213545778765E-2,-1025.0345261024281,1.3989484509465844,null,0,285.75685489684014,10]
["Efficient Motor Belts",7.4342522335564085E-2,-1023.4116046322832,1.3475754823706776,null,0,367.20407290435662,10]
["Efficient Motor Belts",7.4342522335564085E-2,-1023.4116046322832,1.3475754823706776,null,0,367.20407290435662,10]
["Efficient Motor Belts",7.5180213545778765E-2,-1025.0345261024281,1.3989484509465844,null,0,285.75685489684014,10]
["Efficient Motor Belts",7.4342522335564085E-2,-1023.4116046322832,1.3475754823706776,null,0,367.20407290435662,10]
["Efficient Motor Belts",7.5180213545778765E-2,-1025.0345261024281,1.3989484509465844,null,0,285.75685489684014,10]
["Efficient Motor Belts",7.4342522335564085E-2,-1023.4116046322832,1.3475754823706776,null,0,367.20407290435662,10]
["Engine Block Timer",0.32597542224877041,-122.19526134509147,1.724358579190203,null,0,0,5]
["Engine Block Timer",0.42596068962303002,-86.901274727925966,1.2317286332891468,null,0,20.083838050762523,5]
["Engine Block Timer",0.32597542224877041,-122.19526134509147,1.724358579190203,null,0,0,5]
["Engine Block Timer",0.32597542224877041,-122.19526134509147,1.724358579190203,null,0,0,5]
["Engine Block Timer",0.42596068962303002,-86.901274727925966,1.2317286332891468,null,0,20.083838050762523,5]
["Engine Block Timer",0.3651680054523625,-108.03491261695908,1.449400057358303,null,0,51.502924791838844,5]
["Engine Block Timer",0.32597542224877041,-122.19526134509147,1.724358579190203,null,0,0,5]
["Engine Block Timer",0.3651680054523625,-108.03491261695908,1.449400057358303,null,0,51.502924791838844,5]
["Engine Block Timer",0.3651680054523625,-108.03491261695908,1.449400057358303,null,0,51.502924791838844,5]
["Engine Block Timer",0.3651680054523625,-108.03491261695908,1.449400057358303,null,0,51.502924791838844,5]
["Engine Block Timer",0.3651680054523625,-108.03491261695908,1.449400057358303,null,0,51.502924791838844,5]
["Engine Block Timer",0.3651680054523625,-108.03491261695908,1.449400057358303,null,0,51.502924791838844,5]
["Engine Block Timer",0.3651680054523625,-108.03491261695908,1.449400057358303,null,0,51.502924791838844,5]
["Engine Block Timer",0.32597542224877041,-122.19526134509147,1.724358579190203,null,0,0,5]
["Engine Block Timer",0.42596068962303002,-86.901274727925966,1.2317286332891468,null,0,20.083838050762523,5]
["Engine Block Timer",0.32597542224877041,-122.19526134509147,1.724358579190203,null,0,0,5]
["Engine Block Timer",0.32597542224877041,-122.19526134509147,1.724358579190203,null,0,0,5]
["Engine Block Timer",0.42596068962303002,-86.901274727925966,1.2317286332891468,null,0,20.083838050762523,5]
["Engine Block Timer",0.3651680054523625,-108.03491261695908,1.449400057358303,null,0,51.502924791838844,5]
["Engine Block Timer",0.32597542224877041,-122.19526134509147,1.724358579190203,null,0,0,5]
["Engine Block Timer",0.3651680054523625,-108.03491261695908,1.449400057358303,null,0,51.502924791838844,5]
["Engine Block Timer",0.3651680054523625,-108.03491261695908,1.449400057358303,null,0,51.502924791838844,5]
["Engine Block Timer",0.3651680054523625,-108.03491261695908,1.449400057358303,null,0,51.502924791838844,5]
["Engine Block Timer",0.3651680054523625,-108.03491261695908,1.449400057358303,null,0,51.502924791838844,5]
["Engine Block Timer",0.3651680054523625,-108.03491261695908,1.449400057358303,null,0,51.502924791838844,5]
["Engine Block Timer",0.3651680054523625,-108.03491261695908,1.449400057358303,null,0,51.502924791838844,5]
["Regenerative Drive Elevator Motor",8.4310111665654192E-2,-25534.058720236186,1.4322791187899258,null,0,470.83146256001339,13]
["Regenerative Drive Elevator Motor",8.532940883428454E-2,-25589.652855798304,1.4989551797937093,null,0,336.92183158018378,13]
["Regenerative Drive Elevator Motor",8.4310111665654192E-2,-25534.058720236186,1.4322791187899258,null,0,470.83146256001339,13]
["Regenerative Drive Elevator Motor",8.532940883428454E-2,-25589.652855798304,1.4989551797937093,null,0,336.92183158018378,13]
["Regenerative Drive Elevator Motor",8.532940883428454E-2,-25589.652855798304,1.4989551797937093,null,0,336.92183158018378,13]
["Regenerative Drive Elevator Motor",8.4310111665654192E-2,-25534.058720236186,1.4322791187899258,null,0,470.83146256001339,13]
["Regenerative Drive Elevator Motor",8.532940883428454E-2,-25589.652855798304,1.4989551797937093,null,0,336.92183158018378,13]
["Regenerative Drive Elevator Motor",8.4310111665654192E-2,-25534.058720236186,1.4322791187899258,null,0,470.83146256001339,13]
["Regenerative Drive Elevator Motor",8.4310111665654192E-2,-25534.058720236186,1.4322791187899258,null,0,470.83146256001339,13]
["Regenerative Drive Elevator Motor",8.532940883428454E-2,-25589.652855798304,1.4989551797937093,null,0,336.92183158018378,13]
["Regenerative Drive Elevator Motor",8.4310111665654192E-2,-25534.058720236186,1.4322791187899258,null,0,470.83146256001339,13]
["Regenerative Drive Elevator Motor",8.532940883428454E-2,-25589.652855798304,1.4989551797937093,null,0,336.92183158018378,13]
["Regenerative Drive Elevator Motor",8.4310111665654192E-2,-25534.058720236186,1.4322791187899258,null,0,470.83146256001339,13]
["Regenerative Drive Elevator Motor",8.4310111665654192E-2,-25534.058720236186,1.4322791187899258,null,0,470.83146256001339,13]
["Regenerative Drive Elevator Motor",8.532940883428454E-2,-25589.652855798304,1.4989551797937093,null,0,336.92183158018378,13]
["Regenerative Drive Elevator Motor",8.4310111665654192E-2,-25534.058720236186,1.4322791187899258,null,0,470.83146256001339,13]
["Regenerative Drive Elevator Motor",8.532940883428454E-2,-25589.652855798304,1.4989551797937093,null,0,336.92183158018378,13]
["Regenerative Drive Elevator Motor",8.532940883428454E-2,-25589.652855798304,1.4989551797937093,null,0,336.92183158018378,13]
["Regenerative Drive Elevator Motor",8.4310111665654192E-2,-25534.058720236186,1.4322791187899258,null,0,470.83146256001339,13]
["Regenerative Drive Elevator Motor",8.532940883428454E-2,-25589.652855798304,1.4989551797937093,null,0,336.92183158018378,13]
["Regenerative Drive Elevator Motor",8.4310111665654192E-2,-25534.058720236186,1.4322791187899258,null,0,470.83146256001339,13]
["Regenerative Drive Elevator Motor",8.4310111665654192E-2,-25534.058720236186,1.4322791187899258,null,0,470.83146256001339,13]
["Regenerative Drive Elevator Motor",8.532940883428454E-2,-25589.652855798304,1.4989551797937093,null,0,336.92183158018378,13]
["Regenerative Drive Elevator Motor",8.4310111665654192E-2,-25534.058720236186,1.4322791187899258,null,0,470.83146256001339,13]
["Regenerative Drive Elevator Motor",8.532940883428454E-2,-25589.652855798304,1.4989551797937093,null,0,336.92183158018378,13]
["Regenerative Drive Elevator Motor",8.4310111665654192E-2,-25534.058720236186,1.4322791187899258,null,0,470.83146256001339,13]
["VSD Controlled Compressor",1.6539716542561351,12224.205153555729,1.4885485848791022,null,0,21.315449517354352,15]
["VSD Controlled Compressor",1.6133516851045886,11332.35815552755,1.5616331780718191,null,0,20.694715817187824,15]
["VSD Controlled Compressor",1.6539716542561351,12224.205153555729,1.4885485848791022,null,0,21.315449517354352,15]
["VSD Controlled Compressor",1.6133516851045886,11332.35815552755,1.5616331780718191,null,0,20.694715817187824,15]
["VSD Controlled Compressor",1.6133516851045886,11332.35815552755,1.5616331780718191,null,0,20.694715817187824,15]
["VSD Controlled Compressor",1.6539716542561351,12224.205153555729,1.4885485848791022,null,0,21.315449517354352,15]
["VSD Controlled Compressor",1.6133516851045886,11332.35815552755,1.5616331780718191,null,0,20.694715817187824,15]
["VSD Controlled Compressor",1.6539716542561351,12224.205153555729,1.4885485848791022,null,0,21.315449517354352,15]
["VSD Controlled Compressor",1.6539716542561351,12224.205153555729,1.4885485848791022,null,0,21.315449517354352,15]
["VSD Controlled Compressor",1.6133516851045886,11332.35815552755,1.5616331780718191,null,0,20.694715817187824,15]
["VSD Controlled Compressor",1.6539716542561351,12224.205153555729,1.4885485848791022,null,0,21.315449517354352,15]
["VSD Controlled Compressor",1.6133516851045886,11332.35815552755,1.5616331780718191,null,0,20.694715817187824,15]
["VSD Controlled Compressor",1.6539716542561351,12224.205153555729,1.4885485848791022,null,0,21.315449517354352,15]
["VSD Controlled Compressor",1.6539716542561351,12224.205153555729,1.4885485848791022,null,0,21.315449517354352,15]
["VSD Controlled Compressor",1.6133516851045886,11332.35815552755,1.5616331780718191,null,0,20.694715817187824,15]
["VSD Controlled Compressor",1.6539716542561351,12224.205153555729,1.4885485848791022,null,0,21.315449517354352,15]
["VSD Controlled Compressor",1.6133516851045886,11332.35815552755,1.5616331780718191,null,0,20.694715817187824,15]
["VSD Controlled Compressor",1.6133516851045886,11332.35815552755,1.5616331780718191,null,0,20.694715817187824,15]
["VSD Controlled Compressor",1.6539716542561351,12224.205153555729,1.4885485848791022,null,0,21.315449517354352,15]
["VSD Controlled Compressor",1.6133516851045886,11332.35815552755,1.5616331780718191,null,0,20.694715817187824,15]
["VSD Controlled Compressor",1.6539716542561351,12224.205153555729,1.4885485848791022,null,0,21.315449517354352,15]
["VSD Controlled Compressor",1.6539716542561351,12224.205153555729,1.4885485848791022,null,0,21.315449517354352,15]
["VSD Controlled Compressor",1.6133516851045886,11332.35815552755,1.5616331780718191,null,0,20.694715817187824,15]
["VSD Controlled Compressor",1.6539716542561351,12224.205153555729,1.4885485848791022,null,0,21.315449517354352,15]
["VSD Controlled Compressor",1.6133516851045886,11332.35815552755,1.5616331780718191,null,0,20.694715817187824,15]
["VSD Controlled Compressor",1.6539716542561351,12224.205153555729,1.4885485848791022,null,0,21.315449517354352,15]
["Network PC Power Management",0.54287236224295177,-340.4349446867883,1.1422071629977095,null,0,22.821869213376864,5]
["Network PC Power Management",0.55315706215546023,-937.20424033038057,1.2055575113153929,null,0,15.408774512670757,5]
["Network PC Power Management",0.55636075280162778,-433.57252015562909,1.1707669787323343,null,0,15.242704554319191,5]
["Network PC Power Management",0.56138773914172113,-580.1553518597342,1.1708124348284579,null,0,15.106799187421114,5]
["Network PC Power Management",0.55854126375342061,-5322.1669771505576,1.2055600524819456,null,0,15.260269850065123,5]
["Network PC Power Management",0.54160855824525511,-562.70088398791245,1.1421844957102671,null,0,22.874668417157608,5]
["Network PC Power Management",0.56179087009448414,-474.47775943111805,1.1708243678772168,null,0,15.096112681619095,5]
["Network PC Power Management",0.55583914514086785,-6526.7128385594333,1.1422050065719918,null,0,22.289431697143673,5]
["Network PC Power Management",0.5627216236046424,-397.22617994382733,1.1707881971180114,null,0,15.070677791765922,5]
["Network PC Power Management",0.54962205228493166,-380.51312811463896,1.1422494318898322,null,0,22.542437087349018,5]
["Network PC Power Management",0.55226422780070716,-191.77284200685494,1.1707310012683061,null,0,15.355298335781571,5]
["Network PC Power Management",0.56551378149076625,-560.50541877909222,1.1707806031195935,null,0,14.996170820760032,5]
["Network PC Power Management",0.43919484068365316,-113.53653781681321,1.1418013703916523,null,0,28.199239443463608,5]
["Network PC Power Management",0.54287236224295177,-340.4349446867883,1.1422071629977095,null,0,22.821869213376864,5]
["Network PC Power Management",0.55315706215546023,-937.20424033038057,1.2055575113153929,null,0,15.408774512670757,5]
["Network PC Power Management",0.55636075280162778,-433.57252015562909,1.1707669787323343,null,0,15.242704554319191,5]
["Network PC Power Management",0.56138773914172113,-580.1553518597342,1.1708124348284579,null,0,15.106799187421114,5]
["Network PC Power Management",0.55854126375342061,-5322.1669771505576,1.2055600524819456,null,0,15.260269850065123,5]
["Network PC Power Management",0.54160855824525511,-562.70088398791245,1.1421844957102671,null,0,22.874668417157608,5]
["Network PC Power Management",0.56179087009448414,-474.47775943111805,1.1708243678772168,null,0,15.096112681619095,5]
["Network PC Power Management",0.55583914514086785,-6526.7128385594333,1.1422050065719918,null,0,22.289431697143673,5]
["Network PC Power Management",0.5627216236046424,-397.22617994382733,1.1707881971180114,null,0,15.070677791765922,5]
["Network PC Power Management",0.54962205228493166,-380.51312811463896,1.1422494318898322,null,0,22.542437087349018,5]
["Network PC Power Management",0.55226422780070716,-191.77284200685494,1.1707310012683061,null,0,15.355298335781571,5]
["Network PC Power Management",0.56551378149076625,-560.50541877909222,1.1707806031195935,null,0,14.996170820760032,5]
["Network PC Power Management",0.43919484068365316,-113.53653781681321,1.1418013703916523,null,0,28.199239443463608,5]
["Smart Strip Plug Outlet",0.51164142976341387,-5.7324021556674047,1.0898431719263513,null,0,17.033064270291572,4]
["Smart Strip Plug Outlet",0.6844995642196845,2.939642060015121,1.1097555416076756,null,0,8.6635457110538709,4]
["Smart Strip Plug Outlet",0.66212476227219086,0.52174159601623149,1.1083313421130092,null,0,8.9448139021067732,4]
["Smart Strip Plug Outlet",0.93181716879420295,12.360069227534741,1.1098501406298282,null,0,6.3646592599812459,4]
["Smart Strip Plug Outlet",1.021349089646151,130.54067650942437,1.1095002697859799,null,0,5.8048998423661704,4]
["Smart Strip Plug Outlet",0.83417279350500062,8.7844093811321429,1.0883738541337338,null,0,10.433176641886838,4]
["Smart Strip Plug Outlet",0.76389713361557154,5.0176080318337171,1.1080919888433372,null,0,7.7514412444638827,4]
["Smart Strip Plug Outlet",1.0180626138801232,187.55089771847054,1.0882158200492351,null,0,8.5474196598381589,4]
["Smart Strip Plug Outlet",0.64743643794826511,-0.19977249197086433,1.1111992580591561,null,0,9.1714146651597552,4]
["Smart Strip Plug Outlet",0.61109933323092458,-1.2237925987334632,1.0879504108542912,null,0,14.236124325132206,4]
["Smart Strip Plug Outlet",0.28160676604957419,-16.257161101270178,1.1080156178872083,null,0,21.025402649685592,4]
["Smart Strip Plug Outlet",0.93798069842116183,12.662831704690339,1.1090099880387185,null,0,6.3180503225385394,4]
["Smart Strip Plug Outlet",7.449869552548305E-2,-25.303964179956846,1.0784396443451714,null,0,115.75550597002665,4]
["Smart Strip Plug Outlet",0.51164142976341387,-5.7324021556674047,1.0898431719263513,null,0,17.033064270291572,4]
["Smart Strip Plug Outlet",0.6844995642196845,2.939642060015121,1.1097555416076756,null,0,8.6635457110538709,4]
["Smart Strip Plug Outlet",0.66212476227219086,0.52174159601623149,1.1083313421130092,null,0,8.9448139021067732,4]
["Smart Strip Plug Outlet",0.93181716879420295,12.360069227534741,1.1098501406298282,null,0,6.3646592599812459,4]
["Smart Strip Plug Outlet",1.021349089646151,130.54067650942437,1.1095002697859799,null,0,5.8048998423661704,4]
["Smart Strip Plug Outlet",0.83417279350500062,8.7844093811321429,1.0883738541337338,null,0,10.433176641886838,4]
["Smart Strip Plug Outlet",0.76389713361557154,5.0176080318337171,1.1080919888433372,null,0,7.7514412444638827,4]
["Smart Strip Plug Outlet",1.0180626138801232,187.55089771847054,1.0882158200492351,null,0,8.5474196598381589,4]
["Smart Strip Plug Outlet",0.64743643794826511,-0.19977249197086433,1.1111992580591561,null,0,9.1714146651597552,4]
["Smart Strip Plug Outlet",0.61109933323092458,-1.2237925987334632,1.0879504108542912,null,0,14.236124325132206,4]
["Smart Strip Plug Outlet",0.28160676604957419,-16.257161101270178,1.1080156178872083,null,0,21.025402649685592,4]
["Smart Strip Plug Outlet",0.93798069842116183,12.662831704690339,1.1090099880387185,null,0,6.3180503225385394,4]
["Smart Strip Plug Outlet",7.449869552548305E-2,-25.303964179956846,1.0784396443451714,null,0,115.75550597002665,4]
["Anti-Sweat Controls",1.3025767582500882,374.38075010590546,1.4558073542007379,null,0,17.242671828307316,8]
["Anti-Sweat Controls",1.4422452715231304,468.24697020716667,1.3278669687182942,null,0,11.425083360736714,8]
["Anti-Sweat Controls",1.3025767582500882,374.38075010590546,1.4558073542007379,null,0,17.242671828307316,8]
["Anti-Sweat Controls",1.4422452715231304,468.24697020716667,1.3278669687182942,null,0,11.425083360736714,8]
["Anti-Sweat Controls",1.4422452715231304,468.24697020716667,1.3278669687182942,null,0,11.425083360736714,8]
["Anti-Sweat Controls",1.3025767582500882,374.38075010590546,1.4558073542007379,null,0,17.242671828307316,8]
["Anti-Sweat Controls",1.4422452715231304,468.24697020716667,1.3278669687182942,null,0,11.425083360736714,8]
["Anti-Sweat Controls",1.3025767582500882,374.38075010590546,1.4558073542007379,null,0,17.242671828307316,8]
["Anti-Sweat Controls",1.3025767582500882,374.38075010590546,1.4558073542007379,null,0,17.242671828307316,8]
["Anti-Sweat Controls",1.4422452715231304,468.24697020716667,1.3278669687182942,null,0,11.425083360736714,8]
["Anti-Sweat Controls",1.3025767582500882,374.38075010590546,1.4558073542007379,null,0,17.242671828307316,8]
["Anti-Sweat Controls",1.4422452715231304,468.24697020716667,1.3278669687182942,null,0,11.425083360736714,8]
["Anti-Sweat Controls",1.3025767582500882,374.38075010590546,1.4558073542007379,null,0,17.242671828307316,8]
["Anti-Sweat Controls",1.3025767582500882,374.38075010590546,1.4558073542007379,null,0,17.242671828307316,8]
["Anti-Sweat Controls",1.4422452715231304,468.24697020716667,1.3278669687182942,null,0,11.425083360736714,8]
["Anti-Sweat Controls",1.3025767582500882,374.38075010590546,1.4558073542007379,null,0,17.242671828307316,8]
["Anti-Sweat Controls",1.4422452715231304,468.24697020716667,1.3278669687182942,null,0,11.425083360736714,8]
["Anti-Sweat Controls",1.4422452715231304,468.24697020716667,1.3278669687182942,null,0,11.425083360736714,8]
["Anti-Sweat Controls",1.3025767582500882,374.38075010590546,1.4558073542007379,null,0,17.242671828307316,8]
["Anti-Sweat Controls",1.4422452715231304,468.24697020716667,1.3278669687182942,null,0,11.425083360736714,8]
["Anti-Sweat Controls",1.3025767582500882,374.38075010590546,1.4558073542007379,null,0,17.242671828307316,8]
["Anti-Sweat Controls",1.3025767582500882,374.38075010590546,1.4558073542007379,null,0,17.242671828307316,8]
["Anti-Sweat Controls",1.4422452715231304,468.24697020716667,1.3278669687182942,null,0,11.425083360736714,8]
["Anti-Sweat Controls",1.3025767582500882,374.38075010590546,1.4558073542007379,null,0,17.242671828307316,8]
["Anti-Sweat Controls",1.4422452715231304,468.24697020716667,1.3278669687182942,null,0,11.425083360736714,8]
["Anti-Sweat Controls",1.3025767582500882,374.38075010590546,1.4558073542007379,null,0,17.242671828307316,8]
["Automatic Door Closer for Walk-in Coolers and Freezers",6.0002788435560069E-2,-412.45666860558163,1.2830540567959305,null,0,352.72680498917276,8]
["Automatic Door Closer for Walk-in Coolers and Freezers",5.9887102977743564E-2,-413.13238164377253,1.3230845008863696,null,0,274.15628770115592,8]
["Automatic Door Closer for Walk-in Coolers and Freezers",6.0002788435560069E-2,-412.45666860558163,1.2830540567959305,null,0,352.72680498917276,8]
["Automatic Door Closer for Walk-in Coolers and Freezers",5.9887102977743564E-2,-413.13238164377253,1.3230845008863696,null,0,274.15628770115592,8]
["Automatic Door Closer for Walk-in Coolers and Freezers",5.9887102977743564E-2,-413.13238164377253,1.3230845008863696,null,0,274.15628770115592,8]
["Automatic Door Closer for Walk-in Coolers and Freezers",6.0002788435560069E-2,-412.45666860558163,1.2830540567959305,null,0,352.72680498917276,8]
["Automatic Door Closer for Walk-in Coolers and Freezers",5.9887102977743564E-2,-413.13238164377253,1.3230845008863696,null,0,274.15628770115592,8]
["Automatic Door Closer for Walk-in Coolers and Freezers",6.0002788435560069E-2,-412.45666860558163,1.2830540567959305,null,0,352.72680498917276,8]
["Automatic Door Closer for Walk-in Coolers and Freezers",6.0002788435560069E-2,-412.45666860558163,1.2830540567959305,null,0,352.72680498917276,8]
["Automatic Door Closer for Walk-in Coolers and Freezers",5.9887102977743564E-2,-413.13238164377253,1.3230845008863696,null,0,274.15628770115592,8]
["Automatic Door Closer for Walk-in Coolers and Freezers",6.0002788435560069E-2,-412.45666860558163,1.2830540567959305,null,0,352.72680498917276,8]
["Automatic Door Closer for Walk-in Coolers and Freezers",5.9887102977743564E-2,-413.13238164377253,1.3230845008863696,null,0,274.15628770115592,8]
["Automatic Door Closer for Walk-in Coolers and Freezers",6.0002788435560069E-2,-412.45666860558163,1.2830540567959305,null,0,352.72680498917276,8]
["Automatic Door Closer for Walk-in Coolers and Freezers",6.0002788435560069E-2,-412.45666860558163,1.2830540567959305,null,0,352.72680498917276,8]
["Automatic Door Closer for Walk-in Coolers and Freezers",5.9887102977743564E-2,-413.13238164377253,1.3230845008863696,null,0,274.15628770115592,8]
["Automatic Door Closer for Walk-in Coolers and Freezers",6.0002788435560069E-2,-412.45666860558163,1.2830540567959305,null,0,352.72680498917276,8]
["Automatic Door Closer for Walk-in Coolers and Freezers",5.9887102977743564E-2,-413.13238164377253,1.3230845008863696,null,0,274.15628770115592,8]
["Automatic Door Closer for Walk-in Coolers and Freezers",5.9887102977743564E-2,-413.13238164377253,1.3230845008863696,null,0,274.15628770115592,8]
["Automatic Door Closer for Walk-in Coolers and Freezers",6.0002788435560069E-2,-412.45666860558163,1.2830540567959305,null,0,352.72680498917276,8]
["Automatic Door Closer for Walk-in Coolers and Freezers",5.9887102977743564E-2,-413.13238164377253,1.3230845008863696,null,0,274.15628770115592,8]
["Automatic Door Closer for Walk-in Coolers and Freezers",6.0002788435560069E-2,-412.45666860558163,1.2830540567959305,null,0,352.72680498917276,8]
["Automatic Door Closer for Walk-in Coolers and Freezers",6.0002788435560069E-2,-412.45666860558163,1.2830540567959305,null,0,352.72680498917276,8]
["Automatic Door Closer for Walk-in Coolers and Freezers",5.9887102977743564E-2,-413.13238164377253,1.3230845008863696,null,0,274.15628770115592,8]
["Automatic Door Closer for Walk-in Coolers and Freezers",6.0002788435560069E-2,-412.45666860558163,1.2830540567959305,null,0,352.72680498917276,8]
["Automatic Door Closer for Walk-in Coolers and Freezers",5.9887102977743564E-2,-413.13238164377253,1.3230845008863696,null,0,274.15628770115592,8]
["Automatic Door Closer for Walk-in Coolers and Freezers",6.0002788435560069E-2,-412.45666860558163,1.2830540567959305,null,0,352.72680498917276,8]
["Demand Defrost",0.18365517034353612,-1436.6513902020533,1.3355172760463032,null,0,161.37009684691049,10]
["Demand Defrost",0.18596916360084279,-1445.3099977031866,1.3983928778415871,null,0,115.47467175688732,10]
["Demand Defrost",0.18365517034353612,-1436.6513902020533,1.3355172760463032,null,0,161.37009684691049,10]
["Demand Defrost",0.18596916360084279,-1445.3099977031866,1.3983928778415871,null,0,115.47467175688732,10]
["Demand Defrost",0.18596916360084279,-1445.3099977031866,1.3983928778415871,null,0,115.47467175688732,10]
["Demand Defrost",0.18365517034353612,-1436.6513902020533,1.3355172760463032,null,0,161.37009684691049,10]
["Demand Defrost",0.18596916360084279,-1445.3099977031866,1.3983928778415871,null,0,115.47467175688732,10]
["Demand Defrost",0.18365517034353612,-1436.6513902020533,1.3355172760463032,null,0,161.37009684691049,10]
["Demand Defrost",0.18365517034353612,-1436.6513902020533,1.3355172760463032,null,0,161.37009684691049,10]
["Demand Defrost",0.18596916360084279,-1445.3099977031866,1.3983928778415871,null,0,115.47467175688732,10]
["Demand Defrost",0.18365517034353612,-1436.6513902020533,1.3355172760463032,null,0,161.37009684691049,10]
["Demand Defrost",0.18596916360084279,-1445.3099977031866,1.3983928778415871,null,0,115.47467175688732,10]
["Demand Defrost",0.18365517034353612,-1436.6513902020533,1.3355172760463032,null,0,161.37009684691049,10]
["Demand Defrost",0.18365517034353612,-1436.6513902020533,1.3355172760463032,null,0,161.37009684691049,10]
["Demand Defrost",0.18596916360084279,-1445.3099977031866,1.3983928778415871,null,0,115.47467175688732,10]
["Demand Defrost",0.18365517034353612,-1436.6513902020533,1.3355172760463032,null,0,161.37009684691049,10]
["Demand Defrost",0.18596916360084279,-1445.3099977031866,1.3983928778415871,null,0,115.47467175688732,10]
["Demand Defrost",0.18596916360084279,-1445.3099977031866,1.3983928778415871,null,0,115.47467175688732,10]
["Demand Defrost",0.18365517034353612,-1436.6513902020533,1.3355172760463032,null,0,161.37009684691049,10]
["Demand Defrost",0.18596916360084279,-1445.3099977031866,1.3983928778415871,null,0,115.47467175688732,10]
["Demand Defrost",0.18365517034353612,-1436.6513902020533,1.3355172760463032,null,0,161.37009684691049,10]
["Demand Defrost",0.18365517034353612,-1436.6513902020533,1.3355172760463032,null,0,161.37009684691049,10]
["Demand Defrost",0.18596916360084279,-1445.3099977031866,1.3983928778415871,null,0,115.47467175688732,10]
["Demand Defrost",0.18365517034353612,-1436.6513902020533,1.3355172760463032,null,0,161.37009684691049,10]
["Demand Defrost",0.18596916360084279,-1445.3099977031866,1.3983928778415871,null,0,115.47467175688732,10]
["Demand Defrost",0.18365517034353612,-1436.6513902020533,1.3355172760463032,null,0,161.37009684691049,10]
["Floating Head Pressure Controls",4.117630368956533,3655.8051676822142,1.4884318647786923,null,0,8.5613281701428825,15]
["Floating Head Pressure Controls",4.0169067212194483,3484.7860005230673,1.5616667941146622,null,0,8.3120111238818595,15]
["Floating Head Pressure Controls",4.117630368956533,3655.8051676822142,1.4884318647786923,null,0,8.5613281701428825,15]
["Floating Head Pressure Controls",4.0169067212194483,3484.7860005230673,1.5616667941146622,null,0,8.3120111238818595,15]
["Floating Head Pressure Controls",4.0169067212194483,3484.7860005230673,1.5616667941146622,null,0,8.3120111238818595,15]
["Floating Head Pressure Controls",4.117630368956533,3655.8051676822142,1.4884318647786923,null,0,8.5613281701428825,15]
["Floating Head Pressure Controls",4.0169067212194483,3484.7860005230673,1.5616667941146622,null,0,8.3120111238818595,15]
["Floating Head Pressure Controls",4.117630368956533,3655.8051676822142,1.4884318647786923,null,0,8.5613281701428825,15]
["Floating Head Pressure Controls",4.117630368956533,3655.8051676822142,1.4884318647786923,null,0,8.5613281701428825,15]
["Floating Head Pressure Controls",4.0169067212194483,3484.7860005230673,1.5616667941146622,null,0,8.3120111238818595,15]
["Floating Head Pressure Controls",4.117630368956533,3655.8051676822142,1.4884318647786923,null,0,8.5613281701428825,15]
["Floating Head Pressure Controls",4.0169067212194483,3484.7860005230673,1.5616667941146622,null,0,8.3120111238818595,15]
["Floating Head Pressure Controls",4.117630368956533,3655.8051676822142,1.4884318647786923,null,0,8.5613281701428825,15]
["Floating Head Pressure Controls",4.117630368956533,3655.8051676822142,1.4884318647786923,null,0,8.5613281701428825,15]
["Floating Head Pressure Controls",4.0169067212194483,3484.7860005230673,1.5616667941146622,null,0,8.3120111238818595,15]
["Floating Head Pressure Controls",4.117630368956533,3655.8051676822142,1.4884318647786923,null,0,8.5613281701428825,15]
["Floating Head Pressure Controls",4.0169067212194483,3484.7860005230673,1.5616667941146622,null,0,8.3120111238818595,15]
["Floating Head Pressure Controls",4.0169067212194483,3484.7860005230673,1.5616667941146622,null,0,8.3120111238818595,15]
["Floating Head Pressure Controls",4.117630368956533,3655.8051676822142,1.4884318647786923,null,0,8.5613281701428825,15]
["Floating Head Pressure Controls",4.0169067212194483,3484.7860005230673,1.5616667941146622,null,0,8.3120111238818595,15]
["Floating Head Pressure Controls",4.117630368956533,3655.8051676822142,1.4884318647786923,null,0,8.5613281701428825,15]
["Floating Head Pressure Controls",4.117630368956533,3655.8051676822142,1.4884318647786923,null,0,8.5613281701428825,15]
["Floating Head Pressure Controls",4.0169067212194483,3484.7860005230673,1.5616667941146622,null,0,8.3120111238818595,15]
["Floating Head Pressure Controls",4.117630368956533,3655.8051676822142,1.4884318647786923,null,0,8.5613281701428825,15]
["Floating Head Pressure Controls",4.0169067212194483,3484.7860005230673,1.5616667941146622,null,0,8.3120111238818595,15]
["Floating Head Pressure Controls",4.117630368956533,3655.8051676822142,1.4884318647786923,null,0,8.5613281701428825,15]
["Freezer-Cooler Replacement Gaskets",0.14835013119318582,-213.84257767522516,1.1051863699246334,null,0,48.842735295102699,4]
["Freezer-Cooler Replacement Gaskets",0.14662726412382046,-215.85536224495758,1.1547183176938001,null,0,42.306989939854439,4]
["Freezer-Cooler Replacement Gaskets",0.14835013119318582,-213.84257767522516,1.1051863699246334,null,0,48.842735295102699,4]
["Freezer-Cooler Replacement Gaskets",0.14662726412382046,-215.85536224495758,1.1547183176938001,null,0,42.306989939854439,4]
["Freezer-Cooler Replacement Gaskets",0.14662726412382046,-215.85536224495758,1.1547183176938001,null,0,42.306989939854439,4]
["Freezer-Cooler Replacement Gaskets",0.14835013119318582,-213.84257767522516,1.1051863699246334,null,0,48.842735295102699,4]
["Freezer-Cooler Replacement Gaskets",0.14662726412382046,-215.85536224495758,1.1547183176938001,null,0,42.306989939854439,4]
["Freezer-Cooler Replacement Gaskets",0.14835013119318582,-213.84257767522516,1.1051863699246334,null,0,48.842735295102699,4]
["Freezer-Cooler Replacement Gaskets",0.14835013119318582,-213.84257767522516,1.1051863699246334,null,0,48.842735295102699,4]
["Freezer-Cooler Replacement Gaskets",0.14662726412382046,-215.85536224495758,1.1547183176938001,null,0,42.306989939854439,4]
["Freezer-Cooler Replacement Gaskets",0.14835013119318582,-213.84257767522516,1.1051863699246334,null,0,48.842735295102699,4]
["Freezer-Cooler Replacement Gaskets",0.14662726412382046,-215.85536224495758,1.1547183176938001,null,0,42.306989939854439,4]
["Freezer-Cooler Replacement Gaskets",0.14835013119318582,-213.84257767522516,1.1051863699246334,null,0,48.842735295102699,4]
["Freezer-Cooler Replacement Gaskets",0,-277.62957494694984,{"$error":"#DIV/0!"},null,0,0,4]
["Freezer-Cooler Replacement Gaskets",0,-277.62957494694984,{"$error":"#DIV/0!"},null,0,0,4]
["Freezer-Cooler Replacement Gaskets",0,-277.62957494694984,{"$error":"#DIV/0!"},null,0,0,4]
["Freezer-Cooler Replacement Gaskets",0,-277.62957494694984,{"$error":"#DIV/0!"},null,0,0,4]
["Freezer-Cooler Replacement Gaskets",0,-277.62957494694984,{"$error":"#DIV/0!"},null,0,0,4]
["Freezer-Cooler Replacement Gaskets",0,-277.62957494694984,{"$error":"#DIV/0!"},null,0,0,4]
["Freezer-Cooler Replacement Gaskets",0,-277.62957494694984,{"$error":"#DIV/0!"},null,0,0,4]
["Freezer-Cooler Replacement Gaskets",0,-277.62957494694984,{"$error":"#DIV/0!"},null,0,0,4]
["Freezer-Cooler Replacement Gaskets",0,-277.62957494694984,{"$error":"#DIV/0!"},null,0,0,4]
["Freezer-Cooler Replacement Gaskets",0,-277.62957494694984,{"$error":"#DIV/0!"},null,0,0,4]
["Freezer-Cooler Replacement Gaskets",0,-277.62957494694984,{"$error":"#DIV/0!"},null,0,0,4]
["Freezer-Cooler Replacement Gaskets",0,-277.62957494694984,{"$error":"#DIV/0!"},null,0,0,4]
["Freezer-Cooler Replacement Gaskets",0,-277.62957494694984,{"$error":"#DIV/0!"},null,0,0,4]
["High Efficiency Refrigeration Compressor",0.26416252236943555,-420.90601200253519,1.431228877956106,null,0,115.11375403821985,13]
["High Efficiency Refrigeration Compressor",0.25728807765854128,-429.14356584355539,1.4992448931737548,null,0,111.76149133195942,13]
["High Efficiency Refrigeration Compressor",0.26416252236943555,-420.90601200253519,1.431228877956106,null,0,115.11375403821985,13]
["High Efficiency Refrigeration Compressor",0.25728807765854128,-429.14356584355539,1.4992448931737548,null,0,111.76149133195942,13]
["High Efficiency Refrigeration Compressor",0.25728807765854128,-429.14356584355539,1.4992448931737548,null,0,111.76149133195942,13]
["High Efficiency Refrigeration Compressor",0.26416252236943555,-420.90601200253519,1.431228877956106,null,0,115.11375403821985,13]
["High Efficiency Refrigeration Compressor",0.25728807765854128,-429.14356584355539,1.4992448931737548,null,0,111.76149133195942,13]
["High Efficiency Refrigeration Compressor",0.26416252236943555,-420.90601200253519,1.431228877956106,null,0,115.11375403821985,13]
["High Efficiency Refrigeration Compressor",0.26416252236943555,-420.90601200253519,1.431228877956106,null,0,115.11375403821985,13]
["High Efficiency Refrigeration Compressor",0.25728807765854128,-429.14356584355539,1.4992448931737548,null,0,111.76149133195942,13]
["High Efficiency Refrigeration Compressor",0.26416252236943555,-420.90601200253519,1.431228877956106,null,0,115.11375403821985,13]
["High Efficiency Refrigeration Compressor",0.25728807765854128,-429.14356584355539,1.4992448931737548,null,0,111.76149133195942,13]
["High Efficiency Refrigeration Compressor",0.26416252236943555,-420.90601200253519,1.431228877956106,null,0,115.11375403821985,13]
["High Efficiency Refrigeration Compressor",0.26416252236943555,-420.90601200253519,1.431228877956106,null,0,115.11375403821985,13]
["High Efficiency Refrigeration Compressor",0.25728807765854128,-429.14356584355539,1.4992448931737548,null,0,111.76149133195942,13]
["High Efficiency Refrigeration Compressor",0.26416252236943555,-420.90601200253519,1.431228877956106,null,0,115.11375403821985,13]
["High Efficiency Refrigeration Compressor",0.25728807765854128,-429.14356584355539,1.4992448931737548,null,0,111.76149133195942,13]
["High Efficiency Refrigeration Compressor",0.25728807765854128,-429.14356584355539,1.4992448931737548,null,0,111.76149133195942,13]
["High Efficiency Refrigeration Compressor",0.26416252236943555,-420.90601200253519,1.431228877956106,null,0,115.11375403821985,13]
["High Efficiency Refrigeration Compressor",0.25728807765854128,-429.14356584355539,1.4992448931737548,null,0,111.76149133195942,13]
["High Efficiency Refrigeration Compressor",0.26416252236943555,-420.90601200253519,1.431228877956106,null,0,115.11375403821985,13]
["High Efficiency Refrigeration Compressor",0.26416252236943555,-420.90601200253519,1.431228877956106,null,0,115.11375403821985,13]
["High Efficiency Refrigeration Compressor",0.25728807765854128,-429.14356584355539,1.4992448931737548,null,0,111.76149133195942,13]
["High Efficiency Refrigeration Compressor",0.26416252236943555,-420.90601200253519,1.431228877956106,null,0,115.11375403821985,13]
["High Efficiency Refrigeration Compressor",0.25728807765854128,-429.14356584355539,1.4992448931737548,null,0,111.76149133195942,13]
["High Efficiency Refrigeration Compressor",0.26416252236943555,-420.90601200253519,1.431228877956106,null,0,115.11375403821985,13]
["High R-Value Glass Doors",0.17337157769863762,-874.77173095859371,1.401322609369134,null,0,175.23107750314387,12]
["High R-Value Glass Doors",0.17122467418005485,-882.50579929983689,1.4650141663289316,null,0,153.83016829709226,12]
["High R-Value Glass Doors",0.17337157769863762,-874.77173095859371,1.401322609369134,null,0,175.23107750314387,12]
["High R-Value Glass Doors",0.17122467418005485,-882.50579929983689,1.4650141663289316,null,0,153.83016829709226,12]
["High R-Value Glass Doors",0.17122467418005485,-882.50579929983689,1.4650141663289316,null,0,153.83016829709226,12]
["High R-Value Glass Doors",0.17337157769863762,-874.77173095859371,1.401322609369134,null,0,175.23107750314387,12]
["High R-Value Glass Doors",0.17122467418005485,-882.50579929983689,1.4650141663289316,null,0,153.83016829709226,12]
["High R-Value Glass Doors",0.17337157769863762,-874.77173095859371,1.401322609369134,null,0,175.23107750314387,12]
["High R-Value Glass Doors",0.17337157769863762,-874.77173095859371,1.401322609369134,null,0,175.23107750314387,12]
["High R-Value Glass Doors",0.17122467418005485,-882.50579929983689,1.4650141663289316,null,0,153.83016829709226,12]
["High R-Value Glass Doors",0.17337157769863762,-874.77173095859371,1.401322609369134,null,0,175.23107750314387,12]
["High R-Value Glass Doors",0.17122467418005485,-882.50579929983689,1.4650141663289316,null,0,153.83016829709226,12]
["High R-Value Glass Doors",0.17337157769863762,-874.77173095859371,1.401322609369134,null,0,175.23107750314387,12]
["High R-Value Glass Doors",0,-1130.0212038129982,{"$error":"#DIV/0!"},null,0,0,12]
["High R-Value Glass Doors",0,-1130.0212038129982,{"$error":"#DIV/0!"},null,0,0,12]
["High R-Value Glass Doors",0,-1130.0212038129982,{"$error":"#DIV/0!"},null,0,0,12]
["High R-Value Glass Doors",0,-1130.0212038129982,{"$error":"#DIV/0!"},null,0,0,12]
["High R-Value Glass Doors",0,-1130.0212038129982,{"$error":"#DIV/0!"},null,0,0,12]
["High R-Value Glass Doors",0,-1130.0212038129982,{"$error":"#DIV/0!"},null,0,0,12]
["High R-Value Glass Doors",0,-1130.0212038129982,{"$error":"#DIV/0!"},null,0,0,12]
["High R-Value Glass Doors",0,-1130.0212038129982,{"$error":"#DIV/0!"},null,0,0,12]
["High R-Value Glass Doors",0,-1130.0212038129982,{"$error":"#DIV/0!"},null,0,0,12]
["High R-Value Glass Doors",0,-1130.0212038129982,{"$error":"#DIV/0!"},null,0,0,12]
["High R-Value Glass Doors",0,-1130.0212038129982,{"$error":"#DIV/0!"},null,0,0,12]
["High R-Value Glass Doors",0,-1130.0212038129982,{"$error":"#DIV/0!"},null,0,0,12]
["High R-Value Glass Doors",0,-1130.0212038129982,{"$error":"#DIV/0!"},null,0,0,12]
["Night Covers for Display Cases",1.920933370501338E-2,-1989.8154837676764,1.1593677819741888,null,0,493.82441645591763,5]
["Night Covers for Display Cases",1.920933370501338E-2,-1989.8154837676764,1.1593677819741888,null,0,493.82441645591763,5]
["Night Covers for Display Cases",1.920933370501338E-2,-1989.8154837676764,1.1593677819741888,null,0,493.82441645591763,5]
["Night Covers for Display Cases",1.920933370501338E-2,-1989.8154837676764,1.1593677819741888,null,0,493.82441645591763,5]
["Night Covers for Display Cases",1.920933370501338E-2,-1989.8154837676764,1.1593677819741888,null,0,493.82441645591763,5]
["Night Covers for Display Cases",1.920933370501338E-2,-1989.8154837676764,1.1593677819741888,null,0,493.82441645591763,5]
["Night Covers for Display Cases",1.920933370501338E-2,-1989.8154837676764,1.1593677819741888,null,0,493.82441645591763,5]
["Night Covers for Display Cases",1.920933370501338E-2,-1989.8154837676764,1.1593677819741888,null,0,493.82441645591763,5]
["Night Covers for Display Cases",1.920933370501338E-2,-1989.8154837676764,1.1593677819741888,null,0,493.82441645591763,5]
["Night Covers for Display Cases",1.920933370501338E-2,-1989.8154837676764,1.1593677819741888,null,0,493.82441645591763,5]
["Night Covers for Display Cases",1.920933370501338E-2,-1989.8154837676764,1.1593677819741888,null,0,493.82441645591763,5]
["Night Covers for Display Cases",1.920933370501338E-2,-1989.8154837676764,1.1593677819741888,null,0,493.82441645591763,5]
["Night Covers for Display Cases",1.920933370501338E-2,-1989.8154837676764,1.1593677819741888,null,0,493.82441645591763,5]
["Night Covers for Display Cases",1.920933370501338E-2,-1989.8154837676764,1.1593677819741888,null,0,493.82441645591763,5]
["Night Covers for Display Cases",1.920933370501338E-2,-1989.8154837676764,1.1593677819741888,null,0,493.82441645591763,5]
["Night Covers for Display Cases",1.920933370501338E-2,-1989.8154837676764,1.1593677819741888,null,0,493.82441645591763,5]
["Night Covers for Display Cases",1.920933370501338E-2,-1989.8154837676764,1.1593677819741888,null,0,493.82441645591763,5]
["Night Covers for Display Cases",1.920933370501338E-2,-1989.8154837676764,1.1593677819741888,null,0,493.82441645591763,5]
["Night Covers for Display Cases",1.920933370501338E-2,-1989.8154837676764,1.1593677819741888,null,0,493.82441645591763,5]
["Night Covers for Display Cases",1.920933370501338E-2,-1989.8154837676764,1.1593677819741888,null,0,493.82441645591763,5]
["Night Covers for Display Cases",1.920933370501338E-2,-1989.8154837676764,1.1593677819741888,null,0,493.82441645591763,5]
["Night Covers for Display Cases",1.920933370501338E-2,-1989.8154837676764,1.1593677819741888,null,0,493.82441645591763,5]
["Night Covers for Display Cases",1.920933370501338E-2,-1989.8154837676764,1.1593677819741888,null,0,493.82441645591763,5]
["Night Covers for Display Cases",1.920933370501338E-2,-1989.8154837676764,1.1593677819741888,null,0,493.82441645591763,5]
["Night Covers for Display Cases",1.920933370501338E-2,-1989.8154837676764,1.1593677819741888,null,0,493.82441645591763,5]
["Night Covers for Display Cases",1.920933370501338E-2,-1989.8154837676764,1.1593677819741888,null,0,493.82441645591763,5]
["PSC to ECM Evaporator Fan Motor (Reach-In)",1.3748894813521291,379.45524044334468,1.4924530747377713,null,0,33.53672042088381,15]
["PSC to ECM Evaporator Fan Motor (Reach-In)",1.3916024909371452,364.0553600321075,1.5620322912722671,null,0,23.998509377347506,15]
["PSC to ECM Evaporator Fan Motor (Reach-In)",1.3748894813521291,379.45524044334468,1.4924530747377713,null,0,33.53672042088381,15]
["PSC to ECM Evaporator Fan Motor (Reach-In)",1.3916024909371452,364.0553600321075,1.5620322912722671,null,0,23.998509377347506,15]
["PSC to ECM Evaporator Fan Motor (Reach-In)",1.3916024909371452,364.0553600321075,1.5620322912722671,null,0,23.998509377347506,15]
["PSC to ECM Evaporator Fan Motor (Reach-In)",1.3748894813521291,379.45524044334468,1.4924530747377713,null,0,33.53672042088381,15]
["PSC to ECM Evaporator Fan Motor (Reach-In)",1.3916024909371452,364.0553600321075,1.5620322912722671,null,0,23.998509377347506,15]
["PSC to ECM Evaporator Fan Motor (Reach-In)",1.3748894813521291,379.45524044334468,1.4924530747377713,null,0,33.53672042088381,15]
["PSC to ECM Evaporator Fan Motor (Reach-In)",1.3748894813521291,379.45524044334468,1.4924530747377713,null,0,33.53672042088381,15]
["PSC to ECM Evaporator Fan Motor (Reach-In)",1.3916024909371452,364.0553600321075,1.5620322912722671,null,0,23.998509377347506,15]
["PSC to ECM Evaporator Fan Motor (Reach-In)",1.3748894813521291,379.45524044334468,1.4924530747377713,null,0,33.53672042088381,15]
["PSC to ECM Evaporator Fan Motor (Reach-In)",1.3916024909371452,364.0553600321075,1.5620322912722671,null,0,23.998509377347506,15]
["PSC to ECM Evaporator Fan Motor (Reach-In)",1.3748894813521291,379.45524044334468,1.4924530747377713,null,0,33.53672042088381,15]
["PSC to ECM Evaporator Fan Motor (Reach-In)",1.3748894813521291,379.45524044334468,1.4924530747377713,null,0,33.53672042088381,15]
["PSC to ECM Evaporator Fan Motor (Reach-In)",1.3916024909371452,364.0553600321075,1.5620322912722671,null,0,23.998509377347506,15]
["PSC to ECM Evaporator Fan Motor (Reach-In)",1.3748894813521291,379.45524044334468,1.4924530747377713,null,0,33.53672042088381,15]
["PSC to ECM Evaporator Fan Motor (Reach-In)",1.3916024909371452,364.0553600321075,1.5620322912722671,null,0,23.998509377347506,15]
["PSC to ECM Evaporator Fan Motor (Reach-In)",1.3916024909371452,364.0553600321075,1.5620322912722671,null,0,23.998509377347506,15]
["PSC to ECM Evaporator Fan Motor (Reach-In)",1.3748894813521291,379.45524044334468,1.4924530747377713,null,0,33.53672042088381,15]
["PSC to ECM Evaporator Fan Motor (Reach-In)",1.3916024909371452,364.0553600321075,1.5620322912722671,null,0,23.998509377347506,15]
["PSC to ECM Evaporator Fan Motor (Reach-In)",1.3748894813521291,379.45524044334468,1.4924530747377713,null,0,33.53672042088381,15]
["PSC to ECM Evaporator Fan Motor (Reach-In)",1.3748894813521291,379.45524044334468,1.4924530747377713,null,0,33.53672042088381,15]
["PSC to ECM Evaporator Fan Motor (Reach-In)",1.3916024909371452,364.0553600321075,1.5620322912722671,null,0,23.998509377347506,15]
["PSC to ECM Evaporator Fan Motor (Reach-In)",1.3748894813521291,379.45524044334468,1.4924530747377713,null,0,33.53672042088381,15]
["PSC to ECM Evaporator Fan Motor (Reach-In)",1.3916024909371452,364.0553600321075,1.5620322912722671,null,0,23.998509377347506,15]
["PSC to ECM Evaporator Fan Motor (Reach-In)",1.3748894813521291,379.45524044334468,1.4924530747377713,null,0,33.53672042088381,15]
["PSC to ECM Evaporator Fan Motor (Walk-In, Refrigerator)",0.89175169293751388,68.080694433872935,1.4915328817545233,null,0,51.674535839404975,15]
["PSC to ECM Evaporator Fan Motor (Walk-In, Refrigerator)",0.90256571214697479,58.08618794286599,1.5610241972203762,null,0,36.977731195797084,15]
["PSC to ECM Evaporator Fan Motor (Walk-In, Refrigerator)",0.89175169293751388,68.080694433872935,1.4915328817545233,null,0,51.674535839404975,15]
["PSC to ECM Evaporator Fan Motor (Walk-In, Refrigerator)",0.90256571214697479,58.08618794286599,1.5610241972203762,null,0,36.977731195797084,15]
["PSC to ECM Evaporator Fan Motor (Walk-In, Refrigerator)",0.90256571214697479,58.08618794286599,1.5610241972203762,null,0,36.977731195797084,15]
["PSC to ECM Evaporator Fan Motor (Walk-In, Refrigerator)",0.89175169293751388,68.080694433872935,1.4915328817545233,null,0,51.674535839404975,15]
["PSC to ECM Evaporator Fan Motor (Walk-In, Refrigerator)",0.90256571214697479,58.08618794286599,1.5610241972203762,null,0,36.977731195797084,15]
["PSC to ECM Evaporator Fan Motor (Walk-In, Refrigerator)",0.89175169293751388,68.080694433872935,1.4915328817545233,null,0,51.674535839404975,15]
["PSC to ECM Evaporator Fan Motor (Walk-In, Refrigerator)",0.89175169293751388,68.080694433872935,1.4915328817545233,null,0,51.674535839404975,15]
["PSC to ECM Evaporator Fan Motor (Walk-In, Refrigerator)",0.90256571214697479,58.08618794286599,1.5610241972203762,null,0,36.977731195797084,15]
["PSC to ECM Evaporator Fan Motor (Walk-In, Refrigerator)",0.89175169293751388,68.080694433872935,1.4915328817545233,null,0,51.674535839404975,15]
["PSC to ECM Evaporator Fan Motor (Walk-In, Refrigerator)",0.90256571214697479,58.08618794286599,1.5610241972203762,null,0,36.977731195797084,15]
["PSC to ECM Evaporator Fan Motor (Walk-In, Refrigerator)",0.89175169293751388,68.080694433872935,1.4915328817545233,null,0,51.674535839404975,15]
["PSC to ECM Evaporator Fan Motor (Walk-In, Refrigerator)",0.89175169293751388,68.080694433872935,1.4915328817545233,null,0,51.674535839404975,15]
["PSC to ECM Evaporator Fan Motor (Walk-In, Refrigerator)",0.90256571214697479,58.08618794286599,1.5610241972203762,null,0,36.977731195797084,15]
["PSC to ECM Evaporator Fan Motor (Walk-In, Refrigerator)",0.89175169293751388,68.080694433872935,1.4915328817545233,null,0,51.674535839404975,15]
["PSC to ECM Evaporator Fan Motor (Walk-In, Refrigerator)",0.90256571214697479,58.08618794286599,1.5610241972203762,null,0,36.977731195797084,15]
["PSC to ECM Evaporator Fan Motor (Walk-In, Refrigerator)",0.90256571214697479,58.08618794286599,1.5610241972203762,null,0,36.977731195797084,15]
["PSC to ECM Evaporator Fan Motor (Walk-In, Refrigerator)",0.89175169293751388,68.080694433872935,1.4915328817545233,null,0,51.674535839404975,15]
["PSC to ECM Evaporator Fan Motor (Walk-In, Refrigerator)",0.90256571214697479,58.08618794286599,1.5610241972203762,null,0,36.977731195797084,15]
["PSC to ECM Evaporator Fan Motor (Walk-In, Refrigerator)",0.89175169293751388,68.080694433872935,1.4915328817545233,null,0,51.674535839404975,15]
["PSC to ECM Evaporator Fan Motor (Walk-In, Refrigerator)",0.89175169293751388,68.080694433872935,1.4915328817545233,null,0,51.674535839404975,15]
["PSC to ECM Evaporator Fan Motor (Walk-In, Refrigerator)",0.90256571214697479,58.08618794286599,1.5610241972203762,null,0,36.977731195797084,15]
["PSC to ECM Evaporator Fan Motor (Walk-In, Refrigerator)",0.89175169293751388,68.080694433872935,1.4915328817545233,null,0,51.674535839404975,15]
["PSC to ECM Evaporator Fan Motor (Walk-In, Refrigerator)",0.90256571214697479,58.08618794286599,1.5610241972203762,null,0,36.977731195797084,15]
["PSC to ECM Evaporator Fan Motor (Walk-In, Refrigerator)",0.89175169293751388,68.080694433872935,1.4915328817545233,null,0,51.674535839404975,15]
["Refrigerated Display Case Lighting Controls",0.14521124004562155,-240.20504104740039,1.3189525186842497,null,0,104.78435290996529,8]
["Refrigerated Display Case Lighting Controls",0.14521124004562155,-240.20504104740039,1.3189525186842497,null,0,104.78435290996529,8]
["Refrigerated Display Case Lighting Controls",0.14521124004562155,-240.20504104740039,1.3189525186842497,null,0,104.78435290996529,8]
["Refrigerated Display Case Lighting Controls",0.14521124004562155,-240.20504104740039,1.3189525186842497,null,0,104.78435290996529,8]
["Refrigerated Display Case Lighting Controls",0.14521124004562155,-240.20504104740039,1.3189525186842497,null,0,104.78435290996529,8]
["Refrigerated Display Case Lighting Controls",0.14521124004562155,-240.20504104740039,1.3189525186842497,null,0,104.78435290996529,8]
["Refrigerated Display Case Lighting Controls",0.14521124004562155,-240.20504104740039,1.3189525186842497,null,0,104.78435290996529,8]
["Refrigerated Display Case Lighting Controls",0.14521124004562155,-240.20504104740039,1.3189525186842497,null,0,104.78435290996529,8]
["Refrigerated Display Case Lighting Controls",0.14521124004562155,-240.20504104740039,1.3189525186842497,null,0,104.78435290996529,8]
["Refrigerated Display Case Lighting Controls",0.14521124004562155,-240.20504104740039,1.3189525186842497,null,0,104.78435290996529,8]
["Refrigerated Display Case Lighting Controls",0.14521124004562155,-240.20504104740039,1.3189525186842497,null,0,104.78435290996529,8]
["Refrigerated Display Case Lighting Controls",0.14521124004562155,-240.20504104740039,1.3189525186842497,null,0,104.78435290996529,8]
["Refrigerated Display Case Lighting Controls",0.14521124004562155,-240.20504104740039,1.3189525186842497,null,0,104.78435290996529,8]
["Refrigerated Display Case Lighting Controls",5.3565001927481912E-2,-276.98108741456798,1.3110716071251187,null,0,282.36625626264333,8]
["Refrigerated Display Case Lighting Controls",5.3565001927481912E-2,-276.98108741456798,1.3110716071251187,null,0,282.36625626264333,8]
["Refrigerated Display Case Lighting Controls",5.3565001927481912E-2,-276.98108741456798,1.3110716071251187,null,0,282.36625626264333,8]
["Refrigerated Display Case Lighting Controls",5.3565001927481912E-2,-276.98108741456798,1.3110716071251187,null,0,282.36625626264333,8]
["Refrigerated Display Case Lighting Controls",5.3565001927481912E-2,-276.98108741456798,1.3110716071251187,null,0,282.36625626264333,8]
["Refrigerated Display Case Lighting Controls",5.3565001927481912E-2,-276.98108741456798,1.3110716071251187,null,0,282.36625626264333,8]
["Refrigerated Display Case Lighting Controls",5.3565001927481912E-2,-276.98108741456798,1.3110716071251187,null,0,282.36625626264333,8]
["Refrigerated Display Case Lighting Controls",5.3565001927481912E-2,-276.98108741456798,1.3110716071251187,null,0,282.36625626264333,8]
["Refrigerated Display Case Lighting Controls",5.3565001927481912E-2,-276.98108741456798,1.3110716071251187,null,0,282.36625626264333,8]
["Refrigerated Display Case Lighting Controls",5.3565001927481912E-2,-276.98108741456798,1.3110716071251187,null,0,282.36625626264333,8]
["Refrigerated Display Case Lighting Controls",5.3565001927481912E-2,-276.98108741456798,1.3110716071251187,null,0,282.36625626264333,8]
["Refrigerated Display Case Lighting Controls",5.3565001927481912E-2,-276.98108741456798,1.3110716071251187,null,0,282.36625626264333,8]
["Refrigerated Display Case Lighting Controls",5.3565001927481912E-2,-276.98108741456798,1.3110716071251187,null,0,282.36625626264333,8]
["Strip Curtains for Walk-ins",0.17915320864112219,-444.53227789483219,1.1053818516434635,null,0,41.817362542790868,4]
["Strip Curtains for Walk-ins",0.17754786883560278,-449.58357479443544,1.1539018775866674,null,0,34.91436838575779,4]
["Strip Curtains for Walk-ins",0.17915320864112219,-444.53227789483219,1.1053818516434635,null,0,41.817362542790868,4]
["Strip Curtains for Walk-ins",0.17754786883560278,-449.58357479443544,1.1539018775866674,null,0,34.91436838575779,4]
["Strip Curtains for Walk-ins",0.17754786883560278,-449.58357479443544,1.1539018775866674,null,0,34.91436838575779,4]
["Strip Curtains for Walk-ins",0.17915320864112219,-444.53227789483219,1.1053818516434635,null,0,41.817362542790868,4]
["Strip Curtains for Walk-ins",0.17754786883560278,-449.58357479443544,1.1539018775866674,null,0,34.91436838575779,4]
["Strip Curtains for Walk-ins",0.17915320864112219,-444.53227789483219,1.1053818516434635,null,0,41.817362542790868,4]
["Strip Curtains for Walk-ins",0.17915320864112219,-444.53227789483219,1.1053818516434635,null,0,41.817362542790868,4]
["Strip Curtains for Walk-ins",0.17754786883560278,-449.58357479443544,1.1539018775866674,null,0,34.91436838575779,4]
["Strip Curtains for Walk-ins",0.17915320864112219,-444.53227789483219,1.1053818516434635,null,0,41.817362542790868,4]
["Strip Curtains for Walk-ins",0.17754786883560278,-449.58357479443544,1.1539018775866674,null,0,34.91436838575779,4]
["Strip Curtains for Walk-ins",0.17915320864112219,-444.53227789483219,1.1053818516434635,null,0,41.817362542790868,4]
["Strip Curtains for Walk-ins",0.17915320864112219,-444.53227789483219,1.1053818516434635,null,0,41.817362542790868,4]
["Strip Curtains for Walk-ins",0.17754786883560278,-449.58357479443544,1.1539018775866674,null,0,34.91436838575779,4]
["Strip Curtains for Walk-ins",0.17915320864112219,-444.53227789483219,1.1053818516434635,null,0,41.817362542790868,4]
["Strip Curtains for Walk-ins",0.17754786883560278,-449.58357479443544,1.1539018775866674,null,0,34.91436838575779,4]
["Strip Curtains for Walk-ins",0.17754786883560278,-449.58357479443544,1.1539018775866674,null,0,34.91436838575779,4]
["Strip Curtains for Walk-ins",0.17915320864112219,-444.53227789483219,1.1053818516434635,null,0,41.817362542790868,4]
["Strip Curtains for Walk-ins",0.17754786883560278,-449.58357479443544,1.1539018775866674,null,0,34.91436838575779,4]
["Strip Curtains for Walk-ins",0.17915320864112219,-444.53227789483219,1.1053818516434635,null,0,41.817362542790868,4]
["Strip Curtains for Walk-ins",0.17915320864112219,-444.53227789483219,1.1053818516434635,null,0,41.817362542790868,4]
["Strip Curtains for Walk-ins",0.17754786883560278,-449.58357479443544,1.1539018775866674,null,0,34.91436838575779,4]
["Strip Curtains for Walk-ins",0.17915320864112219,-444.53227789483219,1.1053818516434635,null,0,41.817362542790868,4]
["Strip Curtains for Walk-ins",0.17754786883560278,-449.58357479443544,1.1539018775866674,null,0,34.91436838575779,4]
["Strip Curtains for Walk-ins",0.17915320864112219,-444.53227789483219,1.1053818516434635,null,0,41.817362542790868,4]
["CO Sensors for Parking Garage Exhaust",3.3105192260115688,5445.5559359515719,1.8949730861383813,null,0,25.009392815725718,15]
["CO Sensors for Parking Garage Exhaust",3.3105192260115688,5445.5559359515719,1.8949730861383813,null,0,25.009392815725718,15]
["CO Sensors for Parking Garage Exhaust",3.3105192260115688,5445.5559359515719,1.8949730861383813,null,0,25.009392815725718,15]
["CO Sensors for Parking Garage Exhaust",3.3105192260115688,5445.5559359515719,1.8949730861383813,null,0,25.009392815725718,15]
["CO Sensors for Parking Garage Exhaust",3.3105192260115688,5445.5559359515719,1.8949730861383813,null,0,25.009392815725718,15]
["CO Sensors for Parking Garage Exhaust",3.3105192260115688,5445.5559359515719,1.8949730861383813,null,0,25.009392815725718,15]
["CO Sensors for Parking Garage Exhaust",3.3105192260115688,5445.5559359515719,1.8949730861383813,null,0,25.009392815725718,15]
["CO Sensors for Parking Garage Exhaust",3.3105192260115688,5445.5559359515719,1.8949730861383813,null,0,25.009392815725718,15]
["CO Sensors for Parking Garage Exhaust",3.3105192260115688,5445.5559359515719,1.8949730861383813,null,0,25.009392815725718,15]
["CO Sensors for Parking Garage Exhaust",3.3105192260115688,5445.5559359515719,1.8949730861383813,null,0,25.009392815725718,15]
["CO Sensors for Parking Garage Exhaust",3.3105192260115688,5445.5559359515719,1.8949730861383813,null,0,25.009392815725718,15]
["CO Sensors for Parking Garage Exhaust",3.3105192260115688,5445.5559359515719,1.8949730861383813,null,0,25.009392815725718,15]
["CO Sensors for Parking Garage Exhaust",3.3105192260115688,5445.5559359515719,1.8949730861383813,null,0,25.009392815725718,15]
["CO Sensors for Parking Garage Exhaust",3.3105192260115688,5445.5559359515719,1.8949730861383813,null,0,25.009392815725718,15]
["CO Sensors for Parking Garage Exhaust",3.3105192260115688,5445.5559359515719,1.8949730861383813,null,0,25.009392815725718,15]
["CO Sensors for Parking Garage Exhaust",3.3105192260115688,5445.5559359515719,1.8949730861383813,null,0,25.009392815725718,15]
["CO Sensors for Parking Garage Exhaust",3.3105192260115688,5445.5559359515719,1.8949730861383813,null,0,25.009392815725718,15]
["CO Sensors for Parking Garage Exhaust",3.3105192260115688,5445.5559359515719,1.8949730861383813,null,0,25.009392815725718,15]
["CO Sensors for Parking Garage Exhaust",3.3105192260115688,5445.5559359515719,1.8949730861383813,null,0,25.009392815725718,15]
["CO Sensors for Parking Garage Exhaust",3.3105192260115688,5445.5559359515719,1.8949730861383813,null,0,25.009392815725718,15]
["CO Sensors for Parking Garage Exhaust",3.3105192260115688,5445.5559359515719,1.8949730861383813,null,0,25.009392815725718,15]
["CO Sensors for Parking Garage Exhaust",3.3105192260115688,5445.5559359515719,1.8949730861383813,null,0,25.009392815725718,15]
["CO Sensors for Parking Garage Exhaust",3.3105192260115688,5445.5559359515719,1.8949730861383813,null,0,25.009392815725718,15]
["CO Sensors for Parking Garage Exhaust",3.3105192260115688,5445.5559359515719,1.8949730861383813,null,0,25.009392815725718,15]
["CO Sensors for Parking Garage Exhaust",3.3105192260115688,5445.5559359515719,1.8949730861383813,null,0,25.009392815725718,15]
["CO Sensors for Parking Garage Exhaust",3.3105192260115688,5445.5559359515719,1.8949730861383813,null,0,25.009392815725718,15]
["Demand Controlled Ventilation",1.297333028211715,6154.4215481734491,0.70325889767826133,null,0,8.6830938214690701,10]
["Demand Controlled Ventilation",2.5828894992973979,49546.408833276371,0.70327799658316981,null,0,4.3614604235672143,10]
["Demand Controlled Ventilation",0.58930175773768811,447.86962457555774,0.70322992581027954,null,0,19.114825604634682,10]
["Demand Controlled Ventilation",2.5167009657808732,15982.141904657881,0.70327318280243645,null,0,4.4761349779845752,10]
["Demand Controlled Ventilation",3.7462467687523855,181243.94733310773,0.70327584584587155,null,0,3.0070458713216879,10]
["Demand Controlled Ventilation",2.5803997613946308,16495.802594517198,0.70326447806554482,null,0,4.3655847273489679,10]
["Demand Controlled Ventilation",2.1141746112682034,25475.791970236074,0.70327072931710799,null,0,5.3283460419349202,10]
["Demand Controlled Ventilation",1.9179027523844334,22311.816350828663,0.70327341020090917,null,0,5.8736538390923254,10]
["Demand Controlled Ventilation",2.0094412112118012,11893.455021624688,0.70328382842013604,null,0,5.6061673671604861,10]
["Demand Controlled Ventilation",0.63540201480383041,818.95304419345871,0.70329872007214977,null,0,17.729723887994101,10]
["Demand Controlled Ventilation",1.421611653484907,7155.6601875188353,0.70328650643240398,null,0,7.9243206916244517,10]
["Demand Controlled Ventilation",2.6562899731646259,34214.539814373951,0.70327119915109382,null,0,4.2409004896150293,10]
["Demand Controlled Ventilation",0.52775074137002898,-48.478894289493155,0.70326721230730649,null,0,21.345299405712996,10]
["Demand Controlled Ventilation",1.297333028211715,6154.4215481734491,0.70325889767826133,null,0,8.6830938214690701,10]
["Demand Controlled Ventilation",2.5828894992973979,49546.408833276371,0.70327799658316981,null,0,4.3614604235672143,10]
["Demand Controlled Ventilation",0.58930175773768811,447.86962457555774,0.70322992581027954,null,0,19.114825604634682,10]
["Demand Controlled Ventilation",2.5167009657808732,15982.141904657881,0.70327318280243645,null,0,4.4761349779845752,10]
["Demand Controlled Ventilation",3.7462467687523855,181243.94733310773,0.70327584584587155,null,0,3.0070458713216879,10]
["Demand Controlled Ventilation",2.5803997613946308,16495.802594517198,0.70326447806554482,null,0,4.3655847273489679,10]
["Demand Controlled Ventilation",2.1141746112682034,25475.791970236074,0.70327072931710799,null,0,5.3283460419349202,10]
["Demand Controlled Ventilation",1.9179027523844334,22311.816350828663,0.70327341020090917,null,0,5.8736538390923254,10]
["Demand Controlled Ventilation",2.0094412112118012,11893.455021624688,0.70328382842013604,null,0,5.6061673671604861,10]
["Demand Controlled Ventilation",0.63540201480383041,818.95304419345871,0.70329872007214977,null,0,17.729723887994101,10]
["Demand Controlled Ventilation",1.421611653484907,7155.6601875188353,0.70328650643240398,null,0,7.9243206916244517,10]
["Demand Controlled Ventilation",2.6562899731646259,34214.539814373951,0.70327119915109382,null,0,4.2409004896150293,10]
["Demand Controlled Ventilation",0.52775074137002898,-48.478894289493155,0.70326721230730649,null,0,21.345299405712996,10]
["VAV System",5.7960821963601861,93656.482112307611,1.1876349981433545,null,0,2.0838765232688563,10]
["VAV System",5.7960794313577289,369104.88515647937,1.1876344315858807,null,0,2.0838765232688568,10]
["VAV System",5.7960498886994838,22903.157971693468,1.1876283782047028,null,0,2.0838765232688563,10]
["VAV System",5.7960688039106056,97805.332631286845,1.187632253989408,null,0,2.0838765232688559,10]
["VAV System",5.79607756899797,1019116.1771746707,1.1876340499826603,null,0,2.0838765232688563,10]
["VAV System",5.796072405672632,100282.06935985188,1.1876329920014814,null,0,2.0838765232688563,10]
["VAV System",5.796077473639305,164324.8644058941,1.1876340304433779,null,0,2.0838765232688559,10]
["VAV System",5.7960731860087362,149069.00624976988,1.1876331518947394,null,0,2.0838765232688559,10]
["VAV System",5.796072856155571,78090.760006342665,1.187633084306815,null,0,2.0838765232688563,10]
["VAV System",5.796059216265931,24692.424607964374,1.1876302894516428,null,0,2.0838765232688563,10]
["VAV System",5.7960724753215072,55627.563402730702,1.1876330062727491,null,0,2.0838765232688568,10]
["VAV System",5.796080938131321,253065.17687260342,1.1876347403284053,null,0,2.0838765232688568,10]
["VAV System",5.7960888913445974,78085.70319605968,1.1876363699661705,null,0,2.0838765232688563,10]
["VAV System",5.7960821963601861,93656.482112307611,1.1876349981433545,null,0,2.0838765232688563,10]
["VAV System",5.7960794313577289,369104.88515647937,1.1876344315858807,null,0,2.0838765232688568,10]
["VAV System",5.7960498886994838,22903.157971693468,1.1876283782047028,null,0,2.0838765232688563,10]
["VAV System",5.7960688039106056,97805.332631286845,1.187632253989408,null,0,2.0838765232688559,10]
["VAV System",5.79607756899797,1019116.1771746707,1.1876340499826603,null,0,2.0838765232688563,10]
["VAV System",5.796072405672632,100282.06935985188,1.1876329920014814,null,0,2.0838765232688563,10]
["VAV System",5.796077473639305,164324.8644058941,1.1876340304433779,null,0,2.0838765232688559,10]
["VAV System",5.7960731860087362,149069.00624976988,1.1876331518947394,null,0,2.0838765232688559,10]
["VAV System",5.796072856155571,78090.760006342665,1.187633084306815,null,0,2.0838765232688563,10]
["VAV System",5.796059216265931,24692.424607964374,1.1876302894516428,null,0,2.0838765232688563,10]
["VAV System",5.7960724753215072,55627.563402730702,1.1876330062727491,null,0,2.0838765232688568,10]
["VAV System",5.796080938131321,253065.17687260342,1.1876347403284053,null,0,2.0838765232688568,10]
["VAV System",5.7960888913445974,78085.70319605968,1.1876363699661705,null,0,2.0838765232688563,10]
["ENERGY STAR certified buildings program",0.44986562929139667,-35661.991215204856,0.94923022737635654,null,0,56.825321903762109,25]
["ENERGY STAR certified buildings program",0.62806700520394854,-96715.884702373471,1.21958729706712,null,0,56.549207651104403,25]
["ENERGY STAR certified buildings program",4.3308461859286513,141899.01716742426,0.98907771365101949,null,0,5.0274317038959158,25]
["ENERGY STAR certified buildings program",1.5175311513177623,155134.69218408436,0.94923549807807783,null,0,16.845717546696381,25]
["ENERGY STAR certified buildings program",1.6677614675041068,1331475.2244687953,1.2195867438140706,null,0,21.296016292702525,25]
["ENERGY STAR certified buildings program",1.710953926941613,194797.83563093358,0.94923465280390307,null,0,14.941301444039407,25]
["ENERGY STAR certified buildings program",0.99915458549016944,81975.902719868885,0.98907701347202803,null,0,21.791440806712686,25]
["ENERGY STAR certified buildings program",1.1685417064096493,1320359.7111928016,0.94923596886490302,null,0,21.876766299370729,25]
["ENERGY STAR certified buildings program",1.5658000199760806,130808.5897234279,0.94923497120449363,null,0,16.326406072307904,25]
["ENERGY STAR certified buildings program",4.1857509443908105,146859.11127375264,0.98907477754373141,null,0,5.2016876004291301,25]
["ENERGY STAR certified buildings program",0.81152862479736687,9904.9196995630919,0.98907107139187644,null,0,26.829475307901692,25]
["ENERGY STAR certified buildings program",0.57149133845735067,-39658.122153681303,0.94923592573696747,null,0,44.731933697748133,25]
["ENERGY STAR certified buildings program",0.18398916271356067,-67980.970471761917,0.94922690167024726,null,0,138.9411705350775,25]
["ENERGY STAR certified buildings program",0.44986562929139667,-35661.991215204856,0.94923022737635654,null,0,56.825321903762109,25]
["ENERGY STAR certified buildings program",0.62806700520394854,-96715.884702373471,1.21958729706712,null,0,56.549207651104403,25]
["ENERGY STAR certified buildings program",4.3308461859286513,141899.01716742426,0.98907771365101949,null,0,5.0274317038959158,25]
["ENERGY STAR certified buildings program",1.5175311513177623,155134.69218408436,0.94923549807807783,null,0,16.845717546696381,25]
["ENERGY STAR certified buildings program",1.6677614675041068,1331475.2244687953,1.2195867438140706,null,0,21.296016292702525,25]
["ENERGY STAR certified buildings program",1.710953926941613,194797.83563093358,0.94923465280390307,null,0,14.941301444039407,25]
["ENERGY STAR certified buildings program",0.99915458549016944,81975.902719868885,0.98907701347202803,null,0,21.791440806712686,25]
["ENERGY STAR certified buildings program",1.1685417064096493,1320359.7111928016,0.94923596886490302,null,0,21.876766299370729,25]
["ENERGY STAR certified buildings program",1.5658000199760806,130808.5897234279,0.94923497120449363,null,0,16.326406072307904,25]
["ENERGY STAR certified buildings program",4.1857509443908105,146859.11127375264,0.98907477754373141,null,0,5.2016876004291301,25]
["ENERGY STAR certified buildings program",0.81152862479736687,9904.9196995630919,0.98907107139187644,null,0,26.829475307901692,25]
["ENERGY STAR certified buildings program",0.57149133845735067,-39658.122153681303,0.94923592573696747,null,0,44.731933697748133,25]
["ENERGY STAR certified buildings program",0.18398916271356067,-67980.970471761917,0.94922690167024726,null,0,138.9411705350775,25]
["Retro-Commissioning",0.59087880710705964,2126.2509981678404,0.69057034539447026,null,0,7.8472228376650319,5]
["Retro-Commissioning",0.95659771456730402,34125.896546456745,0.8624408155081259,null,0,6.5459530937801818,5]
["Retro-Commissioning",6.7409596157616489,45060.012729752707,0.71477982423987518,null,0,0.58195901291478791,5]
["Retro-Commissioning",2.3778050661438339,61291.623568865791,0.69056669338440368,null,0,1.9500055805362972,5]
["Retro-Commissioning",2.5401389064620088,548818.35385352187,0.86244065752971866,null,0,2.4651575574177889,5]
["Retro-Commissioning",2.6808844010636719,73116.286314402634,0.6905678367217335,null,0,1.7295564192844088,5]
["Retro-Commissioning",1.5551811944857548,52210.021738280295,0.71477839863519665,null,0,2.5225063123053877,5]
["Retro-Commissioning",1.8309775155884842,618514.19910036621,0.69056724623301891,null,0,2.5323832876004158,5]
["Retro-Commissioning",2.4534412621839308,50933.370128187686,0.69056747940418328,null,0,1.8898917604095502,5]
["Retro-Commissioning",6.5151138301457552,46806.369776901935,0.71477742593564764,null,0,0.6021305450107739,5]
["Retro-Commissioning",1.2631489579258908,12506.387913329714,0.71477809959518224,null,0,3.1056928907846983,5]
["Retro-Commissioning",0.89546483866280135,31797.872058695379,0.690567320782139,null,0,5.1780228109505844,5]
["Retro-Commissioning",0.28829695852129889,-6213.0726571470841,0.69057364949357458,null,0,16.083346415483135,5]
["Retro-Commissioning",0.59087880710705964,2126.2509981678404,0.69057034539447026,null,0,7.8472228376650319,5]
["Retro-Commissioning",0.95659771456730402,34125.896546456745,0.8624408155081259,null,0,6.5459530937801818,5]
["Retro-Commissioning",6.7409596157616489,45060.012729752707,0.71477982423987518,null,0,0.58195901291478791,5]
["Retro-Commissioning",2.3778050661438339,61291.623568865791,0.69056669338440368,null,0,1.9500055805362972,5]
["Retro-Commissioning",2.5401389064620088,548818.35385352187,0.86244065752971866,null,0,2.4651575574177889,5]
["Retro-Commissioning",2.6808844010636719,73116.286314402634,0.6905678367217335,null,0,1.7295564192844088,5]
["Retro-Commissioning",1.5551811944857548,52210.021738280295,0.71477839863519665,null,0,2.5225063123053877,5]
["Retro-Commissioning",1.8309775155884842,618514.19910036621,0.69056724623301891,null,0,2.5323832876004158,5]
["Retro-Commissioning",2.4534412621839308,50933.370128187686,0.69056747940418328,null,0,1.8898917604095502,5]
["Retro-Commissioning",6.5151138301457552,46806.369776901935,0.71477742593564764,null,0,0.6021305450107739,5]
["Retro-Commissioning",1.2631489579258908,12506.387913329714,0.71477809959518224,null,0,3.1056928907846983,5]
["Retro-Commissioning",0.89546483866280135,31797.872058695379,0.690567320782139,null,0,5.1780228109505844,5]
["Retro-Commissioning",0.28829695852129889,-6213.0726571470841,0.69057364949357458,null,0,16.083346415483135,5]

{"sheet":"Industrial","index":25,"n_rows":2,"n_cols":52,"rows_kept":2,"cut":false,"hidden":false,"merged":[]}
[null,null,null,null,null,null,null,null,null,0,"Incentive %",null,null,null,"Participation"]
["(1)                                                                                           Measure","(2)                                       Summer Peak Per Cust (KW)","(3)                            Winter Peak Per Cust (KW)","Blended (Do not use)","(4)                    Annual energy Per Cust","(5 )service Life(Yrs)","(6)                         Utility Non Recurring","(7) Measure cost","O&M","Incentive","Adj. Factor",2009,2010,2011,2012,2013,2014,2015,2016,2017,2018,2019,2020,2021,2022,2023,2024,2025,2026,2027,2028,2029,2030,2031,2032,2033,2034,2035,2036,2037,2038,{"$f":"+AO2+1","v":2039},2040,2041,2042,2043,2044,2045,2046,2047,2048,2049]

{"sheet":"Industrial_Results","index":26,"n_rows":1347,"n_cols":30,"rows_kept":1347,"cut":false,"hidden":false,"merged":[]}
[]
[{"$f":"NOW()","v":"2019-05-14T07:54:57.350"}]
[]
[]
[]
[]
[]
["Targets",0,null,0,0,null,0]
["Measure Name","TRC","Part ","RIM","UCT","Incentive","Payback",null,null,null,null,null,null,null,null,null,null,null,null,null,null,null,"Inc.","Yr Pb"]
["Base Compressed Air",{"$error":"#DIV/0!"},0,{"$error":"#DIV/0!"},null,0,0,15,null,{"$f":"IF(B10<1.01,0,1)","v":{"$error":"#DIV/0!"}},null,{"$f":"IF(D10<1.01,0,1)","v":{"$error":"#DIV/0!"}},null,null,null,null,null,null,null,null,null,81.430000000000007,0,0,5.2020547378738717,3.7027577039754127,3.7232790808231782,5.638802605440584,231,0]
["Comp Air - ASD (6-100 hp)",4.7777958755131325,119.36511609451647,1.3424190283359478,null,0,4.9531892055851801,10,null,{"$f":"IF(B11<1.01,0,1)","v":1},null,{"$f":"IF(D11<1.01,0,1)","v":1},null,null,null,null,null,null,null,null,null,null,0,0,5.2020547378738717,3.7027577039754127,3.7232790808231782,5.638802605440584,231]
["Compressed Air- Sizing",5.6512263673637344,185.04920463537957,1.6399444369548262,null,0,2.2018435543112629,10,null,1,null,1,null,null,null,null,null,null,null,null,null,{"$f":"+V10-F10","v":81.430000000000007},230,2,5.2020547378738717,3.7027577039754127,3.7232790808231782,5.638802605440584,231,2]
[null,null,null,null,null,null,null,null,null,0,null,0,null,null,null,null,null,null,null,null,null,null,450,2,5.2020547378738717,3.7027577039754127,3.7232790808231782,5.638802605440584,231,2]
[null,null,null,null,null,null,null,null,null,0,null,0,null,null,null,null,null,null,null,null,null,null,null,null,4.2323209593405258,2.3121664773713135,3.7279222706104509,5.6458345872237592,231]
[null,null,null,null,null,null,null,null,null,0,null,0]
[null,null,null,null,null,null,null,null,null,0,null,0]
[null,null,null,null,null,null,null,null,null,0,null,0]
[null,null,null,null,null,null,null,null,null,0,null,0]
[null,null,null,null,null,null,null,null,null,0,null,0]
[null,null,null,null,null,null,null,null,null,0,null,0]
[null,null,null,null,null,null,null,null,null,0,null,0]
[null,null,null,null,null,null,null,null,null,0,null,0]
[null,null,null,null,null,null,null,null,null,0,null,0]
[null,null,null,null,null,null,null,null,null,0,null,0]
[null,null,null,null,null,null,null,null,null,0,null,0]
[null,null,null,null,null,null,null,null,null,0,null,0]
[null,null,null,null,null,null,null,null,null,0,null,0]
[null,null,null,null,null,null,null,null,null,0,null,0]
[null,null,null,null,null,null,null,null,null,0,null,0]
[null,null,null,null,null,null,null,null,null,0,null,0]
[null,null,null,null,null,null,null,null,null,0,null,0]
[null,null,null,null,null,null,null,null,null,0,null,0]
[null,null,null,null,null,null,null,null,null,0,null,0]
[null,null,null,null,null,null,null,null,null,0,null,0]
[null,null,null,null,null,null,null,null,null,0,null,0]
[null,null,null,null,null,null,null,null,null,0,null,0]
[null,null,null,null,null,null,null,null,null,0,null,0]
[null,null,null,null,null,null,null,null,null,0,null,0]
[null,null,null,null,null,null,null,null,null,0,null,0]
[null,null,null,null,null,null,null,null,null,0,null,0]
[null,null,null,null,null,null,null,null,null,0,null,0]
[null,null,null,null,null,null,null,null,null,0,null,0]
[null,null,null,null,null,null,null,null,null,0,null,0]
[null,null,null,null,null,null,null,null,null,0,null,0]
[null,null,null,null,null,null,null,null,null,0,null,0]
[null,null,null,null,null,null,null,null,null,0,null,0]
[null,null,null,null,null,null,null,null,null,0,null,0]
[null,null,null,null,null,null,null,null,null,0,null,0]
[null,null,null,null,null,null,null,null,null,0,null,0]
[null,null,null,null,null,null,null,null,null,0,null,0]
[null,null,null,null,null,null,null,null,null,0,null,0]
[null,null,null,null,null,null,null,null,null,0,null,0]
[null,null,null,null,null,null,null,null,null,0,null,0]
[null,null,null,null,null,null,null,null,null,0,null,0]
[null,null,null,null,null,null,null,null,null,0,null,0]
[null,null,null,null,null,null,null,null,null,0,null,0]
[null,null,null,null,null,null,null,null,null,0,null,0]
[null,null,null,null,null,null,null,null,null,0,null,0]
[null,null,null,null,null,null,null,null,null,0,null,0]
[null,null,null,null,null,null,null,null,null,0,null,0]
[null,null,null,null,null,null,null,null,null,0,null,0]
[null,null,null,null,null,null,null,null,null,0,null,0]
[null,null,null,null,null,null,null,null,null,0,null,0]
[null,null,null,null,null,null,null,null,null,0,null,0]
[null,null,null,null,null,null,null,null,null,0,null,0]
[null,null,null,null,null,null,null,null,null,0,null,0]
[null,null,null,null,null,null,null,null,null,0,null,0]
[null,null,null,null,null,null,null,null,null,0,null,0]
[null,null,null,null,null,null,null,null,null,0,null,0]
[null,null,null,null,null,null,null,null,null,0,null,0]
[null,null,null,null,null,null,null,null,null,0,null,0]
[null,null,null,null,null,null,null,null,null,0,null,0]
[null,null,null,null,null,null,null,null,null,0,null,0]
[null,null,null,null,null,null,null,null,null,0,null,0]
[null,null,null,null,null,null,null,null,null,{"$f":"IF(B75<1.01,0,1)","v":0},null,{"$f":"IF(D75<1.01,0,1)","v":0}]
[null,null,null,null,null,null,null,null,null,0,null,0]
[null,null,null,null,null,null,null,null,null,0,null,0]
[null,null,null,null,null,null,null,null,null,0,null,0]
[null,null,null,null,null,null,null,null,null,0,null,0]
[null,null,null,null,null,null,null,null,null,0,null,0]
[null,null,null,null,null,null,null,null,null,0,null,0]
[null,null,null,null,null,null,null,null,null,0,null,0]
[null,null,null,null,null,null,null,null,null,0,null,0]
[null,null,null,null,null,null,null,null,null,0,null,0]
[null,null,null,null,null,null,null,null,null,0,null,0]
[null,null,null,null,null,null,null,null,null,0,null,0]
[null,null,null,null,null,null,null,null,null,0,null,0]
[null,null,null,null,null,null,null,null,null,0,null,0]
[null,null,null,null,null,null,null,null,null,0,null,0]
[null,null,null,null,null,null,null,null,null,0,null,0]
[null,null,null,null,null,null,null,null,null,0,null,0]
[null,null,null,null,null,null,null,null,null,0,null,0]
[null,null,null,null,null,null,null,null,null,0,null,0]
[null,null,null,null,null,null,null,null,null,0,null,0]
[null,null,null,null,null,null,null,null,null,0,null,0]
[null,null,null,null,null,null,null,null,null,0,null,0]
[null,null,null,null,null,null,null,null,null,0,null,0]
[null,null,null,null,null,null,null,null,null,0,null,0]
[null,null,null,null,null,null,null,null,null,0,null,0]
[null,null,null,null,null,null,null,null,null,0,null,0]
[null,null,null,null,null,null,null,null,null,0,null,0]
[null,null,null,null,null,null,null,null,null,0,null,0]
[null,null,null,null,null,null,null,null,null,0,null,0]
[null,null,null,null,null,null,null,null,null,0,null,0]
[null,null,null,null,null,null,null,null,null,0,null,0]
[null,null,null,null,null,null,null,null,null,0,null,0]
[null,null,null,null,null,null,null,null,null,0,null,0]
[null,null,null,null,null,null,null,null,null,0,null,0]
[null,null,null,null,null,null,null,null,null,0,null,0]
[null,null,null,null,null,null,null,null,null,0,null,0]
[null,null,null,null,null,null,null,null,null,0,null,0]
[null,null,null,null,null,null,null,null,null,0,null,0]
[null,null,null,null,null,null,null,null,null,0,null,0]
[null,null,null,null,null,null,null,null,null,0,null,0]
[null,null,null,null,null,null,null,null,null,0,null,0]
[null,null,null,null,null,null,null,null,null,0,null,0]
[null,null,null,null,null,null,null,null,null,0,null,0]
[null,null,null,null,null,null,null,null,null,0,null,0]
[null,null,null,null,null,null,null,null,null,0,null,0]
[null,null,null,null,null,null,null,null,null,0,null,0]
[null,null,null,null,null,null,null,null,null,0,null,0]
[null,null,null,null,null,null,null,null,null,0,null,0]
[null,null,null,null,null,null,null,null,null,0,null,0]
[null,null,null,null,null,null,null,null,null,0,null,0]
[null,null,null,null,null,null,null,null,null,0,null,0]
[null,null,null,null,null,null,null,null,null,0,null,0]
[null,null,null,null,null,null,null,null,null,0,null,0]
[null,null,null,null,null,null,null,null,null,0,null,0]
[null,null,null,null,null,null,null,null,null,0,null,0]
[null,null,null,null,null,null,null,null,null,0,null,0]
[null,null,null,null,null,null,null,null,null,0,null,0]
[null,null,null,null,null,null,null,null,null,0,null,0]
[null,null,null,null,null,null,null,null,null,0,null,0]
[null,null,null,null,null,null,null,null,null,0,null,0]
[null,null,null,null,null,null,null,null,null,0,null,0]
[null,null,null,null,null,null,null,null,null,0,null,0]
[null,null,null,null,null,null,null,null,null,0,null,0]
[null,null,null,null,null,null,null,null,null,0,null,0]
[null,null,null,null,null,null,null,null,null,{"$f":"IF(B139<1.01,0,1)","v":0},null,{"$f":"IF(D139<1.01,0,1)","v":0}]
[null,null,null,null,null,null,null,null,null,0,null,0]
[null,null,null,null,null,null,null,null,null,0,null,0]
[null,null,null,null,null,null,null,null,null,0,null,0]
[null,null,null,null,null,null,null,null,null,0,null,0]
[null,null,null,null,null,null,null,null,null,0,null,0]
[null,null,null,null,null,null,null,null,null,0,null,0]
[null,null,null,null,null,null,null,null,null,0,null,0]
[null,null,null,null,null,null,null,null,null,0,null,0]
[null,null,null,null,null,null,null,null,null,0,null,0]
[null,null,null,null,null,null,null,null,null,0,null,0]
[null,null,null,null,null,null,null,null,null,0,null,0]
[null,null,null,null,null,null,null,null,null,0,null,0]
[null,null,null,null,null,null,null,null,null,0,null,0]
[null,null,null,null,null,null,null,null,null,0,null,0]
[null,null,null,null,null,null,null,null,null,0,null,0]
[null,null,null,null,null,null,null,null,null,0,null,0]
[null,null,null,null,null,null,null,null,null,0,null,0]
[null,null,null,null,null,null,null,null,null,0,null,0]
[null,null,null,null,null,null,null,null,null,0,null,0]
[null,null,null,null,null,null,null,null,null,0,null,0]
[null,null,null,null,null,null,null,null,null,0,null,0]
[null,null,null,null,null,null,null,null,null,0,null,0]
[null,null,null,null,null,null,null,null,null,0,null,0]
[null,null,null,null,null,null,null,null,null,0,null,0]
[null,null,null,null,null,null,null,null,null,0,null,0]
[null,null,null,null,null,null,null,null,null,0,null,0]
[null,null,null,null,null,null,null,null,null,0,null,0]
[null,null,null,null,null,null,null,null,null,0,null,0]
[null,null,null,null,null,null,null,null,null,0,null,0]
[null,null,null,null,null,null,null,null,null,0,null,0]
[null,null,null,null,null,null,null,null,null,0,null,0]
[null,null,null,null,null,null,null,null,null,0,null,0]
[null,null,null,null,null,null,null,null,null,0,null,0]
[null,null,null,null,null,null,null,null,null,0,null,0]
[null,null,null,null,null,null,null,null,null,0,null,0]
[null,null,null,null,null,null,null,null,null,0,null,0]
[null,null,null,null,null,null,null,null,null,0,null,0]
[null,null,null,null,null,null,null,null,null,0,null,0]
[null,null,null,null,null,null,null,null,null,0,null,0]
[null,null,null,null,null,null,null,null,null,0,null,0]
[null,null,null,null,null,null,null,null,null,0,null,0]
[null,null,null,null,null,null,null,null,null,0,null,0]
[null,null,null,null,null,null,null,null,null,0,null,0]
[null,null,null,null,null,null,null,null,null,0,null,0]
[null,null,null,null,null,null,null,null,null,0,null,0]
[null,null,null,null,null,null,null,null,null,0,null,0]
[null,null,null,null,null,null,null,null,null,0,null,0]
[null,null,null,null,null,null,null,null,null,0,null,0]
[null,null,null,null,null,null,null,null,null,0,null,0]
[null,null,null,null,null,null,null,null,null,0,null,0]
[null,null,null,null,null,null,null,null,null,0,null,0]
[null,null,null,null,null,null,null,null,null,0,null,0]
[null,null,null,null,null,null,null,null,null,0,null,0]
[null,null,null,null,null,null,null,null,null,0,null,0]
[null,null,null,null,null,null,null,null,null,0,null,0]
[null,null,null,null,null,null,null,null,null,0,null,0]
[null,null,null,null,null,null,null,null,null,0,null,0]
[null,null,null,null,null,null,null,null,null,0,null,0]
[null,null,null,null,null,null,null,null,null,0,null,0]
[null,null,null,null,null,null,null,null,null,0,null,0]
[null,null,null,null,null,null,null,null,null,0,null,0]
[null,null,null,null,null,null,null,null,null,0,null,0]
[null,null,null,null,null,null,null,null,null,0,null,0]
[null,null,null,null,null,null,null,null,null,{"$f":"IF(B203<1.01,0,1)","v":0},null,{"$f":"IF(D203<1.01,0,1)","v":0}]
[null,null,null,null,null,null,null,null,null,0,null,0]
[null,null,null,null,null,null,null,null,null,0,null,0]
[null,null,null,null,null,null,null,null,null,0,null,0]
[null,null,null,null,null,null,null,null,null,0,null,0]
[null,null,null,null,null,null,null,null,null,0,null,0]
[null,null,null,null,null,null,null,null,null,0,null,0]
[null,null,null,null,null,null,null,null,null,0,null,0]
[null,null,null,null,null,null,null,null,null,0,null,0]
[null,null,null,null,null,null,null,null,null,0,null,0]
[null,null,null,null,null,null,null,null,null,0,null,0]
[null,null,null,null,null,null,null,null,null,0,null,0]
[null,null,null,null,null,null,null,null,null,0,null,0]
[null,null,null,null,null,null,null,null,null,0,null,0]
[null,null,null,null,null,null,null,null,null,0,null,0]
[null,null,null,null,null,null,null,null,null,0,null,0]
[null,null,null,null,null,null,null,null,null,0,null,0]
[null,null,null,null,null,null,null,null,null,0,null,0]
[null,null,null,null,null,null,null,null,null,0,null,0]
[null,null,null,null,null,null,null,null,null,0,null,0]
[null,null,null,null,null,null,null,null,null,0,null,0]
[null,null,null,null,null,null,null,null,null,0,null,0]
[null,null,null,null,null,null,null,null,null,0,null,0]
[null,null,null,null,null,null,null,null,null,0,null,0]
[null,null,null,null,null,null,null,null,null,0,null,0]
[null,null,null,null,null,null,null,null,null,0,null,0]
[null,null,null,null,null,null,null,null,null,0,null,0]
[null,null,null,null,null,null,null,null,null,0,null,0]
[null,null,null,null,null,null,null,null,null,0,null,0]
[null,null,null,null,null,null,null,null,null,0,null,0]
[null,null,null,null,null,null,null,null,null,0,null,0]
[null,null,null,null,null,null,null,null,null,0,null,0]
[null,null,null,null,null,null,null,null,null,0,null,0]
[null,null,null,null,null,null,null,null,null,0,null,0]
[null,null,null,null,null,null,null,null,null,0,null,0]
[null,null,null,null,null,null,null,null,null,0,null,0]
[null,null,null,null,null,null,null,null,null,0,null,0]
[null,null,null,null,null,null,null,null,null,0,null,0]
[null,null,null,null,null,null,null,null,null,0,null,0]
[null,null,null,null,null,null,null,null,null,0,null,0]
[null,null,null,null,null,null,null,null,null,0,null,0]
[null,null,null,null,null,null,null,null,null,0,null,0]
[null,null,null,null,null,null,null,null,null,0,null,0]
[null,null,null,null,null,null,null,null,null,0,null,0]
[null,null,null,null,null,null,null,null,null,0,null,0]
[null,null,null,null,null,null,null,null,null,0,null,0]
[null,null,null,null,null,null,null,null,null,0,null,0]
[null,null,null,null,null,null,null,null,null,0,null,0]
[null,null,null,null,null,null,null,null,null,0,null,0]
[null,null,null,null,null,null,null,null,null,0,null,0]
[null,null,null,null,null,null,null,null,null,0,null,0]
[null,null,null,null,null,null,null,null,null,0,null,0]
[null,null,null,null,null,null,null,null,null,0,null,0]
[null,null,null,null,null,null,null,null,null,0,null,0]
[null,null,null,null,null,null,null,null,null,0,null,0]
[null,null,null,null,null,null,null,null,null,0,null,0]
[null,null,null,null,null,null,null,null,null,0,null,0]
[null,null,null,null,null,null,null,null,null,0,null,0]
[null,null,null,null,null,null,null,null,null,0,null,0]
[null,null,null,null,null,null,null,null,null,0,null,0]
[null,null,null,null,null,null,null,null,null,0,null,0]
[null,null,null,null,null,null,null,null,null,0,null,0]
[null,null,null,null,null,null,null,null,null,0,null,0]
[null,null,null,null,null,null,null,null,null,0,null,0]
[null,null,null,null,null,null,null,null,null,{"$f":"IF(B267<1.01,0,1)","v":0},null,{"$f":"IF(D267<1.01,0,1)","v":0}]
[null,null,null,null,null,null,null,null,null,0,null,0]
[null,null,null,null,null,null,null,null,null,0,null,0]
[null,null,null,null,null,null,null,null,null,0,null,0]
[null,null,null,null,null,null,null,null,null,0,null,0]
[null,null,null,null,null,null,null,null,null,0,null,0]
[null,null,null,null,null,null,null,null,null,0,null,0]
[null,null,null,null,null,null,null,null,null,0,null,0]
[null,null,null,null,null,null,null,null,null,0,null,0]
[null,null,null,null,null,null,null,null,null,0,null,0]
[null,null,null,null,null,null,null,null,null,0,null,0]
[null,null,null,null,null,null,null,null,null,0,null,0]
[null,null,null,null,null,null,null,null,null,0,null,0]
[null,null,null,null,null,null,null,null,null,0,null,0]
[null,null,null,null,null,null,null,null,null,0,null,0]
[null,null,null,null,null,null,null,null,null,0,null,0]
[null,null,null,null,null,null,null,null,null,0,null,0]
[null,null,null,null,null,null,null,null,null,0,null,0]
[null,null,null,null,null,null,null,null,null,0,null,0]
[null,null,null,null,null,null,null,null,null,0,null,0]
[null,null,null,null,null,null,null,null,null,0,null,0]
[null,null,null,null,null,null,null,null,null,0,null,0]
[null,null,null,null,null,null,null,null,null,0,null,0]
[null,null,null,null,null,null,null,null,null,0,null,0]
[null,null,null,null,null,null,null,null,null,0,null,0]
[null,null,null,null,null,null,null,null,null,0,null,0]
[null,null,null,null,null,null,null,null,null,0,null,0]
[null,null,null,null,null,null,null,null,null,0,null,0]
[null,null,null,null,null,null,null,null,null,0,null,0]
[null,null,null,null,null,null,null,null,null,0,null,0]
[null,null,null,null,null,null,null,null,null,0,null,0]
[null,null,null,null,null,null,null,null,null,0,null,0]
[null,null,null,null,null,null,null,null,null,0,null,0]
[null,null,null,null,null,null,null,null,null,0,null,0]
[null,null,null,null,null,null,null,null,null,0,null,0]
[null,null,null,null,null,null,null,null,null,0,null,0]
[null,null,null,null,null,null,null,null,null,0,null,0]
[null,null,null,null,null,null,null,null,null,0,null,0]
[null,null,null,null,null,null,null,null,null,0,null,0]
[null,null,null,null,null,null,null,null,null,0,null,0]
[null,null,null,null,null,null,null,null,null,0,null,0]
[null,null,null,null,null,null,null,null,null,0,null,0]
[null,null,null,null,null,null,null,null,null,0,null,0]
[null,null,null,null,null,null,null,null,null,0,null,0]
[null,null,null,null,null,null,null,null,null,0,null,0]
[null,null,null,null,null,null,null,null,null,0,null,0]
[null,null,null,null,null,null,null,null,null,0,null,0]
[null,null,null,null,null,null,null,null,null,0,null,0]
[null,null,null,null,null,null,null,null,null,0,null,0]
[null,null,null,null,null,null,null,null,null,0,null,0]
[null,null,null,null,null,null,null,null,null,0,null,0]
[null,null,null,null,null,null,null,null,null,0,null,0]
[null,null,null,null,null,null,null,null,null,0,null,0]
[null,null,null,null,null,null,null,null,null,0,null,0]
[null,null,null,null,null,null,null,null,null,0,null,0]
[null,null,null,null,null,null,null,null,null,0,null,0]
[null,null,null,null,null,null,null,null,null,0,null,0]
[null,null,null,null,null,null,null,null,null,0,null,0]
[null,null,null,null,null,null,null,null,null,0,null,0]
[null,null,null,null,null,null,null,null,null,0,null,0]
[null,null,null,null,null,null,null,null,null,0,null,0]
[null,null,null,null,null,null,null,null,null,0,null,0]
[null,null,null,null,null,null,null,null,null,0,null,0]
[null,null,null,null,null,null,null,null,null,0,null,0]
[null,null,null,null,null,null,null,null,null,{"$f":"IF(B331<1.01,0,1)","v":0},null,{"$f":"IF(D331<1.01,0,1)","v":0}]
[null,null,null,null,null,null,null,null,null,0,null,0]
[null,null,null,null,null,null,null,null,null,0,null,0]
[null,null,null,null,null,null,null,null,null,0,null,0]
[null,null,null,null,null,null,null,null,null,0,null,0]
[null,null,null,null,null,null,null,null,null,0,null,0]
[null,null,null,null,null,null,null,null,null,0,null,0]
[null,null,null,null,null,null,null,null,null,0,null,0]
[null,null,null,null,null,null,null,null,null,0,null,0]
[null,null,null,null,null,null,null,null,null,0,null,0]
[null,null,null,null,null,null,null,null,null,0,null,0]
[null,null,null,null,null,null,null,null,null,0,null,0]
[null,null,null,null,null,null,null,null,null,0,null,0]
[null,null,null,null,null,null,null,null,null,0,null,0]
[null,null,null,null,null,null,null,null,null,0,null,0]
[null,null,null,null,null,null,null,null,null,0,null,0]
[null,null,null,null,null,null,null,null,null,0,null,0]
[null,null,null,null,null,null,null,null,null,0,null,0]
[null,null,null,null,null,null,null,null,null,0,null,0]
[null,null,null,null,null,null,null,null,null,0,null,0]
[null,null,null,null,null,null,null,null,null,0,null,0]
[null,null,null,null,null,null,null,null,null,0,null,0]
[null,null,null,null,null,null,null,null,null,0,null,0]
[null,null,null,null,null,null,null,null,null,0,null,0]
[null,null,null,null,null,null,null,null,null,0,null,0]
[null,null,null,null,null,null,null,null,null,0,null,0]
[null,null,null,null,null,null,null,null,null,0,null,0]
[null,null,null,null,null,null,null,null,null,0,null,0]
[null,null,null,null,null,null,null,null,null,0,null,0]
[null,null,null,null,null,null,null,null,null,0,null,0]
[null,null,null,null,null,null,null,null,null,0,null,0]
[null,null,null,null,null,null,null,null,null,0,null,0]
[null,null,null,null,null,null,null,null,null,0,null,0]
[null,null,null,null,null,null,null,null,null,0,null,0]
[null,null,null,null,null,null,null,null,null,0,null,0]
[null,null,null,null,null,null,null,null,null,0,null,0]
[null,null,null,null,null,null,null,null,null,0,null,0]
[null,null,null,null,null,null,null,null,null,0,null,0]
[null,null,null,null,null,null,null,null,null,0,null,0]
[null,null,null,null,null,null,null,null,null,0,null,0]
[null,null,null,null,null,null,null,null,null,0,null,0]
[null,null,null,null,null,null,null,null,null,0,null,0]
[null,null,null,null,null,null,null,null,null,0,null,0]
[null,null,null,null,null,null,null,null,null,0,null,0]
[null,null,null,null,null,null,null,null,null,0,null,0]
[null,null,null,null,null,null,null,null,null,0,null,0]
[null,null,null,null,null,null,null,null,null,0,null,0]
[null,null,null,null,null,null,null,null,null,0,null,0]
[null,null,null,null,null,null,null,null,null,0,null,0]
[null,null,null,null,null,null,null,null,null,0,null,0]
[null,null,null,null,null,null,null,null,null,0,null,0]
[null,null,null,null,null,null,null,null,null,0,null,0]
[null,null,null,null,null,null,null,null,null,0,null,0]
[null,null,null,null,null,null,null,null,null,0,null,0]
[null,null,null,null,null,null,null,null,null,0,null,0]
[null,null,null,null,null,null,null,null,null,0,null,0]
[null,null,null,null,null,null,null,null,null,0,null,0]
[null,null,null,null,null,null,null,null,null,0,null,0]
[null,null,null,null,null,null,null,null,null,0,null,0]
[null,null,null,null,null,null,null,null,null,0,null,0]
[null,null,null,null,null,null,null,null,null,0,null,0]
[null,null,null,null,null,null,null,null,null,0,null,0]
[null,null,null,null,null,null,null,null,null,0,null,0]
[null,null,null,null,null,null,null,null,null,0,null,0]
[null,null,null,null,null,null,null,null,null,{"$f":"IF(B395<1.01,0,1)","v":0},null,{"$f":"IF(D395<1.01,0,1)","v":0}]
[null,null,null,null,null,null,null,null,null,0,null,0]
[null,null,null,null,null,null,null,null,null,0,null,0]
[null,null,null,null,null,null,null,null,null,0,null,0]
[null,null,null,null,null,null,null,null,null,0,null,0]
[null,null,null,null,null,null,null,null,null,0,null,0]
[null,null,null,null,null,null,null,null,null,0,null,0]
[null,null,null,null,null,null,null,null,null,0,null,0]
[null,null,null,null,null,null,null,null,null,0,null,0]
[null,null,null,null,null,null,null,null,null,0,null,0]
[null,null,null,null,null,null,null,null,null,0,null,0]
[null,null,null,null,null,null,null,null,null,0,null,0]
[null,null,null,null,null,null,null,null,null,0,null,0]
[null,null,null,null,null,null,null,null,null,0,null,0]
[null,null,null,null,null,null,null,null,null,0,null,0]
[null,null,null,null,null,null,null,null,null,0,null,0]
[null,null,null,null,null,null,null,null,null,0,null,0]
[null,null,null,null,null,null,null,null,null,0,null,0]
[null,null,null,null,null,null,null,null,null,0,null,0]
[null,null,null,null,null,null,null,null,null,0,null,0]
[null,null,null,null,null,null,null,null,null,0,null,0]
[null,null,null,null,null,null,null,null,null,0,null,0]
[null,null,null,null,null,null,null,null,null,0,null,0]
[null,null,null,null,null,null,null,null,null,0,null,0]
[null,null,null,null,null,null,null,null,null,0,null,0]
[null,null,null,null,null,null,null,null,null,0,null,0]
[null,null,null,null,null,null,null,null,null,0,null,0]
[null,null,null,null,null,null,null,null,null,0,null,0]
[null,null,null,null,null,null,null,null,null,0,null,0]
[null,null,null,null,null,null,null,null,null,0,null,0]
[null,null,null,null,null,null,null,null,null,0,null,0]
[null,null,null,null,null,null,null,null,null,0,null,0]
[null,null,null,null,null,null,null,null,null,0,null,0]
[null,null,null,null,null,null,null,null,null,0,null,0]
[null,null,null,null,null,null,null,null,null,0,null,0]
[null,null,null,null,null,null,null,null,null,0,null,0]
[null,null,null,null,null,null,null,null,null,0,null,0]
[null,null,null,null,null,null,null,null,null,0,null,0]
[null,null,null,null,null,null,null,null,null,0,null,0]
[null,null,null,null,null,null,null,null,null,0,null,0]
[null,null,null,null,null,null,null,null,null,0,null,0]
[null,null,null,null,null,null,null,null,null,0,null,0]
[null,null,null,null,null,null,null,null,null,0,null,0]
[null,null,null,null,null,null,null,null,null,0,null,0]
[null,null,null,null,null,null,null,null,null,0,null,0]
[null,null,null,null,null,null,null,null,null,0,null,0]
[null,null,null,null,null,null,null,null,null,0,null,0]
[null,null,null,null,null,null,null,null,null,0,null,0]
[null,null,null,null,null,null,null,null,null,0,null,0]
[null,null,null,null,null,null,null,null,null,0,null,0]
[null,null,null,null,null,null,null,null,null,0,null,0]
[null,null,null,null,null,null,null,null,null,0,null,0]
[null,null,null,null,null,null,null,null,null,0,null,0]
[null,null,null,null,null,null,null,null,null,0,null,0]
[null,null,null,null,null,null,null,null,null,0,null,0]
[null,null,null,null,null,null,null,null,null,0,null,0]
[null,null,null,null,null,null,null,null,null,0,null,0]
[null,null,null,null,null,null,null,null,null,0,null,0]
[null,null,null,null,null,null,null,null,null,0,null,0]
[null,null,null,null,null,null,null,null,null,0,null,0]
[null,null,null,null,null,null,null,null,null,0,null,0]
[null,null,null,null,null,null,null,null,null,0,null,0]
[null,null,null,null,null,null,null,null,null,0,null,0]
[null,null,null,null,null,null,null,null,null,0,null,0]
[null,null,null,null,null,null,null,null,null,{"$f":"IF(B459<1.01,0,1)","v":0},null,{"$f":"IF(D459<1.01,0,1)","v":0}]
[null,null,null,null,null,null,null,null,null,0,null,0]
[null,null,null,null,null,null,null,null,null,0,null,0]
[null,null,null,null,null,null,null,null,null,0,null,0]
[null,null,null,null,null,null,null,null,null,0,null,0]
[null,null,null,null,null,null,null,null,null,0,null,0]
[null,null,null,null,null,null,null,null,null,0,null,0]
[null,null,null,null,null,null,null,null,null,0,null,0]
[null,null,null,null,null,null,null,null,null,0,null,0]
[null,null,null,null,null,null,null,null,null,0,null,0]
[null,null,null,null,null,null,null,null,null,0,null,0]
[null,null,null,null,null,null,null,null,null,0,null,0]
[null,null,null,null,null,null,null,null,null,0,null,0]
[null,null,null,null,null,null,null,null,null,0,null,0]
[null,null,null,null,null,null,null,null,null,0,null,0]
[null,null,null,null,null,null,null,null,null,0,null,0]
[null,null,null,null,null,null,null,null,null,0,null,0]
[null,null,null,null,null,null,null,null,null,0,null,0]
[null,null,null,null,null,null,null,null,null,0,null,0]
[null,null,null,null,null,null,null,null,null,0,null,0]
[null,null,null,null,null,null,null,null,null,0,null,0]
[null,null,null,null,null,null,null,null,null,0,null,0]
[null,null,null,null,null,null,null,null,null,0,null,0]
[null,null,null,null,null,null,null,null,null,0,null,0]
[null,null,null,null,null,null,null,null,null,0,null,0]
[null,null,null,null,null,null,null,null,null,0,null,0]
[null,null,null,null,null,null,null,null,null,0,null,0]
[null,null,null,null,null,null,null,null,null,0,null,0]
[null,null,null,null,null,null,null,null,null,0,null,0]
[null,null,null,null,null,null,null,null,null,0,null,0]
[null,null,null,null,null,null,null,null,null,0,null,0]
[null,null,null,null,null,null,null,null,null,0,null,0]
[null,null,null,null,null,null,null,null,null,0,null,0]
[null,null,null,null,null,null,null,null,null,0,null,0]
[null,null,null,null,null,null,null,null,null,0,null,0]
[null,null,null,null,null,null,null,null,null,0,null,0]
[null,null,null,null,null,null,null,null,null,0,null,0]
[null,null,null,null,null,null,null,null,null,0,null,0]
[null,null,null,null,null,null,null,null,null,0,null,0]
[null,null,null,null,null,null,null,null,null,0,null,0]
[null,null,null,null,null,null,null,null,null,0,null,0]
[null,null,null,null,null,null,null,null,null,0,null,0]
[null,null,null,null,null,null,null,null,null,0,null,0]
[null,null,null,null,null,null,null,null,null,0,null,0]
[null,null,null,null,null,null,null,null,null,0,null,0]
[null,null,null,null,null,null,null,null,null,0,null,0]
[null,null,null,null,null,null,null,null,null,0,null,0]
[null,null,null,null,null,null,null,null,null,0,null,0]
[null,null,null,null,null,null,null,null,null,0,null,0]
[null,null,null,null,null,null,null,null,null,0,null,0]
[null,null,null,null,null,null,null,null,null,0,null,0]
[null,null,null,null,null,null,null,null,null,0,null,0]
[null,null,null,null,null,null,null,null,null,0,null,0]
[null,null,null,null,null,null,null,null,null,0,null,0]
[null,null,null,null,null,null,null,null,null,0,null,0]
[null,null,null,null,null,null,null,null,null,0,null,0]
[null,null,null,null,null,null,null,null,null,0,null,0]
[null,null,null,null,null,null,null,null,null,0,null,0]
[null,null,null,null,null,null,null,null,null,0,null,0]
[null,null,null,null,null,null,null,null,null,0,null,0]
[null,null,null,null,null,null,null,null,null,0,null,0]
[null,null,null,null,null,null,null,null,null,0,null,0]
[null,null,null,null,null,null,null,null,null,0,null,0]
[null,null,null,null,null,null,null,null,null,0,null,0]
[null,null,null,null,null,null,null,null,null,{"$f":"IF(B523<1.01,0,1)","v":0},null,{"$f":"IF(D523<1.01,0,1)","v":0}]
[null,null,null,null,null,null,null,null,null,0,null,0]
[null,null,null,null,null,null,null,null,null,0,null,0]
[null,null,null,null,null,null,null,null,null,0,null,0]
[null,null,null,null,null,null,null,null,null,0,null,0]
[null,null,null,null,null,null,null,null,null,0,null,0]
[null,null,null,null,null,null,null,null,null,0,null,0]
[null,null,null,null,null,null,null,null,null,0,null,0]
[null,null,null,null,null,null,null,null,null,0,null,0]
[null,null,null,null,null,null,null,null,null,0,null,0]
[null,null,null,null,null,null,null,null,null,0,null,0]
[null,null,null,null,null,null,null,null,null,0,null,0]
[null,null,null,null,null,null,null,null,null,0,null,0]
[null,null,null,null,null,null,null,null,null,0,null,0]
[null,null,null,null,null,null,null,null,null,0,null,0]
[null,null,null,null,null,null,null,null,null,0,null,0]
[null,null,null,null,null,null,null,null,null,0,null,0]
[null,null,null,null,null,null,null,null,null,0,null,0]
[null,null,null,null,null,null,null,null,null,0,null,0]
[null,null,null,null,null,null,null,null,null,0,null,0]
[null,null,null,null,null,null,null,null,null,0,null,0]
[null,null,null,null,null,null,null,null,null,0,null,0]
[null,null,null,null,null,null,null,null,null,0,null,0]
[null,null,null,null,null,null,null,null,null,0,null,0]
[null,null,null,null,null,null,null,null,null,0,null,0]
[null,null,null,null,null,null,null,null,null,0,null,0]
[null,null,null,null,null,null,null,null,null,0,null,0]
[null,null,null,null,null,null,null,null,null,0,null,0]
[null,null,null,null,null,null,null,null,null,0,null,0]
[null,null,null,null,null,null,null,null,null,0,null,0]
[null,null,null,null,null,null,null,null,null,0,null,0]
[null,null,null,null,null,null,null,null,null,0,null,0]
[null,null,null,null,null,null,null,null,null,0,null,0]
[null,null,null,null,null,null,null,null,null,0,null,0]
[null,null,null,null,null,null,null,null,null,0,null,0]
[null,null,null,null,null,null,null,null,null,0,null,0]
[null,null,null,null,null,null,null,null,null,0,null,0]
[null,null,null,null,null,null,null,null,null,0,null,0]
[null,null,null,null,null,null,null,null,null,0,null,0]
[null,null,null,null,null,null,null,null,null,0,null,0]
[null,null,null,null,null,null,null,null,null,0,null,0]
[null,null,null,null,null,null,null,null,null,0,null,0]
[null,null,null,null,null,null,null,null,null,0,null,0]
[null,null,null,null,null,null,null,null,null,0,null,0]
[null,null,null,null,null,null,null,null,null,0,null,0]
[null,null,null,null,null,null,null,null,null,0,null,0]
[null,null,null,null,null,null,null,null,null,0,null,0]
[null,null,null,null,null,null,null,null,null,0,null,0]
[null,null,null,null,null,null,null,null,null,0,null,0]
[null,null,null,null,null,null,null,null,null,0,null,0]
[null,null,null,null,null,null,null,null,null,0,null,0]
[null,null,null,null,null,null,null,null,null,0,null,0]
[null,null,null,null,null,null,null,null,null,0,null,0]
[null,null,null,null,null,null,null,null,null,0,null,0]
[null,null,null,null,null,null,null,null,null,0,null,0]
[null,null,null,null,null,null,null,null,null,0,null,0]
[null,null,null,null,null,null,null,null,null,0,null,0]
[null,null,null,null,null,null,null,null,null,0,null,0]
[null,null,null,null,null,null,null,null,null,0,null,0]
[null,null,null,null,null,null,null,null,null,0,null,0]
[null,null,null,null,null,null,null,null,null,0,null,0]
[null,null,null,null,null,null,null,null,null,0,null,0]
[null,null,null,null,null,null,null,null,null,0,null,0]
[null,null,null,null,null,null,null,null,null,0,null,0]
[null,null,null,null,null,null,null,null,null,{"$f":"IF(B587<1.01,0,1)","v":0},null,{"$f":"IF(D587<1.01,0,1)","v":0}]
[null,null,null,null,null,null,null,null,null,0,null,0]
[null,null,null,null,null,null,null,null,null,0,null,0]
[null,null,null,null,null,null,null,null,null,0,null,0]
[null,null,null,null,null,null,null,null,null,0,null,0]
[null,null,null,null,null,null,null,null,null,0,null,0]
[null,null,null,null,null,null,null,null,null,0,null,0]
[null,null,null,null,null,null,null,null,null,0,null,0]
[null,null,null,null,null,null,null,null,null,0,null,0]
[null,null,null,null,null,null,null,null,null,0,null,0]
[null,null,null,null,null,null,null,null,null,0,null,0]
[null,null,null,null,null,null,null,null,null,0,null,0]
[null,null,null,null,null,null,null,null,null,0,null,0]
[null,null,null,null,null,null,null,null,null,0,null,0]
[null,null,null,null,null,null,null,null,null,0,null,0]
[null,null,null,null,null,null,null,null,null,0,null,0]
[null,null,null,null,null,null,null,null,null,0,null,0]
[null,null,null,null,null,null,null,null,null,0,null,0]
[null,null,null,null,null,null,null,null,null,0,null,0]
[null,null,null,null,null,null,null,null,null,0,null,0]
[null,null,null,null,null,null,null,null,null,0,null,0]
[null,null,null,null,null,null,null,null,null,0,null,0]
[null,null,null,null,null,null,null,null,null,0,null,0]
[null,null,null,null,null,null,null,null,null,0,null,0]
[null,null,null,null,null,null,null,null,null,0,null,0]
[null,null,null,null,null,null,null,null,null,0,null,0]
[null,null,null,null,null,null,null,null,null,0,null,0]
[null,null,null,null,null,null,null,null,null,0,null,0]
[null,null,null,null,null,null,null,null,null,0,null,0]
[null,null,null,null,null,null,null,null,null,0,null,0]
[null,null,null,null,null,null,null,null,null,0,null,0]
[null,null,null,null,null,null,null,null,null,0,null,0]
[null,null,null,null,null,null,null,null,null,0,null,0]
[null,null,null,null,null,null,null,null,null,0,null,0]
[null,null,null,null,null,null,null,null,null,0,null,0]
[null,null,null,null,null,null,null,null,null,0,null,0]
[null,null,null,null,null,null,null,null,null,0,null,0]
[null,null,null,null,null,null,null,null,null,0,null,0]
[null,null,null,null,null,null,null,null,null,0,null,0]
[null,null,null,null,null,null,null,null,null,0,null,0]
[null,null,null,null,null,null,null,null,null,0,null,0]
[null,null,null,null,null,null,null,null,null,0,null,0]
[null,null,null,null,null,null,null,null,null,0,null,0]
[null,null,null,null,null,null,null,null,null,0,null,0]
[null,null,null,null,null,null,null,null,null,0,null,0]
[null,null,null,null,null,null,null,null,null,0,null,0]
[null,null,null,null,null,null,null,null,null,0,null,0]
[null,null,null,null,null,null,null,null,null,0,null,0]
[null,null,null,null,null,null,null,null,null,0,null,0]
[null,null,null,null,null,null,null,null,null,0,null,0]
[null,null,null,null,null,null,null,null,null,0,null,0]
[null,null,null,null,null,null,null,null,null,0,null,0]
[null,null,null,null,null,null,null,null,null,0,null,0]
[null,null,null,null,null,null,null,null,null,0,null,0]
[null,null,null,null,null,null,null,null,null,0,null,0]
[null,null,null,null,null,null,null,null,null,0,null,0]
[null,null,null,null,null,null,null,null,null,0,null,0]
[null,null,null,null,null,null,null,null,null,0,null,0]
[null,null,null,null,null,null,null,null,null,0,null,0]
[null,null,null,null,null,null,null,null,null,0,null,0]
[null,null,null,null,null,null,null,null,null,0,null,0]
[null,null,null,null,null,null,null,null,null,0,null,0]
[null,null,null,null,null,null,null,null,null,0,null,0]
[null,null,null,null,null,null,null,null,null,0,null,0]
[null,null,null,null,null,null,null,null,null,{"$f":"IF(B651<1.01,0,1)","v":0},null,{"$f":"IF(D651<1.01,0,1)","v":0}]
[null,null,null,null,null,null,null,null,null,0,null,0]
[null,null,null,null,null,null,null,null,null,0,null,0]
[null,null,null,null,null,null,null,null,null,0,null,0]
[null,null,null,null,null,null,null,null,null,0,null,0]
[null,null,null,null,null,null,null,null,null,0,null,0]
[null,null,null,null,null,null,null,null,null,0,null,0]
[null,null,null,null,null,null,null,null,null,0,null,0]
[null,null,null,null,null,null,null,null,null,0,null,0]
[null,null,null,null,null,null,null,null,null,0,null,0]
[null,null,null,null,null,null,null,null,null,0,null,0]
[null,null,null,null,null,null,null,null,null,0,null,0]
[null,null,null,null,null,null,null,null,null,0,null,0]
[null,null,null,null,null,null,null,null,null,0,null,0]
[null,null,null,null,null,null,null,null,null,0,null,0]
[null,null,null,null,null,null,null,null,null,0,null,0]
[null,null,null,null,null,null,null,null,null,0,null,0]
[null,null,null,null,null,null,null,null,null,0,null,0]
[null,null,null,null,null,null,null,null,null,0,null,0]
[null,null,null,null,null,null,null,null,null,0,null,0]
[null,null,null,null,null,null,null,null,null,0,null,0]
[null,null,null,null,null,null,null,null,null,0,null,0]
[null,null,null,null,null,null,null,null,null,0,null,0]
[null,null,null,null,null,null,null,null,null,0,null,0]
[null,null,null,null,null,null,null,null,null,0,null,0]
[null,null,null,null,null,null,null,null,null,0,null,0]
[null,null,null,null,null,null,null,null,null,0,null,0]
[null,null,null,null,null,null,null,null,null,0,null,0]
[null,null,null,null,null,null,null,null,null,0,null,0]
[null,null,null,null,null,null,null,null,null,0,null,0]
[null,null,null,null,null,null,null,null,null,0,null,0]
[null,null,null,null,null,null,null,null,null,0,null,0]
[null,null,null,null,null,null,null,null,null,0,null,0]
[null,null,null,null,null,null,null,null,null,0,null,0]
[null,null,null,null,null,null,null,null,null,0,null,0]
[null,null,null,null,null,null,null,null,null,0,null,0]
[null,null,null,null,null,null,null,null,null,0,null,0]
[null,null,null,null,null,null,null,null,null,0,null,0]
[null,null,null,null,null,null,null,null,null,0,null,0]
[null,null,null,null,null,null,null,null,null,0,null,0]
[null,null,null,null,null,null,null,null,null,0,null,0]
[null,null,null,null,null,null,null,null,null,0,null,0]
[null,null,null,null,null,null,null,null,null,0,null,0]
[null,null,null,null,null,null,null,null,null,0,null,0]
[null,null,null,null,null,null,null,null,null,0,null,0]
[null,null,null,null,null,null,null,null,null,0,null,0]
[null,null,null,null,null,null,null,null,null,0,null,0]
[null,null,null,null,null,null,null,null,null,0,null,0]
[null,null,null,null,null,null,null,null,null,0,null,0]
[null,null,null,null,null,null,null,null,null,0,null,0]
[null,null,null,null,null,null,null,null,null,0,null,0]
[null,null,null,null,null,null,null,null,null,0,null,0]
[null,null,null,null,null,null,null,null,null,0,null,0]
[null,null,null,null,null,null,null,null,null,0,null,0]
[null,null,null,null,null,null,null,null,null,0,null,0]
[null,null,null,null,null,null,null,null,null,0,null,0]
[null,null,null,null,null,null,null,null,null,0,null,0]
[null,null,null,null,null,null,null,null,null,0,null,0]
[null,null,null,null,null,null,null,null,null,0,null,0]
[null,null,null,null,null,null,null,null,null,0,null,0]
[null,null,null,null,null,null,null,null,null,0,null,0]
[null,null,null,null,null,null,null,null,null,0,null,0]
[null,null,null,null,null,null,null,null,null,0,null,0]
[null,null,null,null,null,null,null,null,null,0,null,0]
[null,null,null,null,null,null,null,null,null,{"$f":"IF(B715<1.01,0,1)","v":0},null,{"$f":"IF(D715<1.01,0,1)","v":0}]
[null,null,null,null,null,null,null,null,null,0,null,0]
[null,null,null,null,null,null,null,null,null,0,null,0]
[null,null,null,null,null,null,null,null,null,0,null,0]
[null,null,null,null,null,null,null,null,null,0,null,0]
[null,null,null,null,null,null,null,null,null,0,null,0]
[null,null,null,null,null,null,null,null,null,0,null,0]
[null,null,null,null,null,null,null,null,null,0,null,0]
[null,null,null,null,null,null,null,null,null,0,null,0]
[null,null,null,null,null,null,null,null,null,0,null,0]
[null,null,null,null,null,null,null,null,null,0,null,0]
[null,null,null,null,null,null,null,null,null,0,null,0]
[null,null,null,null,null,null,null,null,null,0,null,0]
[null,null,null,null,null,null,null,null,null,0,null,0]
[null,null,null,null,null,null,null,null,null,0,null,0]
[null,null,null,null,null,null,null,null,null,0,null,0]
[null,null,null,null,null,null,null,null,null,0,null,0]
[null,null,null,null,null,null,null,null,null,0,null,0]
[null,null,null,null,null,null,null,null,null,0,null,0]
[null,null,null,null,null,null,null,null,null,0,null,0]
[null,null,null,null,null,null,null,null,null,0,null,0]
[null,null,null,null,null,null,null,null,null,0,null,0]
[null,null,null,null,null,null,null,null,null,0,null,0]
[null,null,null,null,null,null,null,null,null,0,null,0]
[null,null,null,null,null,null,null,null,null,0,null,0]
[null,null,null,null,null,null,null,null,null,0,null,0]
[null,null,null,null,null,null,null,null,null,0,null,0]
[null,null,null,null,null,null,null,null,null,0,null,0]
[null,null,null,null,null,null,null,null,null,0,null,0]
[null,null,null,null,null,null,null,null,null,0,null,0]
[null,null,null,null,null,null,null,null,null,0,null,0]
[null,null,null,null,null,null,null,null,null,0,null,0]
[null,null,null,null,null,null,null,null,null,0,null,0]
[null,null,null,null,null,null,null,null,null,0,null,0]
[null,null,null,null,null,null,null,null,null,0,null,0]
[null,null,null,null,null,null,null,null,null,0,null,0]
[null,null,null,null,null,null,null,null,null,0,null,0]
[null,null,null,null,null,null,null,null,null,0,null,0]
[null,null,null,null,null,null,null,null,null,0,null,0]
[null,null,null,null,null,null,null,null,null,0,null,0]
[null,null,null,null,null,null,null,null,null,0,null,0]
[null,null,null,null,null,null,null,null,null,0,null,0]
[null,null,null,null,null,null,null,null,null,0,null,0]
[null,null,null,null,null,null,null,null,null,0,null,0]
[null,null,null,null,null,null,null,null,null,0,null,0]
[null,null,null,null,null,null,null,null,null,0,null,0]
[null,null,null,null,null,null,null,null,null,0,null,0]
[null,null,null,null,null,null,null,null,null,0,null,0]
[null,null,null,null,null,null,null,null,null,0,null,0]
[null,null,null,null,null,null,null,null,null,0,null,0]
[null,null,null,null,null,null,null,null,null,0,null,0]
[null,null,null,null,null,null,null,null,null,0,null,0]
[null,null,null,null,null,null,null,null,null,0,null,0]
[null,null,null,null,null,null,null,null,null,0,null,0]
[null,null,null,null,null,null,null,null,null,0,null,0]
[null,null,null,null,null,null,null,null,null,0,null,0]
[null,null,null,null,null,null,null,null,null,0,null,0]
[null,null,null,null,null,null,null,null,null,0,null,0]
[null,null,null,null,null,null,null,null,null,0,null,0]
[null,null,null,null,null,null,null,null,null,0,null,0]
[null,null,null,null,null,null,null,null,null,0,null,0]
[null,null,null,null,null,null,null,null,null,0,null,0]
[null,null,null,null,null,null,null,null,null,0,null,0]
[null,null,null,null,null,null,null,null,null,0,null,0]
[null,null,null,null,null,null,null,null,null,{"$f":"IF(B779<1.01,0,1)","v":0},null,{"$f":"IF(D779<1.01,0,1)","v":0}]
[null,null,null,null,null,null,null,null,null,0,null,0]
[null,null,null,null,null,null,null,null,null,0,null,0]
[null,null,null,null,null,null,null,null,null,0,null,0]
[null,null,null,null,null,null,null,null,null,0,null,0]
[null,null,null,null,null,null,null,null,null,0,null,0]
[null,null,null,null,null,null,null,null,null,0,null,0]
[null,null,null,null,null,null,null,null,null,0,null,0]
[null,null,null,null,null,null,null,null,null,0,null,0]
[null,null,null,null,null,null,null,null,null,0,null,0]
[null,null,null,null,null,null,null,null,null,0,null,0]
[null,null,null,null,null,null,null,null,null,0,null,0]
[null,null,null,null,null,null,null,null,null,0,null,0]
[null,null,null,null,null,null,null,null,null,0,null,0]
[null,null,null,null,null,null,null,null,null,0,null,0]
[null,null,null,null,null,null,null,null,null,0,null,0]
[null,null,null,null,null,null,null,null,null,0,null,0]
[null,null,null,null,null,null,null,null,null,0,null,0]
[null,null,null,null,null,null,null,null,null,0,null,0]
[null,null,null,null,null,null,null,null,null,0,null,0]
[null,null,null,null,null,null,null,null,null,0,null,0]
[null,null,null,null,null,null,null,null,null,0,null,0]
[null,null,null,null,null,null,null,null,null,0,null,0]
[null,null,null,null,null,null,null,null,null,0,null,0]
[null,null,null,null,null,null,null,null,null,0,null,0]
[null,null,null,null,null,null,null,null,null,0,null,0]
[null,null,null,null,null,null,null,null,null,0,null,0]
[null,null,null,null,null,null,null,null,null,0,null,0]
[null,null,null,null,null,null,null,null,null,0,null,0]
[null,null,null,null,null,null,null,null,null,0,null,0]
[null,null,null,null,null,null,null,null,null,0,null,0]
[null,null,null,null,null,null,null,null,null,0,null,0]
[null,null,null,null,null,null,null,null,null,0,null,0]
[null,null,null,null,null,null,null,null,null,0,null,0]
[null,null,null,null,null,null,null,null,null,0,null,0]
[null,null,null,null,null,null,null,null,null,0,null,0]
[null,null,null,null,null,null,null,null,null,0,null,0]
[null,null,null,null,null,null,null,null,null,0,null,0]
[null,null,null,null,null,null,null,null,null,0,null,0]
[null,null,null,null,null,null,null,null,null,0,null,0]
[null,null,null,null,null,null,null,null,null,0,null,0]
[null,null,null,null,null,null,null,null,null,0,null,0]
[null,null,null,null,null,null,null,null,null,0,null,0]
[null,null,null,null,null,null,null,null,null,0,null,0]
[null,null,null,null,null,null,null,null,null,0,null,0]
[null,null,null,null,null,null,null,null,null,0,null,0]
[null,null,null,null,null,null,null,null,null,0,null,0]
[null,null,null,null,null,null,null,null,null,0,null,0]
[null,null,null,null,null,null,null,null,null,0,null,0]
[null,null,null,null,null,null,null,null,null,0,null,0]
[null,null,null,null,null,null,null,null,null,0,null,0]
[null,null,null,null,null,null,null,null,null,0,null,0]
[null,null,null,null,null,null,null,null,null,0,null,0]
[null,null,null,null,null,null,null,null,null,0,null,0]
[null,null,null,null,null,null,null,null,null,0,null,0]
[null,null,null,null,null,null,null,null,null,0,null,0]
[null,null,null,null,null,null,null,null,null,0,null,0]
[null,null,null,null,null,null,null,null,null,0,null,0]
[null,null,null,null,null,null,null,null,null,0,null,0]
[null,null,null,null,null,null,null,null,null,0,null,0]
[null,null,null,null,null,null,null,null,null,0,null,0]
[null,null,null,null,null,null,null,null,null,0,null,0]
[null,null,null,null,null,null,null,null,null,0,null,0]
[null,null,null,null,null,null,null,null,null,0,null,0]
[null,null,null,null,null,null,null,null,null,{"$f":"IF(B843<1.01,0,1)","v":0},null,{"$f":"IF(D843<1.01,0,1)","v":0}]
[null,null,null,null,null,null,null,null,null,0,null,0]
[null,null,null,null,null,null,null,null,null,0,null,0]
[null,null,null,null,null,null,null,null,null,0,null,0]
[null,null,null,null,null,null,null,null,null,0,null,0]
[null,null,null,null,null,null,null,null,null,0,null,0]
[null,null,null,null,null,null,null,null,null,0,null,0]
[null,null,null,null,null,null,null,null,null,0,null,0]
[null,null,null,null,null,null,null,null,null,0,null,0]
[null,null,null,null,null,null,null,null,null,0,null,0]
[null,null,null,null,null,null,null,null,null,0,null,0]
[null,null,null,null,null,null,null,null,null,0,null,0]
[null,null,null,null,null,null,null,null,null,0,null,0]
[null,null,null,null,null,null,null,null,null,0,null,0]
[null,null,null,null,null,null,null,null,null,0,null,0]
[null,null,null,null,null,null,null,null,null,0,null,0]
[null,null,null,null,null,null,null,null,null,0,null,0]
[null,null,null,null,null,null,null,null,null,0,null,0]
[null,null,null,null,null,null,null,null,null,0,null,0]
[null,null,null,null,null,null,null,null,null,0,null,0]
[null,null,null,null,null,null,null,null,null,0,null,0]
[null,null,null,null,null,null,null,null,null,0,null,0]
[null,null,null,null,null,null,null,null,null,0,null,0]
[null,null,null,null,null,null,null,null,null,0,null,0]
[null,null,null,null,null,null,null,null,null,0,null,0]
[null,null,null,null,null,null,null,null,null,0,null,0]
[null,null,null,null,null,null,null,null,null,0,null,0]
[null,null,null,null,null,null,null,null,null,0,null,0]
[null,null,null,null,null,null,null,null,null,0,null,0]
[null,null,null,null,null,null,null,null,null,0,null,0]
[null,null,null,null,null,null,null,null,null,0,null,0]
[null,null,null,null,null,null,null,null,null,0,null,0]
[null,null,null,null,null,null,null,null,null,0,null,0]
[null,null,null,null,null,null,null,null,null,0,null,0]
[null,null,null,null,null,null,null,null,null,0,null,0]
[null,null,null,null,null,null,null,null,null,0,null,0]
[null,null,null,null,null,null,null,null,null,0,null,0]
[null,null,null,null,null,null,null,null,null,0,null,0]
[null,null,null,null,null,null,null,null,null,0,null,0]
[null,null,null,null,null,null,null,null,null,0,null,0]
[null,null,null,null,null,null,null,null,null,0,null,0]
[null,null,null,null,null,null,null,null,null,0,null,0]
[null,null,null,null,null,null,null,null,null,0,null,0]
[null,null,null,null,null,null,null,null,null,0,null,0]
[null,null,null,null,null,null,null,null,null,0,null,0]
[null,null,null,null,null,null,null,null,null,0,null,0]
[null,null,null,null,null,null,null,null,null,0,null,0]
[null,null,null,null,null,null,null,null,null,0,null,0]
[null,null,null,null,null,null,null,null,null,0,null,0]
[null,null,null,null,null,null,null,null,null,0,null,0]
[null,null,null,null,null,null,null,null,null,0,null,0]
[null,null,null,null,null,null,null,null,null,0,null,0]
[null,null,null,null,null,null,null,null,null,0,null,0]
[null,null,null,null,null,null,null,null,null,0,null,0]
[null,null,null,null,null,null,null,null,null,0,null,0]
[null,null,null,null,null,null,null,null,null,0,null,0]
[null,null,null,null,null,null,null,null,null,0,null,0]
[null,null,null,null,null,null,null,null,null,0,null,0]
[null,null,null,null,null,null,null,null,null,0,null,0]
[null,null,null,null,null,null,null,null,null,0,null,0]
[null,null,null,null,null,null,null,null,null,0,null,0]
[null,null,null,null,null,null,null,null,null,0,null,0]
[null,null,null,null,null,null,null,null,null,0,null,0]
[null,null,null,null,null,null,null,null,null,0,null,0]
[null,null,null,null,null,null,null,null,null,{"$f":"IF(B907<1.01,0,1)","v":0},null,{"$f":"IF(D907<1.01,0,1)","v":0}]
[null,null,null,null,null,null,null,null,null,0,null,0]
[null,null,null,null,null,null,null,null,null,0,null,0]
[null,null,null,null,null,null,null,null,null,0,null,0]
[null,null,null,null,null,null,null,null,null,0,null,0]
[null,null,null,null,null,null,null,null,null,0,null,0]
[null,null,null,null,null,null,null,null,null,0,null,0]
[null,null,null,null,null,null,null,null,null,0,null,0]
[null,null,null,null,null,null,null,null,null,0,null,0]
[null,null,null,null,null,null,null,null,null,0,null,0]
[null,null,null,null,null,null,null,null,null,0,null,0]
[null,null,null,null,null,null,null,null,null,0,null,0]
[null,null,null,null,null,null,null,null,null,0,null,0]
[null,null,null,null,null,null,null,null,null,0,null,0]
[null,null,null,null,null,null,null,null,null,0,null,0]
[null,null,null,null,null,null,null,null,null,0,null,0]
[null,null,null,null,null,null,null,null,null,0,null,0]
[null,null,null,null,null,null,null,null,null,0,null,0]
[null,null,null,null,null,null,null,null,null,0,null,0]
[null,null,null,null,null,null,null,null,null,0,null,0]
[null,null,null,null,null,null,null,null,null,0,null,0]
[null,null,null,null,null,null,null,null,null,0,null,0]
[null,null,null,null,null,null,null,null,null,0,null,0]
[null,null,null,null,null,null,null,null,null,0,null,0]
[null,null,null,null,null,null,null,null,null,0,null,0]
[null,null,null,null,null,null,null,null,null,0,null,0]
[null,null,null,null,null,null,null,null,null,0,null,0]
[null,null,null,null,null,null,null,null,null,0,null,0]
[null,null,null,null,null,null,null,null,null,0,null,0]
[null,null,null,null,null,null,null,null,null,0,null,0]
[null,null,null,null,null,null,null,null,null,0,null,0]
[null,null,null,null,null,null,null,null,null,0,null,0]
[null,null,null,null,null,null,null,null,null,0,null,0]
[null,null,null,null,null,null,null,null,null,0,null,0]
[null,null,null,null,null,null,null,null,null,0,null,0]
[null,null,null,null,null,null,null,null,null,0,null,0]
[null,null,null,null,null,null,null,null,null,0,null,0]
[null,null,null,null,null,null,null,null,null,0,null,0]
[null,null,null,null,null,null,null,null,null,0,null,0]
[null,null,null,null,null,null,null,null,null,0,null,0]
[null,null,null,null,null,null,null,null,null,0,null,0]
[null,null,null,null,null,null,null,null,null,0,null,0]
[null,null,null,null,null,null,null,null,null,0,null,0]
[null,null,null,null,null,null,null,null,null,0,null,0]
[null,null,null,null,null,null,null,null,null,0,null,0]
[null,null,null,null,null,null,null,null,null,0,null,0]
[null,null,null,null,null,null,null,null,null,0,null,0]
[null,null,null,null,null,null,null,null,null,0,null,0]
[null,null,null,null,null,null,null,null,null,0,null,0]
[null,null,null,null,null,null,null,null,null,0,null,0]
[null,null,null,null,null,null,null,null,null,0,null,0]
[null,null,null,null,null,null,null,null,null,0,null,0]
[null,null,null,null,null,null,null,null,null,0,null,0]
[null,null,null,null,null,null,null,null,null,0,null,0]
[null,null,null,null,null,null,null,null,null,0,null,0]
[null,null,null,null,null,null,null,null,null,0,null,0]
[null,null,null,null,null,null,null,null,null,0,null,0]
[null,null,null,null,null,null,null,null,null,0,null,0]
[null,null,null,null,null,null,null,null,null,0,null,0]
[null,null,null,null,null,null,null,null,null,0,null,0]
[null,null,null,null,null,null,null,null,null,0,null,0]
[null,null,null,null,null,null,null,null,null,0,null,0]
[null,null,null,null,null,null,null,null,null,0,null,0]
[null,null,null,null,null,null,null,null,null,0,null,0]
[null,null,null,null,null,null,null,null,null,{"$f":"IF(B971<1.01,0,1)","v":0},null,{"$f":"IF(D971<1.01,0,1)","v":0}]
[null,null,null,null,null,null,null,null,null,0,null,0]
[null,null,null,null,null,null,null,null,null,0,null,0]
[null,null,null,null,null,null,null,null,null,0,null,0]
[null,null,null,null,null,null,null,null,null,0,null,0]
[null,null,null,null,null,null,null,null,null,0,null,0]
[null,null,null,null,null,null,null,null,null,0,null,0]
[null,null,null,null,null,null,null,null,null,0,null,0]
[null,null,null,null,null,null,null,null,null,0,null,0]
[null,null,null,null,null,null,null,null,null,0,null,0]
[null,null,null,null,null,null,null,null,null,0,null,0]
[null,null,null,null,null,null,null,null,null,0,null,0]
[null,null,null,null,null,null,null,null,null,0,null,0]
[null,null,null,null,null,null,null,null,null,0,null,0]
[null,null,null,null,null,null,null,null,null,0,null,0]
[null,null,null,null,null,null,null,null,null,0,null,0]
[null,null,null,null,null,null,null,null,null,0,null,0]
[null,null,null,null,null,null,null,null,null,0,null,0]
[null,null,null,null,null,null,null,null,null,0,null,0]
[null,null,null,null,null,null,null,null,null,0,null,0]
[null,null,null,null,null,null,null,null,null,0,null,0]
[null,null,null,null,null,null,null,null,null,0,null,0]
[null,null,null,null,null,null,null,null,null,0,null,0]
[null,null,null,null,null,null,null,null,null,0,null,0]
[null,null,null,null,null,null,null,null,null,0,null,0]
[null,null,null,null,null,null,null,null,null,0,null,0]
[null,null,null,null,null,null,null,null,null,0,null,0]
[null,null,null,null,null,null,null,null,null,0,null,0]
[null,null,null,null,null,null,null,null,null,0,null,0]
[null,null,null,null,null,null,null,null,null,0,null,0]
[null,null,null,null,null,null,null,null,null,0,null,0]
[null,null,null,null,null,null,null,null,null,0,null,0]
[null,null,null,null,null,null,null,null,null,0,null,0]
[null,null,null,null,null,null,null,null,null,0,null,0]
[null,null,null,null,null,null,null,null,null,0,null,0]
[null,null,null,null,null,null,null,null,null,0,null,0]
[null,null,null,null,null,null,null,null,null,0,null,0]
[null,null,null,null,null,null,null,null,null,0,null,0]
[null,null,null,null,null,null,null,null,null,0,null,0]
[null,null,null,null,null,null,null,null,null,0,null,0]
[null,null,null,null,null,null,null,null,null,0,null,0]
[null,null,null,null,null,null,null,null,null,0,null,0]
[null,null,null,null,null,null,null,null,null,0,null,0]
[null,null,null,null,null,null,null,null,null,0,null,0]
[null,null,null,null,null,null,null,null,null,0,null,0]
[null,null,null,null,null,null,null,null,null,0,null,0]
[null,null,null,null,null,null,null,null,null,0,null,0]
[null,null,null,null,null,null,null,null,null,0,null,0]
[null,null,null,null,null,null,null,null,null,0,null,0]
[null,null,null,null,null,null,null,null,null,0,null,0]
[null,null,null,null,null,null,null,null,null,0,null,0]
[null,null,null,null,null,null,null,null,null,0,null,0]
[null,null,null,null,null,null,null,null,null,0,null,0]
[null,null,null,null,null,null,null,null,null,0,null,0]
[null,null,null,null,null,null,null,null,null,0,null,0]
[null,null,null,null,null,null,null,null,null,0,null,0]
[null,null,null,null,null,null,null,null,null,0,null,0]
[null,null,null,null,null,null,null,null,null,0,null,0]
[null,null,null,null,null,null,null,null,null,0,null,0]
[null,null,null,null,null,null,null,null,null,0,null,0]
[null,null,null,null,null,null,null,null,null,0,null,0]
[null,null,null,null,null,null,null,null,null,0,null,0]
[null,null,null,null,null,null,null,null,null,0,null,0]
[null,null,null,null,null,null,null,null,null,0,null,0]
[null,null,null,null,null,null,null,null,null,{"$f":"IF(B1035<1.01,0,1)","v":0},null,{"$f":"IF(D1035<1.01,0,1)","v":0}]
[null,null,null,null,null,null,null,null,null,0,null,0]
[null,null,null,null,null,null,null,null,null,0,null,0]
[null,null,null,null,null,null,null,null,null,0,null,0]
[null,null,null,null,null,null,null,null,null,0,null,0]
[null,null,null,null,null,null,null,null,null,0,null,0]
[null,null,null,null,null,null,null,null,null,0,null,0]
[null,null,null,null,null,null,null,null,null,0,null,0]
[null,null,null,null,null,null,null,null,null,0,null,0]
[null,null,null,null,null,null,null,null,null,0,null,0]
[null,null,null,null,null,null,null,null,null,0,null,0]
[null,null,null,null,null,null,null,null,null,0,null,0]
[null,null,null,null,null,null,null,null,null,0,null,0]
[null,null,null,null,null,null,null,null,null,0,null,0]
[null,null,null,null,null,null,null,null,null,0,null,0]
[null,null,null,null,null,null,null,null,null,0,null,0]
[null,null,null,null,null,null,null,null,null,0,null,0]
[null,null,null,null,null,null,null,null,null,0,null,0]
[null,null,null,null,null,null,null,null,null,0,null,0]
[null,null,null,null,null,null,null,null,null,0,null,0]
[null,null,null,null,null,null,null,null,null,0,null,0]
[null,null,null,null,null,null,null,null,null,0,null,0]
[null,null,null,null,null,null,null,null,null,0,null,0]
[null,null,null,null,null,null,null,null,null,0,null,0]
[null,null,null,null,null,null,null,null,null,0,null,0]
[null,null,null,null,null,null,null,null,null,0,null,0]
[null,null,null,null,null,null,null,null,null,0,null,0]
[null,null,null,null,null,null,null,null,null,0,null,0]
[null,null,null,null,null,null,null,null,null,0,null,0]
[null,null,null,null,null,null,null,null,null,0,null,0]
[null,null,null,null,null,null,null,null,null,0,null,0]
[null,null,null,null,null,null,null,null,null,0,null,0]
[null,null,null,null,null,null,null,null,null,0,null,0]
[null,null,null,null,null,null,null,null,null,0,null,0]
[null,null,null,null,null,null,null,null,null,0,null,0]
[null,null,null,null,null,null,null,null,null,0,null,0]
[null,null,null,null,null,null,null,null,null,0,null,0]
[null,null,null,null,null,null,null,null,null,0,null,0]
[null,null,null,null,null,null,null,null,null,0,null,0]
[null,null,null,null,null,null,null,null,null,0,null,0]
[null,null,null,null,null,null,null,null,null,0,null,0]
[null,null,null,null,null,null,null,null,null,0,null,0]
[null,null,null,null,null,null,null,null,null,0,null,0]
[null,null,null,null,null,null,null,null,null,0,null,0]
[null,null,null,null,null,null,null,null,null,0,null,0]
[null,null,null,null,null,null,null,null,null,0,null,0]
[null,null,null,null,null,null,null,null,null,0,null,0]
[null,null,null,null,null,null,null,null,null,0,null,0]
[null,null,null,null,null,null,null,null,null,0,null,0]
[null,null,null,null,null,null,null,null,null,0,null,0]
[null,null,null,null,null,null,null,null,null,0,null,0]
[null,null,null,null,null,null,null,null,null,0,null,0]
[null,null,null,null,null,null,null,null,null,0,null,0]
[null,null,null,null,null,null,null,null,null,0,null,0]
[null,null,null,null,null,null,null,null,null,0,null,0]
[null,null,null,null,null,null,null,null,null,0,null,0]
[null,null,null,null,null,null,null,null,null,0,null,0]
[null,null,null,null,null,null,null,null,null,0,null,0]
[null,null,null,null,null,null,null,null,null,0,null,0]
[null,null,null,null,null,null,null,null,null,0,null,0]
[null,null,null,null,null,null,null,null,null,0,null,0]
[null,null,null,null,null,null,null,null,null,0,null,0]
[null,null,null,null,null,null,null,null,null,0,null,0]
[null,null,null,null,null,null,null,null,null,0,null,0]
[null,null,null,null,null,null,null,null,null,{"$f":"IF(B1099<1.01,0,1)","v":0},null,{"$f":"IF(D1099<1.01,0,1)","v":0}]
[null,null,null,null,null,null,null,null,null,0,null,0]
[null,null,null,null,null,null,null,null,null,0,null,0]
[null,null,null,null,null,null,null,null,null,0,null,0]
[null,null,null,null,null,null,null,null,null,0,null,0]
[null,null,null,null,null,null,null,null,null,0,null,0]
[null,null,null,null,null,null,null,null,null,0,null,0]
[null,null,null,null,null,null,null,null,null,0,null,0]
[null,null,null,null,null,null,null,null,null,0,null,0]
[null,null,null,null,null,null,null,null,null,0,null,0]
[null,null,null,null,null,null,null,null,null,0,null,0]
[null,null,null,null,null,null,null,null,null,0,null,0]
[null,null,null,null,null,null,null,null,null,0,null,0]
[null,null,null,null,null,null,null,null,null,0,null,0]
[null,null,null,null,null,null,null,null,null,0,null,0]
[null,null,null,null,null,null,null,null,null,0,null,0]
[null,null,null,null,null,null,null,null,null,0,null,0]
[null,null,null,null,null,null,null,null,null,0,null,0]
[null,null,null,null,null,null,null,null,null,0,null,0]
[null,null,null,null,null,null,null,null,null,0,null,0]
[null,null,null,null,null,null,null,null,null,0,null,0]
[null,null,null,null,null,null,null,null,null,0,null,0]
[null,null,null,null,null,null,null,null,null,0,null,0]
[null,null,null,null,null,null,null,null,null,0,null,0]
[null,null,null,null,null,null,null,null,null,0,null,0]
[null,null,null,null,null,null,null,null,null,0,null,0]
[null,null,null,null,null,null,null,null,null,0,null,0]
[null,null,null,null,null,null,null,null,null,0,null,0]
[null,null,null,null,null,null,null,null,null,0,null,0]
[null,null,null,null,null,null,null,null,null,0,null,0]
[null,null,null,null,null,null,null,null,null,0,null,0]
[null,null,null,null,null,null,null,null,null,0,null,0]
[null,null,null,null,null,null,null,null,null,0,null,0]
[null,null,null,null,null,null,null,null,null,0,null,0]
[null,null,null,null,null,null,null,null,null,0,null,0]
[null,null,null,null,null,null,null,null,null,0,null,0]
[null,null,null,null,null,null,null,null,null,0,null,0]
[null,null,null,null,null,null,null,null,null,0,null,0]
[null,null,null,null,null,null,null,null,null,0,null,0]
[null,null,null,null,null,null,null,null,null,0,null,0]
[null,null,null,null,null,null,null,null,null,0,null,0]
[null,null,null,null,null,null,null,null,null,0,null,0]
[null,null,null,null,null,null,null,null,null,0,null,0]
[null,null,null,null,null,null,null,null,null,0,null,0]
[null,null,null,null,null,null,null,null,null,0,null,0]
[null,null,null,null,null,null,null,null,null,0,null,0]
[null,null,null,null,null,null,null,null,null,0,null,0]
[null,null,null,null,null,null,null,null,null,0,null,0]
[null,null,null,null,null,null,null,null,null,0,null,0]
[null,null,null,null,null,null,null,null,null,0,null,0]
[null,null,null,null,null,null,null,null,null,0,null,0]
[null,null,null,null,null,null,null,null,null,0,null,0]
[null,null,null,null,null,null,null,null,null,0,null,0]
[null,null,null,null,null,null,null,null,null,0,null,0]
[null,null,null,null,null,null,null,null,null,0,null,0]
[null,null,null,null,null,null,null,null,null,0,null,0]
[null,null,null,null,null,null,null,null,null,0,null,0]
[null,null,null,null,null,null,null,null,null,0,null,0]
[null,null,null,null,null,null,null,null,null,0,null,0]
[null,null,null,null,null,null,null,null,null,0,null,0]
[null,null,null,null,null,null,null,null,null,0,null,0]
[null,null,null,null,null,null,null,null,null,0,null,0]
[null,null,null,null,null,null,null,null,null,0,null,0]
[null,null,null,null,null,null,null,null,null,0,null,0]
[null,null,null,null,null,null,null,null,null,{"$f":"IF(B1163<1.01,0,1)","v":0},null,{"$f":"IF(D1163<1.01,0,1)","v":0}]
[null,null,null,null,null,null,null,null,null,0,null,0]
[null,null,null,null,null,null,null,null,null,0,null,0]
[null,null,null,null,null,null,null,null,null,0,null,0]
[null,null,null,null,null,null,null,null,null,0,null,0]
[null,null,null,null,null,null,null,null,null,0,null,0]
[null,null,null,null,null,null,null,null,null,0,null,0]
[null,null,null,null,null,null,null,null,null,0,null,0]
[null,null,null,null,null,null,null,null,null,0,null,0]
[null,null,null,null,null,null,null,null,null,0,null,0]
[null,null,null,null,null,null,null,null,null,0,null,0]
[null,null,null,null,null,null,null,null,null,0,null,0]
[null,null,null,null,null,null,null,null,null,0,null,0]
[null,null,null,null,null,null,null,null,null,0,null,0]
[null,null,null,null,null,null,null,null,null,0,null,0]
[null,null,null,null,null,null,null,null,null,0,null,0]
[null,null,null,null,null,null,null,null,null,0,null,0]
[null,null,null,null,null,null,null,null,null,0,null,0]
[null,null,null,null,null,null,null,null,null,0,null,0]
[null,null,null,null,null,null,null,null,null,0,null,0]
[null,null,null,null,null,null,null,null,null,0,null,0]
[null,null,null,null,null,null,null,null,null,0,null,0]
[null,null,null,null,null,null,null,null,null,0,null,0]
[null,null,null,null,null,null,null,null,null,0,null,0]
[null,null,null,null,null,null,null,null,null,0,null,0]
[null,null,null,null,null,null,null,null,null,0,null,0]
[null,null,null,null,null,null,null,null,null,0,null,0]
[null,null,null,null,null,null,null,null,null,0,null,0]
[null,null,null,null,null,null,null,null,null,0,null,0]
[null,null,null,null,null,null,null,null,null,0,null,0]
[null,null,null,null,null,null,null,null,null,0,null,0]
[null,null,null,null,null,null,null,null,null,0,null,0]
[null,null,null,null,null,null,null,null,null,0,null,0]
[null,null,null,null,null,null,null,null,null,0,null,0]
[null,null,null,null,null,null,null,null,null,0,null,0]
[null,null,null,null,null,null,null,null,null,0,null,0]
[null,null,null,null,null,null,null,null,null,0,null,0]
[null,null,null,null,null,null,null,null,null,0,null,0]
[null,null,null,null,null,null,null,null,null,0,null,0]
[null,null,null,null,null,null,null,null,null,0,null,0]
[null,null,null,null,null,null,null,null,null,0,null,0]
[null,null,null,null,null,null,null,null,null,0,null,0]
[null,null,null,null,null,null,null,null,null,0,null,0]
[null,null,null,null,null,null,null,null,null,0,null,0]
[null,null,null,null,null,null,null,null,null,0,null,0]
[null,null,null,null,null,null,null,null,null,0,null,0]
[null,null,null,null,null,null,null,null,null,0,null,0]
[null,null,null,null,null,null,null,null,null,0,null,0]
[null,null,null,null,null,null,null,null,null,0,null,0]
[null,null,null,null,null,null,null,null,null,0,null,0]
[null,null,null,null,null,null,null,null,null,0,null,0]
[null,null,null,null,null,null,null,null,null,0,null,0]
[null,null,null,null,null,null,null,null,null,0,null,0]
[null,null,null,null,null,null,null,null,null,0,null,0]
[null,null,null,null,null,null,null,null,null,0,null,0]
[null,null,null,null,null,null,null,null,null,0,null,0]
[null,null,null,null,null,null,null,null,null,0,null,0]
[null,null,null,null,null,null,null,null,null,0,null,0]
[null,null,null,null,null,null,null,null,null,0,null,0]
[null,null,null,null,null,null,null,null,null,0,null,0]
[null,null,null,null,null,null,null,null,null,0,null,0]
[null,null,null,null,null,null,null,null,null,0,null,0]
[null,null,null,null,null,null,null,null,null,0,null,0]
[null,null,null,null,null,null,null,null,null,0,null,0]
[null,null,null,null,null,null,null,null,null,{"$f":"IF(B1227<1.01,0,1)","v":0},null,{"$f":"IF(D1227<1.01,0,1)","v":0}]
[null,null,null,null,null,null,null,null,null,0,null,0]
[null,null,null,null,null,null,null,null,null,0,null,0]
[null,null,null,null,null,null,null,null,null,0,null,0]
[null,null,null,null,null,null,null,null,null,0,null,0]
[null,null,null,null,null,null,null,null,null,0,null,0]
[null,null,null,null,null,null,null,null,null,0,null,0]
[null,null,null,null,null,null,null,null,null,0,null,0]
[null,null,null,null,null,null,null,null,null,0,null,0]
[null,null,null,null,null,null,null,null,null,0,null,0]
[null,null,null,null,null,null,null,null,null,0,null,0]
[null,null,null,null,null,null,null,null,null,0,null,0]
[null,null,null,null,null,null,null,null,null,0,null,0]
[null,null,null,null,null,null,null,null,null,0,null,0]
[null,null,null,null,null,null,null,null,null,0,null,0]
[null,null,null,null,null,null,null,null,null,0,null,0]
[null,null,null,null,null,null,null,null,null,0,null,0]
[null,null,null,null,null,null,null,null,null,0,null,0]
[null,null,null,null,null,null,null,null,null,0,null,0]
[null,null,null,null,null,null,null,null,null,0,null,0]
[null,null,null,null,null,null,null,null,null,0,null,0]
[null,null,null,null,null,null,null,null,null,0,null,0]
[null,null,null,null,null,null,null,null,null,0,null,0]
[null,null,null,null,null,null,null,null,null,0,null,0]
[null,null,null,null,null,null,null,null,null,0,null,0]
[null,null,null,null,null,null,null,null,null,0,null,0]
[null,null,null,null,null,null,null,null,null,0,null,0]
[null,null,null,null,null,null,null,null,null,0,null,0]
[null,null,null,null,null,null,null,null,null,0,null,0]
[null,null,null,null,null,null,null,null,null,0,null,0]
[null,null,null,null,null,null,null,null,null,0,null,0]
[null,null,null,null,null,null,null,null,null,0,null,0]
[null,null,null,null,null,null,null,null,null,0,null,0]
[null,null,null,null,null,null,null,null,null,0,null,0]
[null,null,null,null,null,null,null,null,null,0,null,0]
[null,null,null,null,null,null,null,null,null,0,null,0]
[null,null,null,null,null,null,null,null,null,0,null,0]
[null,null,null,null,null,null,null,null,null,0,null,0]
[null,null,null,null,null,null,null,null,null,0,null,0]
[null,null,null,null,null,null,null,null,null,0,null,0]
[null,null,null,null,null,null,null,null,null,0,null,0]
[null,null,null,null,null,null,null,null,null,0,null,0]
[null,null,null,null,null,null,null,null,null,0,null,0]
[null,null,null,null,null,null,null,null,null,0,null,0]
[null,null,null,null,null,null,null,null,null,0,null,0]
[null,null,null,null,null,null,null,null,null,0,null,0]
[null,null,null,null,null,null,null,null,null,0,null,0]
[null,null,null,null,null,null,null,null,null,0,null,0]
[null,null,null,null,null,null,null,null,null,0,null,0]
[null,null,null,null,null,null,null,null,null,0,null,0]
[null,null,null,null,null,null,null,null,null,0,null,0]
[null,null,null,null,null,null,null,null,null,0,null,0]
[null,null,null,null,null,null,null,null,null,0,null,0]
[null,null,null,null,null,null,null,null,null,0,null,0]
[null,null,null,null,null,null,null,null,null,0,null,0]
[null,null,null,null,null,null,null,null,null,0,null,0]
[null,null,null,null,null,null,null,null,null,0,null,0]
[null,null,null,null,null,null,null,null,null,0,null,0]
[null,null,null,null,null,null,null,null,null,0,null,0]
[null,null,null,null,null,null,null,null,null,0,null,0]
[null,null,null,null,null,null,null,null,null,0,null,0]
[null,null,null,null,null,null,null,null,null,0,null,0]
[null,null,null,null,null,null,null,null,null,0,null,0]
[null,null,null,null,null,null,null,null,null,0,null,0]
[null,null,null,null,null,null,null,null,null,{"$f":"IF(B1291<1.01,0,1)","v":0},null,{"$f":"IF(D1291<1.01,0,1)","v":0}]
[null,null,null,null,null,null,null,null,null,0,null,0]
[null,null,null,null,null,null,null,null,null,0,null,0]
[null,null,null,null,null,null,null,null,null,0,null,0]
[null,null,null,null,null,null,null,null,null,0,null,0]
[null,null,null,null,null,null,null,null,null,0,null,0]
[null,null,null,null,null,null,null,null,null,0,null,0]
[null,null,null,null,null,null,null,null,null,0,null,0]
[null,null,null,null,null,null,null,null,null,0,null,0]
[null,null,null,null,null,null,null,null,null,0,null,0]
[null,null,null,null,null,null,null,null,null,0,null,0]
[null,null,null,null,null,null,null,null,null,0,null,0]
[null,null,null,null,null,null,null,null,null,0,null,0]
[null,null,null,null,null,null,null,null,null,0,null,0]
[null,null,null,null,null,null,null,null,null,0,null,0]
[null,null,null,null,null,null,null,null,null,0,null,0]
[null,null,null,null,null,null,null,null,null,0,null,0]
[null,null,null,null,null,null,null,null,null,0,null,0]
[null,null,null,null,null,null,null,null,null,0,null,0]
[null,null,null,null,null,null,null,null,null,0,null,0]
[null,null,null,null,null,null,null,null,null,0,null,0]
[null,null,null,null,null,null,null,null,null,0,null,0]
[null,null,null,null,null,null,null,null,null,0,null,0]
[null,null,null,null,null,null,null,null,null,0,null,0]
[null,null,null,null,null,null,null,null,null,0,null,0]
[null,null,null,null,null,null,null,null,null,0,null,0]
[null,null,null,null,null,null,null,null,null,0,null,0]
[null,null,null,null,null,null,null,null,null,0,null,0]
[null,null,null,null,null,null,null,null,null,0,null,0]
[null,null,null,null,null,null,null,null,null,0,null,0]
[null,null,null,null,null,null,null,null,null,0,null,0]
[null,null,null,null,null,null,null,null,null,0,null,0]
[null,null,null,null,null,null,null,null,null,0,null,0]
[null,null,null,null,null,null,null,null,null,0,null,0]
[null,null,null,null,null,null,null,null,null,0,null,0]
[null,null,null,null,null,null,null,null,null,0,null,0]
[null,null,null,null,null,null,null,null,null,0,null,0]
[null,null,null,null,null,null,null,null,null,0,null,0]
[null,null,null,null,null,null,null,null,null,0,null,0]
[null,null,null,null,null,null,null,null,null,0,null,0]
[null,null,null,null,null,null,null,null,null,0,null,0]
[null,null,null,null,null,null,null,null,null,0,null,0]
[null,null,null,null,null,null,null,null,null,0,null,0]
[null,null,null,null,null,null,null,null,null,0,null,0]
[null,null,null,null,null,null,null,null,null,0,null,0]
[null,null,null,null,null,null,null,null,null,0,null,0]
[null,null,null,null,null,null,null,null,null,0,null,0]
[null,null,null,null,null,null,null,null,null,0,null,0]
[null,null,null,null,null,null,null,null,null,0,null,0]
[null,null,null,null,null,null,null,null,null,0,null,0]
[null,null,null,null,null,null,null,null,null,0,null,0]
[null,null,null,null,null,null,null,null,null,0,null,0]
[null,null,null,null,null,null,null,null,null,0,null,0]
[]
[null,null,null,null,null,null,null,null,null,{"$f":"SUM(J10:J1344)","v":{"$error":"#DIV/0!"}},null,{"$f":"SUM(L10:L1344)","v":{"$error":"#DIV/0!"}}]
[]
[null,null,null,null,null,null,null,null,null,{"$f":"+J1345/A1344","v":{"$error":"#DIV/0!"}},null,{"$f":"+L1345/A1344","v":{"$error":"#DIV/0!"}}]