{"text_format":"1","workbook":"xlsx","n_sheets":27,"sheets":["Fuel","Spending Curve","T&D Costs","EUE_Line Losses","Revenue Requirements","Title Results Update","Rates","Input","Input2","Title_RESULTS","Partcipation","f-11B","Sheet3(F_21)","Sheet5(p_5)","Sheet2(F_12)","Sheet4(F_22)","Sheet6(p_6)","Sheet7(F_23)","Sheet8(F_24)","Sheet9(F_25)","Value of Defferal","Residential","Residential_Results","Commercial","Commercial_Results","Industrial","Industrial_Results"],"not_rendered":{"charts":0,"images":7,"macros":1,"external_links":0,"defined_names":31,"comments":0,"pivot_tables":0},"unopened":[],"bounds":{"document_bytes":16777216,"sheet_cells":100000,"rows_first":2000,"rows_last":500,"rows_between":2000,"halvings":0,"cell_chars":16384,"cell_head_chars":4096},"cells_cut":0,"cells_raw":0,"read":"whole","date_system":"1900"}

{"sheet":"Fuel","index":0,"n_rows":45,"n_cols":18,"rows_kept":45,"cut":false,"hidden":false,"merged":[[5,10,5,11],[5,13,5,14],[5,16,5,17]]}
["Fuel Values from Table 1 Provided by Resource Planning"]
[null,null,"REDUCED KWH","REPLACE.","Carbon"]
[null,"UTIL AVG","PROGRAM","FUEL COST"]
[null,"SYS. FUEL","MARGINAL","OF AVOIDED"]
[null,"ADJ. COST","FUEL COST","GENERATOR",null,null,null,null,null,null,"System average $/MWh",null,null,"Total marginal $/MWh",null,null,"Replacement fuel average system $/MWh (Future Total $/MWh"]
[null,"(C/KWH)","(C/KWH)","(C/KWH)","(C/KWH)",null,null,null,null,null,"Conversion to cents per kWh and copy and paste ",null,null,"Conversion to cents per kWh and copy and paste ",null,null,"Conversion to cents per kWh and copy and paste "]
[2020,{"$f":"L7","v":2.4346125415616839},{"$f":"O7","v":2.9007096235579843},{"$f":"R7","v":2.878920847571778},0,null,"Change first year to base year",null,null,{"$f":"A7","v":2020},24.346125415616839,{"$f":"K7*100/1000","v":2.4346125415616839},null,29.007096235579841,{"$f":"N7*100/1000","v":2.9007096235579843},null,28.789208475717778,{"$f":"Q7*100/1000","v":2.878920847571778}]
[{"$f":"+A7+1","v":2021},{"$f":"L8","v":2.5504842341169973},{"$f":"O8","v":2.8771156773211568},{"$f":"R8","v":3.037777795649506},0,null,null,null,null,null,25.504842341169972,2.5504842341169973,null,28.771156773211569,2.8771156773211568,null,30.377777956495063,3.037777795649506]
[{"$f":"+A8+1","v":2022},2.6444323106721059,2.9693759512937596,3.156234230110476,0,null,null,null,null,null,26.444323106721058,2.6444323106721059,null,29.693759512937593,2.9693759512937596,null,31.56234230110476,3.156234230110476]
[2023,2.6227548717178779,3.0911910197869106,3.1726275779238713,0,null,null,null,null,null,26.227548717178777,2.6227548717178779,null,30.911910197869105,3.0911910197869106,null,31.726275779238712,3.1726275779238713]
[2024,2.7715168291961763,3.2126631754705528,3.3145531776960602,0,null,null,null,null,null,27.715168291961763,2.7715168291961763,null,32.126631754705528,3.2126631754705528,null,33.145531776960603,3.3145531776960602]
[2025,2.9305982282947132,3.44943302891933,3.4459033295335075,0,null,null,null,null,null,29.305982282947131,2.9305982282947132,null,34.4943302891933,3.44943302891933,null,34.459033295335075,3.4459033295335075]
[2026,3.0631027844213077,3.5600722983257227,3.5575518290932058,0,null,null,null,null,null,30.631027844213076,3.0631027844213077,null,35.600722983257228,3.5600722983257227,null,35.57551829093206,3.5575518290932058]
[2027,3.2434612412261949,3.7825608828006088,3.7167866710763469,0,null,null,null,null,null,32.434612412261949,3.2434612412261949,null,37.825608828006089,3.7825608828006088,null,37.167866710763469,3.7167866710763469]
[2028,3.550601164924807,4.1915148755312686,4.000245139678956,0,null,null,null,null,null,35.506011649248073,3.550601164924807,null,41.915148755312686,4.1915148755312686,null,40.00245139678956,4.000245139678956]
[2029,3.7314962992555465,4.4906392694063921,4.1757985119859189,0,null,null,null,null,null,37.314962992555465,3.7314962992555465,null,44.906392694063925,4.4906392694063921,null,41.757985119859185,4.1757985119859189]
[2030,4.0656592081591345,5.015795281582955,4.4862812691028662,0,null,null,null,null,null,40.656592081591342,4.0656592081591345,null,50.157952815829553,5.015795281582955,null,44.862812691028658,4.4862812691028662]
[2031,4.2058109461686648,4.9971423135464237,4.5978418797217948,0,null,null,null,null,null,42.058109461686648,4.2058109461686648,null,49.971423135464235,4.9971423135464237,null,45.978418797217948,4.5978418797217948]
[2032,4.5058999642058986,5.4614146933819034,4.8737579639532447,0,null,null,null,null,null,45.058999642058986,4.5058999642058986,null,54.614146933819036,5.4614146933819034,null,48.737579639532449,4.8737579639532447]
[2033,4.6004129453567648,5.8241019786910195,4.9849159980979767,0,null,null,null,null,null,46.00412945356765,4.6004129453567648,null,58.241019786910194,5.8241019786910195,null,49.849159980979771,4.9849159980979767]
[2034,4.9042461382423044,6.095285388127853,5.3065781615705188,0,null,null,null,null,null,49.042461382423042,4.9042461382423044,null,60.952853881278536,6.095285388127853,null,53.065781615705191,5.3065781615705188]
[2035,5.1129070049770542,6.7130251141552453,5.5100494593143035,0,null,null,null,null,null,51.12907004977054,5.1129070049770542,null,67.130251141552449,6.7130251141552453,null,55.100494593143033,5.5100494593143035]
[2036,5.2847744997901769,6.6304720704310984,5.6211411762981891,0,null,null,null,null,null,52.847744997901771,5.2847744997901769,null,66.304720704310981,6.6304720704310984,null,56.211411762981889,5.6211411762981891]
[2037,5.5807770564484205,7.0767998477929979,5.9258024051756983,0,null,null,null,null,null,55.807770564484208,5.5807770564484205,null,70.767998477929979,7.0767998477929979,null,59.258024051756983,5.9258024051756983]
[2038,5.7122013149268902,7.103603500761035,6.048558103175024,0,null,null,null,null,null,57.122013149268902,5.7122013149268902,null,71.036035007610351,7.103603500761035,null,60.485581031750243,6.048558103175024]
[2039,5.9311440074959005,7.1109550989345456,6.2999948495983684,0,null,null,null,null,null,59.311440074959009,5.9311440074959005,null,71.10955098934545,7.1109550989345456,null,62.999948495983681,6.2999948495983684]
[2040,5.9993558290465137,7.6517190346083792,6.2927938198110338,0,null,null,null,null,null,59.993558290465131,5.9993558290465137,null,76.517190346083794,7.6517190346083792,null,62.92793819811034,6.2927938198110338]
[2041,6.2972812378773373,7.8806697108066972,6.6910882205082887,0,null,null,null,null,null,62.972812378773369,6.2972812378773373,null,78.80669710806697,7.8806697108066972,null,66.910882205082885,6.6910882205082887]
[2042,6.5926467956949741,8.425266362252664,7.04523428905663,0,null,null,null,null,null,65.92646795694975,6.5926467956949741,null,84.25266362252664,8.425266362252664,null,70.4523428905663,7.04523428905663]
[2043,6.7827977470582432,8.6252663622526633,7.3415875185455457,0,null,null,null,null,null,67.827977470582439,6.7827977470582432,null,86.25266362252664,8.6252663622526633,null,73.415875185455462,7.3415875185455457]
[2044,6.6829766871544454,8.2932946265938057,7.2669235074641634,0,null,null,null,null,null,66.82976687154445,6.6829766871544454,null,82.932946265938071,8.2932946265938057,null,72.669235074641634,7.2669235074641634]
[2045,6.9425881178580422,8.6794596651445968,7.4644711948240428,0,null,null,null,null,null,69.425881178580426,6.9425881178580422,null,86.794596651445971,8.6794596651445968,null,74.644711948240428,7.4644711948240428]
[2046,7.1850121592674032,8.8250380517503793,7.6869949487953013,0,null,null,null,null,null,71.850121592674029,7.1850121592674032,null,88.2503805175038,8.8250380517503793,null,76.869949487953022,7.6869949487953013]
[2047,7.1736719285552573,8.9505213089802123,7.6738108158493761,0,null,null,null,null,null,71.736719285552567,7.1736719285552573,null,89.505213089802126,8.9505213089802123,null,76.738108158493759,7.6738108158493761]
[2048,7.1739999999999995,8.9510000000000005,7.6739999999999995,0,null,null,null,null,null,71.739999999999995,7.1739999999999995,null,89.51,8.9510000000000005,null,76.739999999999995,7.6739999999999995]
[2049,7.1739999999999995,8.9510000000000005,7.6739999999999995,0,null,null,null,null,null,71.739999999999995,7.1739999999999995,null,89.51,8.9510000000000005,null,76.739999999999995,7.6739999999999995]
[2050,0,0,0,0]
[2051,0,0,0,0]
[2052,0,0,0,0]
[2053,0,0,0,0]
[2054,0,0,0,0]
[2055,0,0,0,0]
[2056,0,0,0,0]
[2057,0,0,0,0]
[2058,0,0,0,0]

{"sheet":"Spending Curve","index":1,"n_rows":44,"n_cols":15,"rows_kept":44,"cut":false,"hidden":false,"merged":[]}
[]
[null,null,null,null,null,null,null,null,null,null,"ACCUM.","BOOK"]
[null,null,null,null,null,"Spending Curve",null,"CONSTR.",null,"ACCUM.","CONSTR.","VALUE"]
[null,null,null,null,null,null,"YEAR","EXPEND.","AFUDC","AFUDC","EXPEND.","NOT CLOSED"]
[]
[null,null,null,null,null,{"$f":"+H6/K11","v":0.19510218303564666},2020,{"$f":"+F34","v":25757},{"$f":"+F23","v":832},{"$f":"+I6","v":832},{"$f":"+H6","v":25757},{"$f":"+J6+H6","v":26589}]
[null,null,null,null,null,{"$f":"H7/K11","v":0.55940099077398542},2021,{"$f":"G35","v":73851},{"$f":"G24","v":4049},{"$f":"J6+I7","v":4881},{"$f":"K6+H7","v":99608},{"$f":"+I7+H7","v":77900}]
[null,null,null,null,null,{"$f":"H8/K11","v":0.24549682619036797},2022,{"$f":"H36","v":32410},{"$f":"H25","v":7482},{"$f":"J7+I8","v":12363},{"$f":"K7+H8","v":132018},{"$f":"+I8+H8","v":39892}]
[null,null,null,null,null,null,2023,0,0,0,0,0]
[]
[null,null,null,null,"Check",{"$f":"SUM(F6:F10)","v":1},null,null,null,{"$f":"+I31","v":12363},{"$f":"+I42","v":132018},{"$f":"SUM(L6:L8)","v":144381}]
[]
[null,null,null,null,null,"Year 1",{"$f":"+H13/H17","v":0.19510218303564666},{"$f":"+H6*1000/M24","v":109.29420084865629},{"$f":"+I6*1000/M23","v":3.6331877729257642},null,null,{"$f":"+L6*1000/M24","v":112.82461103253182}]
[null,null,null,null,null,"Year 2",{"$f":"H14/H17","v":0.55940099077398531},{"$f":"H7*1000/M24","v":313.37057991513433},{"$f":"I7*1000/M23","v":17.681222707423579},null,null,{"$f":"L7*1000/M24","v":330.5516265912305}]
[null,null,null,null,null,"Year 3",{"$f":"H15/H17","v":0.24549682619036797},{"$f":"H8*1000/M24","v":137.52475247524751},{"$f":"I8*1000/M23","v":32.672489082969435},null,null,{"$f":"L8*1000/M24","v":169.27298444130125}]
[null,null,null,null,null,"Year 4",null,0,{"$f":"I9*1000/M24","v":0},null,null,0]
[null,null,null,null,null,null,null,{"$f":"SUM(H13:H15)","v":560.18953323903816},null,null,null,{"$f":"SUM(L13:L15)","v":612.64922206506355}]
[null,"Spending for Avoided Unit Tab on replacement fuel (from Resource Planning)"]
[]
[null,null,null,null,"7FA.05 CT"]
[null,null,null,null,null,"Three years construction for 2023 unit"]
[null,null,null,null,{"$f":"E20","v":"7FA.05 CT"},2020,{"$f":"F22+1","v":2021},{"$f":"G22+1","v":2022},null,null,"Winter Capacity",null,245000]
[null,null,null,null,"1st year",832,0,0,null,"Check","Summer Capacity",null,229000]
[null,null,null,null,"2nd year",0,4049,0,null,null,"Average Capacity",null,{"$f":"+M22*(5/12)+M23*(7/12)","v":235666.66666666669},null,"uses 7 by 5 for summer winter methodology"]
[null,null,null,null,"3rd year",0,0,7482,null,null,null,null,null,null,"Check formula if 7x5 changes"]
[null,null,null,null,"4th year",0,0,0]
[null,null,null,null,"5th year",0,0,0]
[null,null,null,null,"6th year",0,0,0]
[null,null,null,null,"7th year",0,0,0,null,null,null,null,null,null,"Feed F11B"]
[null,null,null,null,"8th year",0,0,0,"Cummulative AFUDC"]
[null,null,null,null,"Total AFUDC",{"$f":"SUM(F23:F30)","v":832},{"$f":"SUM(G23:G30)","v":4049},{"$f":"SUM(H23:H30)","v":7482},{"$f":"SUM(F31:H31)","v":12363},null,null,"Check"]
[]
[null,null,null,null,{"$f":"E20","v":"7FA.05 CT"},{"$f":"F22","v":2020},{"$f":"G22","v":2021},{"$f":"H22","v":2022}]
[null,null,null,null,"1st year",25757,0,0]
[null,null,null,null,"2nd year",0,73851,0]
[null,null,null,null,"3rd year",0,0,32410]
[null,null,null,null,"4th year",0,0,0,"Check"]
[null,null,null,null,"5th year",0,0,0]
[null,null,null,null,"6th year",0,0,0]
[null,null,null,null,"7th year",0,0,0]
[null,null,null,null,"8th year",0,0,0,"Cummulative Cap Ex"]
[null,null,null,null,"Total Cap Ex",{"$f":"SUM(F34:F41)","v":25757},{"$f":"SUM(G34:G41)","v":73851},{"$f":"SUM(H34:H41)","v":32410},{"$f":"SUM(F42:H42)","v":132018}]
[null,null,null,null,null,null,null,null,{"$f":"I31+I42","v":144381}]
[null,null,null,null,null,null,null,"Total"]

{"sheet":"T&D Costs","index":2,"n_rows":12,"n_cols":4,"rows_kept":12,"cut":false,"hidden":false,"merged":[]}
[]
[null,"Inflation Rate",2.8000000000000001E-2]
[null,null,"Data Provided ","Base Year"]
[null,null,2020,{"$f":"'Title Results Update'!C18","v":2020}]
[]
[null,"Avoided Transmission Cost",null,34.9]
[null,"Avoided Distribution Cost",null,82.37]
[]
[]
[null,"O&M Escalation rate",2.4E-2,{"$f":"'Title Results Update'!C18","v":2020}]
[null,"Transmission Fixed O&M Costs",null,2.78]
[null,"Distribution Fixed O&M Costs",null,11.34]

{"sheet":"EUE_Line Losses","index":3,"n_rows":26,"n_cols":4,"rows_kept":26,"cut":false,"hidden":false,"merged":[[6,1,6,3],[1,1,1,2]]}
[]
[null,"EUE"]
[null,"Summer",0.81479999999999997]
[null,"Winter ",0.1852]
[]
[]
[null,"Line Losses"]
[null,null,null,"Gen KW"]
[null,null,"Residential","Commercial"]
[null,"kW",7.3,7]
[null,"kWh",5.6,5.2]
[]
[]
[null,"Residential"]
[null,"Forced Outage Rate",3.4000000000000002E-2,{"$f":"1-C15","v":0.96599999999999997}]
[null,"Line Loss",{"$f":"+C10/100","v":7.2999999999999995E-2},{"$f":"1-C16","v":0.92700000000000005}]
[null,"Multiplier ",{"$f":"+D15*D16","v":0.895482}]
[]
[null,"Commercial"]
[null,"Forced Outage Rate",3.4000000000000002E-2,{"$f":"1-C20","v":0.96599999999999997}]
[null,"Line Loss",{"$f":"+D10/100","v":7.0000000000000007E-2},{"$f":"1-C21","v":0.92999999999999994}]
[null,"Multiplier ",{"$f":"+D20*D21","v":0.89837999999999996}]
[]
[]
[null,{"$f":"+((Input!$C$6*'EUE_Line Losses'!C4)+(Input!$C$7*'EUE_Line Losses'!C3))/'EUE_Line Losses'!C17","v":1.9258684440825362},"Residential "]
[null,{"$f":"+((Input!$C$6*'EUE_Line Losses'!C4)+(Input!$C$7*'EUE_Line Losses'!C3))/'EUE_Line Losses'!C22","v":1.9196559652306573},"Commercial"]

{"sheet":"Revenue Requirements","index":4,"n_rows":39,"n_cols":5,"rows_kept":39,"cut":false,"hidden":false,"merged":[]}
[]
[null,null,"Generation"]
[null,null,"Comb. Cycle","Tran & Dist"]
[null,null,"Rev Reqm't","Rev Reqm't","See Column N (K Factor Test)"]
[null,null,"K FACTORS","K FACTORS"]
[]
[]
[]
[null,2023,0.13759066226231162,{"$f":"+C9","v":0.13759066226231162}]
[null,{"$f":"+B9+1","v":2024},0.13352762595002862,0.13352762595002862]
[null,2025,0.12904206349335909,0.12904206349335909]
[null,2026,0.12477133475235652,0.12477133475235652]
[null,2027,0.12069389684472964,0.12069389684472964]
[null,2028,0.11679058731716964,0.11679058731716964]
[null,2029,0.11300879868916421,0.11300879868916421]
[null,2030,0.109265930075022,0.109265930075022]
[null,2031,0.10552306146087977,0.10552306146087977]
[null,2032,0.10178019284673755,0.10178019284673755]
[null,2033,9.8037324232595341E-2,9.8037324232595341E-2]
[null,2034,9.4294455618453107E-2,9.4294455618453107E-2]
[null,2035,9.0551587004310874E-2,9.0551587004310874E-2]
[null,2036,8.680871839016864E-2,8.680871839016864E-2]
[null,2037,8.3065849776026449E-2,8.3065849776026449E-2]
[null,2038,7.9674451501144328E-2,7.9674451501144328E-2]
[null,2039,7.6985874883333333E-2,7.6985874883333333E-2]
[null,2040,7.4648649583333337E-2,7.4648649583333337E-2]
[null,2041,7.2311424283333356E-2,7.2311424283333356E-2]
[null,2042,6.9974198983333333E-2,6.9974198983333333E-2]
[null,2043,6.7636973683333337E-2,6.7636973683333337E-2]
[null,2044,6.5299748383333356E-2,6.5299748383333356E-2]
[null,2045,6.296252308333336E-2,6.296252308333336E-2]
[null,2046,6.0625297783333344E-2,6.0625297783333344E-2]
[null,2047,5.8288072483333349E-2,5.8288072483333349E-2]
[null,2048,5.595084718333336E-2,5.595084718333336E-2]
[null,2049,0,0]
[null,2050,0,0]
[null,2051,0,0]
[null,2052,0,0]
[null,2053,0,0]

{"sheet":"Title Results Update","index":5,"n_rows":36,"n_cols":6,"rows_kept":36,"cut":false,"hidden":false,"merged":[[35,7,35,13]]}
[]
[]
[null,"ECONOMIC LIFE & K FACTORS"]
["II.","(2) GENERATOR ECONOMIC LIFE ",25,"YEARS"]
["II.","(3) T & D  ECONOMIC LIFE  ",25,"YEARS"]
["II.","(4) K FACTOR FOR GENERATION  ",1.5213000000000001]
["II.","(5) K FACTOR FOR T & D  ",1.5213000000000001]
[]
[null,"UTILITY & CUSTOMER COSTS"]
["III.","(3)  UTILITY COST ESCALATION RATE ",2.4,"%"]
["III.","(5)  CUSTOMER EQUIPMENT ESCALATION RATE ",2.2999999999999998,"%"]
["III.","(7)  CUSTOMER O & M ESCALATION RATE ",2.2999999999999998,"%"]
["III.","(12)* UTILITY DISCOUNT RATE ",7.0800000000000002E-2]
["III.","(13)* UTILITY AFUDC RATE  ",6.4600000000000005E-2]
["III.","(16)* UTILITY REBATE/INCENTIVE ESCAL RATE",0,"%"]
[]
[null,"AVOIDED GENERATOR, TRANS. & DIST COSTS"]
["IV.","(1)  BASE YEAR  ",2020]
["IV.","(2)  IN-SERVICE YEAR FOR AVOIDED GENERATING UNIT",2023]
["IV.","(3)  IN-SERVICE YEAR FOR AVOIDED T & D ",2021]
["IV.","(4)  BASE YEAR AVOIDED GENERATING UNIT COST",526.29999999999995,"$/KW"]
["IV.","(5)  BASE YEAR AVOIDED TRANSMISSION COST ",{"$f":"'T&D Costs'!D6","v":34.9},"$/KW"]
["IV.","(6)  BASE YEAR AVOIDED DISTRIBUTION COST  ",{"$f":"'T&D Costs'!D7","v":82.37},"$/KW"]
["IV.","(7)  GEN, TRAN, & DIST COST ESCALATION RATE ",2.4,"%"]
["IV.","(8)  GENERATOR FIXED O & M COST ",5.83,"$/KW/YR"]
["IV.","(9)  GENERATOR FIXED O&M ESCALATION RATE ",2.4,"%"]
["IV.","(10) TRANSMISSION FIXED O & M COST ",{"$f":"'T&D Costs'!D11","v":2.78},"$/KW/YR"]
["IV.","(11) DISTRIBUTION FIXED O & M COST ",{"$f":"'T&D Costs'!D12","v":11.34},"$/KW/YR"]
["IV.","(12) T&D  FIXED O&M ESCALATION RATE ",2.4,"%"]
["IV.","(13) AVOIDED GEN UNIT VARIABLE O & M COSTS ",0.21,"CENTS/KWH",null,{"$f":"2/1000*100","v":0.2}]
["IV.","(14) GENERATOR VARIABLE O&M COST ESCALATION RATE",2.4,"%"]
["IV.","(15) GENERATOR CAPACITY FACTOR  ",9.1,"%",null,"See Table1 - column j"]
["IV.","(16) AVOIDED GENERATING UNIT FUEL COST  ",3.75,"CENTS/KWH"]
["IV.","(17) AVOIDED GEN UNIT FUEL ESCALATION RATE ",4.54,"%",null,"See Table1"]
["IV.","(18)* AVOIDED PURCHASE CAPACITY COST PER KW ",0,"$/KW/YR"]
["IV.","(19)* CAPACITY COST ESCALATION RATE ",0,"%"]

{"sheet":"Rates","index":6,"n_rows":25,"n_cols":9,"rows_kept":25,"cut":false,"hidden":false,"merged":[]}
[]
[null,null,null,"Energy","Demand "]
[null,null,"Residential","Commercial GSD Secondary kWh","Commercial GSD Secondary kW"]
[null,"Base Rate",5.3582999999999998,1.5960000000000001,0]
[null,"Demand Charge",0,0,10.59]
[null,"Fuel",0,0,0]
[null,"ECCR",0.27100000000000002,0,0.96]
[null,"Capacity",8.5000000000000006E-2,0,0.32]
[null,"ECRC",0.222,0.222,0]
["Energy ",{"$f":"D10","v":1.8180000000000001},{"$f":"SUM(C4:C9)","v":5.9363000000000001},{"$f":"SUM(D4:D9)","v":1.8180000000000001},{"$f":"SUM(E4:E9)","v":11.870000000000001}]
["Demand",{"$f":"E10*0.85","v":10.089500000000001}]
[]
[]
[]
[]
[]
[]
[]
[null,null,null,null,null,"average monthly usage of res customer",null,"1101 kWh"]
[]
[null,null,null,null,null,null,"2019 res"]
[null,null,null,null,null,"tier 1",5.141,{"$f":"G22*1.024","v":5.2643839999999997},{"$f":"H22*1000","v":5264.384}]
[null,null,null,null,null,"tier 2",6.141,{"$f":"G23*1.024","v":6.2883839999999998},{"$f":"H23*101","v":635.12678399999993}]
[null,null,null,null,null,null,null,null,{"$f":"SUM(I22:I23)","v":5899.5107840000001}]
[null,null,null,null,null,null,null,null,{"$f":"I24/1101","v":5.3583204214350593}]

{"sheet":"Input","index":7,"n_rows":47,"n_cols":12,"rows_kept":47,"cut":false,"hidden":false,"merged":[]}
["Answer questions 1 thru 16 to complete evaluation.  Press RUN for results. (See Title & Results).",null,null,null,"Do Not Print this page"]
[]
[1,"Program Title","ENERGY STAR Certified Home"]
[]
[2,"Demand & Energy Savings"]
[null,"Winter kW",{"$f":"Input2!N7","v":0.60050766950587309}]
[null,"Summer kW",{"$f":"Input2!N6","v":1.9800767128760803}]
[null,"kWh",{"$f":"Input2!N9","v":5378.2594736842102}]
[3,"Switch (1=Conservation, 0=Load Management)",1]
[4,"Switch (1=Residential, 0=Commercial)",1,null,null,"avoided unit comes online in 2020"]
[null,null,null,null,null,null,null,null,null,null,null,"ADJUSTED"]
[5,"Participation","Annual",null,null,null,null,null,null,null,"Cumulative","CUMULATIVE"]
[null,null,"Total Partic. ",null,null,null,null,null,null,null,"Total Partic. ","PARTICIPATING"]
[null,"YEAR","Customers",null,null,null,null,null,null,"YEAR","Customers","CUSTOMERS"]
[null,{"$f":"'Title Results Update'!C18","v":2020},{"$f":"Input2!N16","v":1000},null,null,null,null,null,null,{"$f":"+Title_RESULTS!H7","v":2020},{"$f":"+C15","v":1000},{"$f":"ROUND(+K15*(1-$C$32),0)","v":1000}]
[null,{"$f":"+B15+1","v":2021},{"$f":"Input2!N17","v":1000},null,null,null,null,null,null,{"$f":"+J15+1","v":2021},{"$f":"+K15+C16","v":2000},2000]
[null,{"$f":"+B16+1","v":2022},{"$f":"Input2!N18","v":1000},null,null,null,null,null,null,2022,3000,3000]
[null,2023,{"$f":"Input2!N19","v":1000},null,null,null,null,null,null,2023,4000,4000]
[null,2024,{"$f":"Input2!N20","v":0},null,null,null,null,null,null,2024,4000,4000]
[null,2025,{"$f":"Input2!N21","v":0},null,null,null,null,null,null,2025,4000,4000]
[null,2026,{"$f":"Input2!N22","v":0},null,null,null,null,null,null,2026,4000,4000]
[null,2027,{"$f":"Input2!N23","v":0},null,null,null,null,null,null,2027,4000,4000]
[null,2028,{"$f":"Input2!N24","v":0},null,null,null,null,null,null,2028,4000,4000]
[null,2029,{"$f":"Input2!N25","v":0},null,null,null,null,null,null,2029,4000,4000]
[null,2030,{"$f":"Input2!N26","v":0},null,null,null,null,null,null,2030,4000,4000]
[null,2031,{"$f":"Input2!N27","v":0},null,null,null,null,null,null,2031,4000,4000]
[null,2032,{"$f":"Input2!N28","v":0},null,null,null,null,null,null,2032,4000,4000]
[null,2033,{"$f":"Input2!N29","v":0},null,null,null,null,null,null,2033,4000,4000]
[null,2034,{"$f":"Input2!N30","v":0},null,null,null,null,null,null,2034,4000,4000]
[null,null,null,null,null,null,null,null,null,2035,{"$f":"+K29","v":4000},4000]
[null,null,null,null,null,null,null,null,null,2036,{"$f":"+K30","v":4000},4000]
[6,"Free Riders",0,null,null,null,null,null,null,2037,{"$f":"+K31","v":4000},4000]
[7,"Study Period for Conservation Program",{"$f":"Input2!N10","v":25},"Years",null,null,null,null,null,2038,4000,4000]
[8,"Utility Non Recurring Cost Per Customer",{"$f":"Input2!N11","v":0},"$/CUST",null,null,null,null,null,2039,4000,4000]
[9,"Utility Recurring Cost Per Customer (Load Management)",0,"$/CUST/YR",null,null,null,null,null,2040,4000,4000]
[10,"Customer Equipment Cost",{"$f":"Input2!N12","v":4987.2510399999883},"$/CUST",null,null,null,null,null,2041,4000,4000]
[11,"Customer O & M Cost",null,"$/CUST/YR",null,null,null,null,null,2042,4000,4000]
[12,"Customer Tax Credit Per Installation",0,"$/CUST",null,null,null,null,null,2043,4000,4000]
[13,"Increased Supply Costs",0,"$/CUST/YR",null,null,null,null,null,2044,4000,4000]
[14,"Utility Non Recurring Rebate/Incentive",{"$f":"+Input2!N14","v":0},"$/CUST",null,null,null,null,null,2045,4000,4000]
[15,"Utility Recurring Rebate/Incentive (Load Management)",0,"$/CUST/YR"]
[16,"Diversity and Annual Demand ",{"$f":"Input2!N15","v":1}]
[null,"Adjustment Factor for Customer Bill:",1]
[]
[]
[null,"See Participation C,D,E,F 73"]
[null,"See Participation F_22 F5,6"]

{"sheet":"Input2","index":8,"n_rows":45,"n_cols":16,"rows_kept":45,"cut":false,"hidden":false,"merged":[]}
[]
["= Input Tab cell C36  / (Input Tab cell C8 * Rates Tab C10)"]
[]
["Residential Simple Payback"]
["Customer Equipment Cost",null,null,null,{"$f":"+Customer_Equipment_Cost","v":4987.2510399999883},null,null,null,null,null,null,null,null,"ENERGY STAR Certified Home"]
["kWh",null,null,null,{"$f":"+kWh","v":5378.2594736842102},null,null,null,null,null,null,null,null,1.9800767128760803,"B","sKw"]
["Energy",null,null,null,{"$f":"+Rates!C10","v":5.9363000000000001},null,null,null,null,null,null,null,null,0.60050766950587309,"C","wKw"]
["kWh*Energy",null,null,null,{"$f":"+E6*E7","v":31926.961713631579},null,null,null,null,null,null,null,null,null,"D","Blended (do not use)"]
["ResidentialSimplePayback",null,null,null,{"$f":"IF(E8=0,0,+E5/E8)","v":0.15620813169549499},null,null,null,null,null,null,"ADJUSTED",null,5378.2594736842102,"E","kWh"]
[null,null,null,null,null,null,null,null,null,null,"Cumulative","CUMULATIVE",null,25,"F","Years in study period"]
[null,null,null,null,null,null,null,null,null,null,"Total Partic. ","PARTICIPATING",null,null,"G","Utility Non Recurring Cost Per Customer"]
[null,null,null,null,null,null,null,null,null,"YEAR","Customers","CUSTOMERS",null,4987.2510399999883,"H","Customer Equipment Costs"]
[null,null,null,null,null,null,null,null,null,{"$f":"+'Title Results Update'!C18","v":2020},{"$f":"+N16","v":1000},{"$f":"ROUND(+K13*(1-Input!$C$32),0)","v":1000},null,null,"I","Customer O & M Cost"]
["Input Tab cell C36 ÷ (Input Tab cell C8 * Rates Tab D10 + ( 5 * Input Tab cell C6 + 7 * Input Tab cell C7) *  Rates Tab E10)",null,null,null,null,null,null,null,null,{"$f":"J13+1","v":2021},{"$f":"+K13+N17","v":2000},{"$f":"ROUND(+K14*(1-Input!$C$32),0)","v":2000},null,0,"J","Utility Non Recurring Rebate/Incentive"]
[null,null,null,null,null,null,null,null,null,{"$f":"J14+1","v":2022},3000,{"$f":"ROUND(+K15*(1-Input!$C$32),0)","v":3000},null,1,"K","Adjustment Factor"]
["Commercial and Industrial Simple Payback",null,null,null,null,null,null,null,null,2023,4000,{"$f":"ROUND(+K16*(1-Input!$C$32),0)","v":4000},null,1000,"L","2020 participation"]
[null,null,null,null,null,null,null,null,null,2024,4000,{"$f":"ROUND(+K17*(1-Input!$C$32),0)","v":4000},null,1000,"N",2021]
[null,null,null,null,null,null,null,null,null,2025,4000,{"$f":"ROUND(+K18*(1-Input!$C$32),0)","v":4000},null,1000,"O",{"$f":"P17+1","v":2022}]
["Customer Equipment Cost",null,null,null,{"$f":"+Customer_Equipment_Cost","v":4987.2510399999883},null,null,null,null,2026,4000,{"$f":"ROUND(+K19*(1-Input!$C$32),0)","v":4000},null,1000,"P",{"$f":"P18+1","v":2023}]
["kWh",null,null,null,{"$f":"+kWh","v":5378.2594736842102},null,null,null,null,2027,4000,{"$f":"ROUND(+K20*(1-Input!$C$32),0)","v":4000},null,0,"Q",2024]
["Energy",null,null,null,{"$f":"+Rates!D10","v":1.8180000000000001},null,null,null,null,2028,4000,{"$f":"ROUND(+K21*(1-Input!$C$32),0)","v":4000},null,0,"R",2025]
["kWh*Energy",null,null,null,{"$f":"+E20*E21","v":9777.675723157894},null,null,null,null,2029,4000,{"$f":"ROUND(+K22*(1-Input!$C$32),0)","v":4000},null,0,"S",2026]
[null,null,null,null,5,null,null,null,null,2030,4000,{"$f":"ROUND(+K23*(1-Input!$C$32),0)","v":4000},null,0,"T",2027]
["Winter kW",null,null,null,{"$f":"+Winter_kW","v":0.60050766950587309},null,null,null,null,2031,4000,{"$f":"ROUND(+K24*(1-Input!$C$32),0)","v":4000},null,0,"U",2028]
[null,null,null,null,{"$f":"+E23*E24","v":3.0025383475293657},null,null,null,null,2032,4000,{"$f":"ROUND(+K25*(1-Input!$C$32),0)","v":4000},null,0,"V",2029]
[null,null,null,null,7,null,null,null,null,2033,4000,{"$f":"ROUND(+K26*(1-Input!$C$32),0)","v":4000},null,0,"W",2030]
["Summer kW",null,null,null,{"$f":"+Summer_kW","v":1.9800767128760803},null,null,null,null,2034,4000,{"$f":"ROUND(+K27*(1-Input!$C$32),0)","v":4000},null,0,"X",2031]
[null,null,null,null,{"$f":"+E26*E27","v":13.860536990132562},null,null,null,null,2035,4000,{"$f":"ROUND(+K28*(1-Input!$C$32),0)","v":4000},null,0,"Y"]
["Sum",null,null,null,{"$f":"+E25+E28","v":16.863075337661929},null,null,null,null,2036,4000,{"$f":"ROUND(+K29*(1-Input!$C$32),0)","v":4000},null,0,"Z"]
["Demand",null,null,null,{"$f":"+Rates!E10","v":11.870000000000001},null,null,null,null,2037,4000,{"$f":"ROUND(+K30*(1-Input!$C$32),0)","v":4000},null,0,"AB"]
[null,null,null,null,{"$f":"+E29*E30","v":200.16470425804712},null,null,null,null,2038,4000,{"$f":"ROUND(+K31*(1-Input!$C$32),0)","v":4000},null,0,"AA"]
["CISimplePayback",null,null,null,{"$f":"IF(E31=0,0,+E19/E31)","v":24.915736560480482},null,null,null,null,2039,4000,{"$f":"ROUND(+K32*(1-Input!$C$32),0)","v":4000},null,0,"AB"]
[null,null,null,null,null,null,null,null,null,2040,4000,{"$f":"ROUND(+K33*(1-Input!$C$32),0)","v":4000},null,0,"AC"]
[null,null,null,null,null,null,null,null,null,2041,4000,{"$f":"ROUND(+K34*(1-Input!$C$32),0)","v":4000},null,0,"AD"]
[null,null,null,null,null,null,null,null,null,2042,4000,{"$f":"ROUND(+K35*(1-Input!$C$32),0)","v":4000},null,0,"AE"]
[null,null,null,null,null,null,null,null,null,2043,4000,{"$f":"ROUND(+K36*(1-Input!$C$32),0)","v":4000},null,0,"AF"]
[null,null,null,null,null,null,null,null,null,2044,4000,{"$f":"ROUND(+K37*(1-Input!$C$32),0)","v":4000},null,0,"AG"]
[null,null,null,null,null,null,null,null,null,2045,4000,{"$f":"ROUND(+K38*(1-Input!$C$32),0)","v":4000},null,0,"AH"]
[null,null,null,null,null,null,null,null,null,2046,4000,{"$f":"ROUND(+K39*(1-Input!$C$32),0)","v":4000},null,0,"AI"]
[null,null,null,null,null,null,null,null,null,2047,4000,{"$f":"ROUND(+K40*(1-Input!$C$32),0)","v":4000},null,0,"AJ"]
[null,null,null,null,null,null,null,null,null,2048,4000,{"$f":"ROUND(+K41*(1-Input!$C$32),0)","v":4000},null,0,"AK"]
[null,null,null,null,null,null,null,null,null,2049,4000,{"$f":"ROUND(+K42*(1-Input!$C$32),0)","v":4000},null,0,"AL"]
[null,null,null,null,null,null,null,null,null,null,null,null,null,0,"AM"]
[null,null,null,null,null,null,null,null,null,null,null,null,null,0,"AN"]
[null,null,null,null,null,null,null,null,null,null,null,null,null,0,"AO"]

{"sheet":"Title_RESULTS","index":9,"n_rows":93,"n_cols":9,"rows_kept":93,"cut":false,"hidden":false,"merged":[[0,0,0,17],[1,2,1,5]]}
[]
[null,null,"INPUT DATA - PART 1",null,null,null,null,"PSC FORM CE 1.1"]
[null,null,"PROGRAM TITLE:",{"$f":"+Input!C3","v":"ENERGY STAR Certified Home"},null,null,null,"PAGE 1 OF 1"]
[null,null,null,null,null,null,null,"RUN DATE:",{"$f":"NOW()","v":"2019-05-14T07:55:39.620"}]
[]
[null,"PROGRAM DEMAND SAVINGS & LINE LOSSES                ",null,null,null,null,"AVOIDED GENERATOR, TRANS. & DIST COSTS"]
["I.","(1) CUSTOMER KW REDUCTION AT THE METER ",{"$f":"IF(Input!$C$7>Input!$C$6,+Input!$C$7,+Input!$C$6)","v":1.9800767128760803},"KW /CUST",null,"IV.","(1)  BASE YEAR  ",{"$f":"+'Title Results Update'!C18","v":2020}]
["I.","(2) GENERATOR KW REDUCTION PER CUSTOMER",{"$f":"IF(Input!$C$10>0,+'EUE_Line Losses'!B25,+'EUE_Line Losses'!B26)","v":1.9258684440825362},"KW GEN/CUST",null,"IV.","(2)  IN-SERVICE YEAR FOR AVOIDED GENERATING UNIT",{"$f":"+'Title Results Update'!C19","v":2023}]
["I.","(3) KW LINE LOSS PERCENTAGE",{"$f":"IF(Input!$C$10>0,'EUE_Line Losses'!C10,'EUE_Line Losses'!D10)","v":7.3},"%",null,"IV.","(3)  IN-SERVICE YEAR FOR AVOIDED T & D ",{"$f":"+'Title Results Update'!C20","v":2021}]
["I.","(4) GENERATION KWH REDUCTION PER CUSTOMER",{"$f":"+($C$14/(1-C11/100))","v":5697.308764495986},"KWH/CUST/YR",null,"IV.","(4)  BASE YEAR AVOIDED GENERATING UNIT COST",{"$f":"+'Title Results Update'!C21","v":526.29999999999995},"$/KW"]
["I.","(5) KWH LINE LOSS PERCENTAGE",{"$f":"IF(Input!$C$10>0,'EUE_Line Losses'!C11,'EUE_Line Losses'!D11)","v":5.6},"%",null,"IV.","(5)  BASE YEAR AVOIDED TRANSMISSION COST ",{"$f":"+'T&D Costs'!D6","v":34.9},"$/KW"]
["I.","(6) GROUP LINE LOSS MULTIPLIER",1,null,null,"IV.","(6)  BASE YEAR DISTRIBUTION COST  ",{"$f":"+'T&D Costs'!D7","v":82.37},"$/KW"]
["I.","(7) CUSTOMER KWH PROGRAM INCREASE AT METER",0,"KWH/CUST/YR",null,"IV.","(7)  GEN, TRAN, & DIST COST ESCALATION RATE ",{"$f":"+'Title Results Update'!C24","v":2.4},"%"]
["I.","(8)* CUSTOMER KWH REDUCTION AT METER ",{"$f":"+Input!C8","v":5378.2594736842102},"KWH/CUST/YR",null,"IV.","(8)  GENERATOR FIXED O & M COST ",{"$f":"+'Title Results Update'!C25","v":5.83},"$/KW/YR"]
[null,null,null,null,null,"IV.","(9)  GENERATOR FIXED O&M ESCALATION RATE ",{"$f":"+'Title Results Update'!C26","v":2.4},"%"]
[null,"ECONOMIC LIFE & K FACTORS",null,null,null,"IV.","(10) TRANSMISSION FIXED O & M COST ",{"$f":"+'T&D Costs'!D11","v":2.78},"$/KW/YR"]
["II.","(1) STUDY PERIOD FOR CONSERVATION PROGRAM ",{"$f":"+Input!C33","v":25},"YEARS",null,"IV.","(11) DISTRIBUTION FIXED O & M COST ",{"$f":"+'T&D Costs'!D12","v":11.34},"$/KW/YR"]
["II.","(2) GENERATOR ECONOMIC LIFE ",{"$f":"+'Title Results Update'!C4","v":25},"YEARS",null,"IV.","(12) T&D  FIXED O&M ESCALATION RATE ",{"$f":"+'Title Results Update'!C31","v":2.4},"%"]
["II.","(3) T & D  ECONOMIC LIFE  ",{"$f":"+'Title Results Update'!C5","v":25},"YEARS",null,"IV.","(13) AVOIDED GEN UNIT VARIABLE O & M COSTS ",{"$f":"+'Title Results Update'!C30","v":0.21},"CENTS/KWH"]
["II.","(4) K FACTOR FOR GENERATION  ",{"$f":"+'Title Results Update'!C6","v":1.5213000000000001},null,null,"IV.","(14) GENERATOR VARIABLE O&M COST ESCALATION RATE",{"$f":"+'Title Results Update'!C31","v":2.4},"%"]
["II.","(5) K FACTOR FOR T & D  ",{"$f":"+'Title Results Update'!C7","v":1.5213000000000001},null,null,"IV.","(15) GENERATOR CAPACITY FACTOR  ",{"$f":"+'Title Results Update'!C32","v":9.1},"%"]
[null,"(6)* SWITCH REV REQ(0) OR VAL-OF-DEF (1)",{"$f":"IF($C$17<25,1,0)","v":0},null,null,"IV.","(16) AVOIDED GENERATING UNIT FUEL COST  ",{"$f":"+'Title Results Update'!C33","v":3.75},"CENTS/KWH"]
[null,null,null,null,null,"IV.","(17) AVOIDED GEN UNIT FUEL ESCALATION RATE ",{"$f":"+'Title Results Update'!C34","v":4.54},"%"]
[null,null,null,null,null,"IV.","(18)* AVOIDED PURCHASE CAPACITY COST PER KW ",0,"$/KW/YR"]
[null,"UTILITY & CUSTOMER COSTS",null,null,null,"IV.","(19)* CAPACITY COST ESCALATION RATE ",0,"%"]
["III.","(1)  UTILITY NONRECURRING COST PER CUSTOMER ",{"$f":"+Input!C34","v":0},"$/CUST"]
["III.","(2)  UTILITY RECURRING COST PER CUSTOMER  ",{"$f":"+Input!C35","v":0},"$/CUST/YR"]
["III.","(3)  UTILITY COST ESCALATION RATE ",{"$f":"+'Title Results Update'!C10","v":2.4},"%"]
["III.","(4)  CUSTOMER EQUIPMENT COST ",{"$f":"+Input!C36","v":4987.2510399999883},"$/CUST",null,null,"NON-FUEL ENERGY AND DEMAND CHARGES"]
["III.","(5)  CUSTOMER EQUIPMENT ESCALATION RATE ",{"$f":"+'Title Results Update'!C11","v":2.2999999999999998},"%",null,"V.","(1) NON-FUEL COST IN CUSTOMER BILL ",{"$f":"IF(Input!$C$10=1,Rates!C10,Rates!D10)","v":5.9363000000000001},"CENTS/KWH"]
["III.","(6)  CUSTOMER O & M COST  ",{"$f":"+Input!C37","v":0},"$/CUST/YR",null,"V.","(2) NON-FUEL ESCALATION RATE  ",1,"%"]
["III.","(7)  CUSTOMER O & M ESCALATION RATE ",{"$f":"+'Title Results Update'!C12","v":2.2999999999999998},"%",null,"V.","(3) CUSTOMER DEMAND CHARGE PER KW  ",{"$f":"IF(Input!$C$10=1,0,Rates!E10)","v":0},"$/KW/MO"]
["III.","(8)*  CUSTOMER TAX CREDIT PER INSTALLATION ",{"$f":"+Input!C38","v":0},"$/CUST",null,"V.","(4) DEMAND CHARGE ESCALATION RATE ",1,"%"]
["III.","(9)*  CUSTOMER TAX CREDIT ESCALATION RATE ",0,"%",null,"V.","(5)* DIVERSITY and ANNUAL DEMAND ADJUSTMENT "]
["III.","(10)* INCREASED SUPPLY COSTS ",0,"$/CUST/YR",null,null,"       FACTOR FOR CUSTOMER BILL ",{"$f":"IF(Input!$C$9=0,0,Input!C42)","v":1}]
["III.","(11)* SUPPLY COSTS ESCALATION RATE ",0,"%"]
["III.","(12)* UTILITY DISCOUNT RATE ",{"$f":"+'Title Results Update'!C13","v":7.0800000000000002E-2}]
["III.","(13)* UTILITY AFUDC RATE  ",{"$f":"+'Title Results Update'!C14","v":6.4600000000000005E-2},null,null,null,"CALCULATED BENEFITS AND COSTS "]
["III.","(14)* UTILITY NON RECURRING REBATE/INCENTIVE ",{"$f":"+Input!C40","v":0},"$/CUST",null,null,"(1)* TRC TEST - BENEFIT/COST RATIO",{"$f":"+'Sheet7(F_23)'!H46","v":1.1198534635906325}]
["III.","(15)* UTILITY RECURRING REBATE/INCENTIVE ",{"$f":"+Input!C41","v":0},"$/CUST/YR",null,null,"(2)* PARTICIPANT NET BENEFITS (NPV) ",{"$f":"+'Sheet8(F_24)'!K44","v":5317.9086673150578}]
["III.","(16)* UTILITY REBATE/INCENTIVE ESCAL RATE",{"$f":"+'Title Results Update'!C15","v":0},"%",null,null,"(3)* RIM TEST - BENEFIT/COST RATIO",{"$f":"+'Sheet9(F_25)'!J46","v":1.4070556401718084}]
[]
[]
[]
[]
[]
[]
[]
[]
[]
[]
[]
[]
[]
[]
[]
[]
[]
[]
[]
[]
[]
[]
[]
[]
[]
[]
[]
[]
[]
[]
[]
[]
[]
[]
[]
[]
[]
[]
[]
[]
[null," END OF EDITING AREA "]
[]
[]
[]
[]
[]
[]
[]
[]
[null,"YEARLY INPUT DATA: GO TO H5..Q76 & INPUT (Page 2)"]
[null,"PLEASE NOTE:  UTILITY NON-LEVELIZED REVENUE REQUIREMENT"]
[null,"  FACTORS AT RANGE NAMES GEN_RRTBL AND TRAN_RRTBL. "]

{"sheet":"Partcipation","index":10,"n_rows":111,"n_cols":22,"rows_kept":111,"cut":false,"hidden":false,"merged":[]}
[]
[null,null,null,null,null,null,"See N16 for Rev Requirements",null,"Do Not Print"]
[]
[]
[null,null,null,null,null,{"$f":"+Title_RESULTS!C3","v":"PROGRAM TITLE:"}]
[null,null,null,null,null,null,null,null,null,{"$f":"Title_RESULTS!I4","v":"2019-05-14T07:55:39.620"}]
["VI. YEARLY INPUT DATA"]
[]
[" ","(1)","(2)","(3)","(4)","(5)","(6)","(7)","(8)","(9)","(10)","(11)"]
[]
[null,null,"ADJUSTED",null,"REDUCED KWH","USED KWH","REPLACE.","PROGRAM","PROGRAM",null,null,"BLANK"]
[null,"CUMULATIVE","CUMULATIVE","UTIL AVG","PROGRAM","PROGRAM","FUEL COST","KW","KWH","OTHER","OTHER"]
[null,"TOTAL PARTIC.","PARTICIPATING","SYS. FUEL","MARGINAL","MARGINAL","OF AVOIDED","EFFECTIVENESS","EFFECTIVENESS","COSTS","BENEFITS"]
["YEAR","CUSTOMERS","CUSTOMERS","ADJ. COST","FUEL COST","FUEL COST","GENERATOR","FACTOR","FACTOR"]
[null,null,null,"(C/KWH)","(C/KWH)","(C/KWH)","(C/KWH)","P.U./KW","P.U./KWH","($000)","($000)","(C/KWH)"]
[{"$f":"Title_RESULTS!H7","v":2020},{"$f":"Input!K15","v":1000},{"$f":"Input!L15","v":1000},{"$f":"+Fuel!B7","v":2.4346125415616839},{"$f":"+Fuel!C7","v":2.9007096235579843},0,{"$f":"+Fuel!D7","v":2.878920847571778},1,1,0,0,0,0,null,null,null,null,null,null,null,null,{"$f":"+G16-D16","v":0.44430830601009408}]
[{"$f":"A16+1","v":2021},{"$f":"Input!K16","v":2000},{"$f":"Input!L16","v":2000},{"$f":"+Fuel!B8","v":2.5504842341169973},{"$f":"+Fuel!C8","v":2.8771156773211568},0,{"$f":"+Fuel!D8","v":3.037777795649506},1,1,0,0,0,0,null,null,null,null,null,null,null,null,{"$f":"+G17-D17","v":0.48729356153250869}]
[2022,{"$f":"Input!K17","v":3000},{"$f":"Input!L17","v":3000},{"$f":"+Fuel!B9","v":2.6444323106721059},{"$f":"+Fuel!C9","v":2.9693759512937596},0,{"$f":"+Fuel!D9","v":3.156234230110476},1,1,0,0,0,3.1238095238095234,null,null,null,null,null,null,null,null,0.51180191943837006]
[2023,{"$f":"Input!K18","v":4000},{"$f":"Input!L18","v":4000},{"$f":"+Fuel!B10","v":2.6227548717178779},{"$f":"+Fuel!C10","v":3.0911910197869106},0,{"$f":"+Fuel!D10","v":3.1726275779238713},1,1,0,0,0,3.28,null,null,null,null,null,null,null,null,0.54987270620599338]
[2024,{"$f":"Input!K19","v":4000},{"$f":"Input!L19","v":4000},{"$f":"+Fuel!B11","v":2.7715168291961763},{"$f":"+Fuel!C11","v":3.2126631754705528},0,{"$f":"+Fuel!D11","v":3.3145531776960602},1,1,0,0,0,3.444,null,null,null,null,null,null,null,null,0.54303634849988391]
[2025,{"$f":"Input!K20","v":4000},{"$f":"Input!L20","v":4000},{"$f":"+Fuel!B12","v":2.9305982282947132},{"$f":"+Fuel!C12","v":3.44943302891933},0,{"$f":"+Fuel!D12","v":3.4459033295335075},1,1,0,0,0,3.6162000000000001,null,null,null,null,null,null,null,null,0.51530510123879436]
[2026,{"$f":"Input!K21","v":4000},{"$f":"Input!L21","v":4000},{"$f":"+Fuel!B13","v":3.0631027844213077},{"$f":"+Fuel!C13","v":3.5600722983257227},0,{"$f":"+Fuel!D13","v":3.5575518290932058},1,1,0,0,0,3.7970099999999998,null,null,null,null,null,null,null,null,0.4944490446718981]
[2027,{"$f":"Input!K22","v":4000},{"$f":"Input!L22","v":4000},{"$f":"+Fuel!B14","v":3.2434612412261949},{"$f":"+Fuel!C14","v":3.7825608828006088},0,{"$f":"+Fuel!D14","v":3.7167866710763469},1,1,0,0,0,3.9868605000000001,null,null,null,null,null,null,null,null,0.47332542985015191]
[2028,{"$f":"Input!K23","v":4000},{"$f":"Input!L23","v":4000},{"$f":"+Fuel!B15","v":3.550601164924807},{"$f":"+Fuel!C15","v":4.1915148755312686},0,{"$f":"+Fuel!D15","v":4.000245139678956},1,1,0,0,0,4.1862035250000007,null,null,null,null,null,null,null,null,0.44964397475414897]
[2029,{"$f":"Input!K24","v":4000},{"$f":"Input!L24","v":4000},{"$f":"+Fuel!B16","v":3.7314962992555465},{"$f":"+Fuel!C16","v":4.4906392694063921},0,{"$f":"+Fuel!D16","v":4.1757985119859189},1,1,0,0,0,4.3955137012500005,null,null,null,null,null,null,null,null,0.4443022127303724]
[2030,{"$f":"Input!K25","v":4000},{"$f":"Input!L25","v":4000},{"$f":"+Fuel!B17","v":4.0656592081591345},{"$f":"+Fuel!C17","v":5.015795281582955},0,{"$f":"+Fuel!D17","v":4.4862812691028662},1,1,0,0,0,4.6152893863125009,null,null,null,null,null,null,null,null,0.42062206094373167]
[2031,{"$f":"Input!K26","v":4000},{"$f":"Input!L26","v":4000},{"$f":"+Fuel!B18","v":4.2058109461686648},{"$f":"+Fuel!C18","v":4.9971423135464237},0,{"$f":"+Fuel!D18","v":4.5978418797217948},1,1,0,0,0,4.846053855628127,null,null,null,null,null,null,null,null,0.39203093355313001]
[2032,{"$f":"Input!K27","v":4000},{"$f":"Input!L27","v":4000},{"$f":"+Fuel!B19","v":4.5058999642058986},{"$f":"+Fuel!C19","v":5.4614146933819034},0,{"$f":"+Fuel!D19","v":4.8737579639532447},1,1,0,0,0,5.088356548409533,null,null,null,null,null,null,null,null,0.36785799974734612]
[2033,{"$f":"Input!K28","v":4000},{"$f":"Input!L28","v":4000},{"$f":"+Fuel!B20","v":4.6004129453567648},{"$f":"+Fuel!C20","v":5.8241019786910195},0,{"$f":"+Fuel!D20","v":4.9849159980979767},1,1,0,0,0,5.3427743758300092,null,null,null,null,null,null,null,null,0.38450305274121188]
[2034,{"$f":"Input!K29","v":4000},{"$f":"Input!L29","v":4000},{"$f":"+Fuel!B21","v":4.9042461382423044},{"$f":"+Fuel!C21","v":6.095285388127853},0,{"$f":"+Fuel!D21","v":5.3065781615705188},1,1,0,0,0,5.6099130946215112,null,null,null,null,null,null,null,null,0.40233202332821438]
[2035,{"$f":"Input!K30","v":4000},{"$f":"Input!L30","v":4000},{"$f":"+Fuel!B22","v":5.1129070049770542},{"$f":"+Fuel!C22","v":6.7130251141552453},0,{"$f":"+Fuel!D22","v":5.5100494593143035},1,1,0,0,0,5.8904087493525861,null,null,"2010 Carbon, not used in 2015",null,null,null,null,null,0.39714245433724926]
[2036,{"$f":"Input!K31","v":4000},{"$f":"Input!L31","v":4000},{"$f":"+Fuel!B23","v":5.2847744997901769},{"$f":"+Fuel!C23","v":6.6304720704310984},0,{"$f":"+Fuel!D23","v":5.6211411762981891},1,1,0,0,0,6.1849291868202156,null,null,null,null,null,null,null,null,0.33636667650801222]
[2037,{"$f":"Input!K32","v":4000},{"$f":"Input!L32","v":4000},{"$f":"+Fuel!B24","v":5.5807770564484205},{"$f":"+Fuel!C24","v":7.0767998477929979},0,{"$f":"+Fuel!D24","v":5.9258024051756983},1,1,0,0,0,6.4941756461612261,null,null,null,null,null,null,null,null,0.34502534872727786]
[2038,{"$f":"Input!K33","v":4000},{"$f":"Input!L33","v":4000},{"$f":"+Fuel!B25","v":5.7122013149268902},{"$f":"+Fuel!C25","v":7.103603500761035},0,{"$f":"+Fuel!D25","v":6.048558103175024},1,1,0,0,0,6.8188844284692891,null,null,null,null,null,null,null,null,0.33635678824813375]
[2039,{"$f":"Input!K34","v":4000},{"$f":"Input!L34","v":4000},{"$f":"+Fuel!B26","v":5.9311440074959005},{"$f":"+Fuel!C26","v":7.1109550989345456},0,{"$f":"+Fuel!D26","v":6.2999948495983684},1,1,0,0,0,7.1598286498927539,null,null,null,null,null,null,null,null,0.36885084210246788]
[2040,{"$f":"Input!K35","v":4000},{"$f":"Input!L35","v":4000},{"$f":"+Fuel!B27","v":5.9993558290465137},{"$f":"+Fuel!C27","v":7.6517190346083792},0,{"$f":"+Fuel!D27","v":6.2927938198110338},1,1,0,0,0,7.5178200823873915,null,null,null,null,null,null,null,null,0.29343799076452015]
[2041,{"$f":"Input!K36","v":4000},{"$f":"Input!L36","v":4000},{"$f":"+Fuel!B28","v":6.2972812378773373},{"$f":"+Fuel!C28","v":7.8806697108066972},0,{"$f":"+Fuel!D28","v":6.6910882205082887},1,1,0,0,0,7.8937110865067632,null,null,null,null,null,null,null,null,0.39380698263095137]
[2042,{"$f":"Input!K37","v":4000},{"$f":"Input!L37","v":4000},{"$f":"+Fuel!B29","v":6.5926467956949741},{"$f":"+Fuel!C29","v":8.425266362252664},0,{"$f":"+Fuel!D29","v":7.04523428905663},1,1,0,0,0,8.2883966408321008,null,null,null,null,null,null,null,null,0.45258749336165582]
[2043,{"$f":"Input!K38","v":4000},{"$f":"Input!L38","v":4000},{"$f":"+Fuel!B30","v":6.7827977470582432},{"$f":"+Fuel!C30","v":8.6252663622526633},0,{"$f":"+Fuel!D30","v":7.3415875185455457},1,1,0,0,0,8.7028164728737067,null,null,null,null,null,null,null,null,0.55878977148730247]
[2044,{"$f":"Input!K39","v":4000},{"$f":"Input!L39","v":4000},{"$f":"+Fuel!B31","v":6.6829766871544454},{"$f":"+Fuel!C31","v":8.2932946265938057},0,{"$f":"+Fuel!D31","v":7.2669235074641634},1,1,0,0,0,9.1379572965173921,null,null,null,null,null,null,null,null,0.58394682030971801]
[2045,{"$f":"Input!K40","v":4000},{"$f":"Input!L40","v":4000},{"$f":"+Fuel!B32","v":6.9425881178580422},{"$f":"+Fuel!C32","v":8.6794596651445968},0,{"$f":"+Fuel!D32","v":7.4644711948240428},1,1,0,0,0,9.5948551613432613,null,null,null,null,null,null,null,null,0.52188307696600056]
[2046,0,0,{"$f":"+Fuel!B33","v":7.1850121592674032},{"$f":"+Fuel!C33","v":8.8250380517503793},0,{"$f":"+Fuel!D33","v":7.6869949487953013},1,1,0,0,0,10.074597919410424,null,null,null,null,null,null,null,null,0.5019827895278981]
[2047,0,0,{"$f":"+Fuel!B34","v":7.1736719285552573},{"$f":"+Fuel!C34","v":8.9505213089802123},0,{"$f":"+Fuel!D34","v":7.6738108158493761},1,1,0,0,0,10.578327815380947,null,null,null,null,null,null,null,null,0.50013888729411882]
[2048,0,0,{"$f":"+Fuel!B35","v":7.1739999999999995},{"$f":"+Fuel!C35","v":8.9510000000000005},0,{"$f":"+Fuel!D35","v":7.6739999999999995},1,1,0,0,0,{"$f":"+M43*1.05","v":11.107244206149995},null,null,null,null,null,null,null,null,0.5]
[2049,0,0,{"$f":"+Fuel!B36","v":7.1739999999999995},{"$f":"+Fuel!C36","v":8.9510000000000005},0,{"$f":"+Fuel!D36","v":7.6739999999999995},1,1,0,0,0,{"$f":"+M44*1.05","v":11.662606416457495},null,null,null,null,null,null,null,null,0.5]
[2050,0,{"$f":"ROUND(+B46*(1-$B$1),0)","v":0},{"$f":"+Fuel!B37","v":0},{"$f":"+Fuel!C37","v":0},0,{"$f":"+Fuel!D37","v":0},1,1,0,0,0]
[2051,0,0,{"$f":"+Fuel!B38","v":0},{"$f":"+Fuel!C38","v":0},0,{"$f":"+Fuel!D38","v":0},1,1,0,0,0]
[2052,0,0,{"$f":"+Fuel!B39","v":0},{"$f":"+Fuel!C39","v":0},0,{"$f":"+Fuel!D39","v":0},1,1,0,0,0]
[2053,0,0,{"$f":"+Fuel!B40","v":0},{"$f":"+Fuel!C40","v":0},0,{"$f":"+Fuel!D40","v":0},1,1,0,0,0]
[2054,0,0,{"$f":"+Fuel!B41","v":0},{"$f":"+Fuel!C41","v":0},0,{"$f":"+Fuel!D41","v":0},1,1,0,0,0]
[2055,0,0,{"$f":"+Fuel!B42","v":0},{"$f":"+Fuel!C42","v":0},0,{"$f":"+Fuel!D42","v":0},1,1,0,0,0]
[2056,0,0,{"$f":"+Fuel!B43","v":0},{"$f":"+Fuel!C43","v":0},0,{"$f":"+Fuel!D43","v":0},1,1,0,0,0]
[2057,0,0,{"$f":"+Fuel!B44","v":0},{"$f":"+Fuel!C44","v":0},0,{"$f":"+Fuel!D44","v":0},1,1,0,0,0]
[2058,0,0,{"$f":"+Fuel!B45","v":0},{"$f":"+Fuel!C45","v":0},0,{"$f":"+Fuel!D45","v":0},1,1,0,0,0]
[]
[]
[{"$f":"IF(Title_RESULTS!C22=1,4,2)","v":2}]
[{"$f":"IF(Title_RESULTS!C22=1,3,1)","v":1}]
[]
["Unit Size of Avoided Generation Unit",null,{"$f":"ROUND(+Title_RESULTS!C8*Partcipation!C26,0)","v":7703}]
[]
[]
[]
[]
[]
[]
[null," ","(1)","(2)","(3)","(4)","(5)","(6)","(7)","(8)","(9)","(10)","(11)"]
[null,null,null,"ADJUSTED",null,"REDUCED KWH","USED KWH","REPLACE.","PROGRAM","PROGRAM",null,null,"BLANK"]
[null,null,"CUMULATIVE","CUMULATIVE","UTIL AVG","PROGRAM","PROGRAM","FUEL COST","KW","KWH","OTHER","OTHER"]
[null,null,"TOTAL PARTIC.","PARTICIPATING","SYS. FUEL","MARGINAL","MARGINAL","OF AVOIDED","EFFECTIVENESS","EFFECTIVENESS","COSTS","BENEFITS"]
[null,"YEAR","CUSTOMERS","CUSTOMERS","ADJ. COST","FUEL COST","FUEL COST","GENERATOR","FACTOR","FACTOR"]
[null,null,null,0,"(C/KWH)","(C/KWH)","(C/KWH)","(C/KWH)","P.U./KW","P.U./KWH","($000)","($000)","(C/KWH)"]
[null,{"$f":"A16","v":2020},1000,1000,2.4346125415616839,2.9007096235579843,0,0,1,1,0,0,2.02]
[null,2021,2000,2000,2.5504842341169973,2.8771156773211568,0,0,1,1,0,0,2.1]
[null,2022,3000,3000,2.6444323106721059,2.9693759512937596,0,0,1,1,0,0,2.4]
[null,2023,4000,4000,2.6227548717178779,3.0911910197869106,0,0,1,1,0,0,2.41]
[null,2024,4000,4000,2.7715168291961763,3.2126631754705528,0,0,1,1,0,0,2.79]
[null,2025,4000,4000,2.9305982282947132,3.44943302891933,0,0,1,1,0,0,3.05]
[null,2026,4000,4000,3.0631027844213077,3.5600722983257227,0,0,1,1,0,0,3.18]
[null,2027,4000,4000,3.2434612412261949,3.7825608828006088,0,0,1,1,0,0,3.07]
[null,2028,4000,4000,3.550601164924807,4.1915148755312686,0,0,1,1,0,0,3.49]
[null,2029,4000,4000,3.7314962992555465,4.4906392694063921,0,0,1,1,0,0,3.53]
[null,{"$f":"A26","v":2030},4000,4000,4.0656592081591345,5.015795281582955,0,0,1,1,0,0,3.81]
[null,2031,4000,4000,4.2058109461686648,4.9971423135464237,0,0,1,1,0,0,4.29]
[null,2032,4000,4000,4.5058999642058986,5.4614146933819034,0,0,1,1,0,0,4.43]
[null,2033,4000,4000,4.6004129453567648,5.8241019786910195,0,0,1,1,0,0,4.6100000000000003]
[null,2034,4000,4000,4.9042461382423044,6.095285388127853,0,0,1,1,0,0,5.23]
[null,2035,4000,4000,5.1129070049770542,6.7130251141552453,0,0,1,1,0,0,5.38]
[null,2036,4000,4000,5.2847744997901769,6.6304720704310984,0,0,1,1,0,0,5.63]
[null,2037,4000,4000,5.5807770564484205,7.0767998477929979,0,0,1,1,0,0,6.18]
[null,2038,4000,4000,5.7122013149268902,7.103603500761035,0,0,1,1,0,0,6.57]
[null,2039,4000,4000,5.9311440074959005,7.1109550989345456,0,0,1,1,0,0,6.76]
[null,{"$f":"A36","v":2040},4000,4000,5.9993558290465137,7.6517190346083792,0,0,1,1,0,0,7.26]
[null,2041,4000,4000,6.2972812378773373,7.8806697108066972,0,0,1,1,0,0,7.3]
[null,2042,4000,4000,6.5926467956949741,8.425266362252664,0,0,1,1,0,0,7.35]
[null,2043,4000,4000,6.7827977470582432,8.6252663622526633,0,0,1,1,0,0,8.2100000000000009]
[null,2044,4000,4000,6.6829766871544454,8.2932946265938057,0,0,1,1,0,0,8.0399999999999991]
[null,2045,4000,4000,6.9425881178580422,8.6794596651445968,0,0,1,1,0,0,8.31]
[null,2046,0,0,7.1850121592674032,8.8250380517503793,0,0,1,1,0,0,9.0500000000000007]
[null,2047,0,0,7.1736719285552573,8.9505213089802123,0,0,1,1,0,0,8.99]
[null,2048,0,0,7.1739999999999995,8.9510000000000005,0,0,1,1,0,0,9.3699999999999992]
[null,2049,0,0,7.1739999999999995,8.9510000000000005,0,0,1,1,0,0,9.75]
[null,{"$f":"A46","v":2050},0,0,0,0,0,0,1,1,0,0,0]
[null,2051,0,0,0,0,0,0,1,1,0,0,0]
[null,{"$f":"A48","v":2052},0,{"$f":"C48","v":0},0,0,0,0,1,1,0,0,0]
[null,2053,0,0,0,0,0,0,1,1,0,0,0]
[null,2054,0,0,0,0,0,0,1,1,0,0,0]
[null,2055,0,0,0,0,0,0,1,1,0,0,0]
[null,2056,0,0,0,0,0,0,1,1,0,0,0]
[null,2057,0,0,0,0,0,0,1,1,0,0,0]
[null,2058,0,0,0,0,0,0,1,1,0,0,0]

{"sheet":"f-11B","index":11,"n_rows":63,"n_cols":19,"rows_kept":63,"cut":false,"hidden":false,"merged":[[2,2,2,9]]}
[]
[]
[null,null,"CALCULATION OF AFUDC AND IN-SERVICE COST OF PLANT",null,null,null,null,null,null,null,"PSC FORM CE 1.1B"]
[null,null,null,null,"PLANT: ",{"$f":"+Title_RESULTS!H8","v":2023},"Avoided Unit",null,null,null,"PAGE 1 OF 1"]
[null,null,null,null,null,null,null,null,null,null,{"$f":"+Title_RESULTS!I4","v":"2019-05-14T07:55:39.620"}]
[]
[]
["(1)","(2)","(3)","(4)","(5)","(6)","(7)","(8)","(9)","(10)","(11)"]
[]
[null,"NO. YEARS","PLANT","CUMULATIVE",null,null,"CUMULATIVE","CUMULATIVE","YEARLY","INCREMENTAL","CUMULATIVE",null,"      <-- INPUTS FOR OTHER COSTS & BENEFITS - EXTERNALLY CALC., FORMS 2.3, 2.4, & 2.5 -->"]
[null,"BEFORE","ESCALATION","ESCALATION","YEARLY","ANNUAL","AVERAGE","SPENDING","TOTAL","YEAR-END","YEAR-END",null,null,"(1)","(2)","(3)","(4)","(5)","(6)"]
[null,"INSERVICE","RATE","FACTOR","EXPENDITURE","SPENDING","SPENDING","WITH AFUDC","AFUDC","BOOK VALUE","BOOK VALUE",null,null,"    <-- FORM 2.3 --->",null,"    <---- FORM 2.4  --->",null,"       <---- FORM 2.5  ---->"]
["YEAR",null,"(%)",null,"(%)","($/KW)","($/KW)","($/KW)","($/KW)","($/KW)","($/KW)",null,"YEAR","OTHER COST","OTHER BEN","OTH COST","OTHER BENEFITS","COSTS","BENEFITS"]
[{"$f":"A15-1","v":2011},null,0,1,0,0,0,{"$f":"+F14","v":0},{"$f":"+H14-G14","v":0},{"$f":"H14","v":0},{"$f":"+J14","v":0},null,null,"($000)","($000)","($000)","($000)","($000)","($000)"]
[2012,null,0,1,0,0,0,0,0,0,{"$f":"K14+J15","v":0},null,{"$f":"+Title_RESULTS!H7","v":2020},0,{"$f":"(+Title_RESULTS!$C$10*(Partcipation!$C16)*(Partcipation!$L16/100))/1000","v":0},0,0,0,{"$f":"(+Title_RESULTS!$C$10*(Partcipation!$C16)*(Partcipation!$L16/100))/1000","v":0}]
[2013,null,0,1,0,0,0,0,0,0,{"$f":"K15+J16","v":0},null,{"$f":"+M15+1","v":2021},0,{"$f":"(+Title_RESULTS!$C$10*(Partcipation!$C17)*(Partcipation!$L17/100))/1000","v":0},0,0,0,{"$f":"(+Title_RESULTS!$C$10*(Partcipation!$C17)*(Partcipation!$L17/100))/1000","v":0}]
[2014,null,0,1,0,0,0,0,0,0,0,null,2022,0,{"$f":"(+Title_RESULTS!$C$10*(Partcipation!$C18)*(Partcipation!$L18/100))/1000","v":0},0,0,0,{"$f":"(+Title_RESULTS!$C$10*(Partcipation!$C18)*(Partcipation!$L18/100))/1000","v":0}]
[2015,null,0,1,0,0,0,0,0,0,0,null,2023,0,{"$f":"(+Title_RESULTS!$C$10*(Partcipation!$C19)*(Partcipation!$L19/100))/1000","v":0},0,0,0,{"$f":"(+Title_RESULTS!$C$10*(Partcipation!$C19)*(Partcipation!$L19/100))/1000","v":0}]
[2016,null,0,1,0,0,0,0,0,0,0,null,2024,0,{"$f":"(+Title_RESULTS!$C$10*(Partcipation!$C20)*(Partcipation!$L20/100))/1000","v":0},0,0,0,{"$f":"(+Title_RESULTS!$C$10*(Partcipation!$C20)*(Partcipation!$L20/100))/1000","v":0}]
[2017,null,0,1,0,0,0,0,0,0,0,null,2025,0,{"$f":"(+Title_RESULTS!$C$10*(Partcipation!$C21)*(Partcipation!$L21/100))/1000","v":0},0,0,0,{"$f":"(+Title_RESULTS!$C$10*(Partcipation!$C21)*(Partcipation!$L21/100))/1000","v":0}]
[2018,-5,2.4E-2,1,0,0,0,0,0,0,0,null,2026,0,{"$f":"(+Title_RESULTS!$C$10*(Partcipation!$C22)*(Partcipation!$L22/100))/1000","v":0},0,0,0,{"$f":"(+Title_RESULTS!$C$10*(Partcipation!$C22)*(Partcipation!$L22/100))/1000","v":0}]
[2019,-4,2.4E-2,{"$f":"+D21*1.024","v":1.024},0,0,0,0,0,{"$f":"H22","v":0},0,null,2027,0,{"$f":"(+Title_RESULTS!$C$10*(Partcipation!$C23)*(Partcipation!$L23/100))/1000","v":0},0,0,0,{"$f":"(+Title_RESULTS!$C$10*(Partcipation!$C23)*(Partcipation!$L23/100))/1000","v":0}]
[2020,-3,2.4E-2,{"$f":"+D22*1.024","v":1.048576},{"$f":"'Spending Curve'!F6","v":0.19510218303564666},{"$f":"'Spending Curve'!L13","v":112.82461103253182},{"$f":"'Spending Curve'!H13","v":109.29420084865629},112.82461103253182,3.5304101838755315,{"$f":"H23","v":112.82461103253182},112.82461103253182,null,2028,0,{"$f":"(+Title_RESULTS!$C$10*(Partcipation!$C24)*(Partcipation!$L24/100))/1000","v":0},0,0,0,{"$f":"(+Title_RESULTS!$C$10*(Partcipation!$C24)*(Partcipation!$L24/100))/1000","v":0}]
[2021,-2,2.4E-2,{"$f":"+D23*1.024","v":1.0737418240000001},{"$f":"'Spending Curve'!F7","v":0.55940099077398542},{"$f":"'Spending Curve'!L14","v":330.5516265912305},{"$f":"'Spending Curve'!H14","v":313.37057991513433},330.5516265912305,17.181046676096173,{"$f":"H24","v":330.5516265912305},443.37623762376234,null,2029,0,{"$f":"(+Title_RESULTS!$C$10*(Partcipation!$C25)*(Partcipation!$L25/100))/1000","v":0},0,0,0,{"$f":"(+Title_RESULTS!$C$10*(Partcipation!$C25)*(Partcipation!$L25/100))/1000","v":0}]
[{"$f":"A26-1","v":2022},-1,2.4E-2,{"$f":"+D24*1.024","v":1.0995116277760002},{"$f":"'Spending Curve'!F8","v":0.24549682619036797},{"$f":"'Spending Curve'!L15","v":169.27298444130125},{"$f":"'Spending Curve'!H15","v":137.52475247524751},169.27298444130125,31.748231966053737,{"$f":"H25","v":169.27298444130125},612.64922206506355,null,2030,0,{"$f":"(+Title_RESULTS!$C$10*(Partcipation!$C26)*(Partcipation!$L26/100))/1000","v":0},0,0,0,{"$f":"(+Title_RESULTS!$C$10*(Partcipation!$C26)*(Partcipation!$L26/100))/1000","v":0}]
[{"$f":"C29","v":2023},0,2.4E-2,{"$f":"+D25*1.024","v":1.1258999068426243},{"$f":"'Spending Curve'!F9","v":0},{"$f":"'Spending Curve'!L16","v":0},{"$f":"'Spending Curve'!H16","v":0},{"$f":"+F26","v":0},{"$f":"+H26-G26","v":0},{"$f":"H26","v":0},0,null,2031,0,{"$f":"(+Title_RESULTS!$C$10*(Partcipation!$C27)*(Partcipation!$L27/100))/1000","v":0},0,0,0,{"$f":"(+Title_RESULTS!$C$10*(Partcipation!$C27)*(Partcipation!$L27/100))/1000","v":0}]
[null,null,null,null,null,null,null,null,null,null,null,null,2032,0,{"$f":"(+Title_RESULTS!$C$10*(Partcipation!$C28)*(Partcipation!$L28/100))/1000","v":0},0,0,0,{"$f":"(+Title_RESULTS!$C$10*(Partcipation!$C28)*(Partcipation!$L28/100))/1000","v":0}]
[null,null,null,null,null,null,null,null,null,null,null,null,2033,0,{"$f":"(+Title_RESULTS!$C$10*(Partcipation!$C29)*(Partcipation!$L29/100))/1000","v":0},0,0,0,{"$f":"(+Title_RESULTS!$C$10*(Partcipation!$C29)*(Partcipation!$L29/100))/1000","v":0}]
["IN-SERVICE YEAR   =",null,{"$f":"+Title_RESULTS!H8","v":2023},null,null,null,null,null,null,{"$f":"SUM(J16:J28)","v":612.64922206506355},null,null,2034,0,{"$f":"(+Title_RESULTS!$C$10*(Partcipation!$C30)*(Partcipation!$L30/100))/1000","v":0},0,0,0,{"$f":"(+Title_RESULTS!$C$10*(Partcipation!$C30)*(Partcipation!$L30/100))/1000","v":0}]
[null,null,null,null,null,null,null,null,null,null,null,null,2035,0,{"$f":"(+Title_RESULTS!$C$10*(Partcipation!$C31)*(Partcipation!$L31/100))/1000","v":0},0,0,0,{"$f":"(+Title_RESULTS!$C$10*(Partcipation!$C31)*(Partcipation!$L31/100))/1000","v":0}]
["PLANT COSTS (2023$)",null,{"$f":"+Title_RESULTS!H10","v":526.29999999999995},null,null,null,null,null,null,null,null,null,2036,0,{"$f":"(+Title_RESULTS!$C$10*(Partcipation!$C32)*(Partcipation!$L32/100))/1000","v":0},0,0,0,{"$f":"(+Title_RESULTS!$C$10*(Partcipation!$C32)*(Partcipation!$L32/100))/1000","v":0}]
["AFUDC RATE:",null,{"$f":"+Title_RESULTS!C38","v":6.4600000000000005E-2},null,null,null,null,null,null,null,null,null,2037,0,{"$f":"(+Title_RESULTS!$C$10*(Partcipation!$C33)*(Partcipation!$L33/100))/1000","v":0},0,0,0,{"$f":"(+Title_RESULTS!$C$10*(Partcipation!$C33)*(Partcipation!$L33/100))/1000","v":0}]
[null,null,null,null,null,null,null,null,null,null,null,null,2038,0,{"$f":"(+Title_RESULTS!$C$10*(Partcipation!$C34)*(Partcipation!$L34/100))/1000","v":0},0,0,0,{"$f":"(+Title_RESULTS!$C$10*(Partcipation!$C34)*(Partcipation!$L34/100))/1000","v":0}]
[null,null,null,null,null,null,null,null,null,null,null,null,2039,0,{"$f":"(+Title_RESULTS!$C$10*(Partcipation!$C35)*(Partcipation!$L35/100))/1000","v":0},0,0,0,{"$f":"(+Title_RESULTS!$C$10*(Partcipation!$C35)*(Partcipation!$L35/100))/1000","v":0}]
[null,null,null,null,null,null,null,null,null,null,null,null,2040,0,{"$f":"(+Title_RESULTS!$C$10*(Partcipation!$C36)*(Partcipation!$L36/100))/1000","v":0},0,0,0,{"$f":"(+Title_RESULTS!$C$10*(Partcipation!$C36)*(Partcipation!$L36/100))/1000","v":0}]
[null,null,null,null,null,null,null,null,null,null,null,null,2041,0,{"$f":"(+Title_RESULTS!$C$10*(Partcipation!$C37)*(Partcipation!$L37/100))/1000","v":0},0,0,0,{"$f":"(+Title_RESULTS!$C$10*(Partcipation!$C37)*(Partcipation!$L37/100))/1000","v":0}]
[null,null,null,null,null,null,null,null,null,null,null,null,2042,0,{"$f":"(+Title_RESULTS!$C$10*(Partcipation!$C38)*(Partcipation!$L38/100))/1000","v":0},0,0,0,{"$f":"(+Title_RESULTS!$C$10*(Partcipation!$C38)*(Partcipation!$L38/100))/1000","v":0}]
[null,null,null,null,null,null,null,null,null,null,null,null,2043,0,{"$f":"(+Title_RESULTS!$C$10*(Partcipation!$C39)*(Partcipation!$L39/100))/1000","v":0},0,0,0,{"$f":"(+Title_RESULTS!$C$10*(Partcipation!$C39)*(Partcipation!$L39/100))/1000","v":0}]
[null,null,null,null,null,null,null,null,null,null,null,null,2044,0,{"$f":"(+Title_RESULTS!$C$10*(Partcipation!$C40)*(Partcipation!$L40/100))/1000","v":0},0,0,0,{"$f":"(+Title_RESULTS!$C$10*(Partcipation!$C40)*(Partcipation!$L40/100))/1000","v":0}]
[null,null,null,null,null,null,null,null,null,null,null,null,2045,0,{"$f":"(+Title_RESULTS!$C$10*(Partcipation!$C41)*(Partcipation!$L41/100))/1000","v":0},0,0,0,{"$f":"(+Title_RESULTS!$C$10*(Partcipation!$C41)*(Partcipation!$L41/100))/1000","v":0}]
[null,null,null,null,null,null,null,null,null,null,null,null,2046,0,{"$f":"(+Title_RESULTS!$C$10*(Partcipation!$C42)*(Partcipation!$L42/100))/1000","v":0},0,0,0,{"$f":"(+Title_RESULTS!$C$10*(Partcipation!$C42)*(Partcipation!$L42/100))/1000","v":0}]
[null,null,null,null,null,null,null,null,null,null,null,null,2047,0,{"$f":"(+Title_RESULTS!$C$10*(Partcipation!$C43)*(Partcipation!$L43/100))/1000","v":0},0,0,0,{"$f":"(+Title_RESULTS!$C$10*(Partcipation!$C43)*(Partcipation!$L43/100))/1000","v":0}]
[null,null,null,null,null,null,null,null,null,null,null,null,2048,0,{"$f":"(+Title_RESULTS!$C$10*(Partcipation!$C44)*(Partcipation!$L44/100))/1000","v":0},0,0,0,{"$f":"(+Title_RESULTS!$C$10*(Partcipation!$C44)*(Partcipation!$L44/100))/1000","v":0}]
[null,null,null,null,null,null,null,null,null,null,null,null,2049,0,{"$f":"(+Title_RESULTS!$C$10*(Partcipation!$C45)*(Partcipation!$L45/100))/1000","v":0},0,0,0,{"$f":"(+Title_RESULTS!$C$10*(Partcipation!$C45)*(Partcipation!$L45/100))/1000","v":0}]
[null,null,null,null,null,null,null,null,null,null,null,null,2050,0,{"$f":"(+Title_RESULTS!$C$10*(Partcipation!$C46)*(Partcipation!$L46/100))/1000","v":0},0,0,0,{"$f":"(+Title_RESULTS!$C$10*(Partcipation!$C46)*(Partcipation!$L46/100))/1000","v":0}]
[null,null,null,null,null,null,null,null,null,null,null,null,2051,0,{"$f":"(+Title_RESULTS!$C$10*(Partcipation!$C47)*(Partcipation!$L47/100))/1000","v":0},0,0,0,{"$f":"(+Title_RESULTS!$C$10*(Partcipation!$C47)*(Partcipation!$L47/100))/1000","v":0}]
[null,null,null,null,null,null,null,null,null,null,null,null,2052,0,{"$f":"(+Title_RESULTS!$C$10*(Partcipation!$C48)*(Partcipation!$L48/100))/1000","v":0},0,0,0,{"$f":"(+Title_RESULTS!$C$10*(Partcipation!$C48)*(Partcipation!$L48/100))/1000","v":0}]
[null,null,null,null,null,null,null,null,null,null,null,null,2053,0,{"$f":"(+Title_RESULTS!$C$10*(Partcipation!$C49)*(Partcipation!$L49/100))/1000","v":0},0,0,0,{"$f":"(+Title_RESULTS!$C$10*(Partcipation!$C49)*(Partcipation!$L49/100))/1000","v":0}]
[null,null,null,null,null,null,null,null,null,null,null,null,2054,0,{"$f":"(+Title_RESULTS!$C$10*(Partcipation!$C50)*(Partcipation!$L50/100))/1000","v":0},0,0,0,{"$f":"(+Title_RESULTS!$C$10*(Partcipation!$C50)*(Partcipation!$L50/100))/1000","v":0}]
[null,null,null,null,null,null,null,null,null,null,null,null,2055,0,{"$f":"(+Title_RESULTS!$C$10*(Partcipation!$C51)*(Partcipation!$L51/100))/1000","v":0},0,0,0,{"$f":"(+Title_RESULTS!$C$10*(Partcipation!$C51)*(Partcipation!$L51/100))/1000","v":0}]
[null,null,null,null,null,null,null,null,null,null,null,null,2056,0,{"$f":"(+Title_RESULTS!$C$10*(Partcipation!$C52)*(Partcipation!$L52/100))/1000","v":0},0,0,0,{"$f":"(+Title_RESULTS!$C$10*(Partcipation!$C52)*(Partcipation!$L52/100))/1000","v":0}]
[null,null,null,null,null,null,null,null,null,null,null,null,2057,0,{"$f":"(+Title_RESULTS!$C$10*(Partcipation!$C53)*(Partcipation!$L53/100))/1000","v":0},0,0,0,{"$f":"(+Title_RESULTS!$C$10*(Partcipation!$C53)*(Partcipation!$L53/100))/1000","v":0}]
[null,null,null,null,null,null,null,null,null,null,null,null,"      PSC FORM CE 1.1"]
[null,null,null,null,null,null,null,null,null,null,null,null,"          PAGE 1 OF 1",null,"*"]
[null,null,null,null,null,null,null,null,null,null,null,null,"Run date:",37062]
[null,null,null,null,null,null,null,null,null,null,null,null,null,37062.555219907408,"*"]
[]
[null,null,null,null,null,null,null,null,null,null,null,null,null,null,"*"]
[]
[null,null,null,null,null,null,null,null,null,null,null,null,2001,null,"*"]
[null,null,null,null,null,null,null,null,null,null,null,null,2004]
[]
[null,null,null,null,null,null,null,{"$f":"2885*1000/177000","v":16.299435028248588}]

{"sheet":"Sheet3(F_21)","index":12,"n_rows":46,"n_cols":10,"rows_kept":46,"cut":false,"hidden":false,"merged":[]}
[null,null,null,"AVOIDED GENERATION UNIT BENEFITS",null,null,null,null,null,"PSC FORM CE 2.1"]
[null,null,null,"PROGRAM:",{"$f":"+Input!C3","v":"ENERGY STAR Certified Home"},null,null,null,null,"Page 1 of 1"]
[null,null,null,null,null,null,null,null,null,{"$f":"+Title_RESULTS!I4","v":"2019-05-14T07:55:39.620"}]
["      "]
[null,null,"    * UNIT SIZE OF AVOIDED GENERATION UNIT =",null,null,null,{"$f":"ROUND(+Title_RESULTS!C8*Partcipation!C26,0)","v":7703},"KW   "]
[null,null,"    * INSERVICE COSTS OF AVOIDED GEN. UNIT (000) =",null,null,null,{"$f":"+'Value of Defferal'!E3","v":4719.2369575671846}]
[]
[]
["(1)","(1A)*","(2)","(2A)*","(3)","(4)","(5)","(6)","(6A)*","(7)"]
[]
[null,null,"AVOIDED","AVOIDED","AVOIDED","AVOIDED","AVOIDED",null,"AVOIDED"]
[null,"    REVENUE","GEN UNIT","ANNUAL","UNIT","GEN UNIT","GEN UNIT",null,"PURCHASED","AVOIDED"]
[null,"REQUIREMENT","CAPACITY","UNIT","FIXED","VARIABLE","FUEL","REPLACEMENT","CAPACITY","GEN UNIT"]
[null,"FACTOR","COST","KWH GEN","O&M COST","O&M COST","COST","FUEL COST","COSTS","BENEFITS"]
["YEAR",null,"$(000)","(000)","$(000)","$(000)","$(000)","$(000)","$(000)","$(000)"]
[{"$f":"Title_RESULTS!H7","v":2020},{"$f":"VLOOKUP(A16,'Value of Defferal'!$B23:$F$61,'Value of Defferal'!$C$10)","v":0},{"$f":"VLOOKUP(A16,'Value of Defferal'!$B23:$F$61,'Value of Defferal'!$C$9)","v":0},{"$f":"IF((Title_RESULTS!$H$8-Title_RESULTS!$H$7)<=('Sheet3(F_21)'!A16-Title_RESULTS!$H$7),((Title_RESULTS!$C$8*Partcipation!$C$26*8760*Title_RESULTS!$H$21/100000)),0)","v":0},{"$f":"IF($G16=0,0,((Title_RESULTS!$H$14*((1+Title_RESULTS!$H$15/100)^($A16-Title_RESULTS!$H$7))*'EUE_Line Losses'!$B$25*Partcipation!$C$26))/1000)","v":0},{"$f":"IF($G16=0,0,(Title_RESULTS!$H$19/100*((1+Title_RESULTS!$H$20/100)^($A16-Title_RESULTS!$H$7))*+Partcipation!C26*1000)/1000)","v":0},{"$f":"(+Title_RESULTS!$H$22/100*((1+Title_RESULTS!$H$23/100)^(+'Sheet4(F_22)'!A16-Title_RESULTS!$H$7)))*'Sheet3(F_21)'!D16","v":0},{"$f":"IF($G16=0,0,(($D16))*(Partcipation!$G16/100))","v":0},{"$f":"IF($A16>=+Title_RESULTS!$H$8,+Partcipation!$C$60*Title_RESULTS!$H$24/1000*(1+Title_RESULTS!$H$25/100)^($A16-Title_RESULTS!$H$7),0)","v":0},{"$f":"(+C16+G16+E16+F16-H16+I16)*Partcipation!H16","v":0}]
[{"$f":"+Title_RESULTS!$H$7+1","v":2021},{"$f":"VLOOKUP(A17,'Value of Defferal'!$B24:$F$61,'Value of Defferal'!$C$10)","v":0},{"$f":"VLOOKUP(A17,'Value of Defferal'!$B24:$F$61,'Value of Defferal'!$C$9)","v":0},{"$f":"IF((Title_RESULTS!$H$8-Title_RESULTS!$H$7)<=('Sheet3(F_21)'!A17-Title_RESULTS!$H$7),((Title_RESULTS!$C$8*Partcipation!$C$26*8760*Title_RESULTS!$H$21/100000)),0)","v":0},{"$f":"IF($G17=0,0,((Title_RESULTS!$H$14*((1+Title_RESULTS!$H$15/100)^($A17-Title_RESULTS!$H$7))*'EUE_Line Losses'!$B$25*Partcipation!$C$26))/1000)","v":0},{"$f":"IF($G17=0,0,(Title_RESULTS!$H$19/100*((1+Title_RESULTS!$H$20/100)^($A17-Title_RESULTS!$H$7))*$D17*1000)/1000)","v":0},{"$f":"(+Title_RESULTS!$H$22/100*((1+Title_RESULTS!$H$23/100)^(+'Sheet4(F_22)'!A17-Title_RESULTS!$H$7)))*'Sheet3(F_21)'!D17","v":0},{"$f":"IF($G17=0,0,(($D17))*(Partcipation!$G17/100))","v":0},{"$f":"IF($A17>=+Title_RESULTS!$H$8,+Partcipation!$C$60*Title_RESULTS!$H$24/1000*(1+Title_RESULTS!$H$25/100)^($A17-Title_RESULTS!$H$7),0)","v":0},{"$f":"(+C17+G17+E17+F17-H17+I17)*Partcipation!H17","v":0}]
[{"$f":"+A17+1","v":2022},{"$f":"VLOOKUP(A18,'Value of Defferal'!$B25:$F$61,'Value of Defferal'!$C$10)","v":0},{"$f":"VLOOKUP(A18,'Value of Defferal'!$B25:$F$61,'Value of Defferal'!$C$9)","v":0},{"$f":"IF((Title_RESULTS!$H$8-Title_RESULTS!$H$7)<=('Sheet3(F_21)'!A18-Title_RESULTS!$H$7),((Title_RESULTS!$C$8*Partcipation!$C$26*8760*Title_RESULTS!$H$21/100000)),0)","v":0},{"$f":"IF($G18=0,0,((Title_RESULTS!$H$14*((1+Title_RESULTS!$H$15/100)^($A18-Title_RESULTS!$H$7))*'EUE_Line Losses'!$B$25*Partcipation!$C$26))/1000)","v":0},{"$f":"IF($G18=0,0,(Title_RESULTS!$H$19/100*((1+Title_RESULTS!$H$20/100)^($A18-Title_RESULTS!$H$7))*$D18*1000)/1000)","v":0},{"$f":"(+Title_RESULTS!$H$22/100*((1+Title_RESULTS!$H$23/100)^(+'Sheet4(F_22)'!A18-Title_RESULTS!$H$7)))*'Sheet3(F_21)'!D18","v":0},{"$f":"IF($G18=0,0,(($D18))*(Partcipation!$G18/100))","v":0},{"$f":"IF($A18>=+Title_RESULTS!$H$8,+Partcipation!$C$60*Title_RESULTS!$H$24/1000*(1+Title_RESULTS!$H$25/100)^($A18-Title_RESULTS!$H$7),0)","v":0},{"$f":"(+C18+G18+E18+F18-H18+I18)*Partcipation!H18","v":0}]
[{"$f":"+A18+1","v":2023},{"$f":"VLOOKUP(A19,'Value of Defferal'!$B26:$F$61,'Value of Defferal'!$C$10)","v":0.13759066226231162},{"$f":"VLOOKUP(A19,'Value of Defferal'!$B26:$F$61,'Value of Defferal'!$C$9)","v":649.32293836444558},{"$f":"IF((Title_RESULTS!$H$8-Title_RESULTS!$H$7)<=('Sheet3(F_21)'!A19-Title_RESULTS!$H$7),((Title_RESULTS!$C$8*Partcipation!$C$26*8760*Title_RESULTS!$H$21/100000)),0)","v":6140.9011555393372},{"$f":"IF($G19=0,0,((Title_RESULTS!$H$14*((1+Title_RESULTS!$H$15/100)^($A19-Title_RESULTS!$H$7))*'EUE_Line Losses'!$B$25*Partcipation!$C$26))/1000)","v":48.223089765162797},{"$f":"IF($G19=0,0,(Title_RESULTS!$H$19/100*((1+Title_RESULTS!$H$20/100)^($A19-Title_RESULTS!$H$7))*$D19*1000)/1000)","v":13.846859056280282},{"$f":"(+Title_RESULTS!$H$22/100*((1+Title_RESULTS!$H$23/100)^(+'Sheet4(F_22)'!A19-Title_RESULTS!$H$7)))*'Sheet3(F_21)'!D19","v":263.09395040419275},{"$f":"IF($G19=0,0,(($D19))*(Partcipation!$G19/100))","v":194.82792359368671},{"$f":"IF($A19>=+Title_RESULTS!$H$8,+Partcipation!$C$60*Title_RESULTS!$H$24/1000*(1+Title_RESULTS!$H$25/100)^($A19-Title_RESULTS!$H$7),0)","v":0},{"$f":"(+C19+G19+E19+F19-H19+I19)*Partcipation!H19","v":779.65891399639463}]
[2024,{"$f":"VLOOKUP(A20,'Value of Defferal'!$B27:$F$61,'Value of Defferal'!$C$10)","v":0.13352762595002862},{"$f":"VLOOKUP(A20,'Value of Defferal'!$B27:$F$61,'Value of Defferal'!$C$9)","v":630.14850723958216},{"$f":"IF((Title_RESULTS!$H$8-Title_RESULTS!$H$7)<=('Sheet3(F_21)'!A20-Title_RESULTS!$H$7),((Title_RESULTS!$C$8*Partcipation!$C$26*8760*Title_RESULTS!$H$21/100000)),0)","v":6140.9011555393372},{"$f":"IF($G20=0,0,((Title_RESULTS!$H$14*((1+Title_RESULTS!$H$15/100)^($A20-Title_RESULTS!$H$7))*'EUE_Line Losses'!$B$25*Partcipation!$C$26))/1000)","v":49.380443919526698},{"$f":"IF($G20=0,0,(Title_RESULTS!$H$19/100*((1+Title_RESULTS!$H$20/100)^($A20-Title_RESULTS!$H$7))*$D20*1000)/1000)","v":14.179183673631009},{"$f":"(+Title_RESULTS!$H$22/100*((1+Title_RESULTS!$H$23/100)^(+'Sheet4(F_22)'!A20-Title_RESULTS!$H$7)))*'Sheet3(F_21)'!D20","v":275.03841575254313},{"$f":"IF($G20=0,0,(($D20))*(Partcipation!$G20/100))","v":203.54343439010316},{"$f":"IF($A20>=+Title_RESULTS!$H$8,+Partcipation!$C$60*Title_RESULTS!$H$24/1000*(1+Title_RESULTS!$H$25/100)^($A20-Title_RESULTS!$H$7),0)","v":0},{"$f":"(+C20+G20+E20+F20-H20+I20)*Partcipation!H20","v":765.20311619517986}]
[2025,{"$f":"VLOOKUP(A21,'Value of Defferal'!$B28:$F$61,'Value of Defferal'!$C$10)","v":0.12904206349335909},{"$f":"VLOOKUP(A21,'Value of Defferal'!$B28:$F$61,'Value of Defferal'!$C$9)","v":608.98007511859146},{"$f":"IF((Title_RESULTS!$H$8-Title_RESULTS!$H$7)<=('Sheet3(F_21)'!A21-Title_RESULTS!$H$7),((Title_RESULTS!$C$8*Partcipation!$C$26*8760*Title_RESULTS!$H$21/100000)),0)","v":6140.9011555393372},{"$f":"IF($G21=0,0,((Title_RESULTS!$H$14*((1+Title_RESULTS!$H$15/100)^($A21-Title_RESULTS!$H$7))*'EUE_Line Losses'!$B$25*Partcipation!$C$26))/1000)","v":50.565574573595349},{"$f":"IF($G21=0,0,(Title_RESULTS!$H$19/100*((1+Title_RESULTS!$H$20/100)^($A21-Title_RESULTS!$H$7))*$D21*1000)/1000)","v":14.519484081798154},{"$f":"(+Title_RESULTS!$H$22/100*((1+Title_RESULTS!$H$23/100)^(+'Sheet4(F_22)'!A21-Title_RESULTS!$H$7)))*'Sheet3(F_21)'!D21","v":287.52515982770865},{"$f":"IF($G21=0,0,(($D21))*(Partcipation!$G21/100))","v":211.60951738209167},{"$f":"IF($A21>=+Title_RESULTS!$H$8,+Partcipation!$C$60*Title_RESULTS!$H$24/1000*(1+Title_RESULTS!$H$25/100)^($A21-Title_RESULTS!$H$7),0)","v":0},{"$f":"(+C21+G21+E21+F21-H21+I21)*Partcipation!H21","v":749.98077621960192}]
[2026,{"$f":"VLOOKUP(A22,'Value of Defferal'!$B29:$F$61,'Value of Defferal'!$C$10)","v":0.12477133475235652},{"$f":"VLOOKUP(A22,'Value of Defferal'!$B29:$F$61,'Value of Defferal'!$C$9)","v":588.82549420830776},{"$f":"IF((Title_RESULTS!$H$8-Title_RESULTS!$H$7)<=('Sheet3(F_21)'!A22-Title_RESULTS!$H$7),((Title_RESULTS!$C$8*Partcipation!$C$26*8760*Title_RESULTS!$H$21/100000)),0)","v":6140.9011555393372},{"$f":"IF($G22=0,0,((Title_RESULTS!$H$14*((1+Title_RESULTS!$H$15/100)^($A22-Title_RESULTS!$H$7))*'EUE_Line Losses'!$B$25*Partcipation!$C$26))/1000)","v":51.779148363361621},{"$f":"IF($G22=0,0,(Title_RESULTS!$H$19/100*((1+Title_RESULTS!$H$20/100)^($A22-Title_RESULTS!$H$7))*$D22*1000)/1000)","v":14.867951699761308},{"$f":"(+Title_RESULTS!$H$22/100*((1+Title_RESULTS!$H$23/100)^(+'Sheet4(F_22)'!A22-Title_RESULTS!$H$7)))*'Sheet3(F_21)'!D22","v":300.57880208388661},{"$f":"IF($G22=0,0,(($D22))*(Partcipation!$G22/100))","v":218.46574138169549},{"$f":"IF($A22>=+Title_RESULTS!$H$8,+Partcipation!$C$60*Title_RESULTS!$H$24/1000*(1+Title_RESULTS!$H$25/100)^($A22-Title_RESULTS!$H$7),0)","v":0},{"$f":"(+C22+G22+E22+F22-H22+I22)*Partcipation!H22","v":737.5856549736219}]
[2027,{"$f":"VLOOKUP(A23,'Value of Defferal'!$B30:$F$61,'Value of Defferal'!$C$10)","v":0.12069389684472964},{"$f":"VLOOKUP(A23,'Value of Defferal'!$B30:$F$61,'Value of Defferal'!$C$9)","v":569.58309854244953},{"$f":"IF((Title_RESULTS!$H$8-Title_RESULTS!$H$7)<=('Sheet3(F_21)'!A23-Title_RESULTS!$H$7),((Title_RESULTS!$C$8*Partcipation!$C$26*8760*Title_RESULTS!$H$21/100000)),0)","v":6140.9011555393372},{"$f":"IF($G23=0,0,((Title_RESULTS!$H$14*((1+Title_RESULTS!$H$15/100)^($A23-Title_RESULTS!$H$7))*'EUE_Line Losses'!$B$25*Partcipation!$C$26))/1000)","v":53.021847924082316},{"$f":"IF($G23=0,0,(Title_RESULTS!$H$19/100*((1+Title_RESULTS!$H$20/100)^($A23-Title_RESULTS!$H$7))*$D23*1000)/1000)","v":15.22478254055558},{"$f":"(+Title_RESULTS!$H$22/100*((1+Title_RESULTS!$H$23/100)^(+'Sheet4(F_22)'!A23-Title_RESULTS!$H$7)))*'Sheet3(F_21)'!D23","v":314.22507969849511},{"$f":"IF($G23=0,0,(($D23))*(Partcipation!$G23/100))","v":228.24419563305946},{"$f":"IF($A23>=+Title_RESULTS!$H$8,+Partcipation!$C$60*Title_RESULTS!$H$24/1000*(1+Title_RESULTS!$H$25/100)^($A23-Title_RESULTS!$H$7),0)","v":0},{"$f":"(+C23+G23+E23+F23-H23+I23)*Partcipation!H23","v":723.8106130725231}]
[2028,{"$f":"VLOOKUP(A24,'Value of Defferal'!$B31:$F$61,'Value of Defferal'!$C$10)","v":0.11679058731716964},{"$f":"VLOOKUP(A24,'Value of Defferal'!$B31:$F$61,'Value of Defferal'!$C$9)","v":551.16245596316423},{"$f":"IF((Title_RESULTS!$H$8-Title_RESULTS!$H$7)<=('Sheet3(F_21)'!A24-Title_RESULTS!$H$7),((Title_RESULTS!$C$8*Partcipation!$C$26*8760*Title_RESULTS!$H$21/100000)),0)","v":6140.9011555393372},{"$f":"IF($G24=0,0,((Title_RESULTS!$H$14*((1+Title_RESULTS!$H$15/100)^($A24-Title_RESULTS!$H$7))*'EUE_Line Losses'!$B$25*Partcipation!$C$26))/1000)","v":54.294372274260276},{"$f":"IF($G24=0,0,(Title_RESULTS!$H$19/100*((1+Title_RESULTS!$H$20/100)^($A24-Title_RESULTS!$H$7))*$D24*1000)/1000)","v":15.590177321528913},{"$f":"(+Title_RESULTS!$H$22/100*((1+Title_RESULTS!$H$23/100)^(+'Sheet4(F_22)'!A24-Title_RESULTS!$H$7)))*'Sheet3(F_21)'!D24","v":328.49089831680686},{"$f":"IF($G24=0,0,(($D24))*(Partcipation!$G24/100))","v":245.6511000069512},{"$f":"IF($A24>=+Title_RESULTS!$H$8,+Partcipation!$C$60*Title_RESULTS!$H$24/1000*(1+Title_RESULTS!$H$25/100)^($A24-Title_RESULTS!$H$7),0)","v":0},{"$f":"(+C24+G24+E24+F24-H24+I24)*Partcipation!H24","v":703.88680386880912}]
[2029,{"$f":"VLOOKUP(A25,'Value of Defferal'!$B32:$F$61,'Value of Defferal'!$C$10)","v":0.11300879868916421},{"$f":"VLOOKUP(A25,'Value of Defferal'!$B32:$F$61,'Value of Defferal'!$C$9)","v":533.31529930417378},{"$f":"IF((Title_RESULTS!$H$8-Title_RESULTS!$H$7)<=('Sheet3(F_21)'!A25-Title_RESULTS!$H$7),((Title_RESULTS!$C$8*Partcipation!$C$26*8760*Title_RESULTS!$H$21/100000)),0)","v":6140.9011555393372},{"$f":"IF($G25=0,0,((Title_RESULTS!$H$14*((1+Title_RESULTS!$H$15/100)^($A25-Title_RESULTS!$H$7))*'EUE_Line Losses'!$B$25*Partcipation!$C$26))/1000)","v":55.597437208842528},{"$f":"IF($G25=0,0,(Title_RESULTS!$H$19/100*((1+Title_RESULTS!$H$20/100)^($A25-Title_RESULTS!$H$7))*$D25*1000)/1000)","v":15.964341577245605},{"$f":"(+Title_RESULTS!$H$22/100*((1+Title_RESULTS!$H$23/100)^(+'Sheet4(F_22)'!A25-Title_RESULTS!$H$7)))*'Sheet3(F_21)'!D25","v":343.4043851003899},{"$f":"IF($G25=0,0,(($D25))*(Partcipation!$G25/100))","v":256.43165907553777},{"$f":"IF($A25>=+Title_RESULTS!$H$8,+Partcipation!$C$60*Title_RESULTS!$H$24/1000*(1+Title_RESULTS!$H$25/100)^($A25-Title_RESULTS!$H$7),0)","v":0},{"$f":"(+C25+G25+E25+F25-H25+I25)*Partcipation!H25","v":691.84980411511401}]
[2030,{"$f":"VLOOKUP(A26,'Value of Defferal'!$B33:$F$61,'Value of Defferal'!$C$10)","v":0.109265930075022},{"$f":"VLOOKUP(A26,'Value of Defferal'!$B33:$F$61,'Value of Defferal'!$C$9)","v":515.65181541299557},{"$f":"IF((Title_RESULTS!$H$8-Title_RESULTS!$H$7)<=('Sheet3(F_21)'!A26-Title_RESULTS!$H$7),((Title_RESULTS!$C$8*Partcipation!$C$26*8760*Title_RESULTS!$H$21/100000)),0)","v":6140.9011555393372},{"$f":"IF($G26=0,0,((Title_RESULTS!$H$14*((1+Title_RESULTS!$H$15/100)^($A26-Title_RESULTS!$H$7))*'EUE_Line Losses'!$B$25*Partcipation!$C$26))/1000)","v":56.931775701854747},{"$f":"IF($G26=0,0,(Title_RESULTS!$H$19/100*((1+Title_RESULTS!$H$20/100)^($A26-Title_RESULTS!$H$7))*$D26*1000)/1000)","v":16.3474857750995},{"$f":"(+Title_RESULTS!$H$22/100*((1+Title_RESULTS!$H$23/100)^(+'Sheet4(F_22)'!A26-Title_RESULTS!$H$7)))*'Sheet3(F_21)'!D26","v":358.99494418394761},{"$f":"IF($G26=0,0,(($D26))*(Partcipation!$G26/100))","v":275.49809829508274},{"$f":"IF($A26>=+Title_RESULTS!$H$8,+Partcipation!$C$60*Title_RESULTS!$H$24/1000*(1+Title_RESULTS!$H$25/100)^($A26-Title_RESULTS!$H$7),0)","v":0},{"$f":"(+C26+G26+E26+F26-H26+I26)*Partcipation!H26","v":672.42792277881472}]
[2031,{"$f":"VLOOKUP(A27,'Value of Defferal'!$B34:$F$61,'Value of Defferal'!$C$10)","v":0.10552306146087977},{"$f":"VLOOKUP(A27,'Value of Defferal'!$B34:$F$61,'Value of Defferal'!$C$9)","v":497.98833152181726},{"$f":"IF((Title_RESULTS!$H$8-Title_RESULTS!$H$7)<=('Sheet3(F_21)'!A27-Title_RESULTS!$H$7),((Title_RESULTS!$C$8*Partcipation!$C$26*8760*Title_RESULTS!$H$21/100000)),0)","v":6140.9011555393372},{"$f":"IF($G27=0,0,((Title_RESULTS!$H$14*((1+Title_RESULTS!$H$15/100)^($A27-Title_RESULTS!$H$7))*'EUE_Line Losses'!$B$25*Partcipation!$C$26))/1000)","v":58.298138318699273},{"$f":"IF($G27=0,0,(Title_RESULTS!$H$19/100*((1+Title_RESULTS!$H$20/100)^($A27-Title_RESULTS!$H$7))*$D27*1000)/1000)","v":16.739825433701892},{"$f":"(+Title_RESULTS!$H$22/100*((1+Title_RESULTS!$H$23/100)^(+'Sheet4(F_22)'!A27-Title_RESULTS!$H$7)))*'Sheet3(F_21)'!D27","v":375.29331464989889},{"$f":"IF($G27=0,0,(($D27))*(Partcipation!$G27/100))","v":282.34892512170728},{"$f":"IF($A27>=+Title_RESULTS!$H$8,+Partcipation!$C$60*Title_RESULTS!$H$24/1000*(1+Title_RESULTS!$H$25/100)^($A27-Title_RESULTS!$H$7),0)","v":0},{"$f":"(+C27+G27+E27+F27-H27+I27)*Partcipation!H27","v":665.97068480241001}]
[2032,{"$f":"VLOOKUP(A28,'Value of Defferal'!$B35:$F$61,'Value of Defferal'!$C$10)","v":0.10178019284673755},{"$f":"VLOOKUP(A28,'Value of Defferal'!$B35:$F$61,'Value of Defferal'!$C$9)","v":480.324847630639},{"$f":"IF((Title_RESULTS!$H$8-Title_RESULTS!$H$7)<=('Sheet3(F_21)'!A28-Title_RESULTS!$H$7),((Title_RESULTS!$C$8*Partcipation!$C$26*8760*Title_RESULTS!$H$21/100000)),0)","v":6140.9011555393372},{"$f":"IF($G28=0,0,((Title_RESULTS!$H$14*((1+Title_RESULTS!$H$15/100)^($A28-Title_RESULTS!$H$7))*'EUE_Line Losses'!$B$25*Partcipation!$C$26))/1000)","v":59.69729363834805},{"$f":"IF($G28=0,0,(Title_RESULTS!$H$19/100*((1+Title_RESULTS!$H$20/100)^($A28-Title_RESULTS!$H$7))*$D28*1000)/1000)","v":17.141581244110732},{"$f":"(+Title_RESULTS!$H$22/100*((1+Title_RESULTS!$H$23/100)^(+'Sheet4(F_22)'!A28-Title_RESULTS!$H$7)))*'Sheet3(F_21)'!D28","v":392.33163113500433},{"$f":"IF($G28=0,0,(($D28))*(Partcipation!$G28/100))","v":299.29265912659525},{"$f":"IF($A28>=+Title_RESULTS!$H$8,+Partcipation!$C$60*Title_RESULTS!$H$24/1000*(1+Title_RESULTS!$H$25/100)^($A28-Title_RESULTS!$H$7),0)","v":0},{"$f":"(+C28+G28+E28+F28-H28+I28)*Partcipation!H28","v":650.20269452150683}]
[2033,{"$f":"VLOOKUP(A29,'Value of Defferal'!$B36:$F$61,'Value of Defferal'!$C$10)","v":9.8037324232595341E-2},{"$f":"VLOOKUP(A29,'Value of Defferal'!$B36:$F$61,'Value of Defferal'!$C$9)","v":462.66136373946085},{"$f":"IF((Title_RESULTS!$H$8-Title_RESULTS!$H$7)<=('Sheet3(F_21)'!A29-Title_RESULTS!$H$7),((Title_RESULTS!$C$8*Partcipation!$C$26*8760*Title_RESULTS!$H$21/100000)),0)","v":6140.9011555393372},{"$f":"IF($G29=0,0,((Title_RESULTS!$H$14*((1+Title_RESULTS!$H$15/100)^($A29-Title_RESULTS!$H$7))*'EUE_Line Losses'!$B$25*Partcipation!$C$26))/1000)","v":61.130028685668393},{"$f":"IF($G29=0,0,(Title_RESULTS!$H$19/100*((1+Title_RESULTS!$H$20/100)^($A29-Title_RESULTS!$H$7))*$D29*1000)/1000)","v":17.552979193969392},{"$f":"(+Title_RESULTS!$H$22/100*((1+Title_RESULTS!$H$23/100)^(+'Sheet4(F_22)'!A29-Title_RESULTS!$H$7)))*'Sheet3(F_21)'!D29","v":410.14348718853353},{"$f":"IF($G29=0,0,(($D29))*(Partcipation!$G29/100))","v":306.11876412986396},{"$f":"IF($A29>=+Title_RESULTS!$H$8,+Partcipation!$C$60*Title_RESULTS!$H$24/1000*(1+Title_RESULTS!$H$25/100)^($A29-Title_RESULTS!$H$7),0)","v":0},{"$f":"(+C29+G29+E29+F29-H29+I29)*Partcipation!H29","v":645.3690946777682}]
[2034,{"$f":"VLOOKUP(A30,'Value of Defferal'!$B37:$F$61,'Value of Defferal'!$C$10)","v":9.4294455618453107E-2},{"$f":"VLOOKUP(A30,'Value of Defferal'!$B37:$F$61,'Value of Defferal'!$C$9)","v":444.99787984828254},{"$f":"IF((Title_RESULTS!$H$8-Title_RESULTS!$H$7)<=('Sheet3(F_21)'!A30-Title_RESULTS!$H$7),((Title_RESULTS!$C$8*Partcipation!$C$26*8760*Title_RESULTS!$H$21/100000)),0)","v":6140.9011555393372},{"$f":"IF($G30=0,0,((Title_RESULTS!$H$14*((1+Title_RESULTS!$H$15/100)^($A30-Title_RESULTS!$H$7))*'EUE_Line Losses'!$B$25*Partcipation!$C$26))/1000)","v":62.597149374124434},{"$f":"IF($G30=0,0,(Title_RESULTS!$H$19/100*((1+Title_RESULTS!$H$20/100)^($A30-Title_RESULTS!$H$7))*$D30*1000)/1000)","v":17.974250694624658},{"$f":"(+Title_RESULTS!$H$22/100*((1+Title_RESULTS!$H$23/100)^(+'Sheet4(F_22)'!A30-Title_RESULTS!$H$7)))*'Sheet3(F_21)'!D30","v":428.76400150689301},{"$f":"IF($G30=0,0,(($D30))*(Partcipation!$G30/100))","v":325.87171964348209},{"$f":"IF($A30>=+Title_RESULTS!$H$8,+Partcipation!$C$60*Title_RESULTS!$H$24/1000*(1+Title_RESULTS!$H$25/100)^($A30-Title_RESULTS!$H$7),0)","v":0},{"$f":"(+C30+G30+E30+F30-H30+I30)*Partcipation!H30","v":628.46156178044248}]
[2035,{"$f":"VLOOKUP(A31,'Value of Defferal'!$B38:$F$61,'Value of Defferal'!$C$10)","v":9.0551587004310874E-2},{"$f":"VLOOKUP(A31,'Value of Defferal'!$B38:$F$61,'Value of Defferal'!$C$9)","v":427.33439595710428},{"$f":"IF((Title_RESULTS!$H$8-Title_RESULTS!$H$7)<=('Sheet3(F_21)'!A31-Title_RESULTS!$H$7),((Title_RESULTS!$C$8*Partcipation!$C$26*8760*Title_RESULTS!$H$21/100000)),0)","v":6140.9011555393372},{"$f":"IF($G31=0,0,((Title_RESULTS!$H$14*((1+Title_RESULTS!$H$15/100)^($A31-Title_RESULTS!$H$7))*'EUE_Line Losses'!$B$25*Partcipation!$C$26))/1000)","v":64.099480959103431},{"$f":"IF($G31=0,0,(Title_RESULTS!$H$19/100*((1+Title_RESULTS!$H$20/100)^($A31-Title_RESULTS!$H$7))*$D31*1000)/1000)","v":18.405632711295652},{"$f":"(+Title_RESULTS!$H$22/100*((1+Title_RESULTS!$H$23/100)^(+'Sheet4(F_22)'!A31-Title_RESULTS!$H$7)))*'Sheet3(F_21)'!D31","v":448.22988717530598},{"$f":"IF($G31=0,0,(($D31))*(Partcipation!$G31/100))","v":338.36669091782107},{"$f":"IF($A31>=+Title_RESULTS!$H$8,+Partcipation!$C$60*Title_RESULTS!$H$24/1000*(1+Title_RESULTS!$H$25/100)^($A31-Title_RESULTS!$H$7),0)","v":0},{"$f":"(+C31+G31+E31+F31-H31+I31)*Partcipation!H31","v":619.70270588498829}]
[2036,{"$f":"VLOOKUP(A32,'Value of Defferal'!$B39:$F$61,'Value of Defferal'!$C$10)","v":8.680871839016864E-2},{"$f":"VLOOKUP(A32,'Value of Defferal'!$B39:$F$61,'Value of Defferal'!$C$9)","v":409.67091206592596},{"$f":"IF((Title_RESULTS!$H$8-Title_RESULTS!$H$7)<=('Sheet3(F_21)'!A32-Title_RESULTS!$H$7),((Title_RESULTS!$C$8*Partcipation!$C$26*8760*Title_RESULTS!$H$21/100000)),0)","v":6140.9011555393372},{"$f":"IF($G32=0,0,((Title_RESULTS!$H$14*((1+Title_RESULTS!$H$15/100)^($A32-Title_RESULTS!$H$7))*'EUE_Line Losses'!$B$25*Partcipation!$C$26))/1000)","v":65.637868502121904},{"$f":"IF($G32=0,0,(Title_RESULTS!$H$19/100*((1+Title_RESULTS!$H$20/100)^($A32-Title_RESULTS!$H$7))*$D32*1000)/1000)","v":18.847367896366741},{"$f":"(+Title_RESULTS!$H$22/100*((1+Title_RESULTS!$H$23/100)^(+'Sheet4(F_22)'!A32-Title_RESULTS!$H$7)))*'Sheet3(F_21)'!D32","v":468.57952405306497},{"$f":"IF($G32=0,0,(($D32))*(Partcipation!$G32/100))","v":345.18872344979297},{"$f":"IF($A32>=+Title_RESULTS!$H$8,+Partcipation!$C$60*Title_RESULTS!$H$24/1000*(1+Title_RESULTS!$H$25/100)^($A32-Title_RESULTS!$H$7),0)","v":0},{"$f":"(+C32+G32+E32+F32-H32+I32)*Partcipation!H32","v":617.54694906768668}]
[2037,{"$f":"VLOOKUP(A33,'Value of Defferal'!$B40:$F$61,'Value of Defferal'!$C$10)","v":8.3065849776026449E-2},{"$f":"VLOOKUP(A33,'Value of Defferal'!$B40:$F$61,'Value of Defferal'!$C$9)","v":392.00742817474787},{"$f":"IF((Title_RESULTS!$H$8-Title_RESULTS!$H$7)<=('Sheet3(F_21)'!A33-Title_RESULTS!$H$7),((Title_RESULTS!$C$8*Partcipation!$C$26*8760*Title_RESULTS!$H$21/100000)),0)","v":6140.9011555393372},{"$f":"IF($G33=0,0,((Title_RESULTS!$H$14*((1+Title_RESULTS!$H$15/100)^($A33-Title_RESULTS!$H$7))*'EUE_Line Losses'!$B$25*Partcipation!$C$26))/1000)","v":67.213177346172841},{"$f":"IF($G33=0,0,(Title_RESULTS!$H$19/100*((1+Title_RESULTS!$H$20/100)^($A33-Title_RESULTS!$H$7))*$D33*1000)/1000)","v":19.299704725879547},{"$f":"(+Title_RESULTS!$H$22/100*((1+Title_RESULTS!$H$23/100)^(+'Sheet4(F_22)'!A33-Title_RESULTS!$H$7)))*'Sheet3(F_21)'!D33","v":489.85303444507423},{"$f":"IF($G33=0,0,(($D33))*(Partcipation!$G33/100))","v":363.89766837441226},{"$f":"IF($A33>=+Title_RESULTS!$H$8,+Partcipation!$C$60*Title_RESULTS!$H$24/1000*(1+Title_RESULTS!$H$25/100)^($A33-Title_RESULTS!$H$7),0)","v":0},{"$f":"(+C33+G33+E33+F33-H33+I33)*Partcipation!H33","v":604.47567631746233}]
[2038,{"$f":"VLOOKUP(A34,'Value of Defferal'!$B41:$F$61,'Value of Defferal'!$C$10)","v":7.9674451501144328E-2},{"$f":"VLOOKUP(A34,'Value of Defferal'!$B41:$F$61,'Value of Defferal'!$C$9)","v":376.00261609809456},{"$f":"IF((Title_RESULTS!$H$8-Title_RESULTS!$H$7)<=('Sheet3(F_21)'!A34-Title_RESULTS!$H$7),((Title_RESULTS!$C$8*Partcipation!$C$26*8760*Title_RESULTS!$H$21/100000)),0)","v":6140.9011555393372},{"$f":"IF($G34=0,0,((Title_RESULTS!$H$14*((1+Title_RESULTS!$H$15/100)^($A34-Title_RESULTS!$H$7))*'EUE_Line Losses'!$B$25*Partcipation!$C$26))/1000)","v":68.826293602480973},{"$f":"IF($G34=0,0,(Title_RESULTS!$H$19/100*((1+Title_RESULTS!$H$20/100)^($A34-Title_RESULTS!$H$7))*$D34*1000)/1000)","v":19.762897639300654},{"$f":"(+Title_RESULTS!$H$22/100*((1+Title_RESULTS!$H$23/100)^(+'Sheet4(F_22)'!A34-Title_RESULTS!$H$7)))*'Sheet3(F_21)'!D34","v":512.09236220888056},{"$f":"IF($G34=0,0,(($D34))*(Partcipation!$G34/100))","v":371.43597445134327},{"$f":"IF($A34>=+Title_RESULTS!$H$8,+Partcipation!$C$60*Title_RESULTS!$H$24/1000*(1+Title_RESULTS!$H$25/100)^($A34-Title_RESULTS!$H$7),0)","v":0},{"$f":"(+C34+G34+E34+F34-H34+I34)*Partcipation!H34","v":605.24819509741337}]
[2039,{"$f":"VLOOKUP(A35,'Value of Defferal'!$B42:$F$61,'Value of Defferal'!$C$10)","v":7.6985874883333333E-2},{"$f":"VLOOKUP(A35,'Value of Defferal'!$B42:$F$61,'Value of Defferal'!$C$9)","v":363.31458596006991},{"$f":"IF((Title_RESULTS!$H$8-Title_RESULTS!$H$7)<=('Sheet3(F_21)'!A35-Title_RESULTS!$H$7),((Title_RESULTS!$C$8*Partcipation!$C$26*8760*Title_RESULTS!$H$21/100000)),0)","v":6140.9011555393372},{"$f":"IF($G35=0,0,((Title_RESULTS!$H$14*((1+Title_RESULTS!$H$15/100)^($A35-Title_RESULTS!$H$7))*'EUE_Line Losses'!$B$25*Partcipation!$C$26))/1000)","v":70.478124648940522},{"$f":"IF($G35=0,0,(Title_RESULTS!$H$19/100*((1+Title_RESULTS!$H$20/100)^($A35-Title_RESULTS!$H$7))*$D35*1000)/1000)","v":20.237207182643875},{"$f":"(+Title_RESULTS!$H$22/100*((1+Title_RESULTS!$H$23/100)^(+'Sheet4(F_22)'!A35-Title_RESULTS!$H$7)))*'Sheet3(F_21)'!D35","v":535.34135545316383},{"$f":"IF($G35=0,0,(($D35))*(Partcipation!$G35/100))","v":386.87645651790496},{"$f":"IF($A35>=+Title_RESULTS!$H$8,+Partcipation!$C$60*Title_RESULTS!$H$24/1000*(1+Title_RESULTS!$H$25/100)^($A35-Title_RESULTS!$H$7),0)","v":0},{"$f":"(+C35+G35+E35+F35-H35+I35)*Partcipation!H35","v":602.49481672691309}]
[2040,{"$f":"VLOOKUP(A36,'Value of Defferal'!$B43:$F$61,'Value of Defferal'!$C$10)","v":7.4648649583333337E-2},{"$f":"VLOOKUP(A36,'Value of Defferal'!$B43:$F$61,'Value of Defferal'!$C$9)","v":352.28466594614889},{"$f":"IF((Title_RESULTS!$H$8-Title_RESULTS!$H$7)<=('Sheet3(F_21)'!A36-Title_RESULTS!$H$7),((Title_RESULTS!$C$8*Partcipation!$C$26*8760*Title_RESULTS!$H$21/100000)),0)","v":6140.9011555393372},{"$f":"IF($G36=0,0,((Title_RESULTS!$H$14*((1+Title_RESULTS!$H$15/100)^($A36-Title_RESULTS!$H$7))*'EUE_Line Losses'!$B$25*Partcipation!$C$26))/1000)","v":72.169599640515088},{"$f":"IF($G36=0,0,(Title_RESULTS!$H$19/100*((1+Title_RESULTS!$H$20/100)^($A36-Title_RESULTS!$H$7))*$D36*1000)/1000)","v":20.722900155027325},{"$f":"(+Title_RESULTS!$H$22/100*((1+Title_RESULTS!$H$23/100)^(+'Sheet4(F_22)'!A36-Title_RESULTS!$H$7)))*'Sheet3(F_21)'!D36","v":559.64585299073758},{"$f":"IF($G36=0,0,(($D36))*(Partcipation!$G36/100))","v":386.43424839648378},{"$f":"IF($A36>=+Title_RESULTS!$H$8,+Partcipation!$C$60*Title_RESULTS!$H$24/1000*(1+Title_RESULTS!$H$25/100)^($A36-Title_RESULTS!$H$7),0)","v":0},{"$f":"(+C36+G36+E36+F36-H36+I36)*Partcipation!H36","v":618.3887703359452}]
[2041,{"$f":"VLOOKUP(A37,'Value of Defferal'!$B44:$F$61,'Value of Defferal'!$C$10)","v":7.2311424283333356E-2},{"$f":"VLOOKUP(A37,'Value of Defferal'!$B44:$F$61,'Value of Defferal'!$C$9)","v":341.25474593222793},{"$f":"IF((Title_RESULTS!$H$8-Title_RESULTS!$H$7)<=('Sheet3(F_21)'!A37-Title_RESULTS!$H$7),((Title_RESULTS!$C$8*Partcipation!$C$26*8760*Title_RESULTS!$H$21/100000)),0)","v":6140.9011555393372},{"$f":"IF($G37=0,0,((Title_RESULTS!$H$14*((1+Title_RESULTS!$H$15/100)^($A37-Title_RESULTS!$H$7))*'EUE_Line Losses'!$B$25*Partcipation!$C$26))/1000)","v":73.901670031887463},{"$f":"IF($G37=0,0,(Title_RESULTS!$H$19/100*((1+Title_RESULTS!$H$20/100)^($A37-Title_RESULTS!$H$7))*$D37*1000)/1000)","v":21.220249758747983},{"$f":"(+Title_RESULTS!$H$22/100*((1+Title_RESULTS!$H$23/100)^(+'Sheet4(F_22)'!A37-Title_RESULTS!$H$7)))*'Sheet3(F_21)'!D37","v":585.05377471651718},{"$f":"IF($G37=0,0,(($D37))*(Partcipation!$G37/100))","v":410.89311385134999},{"$f":"IF($A37>=+Title_RESULTS!$H$8,+Partcipation!$C$60*Title_RESULTS!$H$24/1000*(1+Title_RESULTS!$H$25/100)^($A37-Title_RESULTS!$H$7),0)","v":0},{"$f":"(+C37+G37+E37+F37-H37+I37)*Partcipation!H37","v":610.53732658803051}]
[2042,{"$f":"VLOOKUP(A38,'Value of Defferal'!$B45:$F$61,'Value of Defferal'!$C$10)","v":6.9974198983333333E-2},{"$f":"VLOOKUP(A38,'Value of Defferal'!$B45:$F$61,'Value of Defferal'!$C$9)","v":330.22482591830681},{"$f":"IF((Title_RESULTS!$H$8-Title_RESULTS!$H$7)<=('Sheet3(F_21)'!A38-Title_RESULTS!$H$7),((Title_RESULTS!$C$8*Partcipation!$C$26*8760*Title_RESULTS!$H$21/100000)),0)","v":6140.9011555393372},{"$f":"IF($G38=0,0,((Title_RESULTS!$H$14*((1+Title_RESULTS!$H$15/100)^($A38-Title_RESULTS!$H$7))*'EUE_Line Losses'!$B$25*Partcipation!$C$26))/1000)","v":75.675310112652738},{"$f":"IF($G38=0,0,(Title_RESULTS!$H$19/100*((1+Title_RESULTS!$H$20/100)^($A38-Title_RESULTS!$H$7))*$D38*1000)/1000)","v":21.729535752957926},{"$f":"(+Title_RESULTS!$H$22/100*((1+Title_RESULTS!$H$23/100)^(+'Sheet4(F_22)'!A38-Title_RESULTS!$H$7)))*'Sheet3(F_21)'!D38","v":611.61521608864712},{"$f":"IF($G38=0,0,(($D38))*(Partcipation!$G38/100))","v":432.6408738671322},{"$f":"IF($A38>=+Title_RESULTS!$H$8,+Partcipation!$C$60*Title_RESULTS!$H$24/1000*(1+Title_RESULTS!$H$25/100)^($A38-Title_RESULTS!$H$7),0)","v":0},{"$f":"(+C38+G38+E38+F38-H38+I38)*Partcipation!H38","v":606.6040140054323}]
[2043,{"$f":"VLOOKUP(A39,'Value of Defferal'!$B46:$F$61,'Value of Defferal'!$C$10)","v":6.7636973683333337E-2},{"$f":"VLOOKUP(A39,'Value of Defferal'!$B46:$F$61,'Value of Defferal'!$C$9)","v":319.19490590438573},{"$f":"IF((Title_RESULTS!$H$8-Title_RESULTS!$H$7)<=('Sheet3(F_21)'!A39-Title_RESULTS!$H$7),((Title_RESULTS!$C$8*Partcipation!$C$26*8760*Title_RESULTS!$H$21/100000)),0)","v":6140.9011555393372},{"$f":"IF($G39=0,0,((Title_RESULTS!$H$14*((1+Title_RESULTS!$H$15/100)^($A39-Title_RESULTS!$H$7))*'EUE_Line Losses'!$B$25*Partcipation!$C$26))/1000)","v":77.491517555356424},{"$f":"IF($G39=0,0,(Title_RESULTS!$H$19/100*((1+Title_RESULTS!$H$20/100)^($A39-Title_RESULTS!$H$7))*$D39*1000)/1000)","v":22.251044611028924},{"$f":"(+Title_RESULTS!$H$22/100*((1+Title_RESULTS!$H$23/100)^(+'Sheet4(F_22)'!A39-Title_RESULTS!$H$7)))*'Sheet3(F_21)'!D39","v":639.38254689907171},{"$f":"IF($G39=0,0,(($D39))*(Partcipation!$G39/100))","v":450.83963276129521},{"$f":"IF($A39>=+Title_RESULTS!$H$8,+Partcipation!$C$60*Title_RESULTS!$H$24/1000*(1+Title_RESULTS!$H$25/100)^($A39-Title_RESULTS!$H$7),0)","v":0},{"$f":"(+C39+G39+E39+F39-H39+I39)*Partcipation!H39","v":607.48038220854755}]
[2044,{"$f":"VLOOKUP(A40,'Value of Defferal'!$B47:$F$61,'Value of Defferal'!$C$10)","v":6.5299748383333356E-2},{"$f":"VLOOKUP(A40,'Value of Defferal'!$B47:$F$61,'Value of Defferal'!$C$9)","v":308.16498589046478},{"$f":"IF((Title_RESULTS!$H$8-Title_RESULTS!$H$7)<=('Sheet3(F_21)'!A40-Title_RESULTS!$H$7),((Title_RESULTS!$C$8*Partcipation!$C$26*8760*Title_RESULTS!$H$21/100000)),0)","v":6140.9011555393372},{"$f":"IF($G40=0,0,((Title_RESULTS!$H$14*((1+Title_RESULTS!$H$15/100)^($A40-Title_RESULTS!$H$7))*'EUE_Line Losses'!$B$25*Partcipation!$C$26))/1000)","v":79.351313976684963},{"$f":"IF($G40=0,0,(Title_RESULTS!$H$19/100*((1+Title_RESULTS!$H$20/100)^($A40-Title_RESULTS!$H$7))*$D40*1000)/1000)","v":22.785069681693614},{"$f":"(+Title_RESULTS!$H$22/100*((1+Title_RESULTS!$H$23/100)^(+'Sheet4(F_22)'!A40-Title_RESULTS!$H$7)))*'Sheet3(F_21)'!D40","v":668.41051452828958},{"$f":"IF($G40=0,0,(($D40))*(Partcipation!$G40/100))","v":446.25458964202659},{"$f":"IF($A40>=+Title_RESULTS!$H$8,+Partcipation!$C$60*Title_RESULTS!$H$24/1000*(1+Title_RESULTS!$H$25/100)^($A40-Title_RESULTS!$H$7),0)","v":0},{"$f":"(+C40+G40+E40+F40-H40+I40)*Partcipation!H40","v":632.45729443510641}]
[]
["NOMINAL",null,{"$f":"SUM(C16:C41)","v":10152.416174741385},135099.82542186542,1376.3606561234431,395.21051240724933,9596.0881384070544,6980.7317100094206,0,14539.343771669712]
[]
["NPV",null,{"$f":"NPV(Title_RESULTS!$C$37,C17:C41)+'Sheet3(F_21)'!C16","v":4849.9305168773089},null,{"$f":"NPV(Title_RESULTS!$C$37,E17:E41)+'Sheet3(F_21)'!E16","v":562.44628326555937},{"$f":"NPV(Title_RESULTS!$C$37,F17:F41)+'Sheet3(F_21)'!F16","v":161.50177122688572},{"$f":"NPV(Title_RESULTS!$C$37,G17:G41)+'Sheet3(F_21)'!G16","v":3706.4847664786425},{"$f":"NPV(Title_RESULTS!$C$37,H17:H41)+'Sheet3(F_21)'!H16","v":2721.8888604385934},{"$f":"NPV(Title_RESULTS!$C$37,I17:I41)+'Sheet3(F_21)'!I16","v":0},{"$f":"NPV(Title_RESULTS!$C$37,J17:J41)+'Sheet3(F_21)'!J16","v":6558.4744774098008}]
[]
["* SUPPLEMENTAL INFORMATION NOT SPECIFIED IN WORKBOOK"]

{"sheet":"Sheet5(p_5)","index":13,"n_rows":46,"n_cols":7,"rows_kept":46,"cut":false,"hidden":false,"merged":[]}
[null,"       * WORKSHEET : DSM PROGRAM FUEL SAVINGS",null,null,null,"WORKSHEET FOR FORM CE 2.2"]
[null,"       PROGRAM:",{"$f":"+Input!C3","v":"ENERGY STAR Certified Home"},null,null,"Page 1 of 1"]
[null,null,null,null,null,{"$f":"+Title_RESULTS!I4","v":"2019-05-14T07:55:39.620"}]
[]
[]
[]
[]
["(1)","(2)","(3)","(4)","(5)","(6)","(7)"]
[]
[null,"REDUCTION",null,"INCREASE",null,"NET"]
[null,"IN KWH","AVOIDED","IN KWH","INCREASED","AVOIDED","EFFECTIVE"]
[null,"GENERATION","MARGINAL","GENERATION","MARGINAL","PROGRAM","PROGRAM"]
[null,"NET NEW CUST","FUEL COST -","NET NEW CUST","FUEL COST -","FUEL","FUEL"]
[null," KWH ","REDUCED KWH"," KWH ","INCREASE KWH","SAVINGS","SAVINGS"]
["YEAR","(000)","$(000)","(000)","$(000)","$(000)","$(000)"]
[{"$f":"+Title_RESULTS!H7","v":2020},{"$f":"(+Partcipation!$C15+(Partcipation!$C16-Partcipation!$C15)/2)*Title_RESULTS!$C$10/1000","v":2848.654382247993},{"$f":"$B16*'Sheet2(F_12)'!$E16/100","v":82.631191807773774},{"$f":"(+Partcipation!$C15+(Partcipation!$C16-Partcipation!$C15)/2)*(+Title_RESULTS!$C$31/(1-Title_RESULTS!$C$11/100))/1000","v":0},{"$f":"+$D16*'Sheet2(F_12)'!$F16/100","v":0},{"$f":"+C16-E16","v":82.631191807773774},{"$f":"+$F16*'Sheet2(F_12)'!$I16","v":82.631191807773774}]
[{"$f":"+A16+1","v":2021},{"$f":"(+Partcipation!$C16+(Partcipation!$C17-Partcipation!$C16)/2)*Title_RESULTS!$C$10/1000","v":8545.9631467439795},{"$f":"$B17*'Sheet2(F_12)'!$E17/100","v":245.87724547305947},{"$f":"(+Partcipation!$C16+(Partcipation!$C17-Partcipation!$C16)/2)*(+Title_RESULTS!$C$31/(1-Title_RESULTS!$C$11/100))/1000","v":0},{"$f":"+$D17*'Sheet2(F_12)'!$F17/100","v":0},{"$f":"+C17-E17","v":245.87724547305947},{"$f":"+$F17*'Sheet2(F_12)'!$I17","v":245.87724547305947}]
[{"$f":"+A17+1","v":2022},{"$f":"(+Partcipation!$C17+(Partcipation!$C18-Partcipation!$C17)/2)*Title_RESULTS!$C$10/1000","v":14243.271911239965},{"$f":"$B18*'Sheet2(F_12)'!$E18/100","v":422.93629080973858},{"$f":"(+Partcipation!$C17+(Partcipation!$C18-Partcipation!$C17)/2)*(+Title_RESULTS!$C$31/(1-Title_RESULTS!$C$11/100))/1000","v":0},{"$f":"+$D18*'Sheet2(F_12)'!$F18/100","v":0},{"$f":"+C18-E18","v":422.93629080973858},{"$f":"+$F18*'Sheet2(F_12)'!$I18","v":422.93629080973858}]
[{"$f":"+A18+1","v":2023},{"$f":"(+Partcipation!$C18+(Partcipation!$C19-Partcipation!$C18)/2)*Title_RESULTS!$C$10/1000","v":19940.58067573595},{"$f":"$B19*'Sheet2(F_12)'!$E19/100","v":616.40143914171369},{"$f":"(+Partcipation!$C18+(Partcipation!$C19-Partcipation!$C18)/2)*(+Title_RESULTS!$C$31/(1-Title_RESULTS!$C$11/100))/1000","v":0},{"$f":"+$D19*'Sheet2(F_12)'!$F19/100","v":0},{"$f":"+C19-E19","v":616.40143914171369},{"$f":"+$F19*'Sheet2(F_12)'!$I19","v":616.40143914171369}]
[2024,{"$f":"(+Partcipation!$C19+(Partcipation!$C20-Partcipation!$C19)/2)*Title_RESULTS!$C$10/1000","v":22789.235057983944},{"$f":"$B20*'Sheet2(F_12)'!$E20/100","v":732.14136267927552},{"$f":"(+Partcipation!$C19+(Partcipation!$C20-Partcipation!$C19)/2)*(+Title_RESULTS!$C$31/(1-Title_RESULTS!$C$11/100))/1000","v":0},{"$f":"+$D20*'Sheet2(F_12)'!$F20/100","v":0},732.14136267927552,{"$f":"+$F20*'Sheet2(F_12)'!$I20","v":732.14136267927552}]
[2025,{"$f":"(+Partcipation!$C20+(Partcipation!$C21-Partcipation!$C20)/2)*Title_RESULTS!$C$10/1000","v":22789.235057983944},{"$f":"$B21*'Sheet2(F_12)'!$E21/100","v":786.09940112816139},{"$f":"(+Partcipation!$C20+(Partcipation!$C21-Partcipation!$C20)/2)*(+Title_RESULTS!$C$31/(1-Title_RESULTS!$C$11/100))/1000","v":0},{"$f":"+$D21*'Sheet2(F_12)'!$F21/100","v":0},786.09940112816139,{"$f":"+$F21*'Sheet2(F_12)'!$I21","v":786.09940112816139}]
[2026,{"$f":"(+Partcipation!$C21+(Partcipation!$C22-Partcipation!$C21)/2)*Title_RESULTS!$C$10/1000","v":22789.235057983944},{"$f":"$B22*'Sheet2(F_12)'!$E22/100","v":811.31324429962024},{"$f":"(+Partcipation!$C21+(Partcipation!$C22-Partcipation!$C21)/2)*(+Title_RESULTS!$C$31/(1-Title_RESULTS!$C$11/100))/1000","v":0},{"$f":"+$D22*'Sheet2(F_12)'!$F22/100","v":0},811.31324429962024,{"$f":"+$F22*'Sheet2(F_12)'!$I22","v":811.31324429962024}]
[2027,{"$f":"(+Partcipation!$C22+(Partcipation!$C23-Partcipation!$C22)/2)*Title_RESULTS!$C$10/1000","v":22789.235057983944},{"$f":"$B23*'Sheet2(F_12)'!$E23/100","v":862.01669079278338},{"$f":"(+Partcipation!$C22+(Partcipation!$C23-Partcipation!$C22)/2)*(+Title_RESULTS!$C$31/(1-Title_RESULTS!$C$11/100))/1000","v":0},{"$f":"+$D23*'Sheet2(F_12)'!$F23/100","v":0},862.01669079278338,{"$f":"+$F23*'Sheet2(F_12)'!$I23","v":862.01669079278338}]
[2028,{"$f":"(+Partcipation!$C23+(Partcipation!$C24-Partcipation!$C23)/2)*Title_RESULTS!$C$10/1000","v":22789.235057983944},{"$f":"$B24*'Sheet2(F_12)'!$E24/100","v":955.21417747518399},{"$f":"(+Partcipation!$C23+(Partcipation!$C24-Partcipation!$C23)/2)*(+Title_RESULTS!$C$31/(1-Title_RESULTS!$C$11/100))/1000","v":0},{"$f":"+$D24*'Sheet2(F_12)'!$F24/100","v":0},955.21417747518399,{"$f":"+$F24*'Sheet2(F_12)'!$I24","v":955.21417747518399}]
[2029,{"$f":"(+Partcipation!$C24+(Partcipation!$C25-Partcipation!$C24)/2)*Title_RESULTS!$C$10/1000","v":22789.235057983944},{"$f":"$B25*'Sheet2(F_12)'!$E25/100","v":1023.3823387111556},{"$f":"(+Partcipation!$C24+(Partcipation!$C25-Partcipation!$C24)/2)*(+Title_RESULTS!$C$31/(1-Title_RESULTS!$C$11/100))/1000","v":0},{"$f":"+$D25*'Sheet2(F_12)'!$F25/100","v":0},1023.3823387111556,{"$f":"+$F25*'Sheet2(F_12)'!$I25","v":1023.3823387111556}]
[2030,{"$f":"(+Partcipation!$C25+(Partcipation!$C26-Partcipation!$C25)/2)*Title_RESULTS!$C$10/1000","v":22789.235057983944},{"$f":"$B26*'Sheet2(F_12)'!$E26/100","v":1143.0613767472073},{"$f":"(+Partcipation!$C25+(Partcipation!$C26-Partcipation!$C25)/2)*(+Title_RESULTS!$C$31/(1-Title_RESULTS!$C$11/100))/1000","v":0},{"$f":"+$D26*'Sheet2(F_12)'!$F26/100","v":0},1143.0613767472073,{"$f":"+$F26*'Sheet2(F_12)'!$I26","v":1143.0613767472073}]
[2031,{"$f":"(+Partcipation!$C26+(Partcipation!$C27-Partcipation!$C26)/2)*Title_RESULTS!$C$10/1000","v":22789.235057983944},{"$f":"$B27*'Sheet2(F_12)'!$E27/100","v":1138.8105080160715},{"$f":"(+Partcipation!$C26+(Partcipation!$C27-Partcipation!$C26)/2)*(+Title_RESULTS!$C$31/(1-Title_RESULTS!$C$11/100))/1000","v":0},{"$f":"+$D27*'Sheet2(F_12)'!$F27/100","v":0},1138.8105080160715,{"$f":"+$F27*'Sheet2(F_12)'!$I27","v":1138.8105080160715}]
[2032,{"$f":"(+Partcipation!$C27+(Partcipation!$C28-Partcipation!$C27)/2)*Title_RESULTS!$C$10/1000","v":22789.235057983944},{"$f":"$B28*'Sheet2(F_12)'!$E28/100","v":1244.6146319660752},{"$f":"(+Partcipation!$C27+(Partcipation!$C28-Partcipation!$C27)/2)*(+Title_RESULTS!$C$31/(1-Title_RESULTS!$C$11/100))/1000","v":0},{"$f":"+$D28*'Sheet2(F_12)'!$F28/100","v":0},1244.6146319660752,{"$f":"+$F28*'Sheet2(F_12)'!$I28","v":1244.6146319660752}]
[2033,{"$f":"(+Partcipation!$C28+(Partcipation!$C29-Partcipation!$C28)/2)*Title_RESULTS!$C$10/1000","v":22789.235057983944},{"$f":"$B29*'Sheet2(F_12)'!$E29/100","v":1327.2682899405904},{"$f":"(+Partcipation!$C28+(Partcipation!$C29-Partcipation!$C28)/2)*(+Title_RESULTS!$C$31/(1-Title_RESULTS!$C$11/100))/1000","v":0},{"$f":"+$D29*'Sheet2(F_12)'!$F29/100","v":0},1327.2682899405904,{"$f":"+$F29*'Sheet2(F_12)'!$I29","v":1327.2682899405904}]
[2034,{"$f":"(+Partcipation!$C29+(Partcipation!$C30-Partcipation!$C29)/2)*Title_RESULTS!$C$10/1000","v":22789.235057983944},{"$f":"$B30*'Sheet2(F_12)'!$E30/100","v":1389.0689145554054},{"$f":"(+Partcipation!$C29+(Partcipation!$C30-Partcipation!$C29)/2)*(+Title_RESULTS!$C$31/(1-Title_RESULTS!$C$11/100))/1000","v":0},{"$f":"+$D30*'Sheet2(F_12)'!$F30/100","v":0},1389.0689145554054,{"$f":"+$F30*'Sheet2(F_12)'!$I30","v":1389.0689145554054}]
[2035,{"$f":"(+Partcipation!$C30+(Partcipation!$C31-Partcipation!$C30)/2)*Title_RESULTS!$C$10/1000","v":22789.235057983944},{"$f":"$B31*'Sheet2(F_12)'!$E31/100","v":1529.8470727663339},{"$f":"(+Partcipation!$C30+(Partcipation!$C31-Partcipation!$C30)/2)*(+Title_RESULTS!$C$31/(1-Title_RESULTS!$C$11/100))/1000","v":0},{"$f":"+$D31*'Sheet2(F_12)'!$F31/100","v":0},1529.8470727663339,{"$f":"+$F31*'Sheet2(F_12)'!$I31","v":1529.8470727663339}]
[2036,{"$f":"(+Partcipation!$C31+(Partcipation!$C32-Partcipation!$C31)/2)*Title_RESULTS!$C$10/1000","v":22789.235057983944},{"$f":"$B32*'Sheet2(F_12)'!$E32/100","v":1511.0338655845178},{"$f":"(+Partcipation!$C31+(Partcipation!$C32-Partcipation!$C31)/2)*(+Title_RESULTS!$C$31/(1-Title_RESULTS!$C$11/100))/1000","v":0},{"$f":"+$D32*'Sheet2(F_12)'!$F32/100","v":0},1511.0338655845178,{"$f":"+$F32*'Sheet2(F_12)'!$I32","v":1511.0338655845178}]
[2037,{"$f":"(+Partcipation!$C32+(Partcipation!$C33-Partcipation!$C32)/2)*Title_RESULTS!$C$10/1000","v":22789.235057983944},{"$f":"$B33*'Sheet2(F_12)'!$E33/100","v":1612.7485518965964},{"$f":"(+Partcipation!$C32+(Partcipation!$C33-Partcipation!$C32)/2)*(+Title_RESULTS!$C$31/(1-Title_RESULTS!$C$11/100))/1000","v":0},{"$f":"+$D33*'Sheet2(F_12)'!$F33/100","v":0},1612.7485518965964,{"$f":"+$F33*'Sheet2(F_12)'!$I33","v":1612.7485518965964}]
[2038,{"$f":"(+Partcipation!$C33+(Partcipation!$C34-Partcipation!$C33)/2)*Title_RESULTS!$C$10/1000","v":22789.235057983944},{"$f":"$B34*'Sheet2(F_12)'!$E34/100","v":1618.8568993756085},{"$f":"(+Partcipation!$C33+(Partcipation!$C34-Partcipation!$C33)/2)*(+Title_RESULTS!$C$31/(1-Title_RESULTS!$C$11/100))/1000","v":0},{"$f":"+$D34*'Sheet2(F_12)'!$F34/100","v":0},1618.8568993756085,{"$f":"+$F34*'Sheet2(F_12)'!$I34","v":1618.8568993756085}]
[2039,{"$f":"(+Partcipation!$C34+(Partcipation!$C35-Partcipation!$C34)/2)*Title_RESULTS!$C$10/1000","v":22789.235057983944},{"$f":"$B35*'Sheet2(F_12)'!$E35/100","v":1620.5322723638883},{"$f":"(+Partcipation!$C34+(Partcipation!$C35-Partcipation!$C34)/2)*(+Title_RESULTS!$C$31/(1-Title_RESULTS!$C$11/100))/1000","v":0},{"$f":"+$D35*'Sheet2(F_12)'!$F35/100","v":0},1620.5322723638883,{"$f":"+$F35*'Sheet2(F_12)'!$I35","v":1620.5322723638883}]
[2040,{"$f":"(+Partcipation!$C35+(Partcipation!$C36-Partcipation!$C35)/2)*Title_RESULTS!$C$10/1000","v":22789.235057983944},{"$f":"$B36*'Sheet2(F_12)'!$E36/100","v":1743.7682367734035},{"$f":"(+Partcipation!$C35+(Partcipation!$C36-Partcipation!$C35)/2)*(+Title_RESULTS!$C$31/(1-Title_RESULTS!$C$11/100))/1000","v":0},{"$f":"+$D36*'Sheet2(F_12)'!$F36/100","v":0},1743.7682367734035,{"$f":"+$F36*'Sheet2(F_12)'!$I36","v":1743.7682367734035}]
[2041,{"$f":"(+Partcipation!$C36+(Partcipation!$C37-Partcipation!$C36)/2)*Title_RESULTS!$C$10/1000","v":22789.235057983944},{"$f":"$B37*'Sheet2(F_12)'!$E37/100","v":1795.9443445390818},{"$f":"(+Partcipation!$C36+(Partcipation!$C37-Partcipation!$C36)/2)*(+Title_RESULTS!$C$31/(1-Title_RESULTS!$C$11/100))/1000","v":0},{"$f":"+$D37*'Sheet2(F_12)'!$F37/100","v":0},1795.9443445390818,{"$f":"+$F37*'Sheet2(F_12)'!$I37","v":1795.9443445390818}]
[2042,{"$f":"(+Partcipation!$C37+(Partcipation!$C38-Partcipation!$C37)/2)*Title_RESULTS!$C$10/1000","v":22789.235057983944},{"$f":"$B38*'Sheet2(F_12)'!$E38/100","v":1920.0537555550127},{"$f":"(+Partcipation!$C37+(Partcipation!$C38-Partcipation!$C37)/2)*(+Title_RESULTS!$C$31/(1-Title_RESULTS!$C$11/100))/1000","v":0},{"$f":"+$D38*'Sheet2(F_12)'!$F38/100","v":0},1920.0537555550127,{"$f":"+$F38*'Sheet2(F_12)'!$I38","v":1920.0537555550127}]
[2043,{"$f":"(+Partcipation!$C38+(Partcipation!$C39-Partcipation!$C38)/2)*Title_RESULTS!$C$10/1000","v":22789.235057983944},{"$f":"$B39*'Sheet2(F_12)'!$E39/100","v":1965.6322256709805},{"$f":"(+Partcipation!$C38+(Partcipation!$C39-Partcipation!$C38)/2)*(+Title_RESULTS!$C$31/(1-Title_RESULTS!$C$11/100))/1000","v":0},{"$f":"+$D39*'Sheet2(F_12)'!$F39/100","v":0},1965.6322256709805,{"$f":"+$F39*'Sheet2(F_12)'!$I39","v":1965.6322256709805}]
[2044,{"$f":"(+Partcipation!$C39+(Partcipation!$C40-Partcipation!$C39)/2)*Title_RESULTS!$C$10/1000","v":22789.235057983944},{"$f":"$B40*'Sheet2(F_12)'!$E40/100","v":1889.9784065056142},{"$f":"(+Partcipation!$C39+(Partcipation!$C40-Partcipation!$C39)/2)*(+Title_RESULTS!$C$31/(1-Title_RESULTS!$C$11/100))/1000","v":0},{"$f":"+$D40*'Sheet2(F_12)'!$F40/100","v":0},1889.9784065056142,{"$f":"+$F40*'Sheet2(F_12)'!$I40","v":1889.9784065056142}]
[]
["NOMINAL",{"$f":"SUM(B16:B41)","v":524152.40633363085},29989.232734574853,0,0,29989.232734574853,29989.232734574853]
[]
["NPV:",null,{"$f":"NPV(+Title_RESULTS!$C$37,C17:C41)+C16","v":11759.068664148193},null,{"$f":"NPV(+Title_RESULTS!$C$37,E17:E41)+E16","v":0},{"$f":"NPV(+Title_RESULTS!$C$37,F17:F41)+F16","v":11759.068664148193},{"$f":"NPV(+Title_RESULTS!$C$37,G17:G41)+G16","v":11759.068664148193}]
[]
["* SUPPLEMENTAL INFORMATION NOT SPECIFIED IN WORKBOOK"]

{"sheet":"Sheet2(F_12)","index":14,"n_rows":40,"n_cols":11,"rows_kept":40,"cut":false,"hidden":false,"merged":[]}
[null,null,null,"INPUT DATA -- PART 2",null,null,null,null,null,"PSC FORM CE 1.2"]
[null,null,null,"PROGRAM:",{"$f":"+Input!C3","v":"ENERGY STAR Certified Home"},null,null,null,null,"PAGE 1 OF 1"]
[null,null,null,null,null,null,null,null,null,{"$f":"+Title_RESULTS!I4","v":"2019-05-14T07:55:39.620"}]
[]
[]
[]
[]
["(1)","(2)","(3)","(4)","(5)","(6)","(7)","(8)","(9)","(10)","(11)"]
[]
[null,null,null,"UTILITY"]
[null,null,null,"AVERAGE"]
[null,"CUMULATIVE","ADJUSTED","SYSTEM","AVOIDED","INCREASED",null,"PROGRAM","PROGRAM","OTHER","OTHER"]
[null,"TOTAL","CUMULATIVE","FUEL","MARGINAL","MARGINAL","REPLACEMENT","KW","KWH","COSTS","BENEFITS"]
[null,"PARTICIPATING","PARTICIPATING","COSTS","FUEL COST","FUEL COST","FUEL COST","EFFECTIVENESS","EFFECTIVENESS",null,"(CO2)"]
["YEAR","CUSTOMERS","CUSTOMERS","(C/KWH)","(C/KWH)","(C/KWH)","(C/KWH)","FACTOR","FACTOR","($000)","($000)"]
[{"$f":"+Title_RESULTS!H7","v":2020},{"$f":"+Partcipation!B16","v":1000},{"$f":"+Partcipation!C16","v":1000},{"$f":"+Partcipation!D16","v":2.4346125415616839},{"$f":"+Partcipation!E16","v":2.9007096235579843},0,{"$f":"+Partcipation!G16","v":2.878920847571778},1,1,0,{"$f":"+Partcipation!L16","v":0}]
[{"$f":"+A16+1","v":2021},{"$f":"+Partcipation!B17","v":2000},{"$f":"+Partcipation!C17","v":2000},{"$f":"+Partcipation!D17","v":2.5504842341169973},{"$f":"+Partcipation!E17","v":2.8771156773211568},0,{"$f":"+Partcipation!G17","v":3.037777795649506},1,1,0,{"$f":"+Partcipation!L17","v":0}]
[{"$f":"+A17+1","v":2022},{"$f":"+Partcipation!B18","v":3000},{"$f":"+Partcipation!C18","v":3000},{"$f":"+Partcipation!D18","v":2.6444323106721059},{"$f":"+Partcipation!E18","v":2.9693759512937596},0,{"$f":"+Partcipation!G18","v":3.156234230110476},1,1,0,{"$f":"+Partcipation!L18","v":0}]
[{"$f":"+A18+1","v":2023},{"$f":"+Partcipation!B19","v":4000},{"$f":"+Partcipation!C19","v":4000},{"$f":"+Partcipation!D19","v":2.6227548717178779},{"$f":"+Partcipation!E19","v":3.0911910197869106},0,{"$f":"+Partcipation!G19","v":3.1726275779238713},1,1,0,{"$f":"+Partcipation!L19","v":0}]
[2024,{"$f":"+Partcipation!B20","v":4000},{"$f":"+Partcipation!C20","v":4000},{"$f":"+Partcipation!D20","v":2.7715168291961763},{"$f":"+Partcipation!E20","v":3.2126631754705528},0,{"$f":"+Partcipation!G20","v":3.3145531776960602},1,1,0,{"$f":"+Partcipation!L20","v":0}]
[2025,{"$f":"+Partcipation!B21","v":4000},{"$f":"+Partcipation!C21","v":4000},{"$f":"+Partcipation!D21","v":2.9305982282947132},{"$f":"+Partcipation!E21","v":3.44943302891933},0,{"$f":"+Partcipation!G21","v":3.4459033295335075},1,1,0,{"$f":"+Partcipation!L21","v":0}]
[2026,{"$f":"+Partcipation!B22","v":4000},{"$f":"+Partcipation!C22","v":4000},{"$f":"+Partcipation!D22","v":3.0631027844213077},{"$f":"+Partcipation!E22","v":3.5600722983257227},0,{"$f":"+Partcipation!G22","v":3.5575518290932058},1,1,0,{"$f":"+Partcipation!L22","v":0}]
[2027,{"$f":"+Partcipation!B23","v":4000},{"$f":"+Partcipation!C23","v":4000},{"$f":"+Partcipation!D23","v":3.2434612412261949},{"$f":"+Partcipation!E23","v":3.7825608828006088},0,{"$f":"+Partcipation!G23","v":3.7167866710763469},1,1,0,{"$f":"+Partcipation!L23","v":0}]
[2028,{"$f":"+Partcipation!B24","v":4000},{"$f":"+Partcipation!C24","v":4000},{"$f":"+Partcipation!D24","v":3.550601164924807},{"$f":"+Partcipation!E24","v":4.1915148755312686},0,{"$f":"+Partcipation!G24","v":4.000245139678956},1,1,0,{"$f":"+Partcipation!L24","v":0}]
[2029,{"$f":"+Partcipation!B25","v":4000},{"$f":"+Partcipation!C25","v":4000},{"$f":"+Partcipation!D25","v":3.7314962992555465},{"$f":"+Partcipation!E25","v":4.4906392694063921},0,{"$f":"+Partcipation!G25","v":4.1757985119859189},1,1,0,{"$f":"+Partcipation!L25","v":0}]
[2030,{"$f":"+Partcipation!B26","v":4000},{"$f":"+Partcipation!C26","v":4000},{"$f":"+Partcipation!D26","v":4.0656592081591345},{"$f":"+Partcipation!E26","v":5.015795281582955},0,{"$f":"+Partcipation!G26","v":4.4862812691028662},1,1,0,{"$f":"+Partcipation!L26","v":0}]
[2031,{"$f":"+Partcipation!B27","v":4000},{"$f":"+Partcipation!C27","v":4000},{"$f":"+Partcipation!D27","v":4.2058109461686648},{"$f":"+Partcipation!E27","v":4.9971423135464237},0,{"$f":"+Partcipation!G27","v":4.5978418797217948},1,1,0,{"$f":"+Partcipation!L27","v":0}]
[2032,{"$f":"+Partcipation!B28","v":4000},{"$f":"+Partcipation!C28","v":4000},{"$f":"+Partcipation!D28","v":4.5058999642058986},{"$f":"+Partcipation!E28","v":5.4614146933819034},0,{"$f":"+Partcipation!G28","v":4.8737579639532447},1,1,0,{"$f":"+Partcipation!L28","v":0}]
[2033,{"$f":"+Partcipation!B29","v":4000},{"$f":"+Partcipation!C29","v":4000},{"$f":"+Partcipation!D29","v":4.6004129453567648},{"$f":"+Partcipation!E29","v":5.8241019786910195},0,{"$f":"+Partcipation!G29","v":4.9849159980979767},1,1,0,{"$f":"+Partcipation!L29","v":0}]
[2034,{"$f":"+Partcipation!B30","v":4000},{"$f":"+Partcipation!C30","v":4000},{"$f":"+Partcipation!D30","v":4.9042461382423044},{"$f":"+Partcipation!E30","v":6.095285388127853},0,{"$f":"+Partcipation!G30","v":5.3065781615705188},1,1,0,{"$f":"+Partcipation!L30","v":0}]
[2035,{"$f":"+Partcipation!B31","v":4000},{"$f":"+Partcipation!C31","v":4000},{"$f":"+Partcipation!D31","v":5.1129070049770542},{"$f":"+Partcipation!E31","v":6.7130251141552453},0,{"$f":"+Partcipation!G31","v":5.5100494593143035},1,1,0,{"$f":"+Partcipation!L31","v":0}]
[2036,{"$f":"+Partcipation!B32","v":4000},{"$f":"+Partcipation!C32","v":4000},{"$f":"+Partcipation!D32","v":5.2847744997901769},{"$f":"+Partcipation!E32","v":6.6304720704310984},0,{"$f":"+Partcipation!G32","v":5.6211411762981891},1,1,0,{"$f":"+Partcipation!L32","v":0}]
[2037,{"$f":"+Partcipation!B33","v":4000},{"$f":"+Partcipation!C33","v":4000},{"$f":"+Partcipation!D33","v":5.5807770564484205},{"$f":"+Partcipation!E33","v":7.0767998477929979},0,{"$f":"+Partcipation!G33","v":5.9258024051756983},1,1,0,{"$f":"+Partcipation!L33","v":0}]
[2038,{"$f":"+Partcipation!B34","v":4000},{"$f":"+Partcipation!C34","v":4000},{"$f":"+Partcipation!D34","v":5.7122013149268902},{"$f":"+Partcipation!E34","v":7.103603500761035},0,{"$f":"+Partcipation!G34","v":6.048558103175024},1,1,0,{"$f":"+Partcipation!L34","v":0}]
[2039,{"$f":"+Partcipation!B35","v":4000},{"$f":"+Partcipation!C35","v":4000},{"$f":"+Partcipation!D35","v":5.9311440074959005},{"$f":"+Partcipation!E35","v":7.1109550989345456},0,{"$f":"+Partcipation!G35","v":6.2999948495983684},1,1,0,{"$f":"+Partcipation!L35","v":0}]
[2040,{"$f":"+Partcipation!B36","v":4000},{"$f":"+Partcipation!C36","v":4000},{"$f":"+Partcipation!D36","v":5.9993558290465137},{"$f":"+Partcipation!E36","v":7.6517190346083792},0,{"$f":"+Partcipation!G36","v":6.2927938198110338},1,1,0,{"$f":"+Partcipation!L36","v":0}]
[2041,{"$f":"+Partcipation!B37","v":4000},{"$f":"+Partcipation!C37","v":4000},{"$f":"+Partcipation!D37","v":6.2972812378773373},{"$f":"+Partcipation!E37","v":7.8806697108066972},0,{"$f":"+Partcipation!G37","v":6.6910882205082887},1,1,0,{"$f":"+Partcipation!L37","v":0}]
[2042,{"$f":"+Partcipation!B38","v":4000},{"$f":"+Partcipation!C38","v":4000},{"$f":"+Partcipation!D38","v":6.5926467956949741},{"$f":"+Partcipation!E38","v":8.425266362252664},0,{"$f":"+Partcipation!G38","v":7.04523428905663},1,1,0,{"$f":"+Partcipation!L38","v":0}]
[2043,{"$f":"+Partcipation!B39","v":4000},{"$f":"+Partcipation!C39","v":4000},{"$f":"+Partcipation!D39","v":6.7827977470582432},{"$f":"+Partcipation!E39","v":8.6252663622526633},0,{"$f":"+Partcipation!G39","v":7.3415875185455457},1,1,0,{"$f":"+Partcipation!L39","v":0}]
[2044,{"$f":"+Partcipation!B40","v":4000},{"$f":"+Partcipation!C40","v":4000},{"$f":"+Partcipation!D40","v":6.6829766871544454},{"$f":"+Partcipation!E40","v":8.2932946265938057},0,{"$f":"+Partcipation!G40","v":7.2669235074641634},1,1,0,{"$f":"+Partcipation!L40","v":0}]

{"sheet":"Sheet4(F_22)","index":15,"n_rows":46,"n_cols":10,"rows_kept":46,"cut":false,"hidden":false,"merged":[]}
[null,null,"  AVOIDED T & D AND PROGRAM FUEL SAVINGS",null,null,null,null,"PSC FORM CE 2.2"]
[null,null,"  PROGRAM:",{"$f":"+Input!C3","v":"ENERGY STAR Certified Home"},null,null,null,"Page 1 of 2"]
[null,null,null,null,null,null,null,{"$f":"+Title_RESULTS!I4","v":"2019-05-14T07:55:39.620"}]
[]
[null,null," * INSERVICE COSTS OF AVOIDED TRANS. (000) =",null,null,{"$f":"+'Value of Defferal'!L4","v":275.28673279999998}]
[null,null," * INSERVICE COSTS OF AVOIDED DIST.  (000) =",null,null,{"$f":"+'Value of Defferal'!L5","v":668.0531715670129}]
[]
[]
["(1)","(2)","(3)","(4)","(5)","(6)","(7)","(8)","(9)","(10)"]
[]
[null,"AVOIDED","AVOIDED",null,"AVOIDED","AVOIDED"]
[null,"TRANSMISSION","TRANSMISSION","TOTAL AVOIDED","DISTRIBUTION","DISTRIBUTION","TOTAL AVOIDED","PROGRAM"]
[null,"CAPACITY","O&M","TRANSMISSION","CAPACITY","O&M","DISTRIBUTION","FUEL"]
[null,"COST","COST","COST","COST","COST","COST","SAVINGS"]
["YEAR","$(000)","$(000)","$(000)","$(000)","$(000)","$(000)","$(000)"]
[{"$f":"+Title_RESULTS!$H$7","v":2020},{"$f":"VLOOKUP(A16,'Value of Defferal'!$I23:$P$58,'Value of Defferal'!$K$9)","v":0},{"$f":"IF(+Title_RESULTS!$H$9<='Sheet4(F_22)'!$A16,(+Title_RESULTS!$H$16*((1+Title_RESULTS!$H$18/100)^('Sheet4(F_22)'!$A16-Title_RESULTS!$H$7))*Title_RESULTS!$C$8*Partcipation!$C$26/1000),0)","v":0},{"$f":"(+B16+C16)*+Partcipation!$H16","v":0},{"$f":"VLOOKUP(A16,'Value of Defferal'!$I23:$P$58,'Value of Defferal'!$K$13)","v":0},{"$f":"IF(+'Value of Defferal'!P23=0,0,Title_RESULTS!$H$17*Title_RESULTS!$C$7*Partcipation!$C$26*(1+Title_RESULTS!$H$18/100)^('Sheet4(F_22)'!A16-Title_RESULTS!$H$7))/1000","v":0},{"$f":"(+E16+F16)*Partcipation!$H16","v":0},{"$f":"+'Sheet5(p_5)'!$F16*'Sheet2(F_12)'!$I16","v":82.631191807773774}]
[{"$f":"+A16+1","v":2021},{"$f":"VLOOKUP(A17,'Value of Defferal'!$I24:$P$58,'Value of Defferal'!$K$9)","v":0},{"$f":"IF(+Title_RESULTS!$H$9<='Sheet4(F_22)'!$A17,(+Title_RESULTS!$H$16*((1+Title_RESULTS!$H$18/100)^('Sheet4(F_22)'!$A17-Title_RESULTS!$H$7))*Title_RESULTS!$C$8*Partcipation!$C$26/1000),0)","v":21.929632868554549},{"$f":"(+B17+C17)*+Partcipation!$H17","v":21.929632868554549},{"$f":"VLOOKUP(A17,'Value of Defferal'!$I24:$P$58,'Value of Defferal'!$K$13)","v":0},{"$f":"IF(+'Value of Defferal'!P24=0,0,Title_RESULTS!$H$17*Title_RESULTS!$C$7*Partcipation!$C$26*(1+Title_RESULTS!$H$18/100)^('Sheet4(F_22)'!A17-Title_RESULTS!$H$7))/1000","v":91.971870408764431},{"$f":"(+E17+F17)*Partcipation!$H17","v":91.971870408764431},{"$f":"+'Sheet5(p_5)'!$F17*'Sheet2(F_12)'!$I17","v":245.87724547305947}]
[{"$f":"+A17+1","v":2022},{"$f":"VLOOKUP(A18,'Value of Defferal'!$I25:$P$58,'Value of Defferal'!$K$9)","v":0},{"$f":"IF(+Title_RESULTS!$H$9<='Sheet4(F_22)'!$A18,(+Title_RESULTS!$H$16*((1+Title_RESULTS!$H$18/100)^('Sheet4(F_22)'!$A18-Title_RESULTS!$H$7))*Title_RESULTS!$C$8*Partcipation!$C$26/1000),0)","v":22.455944057399858},{"$f":"(+B18+C18)*+Partcipation!$H18","v":22.455944057399858},{"$f":"VLOOKUP(A18,'Value of Defferal'!$I25:$P$58,'Value of Defferal'!$K$13)","v":0},{"$f":"IF(+'Value of Defferal'!P25=0,0,Title_RESULTS!$H$17*Title_RESULTS!$C$7*Partcipation!$C$26*(1+Title_RESULTS!$H$18/100)^('Sheet4(F_22)'!A18-Title_RESULTS!$H$7))/1000","v":94.179195298574768},{"$f":"(+E18+F18)*Partcipation!$H18","v":94.179195298574768},{"$f":"+'Sheet5(p_5)'!$F18*'Sheet2(F_12)'!$I18","v":422.93629080973858}]
[{"$f":"+A18+1","v":2023},{"$f":"VLOOKUP(A19,'Value of Defferal'!$I26:$P$58,'Value of Defferal'!$K$9)","v":37.876883877980021},{"$f":"IF(+Title_RESULTS!$H$9<='Sheet4(F_22)'!$A19,(+Title_RESULTS!$H$16*((1+Title_RESULTS!$H$18/100)^('Sheet4(F_22)'!$A19-Title_RESULTS!$H$7))*Title_RESULTS!$C$8*Partcipation!$C$26/1000),0)","v":22.994886714777454},{"$f":"(+B19+C19)*+Partcipation!$H19","v":60.871770592757471},{"$f":"VLOOKUP(A19,'Value of Defferal'!$I26:$P$58,'Value of Defferal'!$K$13)","v":91.917878302342984},{"$f":"IF(+'Value of Defferal'!P26=0,0,Title_RESULTS!$H$17*Title_RESULTS!$C$7*Partcipation!$C$26*(1+Title_RESULTS!$H$18/100)^('Sheet4(F_22)'!A19-Title_RESULTS!$H$7))/1000","v":96.439495985740564},{"$f":"(+E19+F19)*Partcipation!$H19","v":188.35737428808355},{"$f":"+'Sheet5(p_5)'!$F19*'Sheet2(F_12)'!$I19","v":616.40143914171369}]
[2024,{"$f":"VLOOKUP(A20,'Value of Defferal'!$I27:$P$58,'Value of Defferal'!$K$9)","v":36.75838388632387},{"$f":"IF(+Title_RESULTS!$H$9<='Sheet4(F_22)'!$A20,(+Title_RESULTS!$H$16*((1+Title_RESULTS!$H$18/100)^('Sheet4(F_22)'!$A20-Title_RESULTS!$H$7))*Title_RESULTS!$C$8*Partcipation!$C$26/1000),0)","v":23.546763995932114},{"$f":"(+B20+C20)*+Partcipation!$H20","v":60.30514788225598},{"$f":"VLOOKUP(A20,'Value of Defferal'!$I27:$P$58,'Value of Defferal'!$K$13)","v":89.203554007730389},{"$f":"IF(+'Value of Defferal'!P27=0,0,Title_RESULTS!$H$17*Title_RESULTS!$C$7*Partcipation!$C$26*(1+Title_RESULTS!$H$18/100)^('Sheet4(F_22)'!A20-Title_RESULTS!$H$7))/1000","v":98.754043889398332},{"$f":"(+E20+F20)*Partcipation!$H20","v":187.95759789712872},{"$f":"+'Sheet5(p_5)'!$F20*'Sheet2(F_12)'!$I20","v":732.14136267927552}]
[2025,{"$f":"VLOOKUP(A21,'Value of Defferal'!$I28:$P$58,'Value of Defferal'!$K$9)","v":35.523568052856973},{"$f":"IF(+Title_RESULTS!$H$9<='Sheet4(F_22)'!$A21,(+Title_RESULTS!$H$16*((1+Title_RESULTS!$H$18/100)^('Sheet4(F_22)'!$A21-Title_RESULTS!$H$7))*Title_RESULTS!$C$8*Partcipation!$C$26/1000),0)","v":24.111886331834487},{"$f":"(+B21+C21)*+Partcipation!$H21","v":59.635454384691457},{"$f":"VLOOKUP(A21,'Value of Defferal'!$I28:$P$58,'Value of Defferal'!$K$13)","v":86.206959782290397},{"$f":"IF(+'Value of Defferal'!P28=0,0,Title_RESULTS!$H$17*Title_RESULTS!$C$7*Partcipation!$C$26*(1+Title_RESULTS!$H$18/100)^('Sheet4(F_22)'!A21-Title_RESULTS!$H$7))/1000","v":101.12414094274391},{"$f":"(+E21+F21)*Partcipation!$H21","v":187.3311007250343},{"$f":"+'Sheet5(p_5)'!$F21*'Sheet2(F_12)'!$I21","v":786.09940112816139}]
[2026,{"$f":"VLOOKUP(A22,'Value of Defferal'!$I29:$P$58,'Value of Defferal'!$K$9)","v":34.34789309107132},{"$f":"IF(+Title_RESULTS!$H$9<='Sheet4(F_22)'!$A22,(+Title_RESULTS!$H$16*((1+Title_RESULTS!$H$18/100)^('Sheet4(F_22)'!$A22-Title_RESULTS!$H$7))*Title_RESULTS!$C$8*Partcipation!$C$26/1000),0)","v":24.690571603798507},{"$f":"(+B22+C22)*+Partcipation!$H22","v":59.03846469486983},{"$f":"VLOOKUP(A22,'Value of Defferal'!$I29:$P$58,'Value of Defferal'!$K$13)","v":83.353885901961235},{"$f":"IF(+'Value of Defferal'!P29=0,0,Title_RESULTS!$H$17*Title_RESULTS!$C$7*Partcipation!$C$26*(1+Title_RESULTS!$H$18/100)^('Sheet4(F_22)'!A22-Title_RESULTS!$H$7))/1000","v":103.55112032536974},{"$f":"(+E22+F22)*Partcipation!$H22","v":186.90500622733097},{"$f":"+'Sheet5(p_5)'!$F22*'Sheet2(F_12)'!$I22","v":811.31324429962024}]
[2027,{"$f":"VLOOKUP(A23,'Value of Defferal'!$I30:$P$58,'Value of Defferal'!$K$9)","v":33.22542853128585},{"$f":"IF(+Title_RESULTS!$H$9<='Sheet4(F_22)'!$A23,(+Title_RESULTS!$H$16*((1+Title_RESULTS!$H$18/100)^('Sheet4(F_22)'!$A23-Title_RESULTS!$H$7))*Title_RESULTS!$C$8*Partcipation!$C$26/1000),0)","v":25.283145322289677},{"$f":"(+B23+C23)*+Partcipation!$H23","v":58.508573853575527},{"$f":"VLOOKUP(A23,'Value of Defferal'!$I30:$P$58,'Value of Defferal'!$K$13)","v":80.629940575903532},{"$f":"IF(+'Value of Defferal'!P30=0,0,Title_RESULTS!$H$17*Title_RESULTS!$C$7*Partcipation!$C$26*(1+Title_RESULTS!$H$18/100)^('Sheet4(F_22)'!A23-Title_RESULTS!$H$7))/1000","v":106.03634721317864},{"$f":"(+E23+F23)*Partcipation!$H23","v":186.66628778908216},{"$f":"+'Sheet5(p_5)'!$F23*'Sheet2(F_12)'!$I23","v":862.01669079278338}]
[2028,{"$f":"VLOOKUP(A24,'Value of Defferal'!$I31:$P$58,'Value of Defferal'!$K$9)","v":32.150899204336746},{"$f":"IF(+Title_RESULTS!$H$9<='Sheet4(F_22)'!$A24,(+Title_RESULTS!$H$16*((1+Title_RESULTS!$H$18/100)^('Sheet4(F_22)'!$A24-Title_RESULTS!$H$7))*Title_RESULTS!$C$8*Partcipation!$C$26/1000),0)","v":25.889940810024626},{"$f":"(+B24+C24)*+Partcipation!$H24","v":58.040840014361372},{"$f":"VLOOKUP(A24,'Value of Defferal'!$I31:$P$58,'Value of Defferal'!$K$13)","v":78.022322266409333},{"$f":"IF(+'Value of Defferal'!P31=0,0,Title_RESULTS!$H$17*Title_RESULTS!$C$7*Partcipation!$C$26*(1+Title_RESULTS!$H$18/100)^('Sheet4(F_22)'!A24-Title_RESULTS!$H$7))/1000","v":108.5812195462949},{"$f":"(+E24+F24)*Partcipation!$H24","v":186.60354181270424},{"$f":"+'Sheet5(p_5)'!$F24*'Sheet2(F_12)'!$I24","v":955.21417747518399}]
[2029,{"$f":"VLOOKUP(A25,'Value of Defferal'!$I32:$P$58,'Value of Defferal'!$K$9)","v":31.109822968792933},{"$f":"IF(+Title_RESULTS!$H$9<='Sheet4(F_22)'!$A25,(+Title_RESULTS!$H$16*((1+Title_RESULTS!$H$18/100)^('Sheet4(F_22)'!$A25-Title_RESULTS!$H$7))*Title_RESULTS!$C$8*Partcipation!$C$26/1000),0)","v":26.511299389465215},{"$f":"(+B25+C25)*+Partcipation!$H25","v":57.621122358258148},{"$f":"VLOOKUP(A25,'Value of Defferal'!$I32:$P$58,'Value of Defferal'!$K$13)","v":75.495886379274239},{"$f":"IF(+'Value of Defferal'!P32=0,0,Title_RESULTS!$H$17*Title_RESULTS!$C$7*Partcipation!$C$26*(1+Title_RESULTS!$H$18/100)^('Sheet4(F_22)'!A25-Title_RESULTS!$H$7))/1000","v":111.18716881540597},{"$f":"(+E25+F25)*Partcipation!$H25","v":186.68305519468021},{"$f":"+'Sheet5(p_5)'!$F25*'Sheet2(F_12)'!$I25","v":1023.3823387111556}]
[2030,{"$f":"VLOOKUP(A26,'Value of Defferal'!$I33:$P$58,'Value of Defferal'!$K$9)","v":30.079460896706063},{"$f":"IF(+Title_RESULTS!$H$9<='Sheet4(F_22)'!$A26,(+Title_RESULTS!$H$16*((1+Title_RESULTS!$H$18/100)^('Sheet4(F_22)'!$A26-Title_RESULTS!$H$7))*Title_RESULTS!$C$8*Partcipation!$C$26/1000),0)","v":27.147570574812384},{"$f":"(+B26+C26)*+Partcipation!$H26","v":57.227031471518444},{"$f":"VLOOKUP(A26,'Value of Defferal'!$I33:$P$58,'Value of Defferal'!$K$13)","v":72.995451130837907},{"$f":"IF(+'Value of Defferal'!P33=0,0,Title_RESULTS!$H$17*Title_RESULTS!$C$7*Partcipation!$C$26*(1+Title_RESULTS!$H$18/100)^('Sheet4(F_22)'!A26-Title_RESULTS!$H$7))/1000","v":113.85566086697573},{"$f":"(+E26+F26)*Partcipation!$H26","v":186.85111199781363},{"$f":"+'Sheet5(p_5)'!$F26*'Sheet2(F_12)'!$I26","v":1143.0613767472073}]
[2031,{"$f":"VLOOKUP(A27,'Value of Defferal'!$I34:$P$58,'Value of Defferal'!$K$9)","v":29.049098824619183},{"$f":"IF(+Title_RESULTS!$H$9<='Sheet4(F_22)'!$A27,(+Title_RESULTS!$H$16*((1+Title_RESULTS!$H$18/100)^('Sheet4(F_22)'!$A27-Title_RESULTS!$H$7))*Title_RESULTS!$C$8*Partcipation!$C$26/1000),0)","v":27.799112268607882},{"$f":"(+B27+C27)*+Partcipation!$H27","v":56.848211093227064},{"$f":"VLOOKUP(A27,'Value of Defferal'!$I34:$P$58,'Value of Defferal'!$K$13)","v":70.49501588240156},{"$f":"IF(+'Value of Defferal'!P34=0,0,Title_RESULTS!$H$17*Title_RESULTS!$C$7*Partcipation!$C$26*(1+Title_RESULTS!$H$18/100)^('Sheet4(F_22)'!A27-Title_RESULTS!$H$7))/1000","v":116.58819672778316},{"$f":"(+E27+F27)*Partcipation!$H27","v":187.08321261018472},{"$f":"+'Sheet5(p_5)'!$F27*'Sheet2(F_12)'!$I27","v":1138.8105080160715}]
[2032,{"$f":"VLOOKUP(A28,'Value of Defferal'!$I35:$P$58,'Value of Defferal'!$K$9)","v":28.018736752532309},{"$f":"IF(+Title_RESULTS!$H$9<='Sheet4(F_22)'!$A28,(+Title_RESULTS!$H$16*((1+Title_RESULTS!$H$18/100)^('Sheet4(F_22)'!$A28-Title_RESULTS!$H$7))*Title_RESULTS!$C$8*Partcipation!$C$26/1000),0)","v":28.466290963054469},{"$f":"(+B28+C28)*+Partcipation!$H28","v":56.485027715586781},{"$f":"VLOOKUP(A28,'Value of Defferal'!$I35:$P$58,'Value of Defferal'!$K$13)","v":67.994580633965214},{"$f":"IF(+'Value of Defferal'!P35=0,0,Title_RESULTS!$H$17*Title_RESULTS!$C$7*Partcipation!$C$26*(1+Title_RESULTS!$H$18/100)^('Sheet4(F_22)'!A28-Title_RESULTS!$H$7))/1000","v":119.38631344924994},{"$f":"(+E28+F28)*Partcipation!$H28","v":187.38089408321514},{"$f":"+'Sheet5(p_5)'!$F28*'Sheet2(F_12)'!$I28","v":1244.6146319660752}]
[2033,{"$f":"VLOOKUP(A29,'Value of Defferal'!$I36:$P$58,'Value of Defferal'!$K$9)","v":26.988374680445435},{"$f":"IF(+Title_RESULTS!$H$9<='Sheet4(F_22)'!$A29,(+Title_RESULTS!$H$16*((1+Title_RESULTS!$H$18/100)^('Sheet4(F_22)'!$A29-Title_RESULTS!$H$7))*Title_RESULTS!$C$8*Partcipation!$C$26/1000),0)","v":29.149481946167775},{"$f":"(+B29+C29)*+Partcipation!$H29","v":56.137856626613214},{"$f":"VLOOKUP(A29,'Value of Defferal'!$I36:$P$58,'Value of Defferal'!$K$13)","v":65.494145385528881},{"$f":"IF(+'Value of Defferal'!P36=0,0,Title_RESULTS!$H$17*Title_RESULTS!$C$7*Partcipation!$C$26*(1+Title_RESULTS!$H$18/100)^('Sheet4(F_22)'!A29-Title_RESULTS!$H$7))/1000","v":122.25158497203194},{"$f":"(+E29+F29)*Partcipation!$H29","v":187.74573035756083},{"$f":"+'Sheet5(p_5)'!$F29*'Sheet2(F_12)'!$I29","v":1327.2682899405904}]
[2034,{"$f":"VLOOKUP(A30,'Value of Defferal'!$I37:$P$58,'Value of Defferal'!$K$9)","v":25.958012608358558},{"$f":"IF(+Title_RESULTS!$H$9<='Sheet4(F_22)'!$A30,(+Title_RESULTS!$H$16*((1+Title_RESULTS!$H$18/100)^('Sheet4(F_22)'!$A30-Title_RESULTS!$H$7))*Title_RESULTS!$C$8*Partcipation!$C$26/1000),0)","v":29.849069512875801},{"$f":"(+B30+C30)*+Partcipation!$H30","v":55.807082121234359},{"$f":"VLOOKUP(A30,'Value of Defferal'!$I37:$P$58,'Value of Defferal'!$K$13)","v":62.993710137092535},{"$f":"IF(+'Value of Defferal'!P37=0,0,Title_RESULTS!$H$17*Title_RESULTS!$C$7*Partcipation!$C$26*(1+Title_RESULTS!$H$18/100)^('Sheet4(F_22)'!A30-Title_RESULTS!$H$7))/1000","v":125.1856230113607},{"$f":"(+E30+F30)*Partcipation!$H30","v":188.17933314845322},{"$f":"+'Sheet5(p_5)'!$F30*'Sheet2(F_12)'!$I30","v":1389.0689145554054}]
[2035,{"$f":"VLOOKUP(A31,'Value of Defferal'!$I38:$P$58,'Value of Defferal'!$K$9)","v":24.927650536271678},{"$f":"IF(+Title_RESULTS!$H$9<='Sheet4(F_22)'!$A31,(+Title_RESULTS!$H$16*((1+Title_RESULTS!$H$18/100)^('Sheet4(F_22)'!$A31-Title_RESULTS!$H$7))*Title_RESULTS!$C$8*Partcipation!$C$26/1000),0)","v":30.565447181184823},{"$f":"(+B31+C31)*+Partcipation!$H31","v":55.4930977174565},{"$f":"VLOOKUP(A31,'Value of Defferal'!$I38:$P$58,'Value of Defferal'!$K$13)","v":60.493274888656188},{"$f":"IF(+'Value of Defferal'!P38=0,0,Title_RESULTS!$H$17*Title_RESULTS!$C$7*Partcipation!$C$26*(1+Title_RESULTS!$H$18/100)^('Sheet4(F_22)'!A31-Title_RESULTS!$H$7))/1000","v":128.19007796363337},{"$f":"(+E31+F31)*Partcipation!$H31","v":188.68335285228954},{"$f":"+'Sheet5(p_5)'!$F31*'Sheet2(F_12)'!$I31","v":1529.8470727663339}]
[2036,{"$f":"VLOOKUP(A32,'Value of Defferal'!$I39:$P$58,'Value of Defferal'!$K$9)","v":23.8972884641848},{"$f":"IF(+Title_RESULTS!$H$9<='Sheet4(F_22)'!$A32,(+Title_RESULTS!$H$16*((1+Title_RESULTS!$H$18/100)^('Sheet4(F_22)'!$A32-Title_RESULTS!$H$7))*Title_RESULTS!$C$8*Partcipation!$C$26/1000),0)","v":31.299017913533255},{"$f":"(+B32+C32)*+Partcipation!$H32","v":55.196306377718059},{"$f":"VLOOKUP(A32,'Value of Defferal'!$I39:$P$58,'Value of Defferal'!$K$13)","v":57.992839640219842},{"$f":"IF(+'Value of Defferal'!P39=0,0,Title_RESULTS!$H$17*Title_RESULTS!$C$7*Partcipation!$C$26*(1+Title_RESULTS!$H$18/100)^('Sheet4(F_22)'!A32-Title_RESULTS!$H$7))/1000","v":131.26663983476055},{"$f":"(+E32+F32)*Partcipation!$H32","v":189.2594794749804},{"$f":"+'Sheet5(p_5)'!$F32*'Sheet2(F_12)'!$I32","v":1511.0338655845178}]
[2037,{"$f":"VLOOKUP(A33,'Value of Defferal'!$I40:$P$58,'Value of Defferal'!$K$9)","v":22.86692639209793},{"$f":"IF(+Title_RESULTS!$H$9<='Sheet4(F_22)'!$A33,(+Title_RESULTS!$H$16*((1+Title_RESULTS!$H$18/100)^('Sheet4(F_22)'!$A33-Title_RESULTS!$H$7))*Title_RESULTS!$C$8*Partcipation!$C$26/1000),0)","v":32.050194343458053},{"$f":"(+B33+C33)*+Partcipation!$H33","v":54.917120735555983},{"$f":"VLOOKUP(A33,'Value of Defferal'!$I40:$P$58,'Value of Defferal'!$K$13)","v":55.492404391783516},{"$f":"IF(+'Value of Defferal'!P40=0,0,Title_RESULTS!$H$17*Title_RESULTS!$C$7*Partcipation!$C$26*(1+Title_RESULTS!$H$18/100)^('Sheet4(F_22)'!A33-Title_RESULTS!$H$7))/1000","v":134.41703919079481},{"$f":"(+E33+F33)*Partcipation!$H33","v":189.90944358257832},{"$f":"+'Sheet5(p_5)'!$F33*'Sheet2(F_12)'!$I33","v":1612.7485518965964}]
[2038,{"$f":"VLOOKUP(A34,'Value of Defferal'!$I41:$P$58,'Value of Defferal'!$K$9)","v":21.933319441382075},{"$f":"IF(+Title_RESULTS!$H$9<='Sheet4(F_22)'!$A34,(+Title_RESULTS!$H$16*((1+Title_RESULTS!$H$18/100)^('Sheet4(F_22)'!$A34-Title_RESULTS!$H$7))*Title_RESULTS!$C$8*Partcipation!$C$26/1000),0)","v":32.819399007701044},{"$f":"(+B34+C34)*+Partcipation!$H34","v":54.752718449083119},{"$f":"VLOOKUP(A34,'Value of Defferal'!$I41:$P$58,'Value of Defferal'!$K$13)","v":53.22677001820162},{"$f":"IF(+'Value of Defferal'!P41=0,0,Title_RESULTS!$H$17*Title_RESULTS!$C$7*Partcipation!$C$26*(1+Title_RESULTS!$H$18/100)^('Sheet4(F_22)'!A34-Title_RESULTS!$H$7))/1000","v":137.64304813137386},{"$f":"(+E34+F34)*Partcipation!$H34","v":190.86981814957548},{"$f":"+'Sheet5(p_5)'!$F34*'Sheet2(F_12)'!$I34","v":1618.8568993756085}]
[2039,{"$f":"VLOOKUP(A35,'Value of Defferal'!$I42:$P$58,'Value of Defferal'!$K$9)","v":21.193189968382413},{"$f":"IF(+Title_RESULTS!$H$9<='Sheet4(F_22)'!$A35,(+Title_RESULTS!$H$16*((1+Title_RESULTS!$H$18/100)^('Sheet4(F_22)'!$A35-Title_RESULTS!$H$7))*Title_RESULTS!$C$8*Partcipation!$C$26/1000),0)","v":33.607064583885872},{"$f":"(+B35+C35)*+Partcipation!$H35","v":54.800254552268285},{"$f":"VLOOKUP(A35,'Value of Defferal'!$I42:$P$58,'Value of Defferal'!$K$13)","v":51.430657881672069},{"$f":"IF(+'Value of Defferal'!P42=0,0,Title_RESULTS!$H$17*Title_RESULTS!$C$7*Partcipation!$C$26*(1+Title_RESULTS!$H$18/100)^('Sheet4(F_22)'!A35-Title_RESULTS!$H$7))/1000","v":140.94648128652688},{"$f":"(+E35+F35)*Partcipation!$H35","v":192.37713916819894},{"$f":"+'Sheet5(p_5)'!$F35*'Sheet2(F_12)'!$I35","v":1620.5322723638883}]
[2040,{"$f":"VLOOKUP(A36,'Value of Defferal'!$I43:$P$58,'Value of Defferal'!$K$9)","v":20.549782851727915},{"$f":"IF(+Title_RESULTS!$H$9<='Sheet4(F_22)'!$A36,(+Title_RESULTS!$H$16*((1+Title_RESULTS!$H$18/100)^('Sheet4(F_22)'!$A36-Title_RESULTS!$H$7))*Title_RESULTS!$C$8*Partcipation!$C$26/1000),0)","v":34.41363413389913},{"$f":"(+B36+C36)*+Partcipation!$H36","v":54.963416985627049},{"$f":"VLOOKUP(A36,'Value of Defferal'!$I43:$P$58,'Value of Defferal'!$K$13)","v":49.869267107340413},{"$f":"IF(+'Value of Defferal'!P43=0,0,Title_RESULTS!$H$17*Title_RESULTS!$C$7*Partcipation!$C$26*(1+Title_RESULTS!$H$18/100)^('Sheet4(F_22)'!A36-Title_RESULTS!$H$7))/1000","v":144.32919683740349},{"$f":"(+E36+F36)*Partcipation!$H36","v":194.19846394474391},{"$f":"+'Sheet5(p_5)'!$F36*'Sheet2(F_12)'!$I36","v":1743.7682367734035}]
[2041,{"$f":"VLOOKUP(A37,'Value of Defferal'!$I44:$P$58,'Value of Defferal'!$K$9)","v":19.906375735073421},{"$f":"IF(+Title_RESULTS!$H$9<='Sheet4(F_22)'!$A37,(+Title_RESULTS!$H$16*((1+Title_RESULTS!$H$18/100)^('Sheet4(F_22)'!$A37-Title_RESULTS!$H$7))*Title_RESULTS!$C$8*Partcipation!$C$26/1000),0)","v":35.23956135311272},{"$f":"(+B37+C37)*+Partcipation!$H37","v":55.145937088186145},{"$f":"VLOOKUP(A37,'Value of Defferal'!$I44:$P$58,'Value of Defferal'!$K$13)","v":48.307876333008764},{"$f":"IF(+'Value of Defferal'!P44=0,0,Title_RESULTS!$H$17*Title_RESULTS!$C$7*Partcipation!$C$26*(1+Title_RESULTS!$H$18/100)^('Sheet4(F_22)'!A37-Title_RESULTS!$H$7))/1000","v":147.79309756150121},{"$f":"(+E37+F37)*Partcipation!$H37","v":196.10097389450999},{"$f":"+'Sheet5(p_5)'!$F37*'Sheet2(F_12)'!$I37","v":1795.9443445390818}]
[2042,{"$f":"VLOOKUP(A38,'Value of Defferal'!$I45:$P$58,'Value of Defferal'!$K$9)","v":19.262968618418913},{"$f":"IF(+Title_RESULTS!$H$9<='Sheet4(F_22)'!$A38,(+Title_RESULTS!$H$16*((1+Title_RESULTS!$H$18/100)^('Sheet4(F_22)'!$A38-Title_RESULTS!$H$7))*Title_RESULTS!$C$8*Partcipation!$C$26/1000),0)","v":36.085310825587413},{"$f":"(+B38+C38)*+Partcipation!$H38","v":55.348279444006323},{"$f":"VLOOKUP(A38,'Value of Defferal'!$I45:$P$58,'Value of Defferal'!$K$13)","v":46.74648555867708},{"$f":"IF(+'Value of Defferal'!P45=0,0,Title_RESULTS!$H$17*Title_RESULTS!$C$7*Partcipation!$C$26*(1+Title_RESULTS!$H$18/100)^('Sheet4(F_22)'!A38-Title_RESULTS!$H$7))/1000","v":151.34013190297719},{"$f":"(+E38+F38)*Partcipation!$H38","v":198.08661746165427},{"$f":"+'Sheet5(p_5)'!$F38*'Sheet2(F_12)'!$I38","v":1920.0537555550127}]
[2043,{"$f":"VLOOKUP(A39,'Value of Defferal'!$I46:$P$58,'Value of Defferal'!$K$9)","v":18.619561501764416},{"$f":"IF(+Title_RESULTS!$H$9<='Sheet4(F_22)'!$A39,(+Title_RESULTS!$H$16*((1+Title_RESULTS!$H$18/100)^('Sheet4(F_22)'!$A39-Title_RESULTS!$H$7))*Title_RESULTS!$C$8*Partcipation!$C$26/1000),0)","v":36.951358285401518},{"$f":"(+B39+C39)*+Partcipation!$H39","v":55.570919787165934},{"$f":"VLOOKUP(A39,'Value of Defferal'!$I46:$P$58,'Value of Defferal'!$K$13)","v":45.185094784345424},{"$f":"IF(+'Value of Defferal'!P46=0,0,Title_RESULTS!$H$17*Title_RESULTS!$C$7*Partcipation!$C$26*(1+Title_RESULTS!$H$18/100)^('Sheet4(F_22)'!A39-Title_RESULTS!$H$7))/1000","v":154.97229506864866},{"$f":"(+E39+F39)*Partcipation!$H39","v":200.15738985299407},{"$f":"+'Sheet5(p_5)'!$F39*'Sheet2(F_12)'!$I39","v":1965.6322256709805}]
[2044,{"$f":"VLOOKUP(A40,'Value of Defferal'!$I47:$P$58,'Value of Defferal'!$K$9)","v":17.976154385109922},{"$f":"IF(+Title_RESULTS!$H$9<='Sheet4(F_22)'!$A40,(+Title_RESULTS!$H$16*((1+Title_RESULTS!$H$18/100)^('Sheet4(F_22)'!$A40-Title_RESULTS!$H$7))*Title_RESULTS!$C$8*Partcipation!$C$26/1000),0)","v":37.838190884251141},{"$f":"(+B40+C40)*+Partcipation!$H40","v":55.814345269361063},{"$f":"VLOOKUP(A40,'Value of Defferal'!$I47:$P$58,'Value of Defferal'!$K$13)","v":43.623704010013775},{"$f":"IF(+'Value of Defferal'!P47=0,0,Title_RESULTS!$H$17*Title_RESULTS!$C$7*Partcipation!$C$26*(1+Title_RESULTS!$H$18/100)^('Sheet4(F_22)'!A40-Title_RESULTS!$H$7))/1000","v":158.69163015029619},{"$f":"(+E40+F40)*Partcipation!$H40","v":202.31533416030996},{"$f":"+'Sheet5(p_5)'!$F40*'Sheet2(F_12)'!$I40","v":1889.9784065056142}]
[]
[" NOMINAL",{"$f":"SUM(B16:B41)","v":592.21978126972283},700.69477487160975,1292.9145561413322,1437.1717049996571,2938.6816193807886,4375.853324380445,29989.232734574853]
[]
[" NPV:",{"$f":"NPV(Title_RESULTS!$C$37,'Sheet4(F_22)'!B17:B41)+'Sheet4(F_22)'!B16","v":282.91046588735782},{"$f":"NPV(Title_RESULTS!$C$37,'Sheet4(F_22)'!C17:C41)+'Sheet4(F_22)'!C16","v":308.26335231200761},{"$f":"NPV(Title_RESULTS!$C$37,'Sheet4(F_22)'!D17:D41)+'Sheet4(F_22)'!D16","v":591.17381819936531},{"$f":"NPV(Title_RESULTS!$C$37,'Sheet4(F_22)'!E17:E41)+'Sheet4(F_22)'!E16","v":686.5540960989988},{"$f":"NPV(Title_RESULTS!$C$37,'Sheet4(F_22)'!F17:F41)+'Sheet4(F_22)'!F16","v":1292.8423043171538},{"$f":"NPV(Title_RESULTS!$C$37,'Sheet4(F_22)'!G17:G41)+'Sheet4(F_22)'!G16","v":1979.3964004161523},{"$f":"NPV(Title_RESULTS!$C$37,'Sheet4(F_22)'!H17:H41)+'Sheet4(F_22)'!H16","v":11759.068664148193}]
[]
["* SUPPLEMENTAL INFORMATION NOT SPECIFIED IN WORKBOOK"]

{"sheet":"Sheet6(p_6)","index":16,"n_rows":46,"n_cols":18,"rows_kept":46,"cut":false,"hidden":false,"merged":[]}
[null,null,"  * WORKSHEET: UTILITY COSTS AND PARTICIPANT COSTS AND REV LOSS/GAIN",null,null,null,null,null,null,null,null,null,null,null,null,"WORKSHEET FOR FORM CE 2.2"]
[null,null,"       PROGRAM:",null,{"$f":"+Input!C3","v":"ENERGY STAR Certified Home"},null,null,null,null,null,null,null,null,null,null,"Page 2 of 2"]
[null,null,null,null,null,null,null,null,null,null,null,null,null,null,null,{"$f":"+Title_RESULTS!I4","v":"2019-05-14T07:55:39.620"}]
[]
[]
[]
["(1)","(2)","(3)","(4)","(5)","(6)","(7)","(8)","(9)","(10)","(11)","(12)","(13)","(14)","(15)","(16)","(17)","(18)"]
[]
[null," <-----  UTILITY PROGRAM COSTS & REBATES  ------->",null,null,null,null,null,"       <------------------  PARTICIPATING CUSTOMER COSTS & BENEFITS  ---------------------->"]
[]
[null,null,null,"TOTAL",null,null,"TOTAL","PARTIC.","PARTIC.","TOTAL","REDUCT.","RED.","RED.","EFFECT.","INC.","INC.","INC.","EFFECT."]
[null,"UTIL","UTIL","UTIL","UTIL","UTIL","REBATE/","CUST","CUST","COSTS","IN","REV.","REV.","REV.","IN","REV.","REV.","REVENUE"]
[null,"NONREC.","RECUR","PGM","NONREC.","RECUR.","INCENT.","EQUIP","O & M","PARTIC.","CUST.","- FUEL","NONFUEL ","REDUCT.","CUST.","- FUEL","NONFUEL ","INC."]
[null,"COSTS","COSTS ","COSTS","REBATES","REBATES","COSTS","COSTS","COSTS","CUST","KWH","PORTION","PORTION","TO CUST","KWH","PORTION","PORTION","IN BILL"]
["YEAR","$(000)","$(000)","$(000)","$(000)","$(000)","$(000)","$(000)","$(000)","$(000)","(000)","$(000)","$(000)","$(000)","(000)","$(000)",null,"$(000)"]
[{"$f":"+Title_RESULTS!H7","v":2020},{"$f":"IF(+'Sheet9(F_25)'!$A16>=Title_RESULTS!$H$8,0,((Partcipation!$B16-Partcipation!$B15)*(Title_RESULTS!$C$26*((1+Title_RESULTS!$C$28/100)^('Sheet9(F_25)'!$A16-Title_RESULTS!$H$7)))/1000))","v":0},{"$f":"(Partcipation!$C15+(Partcipation!$C16-Partcipation!$C15)/2)*(Title_RESULTS!$C$27*((1+Title_RESULTS!$C$28/100)^('Sheet9(F_25)'!$A16-Title_RESULTS!$H$7)))/1000","v":0},{"$f":"SUM(B16:C16)","v":0},{"$f":"IF(+'Sheet9(F_25)'!$A16>=Title_RESULTS!$H$8,0,((Partcipation!$B16-Partcipation!$B15)*(Title_RESULTS!$C$39*((1+Title_RESULTS!$C$41/100)^('Sheet9(F_25)'!$A16-Title_RESULTS!$H$7)))/1000))","v":0},{"$f":"(Partcipation!$C15+(Partcipation!$C16-Partcipation!$C15)/2)*(Title_RESULTS!$C$40*((1+Title_RESULTS!$C$41/100)^('Sheet9(F_25)'!$A16-Title_RESULTS!$H$7)))/1000","v":0},{"$f":"SUM(E16:F16)","v":0},{"$f":"IF(Partcipation!$B17<Partcipation!$B16,0,IF(Partcipation!$B16=0,0,(Partcipation!$B16-Partcipation!$B15)*(+Title_RESULTS!$C$29*(1+Title_RESULTS!$C$30/100)^(+'Sheet8(F_24)'!$A16-Title_RESULTS!$H$7))/1000))","v":4987.2510399999883},{"$f":"IF(+Title_RESULTS!$C$31<0,0,(+Partcipation!$B15+(Partcipation!$B16-Partcipation!$B15)/2)*(+Title_RESULTS!$C$31*(1+Title_RESULTS!$C$32/100)^(+'Sheet6(p_6)'!$A16-Title_RESULTS!$H$7))/1000)","v":0},{"$f":"SUM(H16:I16)","v":4987.2510399999883},{"$f":"(+Partcipation!$B15+(Partcipation!$B16-Partcipation!$B15)/2)*(+Title_RESULTS!$C$14)/1000","v":2689.1297368421051},{"$f":"($K16)*Partcipation!$E73*Title_RESULTS!$C$12/100","v":65.469889832022602},{"$f":"((+$K16*(Title_RESULTS!$H$30/100)*((1+Title_RESULTS!$H$31/100)^('Sheet9(F_25)'!$A16-Title_RESULTS!$H$7)))+((Title_RESULTS!$H$32*Title_RESULTS!$H$35*12*Title_RESULTS!$C$7/1000)*(Partcipation!$B15+(Partcipation!$B16-Partcipation!$B15)/2))*((1+Title_RESULTS!$H$33/100)^('Sheet9(F_25)'!$A16-Title_RESULTS!$H$7)))","v":159.63480856815789},{"$f":"'Sheet2(F_12)'!$I16*('Sheet6(p_6)'!$L16+'Sheet6(p_6)'!$M16)","v":225.1046984001805},{"$f":"(Partcipation!$B15+(Partcipation!$B16-Partcipation!$B15)/2)*(Title_RESULTS!$C$13)/1000","v":0},{"$f":"($O16)*'Sheet2(F_12)'!$D16*Title_RESULTS!$C$12/100","v":0},{"$f":"+$O16*((Title_RESULTS!$H$30/100)*((1+Title_RESULTS!$H$31/100)^('Sheet9(F_25)'!$A16-Title_RESULTS!$H$7)))","v":0},{"$f":"+Partcipation!$I16*('Sheet6(p_6)'!$P16-'Sheet6(p_6)'!$Q16)","v":0}]
[{"$f":"+A16+1","v":2021},{"$f":"IF(+'Sheet9(F_25)'!$A17>=Title_RESULTS!$H$8,0,((Partcipation!$B17-Partcipation!$B16)*(Title_RESULTS!$C$26*((1+Title_RESULTS!$C$28/100)^('Sheet9(F_25)'!$A17-Title_RESULTS!$H$7)))/1000))","v":0},{"$f":"(Partcipation!$C16+(Partcipation!$C17-Partcipation!$C16)/2)*(Title_RESULTS!$C$27*((1+Title_RESULTS!$C$28/100)^('Sheet9(F_25)'!$A17-Title_RESULTS!$H$7)))/1000","v":0},{"$f":"SUM(B17:C17)","v":0},{"$f":"IF(+'Sheet9(F_25)'!$A17>=Title_RESULTS!$H$8,0,((Partcipation!$B17-Partcipation!$B16)*(Title_RESULTS!$C$39*((1+Title_RESULTS!$C$41/100)^('Sheet9(F_25)'!$A17-Title_RESULTS!$H$7)))/1000))","v":0},{"$f":"(Partcipation!$C16+(Partcipation!$C17-Partcipation!$C16)/2)*(Title_RESULTS!$C$40*((1+Title_RESULTS!$C$41/100)^('Sheet9(F_25)'!$A17-Title_RESULTS!$H$7)))/1000","v":0},{"$f":"SUM(E17:F17)","v":0},{"$f":"IF(Partcipation!$B18<Partcipation!$B17,0,IF(Partcipation!$B17=0,0,(Partcipation!$B17-Partcipation!$B16)*(+Title_RESULTS!$C$29*(1+Title_RESULTS!$C$30/100)^(+'Sheet8(F_24)'!$A17-Title_RESULTS!$H$7))/1000))","v":5101.9578139199875},{"$f":"IF(+Title_RESULTS!$C$31<0,0,(+Partcipation!$B16+(Partcipation!$B17-Partcipation!$B16)/2)*(+Title_RESULTS!$C$31*(1+Title_RESULTS!$C$32/100)^(+'Sheet6(p_6)'!$A17-Title_RESULTS!$H$7))/1000)","v":0},{"$f":"SUM(H17:I17)","v":5101.9578139199875},{"$f":"(+Partcipation!$B16+(Partcipation!$B17-Partcipation!$B16)/2)*(+Title_RESULTS!$C$14)/1000","v":8067.3892105263158},{"$f":"($K17)*Partcipation!$E74*Title_RESULTS!$C$12/100","v":205.75748991932937},{"$f":"((+$K17*(Title_RESULTS!$H$30/100)*((1+Title_RESULTS!$H$31/100)^('Sheet9(F_25)'!$A17-Title_RESULTS!$H$7)))+((Title_RESULTS!$H$32*Title_RESULTS!$H$35*12*Title_RESULTS!$C$7/1000)*(Partcipation!$B16+(Partcipation!$B17-Partcipation!$B16)/2))*((1+Title_RESULTS!$H$33/100)^('Sheet9(F_25)'!$A17-Title_RESULTS!$H$7)))","v":483.69346996151842},{"$f":"'Sheet2(F_12)'!$I17*('Sheet6(p_6)'!$L17+'Sheet6(p_6)'!$M17)","v":689.45095988084779},{"$f":"(Partcipation!$B16+(Partcipation!$B17-Partcipation!$B16)/2)*(Title_RESULTS!$C$13)/1000","v":0},{"$f":"($O17)*'Sheet2(F_12)'!$D17*Title_RESULTS!$C$12/100","v":0},{"$f":"+$O17*((Title_RESULTS!$H$30/100)*((1+Title_RESULTS!$H$31/100)^('Sheet9(F_25)'!$A17-Title_RESULTS!$H$7)))","v":0},{"$f":"+Partcipation!$I17*('Sheet6(p_6)'!$P17-'Sheet6(p_6)'!$Q17)","v":0}]
[{"$f":"+A17+1","v":2022},{"$f":"IF(+'Sheet9(F_25)'!$A18>=Title_RESULTS!$H$8,0,((Partcipation!$B18-Partcipation!$B17)*(Title_RESULTS!$C$26*((1+Title_RESULTS!$C$28/100)^('Sheet9(F_25)'!$A18-Title_RESULTS!$H$7)))/1000))","v":0},{"$f":"(Partcipation!$C17+(Partcipation!$C18-Partcipation!$C17)/2)*(Title_RESULTS!$C$27*((1+Title_RESULTS!$C$28/100)^('Sheet9(F_25)'!$A18-Title_RESULTS!$H$7)))/1000","v":0},{"$f":"SUM(B18:C18)","v":0},{"$f":"IF(+'Sheet9(F_25)'!$A18>=Title_RESULTS!$H$8,0,((Partcipation!$B18-Partcipation!$B17)*(Title_RESULTS!$C$39*((1+Title_RESULTS!$C$41/100)^('Sheet9(F_25)'!$A18-Title_RESULTS!$H$7)))/1000))","v":0},{"$f":"(Partcipation!$C17+(Partcipation!$C18-Partcipation!$C17)/2)*(Title_RESULTS!$C$40*((1+Title_RESULTS!$C$41/100)^('Sheet9(F_25)'!$A18-Title_RESULTS!$H$7)))/1000","v":0},{"$f":"SUM(E18:F18)","v":0},{"$f":"IF(Partcipation!$B19<Partcipation!$B18,0,IF(Partcipation!$B18=0,0,(Partcipation!$B18-Partcipation!$B17)*(+Title_RESULTS!$C$29*(1+Title_RESULTS!$C$30/100)^(+'Sheet8(F_24)'!$A18-Title_RESULTS!$H$7))/1000))","v":5219.3028436401464},{"$f":"IF(+Title_RESULTS!$C$31<0,0,(+Partcipation!$B17+(Partcipation!$B18-Partcipation!$B17)/2)*(+Title_RESULTS!$C$31*(1+Title_RESULTS!$C$32/100)^(+'Sheet6(p_6)'!$A18-Title_RESULTS!$H$7))/1000)","v":0},{"$f":"SUM(H18:I18)","v":5219.3028436401464},{"$f":"(+Partcipation!$B17+(Partcipation!$B18-Partcipation!$B17)/2)*(+Title_RESULTS!$C$14)/1000","v":13445.648684210526},{"$f":"($K18)*Partcipation!$E75*Title_RESULTS!$C$12/100","v":355.56107818472196},{"$f":"((+$K18*(Title_RESULTS!$H$30/100)*((1+Title_RESULTS!$H$31/100)^('Sheet9(F_25)'!$A18-Title_RESULTS!$H$7)))+((Title_RESULTS!$H$32*Title_RESULTS!$H$35*12*Title_RESULTS!$C$7/1000)*(Partcipation!$B17+(Partcipation!$B18-Partcipation!$B17)/2))*((1+Title_RESULTS!$H$33/100)^('Sheet9(F_25)'!$A18-Title_RESULTS!$H$7)))","v":814.21734110188925},{"$f":"'Sheet2(F_12)'!$I18*('Sheet6(p_6)'!$L18+'Sheet6(p_6)'!$M18)","v":1169.7784192866111},{"$f":"(Partcipation!$B17+(Partcipation!$B18-Partcipation!$B17)/2)*(Title_RESULTS!$C$13)/1000","v":0},{"$f":"($O18)*'Sheet2(F_12)'!$D18*Title_RESULTS!$C$12/100","v":0},{"$f":"+$O18*((Title_RESULTS!$H$30/100)*((1+Title_RESULTS!$H$31/100)^('Sheet9(F_25)'!$A18-Title_RESULTS!$H$7)))","v":0},{"$f":"+Partcipation!$I18*('Sheet6(p_6)'!$P18-'Sheet6(p_6)'!$Q18)","v":0}]
[{"$f":"+A18+1","v":2023},{"$f":"IF(+'Sheet9(F_25)'!$A19>=Title_RESULTS!$H$8,0,((Partcipation!$B19-Partcipation!$B18)*(Title_RESULTS!$C$26*((1+Title_RESULTS!$C$28/100)^('Sheet9(F_25)'!$A19-Title_RESULTS!$H$7)))/1000))","v":0},{"$f":"(Partcipation!$C18+(Partcipation!$C19-Partcipation!$C18)/2)*(Title_RESULTS!$C$27*((1+Title_RESULTS!$C$28/100)^('Sheet9(F_25)'!$A19-Title_RESULTS!$H$7)))/1000","v":0},{"$f":"SUM(B19:C19)","v":0},{"$f":"IF(+'Sheet9(F_25)'!$A19>=Title_RESULTS!$H$8,0,((Partcipation!$B19-Partcipation!$B18)*(Title_RESULTS!$C$39*((1+Title_RESULTS!$C$41/100)^('Sheet9(F_25)'!$A19-Title_RESULTS!$H$7)))/1000))","v":0},{"$f":"(Partcipation!$C18+(Partcipation!$C19-Partcipation!$C18)/2)*(Title_RESULTS!$C$40*((1+Title_RESULTS!$C$41/100)^('Sheet9(F_25)'!$A19-Title_RESULTS!$H$7)))/1000","v":0},{"$f":"SUM(E19:F19)","v":0},{"$f":"IF(Partcipation!$B20<Partcipation!$B19,0,IF(Partcipation!$B19=0,0,(Partcipation!$B19-Partcipation!$B18)*(+Title_RESULTS!$C$29*(1+Title_RESULTS!$C$30/100)^(+'Sheet8(F_24)'!$A19-Title_RESULTS!$H$7))/1000))","v":5339.3468090438691},{"$f":"IF(+Title_RESULTS!$C$31<0,0,(+Partcipation!$B18+(Partcipation!$B19-Partcipation!$B18)/2)*(+Title_RESULTS!$C$31*(1+Title_RESULTS!$C$32/100)^(+'Sheet6(p_6)'!$A19-Title_RESULTS!$H$7))/1000)","v":0},{"$f":"SUM(H19:I19)","v":5339.3468090438691},{"$f":"(+Partcipation!$B18+(Partcipation!$B19-Partcipation!$B18)/2)*(+Title_RESULTS!$C$14)/1000","v":18823.908157894733},{"$f":"($K19)*Partcipation!$E76*Title_RESULTS!$C$12/100","v":493.70496825888318},{"$f":"((+$K19*(Title_RESULTS!$H$30/100)*((1+Title_RESULTS!$H$31/100)^('Sheet9(F_25)'!$A19-Title_RESULTS!$H$7)))+((Title_RESULTS!$H$32*Title_RESULTS!$H$35*12*Title_RESULTS!$C$7/1000)*(Partcipation!$B18+(Partcipation!$B19-Partcipation!$B18)/2))*((1+Title_RESULTS!$H$33/100)^('Sheet9(F_25)'!$A19-Title_RESULTS!$H$7)))","v":1151.3033203180712},{"$f":"'Sheet2(F_12)'!$I19*('Sheet6(p_6)'!$L19+'Sheet6(p_6)'!$M19)","v":1645.0082885769543},{"$f":"(Partcipation!$B18+(Partcipation!$B19-Partcipation!$B18)/2)*(Title_RESULTS!$C$13)/1000","v":0},{"$f":"($O19)*'Sheet2(F_12)'!$D19*Title_RESULTS!$C$12/100","v":0},{"$f":"+$O19*((Title_RESULTS!$H$30/100)*((1+Title_RESULTS!$H$31/100)^('Sheet9(F_25)'!$A19-Title_RESULTS!$H$7)))","v":0},{"$f":"+Partcipation!$I19*('Sheet6(p_6)'!$P19-'Sheet6(p_6)'!$Q19)","v":0}]
[2024,{"$f":"IF(+'Sheet9(F_25)'!$A20>=Title_RESULTS!$H$8,0,((Partcipation!$B20-Partcipation!$B19)*(Title_RESULTS!$C$26*((1+Title_RESULTS!$C$28/100)^('Sheet9(F_25)'!$A20-Title_RESULTS!$H$7)))/1000))","v":0},{"$f":"(Partcipation!$C19+(Partcipation!$C20-Partcipation!$C19)/2)*(Title_RESULTS!$C$27*((1+Title_RESULTS!$C$28/100)^('Sheet9(F_25)'!$A20-Title_RESULTS!$H$7)))/1000","v":0},0,{"$f":"IF(+'Sheet9(F_25)'!$A20>=Title_RESULTS!$H$8,0,((Partcipation!$B20-Partcipation!$B19)*(Title_RESULTS!$C$39*((1+Title_RESULTS!$C$41/100)^('Sheet9(F_25)'!$A20-Title_RESULTS!$H$7)))/1000))","v":0},{"$f":"(Partcipation!$C19+(Partcipation!$C20-Partcipation!$C19)/2)*(Title_RESULTS!$C$40*((1+Title_RESULTS!$C$41/100)^('Sheet9(F_25)'!$A20-Title_RESULTS!$H$7)))/1000","v":0},0,{"$f":"IF(Partcipation!$B21<Partcipation!$B20,0,IF(Partcipation!$B20=0,0,(Partcipation!$B20-Partcipation!$B19)*(+Title_RESULTS!$C$29*(1+Title_RESULTS!$C$30/100)^(+'Sheet8(F_24)'!$A20-Title_RESULTS!$H$7))/1000))","v":0},{"$f":"IF(+Title_RESULTS!$C$31<0,0,(+Partcipation!$B19+(Partcipation!$B20-Partcipation!$B19)/2)*(+Title_RESULTS!$C$31*(1+Title_RESULTS!$C$32/100)^(+'Sheet6(p_6)'!$A20-Title_RESULTS!$H$7))/1000)","v":0},0,{"$f":"(+Partcipation!$B19+(Partcipation!$B20-Partcipation!$B19)/2)*(+Title_RESULTS!$C$14)/1000","v":21513.037894736841},{"$f":"($K20)*Partcipation!$E77*Title_RESULTS!$C$12/100","v":596.23746572398227},{"$f":"((+$K20*(Title_RESULTS!$H$30/100)*((1+Title_RESULTS!$H$31/100)^('Sheet9(F_25)'!$A20-Title_RESULTS!$H$7)))+((Title_RESULTS!$H$32*Title_RESULTS!$H$35*12*Title_RESULTS!$C$7/1000)*(Partcipation!$B19+(Partcipation!$B20-Partcipation!$B19)/2))*((1+Title_RESULTS!$H$33/100)^('Sheet9(F_25)'!$A20-Title_RESULTS!$H$7)))","v":1328.9329754528596},{"$f":"'Sheet2(F_12)'!$I20*('Sheet6(p_6)'!$L20+'Sheet6(p_6)'!$M20)","v":1925.1704411768419},{"$f":"(Partcipation!$B19+(Partcipation!$B20-Partcipation!$B19)/2)*(Title_RESULTS!$C$13)/1000","v":0},{"$f":"($O20)*'Sheet2(F_12)'!$D20*Title_RESULTS!$C$12/100","v":0},{"$f":"+$O20*((Title_RESULTS!$H$30/100)*((1+Title_RESULTS!$H$31/100)^('Sheet9(F_25)'!$A20-Title_RESULTS!$H$7)))","v":0},{"$f":"+Partcipation!$I20*('Sheet6(p_6)'!$P20-'Sheet6(p_6)'!$Q20)","v":0}]
[2025,{"$f":"IF(+'Sheet9(F_25)'!$A21>=Title_RESULTS!$H$8,0,((Partcipation!$B21-Partcipation!$B20)*(Title_RESULTS!$C$26*((1+Title_RESULTS!$C$28/100)^('Sheet9(F_25)'!$A21-Title_RESULTS!$H$7)))/1000))","v":0},{"$f":"(Partcipation!$C20+(Partcipation!$C21-Partcipation!$C20)/2)*(Title_RESULTS!$C$27*((1+Title_RESULTS!$C$28/100)^('Sheet9(F_25)'!$A21-Title_RESULTS!$H$7)))/1000","v":0},0,{"$f":"IF(+'Sheet9(F_25)'!$A21>=Title_RESULTS!$H$8,0,((Partcipation!$B21-Partcipation!$B20)*(Title_RESULTS!$C$39*((1+Title_RESULTS!$C$41/100)^('Sheet9(F_25)'!$A21-Title_RESULTS!$H$7)))/1000))","v":0},{"$f":"(Partcipation!$C20+(Partcipation!$C21-Partcipation!$C20)/2)*(Title_RESULTS!$C$40*((1+Title_RESULTS!$C$41/100)^('Sheet9(F_25)'!$A21-Title_RESULTS!$H$7)))/1000","v":0},0,{"$f":"IF(Partcipation!$B22<Partcipation!$B21,0,IF(Partcipation!$B21=0,0,(Partcipation!$B21-Partcipation!$B20)*(+Title_RESULTS!$C$29*(1+Title_RESULTS!$C$30/100)^(+'Sheet8(F_24)'!$A21-Title_RESULTS!$H$7))/1000))","v":0},{"$f":"IF(+Title_RESULTS!$C$31<0,0,(+Partcipation!$B20+(Partcipation!$B21-Partcipation!$B20)/2)*(+Title_RESULTS!$C$31*(1+Title_RESULTS!$C$32/100)^(+'Sheet6(p_6)'!$A21-Title_RESULTS!$H$7))/1000)","v":0},0,{"$f":"(+Partcipation!$B20+(Partcipation!$B21-Partcipation!$B20)/2)*(+Title_RESULTS!$C$14)/1000","v":21513.037894736841},{"$f":"($K21)*Partcipation!$E78*Title_RESULTS!$C$12/100","v":630.46070739552817},{"$f":"((+$K21*(Title_RESULTS!$H$30/100)*((1+Title_RESULTS!$H$31/100)^('Sheet9(F_25)'!$A21-Title_RESULTS!$H$7)))+((Title_RESULTS!$H$32*Title_RESULTS!$H$35*12*Title_RESULTS!$C$7/1000)*(Partcipation!$B20+(Partcipation!$B21-Partcipation!$B20)/2))*((1+Title_RESULTS!$H$33/100)^('Sheet9(F_25)'!$A21-Title_RESULTS!$H$7)))","v":1342.2223052073882},{"$f":"'Sheet2(F_12)'!$I21*('Sheet6(p_6)'!$L21+'Sheet6(p_6)'!$M21)","v":1972.6830126029163},{"$f":"(Partcipation!$B20+(Partcipation!$B21-Partcipation!$B20)/2)*(Title_RESULTS!$C$13)/1000","v":0},{"$f":"($O21)*'Sheet2(F_12)'!$D21*Title_RESULTS!$C$12/100","v":0},{"$f":"+$O21*((Title_RESULTS!$H$30/100)*((1+Title_RESULTS!$H$31/100)^('Sheet9(F_25)'!$A21-Title_RESULTS!$H$7)))","v":0},{"$f":"+Partcipation!$I21*('Sheet6(p_6)'!$P21-'Sheet6(p_6)'!$Q21)","v":0}]
[2026,{"$f":"IF(+'Sheet9(F_25)'!$A22>=Title_RESULTS!$H$8,0,((Partcipation!$B22-Partcipation!$B21)*(Title_RESULTS!$C$26*((1+Title_RESULTS!$C$28/100)^('Sheet9(F_25)'!$A22-Title_RESULTS!$H$7)))/1000))","v":0},{"$f":"(Partcipation!$C21+(Partcipation!$C22-Partcipation!$C21)/2)*(Title_RESULTS!$C$27*((1+Title_RESULTS!$C$28/100)^('Sheet9(F_25)'!$A22-Title_RESULTS!$H$7)))/1000","v":0},0,{"$f":"IF(+'Sheet9(F_25)'!$A22>=Title_RESULTS!$H$8,0,((Partcipation!$B22-Partcipation!$B21)*(Title_RESULTS!$C$39*((1+Title_RESULTS!$C$41/100)^('Sheet9(F_25)'!$A22-Title_RESULTS!$H$7)))/1000))","v":0},{"$f":"(Partcipation!$C21+(Partcipation!$C22-Partcipation!$C21)/2)*(Title_RESULTS!$C$40*((1+Title_RESULTS!$C$41/100)^('Sheet9(F_25)'!$A22-Title_RESULTS!$H$7)))/1000","v":0},0,{"$f":"IF(Partcipation!$B23<Partcipation!$B22,0,IF(Partcipation!$B22=0,0,(Partcipation!$B22-Partcipation!$B21)*(+Title_RESULTS!$C$29*(1+Title_RESULTS!$C$30/100)^(+'Sheet8(F_24)'!$A22-Title_RESULTS!$H$7))/1000))","v":0},{"$f":"IF(+Title_RESULTS!$C$31<0,0,(+Partcipation!$B21+(Partcipation!$B22-Partcipation!$B21)/2)*(+Title_RESULTS!$C$31*(1+Title_RESULTS!$C$32/100)^(+'Sheet6(p_6)'!$A22-Title_RESULTS!$H$7))/1000)","v":0},0,{"$f":"(+Partcipation!$B21+(Partcipation!$B22-Partcipation!$B21)/2)*(+Title_RESULTS!$C$14)/1000","v":21513.037894736841},{"$f":"($K22)*Partcipation!$E79*Title_RESULTS!$C$12/100","v":658.9664627672953},{"$f":"((+$K22*(Title_RESULTS!$H$30/100)*((1+Title_RESULTS!$H$31/100)^('Sheet9(F_25)'!$A22-Title_RESULTS!$H$7)))+((Title_RESULTS!$H$32*Title_RESULTS!$H$35*12*Title_RESULTS!$C$7/1000)*(Partcipation!$B21+(Partcipation!$B22-Partcipation!$B21)/2))*((1+Title_RESULTS!$H$33/100)^('Sheet9(F_25)'!$A22-Title_RESULTS!$H$7)))","v":1355.6445282594623},{"$f":"'Sheet2(F_12)'!$I22*('Sheet6(p_6)'!$L22+'Sheet6(p_6)'!$M22)","v":2014.6109910267576},{"$f":"(Partcipation!$B21+(Partcipation!$B22-Partcipation!$B21)/2)*(Title_RESULTS!$C$13)/1000","v":0},{"$f":"($O22)*'Sheet2(F_12)'!$D22*Title_RESULTS!$C$12/100","v":0},{"$f":"+$O22*((Title_RESULTS!$H$30/100)*((1+Title_RESULTS!$H$31/100)^('Sheet9(F_25)'!$A22-Title_RESULTS!$H$7)))","v":0},{"$f":"+Partcipation!$I22*('Sheet6(p_6)'!$P22-'Sheet6(p_6)'!$Q22)","v":0}]
[2027,{"$f":"IF(+'Sheet9(F_25)'!$A23>=Title_RESULTS!$H$8,0,((Partcipation!$B23-Partcipation!$B22)*(Title_RESULTS!$C$26*((1+Title_RESULTS!$C$28/100)^('Sheet9(F_25)'!$A23-Title_RESULTS!$H$7)))/1000))","v":0},{"$f":"(Partcipation!$C22+(Partcipation!$C23-Partcipation!$C22)/2)*(Title_RESULTS!$C$27*((1+Title_RESULTS!$C$28/100)^('Sheet9(F_25)'!$A23-Title_RESULTS!$H$7)))/1000","v":0},0,{"$f":"IF(+'Sheet9(F_25)'!$A23>=Title_RESULTS!$H$8,0,((Partcipation!$B23-Partcipation!$B22)*(Title_RESULTS!$C$39*((1+Title_RESULTS!$C$41/100)^('Sheet9(F_25)'!$A23-Title_RESULTS!$H$7)))/1000))","v":0},{"$f":"(Partcipation!$C22+(Partcipation!$C23-Partcipation!$C22)/2)*(Title_RESULTS!$C$40*((1+Title_RESULTS!$C$41/100)^('Sheet9(F_25)'!$A23-Title_RESULTS!$H$7)))/1000","v":0},0,{"$f":"IF(Partcipation!$B24<Partcipation!$B23,0,IF(Partcipation!$B23=0,0,(Partcipation!$B23-Partcipation!$B22)*(+Title_RESULTS!$C$29*(1+Title_RESULTS!$C$30/100)^(+'Sheet8(F_24)'!$A23-Title_RESULTS!$H$7))/1000))","v":0},{"$f":"IF(+Title_RESULTS!$C$31<0,0,(+Partcipation!$B22+(Partcipation!$B23-Partcipation!$B22)/2)*(+Title_RESULTS!$C$31*(1+Title_RESULTS!$C$32/100)^(+'Sheet6(p_6)'!$A23-Title_RESULTS!$H$7))/1000)","v":0},0,{"$f":"(+Partcipation!$B22+(Partcipation!$B23-Partcipation!$B22)/2)*(+Title_RESULTS!$C$14)/1000","v":21513.037894736841},{"$f":"($K23)*Partcipation!$E80*Title_RESULTS!$C$12/100","v":697.76704592609326},{"$f":"((+$K23*(Title_RESULTS!$H$30/100)*((1+Title_RESULTS!$H$31/100)^('Sheet9(F_25)'!$A23-Title_RESULTS!$H$7)))+((Title_RESULTS!$H$32*Title_RESULTS!$H$35*12*Title_RESULTS!$C$7/1000)*(Partcipation!$B22+(Partcipation!$B23-Partcipation!$B22)/2))*((1+Title_RESULTS!$H$33/100)^('Sheet9(F_25)'!$A23-Title_RESULTS!$H$7)))","v":1369.2009735420565},{"$f":"'Sheet2(F_12)'!$I23*('Sheet6(p_6)'!$L23+'Sheet6(p_6)'!$M23)","v":2066.9680194681496},{"$f":"(Partcipation!$B22+(Partcipation!$B23-Partcipation!$B22)/2)*(Title_RESULTS!$C$13)/1000","v":0},{"$f":"($O23)*'Sheet2(F_12)'!$D23*Title_RESULTS!$C$12/100","v":0},{"$f":"+$O23*((Title_RESULTS!$H$30/100)*((1+Title_RESULTS!$H$31/100)^('Sheet9(F_25)'!$A23-Title_RESULTS!$H$7)))","v":0},{"$f":"+Partcipation!$I23*('Sheet6(p_6)'!$P23-'Sheet6(p_6)'!$Q23)","v":0}]
[2028,{"$f":"IF(+'Sheet9(F_25)'!$A24>=Title_RESULTS!$H$8,0,((Partcipation!$B24-Partcipation!$B23)*(Title_RESULTS!$C$26*((1+Title_RESULTS!$C$28/100)^('Sheet9(F_25)'!$A24-Title_RESULTS!$H$7)))/1000))","v":0},{"$f":"(Partcipation!$C23+(Partcipation!$C24-Partcipation!$C23)/2)*(Title_RESULTS!$C$27*((1+Title_RESULTS!$C$28/100)^('Sheet9(F_25)'!$A24-Title_RESULTS!$H$7)))/1000","v":0},0,{"$f":"IF(+'Sheet9(F_25)'!$A24>=Title_RESULTS!$H$8,0,((Partcipation!$B24-Partcipation!$B23)*(Title_RESULTS!$C$39*((1+Title_RESULTS!$C$41/100)^('Sheet9(F_25)'!$A24-Title_RESULTS!$H$7)))/1000))","v":0},{"$f":"(Partcipation!$C23+(Partcipation!$C24-Partcipation!$C23)/2)*(Title_RESULTS!$C$40*((1+Title_RESULTS!$C$41/100)^('Sheet9(F_25)'!$A24-Title_RESULTS!$H$7)))/1000","v":0},0,{"$f":"IF(Partcipation!$B25<Partcipation!$B24,0,IF(Partcipation!$B24=0,0,(Partcipation!$B24-Partcipation!$B23)*(+Title_RESULTS!$C$29*(1+Title_RESULTS!$C$30/100)^(+'Sheet8(F_24)'!$A24-Title_RESULTS!$H$7))/1000))","v":0},{"$f":"IF(+Title_RESULTS!$C$31<0,0,(+Partcipation!$B23+(Partcipation!$B24-Partcipation!$B23)/2)*(+Title_RESULTS!$C$31*(1+Title_RESULTS!$C$32/100)^(+'Sheet6(p_6)'!$A24-Title_RESULTS!$H$7))/1000)","v":0},0,{"$f":"(+Partcipation!$B23+(Partcipation!$B24-Partcipation!$B23)/2)*(+Title_RESULTS!$C$14)/1000","v":21513.037894736841},{"$f":"($K24)*Partcipation!$E81*Title_RESULTS!$C$12/100","v":763.84217410124143},{"$f":"((+$K24*(Title_RESULTS!$H$30/100)*((1+Title_RESULTS!$H$31/100)^('Sheet9(F_25)'!$A24-Title_RESULTS!$H$7)))+((Title_RESULTS!$H$32*Title_RESULTS!$H$35*12*Title_RESULTS!$C$7/1000)*(Partcipation!$B23+(Partcipation!$B24-Partcipation!$B23)/2))*((1+Title_RESULTS!$H$33/100)^('Sheet9(F_25)'!$A24-Title_RESULTS!$H$7)))","v":1382.8929832774775},{"$f":"'Sheet2(F_12)'!$I24*('Sheet6(p_6)'!$L24+'Sheet6(p_6)'!$M24)","v":2146.7351573787191},{"$f":"(Partcipation!$B23+(Partcipation!$B24-Partcipation!$B23)/2)*(Title_RESULTS!$C$13)/1000","v":0},{"$f":"($O24)*'Sheet2(F_12)'!$D24*Title_RESULTS!$C$12/100","v":0},{"$f":"+$O24*((Title_RESULTS!$H$30/100)*((1+Title_RESULTS!$H$31/100)^('Sheet9(F_25)'!$A24-Title_RESULTS!$H$7)))","v":0},{"$f":"+Partcipation!$I24*('Sheet6(p_6)'!$P24-'Sheet6(p_6)'!$Q24)","v":0}]
[2029,{"$f":"IF(+'Sheet9(F_25)'!$A25>=Title_RESULTS!$H$8,0,((Partcipation!$B25-Partcipation!$B24)*(Title_RESULTS!$C$26*((1+Title_RESULTS!$C$28/100)^('Sheet9(F_25)'!$A25-Title_RESULTS!$H$7)))/1000))","v":0},{"$f":"(Partcipation!$C24+(Partcipation!$C25-Partcipation!$C24)/2)*(Title_RESULTS!$C$27*((1+Title_RESULTS!$C$28/100)^('Sheet9(F_25)'!$A25-Title_RESULTS!$H$7)))/1000","v":0},0,{"$f":"IF(+'Sheet9(F_25)'!$A25>=Title_RESULTS!$H$8,0,((Partcipation!$B25-Partcipation!$B24)*(Title_RESULTS!$C$39*((1+Title_RESULTS!$C$41/100)^('Sheet9(F_25)'!$A25-Title_RESULTS!$H$7)))/1000))","v":0},{"$f":"(Partcipation!$C24+(Partcipation!$C25-Partcipation!$C24)/2)*(Title_RESULTS!$C$40*((1+Title_RESULTS!$C$41/100)^('Sheet9(F_25)'!$A25-Title_RESULTS!$H$7)))/1000","v":0},0,{"$f":"IF(Partcipation!$B26<Partcipation!$B25,0,IF(Partcipation!$B25=0,0,(Partcipation!$B25-Partcipation!$B24)*(+Title_RESULTS!$C$29*(1+Title_RESULTS!$C$30/100)^(+'Sheet8(F_24)'!$A25-Title_RESULTS!$H$7))/1000))","v":0},{"$f":"IF(+Title_RESULTS!$C$31<0,0,(+Partcipation!$B24+(Partcipation!$B25-Partcipation!$B24)/2)*(+Title_RESULTS!$C$31*(1+Title_RESULTS!$C$32/100)^(+'Sheet6(p_6)'!$A25-Title_RESULTS!$H$7))/1000)","v":0},0,{"$f":"(+Partcipation!$B24+(Partcipation!$B25-Partcipation!$B24)/2)*(+Title_RESULTS!$C$14)/1000","v":21513.037894736841},{"$f":"($K25)*Partcipation!$E82*Title_RESULTS!$C$12/100","v":802.75821289954854},{"$f":"((+$K25*(Title_RESULTS!$H$30/100)*((1+Title_RESULTS!$H$31/100)^('Sheet9(F_25)'!$A25-Title_RESULTS!$H$7)))+((Title_RESULTS!$H$32*Title_RESULTS!$H$35*12*Title_RESULTS!$C$7/1000)*(Partcipation!$B24+(Partcipation!$B25-Partcipation!$B24)/2))*((1+Title_RESULTS!$H$33/100)^('Sheet9(F_25)'!$A25-Title_RESULTS!$H$7)))","v":1396.7219131102524},{"$f":"'Sheet2(F_12)'!$I25*('Sheet6(p_6)'!$L25+'Sheet6(p_6)'!$M25)","v":2199.4801260098011},{"$f":"(Partcipation!$B24+(Partcipation!$B25-Partcipation!$B24)/2)*(Title_RESULTS!$C$13)/1000","v":0},{"$f":"($O25)*'Sheet2(F_12)'!$D25*Title_RESULTS!$C$12/100","v":0},{"$f":"+$O25*((Title_RESULTS!$H$30/100)*((1+Title_RESULTS!$H$31/100)^('Sheet9(F_25)'!$A25-Title_RESULTS!$H$7)))","v":0},{"$f":"+Partcipation!$I25*('Sheet6(p_6)'!$P25-'Sheet6(p_6)'!$Q25)","v":0}]
[2030,{"$f":"IF(+'Sheet9(F_25)'!$A26>=Title_RESULTS!$H$8,0,((Partcipation!$B26-Partcipation!$B25)*(Title_RESULTS!$C$26*((1+Title_RESULTS!$C$28/100)^('Sheet9(F_25)'!$A26-Title_RESULTS!$H$7)))/1000))","v":0},{"$f":"(Partcipation!$C25+(Partcipation!$C26-Partcipation!$C25)/2)*(Title_RESULTS!$C$27*((1+Title_RESULTS!$C$28/100)^('Sheet9(F_25)'!$A26-Title_RESULTS!$H$7)))/1000","v":0},0,{"$f":"IF(+'Sheet9(F_25)'!$A26>=Title_RESULTS!$H$8,0,((Partcipation!$B26-Partcipation!$B25)*(Title_RESULTS!$C$39*((1+Title_RESULTS!$C$41/100)^('Sheet9(F_25)'!$A26-Title_RESULTS!$H$7)))/1000))","v":0},{"$f":"(Partcipation!$C25+(Partcipation!$C26-Partcipation!$C25)/2)*(Title_RESULTS!$C$40*((1+Title_RESULTS!$C$41/100)^('Sheet9(F_25)'!$A26-Title_RESULTS!$H$7)))/1000","v":0},0,{"$f":"IF(Partcipation!$B27<Partcipation!$B26,0,IF(Partcipation!$B26=0,0,(Partcipation!$B26-Partcipation!$B25)*(+Title_RESULTS!$C$29*(1+Title_RESULTS!$C$30/100)^(+'Sheet8(F_24)'!$A26-Title_RESULTS!$H$7))/1000))","v":0},{"$f":"IF(+Title_RESULTS!$C$31<0,0,(+Partcipation!$B25+(Partcipation!$B26-Partcipation!$B25)/2)*(+Title_RESULTS!$C$31*(1+Title_RESULTS!$C$32/100)^(+'Sheet6(p_6)'!$A26-Title_RESULTS!$H$7))/1000)","v":0},0,{"$f":"(+Partcipation!$B25+(Partcipation!$B26-Partcipation!$B25)/2)*(+Title_RESULTS!$C$14)/1000","v":21513.037894736841},{"$f":"($K26)*Partcipation!$E83*Title_RESULTS!$C$12/100","v":874.64680612213238},{"$f":"((+$K26*(Title_RESULTS!$H$30/100)*((1+Title_RESULTS!$H$31/100)^('Sheet9(F_25)'!$A26-Title_RESULTS!$H$7)))+((Title_RESULTS!$H$32*Title_RESULTS!$H$35*12*Title_RESULTS!$C$7/1000)*(Partcipation!$B25+(Partcipation!$B26-Partcipation!$B25)/2))*((1+Title_RESULTS!$H$33/100)^('Sheet9(F_25)'!$A26-Title_RESULTS!$H$7)))","v":1410.6891322413549},{"$f":"'Sheet2(F_12)'!$I26*('Sheet6(p_6)'!$L26+'Sheet6(p_6)'!$M26)","v":2285.335938363487},{"$f":"(Partcipation!$B25+(Partcipation!$B26-Partcipation!$B25)/2)*(Title_RESULTS!$C$13)/1000","v":0},{"$f":"($O26)*'Sheet2(F_12)'!$D26*Title_RESULTS!$C$12/100","v":0},{"$f":"+$O26*((Title_RESULTS!$H$30/100)*((1+Title_RESULTS!$H$31/100)^('Sheet9(F_25)'!$A26-Title_RESULTS!$H$7)))","v":0},{"$f":"+Partcipation!$I26*('Sheet6(p_6)'!$P26-'Sheet6(p_6)'!$Q26)","v":0}]
[2031,{"$f":"IF(+'Sheet9(F_25)'!$A27>=Title_RESULTS!$H$8,0,((Partcipation!$B27-Partcipation!$B26)*(Title_RESULTS!$C$26*((1+Title_RESULTS!$C$28/100)^('Sheet9(F_25)'!$A27-Title_RESULTS!$H$7)))/1000))","v":0},{"$f":"(Partcipation!$C26+(Partcipation!$C27-Partcipation!$C26)/2)*(Title_RESULTS!$C$27*((1+Title_RESULTS!$C$28/100)^('Sheet9(F_25)'!$A27-Title_RESULTS!$H$7)))/1000","v":0},0,{"$f":"IF(+'Sheet9(F_25)'!$A27>=Title_RESULTS!$H$8,0,((Partcipation!$B27-Partcipation!$B26)*(Title_RESULTS!$C$39*((1+Title_RESULTS!$C$41/100)^('Sheet9(F_25)'!$A27-Title_RESULTS!$H$7)))/1000))","v":0},{"$f":"(Partcipation!$C26+(Partcipation!$C27-Partcipation!$C26)/2)*(Title_RESULTS!$C$40*((1+Title_RESULTS!$C$41/100)^('Sheet9(F_25)'!$A27-Title_RESULTS!$H$7)))/1000","v":0},0,{"$f":"IF(Partcipation!$B28<Partcipation!$B27,0,IF(Partcipation!$B27=0,0,(Partcipation!$B27-Partcipation!$B26)*(+Title_RESULTS!$C$29*(1+Title_RESULTS!$C$30/100)^(+'Sheet8(F_24)'!$A27-Title_RESULTS!$H$7))/1000))","v":0},{"$f":"IF(+Title_RESULTS!$C$31<0,0,(+Partcipation!$B26+(Partcipation!$B27-Partcipation!$B26)/2)*(+Title_RESULTS!$C$31*(1+Title_RESULTS!$C$32/100)^(+'Sheet6(p_6)'!$A27-Title_RESULTS!$H$7))/1000)","v":0},0,{"$f":"(+Partcipation!$B26+(Partcipation!$B27-Partcipation!$B26)/2)*(+Title_RESULTS!$C$14)/1000","v":21513.037894736841},{"$f":"($K27)*Partcipation!$E84*Title_RESULTS!$C$12/100","v":904.79770263025489},{"$f":"((+$K27*(Title_RESULTS!$H$30/100)*((1+Title_RESULTS!$H$31/100)^('Sheet9(F_25)'!$A27-Title_RESULTS!$H$7)))+((Title_RESULTS!$H$32*Title_RESULTS!$H$35*12*Title_RESULTS!$C$7/1000)*(Partcipation!$B26+(Partcipation!$B27-Partcipation!$B26)/2))*((1+Title_RESULTS!$H$33/100)^('Sheet9(F_25)'!$A27-Title_RESULTS!$H$7)))","v":1424.7960235637681},{"$f":"'Sheet2(F_12)'!$I27*('Sheet6(p_6)'!$L27+'Sheet6(p_6)'!$M27)","v":2329.593726194023},{"$f":"(Partcipation!$B26+(Partcipation!$B27-Partcipation!$B26)/2)*(Title_RESULTS!$C$13)/1000","v":0},{"$f":"($O27)*'Sheet2(F_12)'!$D27*Title_RESULTS!$C$12/100","v":0},{"$f":"+$O27*((Title_RESULTS!$H$30/100)*((1+Title_RESULTS!$H$31/100)^('Sheet9(F_25)'!$A27-Title_RESULTS!$H$7)))","v":0},{"$f":"+Partcipation!$I27*('Sheet6(p_6)'!$P27-'Sheet6(p_6)'!$Q27)","v":0}]
[2032,{"$f":"IF(+'Sheet9(F_25)'!$A28>=Title_RESULTS!$H$8,0,((Partcipation!$B28-Partcipation!$B27)*(Title_RESULTS!$C$26*((1+Title_RESULTS!$C$28/100)^('Sheet9(F_25)'!$A28-Title_RESULTS!$H$7)))/1000))","v":0},{"$f":"(Partcipation!$C27+(Partcipation!$C28-Partcipation!$C27)/2)*(Title_RESULTS!$C$27*((1+Title_RESULTS!$C$28/100)^('Sheet9(F_25)'!$A28-Title_RESULTS!$H$7)))/1000","v":0},0,{"$f":"IF(+'Sheet9(F_25)'!$A28>=Title_RESULTS!$H$8,0,((Partcipation!$B28-Partcipation!$B27)*(Title_RESULTS!$C$39*((1+Title_RESULTS!$C$41/100)^('Sheet9(F_25)'!$A28-Title_RESULTS!$H$7)))/1000))","v":0},{"$f":"(Partcipation!$C27+(Partcipation!$C28-Partcipation!$C27)/2)*(Title_RESULTS!$C$40*((1+Title_RESULTS!$C$41/100)^('Sheet9(F_25)'!$A28-Title_RESULTS!$H$7)))/1000","v":0},0,{"$f":"IF(Partcipation!$B29<Partcipation!$B28,0,IF(Partcipation!$B28=0,0,(Partcipation!$B28-Partcipation!$B27)*(+Title_RESULTS!$C$29*(1+Title_RESULTS!$C$30/100)^(+'Sheet8(F_24)'!$A28-Title_RESULTS!$H$7))/1000))","v":0},{"$f":"IF(+Title_RESULTS!$C$31<0,0,(+Partcipation!$B27+(Partcipation!$B28-Partcipation!$B27)/2)*(+Title_RESULTS!$C$31*(1+Title_RESULTS!$C$32/100)^(+'Sheet6(p_6)'!$A28-Title_RESULTS!$H$7))/1000)","v":0},0,{"$f":"(+Partcipation!$B27+(Partcipation!$B28-Partcipation!$B27)/2)*(+Title_RESULTS!$C$14)/1000","v":21513.037894736841},{"$f":"($K28)*Partcipation!$E85*Title_RESULTS!$C$12/100","v":969.35596679854871},{"$f":"((+$K28*(Title_RESULTS!$H$30/100)*((1+Title_RESULTS!$H$31/100)^('Sheet9(F_25)'!$A28-Title_RESULTS!$H$7)))+((Title_RESULTS!$H$32*Title_RESULTS!$H$35*12*Title_RESULTS!$C$7/1000)*(Partcipation!$B27+(Partcipation!$B28-Partcipation!$B27)/2))*((1+Title_RESULTS!$H$33/100)^('Sheet9(F_25)'!$A28-Title_RESULTS!$H$7)))","v":1439.0439837994059},{"$f":"'Sheet2(F_12)'!$I28*('Sheet6(p_6)'!$L28+'Sheet6(p_6)'!$M28)","v":2408.3999505979546},{"$f":"(Partcipation!$B27+(Partcipation!$B28-Partcipation!$B27)/2)*(Title_RESULTS!$C$13)/1000","v":0},{"$f":"($O28)*'Sheet2(F_12)'!$D28*Title_RESULTS!$C$12/100","v":0},{"$f":"+$O28*((Title_RESULTS!$H$30/100)*((1+Title_RESULTS!$H$31/100)^('Sheet9(F_25)'!$A28-Title_RESULTS!$H$7)))","v":0},{"$f":"+Partcipation!$I28*('Sheet6(p_6)'!$P28-'Sheet6(p_6)'!$Q28)","v":0}]
[2033,{"$f":"IF(+'Sheet9(F_25)'!$A29>=Title_RESULTS!$H$8,0,((Partcipation!$B29-Partcipation!$B28)*(Title_RESULTS!$C$26*((1+Title_RESULTS!$C$28/100)^('Sheet9(F_25)'!$A29-Title_RESULTS!$H$7)))/1000))","v":0},{"$f":"(Partcipation!$C28+(Partcipation!$C29-Partcipation!$C28)/2)*(Title_RESULTS!$C$27*((1+Title_RESULTS!$C$28/100)^('Sheet9(F_25)'!$A29-Title_RESULTS!$H$7)))/1000","v":0},0,{"$f":"IF(+'Sheet9(F_25)'!$A29>=Title_RESULTS!$H$8,0,((Partcipation!$B29-Partcipation!$B28)*(Title_RESULTS!$C$39*((1+Title_RESULTS!$C$41/100)^('Sheet9(F_25)'!$A29-Title_RESULTS!$H$7)))/1000))","v":0},{"$f":"(Partcipation!$C28+(Partcipation!$C29-Partcipation!$C28)/2)*(Title_RESULTS!$C$40*((1+Title_RESULTS!$C$41/100)^('Sheet9(F_25)'!$A29-Title_RESULTS!$H$7)))/1000","v":0},0,{"$f":"IF(Partcipation!$B30<Partcipation!$B29,0,IF(Partcipation!$B29=0,0,(Partcipation!$B29-Partcipation!$B28)*(+Title_RESULTS!$C$29*(1+Title_RESULTS!$C$30/100)^(+'Sheet8(F_24)'!$A29-Title_RESULTS!$H$7))/1000))","v":0},{"$f":"IF(+Title_RESULTS!$C$31<0,0,(+Partcipation!$B28+(Partcipation!$B29-Partcipation!$B28)/2)*(+Title_RESULTS!$C$31*(1+Title_RESULTS!$C$32/100)^(+'Sheet6(p_6)'!$A29-Title_RESULTS!$H$7))/1000)","v":0},0,{"$f":"(+Partcipation!$B28+(Partcipation!$B29-Partcipation!$B28)/2)*(+Title_RESULTS!$C$14)/1000","v":21513.037894736841},{"$f":"($K29)*Partcipation!$E86*Title_RESULTS!$C$12/100","v":989.68858024897997},{"$f":"((+$K29*(Title_RESULTS!$H$30/100)*((1+Title_RESULTS!$H$31/100)^('Sheet9(F_25)'!$A29-Title_RESULTS!$H$7)))+((Title_RESULTS!$H$32*Title_RESULTS!$H$35*12*Title_RESULTS!$C$7/1000)*(Partcipation!$B28+(Partcipation!$B29-Partcipation!$B28)/2))*((1+Title_RESULTS!$H$33/100)^('Sheet9(F_25)'!$A29-Title_RESULTS!$H$7)))","v":1453.4344236374},{"$f":"'Sheet2(F_12)'!$I29*('Sheet6(p_6)'!$L29+'Sheet6(p_6)'!$M29)","v":2443.12300388638},{"$f":"(Partcipation!$B28+(Partcipation!$B29-Partcipation!$B28)/2)*(Title_RESULTS!$C$13)/1000","v":0},{"$f":"($O29)*'Sheet2(F_12)'!$D29*Title_RESULTS!$C$12/100","v":0},{"$f":"+$O29*((Title_RESULTS!$H$30/100)*((1+Title_RESULTS!$H$31/100)^('Sheet9(F_25)'!$A29-Title_RESULTS!$H$7)))","v":0},{"$f":"+Partcipation!$I29*('Sheet6(p_6)'!$P29-'Sheet6(p_6)'!$Q29)","v":0}]
[2034,{"$f":"IF(+'Sheet9(F_25)'!$A30>=Title_RESULTS!$H$8,0,((Partcipation!$B30-Partcipation!$B29)*(Title_RESULTS!$C$26*((1+Title_RESULTS!$C$28/100)^('Sheet9(F_25)'!$A30-Title_RESULTS!$H$7)))/1000))","v":0},{"$f":"(Partcipation!$C29+(Partcipation!$C30-Partcipation!$C29)/2)*(Title_RESULTS!$C$27*((1+Title_RESULTS!$C$28/100)^('Sheet9(F_25)'!$A30-Title_RESULTS!$H$7)))/1000","v":0},0,{"$f":"IF(+'Sheet9(F_25)'!$A30>=Title_RESULTS!$H$8,0,((Partcipation!$B30-Partcipation!$B29)*(Title_RESULTS!$C$39*((1+Title_RESULTS!$C$41/100)^('Sheet9(F_25)'!$A30-Title_RESULTS!$H$7)))/1000))","v":0},{"$f":"(Partcipation!$C29+(Partcipation!$C30-Partcipation!$C29)/2)*(Title_RESULTS!$C$40*((1+Title_RESULTS!$C$41/100)^('Sheet9(F_25)'!$A30-Title_RESULTS!$H$7)))/1000","v":0},0,{"$f":"IF(Partcipation!$B31<Partcipation!$B30,0,IF(Partcipation!$B30=0,0,(Partcipation!$B30-Partcipation!$B29)*(+Title_RESULTS!$C$29*(1+Title_RESULTS!$C$30/100)^(+'Sheet8(F_24)'!$A30-Title_RESULTS!$H$7))/1000))","v":0},{"$f":"IF(+Title_RESULTS!$C$31<0,0,(+Partcipation!$B29+(Partcipation!$B30-Partcipation!$B29)/2)*(+Title_RESULTS!$C$31*(1+Title_RESULTS!$C$32/100)^(+'Sheet6(p_6)'!$A30-Title_RESULTS!$H$7))/1000)","v":0},0,{"$f":"(+Partcipation!$B29+(Partcipation!$B30-Partcipation!$B29)/2)*(+Title_RESULTS!$C$14)/1000","v":21513.037894736841},{"$f":"($K30)*Partcipation!$E87*Title_RESULTS!$C$12/100","v":1055.0523301712351},{"$f":"((+$K30*(Title_RESULTS!$H$30/100)*((1+Title_RESULTS!$H$31/100)^('Sheet9(F_25)'!$A30-Title_RESULTS!$H$7)))+((Title_RESULTS!$H$32*Title_RESULTS!$H$35*12*Title_RESULTS!$C$7/1000)*(Partcipation!$B29+(Partcipation!$B30-Partcipation!$B29)/2))*((1+Title_RESULTS!$H$33/100)^('Sheet9(F_25)'!$A30-Title_RESULTS!$H$7)))","v":1467.9687678737744},{"$f":"'Sheet2(F_12)'!$I30*('Sheet6(p_6)'!$L30+'Sheet6(p_6)'!$M30)","v":2523.0210980450092},{"$f":"(Partcipation!$B29+(Partcipation!$B30-Partcipation!$B29)/2)*(Title_RESULTS!$C$13)/1000","v":0},{"$f":"($O30)*'Sheet2(F_12)'!$D30*Title_RESULTS!$C$12/100","v":0},{"$f":"+$O30*((Title_RESULTS!$H$30/100)*((1+Title_RESULTS!$H$31/100)^('Sheet9(F_25)'!$A30-Title_RESULTS!$H$7)))","v":0},{"$f":"+Partcipation!$I30*('Sheet6(p_6)'!$P30-'Sheet6(p_6)'!$Q30)","v":0}]
[2035,{"$f":"IF(+'Sheet9(F_25)'!$A31>=Title_RESULTS!$H$8,0,((Partcipation!$B31-Partcipation!$B30)*(Title_RESULTS!$C$26*((1+Title_RESULTS!$C$28/100)^('Sheet9(F_25)'!$A31-Title_RESULTS!$H$7)))/1000))","v":0},{"$f":"(Partcipation!$C30+(Partcipation!$C31-Partcipation!$C30)/2)*(Title_RESULTS!$C$27*((1+Title_RESULTS!$C$28/100)^('Sheet9(F_25)'!$A31-Title_RESULTS!$H$7)))/1000","v":0},0,{"$f":"IF(+'Sheet9(F_25)'!$A31>=Title_RESULTS!$H$8,0,((Partcipation!$B31-Partcipation!$B30)*(Title_RESULTS!$C$39*((1+Title_RESULTS!$C$41/100)^('Sheet9(F_25)'!$A31-Title_RESULTS!$H$7)))/1000))","v":0},{"$f":"(Partcipation!$C30+(Partcipation!$C31-Partcipation!$C30)/2)*(Title_RESULTS!$C$40*((1+Title_RESULTS!$C$41/100)^('Sheet9(F_25)'!$A31-Title_RESULTS!$H$7)))/1000","v":0},0,{"$f":"IF(Partcipation!$B32<Partcipation!$B31,0,IF(Partcipation!$B31=0,0,(Partcipation!$B31-Partcipation!$B30)*(+Title_RESULTS!$C$29*(1+Title_RESULTS!$C$30/100)^(+'Sheet8(F_24)'!$A31-Title_RESULTS!$H$7))/1000))","v":0},{"$f":"IF(+Title_RESULTS!$C$31<0,0,(+Partcipation!$B30+(Partcipation!$B31-Partcipation!$B30)/2)*(+Title_RESULTS!$C$31*(1+Title_RESULTS!$C$32/100)^(+'Sheet6(p_6)'!$A31-Title_RESULTS!$H$7))/1000)","v":0},0,{"$f":"(+Partcipation!$B30+(Partcipation!$B31-Partcipation!$B30)/2)*(+Title_RESULTS!$C$14)/1000","v":21513.037894736841},{"$f":"($K31)*Partcipation!$E88*Title_RESULTS!$C$12/100","v":1099.941621503368},{"$f":"((+$K31*(Title_RESULTS!$H$30/100)*((1+Title_RESULTS!$H$31/100)^('Sheet9(F_25)'!$A31-Title_RESULTS!$H$7)))+((Title_RESULTS!$H$32*Title_RESULTS!$H$35*12*Title_RESULTS!$C$7/1000)*(Partcipation!$B30+(Partcipation!$B31-Partcipation!$B30)/2))*((1+Title_RESULTS!$H$33/100)^('Sheet9(F_25)'!$A31-Title_RESULTS!$H$7)))","v":1482.6484555525117},{"$f":"'Sheet2(F_12)'!$I31*('Sheet6(p_6)'!$L31+'Sheet6(p_6)'!$M31)","v":2582.5900770558796},{"$f":"(Partcipation!$B30+(Partcipation!$B31-Partcipation!$B30)/2)*(Title_RESULTS!$C$13)/1000","v":0},{"$f":"($O31)*'Sheet2(F_12)'!$D31*Title_RESULTS!$C$12/100","v":0},{"$f":"+$O31*((Title_RESULTS!$H$30/100)*((1+Title_RESULTS!$H$31/100)^('Sheet9(F_25)'!$A31-Title_RESULTS!$H$7)))","v":0},{"$f":"+Partcipation!$I31*('Sheet6(p_6)'!$P31-'Sheet6(p_6)'!$Q31)","v":0}]
[2036,{"$f":"IF(+'Sheet9(F_25)'!$A32>=Title_RESULTS!$H$8,0,((Partcipation!$B32-Partcipation!$B31)*(Title_RESULTS!$C$26*((1+Title_RESULTS!$C$28/100)^('Sheet9(F_25)'!$A32-Title_RESULTS!$H$7)))/1000))","v":0},{"$f":"(Partcipation!$C31+(Partcipation!$C32-Partcipation!$C31)/2)*(Title_RESULTS!$C$27*((1+Title_RESULTS!$C$28/100)^('Sheet9(F_25)'!$A32-Title_RESULTS!$H$7)))/1000","v":0},0,{"$f":"IF(+'Sheet9(F_25)'!$A32>=Title_RESULTS!$H$8,0,((Partcipation!$B32-Partcipation!$B31)*(Title_RESULTS!$C$39*((1+Title_RESULTS!$C$41/100)^('Sheet9(F_25)'!$A32-Title_RESULTS!$H$7)))/1000))","v":0},{"$f":"(Partcipation!$C31+(Partcipation!$C32-Partcipation!$C31)/2)*(Title_RESULTS!$C$40*((1+Title_RESULTS!$C$41/100)^('Sheet9(F_25)'!$A32-Title_RESULTS!$H$7)))/1000","v":0},0,{"$f":"IF(Partcipation!$B33<Partcipation!$B32,0,IF(Partcipation!$B32=0,0,(Partcipation!$B32-Partcipation!$B31)*(+Title_RESULTS!$C$29*(1+Title_RESULTS!$C$30/100)^(+'Sheet8(F_24)'!$A32-Title_RESULTS!$H$7))/1000))","v":0},{"$f":"IF(+Title_RESULTS!$C$31<0,0,(+Partcipation!$B31+(Partcipation!$B32-Partcipation!$B31)/2)*(+Title_RESULTS!$C$31*(1+Title_RESULTS!$C$32/100)^(+'Sheet6(p_6)'!$A32-Title_RESULTS!$H$7))/1000)","v":0},0,{"$f":"(+Partcipation!$B31+(Partcipation!$B32-Partcipation!$B31)/2)*(+Title_RESULTS!$C$14)/1000","v":21513.037894736841},{"$f":"($K32)*Partcipation!$E89*Title_RESULTS!$C$12/100","v":1136.9155407912501},{"$f":"((+$K32*(Title_RESULTS!$H$30/100)*((1+Title_RESULTS!$H$31/100)^('Sheet9(F_25)'!$A32-Title_RESULTS!$H$7)))+((Title_RESULTS!$H$32*Title_RESULTS!$H$35*12*Title_RESULTS!$C$7/1000)*(Partcipation!$B31+(Partcipation!$B32-Partcipation!$B31)/2))*((1+Title_RESULTS!$H$33/100)^('Sheet9(F_25)'!$A32-Title_RESULTS!$H$7)))","v":1497.4749401080371},{"$f":"'Sheet2(F_12)'!$I32*('Sheet6(p_6)'!$L32+'Sheet6(p_6)'!$M32)","v":2634.3904808992875},{"$f":"(Partcipation!$B31+(Partcipation!$B32-Partcipation!$B31)/2)*(Title_RESULTS!$C$13)/1000","v":0},{"$f":"($O32)*'Sheet2(F_12)'!$D32*Title_RESULTS!$C$12/100","v":0},{"$f":"+$O32*((Title_RESULTS!$H$30/100)*((1+Title_RESULTS!$H$31/100)^('Sheet9(F_25)'!$A32-Title_RESULTS!$H$7)))","v":0},{"$f":"+Partcipation!$I32*('Sheet6(p_6)'!$P32-'Sheet6(p_6)'!$Q32)","v":0}]
[2037,{"$f":"IF(+'Sheet9(F_25)'!$A33>=Title_RESULTS!$H$8,0,((Partcipation!$B33-Partcipation!$B32)*(Title_RESULTS!$C$26*((1+Title_RESULTS!$C$28/100)^('Sheet9(F_25)'!$A33-Title_RESULTS!$H$7)))/1000))","v":0},{"$f":"(Partcipation!$C32+(Partcipation!$C33-Partcipation!$C32)/2)*(Title_RESULTS!$C$27*((1+Title_RESULTS!$C$28/100)^('Sheet9(F_25)'!$A33-Title_RESULTS!$H$7)))/1000","v":0},0,{"$f":"IF(+'Sheet9(F_25)'!$A33>=Title_RESULTS!$H$8,0,((Partcipation!$B33-Partcipation!$B32)*(Title_RESULTS!$C$39*((1+Title_RESULTS!$C$41/100)^('Sheet9(F_25)'!$A33-Title_RESULTS!$H$7)))/1000))","v":0},{"$f":"(Partcipation!$C32+(Partcipation!$C33-Partcipation!$C32)/2)*(Title_RESULTS!$C$40*((1+Title_RESULTS!$C$41/100)^('Sheet9(F_25)'!$A33-Title_RESULTS!$H$7)))/1000","v":0},0,{"$f":"IF(Partcipation!$B34<Partcipation!$B33,0,IF(Partcipation!$B33=0,0,(Partcipation!$B33-Partcipation!$B32)*(+Title_RESULTS!$C$29*(1+Title_RESULTS!$C$30/100)^(+'Sheet8(F_24)'!$A33-Title_RESULTS!$H$7))/1000))","v":0},{"$f":"IF(+Title_RESULTS!$C$31<0,0,(+Partcipation!$B32+(Partcipation!$B33-Partcipation!$B32)/2)*(+Title_RESULTS!$C$31*(1+Title_RESULTS!$C$32/100)^(+'Sheet6(p_6)'!$A33-Title_RESULTS!$H$7))/1000)","v":0},0,{"$f":"(+Partcipation!$B32+(Partcipation!$B33-Partcipation!$B32)/2)*(+Title_RESULTS!$C$14)/1000","v":21513.037894736841},{"$f":"($K33)*Partcipation!$E90*Title_RESULTS!$C$12/100","v":1200.594682974528},{"$f":"((+$K33*(Title_RESULTS!$H$30/100)*((1+Title_RESULTS!$H$31/100)^('Sheet9(F_25)'!$A33-Title_RESULTS!$H$7)))+((Title_RESULTS!$H$32*Title_RESULTS!$H$35*12*Title_RESULTS!$C$7/1000)*(Partcipation!$B32+(Partcipation!$B33-Partcipation!$B32)/2))*((1+Title_RESULTS!$H$33/100)^('Sheet9(F_25)'!$A33-Title_RESULTS!$H$7)))","v":1512.4496895091177},{"$f":"'Sheet2(F_12)'!$I33*('Sheet6(p_6)'!$L33+'Sheet6(p_6)'!$M33)","v":2713.0443724836459},{"$f":"(Partcipation!$B32+(Partcipation!$B33-Partcipation!$B32)/2)*(Title_RESULTS!$C$13)/1000","v":0},{"$f":"($O33)*'Sheet2(F_12)'!$D33*Title_RESULTS!$C$12/100","v":0},{"$f":"+$O33*((Title_RESULTS!$H$30/100)*((1+Title_RESULTS!$H$31/100)^('Sheet9(F_25)'!$A33-Title_RESULTS!$H$7)))","v":0},{"$f":"+Partcipation!$I33*('Sheet6(p_6)'!$P33-'Sheet6(p_6)'!$Q33)","v":0}]
[2038,{"$f":"IF(+'Sheet9(F_25)'!$A34>=Title_RESULTS!$H$8,0,((Partcipation!$B34-Partcipation!$B33)*(Title_RESULTS!$C$26*((1+Title_RESULTS!$C$28/100)^('Sheet9(F_25)'!$A34-Title_RESULTS!$H$7)))/1000))","v":0},{"$f":"(Partcipation!$C33+(Partcipation!$C34-Partcipation!$C33)/2)*(Title_RESULTS!$C$27*((1+Title_RESULTS!$C$28/100)^('Sheet9(F_25)'!$A34-Title_RESULTS!$H$7)))/1000","v":0},0,{"$f":"IF(+'Sheet9(F_25)'!$A34>=Title_RESULTS!$H$8,0,((Partcipation!$B34-Partcipation!$B33)*(Title_RESULTS!$C$39*((1+Title_RESULTS!$C$41/100)^('Sheet9(F_25)'!$A34-Title_RESULTS!$H$7)))/1000))","v":0},{"$f":"(Partcipation!$C33+(Partcipation!$C34-Partcipation!$C33)/2)*(Title_RESULTS!$C$40*((1+Title_RESULTS!$C$41/100)^('Sheet9(F_25)'!$A34-Title_RESULTS!$H$7)))/1000","v":0},0,{"$f":"IF(Partcipation!$B35<Partcipation!$B34,0,IF(Partcipation!$B34=0,0,(Partcipation!$B34-Partcipation!$B33)*(+Title_RESULTS!$C$29*(1+Title_RESULTS!$C$30/100)^(+'Sheet8(F_24)'!$A34-Title_RESULTS!$H$7))/1000))","v":0},{"$f":"IF(+Title_RESULTS!$C$31<0,0,(+Partcipation!$B33+(Partcipation!$B34-Partcipation!$B33)/2)*(+Title_RESULTS!$C$31*(1+Title_RESULTS!$C$32/100)^(+'Sheet6(p_6)'!$A34-Title_RESULTS!$H$7))/1000)","v":0},0,{"$f":"(+Partcipation!$B33+(Partcipation!$B34-Partcipation!$B33)/2)*(+Title_RESULTS!$C$14)/1000","v":21513.037894736841},{"$f":"($K34)*Partcipation!$E91*Title_RESULTS!$C$12/100","v":1228.868033503878},{"$f":"((+$K34*(Title_RESULTS!$H$30/100)*((1+Title_RESULTS!$H$31/100)^('Sheet9(F_25)'!$A34-Title_RESULTS!$H$7)))+((Title_RESULTS!$H$32*Title_RESULTS!$H$35*12*Title_RESULTS!$C$7/1000)*(Partcipation!$B33+(Partcipation!$B34-Partcipation!$B33)/2))*((1+Title_RESULTS!$H$33/100)^('Sheet9(F_25)'!$A34-Title_RESULTS!$H$7)))","v":1527.5741864042088},{"$f":"'Sheet2(F_12)'!$I34*('Sheet6(p_6)'!$L34+'Sheet6(p_6)'!$M34)","v":2756.4422199080868},{"$f":"(Partcipation!$B33+(Partcipation!$B34-Partcipation!$B33)/2)*(Title_RESULTS!$C$13)/1000","v":0},{"$f":"($O34)*'Sheet2(F_12)'!$D34*Title_RESULTS!$C$12/100","v":0},{"$f":"+$O34*((Title_RESULTS!$H$30/100)*((1+Title_RESULTS!$H$31/100)^('Sheet9(F_25)'!$A34-Title_RESULTS!$H$7)))","v":0},{"$f":"+Partcipation!$I34*('Sheet6(p_6)'!$P34-'Sheet6(p_6)'!$Q34)","v":0}]
[2039,{"$f":"IF(+'Sheet9(F_25)'!$A35>=Title_RESULTS!$H$8,0,((Partcipation!$B35-Partcipation!$B34)*(Title_RESULTS!$C$26*((1+Title_RESULTS!$C$28/100)^('Sheet9(F_25)'!$A35-Title_RESULTS!$H$7)))/1000))","v":0},{"$f":"(Partcipation!$C34+(Partcipation!$C35-Partcipation!$C34)/2)*(Title_RESULTS!$C$27*((1+Title_RESULTS!$C$28/100)^('Sheet9(F_25)'!$A35-Title_RESULTS!$H$7)))/1000","v":0},0,{"$f":"IF(+'Sheet9(F_25)'!$A35>=Title_RESULTS!$H$8,0,((Partcipation!$B35-Partcipation!$B34)*(Title_RESULTS!$C$39*((1+Title_RESULTS!$C$41/100)^('Sheet9(F_25)'!$A35-Title_RESULTS!$H$7)))/1000))","v":0},{"$f":"(Partcipation!$C34+(Partcipation!$C35-Partcipation!$C34)/2)*(Title_RESULTS!$C$40*((1+Title_RESULTS!$C$41/100)^('Sheet9(F_25)'!$A35-Title_RESULTS!$H$7)))/1000","v":0},0,{"$f":"IF(Partcipation!$B36<Partcipation!$B35,0,IF(Partcipation!$B35=0,0,(Partcipation!$B35-Partcipation!$B34)*(+Title_RESULTS!$C$29*(1+Title_RESULTS!$C$30/100)^(+'Sheet8(F_24)'!$A35-Title_RESULTS!$H$7))/1000))","v":0},{"$f":"IF(+Title_RESULTS!$C$31<0,0,(+Partcipation!$B34+(Partcipation!$B35-Partcipation!$B34)/2)*(+Title_RESULTS!$C$31*(1+Title_RESULTS!$C$32/100)^(+'Sheet6(p_6)'!$A35-Title_RESULTS!$H$7))/1000)","v":0},0,{"$f":"(+Partcipation!$B34+(Partcipation!$B35-Partcipation!$B34)/2)*(+Title_RESULTS!$C$14)/1000","v":21513.037894736841},{"$f":"($K35)*Partcipation!$E92*Title_RESULTS!$C$12/100","v":1275.9692579240063},{"$f":"((+$K35*(Title_RESULTS!$H$30/100)*((1+Title_RESULTS!$H$31/100)^('Sheet9(F_25)'!$A35-Title_RESULTS!$H$7)))+((Title_RESULTS!$H$32*Title_RESULTS!$H$35*12*Title_RESULTS!$C$7/1000)*(Partcipation!$B34+(Partcipation!$B35-Partcipation!$B34)/2))*((1+Title_RESULTS!$H$33/100)^('Sheet9(F_25)'!$A35-Title_RESULTS!$H$7)))","v":1542.8499282682506},{"$f":"'Sheet2(F_12)'!$I35*('Sheet6(p_6)'!$L35+'Sheet6(p_6)'!$M35)","v":2818.8191861922569},{"$f":"(Partcipation!$B34+(Partcipation!$B35-Partcipation!$B34)/2)*(Title_RESULTS!$C$13)/1000","v":0},{"$f":"($O35)*'Sheet2(F_12)'!$D35*Title_RESULTS!$C$12/100","v":0},{"$f":"+$O35*((Title_RESULTS!$H$30/100)*((1+Title_RESULTS!$H$31/100)^('Sheet9(F_25)'!$A35-Title_RESULTS!$H$7)))","v":0},{"$f":"+Partcipation!$I35*('Sheet6(p_6)'!$P35-'Sheet6(p_6)'!$Q35)","v":0}]
[2040,{"$f":"IF(+'Sheet9(F_25)'!$A36>=Title_RESULTS!$H$8,0,((Partcipation!$B36-Partcipation!$B35)*(Title_RESULTS!$C$26*((1+Title_RESULTS!$C$28/100)^('Sheet9(F_25)'!$A36-Title_RESULTS!$H$7)))/1000))","v":0},{"$f":"(Partcipation!$C35+(Partcipation!$C36-Partcipation!$C35)/2)*(Title_RESULTS!$C$27*((1+Title_RESULTS!$C$28/100)^('Sheet9(F_25)'!$A36-Title_RESULTS!$H$7)))/1000","v":0},0,{"$f":"IF(+'Sheet9(F_25)'!$A36>=Title_RESULTS!$H$8,0,((Partcipation!$B36-Partcipation!$B35)*(Title_RESULTS!$C$39*((1+Title_RESULTS!$C$41/100)^('Sheet9(F_25)'!$A36-Title_RESULTS!$H$7)))/1000))","v":0},{"$f":"(Partcipation!$C35+(Partcipation!$C36-Partcipation!$C35)/2)*(Title_RESULTS!$C$40*((1+Title_RESULTS!$C$41/100)^('Sheet9(F_25)'!$A36-Title_RESULTS!$H$7)))/1000","v":0},0,{"$f":"IF(Partcipation!$B37<Partcipation!$B36,0,IF(Partcipation!$B36=0,0,(Partcipation!$B36-Partcipation!$B35)*(+Title_RESULTS!$C$29*(1+Title_RESULTS!$C$30/100)^(+'Sheet8(F_24)'!$A36-Title_RESULTS!$H$7))/1000))","v":0},{"$f":"IF(+Title_RESULTS!$C$31<0,0,(+Partcipation!$B35+(Partcipation!$B36-Partcipation!$B35)/2)*(+Title_RESULTS!$C$31*(1+Title_RESULTS!$C$32/100)^(+'Sheet6(p_6)'!$A36-Title_RESULTS!$H$7))/1000)","v":0},0,{"$f":"(+Partcipation!$B35+(Partcipation!$B36-Partcipation!$B35)/2)*(+Title_RESULTS!$C$14)/1000","v":21513.037894736841},{"$f":"($K36)*Partcipation!$E93*Title_RESULTS!$C$12/100","v":1290.6436929428801},{"$f":"((+$K36*(Title_RESULTS!$H$30/100)*((1+Title_RESULTS!$H$31/100)^('Sheet9(F_25)'!$A36-Title_RESULTS!$H$7)))+((Title_RESULTS!$H$32*Title_RESULTS!$H$35*12*Title_RESULTS!$C$7/1000)*(Partcipation!$B35+(Partcipation!$B36-Partcipation!$B35)/2))*((1+Title_RESULTS!$H$33/100)^('Sheet9(F_25)'!$A36-Title_RESULTS!$H$7)))","v":1558.2784275509332},{"$f":"'Sheet2(F_12)'!$I36*('Sheet6(p_6)'!$L36+'Sheet6(p_6)'!$M36)","v":2848.9221204938131},{"$f":"(Partcipation!$B35+(Partcipation!$B36-Partcipation!$B35)/2)*(Title_RESULTS!$C$13)/1000","v":0},{"$f":"($O36)*'Sheet2(F_12)'!$D36*Title_RESULTS!$C$12/100","v":0},{"$f":"+$O36*((Title_RESULTS!$H$30/100)*((1+Title_RESULTS!$H$31/100)^('Sheet9(F_25)'!$A36-Title_RESULTS!$H$7)))","v":0},{"$f":"+Partcipation!$I36*('Sheet6(p_6)'!$P36-'Sheet6(p_6)'!$Q36)","v":0}]
[2041,{"$f":"IF(+'Sheet9(F_25)'!$A37>=Title_RESULTS!$H$8,0,((Partcipation!$B37-Partcipation!$B36)*(Title_RESULTS!$C$26*((1+Title_RESULTS!$C$28/100)^('Sheet9(F_25)'!$A37-Title_RESULTS!$H$7)))/1000))","v":0},{"$f":"(Partcipation!$C36+(Partcipation!$C37-Partcipation!$C36)/2)*(Title_RESULTS!$C$27*((1+Title_RESULTS!$C$28/100)^('Sheet9(F_25)'!$A37-Title_RESULTS!$H$7)))/1000","v":0},0,{"$f":"IF(+'Sheet9(F_25)'!$A37>=Title_RESULTS!$H$8,0,((Partcipation!$B37-Partcipation!$B36)*(Title_RESULTS!$C$39*((1+Title_RESULTS!$C$41/100)^('Sheet9(F_25)'!$A37-Title_RESULTS!$H$7)))/1000))","v":0},{"$f":"(Partcipation!$C36+(Partcipation!$C37-Partcipation!$C36)/2)*(Title_RESULTS!$C$40*((1+Title_RESULTS!$C$41/100)^('Sheet9(F_25)'!$A37-Title_RESULTS!$H$7)))/1000","v":0},0,{"$f":"IF(Partcipation!$B38<Partcipation!$B37,0,IF(Partcipation!$B37=0,0,(Partcipation!$B37-Partcipation!$B36)*(+Title_RESULTS!$C$29*(1+Title_RESULTS!$C$30/100)^(+'Sheet8(F_24)'!$A37-Title_RESULTS!$H$7))/1000))","v":0},{"$f":"IF(+Title_RESULTS!$C$31<0,0,(+Partcipation!$B36+(Partcipation!$B37-Partcipation!$B36)/2)*(+Title_RESULTS!$C$31*(1+Title_RESULTS!$C$32/100)^(+'Sheet6(p_6)'!$A37-Title_RESULTS!$H$7))/1000)","v":0},0,{"$f":"(+Partcipation!$B36+(Partcipation!$B37-Partcipation!$B36)/2)*(+Title_RESULTS!$C$14)/1000","v":21513.037894736841},{"$f":"($K37)*Partcipation!$E94*Title_RESULTS!$C$12/100","v":1354.7364990427047},{"$f":"((+$K37*(Title_RESULTS!$H$30/100)*((1+Title_RESULTS!$H$31/100)^('Sheet9(F_25)'!$A37-Title_RESULTS!$H$7)))+((Title_RESULTS!$H$32*Title_RESULTS!$H$35*12*Title_RESULTS!$C$7/1000)*(Partcipation!$B36+(Partcipation!$B37-Partcipation!$B36)/2))*((1+Title_RESULTS!$H$33/100)^('Sheet9(F_25)'!$A37-Title_RESULTS!$H$7)))","v":1573.8612118264423},{"$f":"'Sheet2(F_12)'!$I37*('Sheet6(p_6)'!$L37+'Sheet6(p_6)'!$M37)","v":2928.5977108691468},{"$f":"(Partcipation!$B36+(Partcipation!$B37-Partcipation!$B36)/2)*(Title_RESULTS!$C$13)/1000","v":0},{"$f":"($O37)*'Sheet2(F_12)'!$D37*Title_RESULTS!$C$12/100","v":0},{"$f":"+$O37*((Title_RESULTS!$H$30/100)*((1+Title_RESULTS!$H$31/100)^('Sheet9(F_25)'!$A37-Title_RESULTS!$H$7)))","v":0},{"$f":"+Partcipation!$I37*('Sheet6(p_6)'!$P37-'Sheet6(p_6)'!$Q37)","v":0}]
[2042,{"$f":"IF(+'Sheet9(F_25)'!$A38>=Title_RESULTS!$H$8,0,((Partcipation!$B38-Partcipation!$B37)*(Title_RESULTS!$C$26*((1+Title_RESULTS!$C$28/100)^('Sheet9(F_25)'!$A38-Title_RESULTS!$H$7)))/1000))","v":0},{"$f":"(Partcipation!$C37+(Partcipation!$C38-Partcipation!$C37)/2)*(Title_RESULTS!$C$27*((1+Title_RESULTS!$C$28/100)^('Sheet9(F_25)'!$A38-Title_RESULTS!$H$7)))/1000","v":0},0,{"$f":"IF(+'Sheet9(F_25)'!$A38>=Title_RESULTS!$H$8,0,((Partcipation!$B38-Partcipation!$B37)*(Title_RESULTS!$C$39*((1+Title_RESULTS!$C$41/100)^('Sheet9(F_25)'!$A38-Title_RESULTS!$H$7)))/1000))","v":0},{"$f":"(Partcipation!$C37+(Partcipation!$C38-Partcipation!$C37)/2)*(Title_RESULTS!$C$40*((1+Title_RESULTS!$C$41/100)^('Sheet9(F_25)'!$A38-Title_RESULTS!$H$7)))/1000","v":0},0,{"$f":"IF(Partcipation!$B39<Partcipation!$B38,0,IF(Partcipation!$B38=0,0,(Partcipation!$B38-Partcipation!$B37)*(+Title_RESULTS!$C$29*(1+Title_RESULTS!$C$30/100)^(+'Sheet8(F_24)'!$A38-Title_RESULTS!$H$7))/1000))","v":0},{"$f":"IF(+Title_RESULTS!$C$31<0,0,(+Partcipation!$B37+(Partcipation!$B38-Partcipation!$B37)/2)*(+Title_RESULTS!$C$31*(1+Title_RESULTS!$C$32/100)^(+'Sheet6(p_6)'!$A38-Title_RESULTS!$H$7))/1000)","v":0},0,{"$f":"(+Partcipation!$B37+(Partcipation!$B38-Partcipation!$B37)/2)*(+Title_RESULTS!$C$14)/1000","v":21513.037894736841},{"$f":"($K38)*Partcipation!$E95*Title_RESULTS!$C$12/100","v":1418.2786034240139},{"$f":"((+$K38*(Title_RESULTS!$H$30/100)*((1+Title_RESULTS!$H$31/100)^('Sheet9(F_25)'!$A38-Title_RESULTS!$H$7)))+((Title_RESULTS!$H$32*Title_RESULTS!$H$35*12*Title_RESULTS!$C$7/1000)*(Partcipation!$B37+(Partcipation!$B38-Partcipation!$B37)/2))*((1+Title_RESULTS!$H$33/100)^('Sheet9(F_25)'!$A38-Title_RESULTS!$H$7)))","v":1589.5998239447072},{"$f":"'Sheet2(F_12)'!$I38*('Sheet6(p_6)'!$L38+'Sheet6(p_6)'!$M38)","v":3007.8784273687211},{"$f":"(Partcipation!$B37+(Partcipation!$B38-Partcipation!$B37)/2)*(Title_RESULTS!$C$13)/1000","v":0},{"$f":"($O38)*'Sheet2(F_12)'!$D38*Title_RESULTS!$C$12/100","v":0},{"$f":"+$O38*((Title_RESULTS!$H$30/100)*((1+Title_RESULTS!$H$31/100)^('Sheet9(F_25)'!$A38-Title_RESULTS!$H$7)))","v":0},{"$f":"+Partcipation!$I38*('Sheet6(p_6)'!$P38-'Sheet6(p_6)'!$Q38)","v":0}]
[2043,{"$f":"IF(+'Sheet9(F_25)'!$A39>=Title_RESULTS!$H$8,0,((Partcipation!$B39-Partcipation!$B38)*(Title_RESULTS!$C$26*((1+Title_RESULTS!$C$28/100)^('Sheet9(F_25)'!$A39-Title_RESULTS!$H$7)))/1000))","v":0},{"$f":"(Partcipation!$C38+(Partcipation!$C39-Partcipation!$C38)/2)*(Title_RESULTS!$C$27*((1+Title_RESULTS!$C$28/100)^('Sheet9(F_25)'!$A39-Title_RESULTS!$H$7)))/1000","v":0},0,{"$f":"IF(+'Sheet9(F_25)'!$A39>=Title_RESULTS!$H$8,0,((Partcipation!$B39-Partcipation!$B38)*(Title_RESULTS!$C$39*((1+Title_RESULTS!$C$41/100)^('Sheet9(F_25)'!$A39-Title_RESULTS!$H$7)))/1000))","v":0},{"$f":"(Partcipation!$C38+(Partcipation!$C39-Partcipation!$C38)/2)*(Title_RESULTS!$C$40*((1+Title_RESULTS!$C$41/100)^('Sheet9(F_25)'!$A39-Title_RESULTS!$H$7)))/1000","v":0},0,{"$f":"IF(Partcipation!$B40<Partcipation!$B39,0,IF(Partcipation!$B39=0,0,(Partcipation!$B39-Partcipation!$B38)*(+Title_RESULTS!$C$29*(1+Title_RESULTS!$C$30/100)^(+'Sheet8(F_24)'!$A39-Title_RESULTS!$H$7))/1000))","v":0},{"$f":"IF(+Title_RESULTS!$C$31<0,0,(+Partcipation!$B38+(Partcipation!$B39-Partcipation!$B38)/2)*(+Title_RESULTS!$C$31*(1+Title_RESULTS!$C$32/100)^(+'Sheet6(p_6)'!$A39-Title_RESULTS!$H$7))/1000)","v":0},0,{"$f":"(+Partcipation!$B38+(Partcipation!$B39-Partcipation!$B38)/2)*(+Title_RESULTS!$C$14)/1000","v":21513.037894736841},{"$f":"($K39)*Partcipation!$E96*Title_RESULTS!$C$12/100","v":1459.1858496479967},{"$f":"((+$K39*(Title_RESULTS!$H$30/100)*((1+Title_RESULTS!$H$31/100)^('Sheet9(F_25)'!$A39-Title_RESULTS!$H$7)))+((Title_RESULTS!$H$32*Title_RESULTS!$H$35*12*Title_RESULTS!$C$7/1000)*(Partcipation!$B38+(Partcipation!$B39-Partcipation!$B38)/2))*((1+Title_RESULTS!$H$33/100)^('Sheet9(F_25)'!$A39-Title_RESULTS!$H$7)))","v":1605.4958221841539},{"$f":"'Sheet2(F_12)'!$I39*('Sheet6(p_6)'!$L39+'Sheet6(p_6)'!$M39)","v":3064.6816718321506},{"$f":"(Partcipation!$B38+(Partcipation!$B39-Partcipation!$B38)/2)*(Title_RESULTS!$C$13)/1000","v":0},{"$f":"($O39)*'Sheet2(F_12)'!$D39*Title_RESULTS!$C$12/100","v":0},{"$f":"+$O39*((Title_RESULTS!$H$30/100)*((1+Title_RESULTS!$H$31/100)^('Sheet9(F_25)'!$A39-Title_RESULTS!$H$7)))","v":0},{"$f":"+Partcipation!$I39*('Sheet6(p_6)'!$P39-'Sheet6(p_6)'!$Q39)","v":0}]
[2044,{"$f":"IF(+'Sheet9(F_25)'!$A40>=Title_RESULTS!$H$8,0,((Partcipation!$B40-Partcipation!$B39)*(Title_RESULTS!$C$26*((1+Title_RESULTS!$C$28/100)^('Sheet9(F_25)'!$A40-Title_RESULTS!$H$7)))/1000))","v":0},{"$f":"(Partcipation!$C39+(Partcipation!$C40-Partcipation!$C39)/2)*(Title_RESULTS!$C$27*((1+Title_RESULTS!$C$28/100)^('Sheet9(F_25)'!$A40-Title_RESULTS!$H$7)))/1000","v":0},0,{"$f":"IF(+'Sheet9(F_25)'!$A40>=Title_RESULTS!$H$8,0,((Partcipation!$B40-Partcipation!$B39)*(Title_RESULTS!$C$39*((1+Title_RESULTS!$C$41/100)^('Sheet9(F_25)'!$A40-Title_RESULTS!$H$7)))/1000))","v":0},{"$f":"(Partcipation!$C39+(Partcipation!$C40-Partcipation!$C39)/2)*(Title_RESULTS!$C$40*((1+Title_RESULTS!$C$41/100)^('Sheet9(F_25)'!$A40-Title_RESULTS!$H$7)))/1000","v":0},0,{"$f":"IF(Partcipation!$B41<Partcipation!$B40,0,IF(Partcipation!$B40=0,0,(Partcipation!$B40-Partcipation!$B39)*(+Title_RESULTS!$C$29*(1+Title_RESULTS!$C$30/100)^(+'Sheet8(F_24)'!$A40-Title_RESULTS!$H$7))/1000))","v":0},{"$f":"IF(+Title_RESULTS!$C$31<0,0,(+Partcipation!$B39+(Partcipation!$B40-Partcipation!$B39)/2)*(+Title_RESULTS!$C$31*(1+Title_RESULTS!$C$32/100)^(+'Sheet6(p_6)'!$A40-Title_RESULTS!$H$7))/1000)","v":0},0,{"$f":"(+Partcipation!$B39+(Partcipation!$B40-Partcipation!$B39)/2)*(+Title_RESULTS!$C$14)/1000","v":21513.037894736841},{"$f":"($K40)*Partcipation!$E97*Title_RESULTS!$C$12/100","v":1437.7113072039647},{"$f":"((+$K40*(Title_RESULTS!$H$30/100)*((1+Title_RESULTS!$H$31/100)^('Sheet9(F_25)'!$A40-Title_RESULTS!$H$7)))+((Title_RESULTS!$H$32*Title_RESULTS!$H$35*12*Title_RESULTS!$C$7/1000)*(Partcipation!$B39+(Partcipation!$B40-Partcipation!$B39)/2))*((1+Title_RESULTS!$H$33/100)^('Sheet9(F_25)'!$A40-Title_RESULTS!$H$7)))","v":1621.550780405996},{"$f":"'Sheet2(F_12)'!$I40*('Sheet6(p_6)'!$L40+'Sheet6(p_6)'!$M40)","v":3059.2620876099609},{"$f":"(Partcipation!$B39+(Partcipation!$B40-Partcipation!$B39)/2)*(Title_RESULTS!$C$13)/1000","v":0},{"$f":"($O40)*'Sheet2(F_12)'!$D40*Title_RESULTS!$C$12/100","v":0},{"$f":"+$O40*((Title_RESULTS!$H$30/100)*((1+Title_RESULTS!$H$31/100)^('Sheet9(F_25)'!$A40-Title_RESULTS!$H$7)))","v":0},{"$f":"+Partcipation!$I40*('Sheet6(p_6)'!$P40-'Sheet6(p_6)'!$Q40)","v":0}]
[]
["NOMINAL",{"$f":"SUM(B16:B41)","v":0},0,0,0,0,0,20647.858506603992,0,20647.858506603992,494799.87157894747,22966.911969938385,33492.180215669199,56459.092185607573,0,0,0,0]
[]
["NPV",{"$f":"NPV(Title_RESULTS!$C$37,'Sheet6(p_6)'!B17:B41)+'Sheet6(p_6)'!B16","v":0},{"$f":"NPV(Title_RESULTS!$C$37,'Sheet6(p_6)'!C17:C41)+'Sheet6(p_6)'!C16","v":0},{"$f":"NPV(Title_RESULTS!$C$37,'Sheet6(p_6)'!D17:D41)+'Sheet6(p_6)'!D16","v":0},{"$f":"NPV(Title_RESULTS!$C$37,'Sheet6(p_6)'!E17:E41)+'Sheet6(p_6)'!E16","v":0},{"$f":"NPV(Title_RESULTS!$C$37,'Sheet6(p_6)'!F17:F41)+'Sheet6(p_6)'!F16","v":0},{"$f":"NPV(Title_RESULTS!$C$37,'Sheet6(p_6)'!G17:G41)+'Sheet6(p_6)'!G16","v":0},{"$f":"NPV(Title_RESULTS!$C$37,'Sheet6(p_6)'!H17:H41)+'Sheet6(p_6)'!H16","v":18652.541639866962},{"$f":"NPV(Title_RESULTS!$C$37,'Sheet6(p_6)'!I17:I41)+'Sheet6(p_6)'!I16","v":0},{"$f":"NPV(Title_RESULTS!$C$37,'Sheet6(p_6)'!J17:J41)+'Sheet6(p_6)'!J16","v":18652.541639866962},null,{"$f":"NPV(Title_RESULTS!$C$37,'Sheet6(p_6)'!L17:L41)+'Sheet6(p_6)'!L16","v":9125.1856539498494},{"$f":"NPV(Title_RESULTS!$C$37,'Sheet6(p_6)'!M17:M41)+'Sheet6(p_6)'!M16","v":14845.264653232172},{"$f":"NPV(Title_RESULTS!$C$37,'Sheet6(p_6)'!N17:N41)+'Sheet6(p_6)'!N16","v":23970.450307182018},null,{"$f":"NPV(Title_RESULTS!$C$37,'Sheet6(p_6)'!P17:P41)+'Sheet6(p_6)'!P16","v":0},{"$f":"NPV(Title_RESULTS!$C$37,'Sheet6(p_6)'!Q17:Q41)+'Sheet6(p_6)'!Q16","v":0},{"$f":"NPV(Title_RESULTS!$C$37,'Sheet6(p_6)'!R17:R41)+'Sheet6(p_6)'!R16","v":0}]
[]
["* SUPPLEMENTAL INFORMATION NOT SPECIFIED IN WORKBOOK"]

{"sheet":"Sheet7(F_23)","index":17,"n_rows":46,"n_cols":13,"rows_kept":46,"cut":false,"hidden":false,"merged":[]}
[null,null,null,"          TOTAL RESOURCE COST TESTS ",null,null,null,null,null,null,null,null,"PSC FORM CE 2.3"]
[null,null,null,"       PROGRAM:",{"$f":"+Input!C3","v":"ENERGY STAR Certified Home"},null,null,null,null,null,null,null,"Page 1 of 1"]
[null,null,null,null,null,null,null,null,null,null,null,null,{"$f":"+Title_RESULTS!I4","v":"2019-05-14T07:55:39.620"}]
[]
[]
[]
[]
["(1)","(2)","(3)","(4)","(5)","(6)","(7)","(8)","(9)","(10)","(11)","(12)","(13)"]
[]
[null,null,null,null,null,null,null,null,null,null,null,null,"CUMULATIVE"]
[null,"INCREASED","UTILITY","PARTICIPANT",null,null,null,null,"PROGRAM",null,null,null,"DISCOUNTED"]
[null,"SUPPLY","PROGRAM","PROGRAM","OTHER","TOTAL","AVOIDED","AVOIDED","FUEL","OTHER","TOTAL","NET","NET"]
[null,"COSTS","COSTS ","COSTS","COSTS","COSTS","GEN UNIT","T & D","SAVINGS","BENEFITS","BENEFITS","BENEFITS","BENEFITS"]
[null,null,null,null,null,null,"BENEFITS","BENEFITS"]
["YEAR","$(000)","$(000)","$(000)","$(000)","$(000)","$(000)","$(000)","$(000)","$(000)","$(000)","$(000)","$(000)"]
[{"$f":"+Title_RESULTS!H7","v":2020},{"$f":"IF(A16>=(Title_RESULTS!$H$7+Title_RESULTS!$C$17),0,(IF($A16>=Title_RESULTS!$H$8,(Partcipation!$B15+(Partcipation!$B16-Partcipation!$B15)/2)*Title_RESULTS!$C$35*(1+Title_RESULTS!$C$36/100)^('Sheet7(F_23)'!$A16-Title_RESULTS!$H$7),0)))","v":0},{"$f":"IF(A16>=(Title_RESULTS!$H$7+Title_RESULTS!$C$17),0,(+'Sheet6(p_6)'!$D16))","v":0},{"$f":"IF(A16>=(Title_RESULTS!$H$7+Title_RESULTS!$C$17),0,(+'Sheet6(p_6)'!$J16))","v":4987.2510399999883},{"$f":"IF(A16>=(Title_RESULTS!$H$7+Title_RESULTS!$C$17),0,(+'f-11B'!$N15))","v":0},{"$f":"IF(A16>=(Title_RESULTS!$H$7+Title_RESULTS!$C$17),0,(SUM(B16:E16)))","v":4987.2510399999883},{"$f":"IF(A16>=(Title_RESULTS!$H$7+Title_RESULTS!$C$17),0,('Sheet3(F_21)'!$J16))","v":0},{"$f":"IF(A16>=(Title_RESULTS!$H$7+Title_RESULTS!$C$17),0,(+'Sheet4(F_22)'!$D16+'Sheet4(F_22)'!$G16))","v":0},{"$f":"IF(A16>=(Title_RESULTS!$H$7+Title_RESULTS!$C$17),0,(+'Sheet4(F_22)'!$H16))","v":82.631191807773774},{"$f":"IF(A16>=(Title_RESULTS!$H$7+Title_RESULTS!$C$17),0,(IF(Title_RESULTS!$C$31<0,((Partcipation!$B15+(Partcipation!$B16-Partcipation!$B15)/2)*(ABS(Title_RESULTS!$C$31)*(1+Title_RESULTS!$C$32/100)^('Sheet7(F_23)'!$A16-Title_RESULTS!$H$7))/1000)+'f-11B'!$O15,+'f-11B'!$O15)))","v":0},{"$f":"IF(A16>=(Title_RESULTS!$H$7+Title_RESULTS!$C$17),0,(SUM(G16:J16)))","v":82.631191807773774},{"$f":"IF(A16>=(Title_RESULTS!$H$7+Title_RESULTS!$C$17),0,(+$K16-$F16))","v":-4904.6198481922147},{"$f":"IF(A16>=(Title_RESULTS!$H$7+Title_RESULTS!$C$17),0,(+$L16/(1+Title_RESULTS!$C$37)^('Sheet7(F_23)'!$A16-Title_RESULTS!$H$7)))","v":-4904.6198481922147}]
[{"$f":"+A16+1","v":2021},{"$f":"IF(A17>=(Title_RESULTS!$H$7+Title_RESULTS!$C$17),0,(IF($A17>=Title_RESULTS!$H$8,(Partcipation!$B16+(Partcipation!$B17-Partcipation!$B16)/2)*Title_RESULTS!$C$35*(1+Title_RESULTS!$C$36/100)^('Sheet7(F_23)'!$A17-Title_RESULTS!$H$7),0)))","v":0},{"$f":"IF(A17>=(Title_RESULTS!$H$7+Title_RESULTS!$C$17),0,(+'Sheet6(p_6)'!$D17))","v":0},{"$f":"IF(A17>=(Title_RESULTS!$H$7+Title_RESULTS!$C$17),0,(+'Sheet6(p_6)'!$J17))","v":5101.9578139199875},{"$f":"IF(A17>=(Title_RESULTS!$H$7+Title_RESULTS!$C$17),0,(+'f-11B'!$N16))","v":0},{"$f":"IF(A17>=(Title_RESULTS!$H$7+Title_RESULTS!$C$17),0,(SUM(B17:E17)))","v":5101.9578139199875},{"$f":"IF(A17>=(Title_RESULTS!$H$7+Title_RESULTS!$C$17),0,('Sheet3(F_21)'!$J17))","v":0},{"$f":"IF(A17>=(Title_RESULTS!$H$7+Title_RESULTS!$C$17),0,(+'Sheet4(F_22)'!$D17+'Sheet4(F_22)'!$G17))","v":113.90150327731898},{"$f":"IF(A17>=(Title_RESULTS!$H$7+Title_RESULTS!$C$17),0,(+'Sheet4(F_22)'!$H17))","v":245.87724547305947},{"$f":"IF(A17>=(Title_RESULTS!$H$7+Title_RESULTS!$C$17),0,(IF(Title_RESULTS!$C$31<0,((Partcipation!$B16+(Partcipation!$B17-Partcipation!$B16)/2)*(ABS(Title_RESULTS!$C$31)*(1+Title_RESULTS!$C$32/100)^('Sheet7(F_23)'!$A17-Title_RESULTS!$H$7))/1000)+'f-11B'!$O16,+'f-11B'!$O16)))","v":0},{"$f":"IF(A17>=(Title_RESULTS!$H$7+Title_RESULTS!$C$17),0,(SUM(G17:J17)))","v":359.77874875037844},{"$f":"IF(A17>=(Title_RESULTS!$H$7+Title_RESULTS!$C$17),0,(+$K17-$F17))","v":-4742.1790651696092},{"$f":"IF(A17>=(Title_RESULTS!$H$7+Title_RESULTS!$C$17),0,(+M16+$L17/(1+Title_RESULTS!$C$37)^('Sheet7(F_23)'!$A17-Title_RESULTS!$H$7)))","v":-9333.2517730797845}]
[{"$f":"+A17+1","v":2022},{"$f":"IF(A18>=(Title_RESULTS!$H$7+Title_RESULTS!$C$17),0,(IF($A18>=Title_RESULTS!$H$8,(Partcipation!$B17+(Partcipation!$B18-Partcipation!$B17)/2)*Title_RESULTS!$C$35*(1+Title_RESULTS!$C$36/100)^('Sheet7(F_23)'!$A18-Title_RESULTS!$H$7),0)))","v":0},{"$f":"IF(A18>=(Title_RESULTS!$H$7+Title_RESULTS!$C$17),0,(+'Sheet6(p_6)'!$D18))","v":0},{"$f":"IF(A18>=(Title_RESULTS!$H$7+Title_RESULTS!$C$17),0,(+'Sheet6(p_6)'!$J18))","v":5219.3028436401464},{"$f":"IF(A18>=(Title_RESULTS!$H$7+Title_RESULTS!$C$17),0,(+'f-11B'!$N17))","v":0},{"$f":"IF(A18>=(Title_RESULTS!$H$7+Title_RESULTS!$C$17),0,(SUM(B18:E18)))","v":5219.3028436401464},{"$f":"IF(A18>=(Title_RESULTS!$H$7+Title_RESULTS!$C$17),0,('Sheet3(F_21)'!$J18))","v":0},{"$f":"IF(A18>=(Title_RESULTS!$H$7+Title_RESULTS!$C$17),0,(+'Sheet4(F_22)'!$D18+'Sheet4(F_22)'!$G18))","v":116.63513935597463},{"$f":"IF(A18>=(Title_RESULTS!$H$7+Title_RESULTS!$C$17),0,(+'Sheet4(F_22)'!$H18))","v":422.93629080973858},{"$f":"IF(A18>=(Title_RESULTS!$H$7+Title_RESULTS!$C$17),0,(IF(Title_RESULTS!$C$31<0,((Partcipation!$B17+(Partcipation!$B18-Partcipation!$B17)/2)*(ABS(Title_RESULTS!$C$31)*(1+Title_RESULTS!$C$32/100)^('Sheet7(F_23)'!$A18-Title_RESULTS!$H$7))/1000)+'f-11B'!$O17,+'f-11B'!$O17)))","v":0},{"$f":"IF(A18>=(Title_RESULTS!$H$7+Title_RESULTS!$C$17),0,(SUM(G18:J18)))","v":539.5714301657132},{"$f":"IF(A18>=(Title_RESULTS!$H$7+Title_RESULTS!$C$17),0,(+$K18-$F18))","v":-4679.7314134744329},{"$f":"IF(A18>=(Title_RESULTS!$H$7+Title_RESULTS!$C$17),0,(+M17+$L18/(1+Title_RESULTS!$C$37)^('Sheet7(F_23)'!$A18-Title_RESULTS!$H$7)))","v":-13414.60518766837}]
[{"$f":"+A18+1","v":2023},{"$f":"IF(A19>=(Title_RESULTS!$H$7+Title_RESULTS!$C$17),0,(IF($A19>=Title_RESULTS!$H$8,(Partcipation!$B18+(Partcipation!$B19-Partcipation!$B18)/2)*Title_RESULTS!$C$35*(1+Title_RESULTS!$C$36/100)^('Sheet7(F_23)'!$A19-Title_RESULTS!$H$7),0)))","v":0},{"$f":"IF(A19>=(Title_RESULTS!$H$7+Title_RESULTS!$C$17),0,(+'Sheet6(p_6)'!$D19))","v":0},{"$f":"IF(A19>=(Title_RESULTS!$H$7+Title_RESULTS!$C$17),0,(+'Sheet6(p_6)'!$J19))","v":5339.3468090438691},{"$f":"IF(A19>=(Title_RESULTS!$H$7+Title_RESULTS!$C$17),0,(+'f-11B'!$N18))","v":0},{"$f":"IF(A19>=(Title_RESULTS!$H$7+Title_RESULTS!$C$17),0,(SUM(B19:E19)))","v":5339.3468090438691},{"$f":"IF(A19>=(Title_RESULTS!$H$7+Title_RESULTS!$C$17),0,('Sheet3(F_21)'!$J19))","v":779.65891399639463},{"$f":"IF(A19>=(Title_RESULTS!$H$7+Title_RESULTS!$C$17),0,(+'Sheet4(F_22)'!$D19+'Sheet4(F_22)'!$G19))","v":249.22914488084103},{"$f":"IF(A19>=(Title_RESULTS!$H$7+Title_RESULTS!$C$17),0,(+'Sheet4(F_22)'!$H19))","v":616.40143914171369},{"$f":"IF(A19>=(Title_RESULTS!$H$7+Title_RESULTS!$C$17),0,(IF(Title_RESULTS!$C$31<0,((Partcipation!$B18+(Partcipation!$B19-Partcipation!$B18)/2)*(ABS(Title_RESULTS!$C$31)*(1+Title_RESULTS!$C$32/100)^('Sheet7(F_23)'!$A19-Title_RESULTS!$H$7))/1000)+'f-11B'!$O18,+'f-11B'!$O18)))","v":0},{"$f":"IF(A19>=(Title_RESULTS!$H$7+Title_RESULTS!$C$17),0,(SUM(G19:J19)))","v":1645.2894980189494},{"$f":"IF(A19>=(Title_RESULTS!$H$7+Title_RESULTS!$C$17),0,(+$K19-$F19))","v":-3694.0573110249197},{"$f":"IF(A19>=(Title_RESULTS!$H$7+Title_RESULTS!$C$17),0,(+M18+$L19/(1+Title_RESULTS!$C$37)^('Sheet7(F_23)'!$A19-Title_RESULTS!$H$7)))","v":-16423.30280029423}]
[2024,{"$f":"IF(A20>=(Title_RESULTS!$H$7+Title_RESULTS!$C$17),0,(IF($A20>=Title_RESULTS!$H$8,(Partcipation!$B19+(Partcipation!$B20-Partcipation!$B19)/2)*Title_RESULTS!$C$35*(1+Title_RESULTS!$C$36/100)^('Sheet7(F_23)'!$A20-Title_RESULTS!$H$7),0)))","v":0},{"$f":"IF(A20>=(Title_RESULTS!$H$7+Title_RESULTS!$C$17),0,(+'Sheet6(p_6)'!$D20))","v":0},{"$f":"IF(A20>=(Title_RESULTS!$H$7+Title_RESULTS!$C$17),0,(+'Sheet6(p_6)'!$J20))","v":0},{"$f":"IF(A20>=(Title_RESULTS!$H$7+Title_RESULTS!$C$17),0,(+'f-11B'!$N19))","v":0},{"$f":"IF(A20>=(Title_RESULTS!$H$7+Title_RESULTS!$C$17),0,(SUM(B20:E20)))","v":0},{"$f":"IF(A20>=(Title_RESULTS!$H$7+Title_RESULTS!$C$17),0,('Sheet3(F_21)'!$J20))","v":765.20311619517986},{"$f":"IF(A20>=(Title_RESULTS!$H$7+Title_RESULTS!$C$17),0,(+'Sheet4(F_22)'!$D20+'Sheet4(F_22)'!$G20))","v":248.26274577938472},{"$f":"IF(A20>=(Title_RESULTS!$H$7+Title_RESULTS!$C$17),0,(+'Sheet4(F_22)'!$H20))","v":732.14136267927552},{"$f":"IF(A20>=(Title_RESULTS!$H$7+Title_RESULTS!$C$17),0,(IF(Title_RESULTS!$C$31<0,((Partcipation!$B19+(Partcipation!$B20-Partcipation!$B19)/2)*(ABS(Title_RESULTS!$C$31)*(1+Title_RESULTS!$C$32/100)^('Sheet7(F_23)'!$A20-Title_RESULTS!$H$7))/1000)+'f-11B'!$O19,+'f-11B'!$O19)))","v":0},{"$f":"IF(A20>=(Title_RESULTS!$H$7+Title_RESULTS!$C$17),0,(SUM(G20:J20)))","v":1745.6072246538401},{"$f":"IF(A20>=(Title_RESULTS!$H$7+Title_RESULTS!$C$17),0,(+$K20-$F20))","v":1745.6072246538401},{"$f":"IF(A20>=(Title_RESULTS!$H$7+Title_RESULTS!$C$17),0,(+M19+$L20/(1+Title_RESULTS!$C$37)^('Sheet7(F_23)'!$A20-Title_RESULTS!$H$7)))","v":-15095.562673550994}]
[2025,{"$f":"IF(A21>=(Title_RESULTS!$H$7+Title_RESULTS!$C$17),0,(IF($A21>=Title_RESULTS!$H$8,(Partcipation!$B20+(Partcipation!$B21-Partcipation!$B20)/2)*Title_RESULTS!$C$35*(1+Title_RESULTS!$C$36/100)^('Sheet7(F_23)'!$A21-Title_RESULTS!$H$7),0)))","v":0},{"$f":"IF(A21>=(Title_RESULTS!$H$7+Title_RESULTS!$C$17),0,(+'Sheet6(p_6)'!$D21))","v":0},{"$f":"IF(A21>=(Title_RESULTS!$H$7+Title_RESULTS!$C$17),0,(+'Sheet6(p_6)'!$J21))","v":0},{"$f":"IF(A21>=(Title_RESULTS!$H$7+Title_RESULTS!$C$17),0,(+'f-11B'!$N20))","v":0},{"$f":"IF(A21>=(Title_RESULTS!$H$7+Title_RESULTS!$C$17),0,(SUM(B21:E21)))","v":0},{"$f":"IF(A21>=(Title_RESULTS!$H$7+Title_RESULTS!$C$17),0,('Sheet3(F_21)'!$J21))","v":749.98077621960192},{"$f":"IF(A21>=(Title_RESULTS!$H$7+Title_RESULTS!$C$17),0,(+'Sheet4(F_22)'!$D21+'Sheet4(F_22)'!$G21))","v":246.96655510972576},{"$f":"IF(A21>=(Title_RESULTS!$H$7+Title_RESULTS!$C$17),0,(+'Sheet4(F_22)'!$H21))","v":786.09940112816139},{"$f":"IF(A21>=(Title_RESULTS!$H$7+Title_RESULTS!$C$17),0,(IF(Title_RESULTS!$C$31<0,((Partcipation!$B20+(Partcipation!$B21-Partcipation!$B20)/2)*(ABS(Title_RESULTS!$C$31)*(1+Title_RESULTS!$C$32/100)^('Sheet7(F_23)'!$A21-Title_RESULTS!$H$7))/1000)+'f-11B'!$O20,+'f-11B'!$O20)))","v":0},{"$f":"IF(A21>=(Title_RESULTS!$H$7+Title_RESULTS!$C$17),0,(SUM(G21:J21)))","v":1783.046732457489},{"$f":"IF(A21>=(Title_RESULTS!$H$7+Title_RESULTS!$C$17),0,(+$K21-$F21))","v":1783.046732457489},{"$f":"IF(A21>=(Title_RESULTS!$H$7+Title_RESULTS!$C$17),0,(+M20+$L21/(1+Title_RESULTS!$C$37)^('Sheet7(F_23)'!$A21-Title_RESULTS!$H$7)))","v":-13829.01683204132}]
[2026,{"$f":"IF(A22>=(Title_RESULTS!$H$7+Title_RESULTS!$C$17),0,(IF($A22>=Title_RESULTS!$H$8,(Partcipation!$B21+(Partcipation!$B22-Partcipation!$B21)/2)*Title_RESULTS!$C$35*(1+Title_RESULTS!$C$36/100)^('Sheet7(F_23)'!$A22-Title_RESULTS!$H$7),0)))","v":0},{"$f":"IF(A22>=(Title_RESULTS!$H$7+Title_RESULTS!$C$17),0,(+'Sheet6(p_6)'!$D22))","v":0},{"$f":"IF(A22>=(Title_RESULTS!$H$7+Title_RESULTS!$C$17),0,(+'Sheet6(p_6)'!$J22))","v":0},{"$f":"IF(A22>=(Title_RESULTS!$H$7+Title_RESULTS!$C$17),0,(+'f-11B'!$N21))","v":0},{"$f":"IF(A22>=(Title_RESULTS!$H$7+Title_RESULTS!$C$17),0,(SUM(B22:E22)))","v":0},{"$f":"IF(A22>=(Title_RESULTS!$H$7+Title_RESULTS!$C$17),0,('Sheet3(F_21)'!$J22))","v":737.5856549736219},{"$f":"IF(A22>=(Title_RESULTS!$H$7+Title_RESULTS!$C$17),0,(+'Sheet4(F_22)'!$D22+'Sheet4(F_22)'!$G22))","v":245.94347092220079},{"$f":"IF(A22>=(Title_RESULTS!$H$7+Title_RESULTS!$C$17),0,(+'Sheet4(F_22)'!$H22))","v":811.31324429962024},{"$f":"IF(A22>=(Title_RESULTS!$H$7+Title_RESULTS!$C$17),0,(IF(Title_RESULTS!$C$31<0,((Partcipation!$B21+(Partcipation!$B22-Partcipation!$B21)/2)*(ABS(Title_RESULTS!$C$31)*(1+Title_RESULTS!$C$32/100)^('Sheet7(F_23)'!$A22-Title_RESULTS!$H$7))/1000)+'f-11B'!$O21,+'f-11B'!$O21)))","v":0},{"$f":"IF(A22>=(Title_RESULTS!$H$7+Title_RESULTS!$C$17),0,(SUM(G22:J22)))","v":1794.842370195443},{"$f":"IF(A22>=(Title_RESULTS!$H$7+Title_RESULTS!$C$17),0,(+$K22-$F22))","v":1794.842370195443},{"$f":"IF(A22>=(Title_RESULTS!$H$7+Title_RESULTS!$C$17),0,(+M21+$L22/(1+Title_RESULTS!$C$37)^('Sheet7(F_23)'!$A22-Title_RESULTS!$H$7)))","v":-12638.388704598963}]
[2027,{"$f":"IF(A23>=(Title_RESULTS!$H$7+Title_RESULTS!$C$17),0,(IF($A23>=Title_RESULTS!$H$8,(Partcipation!$B22+(Partcipation!$B23-Partcipation!$B22)/2)*Title_RESULTS!$C$35*(1+Title_RESULTS!$C$36/100)^('Sheet7(F_23)'!$A23-Title_RESULTS!$H$7),0)))","v":0},{"$f":"IF(A23>=(Title_RESULTS!$H$7+Title_RESULTS!$C$17),0,(+'Sheet6(p_6)'!$D23))","v":0},{"$f":"IF(A23>=(Title_RESULTS!$H$7+Title_RESULTS!$C$17),0,(+'Sheet6(p_6)'!$J23))","v":0},{"$f":"IF(A23>=(Title_RESULTS!$H$7+Title_RESULTS!$C$17),0,(+'f-11B'!$N22))","v":0},{"$f":"IF(A23>=(Title_RESULTS!$H$7+Title_RESULTS!$C$17),0,(SUM(B23:E23)))","v":0},{"$f":"IF(A23>=(Title_RESULTS!$H$7+Title_RESULTS!$C$17),0,('Sheet3(F_21)'!$J23))","v":723.8106130725231},{"$f":"IF(A23>=(Title_RESULTS!$H$7+Title_RESULTS!$C$17),0,(+'Sheet4(F_22)'!$D23+'Sheet4(F_22)'!$G23))","v":245.17486164265767},{"$f":"IF(A23>=(Title_RESULTS!$H$7+Title_RESULTS!$C$17),0,(+'Sheet4(F_22)'!$H23))","v":862.01669079278338},{"$f":"IF(A23>=(Title_RESULTS!$H$7+Title_RESULTS!$C$17),0,(IF(Title_RESULTS!$C$31<0,((Partcipation!$B22+(Partcipation!$B23-Partcipation!$B22)/2)*(ABS(Title_RESULTS!$C$31)*(1+Title_RESULTS!$C$32/100)^('Sheet7(F_23)'!$A23-Title_RESULTS!$H$7))/1000)+'f-11B'!$O22,+'f-11B'!$O22)))","v":0},{"$f":"IF(A23>=(Title_RESULTS!$H$7+Title_RESULTS!$C$17),0,(SUM(G23:J23)))","v":1831.002165507964},{"$f":"IF(A23>=(Title_RESULTS!$H$7+Title_RESULTS!$C$17),0,(+$K23-$F23))","v":1831.002165507964},{"$f":"IF(A23>=(Title_RESULTS!$H$7+Title_RESULTS!$C$17),0,(+M22+$L23/(1+Title_RESULTS!$C$37)^('Sheet7(F_23)'!$A23-Title_RESULTS!$H$7)))","v":-11504.082466893928}]
[2028,{"$f":"IF(A24>=(Title_RESULTS!$H$7+Title_RESULTS!$C$17),0,(IF($A24>=Title_RESULTS!$H$8,(Partcipation!$B23+(Partcipation!$B24-Partcipation!$B23)/2)*Title_RESULTS!$C$35*(1+Title_RESULTS!$C$36/100)^('Sheet7(F_23)'!$A24-Title_RESULTS!$H$7),0)))","v":0},{"$f":"IF(A24>=(Title_RESULTS!$H$7+Title_RESULTS!$C$17),0,(+'Sheet6(p_6)'!$D24))","v":0},{"$f":"IF(A24>=(Title_RESULTS!$H$7+Title_RESULTS!$C$17),0,(+'Sheet6(p_6)'!$J24))","v":0},{"$f":"IF(A24>=(Title_RESULTS!$H$7+Title_RESULTS!$C$17),0,(+'f-11B'!$N23))","v":0},{"$f":"IF(A24>=(Title_RESULTS!$H$7+Title_RESULTS!$C$17),0,(SUM(B24:E24)))","v":0},{"$f":"IF(A24>=(Title_RESULTS!$H$7+Title_RESULTS!$C$17),0,('Sheet3(F_21)'!$J24))","v":703.88680386880912},{"$f":"IF(A24>=(Title_RESULTS!$H$7+Title_RESULTS!$C$17),0,(+'Sheet4(F_22)'!$D24+'Sheet4(F_22)'!$G24))","v":244.64438182706562},{"$f":"IF(A24>=(Title_RESULTS!$H$7+Title_RESULTS!$C$17),0,(+'Sheet4(F_22)'!$H24))","v":955.21417747518399},{"$f":"IF(A24>=(Title_RESULTS!$H$7+Title_RESULTS!$C$17),0,(IF(Title_RESULTS!$C$31<0,((Partcipation!$B23+(Partcipation!$B24-Partcipation!$B23)/2)*(ABS(Title_RESULTS!$C$31)*(1+Title_RESULTS!$C$32/100)^('Sheet7(F_23)'!$A24-Title_RESULTS!$H$7))/1000)+'f-11B'!$O23,+'f-11B'!$O23)))","v":0},{"$f":"IF(A24>=(Title_RESULTS!$H$7+Title_RESULTS!$C$17),0,(SUM(G24:J24)))","v":1903.7453631710587},{"$f":"IF(A24>=(Title_RESULTS!$H$7+Title_RESULTS!$C$17),0,(+$K24-$F24))","v":1903.7453631710587},{"$f":"IF(A24>=(Title_RESULTS!$H$7+Title_RESULTS!$C$17),0,(+M23+$L24/(1+Title_RESULTS!$C$37)^('Sheet7(F_23)'!$A24-Title_RESULTS!$H$7)))","v":-10402.690363422947}]
[2029,{"$f":"IF(A25>=(Title_RESULTS!$H$7+Title_RESULTS!$C$17),0,(IF($A25>=Title_RESULTS!$H$8,(Partcipation!$B24+(Partcipation!$B25-Partcipation!$B24)/2)*Title_RESULTS!$C$35*(1+Title_RESULTS!$C$36/100)^('Sheet7(F_23)'!$A25-Title_RESULTS!$H$7),0)))","v":0},{"$f":"IF(A25>=(Title_RESULTS!$H$7+Title_RESULTS!$C$17),0,(+'Sheet6(p_6)'!$D25))","v":0},{"$f":"IF(A25>=(Title_RESULTS!$H$7+Title_RESULTS!$C$17),0,(+'Sheet6(p_6)'!$J25))","v":0},{"$f":"IF(A25>=(Title_RESULTS!$H$7+Title_RESULTS!$C$17),0,(+'f-11B'!$N24))","v":0},{"$f":"IF(A25>=(Title_RESULTS!$H$7+Title_RESULTS!$C$17),0,(SUM(B25:E25)))","v":0},{"$f":"IF(A25>=(Title_RESULTS!$H$7+Title_RESULTS!$C$17),0,('Sheet3(F_21)'!$J25))","v":691.84980411511401},{"$f":"IF(A25>=(Title_RESULTS!$H$7+Title_RESULTS!$C$17),0,(+'Sheet4(F_22)'!$D25+'Sheet4(F_22)'!$G25))","v":244.30417755293837},{"$f":"IF(A25>=(Title_RESULTS!$H$7+Title_RESULTS!$C$17),0,(+'Sheet4(F_22)'!$H25))","v":1023.3823387111556},{"$f":"IF(A25>=(Title_RESULTS!$H$7+Title_RESULTS!$C$17),0,(IF(Title_RESULTS!$C$31<0,((Partcipation!$B24+(Partcipation!$B25-Partcipation!$B24)/2)*(ABS(Title_RESULTS!$C$31)*(1+Title_RESULTS!$C$32/100)^('Sheet7(F_23)'!$A25-Title_RESULTS!$H$7))/1000)+'f-11B'!$O24,+'f-11B'!$O24)))","v":0},{"$f":"IF(A25>=(Title_RESULTS!$H$7+Title_RESULTS!$C$17),0,(SUM(G25:J25)))","v":1959.5363203792081},{"$f":"IF(A25>=(Title_RESULTS!$H$7+Title_RESULTS!$C$17),0,(+$K25-$F25))","v":1959.5363203792081},{"$f":"IF(A25>=(Title_RESULTS!$H$7+Title_RESULTS!$C$17),0,(+M24+$L25/(1+Title_RESULTS!$C$37)^('Sheet7(F_23)'!$A25-Title_RESULTS!$H$7)))","v":-9343.9778286835517}]
[2030,{"$f":"IF(A26>=(Title_RESULTS!$H$7+Title_RESULTS!$C$17),0,(IF($A26>=Title_RESULTS!$H$8,(Partcipation!$B25+(Partcipation!$B26-Partcipation!$B25)/2)*Title_RESULTS!$C$35*(1+Title_RESULTS!$C$36/100)^('Sheet7(F_23)'!$A26-Title_RESULTS!$H$7),0)))","v":0},{"$f":"IF(A26>=(Title_RESULTS!$H$7+Title_RESULTS!$C$17),0,(+'Sheet6(p_6)'!$D26))","v":0},{"$f":"IF(A26>=(Title_RESULTS!$H$7+Title_RESULTS!$C$17),0,(+'Sheet6(p_6)'!$J26))","v":0},{"$f":"IF(A26>=(Title_RESULTS!$H$7+Title_RESULTS!$C$17),0,(+'f-11B'!$N25))","v":0},{"$f":"IF(A26>=(Title_RESULTS!$H$7+Title_RESULTS!$C$17),0,(SUM(B26:E26)))","v":0},{"$f":"IF(A26>=(Title_RESULTS!$H$7+Title_RESULTS!$C$17),0,('Sheet3(F_21)'!$J26))","v":672.42792277881472},{"$f":"IF(A26>=(Title_RESULTS!$H$7+Title_RESULTS!$C$17),0,(+'Sheet4(F_22)'!$D26+'Sheet4(F_22)'!$G26))","v":244.07814346933208},{"$f":"IF(A26>=(Title_RESULTS!$H$7+Title_RESULTS!$C$17),0,(+'Sheet4(F_22)'!$H26))","v":1143.0613767472073},{"$f":"IF(A26>=(Title_RESULTS!$H$7+Title_RESULTS!$C$17),0,(IF(Title_RESULTS!$C$31<0,((Partcipation!$B25+(Partcipation!$B26-Partcipation!$B25)/2)*(ABS(Title_RESULTS!$C$31)*(1+Title_RESULTS!$C$32/100)^('Sheet7(F_23)'!$A26-Title_RESULTS!$H$7))/1000)+'f-11B'!$O25,+'f-11B'!$O25)))","v":0},{"$f":"IF(A26>=(Title_RESULTS!$H$7+Title_RESULTS!$C$17),0,(SUM(G26:J26)))","v":2059.5674429953542},{"$f":"IF(A26>=(Title_RESULTS!$H$7+Title_RESULTS!$C$17),0,(+$K26-$F26))","v":2059.5674429953542},{"$f":"IF(A26>=(Title_RESULTS!$H$7+Title_RESULTS!$C$17),0,(+M25+$L26/(1+Title_RESULTS!$C$37)^('Sheet7(F_23)'!$A26-Title_RESULTS!$H$7)))","v":-8304.7939687792605}]
[2031,{"$f":"IF(A27>=(Title_RESULTS!$H$7+Title_RESULTS!$C$17),0,(IF($A27>=Title_RESULTS!$H$8,(Partcipation!$B26+(Partcipation!$B27-Partcipation!$B26)/2)*Title_RESULTS!$C$35*(1+Title_RESULTS!$C$36/100)^('Sheet7(F_23)'!$A27-Title_RESULTS!$H$7),0)))","v":0},{"$f":"IF(A27>=(Title_RESULTS!$H$7+Title_RESULTS!$C$17),0,(+'Sheet6(p_6)'!$D27))","v":0},{"$f":"IF(A27>=(Title_RESULTS!$H$7+Title_RESULTS!$C$17),0,(+'Sheet6(p_6)'!$J27))","v":0},{"$f":"IF(A27>=(Title_RESULTS!$H$7+Title_RESULTS!$C$17),0,(+'f-11B'!$N26))","v":0},{"$f":"IF(A27>=(Title_RESULTS!$H$7+Title_RESULTS!$C$17),0,(SUM(B27:E27)))","v":0},{"$f":"IF(A27>=(Title_RESULTS!$H$7+Title_RESULTS!$C$17),0,('Sheet3(F_21)'!$J27))","v":665.97068480241001},{"$f":"IF(A27>=(Title_RESULTS!$H$7+Title_RESULTS!$C$17),0,(+'Sheet4(F_22)'!$D27+'Sheet4(F_22)'!$G27))","v":243.93142370341178},{"$f":"IF(A27>=(Title_RESULTS!$H$7+Title_RESULTS!$C$17),0,(+'Sheet4(F_22)'!$H27))","v":1138.8105080160715},{"$f":"IF(A27>=(Title_RESULTS!$H$7+Title_RESULTS!$C$17),0,(IF(Title_RESULTS!$C$31<0,((Partcipation!$B26+(Partcipation!$B27-Partcipation!$B26)/2)*(ABS(Title_RESULTS!$C$31)*(1+Title_RESULTS!$C$32/100)^('Sheet7(F_23)'!$A27-Title_RESULTS!$H$7))/1000)+'f-11B'!$O26,+'f-11B'!$O26)))","v":0},{"$f":"IF(A27>=(Title_RESULTS!$H$7+Title_RESULTS!$C$17),0,(SUM(G27:J27)))","v":2048.7126165218933},{"$f":"IF(A27>=(Title_RESULTS!$H$7+Title_RESULTS!$C$17),0,(+$K27-$F27))","v":2048.7126165218933},{"$f":"IF(A27>=(Title_RESULTS!$H$7+Title_RESULTS!$C$17),0,(+M26+$L27/(1+Title_RESULTS!$C$37)^('Sheet7(F_23)'!$A27-Title_RESULTS!$H$7)))","v":-7339.4345143500195}]
[2032,{"$f":"IF(A28>=(Title_RESULTS!$H$7+Title_RESULTS!$C$17),0,(IF($A28>=Title_RESULTS!$H$8,(Partcipation!$B27+(Partcipation!$B28-Partcipation!$B27)/2)*Title_RESULTS!$C$35*(1+Title_RESULTS!$C$36/100)^('Sheet7(F_23)'!$A28-Title_RESULTS!$H$7),0)))","v":0},{"$f":"IF(A28>=(Title_RESULTS!$H$7+Title_RESULTS!$C$17),0,(+'Sheet6(p_6)'!$D28))","v":0},{"$f":"IF(A28>=(Title_RESULTS!$H$7+Title_RESULTS!$C$17),0,(+'Sheet6(p_6)'!$J28))","v":0},{"$f":"IF(A28>=(Title_RESULTS!$H$7+Title_RESULTS!$C$17),0,(+'f-11B'!$N27))","v":0},{"$f":"IF(A28>=(Title_RESULTS!$H$7+Title_RESULTS!$C$17),0,(SUM(B28:E28)))","v":0},{"$f":"IF(A28>=(Title_RESULTS!$H$7+Title_RESULTS!$C$17),0,('Sheet3(F_21)'!$J28))","v":650.20269452150683},{"$f":"IF(A28>=(Title_RESULTS!$H$7+Title_RESULTS!$C$17),0,(+'Sheet4(F_22)'!$D28+'Sheet4(F_22)'!$G28))","v":243.86592179880193},{"$f":"IF(A28>=(Title_RESULTS!$H$7+Title_RESULTS!$C$17),0,(+'Sheet4(F_22)'!$H28))","v":1244.6146319660752},{"$f":"IF(A28>=(Title_RESULTS!$H$7+Title_RESULTS!$C$17),0,(IF(Title_RESULTS!$C$31<0,((Partcipation!$B27+(Partcipation!$B28-Partcipation!$B27)/2)*(ABS(Title_RESULTS!$C$31)*(1+Title_RESULTS!$C$32/100)^('Sheet7(F_23)'!$A28-Title_RESULTS!$H$7))/1000)+'f-11B'!$O27,+'f-11B'!$O27)))","v":0},{"$f":"IF(A28>=(Title_RESULTS!$H$7+Title_RESULTS!$C$17),0,(SUM(G28:J28)))","v":2138.6832482863838},{"$f":"IF(A28>=(Title_RESULTS!$H$7+Title_RESULTS!$C$17),0,(+$K28-$F28))","v":2138.6832482863838},{"$f":"IF(A28>=(Title_RESULTS!$H$7+Title_RESULTS!$C$17),0,(+M27+$L28/(1+Title_RESULTS!$C$37)^('Sheet7(F_23)'!$A28-Title_RESULTS!$H$7)))","v":-6398.3120987130942}]
[2033,{"$f":"IF(A29>=(Title_RESULTS!$H$7+Title_RESULTS!$C$17),0,(IF($A29>=Title_RESULTS!$H$8,(Partcipation!$B28+(Partcipation!$B29-Partcipation!$B28)/2)*Title_RESULTS!$C$35*(1+Title_RESULTS!$C$36/100)^('Sheet7(F_23)'!$A29-Title_RESULTS!$H$7),0)))","v":0},{"$f":"IF(A29>=(Title_RESULTS!$H$7+Title_RESULTS!$C$17),0,(+'Sheet6(p_6)'!$D29))","v":0},{"$f":"IF(A29>=(Title_RESULTS!$H$7+Title_RESULTS!$C$17),0,(+'Sheet6(p_6)'!$J29))","v":0},{"$f":"IF(A29>=(Title_RESULTS!$H$7+Title_RESULTS!$C$17),0,(+'f-11B'!$N28))","v":0},{"$f":"IF(A29>=(Title_RESULTS!$H$7+Title_RESULTS!$C$17),0,(SUM(B29:E29)))","v":0},{"$f":"IF(A29>=(Title_RESULTS!$H$7+Title_RESULTS!$C$17),0,('Sheet3(F_21)'!$J29))","v":645.3690946777682},{"$f":"IF(A29>=(Title_RESULTS!$H$7+Title_RESULTS!$C$17),0,(+'Sheet4(F_22)'!$D29+'Sheet4(F_22)'!$G29))","v":243.88358698417403},{"$f":"IF(A29>=(Title_RESULTS!$H$7+Title_RESULTS!$C$17),0,(+'Sheet4(F_22)'!$H29))","v":1327.2682899405904},{"$f":"IF(A29>=(Title_RESULTS!$H$7+Title_RESULTS!$C$17),0,(IF(Title_RESULTS!$C$31<0,((Partcipation!$B28+(Partcipation!$B29-Partcipation!$B28)/2)*(ABS(Title_RESULTS!$C$31)*(1+Title_RESULTS!$C$32/100)^('Sheet7(F_23)'!$A29-Title_RESULTS!$H$7))/1000)+'f-11B'!$O28,+'f-11B'!$O28)))","v":0},{"$f":"IF(A29>=(Title_RESULTS!$H$7+Title_RESULTS!$C$17),0,(SUM(G29:J29)))","v":2216.5209716025329},{"$f":"IF(A29>=(Title_RESULTS!$H$7+Title_RESULTS!$C$17),0,(+$K29-$F29))","v":2216.5209716025329},{"$f":"IF(A29>=(Title_RESULTS!$H$7+Title_RESULTS!$C$17),0,(+M28+$L29/(1+Title_RESULTS!$C$37)^('Sheet7(F_23)'!$A29-Title_RESULTS!$H$7)))","v":-5487.4279761615262}]
[2034,{"$f":"IF(A30>=(Title_RESULTS!$H$7+Title_RESULTS!$C$17),0,(IF($A30>=Title_RESULTS!$H$8,(Partcipation!$B29+(Partcipation!$B30-Partcipation!$B29)/2)*Title_RESULTS!$C$35*(1+Title_RESULTS!$C$36/100)^('Sheet7(F_23)'!$A30-Title_RESULTS!$H$7),0)))","v":0},{"$f":"IF(A30>=(Title_RESULTS!$H$7+Title_RESULTS!$C$17),0,(+'Sheet6(p_6)'!$D30))","v":0},{"$f":"IF(A30>=(Title_RESULTS!$H$7+Title_RESULTS!$C$17),0,(+'Sheet6(p_6)'!$J30))","v":0},{"$f":"IF(A30>=(Title_RESULTS!$H$7+Title_RESULTS!$C$17),0,(+'f-11B'!$N29))","v":0},{"$f":"IF(A30>=(Title_RESULTS!$H$7+Title_RESULTS!$C$17),0,(SUM(B30:E30)))","v":0},{"$f":"IF(A30>=(Title_RESULTS!$H$7+Title_RESULTS!$C$17),0,('Sheet3(F_21)'!$J30))","v":628.46156178044248},{"$f":"IF(A30>=(Title_RESULTS!$H$7+Title_RESULTS!$C$17),0,(+'Sheet4(F_22)'!$D30+'Sheet4(F_22)'!$G30))","v":243.9864152696876},{"$f":"IF(A30>=(Title_RESULTS!$H$7+Title_RESULTS!$C$17),0,(+'Sheet4(F_22)'!$H30))","v":1389.0689145554054},{"$f":"IF(A30>=(Title_RESULTS!$H$7+Title_RESULTS!$C$17),0,(IF(Title_RESULTS!$C$31<0,((Partcipation!$B29+(Partcipation!$B30-Partcipation!$B29)/2)*(ABS(Title_RESULTS!$C$31)*(1+Title_RESULTS!$C$32/100)^('Sheet7(F_23)'!$A30-Title_RESULTS!$H$7))/1000)+'f-11B'!$O29,+'f-11B'!$O29)))","v":0},{"$f":"IF(A30>=(Title_RESULTS!$H$7+Title_RESULTS!$C$17),0,(SUM(G30:J30)))","v":2261.5168916055354},{"$f":"IF(A30>=(Title_RESULTS!$H$7+Title_RESULTS!$C$17),0,(+$K30-$F30))","v":2261.5168916055354},{"$f":"IF(A30>=(Title_RESULTS!$H$7+Title_RESULTS!$C$17),0,(+M29+$L30/(1+Title_RESULTS!$C$37)^('Sheet7(F_23)'!$A30-Title_RESULTS!$H$7)))","v":-4619.5018518505449}]
[2035,{"$f":"IF(A31>=(Title_RESULTS!$H$7+Title_RESULTS!$C$17),0,(IF($A31>=Title_RESULTS!$H$8,(Partcipation!$B30+(Partcipation!$B31-Partcipation!$B30)/2)*Title_RESULTS!$C$35*(1+Title_RESULTS!$C$36/100)^('Sheet7(F_23)'!$A31-Title_RESULTS!$H$7),0)))","v":0},{"$f":"IF(A31>=(Title_RESULTS!$H$7+Title_RESULTS!$C$17),0,(+'Sheet6(p_6)'!$D31))","v":0},{"$f":"IF(A31>=(Title_RESULTS!$H$7+Title_RESULTS!$C$17),0,(+'Sheet6(p_6)'!$J31))","v":0},{"$f":"IF(A31>=(Title_RESULTS!$H$7+Title_RESULTS!$C$17),0,(+'f-11B'!$N30))","v":0},{"$f":"IF(A31>=(Title_RESULTS!$H$7+Title_RESULTS!$C$17),0,(SUM(B31:E31)))","v":0},{"$f":"IF(A31>=(Title_RESULTS!$H$7+Title_RESULTS!$C$17),0,('Sheet3(F_21)'!$J31))","v":619.70270588498829},{"$f":"IF(A31>=(Title_RESULTS!$H$7+Title_RESULTS!$C$17),0,(+'Sheet4(F_22)'!$D31+'Sheet4(F_22)'!$G31))","v":244.17645056974604},{"$f":"IF(A31>=(Title_RESULTS!$H$7+Title_RESULTS!$C$17),0,(+'Sheet4(F_22)'!$H31))","v":1529.8470727663339},{"$f":"IF(A31>=(Title_RESULTS!$H$7+Title_RESULTS!$C$17),0,(IF(Title_RESULTS!$C$31<0,((Partcipation!$B30+(Partcipation!$B31-Partcipation!$B30)/2)*(ABS(Title_RESULTS!$C$31)*(1+Title_RESULTS!$C$32/100)^('Sheet7(F_23)'!$A31-Title_RESULTS!$H$7))/1000)+'f-11B'!$O30,+'f-11B'!$O30)))","v":0},{"$f":"IF(A31>=(Title_RESULTS!$H$7+Title_RESULTS!$C$17),0,(SUM(G31:J31)))","v":2393.726229221068},{"$f":"IF(A31>=(Title_RESULTS!$H$7+Title_RESULTS!$C$17),0,(+$K31-$F31))","v":2393.726229221068},{"$f":"IF(A31>=(Title_RESULTS!$H$7+Title_RESULTS!$C$17),0,(+M30+$L31/(1+Title_RESULTS!$C$37)^('Sheet7(F_23)'!$A31-Title_RESULTS!$H$7)))","v":-3761.5774099413979}]
[2036,{"$f":"IF(A32>=(Title_RESULTS!$H$7+Title_RESULTS!$C$17),0,(IF($A32>=Title_RESULTS!$H$8,(Partcipation!$B31+(Partcipation!$B32-Partcipation!$B31)/2)*Title_RESULTS!$C$35*(1+Title_RESULTS!$C$36/100)^('Sheet7(F_23)'!$A32-Title_RESULTS!$H$7),0)))","v":0},{"$f":"IF(A32>=(Title_RESULTS!$H$7+Title_RESULTS!$C$17),0,(+'Sheet6(p_6)'!$D32))","v":0},{"$f":"IF(A32>=(Title_RESULTS!$H$7+Title_RESULTS!$C$17),0,(+'Sheet6(p_6)'!$J32))","v":0},{"$f":"IF(A32>=(Title_RESULTS!$H$7+Title_RESULTS!$C$17),0,(+'f-11B'!$N31))","v":0},{"$f":"IF(A32>=(Title_RESULTS!$H$7+Title_RESULTS!$C$17),0,(SUM(B32:E32)))","v":0},{"$f":"IF(A32>=(Title_RESULTS!$H$7+Title_RESULTS!$C$17),0,('Sheet3(F_21)'!$J32))","v":617.54694906768668},{"$f":"IF(A32>=(Title_RESULTS!$H$7+Title_RESULTS!$C$17),0,(+'Sheet4(F_22)'!$D32+'Sheet4(F_22)'!$G32))","v":244.45578585269845},{"$f":"IF(A32>=(Title_RESULTS!$H$7+Title_RESULTS!$C$17),0,(+'Sheet4(F_22)'!$H32))","v":1511.0338655845178},{"$f":"IF(A32>=(Title_RESULTS!$H$7+Title_RESULTS!$C$17),0,(IF(Title_RESULTS!$C$31<0,((Partcipation!$B31+(Partcipation!$B32-Partcipation!$B31)/2)*(ABS(Title_RESULTS!$C$31)*(1+Title_RESULTS!$C$32/100)^('Sheet7(F_23)'!$A32-Title_RESULTS!$H$7))/1000)+'f-11B'!$O31,+'f-11B'!$O31)))","v":0},{"$f":"IF(A32>=(Title_RESULTS!$H$7+Title_RESULTS!$C$17),0,(SUM(G32:J32)))","v":2373.0366005049027},{"$f":"IF(A32>=(Title_RESULTS!$H$7+Title_RESULTS!$C$17),0,(+$K32-$F32))","v":2373.0366005049027},{"$f":"IF(A32>=(Title_RESULTS!$H$7+Title_RESULTS!$C$17),0,(+M31+$L32/(1+Title_RESULTS!$C$37)^('Sheet7(F_23)'!$A32-Title_RESULTS!$H$7)))","v":-2967.3028797315219}]
[2037,{"$f":"IF(A33>=(Title_RESULTS!$H$7+Title_RESULTS!$C$17),0,(IF($A33>=Title_RESULTS!$H$8,(Partcipation!$B32+(Partcipation!$B33-Partcipation!$B32)/2)*Title_RESULTS!$C$35*(1+Title_RESULTS!$C$36/100)^('Sheet7(F_23)'!$A33-Title_RESULTS!$H$7),0)))","v":0},{"$f":"IF(A33>=(Title_RESULTS!$H$7+Title_RESULTS!$C$17),0,(+'Sheet6(p_6)'!$D33))","v":0},{"$f":"IF(A33>=(Title_RESULTS!$H$7+Title_RESULTS!$C$17),0,(+'Sheet6(p_6)'!$J33))","v":0},{"$f":"IF(A33>=(Title_RESULTS!$H$7+Title_RESULTS!$C$17),0,(+'f-11B'!$N32))","v":0},{"$f":"IF(A33>=(Title_RESULTS!$H$7+Title_RESULTS!$C$17),0,(SUM(B33:E33)))","v":0},{"$f":"IF(A33>=(Title_RESULTS!$H$7+Title_RESULTS!$C$17),0,('Sheet3(F_21)'!$J33))","v":604.47567631746233},{"$f":"IF(A33>=(Title_RESULTS!$H$7+Title_RESULTS!$C$17),0,(+'Sheet4(F_22)'!$D33+'Sheet4(F_22)'!$G33))","v":244.8265643181343},{"$f":"IF(A33>=(Title_RESULTS!$H$7+Title_RESULTS!$C$17),0,(+'Sheet4(F_22)'!$H33))","v":1612.7485518965964},{"$f":"IF(A33>=(Title_RESULTS!$H$7+Title_RESULTS!$C$17),0,(IF(Title_RESULTS!$C$31<0,((Partcipation!$B32+(Partcipation!$B33-Partcipation!$B32)/2)*(ABS(Title_RESULTS!$C$31)*(1+Title_RESULTS!$C$32/100)^('Sheet7(F_23)'!$A33-Title_RESULTS!$H$7))/1000)+'f-11B'!$O32,+'f-11B'!$O32)))","v":0},{"$f":"IF(A33>=(Title_RESULTS!$H$7+Title_RESULTS!$C$17),0,(SUM(G33:J33)))","v":2462.0507925321931},{"$f":"IF(A33>=(Title_RESULTS!$H$7+Title_RESULTS!$C$17),0,(+$K33-$F33))","v":2462.0507925321931},{"$f":"IF(A33>=(Title_RESULTS!$H$7+Title_RESULTS!$C$17),0,(+M32+$L33/(1+Title_RESULTS!$C$37)^('Sheet7(F_23)'!$A33-Title_RESULTS!$H$7)))","v":-2197.72097859514}]
[2038,{"$f":"IF(A34>=(Title_RESULTS!$H$7+Title_RESULTS!$C$17),0,(IF($A34>=Title_RESULTS!$H$8,(Partcipation!$B33+(Partcipation!$B34-Partcipation!$B33)/2)*Title_RESULTS!$C$35*(1+Title_RESULTS!$C$36/100)^('Sheet7(F_23)'!$A34-Title_RESULTS!$H$7),0)))","v":0},{"$f":"IF(A34>=(Title_RESULTS!$H$7+Title_RESULTS!$C$17),0,(+'Sheet6(p_6)'!$D34))","v":0},{"$f":"IF(A34>=(Title_RESULTS!$H$7+Title_RESULTS!$C$17),0,(+'Sheet6(p_6)'!$J34))","v":0},{"$f":"IF(A34>=(Title_RESULTS!$H$7+Title_RESULTS!$C$17),0,(+'f-11B'!$N33))","v":0},{"$f":"IF(A34>=(Title_RESULTS!$H$7+Title_RESULTS!$C$17),0,(SUM(B34:E34)))","v":0},{"$f":"IF(A34>=(Title_RESULTS!$H$7+Title_RESULTS!$C$17),0,('Sheet3(F_21)'!$J34))","v":605.24819509741337},{"$f":"IF(A34>=(Title_RESULTS!$H$7+Title_RESULTS!$C$17),0,(+'Sheet4(F_22)'!$D34+'Sheet4(F_22)'!$G34))","v":245.6225365986586},{"$f":"IF(A34>=(Title_RESULTS!$H$7+Title_RESULTS!$C$17),0,(+'Sheet4(F_22)'!$H34))","v":1618.8568993756085},{"$f":"IF(A34>=(Title_RESULTS!$H$7+Title_RESULTS!$C$17),0,(IF(Title_RESULTS!$C$31<0,((Partcipation!$B33+(Partcipation!$B34-Partcipation!$B33)/2)*(ABS(Title_RESULTS!$C$31)*(1+Title_RESULTS!$C$32/100)^('Sheet7(F_23)'!$A34-Title_RESULTS!$H$7))/1000)+'f-11B'!$O33,+'f-11B'!$O33)))","v":0},{"$f":"IF(A34>=(Title_RESULTS!$H$7+Title_RESULTS!$C$17),0,(SUM(G34:J34)))","v":2469.7276310716807},{"$f":"IF(A34>=(Title_RESULTS!$H$7+Title_RESULTS!$C$17),0,(+$K34-$F34))","v":2469.7276310716807},{"$f":"IF(A34>=(Title_RESULTS!$H$7+Title_RESULTS!$C$17),0,(+M33+$L34/(1+Title_RESULTS!$C$37)^('Sheet7(F_23)'!$A34-Title_RESULTS!$H$7)))","v":-1476.7819528018272}]
[2039,{"$f":"IF(A35>=(Title_RESULTS!$H$7+Title_RESULTS!$C$17),0,(IF($A35>=Title_RESULTS!$H$8,(Partcipation!$B34+(Partcipation!$B35-Partcipation!$B34)/2)*Title_RESULTS!$C$35*(1+Title_RESULTS!$C$36/100)^('Sheet7(F_23)'!$A35-Title_RESULTS!$H$7),0)))","v":0},{"$f":"IF(A35>=(Title_RESULTS!$H$7+Title_RESULTS!$C$17),0,(+'Sheet6(p_6)'!$D35))","v":0},{"$f":"IF(A35>=(Title_RESULTS!$H$7+Title_RESULTS!$C$17),0,(+'Sheet6(p_6)'!$J35))","v":0},{"$f":"IF(A35>=(Title_RESULTS!$H$7+Title_RESULTS!$C$17),0,(+'f-11B'!$N34))","v":0},{"$f":"IF(A35>=(Title_RESULTS!$H$7+Title_RESULTS!$C$17),0,(SUM(B35:E35)))","v":0},{"$f":"IF(A35>=(Title_RESULTS!$H$7+Title_RESULTS!$C$17),0,('Sheet3(F_21)'!$J35))","v":602.49481672691309},{"$f":"IF(A35>=(Title_RESULTS!$H$7+Title_RESULTS!$C$17),0,(+'Sheet4(F_22)'!$D35+'Sheet4(F_22)'!$G35))","v":247.17739372046722},{"$f":"IF(A35>=(Title_RESULTS!$H$7+Title_RESULTS!$C$17),0,(+'Sheet4(F_22)'!$H35))","v":1620.5322723638883},{"$f":"IF(A35>=(Title_RESULTS!$H$7+Title_RESULTS!$C$17),0,(IF(Title_RESULTS!$C$31<0,((Partcipation!$B34+(Partcipation!$B35-Partcipation!$B34)/2)*(ABS(Title_RESULTS!$C$31)*(1+Title_RESULTS!$C$32/100)^('Sheet7(F_23)'!$A35-Title_RESULTS!$H$7))/1000)+'f-11B'!$O34,+'f-11B'!$O34)))","v":0},{"$f":"IF(A35>=(Title_RESULTS!$H$7+Title_RESULTS!$C$17),0,(SUM(G35:J35)))","v":2470.2044828112685},{"$f":"IF(A35>=(Title_RESULTS!$H$7+Title_RESULTS!$C$17),0,(+$K35-$F35))","v":2470.2044828112685},{"$f":"IF(A35>=(Title_RESULTS!$H$7+Title_RESULTS!$C$17),0,(+M34+$L35/(1+Title_RESULTS!$C$37)^('Sheet7(F_23)'!$A35-Title_RESULTS!$H$7)))","v":-803.38054848220452}]
[2040,{"$f":"IF(A36>=(Title_RESULTS!$H$7+Title_RESULTS!$C$17),0,(IF($A36>=Title_RESULTS!$H$8,(Partcipation!$B35+(Partcipation!$B36-Partcipation!$B35)/2)*Title_RESULTS!$C$35*(1+Title_RESULTS!$C$36/100)^('Sheet7(F_23)'!$A36-Title_RESULTS!$H$7),0)))","v":0},{"$f":"IF(A36>=(Title_RESULTS!$H$7+Title_RESULTS!$C$17),0,(+'Sheet6(p_6)'!$D36))","v":0},{"$f":"IF(A36>=(Title_RESULTS!$H$7+Title_RESULTS!$C$17),0,(+'Sheet6(p_6)'!$J36))","v":0},{"$f":"IF(A36>=(Title_RESULTS!$H$7+Title_RESULTS!$C$17),0,(+'f-11B'!$N35))","v":0},{"$f":"IF(A36>=(Title_RESULTS!$H$7+Title_RESULTS!$C$17),0,(SUM(B36:E36)))","v":0},{"$f":"IF(A36>=(Title_RESULTS!$H$7+Title_RESULTS!$C$17),0,('Sheet3(F_21)'!$J36))","v":618.3887703359452},{"$f":"IF(A36>=(Title_RESULTS!$H$7+Title_RESULTS!$C$17),0,(+'Sheet4(F_22)'!$D36+'Sheet4(F_22)'!$G36))","v":249.16188093037096},{"$f":"IF(A36>=(Title_RESULTS!$H$7+Title_RESULTS!$C$17),0,(+'Sheet4(F_22)'!$H36))","v":1743.7682367734035},{"$f":"IF(A36>=(Title_RESULTS!$H$7+Title_RESULTS!$C$17),0,(IF(Title_RESULTS!$C$31<0,((Partcipation!$B35+(Partcipation!$B36-Partcipation!$B35)/2)*(ABS(Title_RESULTS!$C$31)*(1+Title_RESULTS!$C$32/100)^('Sheet7(F_23)'!$A36-Title_RESULTS!$H$7))/1000)+'f-11B'!$O35,+'f-11B'!$O35)))","v":0},{"$f":"IF(A36>=(Title_RESULTS!$H$7+Title_RESULTS!$C$17),0,(SUM(G36:J36)))","v":2611.3188880397197},{"$f":"IF(A36>=(Title_RESULTS!$H$7+Title_RESULTS!$C$17),0,(+$K36-$F36))","v":2611.3188880397197},{"$f":"IF(A36>=(Title_RESULTS!$H$7+Title_RESULTS!$C$17),0,(+M35+$L36/(1+Title_RESULTS!$C$37)^('Sheet7(F_23)'!$A36-Title_RESULTS!$H$7)))","v":-138.5780242646515}]
[2041,{"$f":"IF(A37>=(Title_RESULTS!$H$7+Title_RESULTS!$C$17),0,(IF($A37>=Title_RESULTS!$H$8,(Partcipation!$B36+(Partcipation!$B37-Partcipation!$B36)/2)*Title_RESULTS!$C$35*(1+Title_RESULTS!$C$36/100)^('Sheet7(F_23)'!$A37-Title_RESULTS!$H$7),0)))","v":0},{"$f":"IF(A37>=(Title_RESULTS!$H$7+Title_RESULTS!$C$17),0,(+'Sheet6(p_6)'!$D37))","v":0},{"$f":"IF(A37>=(Title_RESULTS!$H$7+Title_RESULTS!$C$17),0,(+'Sheet6(p_6)'!$J37))","v":0},{"$f":"IF(A37>=(Title_RESULTS!$H$7+Title_RESULTS!$C$17),0,(+'f-11B'!$N36))","v":0},{"$f":"IF(A37>=(Title_RESULTS!$H$7+Title_RESULTS!$C$17),0,(SUM(B37:E37)))","v":0},{"$f":"IF(A37>=(Title_RESULTS!$H$7+Title_RESULTS!$C$17),0,('Sheet3(F_21)'!$J37))","v":610.53732658803051},{"$f":"IF(A37>=(Title_RESULTS!$H$7+Title_RESULTS!$C$17),0,(+'Sheet4(F_22)'!$D37+'Sheet4(F_22)'!$G37))","v":251.24691098269614},{"$f":"IF(A37>=(Title_RESULTS!$H$7+Title_RESULTS!$C$17),0,(+'Sheet4(F_22)'!$H37))","v":1795.9443445390818},{"$f":"IF(A37>=(Title_RESULTS!$H$7+Title_RESULTS!$C$17),0,(IF(Title_RESULTS!$C$31<0,((Partcipation!$B36+(Partcipation!$B37-Partcipation!$B36)/2)*(ABS(Title_RESULTS!$C$31)*(1+Title_RESULTS!$C$32/100)^('Sheet7(F_23)'!$A37-Title_RESULTS!$H$7))/1000)+'f-11B'!$O36,+'f-11B'!$O36)))","v":0},{"$f":"IF(A37>=(Title_RESULTS!$H$7+Title_RESULTS!$C$17),0,(SUM(G37:J37)))","v":2657.7285821098085},{"$f":"IF(A37>=(Title_RESULTS!$H$7+Title_RESULTS!$C$17),0,(+$K37-$F37))","v":2657.7285821098085},{"$f":"IF(A37>=(Title_RESULTS!$H$7+Title_RESULTS!$C$17),0,(+M36+$L37/(1+Title_RESULTS!$C$37)^('Sheet7(F_23)'!$A37-Title_RESULTS!$H$7)))","v":493.30256454360517}]
[2042,{"$f":"IF(A38>=(Title_RESULTS!$H$7+Title_RESULTS!$C$17),0,(IF($A38>=Title_RESULTS!$H$8,(Partcipation!$B37+(Partcipation!$B38-Partcipation!$B37)/2)*Title_RESULTS!$C$35*(1+Title_RESULTS!$C$36/100)^('Sheet7(F_23)'!$A38-Title_RESULTS!$H$7),0)))","v":0},{"$f":"IF(A38>=(Title_RESULTS!$H$7+Title_RESULTS!$C$17),0,(+'Sheet6(p_6)'!$D38))","v":0},{"$f":"IF(A38>=(Title_RESULTS!$H$7+Title_RESULTS!$C$17),0,(+'Sheet6(p_6)'!$J38))","v":0},{"$f":"IF(A38>=(Title_RESULTS!$H$7+Title_RESULTS!$C$17),0,(+'f-11B'!$N37))","v":0},{"$f":"IF(A38>=(Title_RESULTS!$H$7+Title_RESULTS!$C$17),0,(SUM(B38:E38)))","v":0},{"$f":"IF(A38>=(Title_RESULTS!$H$7+Title_RESULTS!$C$17),0,('Sheet3(F_21)'!$J38))","v":606.6040140054323},{"$f":"IF(A38>=(Title_RESULTS!$H$7+Title_RESULTS!$C$17),0,(+'Sheet4(F_22)'!$D38+'Sheet4(F_22)'!$G38))","v":253.43489690566059},{"$f":"IF(A38>=(Title_RESULTS!$H$7+Title_RESULTS!$C$17),0,(+'Sheet4(F_22)'!$H38))","v":1920.0537555550127},{"$f":"IF(A38>=(Title_RESULTS!$H$7+Title_RESULTS!$C$17),0,(IF(Title_RESULTS!$C$31<0,((Partcipation!$B37+(Partcipation!$B38-Partcipation!$B37)/2)*(ABS(Title_RESULTS!$C$31)*(1+Title_RESULTS!$C$32/100)^('Sheet7(F_23)'!$A38-Title_RESULTS!$H$7))/1000)+'f-11B'!$O37,+'f-11B'!$O37)))","v":0},{"$f":"IF(A38>=(Title_RESULTS!$H$7+Title_RESULTS!$C$17),0,(SUM(G38:J38)))","v":2780.0926664661056},{"$f":"IF(A38>=(Title_RESULTS!$H$7+Title_RESULTS!$C$17),0,(+$K38-$F38))","v":2780.0926664661056},{"$f":"IF(A38>=(Title_RESULTS!$H$7+Title_RESULTS!$C$17),0,(+M37+$L38/(1+Title_RESULTS!$C$37)^('Sheet7(F_23)'!$A38-Title_RESULTS!$H$7)))","v":1110.5727443534831}]
[2043,{"$f":"IF(A39>=(Title_RESULTS!$H$7+Title_RESULTS!$C$17),0,(IF($A39>=Title_RESULTS!$H$8,(Partcipation!$B38+(Partcipation!$B39-Partcipation!$B38)/2)*Title_RESULTS!$C$35*(1+Title_RESULTS!$C$36/100)^('Sheet7(F_23)'!$A39-Title_RESULTS!$H$7),0)))","v":0},{"$f":"IF(A39>=(Title_RESULTS!$H$7+Title_RESULTS!$C$17),0,(+'Sheet6(p_6)'!$D39))","v":0},{"$f":"IF(A39>=(Title_RESULTS!$H$7+Title_RESULTS!$C$17),0,(+'Sheet6(p_6)'!$J39))","v":0},{"$f":"IF(A39>=(Title_RESULTS!$H$7+Title_RESULTS!$C$17),0,(+'f-11B'!$N38))","v":0},{"$f":"IF(A39>=(Title_RESULTS!$H$7+Title_RESULTS!$C$17),0,(SUM(B39:E39)))","v":0},{"$f":"IF(A39>=(Title_RESULTS!$H$7+Title_RESULTS!$C$17),0,('Sheet3(F_21)'!$J39))","v":607.48038220854755},{"$f":"IF(A39>=(Title_RESULTS!$H$7+Title_RESULTS!$C$17),0,(+'Sheet4(F_22)'!$D39+'Sheet4(F_22)'!$G39))","v":255.72830964016001},{"$f":"IF(A39>=(Title_RESULTS!$H$7+Title_RESULTS!$C$17),0,(+'Sheet4(F_22)'!$H39))","v":1965.6322256709805},{"$f":"IF(A39>=(Title_RESULTS!$H$7+Title_RESULTS!$C$17),0,(IF(Title_RESULTS!$C$31<0,((Partcipation!$B38+(Partcipation!$B39-Partcipation!$B38)/2)*(ABS(Title_RESULTS!$C$31)*(1+Title_RESULTS!$C$32/100)^('Sheet7(F_23)'!$A39-Title_RESULTS!$H$7))/1000)+'f-11B'!$O38,+'f-11B'!$O38)))","v":0},{"$f":"IF(A39>=(Title_RESULTS!$H$7+Title_RESULTS!$C$17),0,(SUM(G39:J39)))","v":2828.840917519688},{"$f":"IF(A39>=(Title_RESULTS!$H$7+Title_RESULTS!$C$17),0,(+$K39-$F39))","v":2828.840917519688},{"$f":"IF(A39>=(Title_RESULTS!$H$7+Title_RESULTS!$C$17),0,(+M38+$L39/(1+Title_RESULTS!$C$37)^('Sheet7(F_23)'!$A39-Title_RESULTS!$H$7)))","v":1697.1378011295201}]
[2044,{"$f":"IF(A40>=(Title_RESULTS!$H$7+Title_RESULTS!$C$17),0,(IF($A40>=Title_RESULTS!$H$8,(Partcipation!$B39+(Partcipation!$B40-Partcipation!$B39)/2)*Title_RESULTS!$C$35*(1+Title_RESULTS!$C$36/100)^('Sheet7(F_23)'!$A40-Title_RESULTS!$H$7),0)))","v":0},{"$f":"IF(A40>=(Title_RESULTS!$H$7+Title_RESULTS!$C$17),0,(+'Sheet6(p_6)'!$D40))","v":0},{"$f":"IF(A40>=(Title_RESULTS!$H$7+Title_RESULTS!$C$17),0,(+'Sheet6(p_6)'!$J40))","v":0},{"$f":"IF(A40>=(Title_RESULTS!$H$7+Title_RESULTS!$C$17),0,(+'f-11B'!$N39))","v":0},{"$f":"IF(A40>=(Title_RESULTS!$H$7+Title_RESULTS!$C$17),0,(SUM(B40:E40)))","v":0},{"$f":"IF(A40>=(Title_RESULTS!$H$7+Title_RESULTS!$C$17),0,('Sheet3(F_21)'!$J40))","v":632.45729443510641},{"$f":"IF(A40>=(Title_RESULTS!$H$7+Title_RESULTS!$C$17),0,(+'Sheet4(F_22)'!$D40+'Sheet4(F_22)'!$G40))","v":258.129679429671},{"$f":"IF(A40>=(Title_RESULTS!$H$7+Title_RESULTS!$C$17),0,(+'Sheet4(F_22)'!$H40))","v":1889.9784065056142},{"$f":"IF(A40>=(Title_RESULTS!$H$7+Title_RESULTS!$C$17),0,(IF(Title_RESULTS!$C$31<0,((Partcipation!$B39+(Partcipation!$B40-Partcipation!$B39)/2)*(ABS(Title_RESULTS!$C$31)*(1+Title_RESULTS!$C$32/100)^('Sheet7(F_23)'!$A40-Title_RESULTS!$H$7))/1000)+'f-11B'!$O39,+'f-11B'!$O39)))","v":0},{"$f":"IF(A40>=(Title_RESULTS!$H$7+Title_RESULTS!$C$17),0,(SUM(G40:J40)))","v":2780.5653803703917},{"$f":"IF(A40>=(Title_RESULTS!$H$7+Title_RESULTS!$C$17),0,(+$K40-$F40))","v":2780.5653803703917},{"$f":"IF(A40>=(Title_RESULTS!$H$7+Title_RESULTS!$C$17),0,(+M39+$L40/(1+Title_RESULTS!$C$37)^('Sheet7(F_23)'!$A40-Title_RESULTS!$H$7)))","v":2235.5717203065565}]
[]
["NOMINAL",{"$f":"SUM(B16:B41)","v":0},0,20647.858506603992,0,20647.858506603992,14539.343771669712,5668.7678805217793,29989.232734574853,0,50197.344386766345,29549.485880162349]
[]
["NPV:",{"$f":"NPV(Title_RESULTS!$C$37,'Sheet7(F_23)'!B17:B41)+'Sheet7(F_23)'!B16","v":0},{"$f":"NPV(Title_RESULTS!$C$37,'Sheet7(F_23)'!C17:C41)+'Sheet7(F_23)'!C16","v":0},{"$f":"NPV(Title_RESULTS!$C$37,'Sheet7(F_23)'!D17:D41)+'Sheet7(F_23)'!D16","v":18652.541639866962},{"$f":"NPV(Title_RESULTS!$C$37,'Sheet7(F_23)'!E17:E41)+'Sheet7(F_23)'!E16","v":0},{"$f":"NPV(Title_RESULTS!$C$37,'Sheet7(F_23)'!F17:F41)+'Sheet7(F_23)'!F16","v":18652.541639866962},{"$f":"NPV(Title_RESULTS!$C$37,'Sheet7(F_23)'!G17:G41)+'Sheet7(F_23)'!G16","v":6558.4744774098008},{"$f":"NPV(Title_RESULTS!$C$37,'Sheet7(F_23)'!H17:H41)+'Sheet7(F_23)'!H16","v":2570.5702186155172},{"$f":"NPV(Title_RESULTS!$C$37,'Sheet7(F_23)'!I17:I41)+'Sheet7(F_23)'!I16","v":11759.068664148193},{"$f":"NPV(Title_RESULTS!$C$37,'Sheet7(F_23)'!J17:J41)+'Sheet7(F_23)'!J16","v":0},{"$f":"NPV(Title_RESULTS!$C$37,'Sheet7(F_23)'!K17:K41)+'Sheet7(F_23)'!K16","v":20888.113360173513},{"$f":"NPV(Title_RESULTS!$C$37,'Sheet7(F_23)'!L17:L41)+'Sheet7(F_23)'!L16","v":2235.5717203065515}]
[]
["Discount Rate",null,{"$f":"+Title_RESULTS!C37","v":7.0800000000000002E-2},"       Benefit/Cost Ratio - [col (11)/col (6)]:",null,null,null,{"$f":"+K44/F44","v":1.1198534635906325}]

{"sheet":"Sheet8(F_24)","index":18,"n_rows":47,"n_cols":12,"rows_kept":47,"cut":false,"hidden":false,"merged":[]}
[null,null,null,null,"   PARTICIPANT COSTS AND BENEFITS",null,null,null,null,null,null,"PSC FORM CE 2.4"]
[null,null,null,null,"PROGRAM:",{"$f":"+Input!C3","v":"ENERGY STAR Certified Home"},null,null,null,null,null,"Page 1 of 1"]
[null,null,null,null,null,null,null,null,null,null,null,{"$f":"+Title_RESULTS!I4","v":"2019-05-14T07:55:39.620"}]
[]
[]
[]
[]
[]
["(1)","(2)","(3)","(4)","(5)","(6)","(7)","(8)","(9)","(10)","(11)","(12)"]
[]
[null,"SAVINGS",null,null,null,null,""]
[null,"IN",null,null,null,null,"CUSTOMER","CUSTOMER",null,null,null,"CUMULATIVE"]
[null,"PARTICIPANTS","TAX","UTILITY","OTHER","TOTAL","EQUIPMENT","O & M","OTHER","TOTAL","NET","DISCOUNTED"]
[null,"BILL","CREDITS","REBATES","BENEFITS","BENEFITS","COSTS","COSTS","COSTS","COSTS","BENEFITS","NET BENEFITS"]
["YEAR","$(000)","$(000)","$(000)","$(000)","$(000)","$(000)","$(000)","$(000)","$(000)","$(000)","$(000)"]
[{"$f":"+Title_RESULTS!$H$7","v":2020},{"$f":"IF(A16>=(Title_RESULTS!$H$7+Title_RESULTS!$C$17),0,(+'Sheet6(p_6)'!N16-'Sheet6(p_6)'!R16))","v":225.1046984001805},{"$f":"IF(A16>=(Title_RESULTS!$H$7+Title_RESULTS!$C$17),0,(IF(Partcipation!$B16=0,0,((Partcipation!$B16-Partcipation!$B15)*Title_RESULTS!$C$33*(1+Title_RESULTS!$C$35/100)^('Sheet8(F_24)'!$A16-Title_RESULTS!$H$7))/1000)))","v":0},{"$f":"IF(A16>=(Title_RESULTS!$H$7+Title_RESULTS!$C$17),0,(+'Sheet6(p_6)'!$G16))","v":0},{"$f":"IF(A16>=(Title_RESULTS!$H$7+Title_RESULTS!$C$17),0,(IF(Title_RESULTS!$C$31<0,((Partcipation!$B15+(Partcipation!$B16-Partcipation!$B15)/2)*(ABS(Title_RESULTS!$C$31)*(1+Title_RESULTS!$C$32/100)^('Sheet6(p_6)'!$A16-Title_RESULTS!$H$7))/1000)+'f-11B'!$Q15,+'f-11B'!$Q15)))","v":0},{"$f":"IF(A16>=(Title_RESULTS!$H$7+Title_RESULTS!$C$17),0,(SUM(B16:E16)))","v":225.1046984001805},{"$f":"IF(A16>=(Title_RESULTS!$H$7+Title_RESULTS!$C$17),0,(+'Sheet6(p_6)'!$H16))","v":4987.2510399999883},{"$f":"IF(A16>=(Title_RESULTS!$H$7+Title_RESULTS!$C$17),0,(+'Sheet6(p_6)'!$I16))","v":0},{"$f":"IF(A16>=(Title_RESULTS!$H$7+Title_RESULTS!$C$17),0,(+'f-11B'!$P15))","v":0},{"$f":"IF(A16>=(Title_RESULTS!$H$7+Title_RESULTS!$C$17),0,(SUM(G16:I16)))","v":4987.2510399999883},{"$f":"IF(A16>=(Title_RESULTS!$H$7+Title_RESULTS!$C$17),0,(+F16-J16))","v":-4762.1463415998078},{"$f":"IF(A16>=(Title_RESULTS!$H$7+Title_RESULTS!$C$17),0,(+$K16/((1+Title_RESULTS!$C$37)^('Sheet8(F_24)'!$A16-Title_RESULTS!$H$7))))","v":-4762.1463415998078}]
[{"$f":"+A16+1","v":2021},{"$f":"IF(A17>=(Title_RESULTS!$H$7+Title_RESULTS!$C$17),0,(+'Sheet6(p_6)'!N17-'Sheet6(p_6)'!R17))","v":689.45095988084779},{"$f":"IF(A17>=(Title_RESULTS!$H$7+Title_RESULTS!$C$17),0,(IF(Partcipation!$B17=0,0,((Partcipation!$B17-Partcipation!$B16)*Title_RESULTS!$C$33*(1+Title_RESULTS!$C$35/100)^('Sheet8(F_24)'!$A17-Title_RESULTS!$H$7))/1000)))","v":0},{"$f":"IF(A17>=(Title_RESULTS!$H$7+Title_RESULTS!$C$17),0,(+'Sheet6(p_6)'!$G17))","v":0},{"$f":"IF(A17>=(Title_RESULTS!$H$7+Title_RESULTS!$C$17),0,(IF(Title_RESULTS!$C$31<0,((Partcipation!$B16+(Partcipation!$B17-Partcipation!$B16)/2)*(ABS(Title_RESULTS!$C$31)*(1+Title_RESULTS!$C$32/100)^('Sheet6(p_6)'!$A17-Title_RESULTS!$H$7))/1000)+'f-11B'!$Q16,+'f-11B'!$Q16)))","v":0},{"$f":"IF(A17>=(Title_RESULTS!$H$7+Title_RESULTS!$C$17),0,(SUM(B17:E17)))","v":689.45095988084779},{"$f":"IF(A17>=(Title_RESULTS!$H$7+Title_RESULTS!$C$17),0,(+'Sheet6(p_6)'!$H17))","v":5101.9578139199875},{"$f":"IF(A17>=(Title_RESULTS!$H$7+Title_RESULTS!$C$17),0,(+'Sheet6(p_6)'!$I17))","v":0},{"$f":"IF(A17>=(Title_RESULTS!$H$7+Title_RESULTS!$C$17),0,(+'f-11B'!$P16))","v":0},{"$f":"IF(A17>=(Title_RESULTS!$H$7+Title_RESULTS!$C$17),0,(SUM(G17:I17)))","v":5101.9578139199875},{"$f":"IF(A17>=(Title_RESULTS!$H$7+Title_RESULTS!$C$17),0,(+F17-J17))","v":-4412.5068540391394},{"$f":"IF(A16>=(Title_RESULTS!$H$7+Title_RESULTS!$C$17),0,(+$K17/((1+Title_RESULTS!$C$37)^('Sheet8(F_24)'!$A17-Title_RESULTS!$H$7))+L16))","v":-8882.903582951265}]
[{"$f":"+A17+1","v":2022},{"$f":"IF(A18>=(Title_RESULTS!$H$7+Title_RESULTS!$C$17),0,(+'Sheet6(p_6)'!N18-'Sheet6(p_6)'!R18))","v":1169.7784192866111},{"$f":"IF(A18>=(Title_RESULTS!$H$7+Title_RESULTS!$C$17),0,(IF(Partcipation!$B18=0,0,((Partcipation!$B18-Partcipation!$B17)*Title_RESULTS!$C$33*(1+Title_RESULTS!$C$35/100)^('Sheet8(F_24)'!$A18-Title_RESULTS!$H$7))/1000)))","v":0},{"$f":"IF(A18>=(Title_RESULTS!$H$7+Title_RESULTS!$C$17),0,(+'Sheet6(p_6)'!$G18))","v":0},{"$f":"IF(A18>=(Title_RESULTS!$H$7+Title_RESULTS!$C$17),0,(IF(Title_RESULTS!$C$31<0,((Partcipation!$B17+(Partcipation!$B18-Partcipation!$B17)/2)*(ABS(Title_RESULTS!$C$31)*(1+Title_RESULTS!$C$32/100)^('Sheet6(p_6)'!$A18-Title_RESULTS!$H$7))/1000)+'f-11B'!$Q17,+'f-11B'!$Q17)))","v":0},{"$f":"IF(A18>=(Title_RESULTS!$H$7+Title_RESULTS!$C$17),0,(SUM(B18:E18)))","v":1169.7784192866111},{"$f":"IF(A18>=(Title_RESULTS!$H$7+Title_RESULTS!$C$17),0,(+'Sheet6(p_6)'!$H18))","v":5219.3028436401464},{"$f":"IF(A18>=(Title_RESULTS!$H$7+Title_RESULTS!$C$17),0,(+'Sheet6(p_6)'!$I18))","v":0},{"$f":"IF(A18>=(Title_RESULTS!$H$7+Title_RESULTS!$C$17),0,(+'f-11B'!$P17))","v":0},{"$f":"IF(A18>=(Title_RESULTS!$H$7+Title_RESULTS!$C$17),0,(SUM(G18:I18)))","v":5219.3028436401464},{"$f":"IF(A18>=(Title_RESULTS!$H$7+Title_RESULTS!$C$17),0,(+F18-J18))","v":-4049.5244243535353},{"$f":"IF(A17>=(Title_RESULTS!$H$7+Title_RESULTS!$C$17),0,(+$K18/((1+Title_RESULTS!$C$37)^('Sheet8(F_24)'!$A18-Title_RESULTS!$H$7))+L17))","v":-12414.631982834888}]
[{"$f":"+A18+1","v":2023},{"$f":"IF(A19>=(Title_RESULTS!$H$7+Title_RESULTS!$C$17),0,(+'Sheet6(p_6)'!N19-'Sheet6(p_6)'!R19))","v":1645.0082885769543},{"$f":"IF(A19>=(Title_RESULTS!$H$7+Title_RESULTS!$C$17),0,(IF(Partcipation!$B19=0,0,((Partcipation!$B19-Partcipation!$B18)*Title_RESULTS!$C$33*(1+Title_RESULTS!$C$35/100)^('Sheet8(F_24)'!$A19-Title_RESULTS!$H$7))/1000)))","v":0},{"$f":"IF(A19>=(Title_RESULTS!$H$7+Title_RESULTS!$C$17),0,(+'Sheet6(p_6)'!$G19))","v":0},{"$f":"IF(A19>=(Title_RESULTS!$H$7+Title_RESULTS!$C$17),0,(IF(Title_RESULTS!$C$31<0,((Partcipation!$B18+(Partcipation!$B19-Partcipation!$B18)/2)*(ABS(Title_RESULTS!$C$31)*(1+Title_RESULTS!$C$32/100)^('Sheet6(p_6)'!$A19-Title_RESULTS!$H$7))/1000)+'f-11B'!$Q18,+'f-11B'!$Q18)))","v":0},{"$f":"IF(A19>=(Title_RESULTS!$H$7+Title_RESULTS!$C$17),0,(SUM(B19:E19)))","v":1645.0082885769543},{"$f":"IF(A19>=(Title_RESULTS!$H$7+Title_RESULTS!$C$17),0,(+'Sheet6(p_6)'!$H19))","v":5339.3468090438691},{"$f":"IF(A19>=(Title_RESULTS!$H$7+Title_RESULTS!$C$17),0,(+'Sheet6(p_6)'!$I19))","v":0},{"$f":"IF(A19>=(Title_RESULTS!$H$7+Title_RESULTS!$C$17),0,(+'f-11B'!$P18))","v":0},{"$f":"IF(A19>=(Title_RESULTS!$H$7+Title_RESULTS!$C$17),0,(SUM(G19:I19)))","v":5339.3468090438691},{"$f":"IF(A19>=(Title_RESULTS!$H$7+Title_RESULTS!$C$17),0,(+F19-J19))","v":-3694.3385204669148},{"$f":"IF(A18>=(Title_RESULTS!$H$7+Title_RESULTS!$C$17),0,(+$K19/((1+Title_RESULTS!$C$37)^('Sheet8(F_24)'!$A19-Title_RESULTS!$H$7))+L18))","v":-15423.558632020158}]
[2024,{"$f":"IF(A20>=(Title_RESULTS!$H$7+Title_RESULTS!$C$17),0,(+'Sheet6(p_6)'!N20-'Sheet6(p_6)'!R20))","v":1925.1704411768419},{"$f":"IF(A20>=(Title_RESULTS!$H$7+Title_RESULTS!$C$17),0,(IF(Partcipation!$B20=0,0,((Partcipation!$B20-Partcipation!$B19)*Title_RESULTS!$C$33*(1+Title_RESULTS!$C$35/100)^('Sheet8(F_24)'!$A20-Title_RESULTS!$H$7))/1000)))","v":0},{"$f":"IF(A20>=(Title_RESULTS!$H$7+Title_RESULTS!$C$17),0,(+'Sheet6(p_6)'!$G20))","v":0},{"$f":"IF(A20>=(Title_RESULTS!$H$7+Title_RESULTS!$C$17),0,(IF(Title_RESULTS!$C$31<0,((Partcipation!$B19+(Partcipation!$B20-Partcipation!$B19)/2)*(ABS(Title_RESULTS!$C$31)*(1+Title_RESULTS!$C$32/100)^('Sheet6(p_6)'!$A20-Title_RESULTS!$H$7))/1000)+'f-11B'!$Q19,+'f-11B'!$Q19)))","v":0},{"$f":"IF(A20>=(Title_RESULTS!$H$7+Title_RESULTS!$C$17),0,(SUM(B20:E20)))","v":1925.1704411768419},{"$f":"IF(A20>=(Title_RESULTS!$H$7+Title_RESULTS!$C$17),0,(+'Sheet6(p_6)'!$H20))","v":0},{"$f":"IF(A20>=(Title_RESULTS!$H$7+Title_RESULTS!$C$17),0,(+'Sheet6(p_6)'!$I20))","v":0},{"$f":"IF(A20>=(Title_RESULTS!$H$7+Title_RESULTS!$C$17),0,(+'f-11B'!$P19))","v":0},{"$f":"IF(A20>=(Title_RESULTS!$H$7+Title_RESULTS!$C$17),0,(SUM(G20:I20)))","v":0},{"$f":"IF(A20>=(Title_RESULTS!$H$7+Title_RESULTS!$C$17),0,(+F20-J20))","v":1925.1704411768419},{"$f":"IF(A19>=(Title_RESULTS!$H$7+Title_RESULTS!$C$17),0,(+$K20/((1+Title_RESULTS!$C$37)^('Sheet8(F_24)'!$A20-Title_RESULTS!$H$7))+L19))","v":-13959.23950600522}]
[2025,{"$f":"IF(A21>=(Title_RESULTS!$H$7+Title_RESULTS!$C$17),0,(+'Sheet6(p_6)'!N21-'Sheet6(p_6)'!R21))","v":1972.6830126029163},{"$f":"IF(A21>=(Title_RESULTS!$H$7+Title_RESULTS!$C$17),0,(IF(Partcipation!$B21=0,0,((Partcipation!$B21-Partcipation!$B20)*Title_RESULTS!$C$33*(1+Title_RESULTS!$C$35/100)^('Sheet8(F_24)'!$A21-Title_RESULTS!$H$7))/1000)))","v":0},{"$f":"IF(A21>=(Title_RESULTS!$H$7+Title_RESULTS!$C$17),0,(+'Sheet6(p_6)'!$G21))","v":0},{"$f":"IF(A21>=(Title_RESULTS!$H$7+Title_RESULTS!$C$17),0,(IF(Title_RESULTS!$C$31<0,((Partcipation!$B20+(Partcipation!$B21-Partcipation!$B20)/2)*(ABS(Title_RESULTS!$C$31)*(1+Title_RESULTS!$C$32/100)^('Sheet6(p_6)'!$A21-Title_RESULTS!$H$7))/1000)+'f-11B'!$Q20,+'f-11B'!$Q20)))","v":0},{"$f":"IF(A21>=(Title_RESULTS!$H$7+Title_RESULTS!$C$17),0,(SUM(B21:E21)))","v":1972.6830126029163},{"$f":"IF(A21>=(Title_RESULTS!$H$7+Title_RESULTS!$C$17),0,(+'Sheet6(p_6)'!$H21))","v":0},{"$f":"IF(A21>=(Title_RESULTS!$H$7+Title_RESULTS!$C$17),0,(+'Sheet6(p_6)'!$I21))","v":0},{"$f":"IF(A21>=(Title_RESULTS!$H$7+Title_RESULTS!$C$17),0,(+'f-11B'!$P20))","v":0},{"$f":"IF(A21>=(Title_RESULTS!$H$7+Title_RESULTS!$C$17),0,(SUM(G21:I21)))","v":0},{"$f":"IF(A21>=(Title_RESULTS!$H$7+Title_RESULTS!$C$17),0,(+F21-J21))","v":1972.6830126029163},{"$f":"IF(A20>=(Title_RESULTS!$H$7+Title_RESULTS!$C$17),0,(+$K21/((1+Title_RESULTS!$C$37)^('Sheet8(F_24)'!$A21-Title_RESULTS!$H$7))+L20))","v":-12557.989936519487}]
[2026,{"$f":"IF(A22>=(Title_RESULTS!$H$7+Title_RESULTS!$C$17),0,(+'Sheet6(p_6)'!N22-'Sheet6(p_6)'!R22))","v":2014.6109910267576},{"$f":"IF(A22>=(Title_RESULTS!$H$7+Title_RESULTS!$C$17),0,(IF(Partcipation!$B22=0,0,((Partcipation!$B22-Partcipation!$B21)*Title_RESULTS!$C$33*(1+Title_RESULTS!$C$35/100)^('Sheet8(F_24)'!$A22-Title_RESULTS!$H$7))/1000)))","v":0},{"$f":"IF(A22>=(Title_RESULTS!$H$7+Title_RESULTS!$C$17),0,(+'Sheet6(p_6)'!$G22))","v":0},{"$f":"IF(A22>=(Title_RESULTS!$H$7+Title_RESULTS!$C$17),0,(IF(Title_RESULTS!$C$31<0,((Partcipation!$B21+(Partcipation!$B22-Partcipation!$B21)/2)*(ABS(Title_RESULTS!$C$31)*(1+Title_RESULTS!$C$32/100)^('Sheet6(p_6)'!$A22-Title_RESULTS!$H$7))/1000)+'f-11B'!$Q21,+'f-11B'!$Q21)))","v":0},{"$f":"IF(A22>=(Title_RESULTS!$H$7+Title_RESULTS!$C$17),0,(SUM(B22:E22)))","v":2014.6109910267576},{"$f":"IF(A22>=(Title_RESULTS!$H$7+Title_RESULTS!$C$17),0,(+'Sheet6(p_6)'!$H22))","v":0},{"$f":"IF(A22>=(Title_RESULTS!$H$7+Title_RESULTS!$C$17),0,(+'Sheet6(p_6)'!$I22))","v":0},{"$f":"IF(A22>=(Title_RESULTS!$H$7+Title_RESULTS!$C$17),0,(+'f-11B'!$P21))","v":0},{"$f":"IF(A22>=(Title_RESULTS!$H$7+Title_RESULTS!$C$17),0,(SUM(G22:I22)))","v":0},{"$f":"IF(A22>=(Title_RESULTS!$H$7+Title_RESULTS!$C$17),0,(+F22-J22))","v":2014.6109910267576},{"$f":"IF(A21>=(Title_RESULTS!$H$7+Title_RESULTS!$C$17),0,(+$K22/((1+Title_RESULTS!$C$37)^('Sheet8(F_24)'!$A22-Title_RESULTS!$H$7))+L21))","v":-11221.575913983464}]
[2027,{"$f":"IF(A23>=(Title_RESULTS!$H$7+Title_RESULTS!$C$17),0,(+'Sheet6(p_6)'!N23-'Sheet6(p_6)'!R23))","v":2066.9680194681496},{"$f":"IF(A23>=(Title_RESULTS!$H$7+Title_RESULTS!$C$17),0,(IF(Partcipation!$B23=0,0,((Partcipation!$B23-Partcipation!$B22)*Title_RESULTS!$C$33*(1+Title_RESULTS!$C$35/100)^('Sheet8(F_24)'!$A23-Title_RESULTS!$H$7))/1000)))","v":0},{"$f":"IF(A23>=(Title_RESULTS!$H$7+Title_RESULTS!$C$17),0,(+'Sheet6(p_6)'!$G23))","v":0},{"$f":"IF(A23>=(Title_RESULTS!$H$7+Title_RESULTS!$C$17),0,(IF(Title_RESULTS!$C$31<0,((Partcipation!$B22+(Partcipation!$B23-Partcipation!$B22)/2)*(ABS(Title_RESULTS!$C$31)*(1+Title_RESULTS!$C$32/100)^('Sheet6(p_6)'!$A23-Title_RESULTS!$H$7))/1000)+'f-11B'!$Q22,+'f-11B'!$Q22)))","v":0},{"$f":"IF(A23>=(Title_RESULTS!$H$7+Title_RESULTS!$C$17),0,(SUM(B23:E23)))","v":2066.9680194681496},{"$f":"IF(A23>=(Title_RESULTS!$H$7+Title_RESULTS!$C$17),0,(+'Sheet6(p_6)'!$H23))","v":0},{"$f":"IF(A23>=(Title_RESULTS!$H$7+Title_RESULTS!$C$17),0,(+'Sheet6(p_6)'!$I23))","v":0},{"$f":"IF(A23>=(Title_RESULTS!$H$7+Title_RESULTS!$C$17),0,(+'f-11B'!$P22))","v":0},{"$f":"IF(A23>=(Title_RESULTS!$H$7+Title_RESULTS!$C$17),0,(SUM(G23:I23)))","v":0},{"$f":"IF(A23>=(Title_RESULTS!$H$7+Title_RESULTS!$C$17),0,(+F23-J23))","v":2066.9680194681496},{"$f":"IF(A22>=(Title_RESULTS!$H$7+Title_RESULTS!$C$17),0,(+$K23/((1+Title_RESULTS!$C$37)^('Sheet8(F_24)'!$A23-Title_RESULTS!$H$7))+L22))","v":-9941.0887786943022}]
[2028,{"$f":"IF(A24>=(Title_RESULTS!$H$7+Title_RESULTS!$C$17),0,(+'Sheet6(p_6)'!N24-'Sheet6(p_6)'!R24))","v":2146.7351573787191},{"$f":"IF(A24>=(Title_RESULTS!$H$7+Title_RESULTS!$C$17),0,(IF(Partcipation!$B24=0,0,((Partcipation!$B24-Partcipation!$B23)*Title_RESULTS!$C$33*(1+Title_RESULTS!$C$35/100)^('Sheet8(F_24)'!$A24-Title_RESULTS!$H$7))/1000)))","v":0},{"$f":"IF(A24>=(Title_RESULTS!$H$7+Title_RESULTS!$C$17),0,(+'Sheet6(p_6)'!$G24))","v":0},{"$f":"IF(A24>=(Title_RESULTS!$H$7+Title_RESULTS!$C$17),0,(IF(Title_RESULTS!$C$31<0,((Partcipation!$B23+(Partcipation!$B24-Partcipation!$B23)/2)*(ABS(Title_RESULTS!$C$31)*(1+Title_RESULTS!$C$32/100)^('Sheet6(p_6)'!$A24-Title_RESULTS!$H$7))/1000)+'f-11B'!$Q23,+'f-11B'!$Q23)))","v":0},{"$f":"IF(A24>=(Title_RESULTS!$H$7+Title_RESULTS!$C$17),0,(SUM(B24:E24)))","v":2146.7351573787191},{"$f":"IF(A24>=(Title_RESULTS!$H$7+Title_RESULTS!$C$17),0,(+'Sheet6(p_6)'!$H24))","v":0},{"$f":"IF(A24>=(Title_RESULTS!$H$7+Title_RESULTS!$C$17),0,(+'Sheet6(p_6)'!$I24))","v":0},{"$f":"IF(A24>=(Title_RESULTS!$H$7+Title_RESULTS!$C$17),0,(+'f-11B'!$P23))","v":0},{"$f":"IF(A24>=(Title_RESULTS!$H$7+Title_RESULTS!$C$17),0,(SUM(G24:I24)))","v":0},{"$f":"IF(A24>=(Title_RESULTS!$H$7+Title_RESULTS!$C$17),0,(+F24-J24))","v":2146.7351573787191},{"$f":"IF(A23>=(Title_RESULTS!$H$7+Title_RESULTS!$C$17),0,(+$K24/((1+Title_RESULTS!$C$37)^('Sheet8(F_24)'!$A24-Title_RESULTS!$H$7))+L23))","v":-8699.1174539988151}]
[2029,{"$f":"IF(A25>=(Title_RESULTS!$H$7+Title_RESULTS!$C$17),0,(+'Sheet6(p_6)'!N25-'Sheet6(p_6)'!R25))","v":2199.4801260098011},{"$f":"IF(A25>=(Title_RESULTS!$H$7+Title_RESULTS!$C$17),0,(IF(Partcipation!$B25=0,0,((Partcipation!$B25-Partcipation!$B24)*Title_RESULTS!$C$33*(1+Title_RESULTS!$C$35/100)^('Sheet8(F_24)'!$A25-Title_RESULTS!$H$7))/1000)))","v":0},{"$f":"IF(A25>=(Title_RESULTS!$H$7+Title_RESULTS!$C$17),0,(+'Sheet6(p_6)'!$G25))","v":0},{"$f":"IF(A25>=(Title_RESULTS!$H$7+Title_RESULTS!$C$17),0,(IF(Title_RESULTS!$C$31<0,((Partcipation!$B24+(Partcipation!$B25-Partcipation!$B24)/2)*(ABS(Title_RESULTS!$C$31)*(1+Title_RESULTS!$C$32/100)^('Sheet6(p_6)'!$A25-Title_RESULTS!$H$7))/1000)+'f-11B'!$Q24,+'f-11B'!$Q24)))","v":0},{"$f":"IF(A25>=(Title_RESULTS!$H$7+Title_RESULTS!$C$17),0,(SUM(B25:E25)))","v":2199.4801260098011},{"$f":"IF(A25>=(Title_RESULTS!$H$7+Title_RESULTS!$C$17),0,(+'Sheet6(p_6)'!$H25))","v":0},{"$f":"IF(A25>=(Title_RESULTS!$H$7+Title_RESULTS!$C$17),0,(+'Sheet6(p_6)'!$I25))","v":0},{"$f":"IF(A25>=(Title_RESULTS!$H$7+Title_RESULTS!$C$17),0,(+'f-11B'!$P24))","v":0},{"$f":"IF(A25>=(Title_RESULTS!$H$7+Title_RESULTS!$C$17),0,(SUM(G25:I25)))","v":0},{"$f":"IF(A25>=(Title_RESULTS!$H$7+Title_RESULTS!$C$17),0,(+F25-J25))","v":2199.4801260098011},{"$f":"IF(A24>=(Title_RESULTS!$H$7+Title_RESULTS!$C$17),0,(+$K25/((1+Title_RESULTS!$C$37)^('Sheet8(F_24)'!$A25-Title_RESULTS!$H$7))+L24))","v":-7510.7663348595033}]
[2030,{"$f":"IF(A26>=(Title_RESULTS!$H$7+Title_RESULTS!$C$17),0,(+'Sheet6(p_6)'!N26-'Sheet6(p_6)'!R26))","v":2285.335938363487},{"$f":"IF(A26>=(Title_RESULTS!$H$7+Title_RESULTS!$C$17),0,(IF(Partcipation!$B26=0,0,((Partcipation!$B26-Partcipation!$B25)*Title_RESULTS!$C$33*(1+Title_RESULTS!$C$35/100)^('Sheet8(F_24)'!$A26-Title_RESULTS!$H$7))/1000)))","v":0},{"$f":"IF(A26>=(Title_RESULTS!$H$7+Title_RESULTS!$C$17),0,(+'Sheet6(p_6)'!$G26))","v":0},{"$f":"IF(A26>=(Title_RESULTS!$H$7+Title_RESULTS!$C$17),0,(IF(Title_RESULTS!$C$31<0,((Partcipation!$B25+(Partcipation!$B26-Partcipation!$B25)/2)*(ABS(Title_RESULTS!$C$31)*(1+Title_RESULTS!$C$32/100)^('Sheet6(p_6)'!$A26-Title_RESULTS!$H$7))/1000)+'f-11B'!$Q25,+'f-11B'!$Q25)))","v":0},{"$f":"IF(A26>=(Title_RESULTS!$H$7+Title_RESULTS!$C$17),0,(SUM(B26:E26)))","v":2285.335938363487},{"$f":"IF(A26>=(Title_RESULTS!$H$7+Title_RESULTS!$C$17),0,(+'Sheet6(p_6)'!$H26))","v":0},{"$f":"IF(A26>=(Title_RESULTS!$H$7+Title_RESULTS!$C$17),0,(+'Sheet6(p_6)'!$I26))","v":0},{"$f":"IF(A26>=(Title_RESULTS!$H$7+Title_RESULTS!$C$17),0,(+'f-11B'!$P25))","v":0},{"$f":"IF(A26>=(Title_RESULTS!$H$7+Title_RESULTS!$C$17),0,(SUM(G26:I26)))","v":0},{"$f":"IF(A26>=(Title_RESULTS!$H$7+Title_RESULTS!$C$17),0,(+F26-J26))","v":2285.335938363487},{"$f":"IF(A25>=(Title_RESULTS!$H$7+Title_RESULTS!$C$17),0,(+$K26/((1+Title_RESULTS!$C$37)^('Sheet8(F_24)'!$A26-Title_RESULTS!$H$7))+L25))","v":-6357.6677899763963}]
[2031,{"$f":"IF(A27>=(Title_RESULTS!$H$7+Title_RESULTS!$C$17),0,(+'Sheet6(p_6)'!N27-'Sheet6(p_6)'!R27))","v":2329.593726194023},{"$f":"IF(A27>=(Title_RESULTS!$H$7+Title_RESULTS!$C$17),0,(IF(Partcipation!$B27=0,0,((Partcipation!$B27-Partcipation!$B26)*Title_RESULTS!$C$33*(1+Title_RESULTS!$C$35/100)^('Sheet8(F_24)'!$A27-Title_RESULTS!$H$7))/1000)))","v":0},{"$f":"IF(A27>=(Title_RESULTS!$H$7+Title_RESULTS!$C$17),0,(+'Sheet6(p_6)'!$G27))","v":0},{"$f":"IF(A27>=(Title_RESULTS!$H$7+Title_RESULTS!$C$17),0,(IF(Title_RESULTS!$C$31<0,((Partcipation!$B26+(Partcipation!$B27-Partcipation!$B26)/2)*(ABS(Title_RESULTS!$C$31)*(1+Title_RESULTS!$C$32/100)^('Sheet6(p_6)'!$A27-Title_RESULTS!$H$7))/1000)+'f-11B'!$Q26,+'f-11B'!$Q26)))","v":0},{"$f":"IF(A27>=(Title_RESULTS!$H$7+Title_RESULTS!$C$17),0,(SUM(B27:E27)))","v":2329.593726194023},{"$f":"IF(A27>=(Title_RESULTS!$H$7+Title_RESULTS!$C$17),0,(+'Sheet6(p_6)'!$H27))","v":0},{"$f":"IF(A27>=(Title_RESULTS!$H$7+Title_RESULTS!$C$17),0,(+'Sheet6(p_6)'!$I27))","v":0},{"$f":"IF(A27>=(Title_RESULTS!$H$7+Title_RESULTS!$C$17),0,(+'f-11B'!$P26))","v":0},{"$f":"IF(A27>=(Title_RESULTS!$H$7+Title_RESULTS!$C$17),0,(SUM(G27:I27)))","v":0},{"$f":"IF(A27>=(Title_RESULTS!$H$7+Title_RESULTS!$C$17),0,(+F27-J27))","v":2329.593726194023},{"$f":"IF(A26>=(Title_RESULTS!$H$7+Title_RESULTS!$C$17),0,(+$K27/((1+Title_RESULTS!$C$37)^('Sheet8(F_24)'!$A27-Title_RESULTS!$H$7))+L26))","v":-5259.9563245301579}]
[2032,{"$f":"IF(A28>=(Title_RESULTS!$H$7+Title_RESULTS!$C$17),0,(+'Sheet6(p_6)'!N28-'Sheet6(p_6)'!R28))","v":2408.3999505979546},{"$f":"IF(A28>=(Title_RESULTS!$H$7+Title_RESULTS!$C$17),0,(IF(Partcipation!$B28=0,0,((Partcipation!$B28-Partcipation!$B27)*Title_RESULTS!$C$33*(1+Title_RESULTS!$C$35/100)^('Sheet8(F_24)'!$A28-Title_RESULTS!$H$7))/1000)))","v":0},{"$f":"IF(A28>=(Title_RESULTS!$H$7+Title_RESULTS!$C$17),0,(+'Sheet6(p_6)'!$G28))","v":0},{"$f":"IF(A28>=(Title_RESULTS!$H$7+Title_RESULTS!$C$17),0,(IF(Title_RESULTS!$C$31<0,((Partcipation!$B27+(Partcipation!$B28-Partcipation!$B27)/2)*(ABS(Title_RESULTS!$C$31)*(1+Title_RESULTS!$C$32/100)^('Sheet6(p_6)'!$A28-Title_RESULTS!$H$7))/1000)+'f-11B'!$Q27,+'f-11B'!$Q27)))","v":0},{"$f":"IF(A28>=(Title_RESULTS!$H$7+Title_RESULTS!$C$17),0,(SUM(B28:E28)))","v":2408.3999505979546},{"$f":"IF(A28>=(Title_RESULTS!$H$7+Title_RESULTS!$C$17),0,(+'Sheet6(p_6)'!$H28))","v":0},{"$f":"IF(A28>=(Title_RESULTS!$H$7+Title_RESULTS!$C$17),0,(+'Sheet6(p_6)'!$I28))","v":0},{"$f":"IF(A28>=(Title_RESULTS!$H$7+Title_RESULTS!$C$17),0,(+'f-11B'!$P27))","v":0},{"$f":"IF(A28>=(Title_RESULTS!$H$7+Title_RESULTS!$C$17),0,(SUM(G28:I28)))","v":0},{"$f":"IF(A28>=(Title_RESULTS!$H$7+Title_RESULTS!$C$17),0,(+F28-J28))","v":2408.3999505979546},{"$f":"IF(A27>=(Title_RESULTS!$H$7+Title_RESULTS!$C$17),0,(+$K28/((1+Title_RESULTS!$C$37)^('Sheet8(F_24)'!$A28-Title_RESULTS!$H$7))+L27))","v":-4200.1457232441999}]
[2033,{"$f":"IF(A29>=(Title_RESULTS!$H$7+Title_RESULTS!$C$17),0,(+'Sheet6(p_6)'!N29-'Sheet6(p_6)'!R29))","v":2443.12300388638},{"$f":"IF(A29>=(Title_RESULTS!$H$7+Title_RESULTS!$C$17),0,(IF(Partcipation!$B29=0,0,((Partcipation!$B29-Partcipation!$B28)*Title_RESULTS!$C$33*(1+Title_RESULTS!$C$35/100)^('Sheet8(F_24)'!$A29-Title_RESULTS!$H$7))/1000)))","v":0},{"$f":"IF(A29>=(Title_RESULTS!$H$7+Title_RESULTS!$C$17),0,(+'Sheet6(p_6)'!$G29))","v":0},{"$f":"IF(A29>=(Title_RESULTS!$H$7+Title_RESULTS!$C$17),0,(IF(Title_RESULTS!$C$31<0,((Partcipation!$B28+(Partcipation!$B29-Partcipation!$B28)/2)*(ABS(Title_RESULTS!$C$31)*(1+Title_RESULTS!$C$32/100)^('Sheet6(p_6)'!$A29-Title_RESULTS!$H$7))/1000)+'f-11B'!$Q28,+'f-11B'!$Q28)))","v":0},{"$f":"IF(A29>=(Title_RESULTS!$H$7+Title_RESULTS!$C$17),0,(SUM(B29:E29)))","v":2443.12300388638},{"$f":"IF(A29>=(Title_RESULTS!$H$7+Title_RESULTS!$C$17),0,(+'Sheet6(p_6)'!$H29))","v":0},{"$f":"IF(A29>=(Title_RESULTS!$H$7+Title_RESULTS!$C$17),0,(+'Sheet6(p_6)'!$I29))","v":0},{"$f":"IF(A29>=(Title_RESULTS!$H$7+Title_RESULTS!$C$17),0,(+'f-11B'!$P28))","v":0},{"$f":"IF(A29>=(Title_RESULTS!$H$7+Title_RESULTS!$C$17),0,(SUM(G29:I29)))","v":0},{"$f":"IF(A29>=(Title_RESULTS!$H$7+Title_RESULTS!$C$17),0,(+F29-J29))","v":2443.12300388638},{"$f":"IF(A28>=(Title_RESULTS!$H$7+Title_RESULTS!$C$17),0,(+$K29/((1+Title_RESULTS!$C$37)^('Sheet8(F_24)'!$A29-Title_RESULTS!$H$7))+L28))","v":-3196.1390018137045}]
[2034,{"$f":"IF(A30>=(Title_RESULTS!$H$7+Title_RESULTS!$C$17),0,(+'Sheet6(p_6)'!N30-'Sheet6(p_6)'!R30))","v":2523.0210980450092},{"$f":"IF(A30>=(Title_RESULTS!$H$7+Title_RESULTS!$C$17),0,(IF(Partcipation!$B30=0,0,((Partcipation!$B30-Partcipation!$B29)*Title_RESULTS!$C$33*(1+Title_RESULTS!$C$35/100)^('Sheet8(F_24)'!$A30-Title_RESULTS!$H$7))/1000)))","v":0},{"$f":"IF(A30>=(Title_RESULTS!$H$7+Title_RESULTS!$C$17),0,(+'Sheet6(p_6)'!$G30))","v":0},{"$f":"IF(A30>=(Title_RESULTS!$H$7+Title_RESULTS!$C$17),0,(IF(Title_RESULTS!$C$31<0,((Partcipation!$B29+(Partcipation!$B30-Partcipation!$B29)/2)*(ABS(Title_RESULTS!$C$31)*(1+Title_RESULTS!$C$32/100)^('Sheet6(p_6)'!$A30-Title_RESULTS!$H$7))/1000)+'f-11B'!$Q29,+'f-11B'!$Q29)))","v":0},{"$f":"IF(A30>=(Title_RESULTS!$H$7+Title_RESULTS!$C$17),0,(SUM(B30:E30)))","v":2523.0210980450092},{"$f":"IF(A30>=(Title_RESULTS!$H$7+Title_RESULTS!$C$17),0,(+'Sheet6(p_6)'!$H30))","v":0},{"$f":"IF(A30>=(Title_RESULTS!$H$7+Title_RESULTS!$C$17),0,(+'Sheet6(p_6)'!$I30))","v":0},{"$f":"IF(A30>=(Title_RESULTS!$H$7+Title_RESULTS!$C$17),0,(+'f-11B'!$P29))","v":0},{"$f":"IF(A30>=(Title_RESULTS!$H$7+Title_RESULTS!$C$17),0,(SUM(G30:I30)))","v":0},{"$f":"IF(A30>=(Title_RESULTS!$H$7+Title_RESULTS!$C$17),0,(+F30-J30))","v":2523.0210980450092},{"$f":"IF(A29>=(Title_RESULTS!$H$7+Title_RESULTS!$C$17),0,(+$K30/((1+Title_RESULTS!$C$37)^('Sheet8(F_24)'!$A30-Title_RESULTS!$H$7))+L29))","v":-2227.8526576748268}]
[2035,{"$f":"IF(A31>=(Title_RESULTS!$H$7+Title_RESULTS!$C$17),0,(+'Sheet6(p_6)'!N31-'Sheet6(p_6)'!R31))","v":2582.5900770558796},{"$f":"IF(A31>=(Title_RESULTS!$H$7+Title_RESULTS!$C$17),0,(IF(Partcipation!$B31=0,0,((Partcipation!$B31-Partcipation!$B30)*Title_RESULTS!$C$33*(1+Title_RESULTS!$C$35/100)^('Sheet8(F_24)'!$A31-Title_RESULTS!$H$7))/1000)))","v":0},{"$f":"IF(A31>=(Title_RESULTS!$H$7+Title_RESULTS!$C$17),0,(+'Sheet6(p_6)'!$G31))","v":0},{"$f":"IF(A31>=(Title_RESULTS!$H$7+Title_RESULTS!$C$17),0,(IF(Title_RESULTS!$C$31<0,((Partcipation!$B30+(Partcipation!$B31-Partcipation!$B30)/2)*(ABS(Title_RESULTS!$C$31)*(1+Title_RESULTS!$C$32/100)^('Sheet6(p_6)'!$A31-Title_RESULTS!$H$7))/1000)+'f-11B'!$Q30,+'f-11B'!$Q30)))","v":0},{"$f":"IF(A31>=(Title_RESULTS!$H$7+Title_RESULTS!$C$17),0,(SUM(B31:E31)))","v":2582.5900770558796},{"$f":"IF(A31>=(Title_RESULTS!$H$7+Title_RESULTS!$C$17),0,(+'Sheet6(p_6)'!$H31))","v":0},{"$f":"IF(A31>=(Title_RESULTS!$H$7+Title_RESULTS!$C$17),0,(+'Sheet6(p_6)'!$I31))","v":0},{"$f":"IF(A31>=(Title_RESULTS!$H$7+Title_RESULTS!$C$17),0,(+'f-11B'!$P30))","v":0},{"$f":"IF(A31>=(Title_RESULTS!$H$7+Title_RESULTS!$C$17),0,(SUM(G31:I31)))","v":0},{"$f":"IF(A31>=(Title_RESULTS!$H$7+Title_RESULTS!$C$17),0,(+F31-J31))","v":2582.5900770558796},{"$f":"IF(A30>=(Title_RESULTS!$H$7+Title_RESULTS!$C$17),0,(+$K31/((1+Title_RESULTS!$C$37)^('Sheet8(F_24)'!$A31-Title_RESULTS!$H$7))+L30))","v":-1302.2383900569057}]
[2036,{"$f":"IF(A32>=(Title_RESULTS!$H$7+Title_RESULTS!$C$17),0,(+'Sheet6(p_6)'!N32-'Sheet6(p_6)'!R32))","v":2634.3904808992875},{"$f":"IF(A32>=(Title_RESULTS!$H$7+Title_RESULTS!$C$17),0,(IF(Partcipation!$B32=0,0,((Partcipation!$B32-Partcipation!$B31)*Title_RESULTS!$C$33*(1+Title_RESULTS!$C$35/100)^('Sheet8(F_24)'!$A32-Title_RESULTS!$H$7))/1000)))","v":0},{"$f":"IF(A32>=(Title_RESULTS!$H$7+Title_RESULTS!$C$17),0,(+'Sheet6(p_6)'!$G32))","v":0},{"$f":"IF(A32>=(Title_RESULTS!$H$7+Title_RESULTS!$C$17),0,(IF(Title_RESULTS!$C$31<0,((Partcipation!$B31+(Partcipation!$B32-Partcipation!$B31)/2)*(ABS(Title_RESULTS!$C$31)*(1+Title_RESULTS!$C$32/100)^('Sheet6(p_6)'!$A32-Title_RESULTS!$H$7))/1000)+'f-11B'!$Q31,+'f-11B'!$Q31)))","v":0},{"$f":"IF(A32>=(Title_RESULTS!$H$7+Title_RESULTS!$C$17),0,(SUM(B32:E32)))","v":2634.3904808992875},{"$f":"IF(A32>=(Title_RESULTS!$H$7+Title_RESULTS!$C$17),0,(+'Sheet6(p_6)'!$H32))","v":0},{"$f":"IF(A32>=(Title_RESULTS!$H$7+Title_RESULTS!$C$17),0,(+'Sheet6(p_6)'!$I32))","v":0},{"$f":"IF(A32>=(Title_RESULTS!$H$7+Title_RESULTS!$C$17),0,(+'f-11B'!$P31))","v":0},{"$f":"IF(A32>=(Title_RESULTS!$H$7+Title_RESULTS!$C$17),0,(SUM(G32:I32)))","v":0},{"$f":"IF(A32>=(Title_RESULTS!$H$7+Title_RESULTS!$C$17),0,(+F32-J32))","v":2634.3904808992875},{"$f":"IF(A31>=(Title_RESULTS!$H$7+Title_RESULTS!$C$17),0,(+$K32/((1+Title_RESULTS!$C$37)^('Sheet8(F_24)'!$A32-Title_RESULTS!$H$7))+L31))","v":-420.48660369151514}]
[2037,{"$f":"IF(A33>=(Title_RESULTS!$H$7+Title_RESULTS!$C$17),0,(+'Sheet6(p_6)'!N33-'Sheet6(p_6)'!R33))","v":2713.0443724836459},{"$f":"IF(A33>=(Title_RESULTS!$H$7+Title_RESULTS!$C$17),0,(IF(Partcipation!$B33=0,0,((Partcipation!$B33-Partcipation!$B32)*Title_RESULTS!$C$33*(1+Title_RESULTS!$C$35/100)^('Sheet8(F_24)'!$A33-Title_RESULTS!$H$7))/1000)))","v":0},{"$f":"IF(A33>=(Title_RESULTS!$H$7+Title_RESULTS!$C$17),0,(+'Sheet6(p_6)'!$G33))","v":0},{"$f":"IF(A33>=(Title_RESULTS!$H$7+Title_RESULTS!$C$17),0,(IF(Title_RESULTS!$C$31<0,((Partcipation!$B32+(Partcipation!$B33-Partcipation!$B32)/2)*(ABS(Title_RESULTS!$C$31)*(1+Title_RESULTS!$C$32/100)^('Sheet6(p_6)'!$A33-Title_RESULTS!$H$7))/1000)+'f-11B'!$Q32,+'f-11B'!$Q32)))","v":0},{"$f":"IF(A33>=(Title_RESULTS!$H$7+Title_RESULTS!$C$17),0,(SUM(B33:E33)))","v":2713.0443724836459},{"$f":"IF(A33>=(Title_RESULTS!$H$7+Title_RESULTS!$C$17),0,(+'Sheet6(p_6)'!$H33))","v":0},{"$f":"IF(A33>=(Title_RESULTS!$H$7+Title_RESULTS!$C$17),0,(+'Sheet6(p_6)'!$I33))","v":0},{"$f":"IF(A33>=(Title_RESULTS!$H$7+Title_RESULTS!$C$17),0,(+'f-11B'!$P32))","v":0},{"$f":"IF(A33>=(Title_RESULTS!$H$7+Title_RESULTS!$C$17),0,(SUM(G33:I33)))","v":0},{"$f":"IF(A33>=(Title_RESULTS!$H$7+Title_RESULTS!$C$17),0,(+F33-J33))","v":2713.0443724836459},{"$f":"IF(A32>=(Title_RESULTS!$H$7+Title_RESULTS!$C$17),0,(+$K33/((1+Title_RESULTS!$C$37)^('Sheet8(F_24)'!$A33-Title_RESULTS!$H$7))+L32))","v":427.55026556248356}]
[2038,{"$f":"IF(A34>=(Title_RESULTS!$H$7+Title_RESULTS!$C$17),0,(+'Sheet6(p_6)'!N34-'Sheet6(p_6)'!R34))","v":2756.4422199080868},{"$f":"IF(A34>=(Title_RESULTS!$H$7+Title_RESULTS!$C$17),0,(IF(Partcipation!$B34=0,0,((Partcipation!$B34-Partcipation!$B33)*Title_RESULTS!$C$33*(1+Title_RESULTS!$C$35/100)^('Sheet8(F_24)'!$A34-Title_RESULTS!$H$7))/1000)))","v":0},{"$f":"IF(A34>=(Title_RESULTS!$H$7+Title_RESULTS!$C$17),0,(+'Sheet6(p_6)'!$G34))","v":0},{"$f":"IF(A34>=(Title_RESULTS!$H$7+Title_RESULTS!$C$17),0,(IF(Title_RESULTS!$C$31<0,((Partcipation!$B33+(Partcipation!$B34-Partcipation!$B33)/2)*(ABS(Title_RESULTS!$C$31)*(1+Title_RESULTS!$C$32/100)^('Sheet6(p_6)'!$A34-Title_RESULTS!$H$7))/1000)+'f-11B'!$Q33,+'f-11B'!$Q33)))","v":0},{"$f":"IF(A34>=(Title_RESULTS!$H$7+Title_RESULTS!$C$17),0,(SUM(B34:E34)))","v":2756.4422199080868},{"$f":"IF(A34>=(Title_RESULTS!$H$7+Title_RESULTS!$C$17),0,(+'Sheet6(p_6)'!$H34))","v":0},{"$f":"IF(A34>=(Title_RESULTS!$H$7+Title_RESULTS!$C$17),0,(+'Sheet6(p_6)'!$I34))","v":0},{"$f":"IF(A34>=(Title_RESULTS!$H$7+Title_RESULTS!$C$17),0,(+'f-11B'!$P33))","v":0},{"$f":"IF(A34>=(Title_RESULTS!$H$7+Title_RESULTS!$C$17),0,(SUM(G34:I34)))","v":0},{"$f":"IF(A34>=(Title_RESULTS!$H$7+Title_RESULTS!$C$17),0,(+F34-J34))","v":2756.4422199080868},{"$f":"IF(A33>=(Title_RESULTS!$H$7+Title_RESULTS!$C$17),0,(+$K34/((1+Title_RESULTS!$C$37)^('Sheet8(F_24)'!$A34-Title_RESULTS!$H$7))+L33))","v":1232.1842436881534}]
[2039,{"$f":"IF(A35>=(Title_RESULTS!$H$7+Title_RESULTS!$C$17),0,(+'Sheet6(p_6)'!N35-'Sheet6(p_6)'!R35))","v":2818.8191861922569},{"$f":"IF(A35>=(Title_RESULTS!$H$7+Title_RESULTS!$C$17),0,(IF(Partcipation!$B35=0,0,((Partcipation!$B35-Partcipation!$B34)*Title_RESULTS!$C$33*(1+Title_RESULTS!$C$35/100)^('Sheet8(F_24)'!$A35-Title_RESULTS!$H$7))/1000)))","v":0},{"$f":"IF(A35>=(Title_RESULTS!$H$7+Title_RESULTS!$C$17),0,(+'Sheet6(p_6)'!$G35))","v":0},{"$f":"IF(A35>=(Title_RESULTS!$H$7+Title_RESULTS!$C$17),0,(IF(Title_RESULTS!$C$31<0,((Partcipation!$B34+(Partcipation!$B35-Partcipation!$B34)/2)*(ABS(Title_RESULTS!$C$31)*(1+Title_RESULTS!$C$32/100)^('Sheet6(p_6)'!$A35-Title_RESULTS!$H$7))/1000)+'f-11B'!$Q34,+'f-11B'!$Q34)))","v":0},{"$f":"IF(A35>=(Title_RESULTS!$H$7+Title_RESULTS!$C$17),0,(SUM(B35:E35)))","v":2818.8191861922569},{"$f":"IF(A35>=(Title_RESULTS!$H$7+Title_RESULTS!$C$17),0,(+'Sheet6(p_6)'!$H35))","v":0},{"$f":"IF(A35>=(Title_RESULTS!$H$7+Title_RESULTS!$C$17),0,(+'Sheet6(p_6)'!$I35))","v":0},{"$f":"IF(A35>=(Title_RESULTS!$H$7+Title_RESULTS!$C$17),0,(+'f-11B'!$P34))","v":0},{"$f":"IF(A35>=(Title_RESULTS!$H$7+Title_RESULTS!$C$17),0,(SUM(G35:I35)))","v":0},{"$f":"IF(A35>=(Title_RESULTS!$H$7+Title_RESULTS!$C$17),0,(+F35-J35))","v":2818.8191861922569},{"$f":"IF(A34>=(Title_RESULTS!$H$7+Title_RESULTS!$C$17),0,(+$K35/((1+Title_RESULTS!$C$37)^('Sheet8(F_24)'!$A35-Title_RESULTS!$H$7))+L34))","v":2000.6213555602355}]
[2040,{"$f":"IF(A36>=(Title_RESULTS!$H$7+Title_RESULTS!$C$17),0,(+'Sheet6(p_6)'!N36-'Sheet6(p_6)'!R36))","v":2848.9221204938131},{"$f":"IF(A36>=(Title_RESULTS!$H$7+Title_RESULTS!$C$17),0,(IF(Partcipation!$B36=0,0,((Partcipation!$B36-Partcipation!$B35)*Title_RESULTS!$C$33*(1+Title_RESULTS!$C$35/100)^('Sheet8(F_24)'!$A36-Title_RESULTS!$H$7))/1000)))","v":0},{"$f":"IF(A36>=(Title_RESULTS!$H$7+Title_RESULTS!$C$17),0,(+'Sheet6(p_6)'!$G36))","v":0},{"$f":"IF(A36>=(Title_RESULTS!$H$7+Title_RESULTS!$C$17),0,(IF(Title_RESULTS!$C$31<0,((Partcipation!$B35+(Partcipation!$B36-Partcipation!$B35)/2)*(ABS(Title_RESULTS!$C$31)*(1+Title_RESULTS!$C$32/100)^('Sheet6(p_6)'!$A36-Title_RESULTS!$H$7))/1000)+'f-11B'!$Q35,+'f-11B'!$Q35)))","v":0},{"$f":"IF(A36>=(Title_RESULTS!$H$7+Title_RESULTS!$C$17),0,(SUM(B36:E36)))","v":2848.9221204938131},{"$f":"IF(A36>=(Title_RESULTS!$H$7+Title_RESULTS!$C$17),0,(+'Sheet6(p_6)'!$H36))","v":0},{"$f":"IF(A36>=(Title_RESULTS!$H$7+Title_RESULTS!$C$17),0,(+'Sheet6(p_6)'!$I36))","v":0},{"$f":"IF(A36>=(Title_RESULTS!$H$7+Title_RESULTS!$C$17),0,(+'f-11B'!$P35))","v":0},{"$f":"IF(A36>=(Title_RESULTS!$H$7+Title_RESULTS!$C$17),0,(SUM(G36:I36)))","v":0},{"$f":"IF(A36>=(Title_RESULTS!$H$7+Title_RESULTS!$C$17),0,(+F36-J36))","v":2848.9221204938131},{"$f":"IF(A35>=(Title_RESULTS!$H$7+Title_RESULTS!$C$17),0,(+$K36/((1+Title_RESULTS!$C$37)^('Sheet8(F_24)'!$A36-Title_RESULTS!$H$7))+L35))","v":2725.9140900777297}]
[2041,{"$f":"IF(A37>=(Title_RESULTS!$H$7+Title_RESULTS!$C$17),0,(+'Sheet6(p_6)'!N37-'Sheet6(p_6)'!R37))","v":2928.5977108691468},{"$f":"IF(A37>=(Title_RESULTS!$H$7+Title_RESULTS!$C$17),0,(IF(Partcipation!$B37=0,0,((Partcipation!$B37-Partcipation!$B36)*Title_RESULTS!$C$33*(1+Title_RESULTS!$C$35/100)^('Sheet8(F_24)'!$A37-Title_RESULTS!$H$7))/1000)))","v":0},{"$f":"IF(A37>=(Title_RESULTS!$H$7+Title_RESULTS!$C$17),0,(+'Sheet6(p_6)'!$G37))","v":0},{"$f":"IF(A37>=(Title_RESULTS!$H$7+Title_RESULTS!$C$17),0,(IF(Title_RESULTS!$C$31<0,((Partcipation!$B36+(Partcipation!$B37-Partcipation!$B36)/2)*(ABS(Title_RESULTS!$C$31)*(1+Title_RESULTS!$C$32/100)^('Sheet6(p_6)'!$A37-Title_RESULTS!$H$7))/1000)+'f-11B'!$Q36,+'f-11B'!$Q36)))","v":0},{"$f":"IF(A37>=(Title_RESULTS!$H$7+Title_RESULTS!$C$17),0,(SUM(B37:E37)))","v":2928.5977108691468},{"$f":"IF(A37>=(Title_RESULTS!$H$7+Title_RESULTS!$C$17),0,(+'Sheet6(p_6)'!$H37))","v":0},{"$f":"IF(A37>=(Title_RESULTS!$H$7+Title_RESULTS!$C$17),0,(+'Sheet6(p_6)'!$I37))","v":0},{"$f":"IF(A37>=(Title_RESULTS!$H$7+Title_RESULTS!$C$17),0,(+'f-11B'!$P36))","v":0},{"$f":"IF(A37>=(Title_RESULTS!$H$7+Title_RESULTS!$C$17),0,(SUM(G37:I37)))","v":0},{"$f":"IF(A37>=(Title_RESULTS!$H$7+Title_RESULTS!$C$17),0,(+F37-J37))","v":2928.5977108691468},{"$f":"IF(A36>=(Title_RESULTS!$H$7+Title_RESULTS!$C$17),0,(+$K37/((1+Title_RESULTS!$C$37)^('Sheet8(F_24)'!$A37-Title_RESULTS!$H$7))+L36))","v":3422.1943868631488}]
[2042,{"$f":"IF(A38>=(Title_RESULTS!$H$7+Title_RESULTS!$C$17),0,(+'Sheet6(p_6)'!N38-'Sheet6(p_6)'!R38))","v":3007.8784273687211},{"$f":"IF(A38>=(Title_RESULTS!$H$7+Title_RESULTS!$C$17),0,(IF(Partcipation!$B38=0,0,((Partcipation!$B38-Partcipation!$B37)*Title_RESULTS!$C$33*(1+Title_RESULTS!$C$35/100)^('Sheet8(F_24)'!$A38-Title_RESULTS!$H$7))/1000)))","v":0},{"$f":"IF(A38>=(Title_RESULTS!$H$7+Title_RESULTS!$C$17),0,(+'Sheet6(p_6)'!$G38))","v":0},{"$f":"IF(A38>=(Title_RESULTS!$H$7+Title_RESULTS!$C$17),0,(IF(Title_RESULTS!$C$31<0,((Partcipation!$B37+(Partcipation!$B38-Partcipation!$B37)/2)*(ABS(Title_RESULTS!$C$31)*(1+Title_RESULTS!$C$32/100)^('Sheet6(p_6)'!$A38-Title_RESULTS!$H$7))/1000)+'f-11B'!$Q37,+'f-11B'!$Q37)))","v":0},{"$f":"IF(A38>=(Title_RESULTS!$H$7+Title_RESULTS!$C$17),0,(SUM(B38:E38)))","v":3007.8784273687211},{"$f":"IF(A38>=(Title_RESULTS!$H$7+Title_RESULTS!$C$17),0,(+'Sheet6(p_6)'!$H38))","v":0},{"$f":"IF(A38>=(Title_RESULTS!$H$7+Title_RESULTS!$C$17),0,(+'Sheet6(p_6)'!$I38))","v":0},{"$f":"IF(A38>=(Title_RESULTS!$H$7+Title_RESULTS!$C$17),0,(+'f-11B'!$P37))","v":0},{"$f":"IF(A38>=(Title_RESULTS!$H$7+Title_RESULTS!$C$17),0,(SUM(G38:I38)))","v":0},{"$f":"IF(A38>=(Title_RESULTS!$H$7+Title_RESULTS!$C$17),0,(+F38-J38))","v":3007.8784273687211},{"$f":"IF(A37>=(Title_RESULTS!$H$7+Title_RESULTS!$C$17),0,(+$K38/((1+Title_RESULTS!$C$37)^('Sheet8(F_24)'!$A38-Title_RESULTS!$H$7))+L37))","v":4090.0403475764801}]
[2043,{"$f":"IF(A39>=(Title_RESULTS!$H$7+Title_RESULTS!$C$17),0,(+'Sheet6(p_6)'!N39-'Sheet6(p_6)'!R39))","v":3064.6816718321506},{"$f":"IF(A39>=(Title_RESULTS!$H$7+Title_RESULTS!$C$17),0,(IF(Partcipation!$B39=0,0,((Partcipation!$B39-Partcipation!$B38)*Title_RESULTS!$C$33*(1+Title_RESULTS!$C$35/100)^('Sheet8(F_24)'!$A39-Title_RESULTS!$H$7))/1000)))","v":0},{"$f":"IF(A39>=(Title_RESULTS!$H$7+Title_RESULTS!$C$17),0,(+'Sheet6(p_6)'!$G39))","v":0},{"$f":"IF(A39>=(Title_RESULTS!$H$7+Title_RESULTS!$C$17),0,(IF(Title_RESULTS!$C$31<0,((Partcipation!$B38+(Partcipation!$B39-Partcipation!$B38)/2)*(ABS(Title_RESULTS!$C$31)*(1+Title_RESULTS!$C$32/100)^('Sheet6(p_6)'!$A39-Title_RESULTS!$H$7))/1000)+'f-11B'!$Q38,+'f-11B'!$Q38)))","v":0},{"$f":"IF(A39>=(Title_RESULTS!$H$7+Title_RESULTS!$C$17),0,(SUM(B39:E39)))","v":3064.6816718321506},{"$f":"IF(A39>=(Title_RESULTS!$H$7+Title_RESULTS!$C$17),0,(+'Sheet6(p_6)'!$H39))","v":0},{"$f":"IF(A39>=(Title_RESULTS!$H$7+Title_RESULTS!$C$17),0,(+'Sheet6(p_6)'!$I39))","v":0},{"$f":"IF(A39>=(Title_RESULTS!$H$7+Title_RESULTS!$C$17),0,(+'f-11B'!$P38))","v":0},{"$f":"IF(A39>=(Title_RESULTS!$H$7+Title_RESULTS!$C$17),0,(SUM(G39:I39)))","v":0},{"$f":"IF(A39>=(Title_RESULTS!$H$7+Title_RESULTS!$C$17),0,(+F39-J39))","v":3064.6816718321506},{"$f":"IF(A38>=(Title_RESULTS!$H$7+Title_RESULTS!$C$17),0,(+$K39/((1+Title_RESULTS!$C$37)^('Sheet8(F_24)'!$A39-Title_RESULTS!$H$7))+L38))","v":4725.5073926497898}]
[2044,{"$f":"IF(A40>=(Title_RESULTS!$H$7+Title_RESULTS!$C$17),0,(+'Sheet6(p_6)'!N40-'Sheet6(p_6)'!R40))","v":3059.2620876099609},{"$f":"IF(A40>=(Title_RESULTS!$H$7+Title_RESULTS!$C$17),0,(IF(Partcipation!$B40=0,0,((Partcipation!$B40-Partcipation!$B39)*Title_RESULTS!$C$33*(1+Title_RESULTS!$C$35/100)^('Sheet8(F_24)'!$A40-Title_RESULTS!$H$7))/1000)))","v":0},{"$f":"IF(A40>=(Title_RESULTS!$H$7+Title_RESULTS!$C$17),0,(+'Sheet6(p_6)'!$G40))","v":0},{"$f":"IF(A40>=(Title_RESULTS!$H$7+Title_RESULTS!$C$17),0,(IF(Title_RESULTS!$C$31<0,((Partcipation!$B39+(Partcipation!$B40-Partcipation!$B39)/2)*(ABS(Title_RESULTS!$C$31)*(1+Title_RESULTS!$C$32/100)^('Sheet6(p_6)'!$A40-Title_RESULTS!$H$7))/1000)+'f-11B'!$Q39,+'f-11B'!$Q39)))","v":0},{"$f":"IF(A40>=(Title_RESULTS!$H$7+Title_RESULTS!$C$17),0,(SUM(B40:E40)))","v":3059.2620876099609},{"$f":"IF(A40>=(Title_RESULTS!$H$7+Title_RESULTS!$C$17),0,(+'Sheet6(p_6)'!$H40))","v":0},{"$f":"IF(A40>=(Title_RESULTS!$H$7+Title_RESULTS!$C$17),0,(+'Sheet6(p_6)'!$I40))","v":0},{"$f":"IF(A40>=(Title_RESULTS!$H$7+Title_RESULTS!$C$17),0,(+'f-11B'!$P39))","v":0},{"$f":"IF(A40>=(Title_RESULTS!$H$7+Title_RESULTS!$C$17),0,(SUM(G40:I40)))","v":0},{"$f":"IF(A40>=(Title_RESULTS!$H$7+Title_RESULTS!$C$17),0,(+F40-J40))","v":3059.2620876099609},{"$f":"IF(A39>=(Title_RESULTS!$H$7+Title_RESULTS!$C$17),0,(+$K40/((1+Title_RESULTS!$C$37)^('Sheet8(F_24)'!$A40-Title_RESULTS!$H$7))+L39))","v":5317.9086673150641}]
[]
["NOMINAL",{"$f":"SUM(B16:B41)","v":56459.092185607573},0,0,0,56459.092185607573,20647.858506603992,0,0,20647.858506603992,35811.233679003592]
[]
["NPV:",{"$f":"NPV(Title_RESULTS!$C$37,'Sheet8(F_24)'!B17:B41)+'Sheet8(F_24)'!B16","v":23970.450307182018},{"$f":"NPV(Title_RESULTS!$C$37,'Sheet8(F_24)'!C17:C41)+'Sheet8(F_24)'!C16","v":0},{"$f":"NPV(Title_RESULTS!$C$37,'Sheet8(F_24)'!D17:D41)+'Sheet8(F_24)'!D16","v":0},{"$f":"NPV(Title_RESULTS!$C$37,'Sheet8(F_24)'!E17:E41)+'Sheet8(F_24)'!E16","v":0},{"$f":"NPV(Title_RESULTS!$C$37,'Sheet8(F_24)'!F17:F41)+'Sheet8(F_24)'!F16","v":23970.450307182018},{"$f":"NPV(Title_RESULTS!$C$37,'Sheet8(F_24)'!G17:G41)+'Sheet8(F_24)'!G16","v":18652.541639866962},{"$f":"NPV(Title_RESULTS!$C$37,'Sheet8(F_24)'!H17:H41)+'Sheet8(F_24)'!H16","v":0},{"$f":"NPV(Title_RESULTS!$C$37,'Sheet8(F_24)'!I17:I41)+'Sheet8(F_24)'!I16","v":0},{"$f":"NPV(Title_RESULTS!$C$37,'Sheet8(F_24)'!J17:J41)+'Sheet8(F_24)'!J16","v":18652.541639866962},{"$f":"NPV(Title_RESULTS!$C$37,'Sheet8(F_24)'!K17:K41)+'Sheet8(F_24)'!K16","v":5317.9086673150578}]
[]
["In service year of gen unit:",null,null,{"$f":"+Title_RESULTS!H8","v":2023},null,{"$f":"+F44/J44","v":1.2851037016826081}]
["Discount rate:",null,null,{"$f":"+Title_RESULTS!C37","v":7.0800000000000002E-2}]

{"sheet":"Sheet9(F_25)","index":19,"n_rows":46,"n_cols":14,"rows_kept":46,"cut":false,"hidden":false,"merged":[]}
[null,null,null,null,null,"     RATE IMPACT TEST",null,null,null,null,null,null,null,"PSC FORM CE 2.5"]
[null,null,null,null,null,"  PROGRAM:",{"$f":"+Input!C3","v":"ENERGY STAR Certified Home"},null,null,null,null,null,null,"Page 1 of 1"]
[null,null,null,null,null,null,null,null,null,null,null,null,null,{"$f":"+Title_RESULTS!I4","v":"2019-05-14T07:55:39.620"}]
[]
[]
[]
[]
["(1)","(2)","(3)","(4)","(5)","(6)","(7)","(8)","(9)","(10)","(11)","(12)","(13)","(14)"]
[]
[null,null,null,null,null,null,null,"AVOIDED",null,null,null,null,"NET","CUMULATIVE"]
[null,"INCREASED","UTILITY",null,null,null,null,"GEN UNIT","AVOIDED",null,null,null,"BENEFITS","DISCOUNTED"]
[null,"SUPPLY","PROGRAM",null,"REVENUE","OTHER","TOTAL","UNIT & FUEL","T & D","REVENUE","OTHER","TOTAL","TO ALL","NET"]
[null,"COSTS","COSTS","INCENTIVES","LOSSES","COSTS","COSTS","BENEFITS","BENEFITS","GAINS","BENEFITS","BENEFITS","CUSTOMERS","BENEFIT"]
[]
["YEAR","$(000)","$(000)","$(000)","$(000)","$(000)","$(000)","$(000)","$(000)","$(000)","$(000)","$(000)","$(000)","$(000)"]
[{"$f":"+Title_RESULTS!H7","v":2020},{"$f":"IF(A16>=(Title_RESULTS!$H$7+Title_RESULTS!$C$17),0,(+'Sheet7(F_23)'!$B16))","v":0},{"$f":"IF(A16>=(Title_RESULTS!$H$7+Title_RESULTS!$C$17),0,(+'Sheet6(p_6)'!$D16))","v":0},{"$f":"IF(A16>=(Title_RESULTS!$H$7+Title_RESULTS!$C$17),0,(+'Sheet6(p_6)'!$G16))","v":0},{"$f":"+'Sheet6(p_6)'!M16","v":159.63480856815789},{"$f":"IF(A16>=(Title_RESULTS!$H$7+Title_RESULTS!$C$17),0,(+'f-11B'!$R15))","v":0},{"$f":"IF(A16>=(Title_RESULTS!$H$7+Title_RESULTS!$C$17),0,(SUM(B16:F16)))","v":159.63480856815789},{"$f":"IF(A16>=(Title_RESULTS!$H$7+Title_RESULTS!$C$17),0,(+'Sheet3(F_21)'!$J16+'Sheet4(F_22)'!$H16))","v":82.631191807773774},{"$f":"IF(A16>=(Title_RESULTS!$H$7+Title_RESULTS!$C$17),0,(+'Sheet4(F_22)'!$D16+'Sheet4(F_22)'!$G16))","v":0},{"$f":"IF(A16>=(Title_RESULTS!$H$7+Title_RESULTS!$C$17),0,(+'Sheet6(p_6)'!$R16))","v":0},{"$f":"IF(A16>=(Title_RESULTS!$H$7+Title_RESULTS!$C$17),0,(+'f-11B'!$S15))","v":0},{"$f":"IF(A16>=(Title_RESULTS!$H$7+Title_RESULTS!$C$17),0,(SUM(H16:K16)))","v":82.631191807773774},{"$f":"IF(A16>=(Title_RESULTS!$H$7+Title_RESULTS!$C$17),0,(+L16-G16))","v":-77.003616760384119},{"$f":"IF(A16>=(Title_RESULTS!$H$7+Title_RESULTS!$C$17),0,(+$M16/((1+Title_RESULTS!$C$37)^('Sheet9(F_25)'!$A16-Title_RESULTS!$H$7))))","v":-77.003616760384119}]
[{"$f":"+A16+1","v":2021},{"$f":"IF(A17>=(Title_RESULTS!$H$7+Title_RESULTS!$C$17),0,(+'Sheet7(F_23)'!$B17))","v":0},{"$f":"IF(A17>=(Title_RESULTS!$H$7+Title_RESULTS!$C$17),0,(+'Sheet6(p_6)'!$D17))","v":0},{"$f":"IF(A17>=(Title_RESULTS!$H$7+Title_RESULTS!$C$17),0,(+'Sheet6(p_6)'!$G17))","v":0},{"$f":"+'Sheet6(p_6)'!M17","v":483.69346996151842},{"$f":"IF(A17>=(Title_RESULTS!$H$7+Title_RESULTS!$C$17),0,(+'f-11B'!$R16))","v":0},{"$f":"IF(A17>=(Title_RESULTS!$H$7+Title_RESULTS!$C$17),0,(SUM(B17:F17)))","v":483.69346996151842},{"$f":"IF(A17>=(Title_RESULTS!$H$7+Title_RESULTS!$C$17),0,(+'Sheet3(F_21)'!$J17+'Sheet4(F_22)'!$H17))","v":245.87724547305947},{"$f":"IF(A17>=(Title_RESULTS!$H$7+Title_RESULTS!$C$17),0,(+'Sheet4(F_22)'!$D17+'Sheet4(F_22)'!$G17))","v":113.90150327731898},{"$f":"IF(A17>=(Title_RESULTS!$H$7+Title_RESULTS!$C$17),0,(+'Sheet6(p_6)'!$R17))","v":0},{"$f":"IF(A17>=(Title_RESULTS!$H$7+Title_RESULTS!$C$17),0,(+'f-11B'!$S16))","v":0},{"$f":"IF(A17>=(Title_RESULTS!$H$7+Title_RESULTS!$C$17),0,(SUM(H17:K17)))","v":359.77874875037844},{"$f":"IF(A17>=(Title_RESULTS!$H$7+Title_RESULTS!$C$17),0,(+L17-G17))","v":-123.91472121113998},{"$f":"(IF(A16>=(Title_RESULTS!$H$7+Title_RESULTS!$C$17),0,(+$M17/((1+Title_RESULTS!$C$37)^('Sheet9(F_25)'!$A17-Title_RESULTS!$H$7))+N16)))","v":-192.72524658027578}]
[{"$f":"+A17+1","v":2022},{"$f":"IF(A18>=(Title_RESULTS!$H$7+Title_RESULTS!$C$17),0,(+'Sheet7(F_23)'!$B18))","v":0},{"$f":"IF(A18>=(Title_RESULTS!$H$7+Title_RESULTS!$C$17),0,(+'Sheet6(p_6)'!$D18))","v":0},{"$f":"IF(A18>=(Title_RESULTS!$H$7+Title_RESULTS!$C$17),0,(+'Sheet6(p_6)'!$G18))","v":0},{"$f":"+'Sheet6(p_6)'!M18","v":814.21734110188925},{"$f":"IF(A18>=(Title_RESULTS!$H$7+Title_RESULTS!$C$17),0,(+'f-11B'!$R17))","v":0},{"$f":"IF(A18>=(Title_RESULTS!$H$7+Title_RESULTS!$C$17),0,(SUM(B18:F18)))","v":814.21734110188925},{"$f":"IF(A18>=(Title_RESULTS!$H$7+Title_RESULTS!$C$17),0,(+'Sheet3(F_21)'!$J18+'Sheet4(F_22)'!$H18))","v":422.93629080973858},{"$f":"IF(A18>=(Title_RESULTS!$H$7+Title_RESULTS!$C$17),0,(+'Sheet4(F_22)'!$D18+'Sheet4(F_22)'!$G18))","v":116.63513935597463},{"$f":"IF(A18>=(Title_RESULTS!$H$7+Title_RESULTS!$C$17),0,(+'Sheet6(p_6)'!$R18))","v":0},{"$f":"IF(A18>=(Title_RESULTS!$H$7+Title_RESULTS!$C$17),0,(+'f-11B'!$S17))","v":0},{"$f":"IF(A18>=(Title_RESULTS!$H$7+Title_RESULTS!$C$17),0,(SUM(H18:K18)))","v":539.5714301657132},{"$f":"IF(A18>=(Title_RESULTS!$H$7+Title_RESULTS!$C$17),0,(+L18-G18))","v":-274.64591093617605},{"$f":"(IF(A17>=(Title_RESULTS!$H$7+Title_RESULTS!$C$17),0,(+$M18/((1+Title_RESULTS!$C$37)^('Sheet9(F_25)'!$A18-Title_RESULTS!$H$7))+N17)))","v":-432.2533150447714}]
[{"$f":"+A18+1","v":2023},{"$f":"IF(A19>=(Title_RESULTS!$H$7+Title_RESULTS!$C$17),0,(+'Sheet7(F_23)'!$B19))","v":0},{"$f":"IF(A19>=(Title_RESULTS!$H$7+Title_RESULTS!$C$17),0,(+'Sheet6(p_6)'!$D19))","v":0},{"$f":"IF(A19>=(Title_RESULTS!$H$7+Title_RESULTS!$C$17),0,(+'Sheet6(p_6)'!$G19))","v":0},{"$f":"+'Sheet6(p_6)'!M19","v":1151.3033203180712},{"$f":"IF(A19>=(Title_RESULTS!$H$7+Title_RESULTS!$C$17),0,(+'f-11B'!$R18))","v":0},{"$f":"IF(A19>=(Title_RESULTS!$H$7+Title_RESULTS!$C$17),0,(SUM(B19:F19)))","v":1151.3033203180712},{"$f":"IF(A19>=(Title_RESULTS!$H$7+Title_RESULTS!$C$17),0,(+'Sheet3(F_21)'!$J19+'Sheet4(F_22)'!$H19))","v":1396.0603531381084},{"$f":"IF(A19>=(Title_RESULTS!$H$7+Title_RESULTS!$C$17),0,(+'Sheet4(F_22)'!$D19+'Sheet4(F_22)'!$G19))","v":249.22914488084103},{"$f":"IF(A19>=(Title_RESULTS!$H$7+Title_RESULTS!$C$17),0,(+'Sheet6(p_6)'!$R19))","v":0},{"$f":"IF(A19>=(Title_RESULTS!$H$7+Title_RESULTS!$C$17),0,(+'f-11B'!$S18))","v":0},{"$f":"IF(A19>=(Title_RESULTS!$H$7+Title_RESULTS!$C$17),0,(SUM(H19:K19)))","v":1645.2894980189494},{"$f":"IF(A19>=(Title_RESULTS!$H$7+Title_RESULTS!$C$17),0,(+L19-G19))","v":493.98617770087822},{"$f":"(IF(A18>=(Title_RESULTS!$H$7+Title_RESULTS!$C$17),0,(+$M19/((1+Title_RESULTS!$C$37)^('Sheet9(F_25)'!$A19-Title_RESULTS!$H$7))+N18)))","v":-29.916559444614279}]
[2024,{"$f":"IF(A20>=(Title_RESULTS!$H$7+Title_RESULTS!$C$17),0,(+'Sheet7(F_23)'!$B20))","v":0},{"$f":"IF(A20>=(Title_RESULTS!$H$7+Title_RESULTS!$C$17),0,(+'Sheet6(p_6)'!$D20))","v":0},{"$f":"IF(A20>=(Title_RESULTS!$H$7+Title_RESULTS!$C$17),0,(+'Sheet6(p_6)'!$G20))","v":0},{"$f":"+'Sheet6(p_6)'!M20","v":1328.9329754528596},{"$f":"IF(A20>=(Title_RESULTS!$H$7+Title_RESULTS!$C$17),0,(+'f-11B'!$R19))","v":0},{"$f":"IF(A20>=(Title_RESULTS!$H$7+Title_RESULTS!$C$17),0,(SUM(B20:F20)))","v":1328.9329754528596},{"$f":"IF(A20>=(Title_RESULTS!$H$7+Title_RESULTS!$C$17),0,(+'Sheet3(F_21)'!$J20+'Sheet4(F_22)'!$H20))","v":1497.3444788744555},{"$f":"IF(A20>=(Title_RESULTS!$H$7+Title_RESULTS!$C$17),0,(+'Sheet4(F_22)'!$D20+'Sheet4(F_22)'!$G20))","v":248.26274577938472},{"$f":"IF(A20>=(Title_RESULTS!$H$7+Title_RESULTS!$C$17),0,(+'Sheet6(p_6)'!$R20))","v":0},{"$f":"IF(A20>=(Title_RESULTS!$H$7+Title_RESULTS!$C$17),0,(+'f-11B'!$S19))","v":0},{"$f":"IF(A20>=(Title_RESULTS!$H$7+Title_RESULTS!$C$17),0,(SUM(H20:K20)))","v":1745.6072246538401},{"$f":"IF(A20>=(Title_RESULTS!$H$7+Title_RESULTS!$C$17),0,(+L20-G20))","v":416.67424920098051},{"$f":"(IF(A19>=(Title_RESULTS!$H$7+Title_RESULTS!$C$17),0,(+$M20/((1+Title_RESULTS!$C$37)^('Sheet9(F_25)'!$A20-Title_RESULTS!$H$7))+N19)))","v":287.01333900631647}]
[2025,{"$f":"IF(A21>=(Title_RESULTS!$H$7+Title_RESULTS!$C$17),0,(+'Sheet7(F_23)'!$B21))","v":0},{"$f":"IF(A21>=(Title_RESULTS!$H$7+Title_RESULTS!$C$17),0,(+'Sheet6(p_6)'!$D21))","v":0},{"$f":"IF(A21>=(Title_RESULTS!$H$7+Title_RESULTS!$C$17),0,(+'Sheet6(p_6)'!$G21))","v":0},{"$f":"+'Sheet6(p_6)'!M21","v":1342.2223052073882},{"$f":"IF(A21>=(Title_RESULTS!$H$7+Title_RESULTS!$C$17),0,(+'f-11B'!$R20))","v":0},{"$f":"IF(A21>=(Title_RESULTS!$H$7+Title_RESULTS!$C$17),0,(SUM(B21:F21)))","v":1342.2223052073882},{"$f":"IF(A21>=(Title_RESULTS!$H$7+Title_RESULTS!$C$17),0,(+'Sheet3(F_21)'!$J21+'Sheet4(F_22)'!$H21))","v":1536.0801773477633},{"$f":"IF(A21>=(Title_RESULTS!$H$7+Title_RESULTS!$C$17),0,(+'Sheet4(F_22)'!$D21+'Sheet4(F_22)'!$G21))","v":246.96655510972576},{"$f":"IF(A21>=(Title_RESULTS!$H$7+Title_RESULTS!$C$17),0,(+'Sheet6(p_6)'!$R21))","v":0},{"$f":"IF(A21>=(Title_RESULTS!$H$7+Title_RESULTS!$C$17),0,(+'f-11B'!$S20))","v":0},{"$f":"IF(A21>=(Title_RESULTS!$H$7+Title_RESULTS!$C$17),0,(SUM(H21:K21)))","v":1783.046732457489},{"$f":"IF(A21>=(Title_RESULTS!$H$7+Title_RESULTS!$C$17),0,(+L21-G21))","v":440.82442725010083},{"$f":"(IF(A20>=(Title_RESULTS!$H$7+Title_RESULTS!$C$17),0,(+$M21/((1+Title_RESULTS!$C$37)^('Sheet9(F_25)'!$A21-Title_RESULTS!$H$7))+N20)))","v":600.14273433068183}]
[2026,{"$f":"IF(A22>=(Title_RESULTS!$H$7+Title_RESULTS!$C$17),0,(+'Sheet7(F_23)'!$B22))","v":0},{"$f":"IF(A22>=(Title_RESULTS!$H$7+Title_RESULTS!$C$17),0,(+'Sheet6(p_6)'!$D22))","v":0},{"$f":"IF(A22>=(Title_RESULTS!$H$7+Title_RESULTS!$C$17),0,(+'Sheet6(p_6)'!$G22))","v":0},{"$f":"+'Sheet6(p_6)'!M22","v":1355.6445282594623},{"$f":"IF(A22>=(Title_RESULTS!$H$7+Title_RESULTS!$C$17),0,(+'f-11B'!$R21))","v":0},{"$f":"IF(A22>=(Title_RESULTS!$H$7+Title_RESULTS!$C$17),0,(SUM(B22:F22)))","v":1355.6445282594623},{"$f":"IF(A22>=(Title_RESULTS!$H$7+Title_RESULTS!$C$17),0,(+'Sheet3(F_21)'!$J22+'Sheet4(F_22)'!$H22))","v":1548.898899273242},{"$f":"IF(A22>=(Title_RESULTS!$H$7+Title_RESULTS!$C$17),0,(+'Sheet4(F_22)'!$D22+'Sheet4(F_22)'!$G22))","v":245.94347092220079},{"$f":"IF(A22>=(Title_RESULTS!$H$7+Title_RESULTS!$C$17),0,(+'Sheet6(p_6)'!$R22))","v":0},{"$f":"IF(A22>=(Title_RESULTS!$H$7+Title_RESULTS!$C$17),0,(+'f-11B'!$S21))","v":0},{"$f":"IF(A22>=(Title_RESULTS!$H$7+Title_RESULTS!$C$17),0,(SUM(H22:K22)))","v":1794.8423701954428},{"$f":"IF(A22>=(Title_RESULTS!$H$7+Title_RESULTS!$C$17),0,(+L22-G22))","v":439.19784193598048},{"$f":"(IF(A21>=(Title_RESULTS!$H$7+Title_RESULTS!$C$17),0,(+$M22/((1+Title_RESULTS!$C$37)^('Sheet9(F_25)'!$A22-Title_RESULTS!$H$7))+N21)))","v":891.48938003306682}]
[2027,{"$f":"IF(A23>=(Title_RESULTS!$H$7+Title_RESULTS!$C$17),0,(+'Sheet7(F_23)'!$B23))","v":0},{"$f":"IF(A23>=(Title_RESULTS!$H$7+Title_RESULTS!$C$17),0,(+'Sheet6(p_6)'!$D23))","v":0},{"$f":"IF(A23>=(Title_RESULTS!$H$7+Title_RESULTS!$C$17),0,(+'Sheet6(p_6)'!$G23))","v":0},{"$f":"+'Sheet6(p_6)'!M23","v":1369.2009735420565},{"$f":"IF(A23>=(Title_RESULTS!$H$7+Title_RESULTS!$C$17),0,(+'f-11B'!$R22))","v":0},{"$f":"IF(A23>=(Title_RESULTS!$H$7+Title_RESULTS!$C$17),0,(SUM(B23:F23)))","v":1369.2009735420565},{"$f":"IF(A23>=(Title_RESULTS!$H$7+Title_RESULTS!$C$17),0,(+'Sheet3(F_21)'!$J23+'Sheet4(F_22)'!$H23))","v":1585.8273038653065},{"$f":"IF(A23>=(Title_RESULTS!$H$7+Title_RESULTS!$C$17),0,(+'Sheet4(F_22)'!$D23+'Sheet4(F_22)'!$G23))","v":245.17486164265767},{"$f":"IF(A23>=(Title_RESULTS!$H$7+Title_RESULTS!$C$17),0,(+'Sheet6(p_6)'!$R23))","v":0},{"$f":"IF(A23>=(Title_RESULTS!$H$7+Title_RESULTS!$C$17),0,(+'f-11B'!$S22))","v":0},{"$f":"IF(A23>=(Title_RESULTS!$H$7+Title_RESULTS!$C$17),0,(SUM(H23:K23)))","v":1831.002165507964},{"$f":"IF(A23>=(Title_RESULTS!$H$7+Title_RESULTS!$C$17),0,(+L23-G23))","v":461.80119196590749},{"$f":"(IF(A22>=(Title_RESULTS!$H$7+Title_RESULTS!$C$17),0,(+$M23/((1+Title_RESULTS!$C$37)^('Sheet9(F_25)'!$A23-Title_RESULTS!$H$7))+N22)))","v":1177.5753183755962}]
[2028,{"$f":"IF(A24>=(Title_RESULTS!$H$7+Title_RESULTS!$C$17),0,(+'Sheet7(F_23)'!$B24))","v":0},{"$f":"IF(A24>=(Title_RESULTS!$H$7+Title_RESULTS!$C$17),0,(+'Sheet6(p_6)'!$D24))","v":0},{"$f":"IF(A24>=(Title_RESULTS!$H$7+Title_RESULTS!$C$17),0,(+'Sheet6(p_6)'!$G24))","v":0},{"$f":"+'Sheet6(p_6)'!M24","v":1382.8929832774775},{"$f":"IF(A24>=(Title_RESULTS!$H$7+Title_RESULTS!$C$17),0,(+'f-11B'!$R23))","v":0},{"$f":"IF(A24>=(Title_RESULTS!$H$7+Title_RESULTS!$C$17),0,(SUM(B24:F24)))","v":1382.8929832774775},{"$f":"IF(A24>=(Title_RESULTS!$H$7+Title_RESULTS!$C$17),0,(+'Sheet3(F_21)'!$J24+'Sheet4(F_22)'!$H24))","v":1659.1009813439932},{"$f":"IF(A24>=(Title_RESULTS!$H$7+Title_RESULTS!$C$17),0,(+'Sheet4(F_22)'!$D24+'Sheet4(F_22)'!$G24))","v":244.64438182706562},{"$f":"IF(A24>=(Title_RESULTS!$H$7+Title_RESULTS!$C$17),0,(+'Sheet6(p_6)'!$R24))","v":0},{"$f":"IF(A24>=(Title_RESULTS!$H$7+Title_RESULTS!$C$17),0,(+'f-11B'!$S23))","v":0},{"$f":"IF(A24>=(Title_RESULTS!$H$7+Title_RESULTS!$C$17),0,(SUM(H24:K24)))","v":1903.7453631710589},{"$f":"IF(A24>=(Title_RESULTS!$H$7+Title_RESULTS!$C$17),0,(+L24-G24))","v":520.85237989358143},{"$f":"(IF(A23>=(Title_RESULTS!$H$7+Title_RESULTS!$C$17),0,(+$M24/((1+Title_RESULTS!$C$37)^('Sheet9(F_25)'!$A24-Title_RESULTS!$H$7))+N23)))","v":1478.9090520705849}]
[2029,{"$f":"IF(A25>=(Title_RESULTS!$H$7+Title_RESULTS!$C$17),0,(+'Sheet7(F_23)'!$B25))","v":0},{"$f":"IF(A25>=(Title_RESULTS!$H$7+Title_RESULTS!$C$17),0,(+'Sheet6(p_6)'!$D25))","v":0},{"$f":"IF(A25>=(Title_RESULTS!$H$7+Title_RESULTS!$C$17),0,(+'Sheet6(p_6)'!$G25))","v":0},{"$f":"+'Sheet6(p_6)'!M25","v":1396.7219131102524},{"$f":"IF(A25>=(Title_RESULTS!$H$7+Title_RESULTS!$C$17),0,(+'f-11B'!$R24))","v":0},{"$f":"IF(A25>=(Title_RESULTS!$H$7+Title_RESULTS!$C$17),0,(SUM(B25:F25)))","v":1396.7219131102524},{"$f":"IF(A25>=(Title_RESULTS!$H$7+Title_RESULTS!$C$17),0,(+'Sheet3(F_21)'!$J25+'Sheet4(F_22)'!$H25))","v":1715.2321428262696},{"$f":"IF(A25>=(Title_RESULTS!$H$7+Title_RESULTS!$C$17),0,(+'Sheet4(F_22)'!$D25+'Sheet4(F_22)'!$G25))","v":244.30417755293837},{"$f":"IF(A25>=(Title_RESULTS!$H$7+Title_RESULTS!$C$17),0,(+'Sheet6(p_6)'!$R25))","v":0},{"$f":"IF(A25>=(Title_RESULTS!$H$7+Title_RESULTS!$C$17),0,(+'f-11B'!$S24))","v":0},{"$f":"IF(A25>=(Title_RESULTS!$H$7+Title_RESULTS!$C$17),0,(SUM(H25:K25)))","v":1959.5363203792081},{"$f":"IF(A25>=(Title_RESULTS!$H$7+Title_RESULTS!$C$17),0,(+L25-G25))","v":562.81440726895562},{"$f":"(IF(A24>=(Title_RESULTS!$H$7+Title_RESULTS!$C$17),0,(+$M25/((1+Title_RESULTS!$C$37)^('Sheet9(F_25)'!$A25-Title_RESULTS!$H$7))+N24)))","v":1782.9905133380425}]
[2030,{"$f":"IF(A26>=(Title_RESULTS!$H$7+Title_RESULTS!$C$17),0,(+'Sheet7(F_23)'!$B26))","v":0},{"$f":"IF(A26>=(Title_RESULTS!$H$7+Title_RESULTS!$C$17),0,(+'Sheet6(p_6)'!$D26))","v":0},{"$f":"IF(A26>=(Title_RESULTS!$H$7+Title_RESULTS!$C$17),0,(+'Sheet6(p_6)'!$G26))","v":0},{"$f":"+'Sheet6(p_6)'!M26","v":1410.6891322413549},{"$f":"IF(A26>=(Title_RESULTS!$H$7+Title_RESULTS!$C$17),0,(+'f-11B'!$R25))","v":0},{"$f":"IF(A26>=(Title_RESULTS!$H$7+Title_RESULTS!$C$17),0,(SUM(B26:F26)))","v":1410.6891322413549},{"$f":"IF(A26>=(Title_RESULTS!$H$7+Title_RESULTS!$C$17),0,(+'Sheet3(F_21)'!$J26+'Sheet4(F_22)'!$H26))","v":1815.489299526022},{"$f":"IF(A26>=(Title_RESULTS!$H$7+Title_RESULTS!$C$17),0,(+'Sheet4(F_22)'!$D26+'Sheet4(F_22)'!$G26))","v":244.07814346933208},{"$f":"IF(A26>=(Title_RESULTS!$H$7+Title_RESULTS!$C$17),0,(+'Sheet6(p_6)'!$R26))","v":0},{"$f":"IF(A26>=(Title_RESULTS!$H$7+Title_RESULTS!$C$17),0,(+'f-11B'!$S25))","v":0},{"$f":"IF(A26>=(Title_RESULTS!$H$7+Title_RESULTS!$C$17),0,(SUM(H26:K26)))","v":2059.5674429953542},{"$f":"IF(A26>=(Title_RESULTS!$H$7+Title_RESULTS!$C$17),0,(+L26-G26))","v":648.87831075399936},{"$f":"(IF(A25>=(Title_RESULTS!$H$7+Title_RESULTS!$C$17),0,(+$M26/((1+Title_RESULTS!$C$37)^('Sheet9(F_25)'!$A26-Title_RESULTS!$H$7))+N25)))","v":2110.391235208474}]
[2031,{"$f":"IF(A27>=(Title_RESULTS!$H$7+Title_RESULTS!$C$17),0,(+'Sheet7(F_23)'!$B27))","v":0},{"$f":"IF(A27>=(Title_RESULTS!$H$7+Title_RESULTS!$C$17),0,(+'Sheet6(p_6)'!$D27))","v":0},{"$f":"IF(A27>=(Title_RESULTS!$H$7+Title_RESULTS!$C$17),0,(+'Sheet6(p_6)'!$G27))","v":0},{"$f":"+'Sheet6(p_6)'!M27","v":1424.7960235637681},{"$f":"IF(A27>=(Title_RESULTS!$H$7+Title_RESULTS!$C$17),0,(+'f-11B'!$R26))","v":0},{"$f":"IF(A27>=(Title_RESULTS!$H$7+Title_RESULTS!$C$17),0,(SUM(B27:F27)))","v":1424.7960235637681},{"$f":"IF(A27>=(Title_RESULTS!$H$7+Title_RESULTS!$C$17),0,(+'Sheet3(F_21)'!$J27+'Sheet4(F_22)'!$H27))","v":1804.7811928184815},{"$f":"IF(A27>=(Title_RESULTS!$H$7+Title_RESULTS!$C$17),0,(+'Sheet4(F_22)'!$D27+'Sheet4(F_22)'!$G27))","v":243.93142370341178},{"$f":"IF(A27>=(Title_RESULTS!$H$7+Title_RESULTS!$C$17),0,(+'Sheet6(p_6)'!$R27))","v":0},{"$f":"IF(A27>=(Title_RESULTS!$H$7+Title_RESULTS!$C$17),0,(+'f-11B'!$S26))","v":0},{"$f":"IF(A27>=(Title_RESULTS!$H$7+Title_RESULTS!$C$17),0,(SUM(H27:K27)))","v":2048.7126165218933},{"$f":"IF(A27>=(Title_RESULTS!$H$7+Title_RESULTS!$C$17),0,(+L27-G27))","v":623.91659295812519},{"$f":"(IF(A26>=(Title_RESULTS!$H$7+Title_RESULTS!$C$17),0,(+$M27/((1+Title_RESULTS!$C$37)^('Sheet9(F_25)'!$A27-Title_RESULTS!$H$7))+N26)))","v":2404.382582228116}]
[2032,{"$f":"IF(A28>=(Title_RESULTS!$H$7+Title_RESULTS!$C$17),0,(+'Sheet7(F_23)'!$B28))","v":0},{"$f":"IF(A28>=(Title_RESULTS!$H$7+Title_RESULTS!$C$17),0,(+'Sheet6(p_6)'!$D28))","v":0},{"$f":"IF(A28>=(Title_RESULTS!$H$7+Title_RESULTS!$C$17),0,(+'Sheet6(p_6)'!$G28))","v":0},{"$f":"+'Sheet6(p_6)'!M28","v":1439.0439837994059},{"$f":"IF(A28>=(Title_RESULTS!$H$7+Title_RESULTS!$C$17),0,(+'f-11B'!$R27))","v":0},{"$f":"IF(A28>=(Title_RESULTS!$H$7+Title_RESULTS!$C$17),0,(SUM(B28:F28)))","v":1439.0439837994059},{"$f":"IF(A28>=(Title_RESULTS!$H$7+Title_RESULTS!$C$17),0,(+'Sheet3(F_21)'!$J28+'Sheet4(F_22)'!$H28))","v":1894.817326487582},{"$f":"IF(A28>=(Title_RESULTS!$H$7+Title_RESULTS!$C$17),0,(+'Sheet4(F_22)'!$D28+'Sheet4(F_22)'!$G28))","v":243.86592179880193},{"$f":"IF(A28>=(Title_RESULTS!$H$7+Title_RESULTS!$C$17),0,(+'Sheet6(p_6)'!$R28))","v":0},{"$f":"IF(A28>=(Title_RESULTS!$H$7+Title_RESULTS!$C$17),0,(+'f-11B'!$S27))","v":0},{"$f":"IF(A28>=(Title_RESULTS!$H$7+Title_RESULTS!$C$17),0,(SUM(H28:K28)))","v":2138.6832482863838},{"$f":"IF(A28>=(Title_RESULTS!$H$7+Title_RESULTS!$C$17),0,(+L28-G28))","v":699.63926448697794},{"$f":"(IF(A27>=(Title_RESULTS!$H$7+Title_RESULTS!$C$17),0,(+$M28/((1+Title_RESULTS!$C$37)^('Sheet9(F_25)'!$A28-Title_RESULTS!$H$7))+N27)))","v":2712.2571565466856}]
[2033,{"$f":"IF(A29>=(Title_RESULTS!$H$7+Title_RESULTS!$C$17),0,(+'Sheet7(F_23)'!$B29))","v":0},{"$f":"IF(A29>=(Title_RESULTS!$H$7+Title_RESULTS!$C$17),0,(+'Sheet6(p_6)'!$D29))","v":0},{"$f":"IF(A29>=(Title_RESULTS!$H$7+Title_RESULTS!$C$17),0,(+'Sheet6(p_6)'!$G29))","v":0},{"$f":"+'Sheet6(p_6)'!M29","v":1453.4344236374},{"$f":"IF(A29>=(Title_RESULTS!$H$7+Title_RESULTS!$C$17),0,(+'f-11B'!$R28))","v":0},{"$f":"IF(A29>=(Title_RESULTS!$H$7+Title_RESULTS!$C$17),0,(SUM(B29:F29)))","v":1453.4344236374},{"$f":"IF(A29>=(Title_RESULTS!$H$7+Title_RESULTS!$C$17),0,(+'Sheet3(F_21)'!$J29+'Sheet4(F_22)'!$H29))","v":1972.6373846183587},{"$f":"IF(A29>=(Title_RESULTS!$H$7+Title_RESULTS!$C$17),0,(+'Sheet4(F_22)'!$D29+'Sheet4(F_22)'!$G29))","v":243.88358698417403},{"$f":"IF(A29>=(Title_RESULTS!$H$7+Title_RESULTS!$C$17),0,(+'Sheet6(p_6)'!$R29))","v":0},{"$f":"IF(A29>=(Title_RESULTS!$H$7+Title_RESULTS!$C$17),0,(+'f-11B'!$S28))","v":0},{"$f":"IF(A29>=(Title_RESULTS!$H$7+Title_RESULTS!$C$17),0,(SUM(H29:K29)))","v":2216.5209716025329},{"$f":"IF(A29>=(Title_RESULTS!$H$7+Title_RESULTS!$C$17),0,(+L29-G29))","v":763.08654796513292},{"$f":"(IF(A28>=(Title_RESULTS!$H$7+Title_RESULTS!$C$17),0,(+$M29/((1+Title_RESULTS!$C$37)^('Sheet9(F_25)'!$A29-Title_RESULTS!$H$7))+N28)))","v":3025.8492360168757}]
[2034,{"$f":"IF(A30>=(Title_RESULTS!$H$7+Title_RESULTS!$C$17),0,(+'Sheet7(F_23)'!$B30))","v":0},{"$f":"IF(A30>=(Title_RESULTS!$H$7+Title_RESULTS!$C$17),0,(+'Sheet6(p_6)'!$D30))","v":0},{"$f":"IF(A30>=(Title_RESULTS!$H$7+Title_RESULTS!$C$17),0,(+'Sheet6(p_6)'!$G30))","v":0},{"$f":"+'Sheet6(p_6)'!M30","v":1467.9687678737744},{"$f":"IF(A30>=(Title_RESULTS!$H$7+Title_RESULTS!$C$17),0,(+'f-11B'!$R29))","v":0},{"$f":"IF(A30>=(Title_RESULTS!$H$7+Title_RESULTS!$C$17),0,(SUM(B30:F30)))","v":1467.9687678737744},{"$f":"IF(A30>=(Title_RESULTS!$H$7+Title_RESULTS!$C$17),0,(+'Sheet3(F_21)'!$J30+'Sheet4(F_22)'!$H30))","v":2017.5304763358479},{"$f":"IF(A30>=(Title_RESULTS!$H$7+Title_RESULTS!$C$17),0,(+'Sheet4(F_22)'!$D30+'Sheet4(F_22)'!$G30))","v":243.9864152696876},{"$f":"IF(A30>=(Title_RESULTS!$H$7+Title_RESULTS!$C$17),0,(+'Sheet6(p_6)'!$R30))","v":0},{"$f":"IF(A30>=(Title_RESULTS!$H$7+Title_RESULTS!$C$17),0,(+'f-11B'!$S29))","v":0},{"$f":"IF(A30>=(Title_RESULTS!$H$7+Title_RESULTS!$C$17),0,(SUM(H30:K30)))","v":2261.5168916055354},{"$f":"IF(A30>=(Title_RESULTS!$H$7+Title_RESULTS!$C$17),0,(+L30-G30))","v":793.54812373176105},{"$f":"(IF(A29>=(Title_RESULTS!$H$7+Title_RESULTS!$C$17),0,(+$M30/((1+Title_RESULTS!$C$37)^('Sheet9(F_25)'!$A30-Title_RESULTS!$H$7))+N29)))","v":3330.3975460654447}]
[2035,{"$f":"IF(A31>=(Title_RESULTS!$H$7+Title_RESULTS!$C$17),0,(+'Sheet7(F_23)'!$B31))","v":0},{"$f":"IF(A31>=(Title_RESULTS!$H$7+Title_RESULTS!$C$17),0,(+'Sheet6(p_6)'!$D31))","v":0},{"$f":"IF(A31>=(Title_RESULTS!$H$7+Title_RESULTS!$C$17),0,(+'Sheet6(p_6)'!$G31))","v":0},{"$f":"+'Sheet6(p_6)'!M31","v":1482.6484555525117},{"$f":"IF(A31>=(Title_RESULTS!$H$7+Title_RESULTS!$C$17),0,(+'f-11B'!$R30))","v":0},{"$f":"IF(A31>=(Title_RESULTS!$H$7+Title_RESULTS!$C$17),0,(SUM(B31:F31)))","v":1482.6484555525117},{"$f":"IF(A31>=(Title_RESULTS!$H$7+Title_RESULTS!$C$17),0,(+'Sheet3(F_21)'!$J31+'Sheet4(F_22)'!$H31))","v":2149.5497786513224},{"$f":"IF(A31>=(Title_RESULTS!$H$7+Title_RESULTS!$C$17),0,(+'Sheet4(F_22)'!$D31+'Sheet4(F_22)'!$G31))","v":244.17645056974604},{"$f":"IF(A31>=(Title_RESULTS!$H$7+Title_RESULTS!$C$17),0,(+'Sheet6(p_6)'!$R31))","v":0},{"$f":"IF(A31>=(Title_RESULTS!$H$7+Title_RESULTS!$C$17),0,(+'f-11B'!$S30))","v":0},{"$f":"IF(A31>=(Title_RESULTS!$H$7+Title_RESULTS!$C$17),0,(SUM(H31:K31)))","v":2393.7262292210685},{"$f":"IF(A31>=(Title_RESULTS!$H$7+Title_RESULTS!$C$17),0,(+L31-G31))","v":911.0777736685568},{"$f":"(IF(A30>=(Title_RESULTS!$H$7+Title_RESULTS!$C$17),0,(+$M31/((1+Title_RESULTS!$C$37)^('Sheet9(F_25)'!$A31-Title_RESULTS!$H$7))+N30)))","v":3656.9327533789283}]
[2036,{"$f":"IF(A32>=(Title_RESULTS!$H$7+Title_RESULTS!$C$17),0,(+'Sheet7(F_23)'!$B32))","v":0},{"$f":"IF(A32>=(Title_RESULTS!$H$7+Title_RESULTS!$C$17),0,(+'Sheet6(p_6)'!$D32))","v":0},{"$f":"IF(A32>=(Title_RESULTS!$H$7+Title_RESULTS!$C$17),0,(+'Sheet6(p_6)'!$G32))","v":0},{"$f":"+'Sheet6(p_6)'!M32","v":1497.4749401080371},{"$f":"IF(A32>=(Title_RESULTS!$H$7+Title_RESULTS!$C$17),0,(+'f-11B'!$R31))","v":0},{"$f":"IF(A32>=(Title_RESULTS!$H$7+Title_RESULTS!$C$17),0,(SUM(B32:F32)))","v":1497.4749401080371},{"$f":"IF(A32>=(Title_RESULTS!$H$7+Title_RESULTS!$C$17),0,(+'Sheet3(F_21)'!$J32+'Sheet4(F_22)'!$H32))","v":2128.5808146522045},{"$f":"IF(A32>=(Title_RESULTS!$H$7+Title_RESULTS!$C$17),0,(+'Sheet4(F_22)'!$D32+'Sheet4(F_22)'!$G32))","v":244.45578585269845},{"$f":"IF(A32>=(Title_RESULTS!$H$7+Title_RESULTS!$C$17),0,(+'Sheet6(p_6)'!$R32))","v":0},{"$f":"IF(A32>=(Title_RESULTS!$H$7+Title_RESULTS!$C$17),0,(+'f-11B'!$S31))","v":0},{"$f":"IF(A32>=(Title_RESULTS!$H$7+Title_RESULTS!$C$17),0,(SUM(H32:K32)))","v":2373.0366005049027},{"$f":"IF(A32>=(Title_RESULTS!$H$7+Title_RESULTS!$C$17),0,(+L32-G32))","v":875.56166039686559},{"$f":"(IF(A31>=(Title_RESULTS!$H$7+Title_RESULTS!$C$17),0,(+$M32/((1+Title_RESULTS!$C$37)^('Sheet9(F_25)'!$A32-Title_RESULTS!$H$7))+N31)))","v":3949.9903178233762}]
[2037,{"$f":"IF(A33>=(Title_RESULTS!$H$7+Title_RESULTS!$C$17),0,(+'Sheet7(F_23)'!$B33))","v":0},{"$f":"IF(A33>=(Title_RESULTS!$H$7+Title_RESULTS!$C$17),0,(+'Sheet6(p_6)'!$D33))","v":0},{"$f":"IF(A33>=(Title_RESULTS!$H$7+Title_RESULTS!$C$17),0,(+'Sheet6(p_6)'!$G33))","v":0},{"$f":"+'Sheet6(p_6)'!M33","v":1512.4496895091177},{"$f":"IF(A33>=(Title_RESULTS!$H$7+Title_RESULTS!$C$17),0,(+'f-11B'!$R32))","v":0},{"$f":"IF(A33>=(Title_RESULTS!$H$7+Title_RESULTS!$C$17),0,(SUM(B33:F33)))","v":1512.4496895091177},{"$f":"IF(A33>=(Title_RESULTS!$H$7+Title_RESULTS!$C$17),0,(+'Sheet3(F_21)'!$J33+'Sheet4(F_22)'!$H33))","v":2217.2242282140587},{"$f":"IF(A33>=(Title_RESULTS!$H$7+Title_RESULTS!$C$17),0,(+'Sheet4(F_22)'!$D33+'Sheet4(F_22)'!$G33))","v":244.8265643181343},{"$f":"IF(A33>=(Title_RESULTS!$H$7+Title_RESULTS!$C$17),0,(+'Sheet6(p_6)'!$R33))","v":0},{"$f":"IF(A33>=(Title_RESULTS!$H$7+Title_RESULTS!$C$17),0,(+'f-11B'!$S32))","v":0},{"$f":"IF(A33>=(Title_RESULTS!$H$7+Title_RESULTS!$C$17),0,(SUM(H33:K33)))","v":2462.0507925321931},{"$f":"IF(A33>=(Title_RESULTS!$H$7+Title_RESULTS!$C$17),0,(+L33-G33))","v":949.60110302307544},{"$f":"(IF(A32>=(Title_RESULTS!$H$7+Title_RESULTS!$C$17),0,(+$M33/((1+Title_RESULTS!$C$37)^('Sheet9(F_25)'!$A33-Title_RESULTS!$H$7))+N32)))","v":4246.8143412766403}]
[2038,{"$f":"IF(A34>=(Title_RESULTS!$H$7+Title_RESULTS!$C$17),0,(+'Sheet7(F_23)'!$B34))","v":0},{"$f":"IF(A34>=(Title_RESULTS!$H$7+Title_RESULTS!$C$17),0,(+'Sheet6(p_6)'!$D34))","v":0},{"$f":"IF(A34>=(Title_RESULTS!$H$7+Title_RESULTS!$C$17),0,(+'Sheet6(p_6)'!$G34))","v":0},{"$f":"+'Sheet6(p_6)'!M34","v":1527.5741864042088},{"$f":"IF(A34>=(Title_RESULTS!$H$7+Title_RESULTS!$C$17),0,(+'f-11B'!$R33))","v":0},{"$f":"IF(A34>=(Title_RESULTS!$H$7+Title_RESULTS!$C$17),0,(SUM(B34:F34)))","v":1527.5741864042088},{"$f":"IF(A34>=(Title_RESULTS!$H$7+Title_RESULTS!$C$17),0,(+'Sheet3(F_21)'!$J34+'Sheet4(F_22)'!$H34))","v":2224.1050944730218},{"$f":"IF(A34>=(Title_RESULTS!$H$7+Title_RESULTS!$C$17),0,(+'Sheet4(F_22)'!$D34+'Sheet4(F_22)'!$G34))","v":245.6225365986586},{"$f":"IF(A34>=(Title_RESULTS!$H$7+Title_RESULTS!$C$17),0,(+'Sheet6(p_6)'!$R34))","v":0},{"$f":"IF(A34>=(Title_RESULTS!$H$7+Title_RESULTS!$C$17),0,(+'f-11B'!$S33))","v":0},{"$f":"IF(A34>=(Title_RESULTS!$H$7+Title_RESULTS!$C$17),0,(SUM(H34:K34)))","v":2469.7276310716807},{"$f":"IF(A34>=(Title_RESULTS!$H$7+Title_RESULTS!$C$17),0,(+L34-G34))","v":942.15344466747183},{"$f":"(IF(A33>=(Title_RESULTS!$H$7+Title_RESULTS!$C$17),0,(+$M34/((1+Title_RESULTS!$C$37)^('Sheet9(F_25)'!$A34-Title_RESULTS!$H$7))+N33)))","v":4521.8386710856903}]
[2039,{"$f":"IF(A35>=(Title_RESULTS!$H$7+Title_RESULTS!$C$17),0,(+'Sheet7(F_23)'!$B35))","v":0},{"$f":"IF(A35>=(Title_RESULTS!$H$7+Title_RESULTS!$C$17),0,(+'Sheet6(p_6)'!$D35))","v":0},{"$f":"IF(A35>=(Title_RESULTS!$H$7+Title_RESULTS!$C$17),0,(+'Sheet6(p_6)'!$G35))","v":0},{"$f":"+'Sheet6(p_6)'!M35","v":1542.8499282682506},{"$f":"IF(A35>=(Title_RESULTS!$H$7+Title_RESULTS!$C$17),0,(+'f-11B'!$R34))","v":0},{"$f":"IF(A35>=(Title_RESULTS!$H$7+Title_RESULTS!$C$17),0,(SUM(B35:F35)))","v":1542.8499282682506},{"$f":"IF(A35>=(Title_RESULTS!$H$7+Title_RESULTS!$C$17),0,(+'Sheet3(F_21)'!$J35+'Sheet4(F_22)'!$H35))","v":2223.0270890908014},{"$f":"IF(A35>=(Title_RESULTS!$H$7+Title_RESULTS!$C$17),0,(+'Sheet4(F_22)'!$D35+'Sheet4(F_22)'!$G35))","v":247.17739372046722},{"$f":"IF(A35>=(Title_RESULTS!$H$7+Title_RESULTS!$C$17),0,(+'Sheet6(p_6)'!$R35))","v":0},{"$f":"IF(A35>=(Title_RESULTS!$H$7+Title_RESULTS!$C$17),0,(+'f-11B'!$S34))","v":0},{"$f":"IF(A35>=(Title_RESULTS!$H$7+Title_RESULTS!$C$17),0,(SUM(H35:K35)))","v":2470.2044828112685},{"$f":"IF(A35>=(Title_RESULTS!$H$7+Title_RESULTS!$C$17),0,(+L35-G35))","v":927.35455454301791},{"$f":"(IF(A34>=(Title_RESULTS!$H$7+Title_RESULTS!$C$17),0,(+$M35/((1+Title_RESULTS!$C$37)^('Sheet9(F_25)'!$A35-Title_RESULTS!$H$7))+N34)))","v":4774.6444058646839}]
[2040,{"$f":"IF(A36>=(Title_RESULTS!$H$7+Title_RESULTS!$C$17),0,(+'Sheet7(F_23)'!$B36))","v":0},{"$f":"IF(A36>=(Title_RESULTS!$H$7+Title_RESULTS!$C$17),0,(+'Sheet6(p_6)'!$D36))","v":0},{"$f":"IF(A36>=(Title_RESULTS!$H$7+Title_RESULTS!$C$17),0,(+'Sheet6(p_6)'!$G36))","v":0},{"$f":"+'Sheet6(p_6)'!M36","v":1558.2784275509332},{"$f":"IF(A36>=(Title_RESULTS!$H$7+Title_RESULTS!$C$17),0,(+'f-11B'!$R35))","v":0},{"$f":"IF(A36>=(Title_RESULTS!$H$7+Title_RESULTS!$C$17),0,(SUM(B36:F36)))","v":1558.2784275509332},{"$f":"IF(A36>=(Title_RESULTS!$H$7+Title_RESULTS!$C$17),0,(+'Sheet3(F_21)'!$J36+'Sheet4(F_22)'!$H36))","v":2362.1570071093488},{"$f":"IF(A36>=(Title_RESULTS!$H$7+Title_RESULTS!$C$17),0,(+'Sheet4(F_22)'!$D36+'Sheet4(F_22)'!$G36))","v":249.16188093037096},{"$f":"IF(A36>=(Title_RESULTS!$H$7+Title_RESULTS!$C$17),0,(+'Sheet6(p_6)'!$R36))","v":0},{"$f":"IF(A36>=(Title_RESULTS!$H$7+Title_RESULTS!$C$17),0,(+'f-11B'!$S35))","v":0},{"$f":"IF(A36>=(Title_RESULTS!$H$7+Title_RESULTS!$C$17),0,(SUM(H36:K36)))","v":2611.3188880397197},{"$f":"IF(A36>=(Title_RESULTS!$H$7+Title_RESULTS!$C$17),0,(+L36-G36))","v":1053.0404604887865},{"$f":"(IF(A35>=(Title_RESULTS!$H$7+Title_RESULTS!$C$17),0,(+$M36/((1+Title_RESULTS!$C$37)^('Sheet9(F_25)'!$A36-Title_RESULTS!$H$7))+N35)))","v":5042.7326732312513}]
[2041,{"$f":"IF(A37>=(Title_RESULTS!$H$7+Title_RESULTS!$C$17),0,(+'Sheet7(F_23)'!$B37))","v":0},{"$f":"IF(A37>=(Title_RESULTS!$H$7+Title_RESULTS!$C$17),0,(+'Sheet6(p_6)'!$D37))","v":0},{"$f":"IF(A37>=(Title_RESULTS!$H$7+Title_RESULTS!$C$17),0,(+'Sheet6(p_6)'!$G37))","v":0},{"$f":"+'Sheet6(p_6)'!M37","v":1573.8612118264423},{"$f":"IF(A37>=(Title_RESULTS!$H$7+Title_RESULTS!$C$17),0,(+'f-11B'!$R36))","v":0},{"$f":"IF(A37>=(Title_RESULTS!$H$7+Title_RESULTS!$C$17),0,(SUM(B37:F37)))","v":1573.8612118264423},{"$f":"IF(A37>=(Title_RESULTS!$H$7+Title_RESULTS!$C$17),0,(+'Sheet3(F_21)'!$J37+'Sheet4(F_22)'!$H37))","v":2406.4816711271123},{"$f":"IF(A37>=(Title_RESULTS!$H$7+Title_RESULTS!$C$17),0,(+'Sheet4(F_22)'!$D37+'Sheet4(F_22)'!$G37))","v":251.24691098269614},{"$f":"IF(A37>=(Title_RESULTS!$H$7+Title_RESULTS!$C$17),0,(+'Sheet6(p_6)'!$R37))","v":0},{"$f":"IF(A37>=(Title_RESULTS!$H$7+Title_RESULTS!$C$17),0,(+'f-11B'!$S36))","v":0},{"$f":"IF(A37>=(Title_RESULTS!$H$7+Title_RESULTS!$C$17),0,(SUM(H37:K37)))","v":2657.7285821098085},{"$f":"IF(A37>=(Title_RESULTS!$H$7+Title_RESULTS!$C$17),0,(+L37-G37))","v":1083.8673702833662},{"$f":"(IF(A36>=(Title_RESULTS!$H$7+Title_RESULTS!$C$17),0,(+$M37/((1+Title_RESULTS!$C$37)^('Sheet9(F_25)'!$A37-Title_RESULTS!$H$7))+N36)))","v":5300.4244318009059}]
[2042,{"$f":"IF(A38>=(Title_RESULTS!$H$7+Title_RESULTS!$C$17),0,(+'Sheet7(F_23)'!$B38))","v":0},{"$f":"IF(A38>=(Title_RESULTS!$H$7+Title_RESULTS!$C$17),0,(+'Sheet6(p_6)'!$D38))","v":0},{"$f":"IF(A38>=(Title_RESULTS!$H$7+Title_RESULTS!$C$17),0,(+'Sheet6(p_6)'!$G38))","v":0},{"$f":"+'Sheet6(p_6)'!M38","v":1589.5998239447072},{"$f":"IF(A38>=(Title_RESULTS!$H$7+Title_RESULTS!$C$17),0,(+'f-11B'!$R37))","v":0},{"$f":"IF(A38>=(Title_RESULTS!$H$7+Title_RESULTS!$C$17),0,(SUM(B38:F38)))","v":1589.5998239447072},{"$f":"IF(A38>=(Title_RESULTS!$H$7+Title_RESULTS!$C$17),0,(+'Sheet3(F_21)'!$J38+'Sheet4(F_22)'!$H38))","v":2526.6577695604451},{"$f":"IF(A38>=(Title_RESULTS!$H$7+Title_RESULTS!$C$17),0,(+'Sheet4(F_22)'!$D38+'Sheet4(F_22)'!$G38))","v":253.43489690566059},{"$f":"IF(A38>=(Title_RESULTS!$H$7+Title_RESULTS!$C$17),0,(+'Sheet6(p_6)'!$R38))","v":0},{"$f":"IF(A38>=(Title_RESULTS!$H$7+Title_RESULTS!$C$17),0,(+'f-11B'!$S37))","v":0},{"$f":"IF(A38>=(Title_RESULTS!$H$7+Title_RESULTS!$C$17),0,(SUM(H38:K38)))","v":2780.0926664661056},{"$f":"IF(A38>=(Title_RESULTS!$H$7+Title_RESULTS!$C$17),0,(+L38-G38))","v":1190.4928425213984},{"$f":"(IF(A37>=(Title_RESULTS!$H$7+Title_RESULTS!$C$17),0,(+$M38/((1+Title_RESULTS!$C$37)^('Sheet9(F_25)'!$A38-Title_RESULTS!$H$7))+N37)))","v":5564.7522147663794}]
[2043,{"$f":"IF(A39>=(Title_RESULTS!$H$7+Title_RESULTS!$C$17),0,(+'Sheet7(F_23)'!$B39))","v":0},{"$f":"IF(A39>=(Title_RESULTS!$H$7+Title_RESULTS!$C$17),0,(+'Sheet6(p_6)'!$D39))","v":0},{"$f":"IF(A39>=(Title_RESULTS!$H$7+Title_RESULTS!$C$17),0,(+'Sheet6(p_6)'!$G39))","v":0},{"$f":"+'Sheet6(p_6)'!M39","v":1605.4958221841539},{"$f":"IF(A39>=(Title_RESULTS!$H$7+Title_RESULTS!$C$17),0,(+'f-11B'!$R38))","v":0},{"$f":"IF(A39>=(Title_RESULTS!$H$7+Title_RESULTS!$C$17),0,(SUM(B39:F39)))","v":1605.4958221841539},{"$f":"IF(A39>=(Title_RESULTS!$H$7+Title_RESULTS!$C$17),0,(+'Sheet3(F_21)'!$J39+'Sheet4(F_22)'!$H39))","v":2573.1126078795278},{"$f":"IF(A39>=(Title_RESULTS!$H$7+Title_RESULTS!$C$17),0,(+'Sheet4(F_22)'!$D39+'Sheet4(F_22)'!$G39))","v":255.72830964016001},{"$f":"IF(A39>=(Title_RESULTS!$H$7+Title_RESULTS!$C$17),0,(+'Sheet6(p_6)'!$R39))","v":0},{"$f":"IF(A39>=(Title_RESULTS!$H$7+Title_RESULTS!$C$17),0,(+'f-11B'!$S38))","v":0},{"$f":"IF(A39>=(Title_RESULTS!$H$7+Title_RESULTS!$C$17),0,(SUM(H39:K39)))","v":2828.840917519688},{"$f":"IF(A39>=(Title_RESULTS!$H$7+Title_RESULTS!$C$17),0,(+L39-G39))","v":1223.3450953355341},{"$f":"(IF(A38>=(Title_RESULTS!$H$7+Title_RESULTS!$C$17),0,(+$M39/((1+Title_RESULTS!$C$37)^('Sheet9(F_25)'!$A39-Title_RESULTS!$H$7))+N38)))","v":5818.4149360802867}]
[2044,{"$f":"IF(A40>=(Title_RESULTS!$H$7+Title_RESULTS!$C$17),0,(+'Sheet7(F_23)'!$B40))","v":0},{"$f":"IF(A40>=(Title_RESULTS!$H$7+Title_RESULTS!$C$17),0,(+'Sheet6(p_6)'!$D40))","v":0},{"$f":"IF(A40>=(Title_RESULTS!$H$7+Title_RESULTS!$C$17),0,(+'Sheet6(p_6)'!$G40))","v":0},{"$f":"+'Sheet6(p_6)'!M40","v":1621.550780405996},{"$f":"IF(A40>=(Title_RESULTS!$H$7+Title_RESULTS!$C$17),0,(+'f-11B'!$R39))","v":0},{"$f":"IF(A40>=(Title_RESULTS!$H$7+Title_RESULTS!$C$17),0,(SUM(B40:F40)))","v":1621.550780405996},{"$f":"IF(A40>=(Title_RESULTS!$H$7+Title_RESULTS!$C$17),0,(+'Sheet3(F_21)'!$J40+'Sheet4(F_22)'!$H40))","v":2522.4357009407204},{"$f":"IF(A40>=(Title_RESULTS!$H$7+Title_RESULTS!$C$17),0,(+'Sheet4(F_22)'!$D40+'Sheet4(F_22)'!$G40))","v":258.129679429671},{"$f":"IF(A40>=(Title_RESULTS!$H$7+Title_RESULTS!$C$17),0,(+'Sheet6(p_6)'!$R40))","v":0},{"$f":"IF(A40>=(Title_RESULTS!$H$7+Title_RESULTS!$C$17),0,(+'f-11B'!$S39))","v":0},{"$f":"IF(A40>=(Title_RESULTS!$H$7+Title_RESULTS!$C$17),0,(SUM(H40:K40)))","v":2780.5653803703913},{"$f":"IF(A40>=(Title_RESULTS!$H$7+Title_RESULTS!$C$17),0,(+L40-G40))","v":1159.0145999643953},{"$f":"(IF(A39>=(Title_RESULTS!$H$7+Title_RESULTS!$C$17),0,(+$M40/((1+Title_RESULTS!$C$37)^('Sheet9(F_25)'!$A40-Title_RESULTS!$H$7))+N39)))","v":6042.8487069413432}]
[]
["NOMINAL",{"$f":"SUM(B16:B41)","v":0},0,0,33492.180215669199,0,33492.180215669199,44528.576506244564,5668.7678805217793,0,0,50197.344386766345,16705.164171097145]
[]
["NPV:",{"$f":"NPV(Title_RESULTS!$C$37,'Sheet9(F_25)'!B17:B41)+'Sheet9(F_25)'!B16","v":0},{"$f":"NPV(Title_RESULTS!$C$37,'Sheet9(F_25)'!C17:C41)+'Sheet9(F_25)'!C16","v":0},{"$f":"NPV(Title_RESULTS!$C$37,'Sheet9(F_25)'!D17:D41)+'Sheet9(F_25)'!D16","v":0},{"$f":"NPV(Title_RESULTS!$C$37,'Sheet9(F_25)'!E17:E41)+'Sheet9(F_25)'!E16","v":14845.264653232172},{"$f":"NPV(Title_RESULTS!$C$37,'Sheet9(F_25)'!F17:F41)+'Sheet9(F_25)'!F16","v":0},{"$f":"NPV(Title_RESULTS!$C$37,'Sheet9(F_25)'!G17:G41)+'Sheet9(F_25)'!G16","v":14845.264653232172},{"$f":"NPV(Title_RESULTS!$C$37,'Sheet9(F_25)'!H17:H41)+'Sheet9(F_25)'!H16","v":18317.543141557995},{"$f":"NPV(Title_RESULTS!$C$37,'Sheet9(F_25)'!I17:I41)+'Sheet9(F_25)'!I16","v":2570.5702186155172},{"$f":"NPV(Title_RESULTS!$C$37,'Sheet9(F_25)'!J17:J41)+'Sheet9(F_25)'!J16","v":0},{"$f":"NPV(Title_RESULTS!$C$37,'Sheet9(F_25)'!K17:K41)+'Sheet9(F_25)'!K16","v":0},{"$f":"NPV(Title_RESULTS!$C$37,'Sheet9(F_25)'!L17:L41)+'Sheet9(F_25)'!L16","v":20888.113360173513},{"$f":"NPV(Title_RESULTS!$C$37,'Sheet9(F_25)'!M17:M41)+'Sheet9(F_25)'!M16","v":6042.8487069413395}]
[]
["Discount rate:",null,null,{"$f":"+Title_RESULTS!C37","v":7.0800000000000002E-2},null,"      Benefit/Cost Ratio - [col (12)/col (7)]:",null,null,null,{"$f":"+L44/G44","v":1.4070556401718084}]

{"sheet":"Value of Defferal","index":20,"n_rows":64,"n_cols":16,"rows_kept":64,"cut":false,"hidden":false,"merged":[]}
["GEN:",null,null,null,null,null,null,null,"COMPUTATION OF CONSTRUCTION CASH FLOW AND PLANT",null,null,null,null,null,"Do Not Print"]
["COMPUTATION OF GENERATION COSTS & REV. REQUIREMENTS",null,null,null,null,null,null,null,"IN-SERVICE COSTS FOR AVOIDED TRANS & DIST PLANT"]
["IN-SERVICE AVOIDED GEN. PLANT ($000) =",null,null,null,{"$f":"'f-11B'!J29*'Sheet3(F_21)'!G5/1000","v":4719.2369575671846},null,null,null,"-----------------------------------------------"]
["------------------------------------------",null,null,null,null,"GENERATION",null,null,"TRAN:","Avoided Trans. =",null,{"$f":"(+Title_RESULTS!H11*'Sheet3(F_21)'!G5)/1000*(1+Title_RESULTS!H13/100)^(Title_RESULTS!H9-Title_RESULTS!H7)","v":275.28673279999998}]
[null,null,null,null,"COMPUTATION OF VALUE DEFERRAL PAYMENTS",null,null,null,null,"Avoided Dist.  =",null,{"$f":"(Title_RESULTS!$H$12*Title_RESULTS!$C$7*Partcipation!$C$26)/1000*(1+Title_RESULTS!H13/100)^(Title_RESULTS!H9-Title_RESULTS!H7)","v":668.0531715670129},null,null,"TRANSMISSION & DIST."]
[null,null,null,null,null,null,null,null,null,null,null,null,null,"COMPUTATION OF VALUE DEFERRAL CREDITS"]
[null,null,null,null,"ip=",{"$f":"+Title_RESULTS!$H$13/100","v":2.4E-2}," Esc. rate",null,null,null,null,null,null,"ip=",{"$f":"+Title_RESULTS!$H$13/100","v":2.4E-2}," Esc. rate"]
[null,"  Gen",null,null,"r=",{"$f":"+Title_RESULTS!$C$37","v":7.0800000000000002E-2}," Disc rate",null,"  TRAN",null,null,null,null,"r=",{"$f":"+Title_RESULTS!$C$37","v":7.0800000000000002E-2}," Disc rate"]
[null,"Offset Cost",{"$f":"IF(Title_RESULTS!$C$22=1,5,3)","v":3},null,"l=",{"$f":"+Title_RESULTS!C18","v":25}," Econ life",null,"Offset Cost",null,{"$f":"IF(Title_RESULTS!$C$22=1,7,3)","v":3},null,null,"l=",{"$f":"Title_RESULTS!C19","v":25}," Econ life"]
[null,"Offset Factor",{"$f":"IF(Title_RESULTS!$C$22=1,4,2)","v":2},null,"c=",1," Risk factor",null,"Offset Factor",null,{"$f":"IF(Title_RESULTS!$C$22=1,5,1)","v":1},null,null,"c=",1," Risk factor"]
[]
[null,null,null,null,"k=",{"$f":"+Title_RESULTS!C20","v":1.5213000000000001}," K factor",null,"  DIST",null,null,null,null,"k=",{"$f":"Title_RESULTS!C21","v":1.5213000000000001}," K factor"]
[null,null,null,null,"     Ratio=",{"$f":"+(1+F7)/(1+F8)","v":0.95629435935748974},"calculated ratio",null,"Offset Cost",null,{"$f":"IF(Title_RESULTS!$C$22=1,8,4)","v":4},null,null,"Ratio=",{"$f":"+(1+O7)/(1+O8)","v":0.95629435935748974},"calculated ratio"]
[null,null,null,null,null,null,null,null,"Offset Factor",null,{"$f":"IF(Title_RESULTS!$C$22=1,5,1)","v":1}]
[null,null,null,null,"     VALUE of DEFERRAL ",null,null,null,null,null,null,null,null,"VALUE DEFERRAL STARTING"]
[null,null,null,null,"Factor =",{"$f":"+F12*F10*((1-F13)/(1-F13^F9))","v":9.8822303554518626E-2},null,null,null,null,null,null,null,"FACTOR =",{"$f":"+O12*O10*((1-O13)/(1-O13^O9))","v":9.8822303554518626E-2}]
[]
[null,null,null,null,null,"AVOIDED",null,null,null,null,"TRANS","DIST",null,null,"AVOIDED","AVOIDED"]
[null,null,"CARRYING","ANNUAL","Value","GEN.",null,null,null,"CARRYING","ANNUAL","ANNUAL",null,null,"TRANS.","DIST"]
[null,null,"CHARGE","REV REQ","of Def","V OF D",null,null,null,"CHARGE","REV REQ","REV REQ",null,null,"V OF D","V OF D"]
["N","Year","%","COSTS(000)","Factors","($000)",null,"N","Year","%","COSTS(000)","COSTS(000)",null,"Factors","($000)","$(000)"]
["--","----","------","------","------","-----",null,null,null,"------","------","------"]
[1,{"$f":"+Title_RESULTS!H7","v":2020},{"$f":"IF(B23>=Title_RESULTS!$H$8,VLOOKUP(B23,'Revenue Requirements'!$B$9:$C$39,2),0)","v":0},{"$f":"$E$3*C23","v":0},0,{"$f":"$E$3*E23","v":0},null,1,{"$f":"Title_RESULTS!H7","v":2020},{"$f":"IF(I23>=Title_RESULTS!$H$8,VLOOKUP(I23,'Revenue Requirements'!$B$9:$D$39,2),0)","v":0},{"$f":"$L$4*J23","v":0},{"$f":"$L$5*J23","v":0},null,0,{"$f":"$L$4*N23","v":0},{"$f":"N23*$L$5","v":0}]
[2,{"$f":"+B23+1","v":2021},{"$f":"IF(B24>=Title_RESULTS!$H$8,VLOOKUP(B24,'Revenue Requirements'!$B$9:$C$39,2),0)","v":0},{"$f":"$E$3*C24","v":0},{"$f":"IF(B24=Title_RESULTS!$H$8,$F$16,+E23*(1+$F$7))","v":0},{"$f":"$E$3*E24","v":0},null,2,{"$f":"I23+1","v":2021},{"$f":"IF(I24>=Title_RESULTS!$H$8,VLOOKUP(I24,'Revenue Requirements'!$B$9:$D$39,2),0)","v":0},{"$f":"$L$4*J24","v":0},{"$f":"$L$5*J24","v":0},null,{"$f":"IF(+B24=Title_RESULTS!$H$9,'Value of Defferal'!$O$16,+'Value of Defferal'!N23*(1+'Value of Defferal'!$F$7))","v":9.8822303554518626E-2},{"$f":"$L$4*N24","v":27.204469073293257},{"$f":"N24*$L$5","v":66.018553311154264}]
[3,{"$f":"+B24+1","v":2022},{"$f":"IF(B25>=Title_RESULTS!$H$8,VLOOKUP(B25,'Revenue Requirements'!$B$9:$C$39,2),0)","v":0},0,{"$f":"IF(B25=Title_RESULTS!$H$8,$F$16,+E24*(1+$F$7))","v":0},0,null,3,{"$f":"I24+1","v":2022},{"$f":"IF(I25>=Title_RESULTS!$H$8,VLOOKUP(I25,'Revenue Requirements'!$B$9:$D$39,2),0)","v":0},0,0,null,{"$f":"IF(+B25=Title_RESULTS!$H$9,'Value of Defferal'!$O$16,+'Value of Defferal'!N24*(1+'Value of Defferal'!$F$7))","v":0.10119403883982707},{"$f":"$L$4*N25","v":27.857376331052293},67.602998590621965]
[4,2023,{"$f":"IF(B26>=Title_RESULTS!$H$8,VLOOKUP(B26,'Revenue Requirements'!$B$9:$C$39,2),0)","v":0.13759066226231162},649.32293836444558,{"$f":"IF(B26=Title_RESULTS!$H$8,$F$16,+E25*(1+$F$7))","v":9.8822303554518626E-2},466.36586716640727,null,4,2023,{"$f":"IF(I26>=Title_RESULTS!$H$8,VLOOKUP(I26,'Revenue Requirements'!$B$9:$D$39,2),0)","v":0.13759066226231162},37.876883877980021,91.917878302342984,null,{"$f":"IF(+B26=Title_RESULTS!$H$9,'Value of Defferal'!$O$16,+'Value of Defferal'!N25*(1+'Value of Defferal'!$F$7))","v":0.10362269577198292},28.525953362997551,69.225470556796893]
[5,2024,{"$f":"IF(B27>=Title_RESULTS!$H$8,VLOOKUP(B27,'Revenue Requirements'!$B$9:$C$39,2),0)","v":0.13352762595002862},630.14850723958216,{"$f":"IF(B27=Title_RESULTS!$H$8,$F$16,+E26*(1+$F$7))","v":0.10119403883982707},477.55864797840098,null,5,2024,{"$f":"IF(I27>=Title_RESULTS!$H$8,VLOOKUP(I27,'Revenue Requirements'!$B$9:$D$39,2),0)","v":0.13352762595002862},36.75838388632387,89.203554007730389,null,{"$f":"IF(+B27=Title_RESULTS!$H$9,'Value of Defferal'!$O$16,+'Value of Defferal'!N26*(1+'Value of Defferal'!$F$7))","v":0.10610964047051051},29.21057624370949,70.886881850160009]
[6,2025,{"$f":"IF(B28>=Title_RESULTS!$H$8,VLOOKUP(B28,'Revenue Requirements'!$B$9:$C$39,2),0)","v":0.12904206349335909},608.98007511859146,{"$f":"IF(B28=Title_RESULTS!$H$8,$F$16,+E27*(1+$F$7))","v":0.10362269577198292},489.02005552988265,null,6,2025,{"$f":"IF(I28>=Title_RESULTS!$H$8,VLOOKUP(I28,'Revenue Requirements'!$B$9:$D$39,2),0)","v":0.12904206349335909},35.523568052856973,86.206959782290397,null,{"$f":"IF(+B28=Title_RESULTS!$H$9,'Value of Defferal'!$O$16,+'Value of Defferal'!N27*(1+'Value of Defferal'!$F$7))","v":0.10865627184180277},29.91163007355852,72.588167014563851]
[7,2026,{"$f":"IF(B29>=Title_RESULTS!$H$8,VLOOKUP(B29,'Revenue Requirements'!$B$9:$C$39,2),0)","v":0.12477133475235652},588.82549420830776,{"$f":"IF(B29=Title_RESULTS!$H$8,$F$16,+E28*(1+$F$7))","v":0.10610964047051051},500.75653686259983,null,7,2026,{"$f":"IF(I29>=Title_RESULTS!$H$8,VLOOKUP(I29,'Revenue Requirements'!$B$9:$D$39,2),0)","v":0.12477133475235652},34.34789309107132,83.353885901961235,null,{"$f":"IF(+B29=Title_RESULTS!$H$9,'Value of Defferal'!$O$16,+'Value of Defferal'!N28*(1+'Value of Defferal'!$F$7))","v":0.11126402236600604},30.629509195323926,74.330283022913392]
[8,2027,{"$f":"IF(B30>=Title_RESULTS!$H$8,VLOOKUP(B30,'Revenue Requirements'!$B$9:$C$39,2),0)","v":0.12069389684472964},569.58309854244953,{"$f":"IF(B30=Title_RESULTS!$H$8,$F$16,+E29*(1+$F$7))","v":0.10865627184180277},512.77469374730219,null,8,2027,{"$f":"IF(I30>=Title_RESULTS!$H$8,VLOOKUP(I30,'Revenue Requirements'!$B$9:$D$39,2),0)","v":0.12069389684472964},33.22542853128585,80.629940575903532,null,{"$f":"IF(+B30=Title_RESULTS!$H$9,'Value of Defferal'!$O$16,+'Value of Defferal'!N29*(1+'Value of Defferal'!$F$7))","v":0.11393435890279018},31.364617416011697,76.114209815463312]
[9,2028,{"$f":"IF(B31>=Title_RESULTS!$H$8,VLOOKUP(B31,'Revenue Requirements'!$B$9:$C$39,2),0)","v":0.11679058731716964},551.16245596316423,{"$f":"IF(B31=Title_RESULTS!$H$8,$F$16,+E30*(1+$F$7))","v":0.11126402236600604},525.08128639723748,null,9,2028,{"$f":"IF(I31>=Title_RESULTS!$H$8,VLOOKUP(I31,'Revenue Requirements'!$B$9:$D$39,2),0)","v":0.11679058731716964},32.150899204336746,78.022322266409333,null,{"$f":"IF(+B31=Title_RESULTS!$H$9,'Value of Defferal'!$O$16,+'Value of Defferal'!N30*(1+'Value of Defferal'!$F$7))","v":0.11666878351645714},32.117368233995975,77.94095085103443]
[10,2029,{"$f":"IF(B32>=Title_RESULTS!$H$8,VLOOKUP(B32,'Revenue Requirements'!$B$9:$C$39,2),0)","v":0.11300879868916421},533.31529930417378,{"$f":"IF(B32=Title_RESULTS!$H$8,$F$16,+E31*(1+$F$7))","v":0.11393435890279018},537.6832372707712,null,10,2029,{"$f":"IF(I32>=Title_RESULTS!$H$8,VLOOKUP(I32,'Revenue Requirements'!$B$9:$D$39,2),0)","v":0.11300879868916421},31.109822968792933,75.495886379274239,null,{"$f":"IF(+B32=Title_RESULTS!$H$9,'Value of Defferal'!$O$16,+'Value of Defferal'!N31*(1+'Value of Defferal'!$F$7))","v":0.11946883432085212},32.888185071611886,79.811533671459259]
[11,2030,{"$f":"IF(B33>=Title_RESULTS!$H$8,VLOOKUP(B33,'Revenue Requirements'!$B$9:$C$39,2),0)","v":0.109265930075022},515.65181541299557,{"$f":"IF(B33=Title_RESULTS!$H$8,$F$16,+E32*(1+$F$7))","v":0.11666878351645714},550.58763496526967,null,11,2030,{"$f":"IF(I33>=Title_RESULTS!$H$8,VLOOKUP(I33,'Revenue Requirements'!$B$9:$D$39,2),0)","v":0.109265930075022},30.079460896706063,72.995451130837907,null,{"$f":"IF(+B33=Title_RESULTS!$H$9,'Value of Defferal'!$O$16,+'Value of Defferal'!N32*(1+'Value of Defferal'!$F$7))","v":0.12233608634455258},33.677501513330569,81.72701047957429]
[12,2031,{"$f":"IF(B34>=Title_RESULTS!$H$8,VLOOKUP(B34,'Revenue Requirements'!$B$9:$C$39,2),0)","v":0.10552306146087977},497.98833152181726,{"$f":"IF(B34=Title_RESULTS!$H$8,$F$16,+E33*(1+$F$7))","v":0.11946883432085212},563.80173820443622,null,12,2031,{"$f":"IF(I34>=Title_RESULTS!$H$8,VLOOKUP(I34,'Revenue Requirements'!$B$9:$D$39,2),0)","v":0.10552306146087977},29.049098824619183,70.49501588240156,null,{"$f":"IF(+B34=Title_RESULTS!$H$9,'Value of Defferal'!$O$16,+'Value of Defferal'!N33*(1+'Value of Defferal'!$F$7))","v":0.12527215241682185},34.485761549650512,83.688458731084083]
[13,2032,{"$f":"IF(B35>=Title_RESULTS!$H$8,VLOOKUP(B35,'Revenue Requirements'!$B$9:$C$39,2),0)","v":0.10178019284673755},480.324847630639,{"$f":"IF(B35=Title_RESULTS!$H$8,$F$16,+E34*(1+$F$7))","v":0.12233608634455258},577.33297992134271,null,13,2032,{"$f":"IF(I35>=Title_RESULTS!$H$8,VLOOKUP(I35,'Revenue Requirements'!$B$9:$D$39,2),0)","v":0.10178019284673755},28.018736752532309,67.994580633965214,null,{"$f":"IF(+B35=Title_RESULTS!$H$9,'Value of Defferal'!$O$16,+'Value of Defferal'!N34*(1+'Value of Defferal'!$F$7))","v":0.12827868407482557},35.313419826842122,85.696981740630093]
[14,2033,{"$f":"IF(B36>=Title_RESULTS!$H$8,VLOOKUP(B36,'Revenue Requirements'!$B$9:$C$39,2),0)","v":9.8037324232595341E-2},462.66136373946085,{"$f":"IF(B36=Title_RESULTS!$H$8,$F$16,+E35*(1+$F$7))","v":0.12527215241682185},591.18897143945503,null,14,2033,{"$f":"IF(I36>=Title_RESULTS!$H$8,VLOOKUP(I36,'Revenue Requirements'!$B$9:$D$39,2),0)","v":9.8037324232595341E-2},26.988374680445435,65.494145385528881,null,{"$f":"IF(+B36=Title_RESULTS!$H$9,'Value of Defferal'!$O$16,+'Value of Defferal'!N35*(1+'Value of Defferal'!$F$7))","v":0.13135737249262139},36.160941902686332,87.753709302405213]
[15,2034,{"$f":"IF(B37>=Title_RESULTS!$H$8,VLOOKUP(B37,'Revenue Requirements'!$B$9:$C$39,2),0)","v":9.4294455618453107E-2},444.99787984828254,{"$f":"IF(B37>Title_RESULTS!$H$8-1+Title_RESULTS!$C$18,0,+E36*(1+$F$7))","v":0.12827868407482557},605.37750675400184,null,15,2034,{"$f":"IF(I37>=Title_RESULTS!$H$8,VLOOKUP(I37,'Revenue Requirements'!$B$9:$D$39,2),0)","v":9.4294455618453107E-2},25.958012608358558,62.993710137092535,null,{"$f":"IF(+B37=Title_RESULTS!$H$9,'Value of Defferal'!$O$16,+'Value of Defferal'!N36*(1+'Value of Defferal'!$F$7))","v":0.13450994943244429},37.028804508350802,89.859798325662936]
[16,2035,{"$f":"IF(B38>=Title_RESULTS!$H$8,VLOOKUP(B38,'Revenue Requirements'!$B$9:$C$39,2),0)","v":9.0551587004310874E-2},427.33439595710428,{"$f":"IF(B38>Title_RESULTS!$H$8-1+Title_RESULTS!$C$18,0,+E37*(1+$F$7))","v":0.13135737249262139},619.90656691609797,null,16,2035,{"$f":"IF(I38>=Title_RESULTS!$H$8,VLOOKUP(I38,'Revenue Requirements'!$B$9:$D$39,2),0)","v":9.0551587004310874E-2},24.927650536271678,60.493274888656188,null,{"$f":"IF(+B38=Title_RESULTS!$H$9,'Value of Defferal'!$O$16,+'Value of Defferal'!N37*(1+'Value of Defferal'!$F$7))","v":0.13773818821882297},37.917495816551224,92.016433485478856]
[17,2036,{"$f":"IF(B39>=Title_RESULTS!$H$8,VLOOKUP(B39,'Revenue Requirements'!$B$9:$C$39,2),0)","v":8.680871839016864E-2},409.67091206592596,{"$f":"IF(B39>Title_RESULTS!$H$8-1+Title_RESULTS!$C$18,0,+E38*(1+$F$7))","v":0.13450994943244429},634.78432452208426,null,17,2036,{"$f":"IF(I39>=Title_RESULTS!$H$8,VLOOKUP(I39,'Revenue Requirements'!$B$9:$D$39,2),0)","v":8.680871839016864E-2},23.8972884641848,57.992839640219842,null,{"$f":"IF(+B39>Title_RESULTS!$H$9+Title_RESULTS!$C$19-1,0,+'Value of Defferal'!N38*(1+'Value of Defferal'!$F$7))","v":0.14104390473607473},38.827515716148454,94.224827889130353]
[18,2037,{"$f":"IF(B40>=Title_RESULTS!$H$8,VLOOKUP(B40,'Revenue Requirements'!$B$9:$C$39,2),0)","v":8.3065849776026449E-2},392.00742817474787,{"$f":"IF(B40>Title_RESULTS!$H$8-1+Title_RESULTS!$C$18,0,+E39*(1+$F$7))","v":0.13773818821882297},650.01914831061436,null,18,2037,{"$f":"IF(I40>=Title_RESULTS!$H$8,VLOOKUP(I40,'Revenue Requirements'!$B$9:$D$39,2),0)","v":8.3065849776026449E-2},22.86692639209793,55.492404391783516,null,{"$f":"IF(+B40>Title_RESULTS!$H$9+Title_RESULTS!$C$19-1,0,+'Value of Defferal'!N39*(1+'Value of Defferal'!$F$7))","v":0.14442895844974052},39.759376093336016,96.486223758469478]
[19,2038,{"$f":"IF(B41>=Title_RESULTS!$H$8,VLOOKUP(B41,'Revenue Requirements'!$B$9:$C$39,2),0)","v":7.9674451501144328E-2},376.00261609809456,{"$f":"IF(B41>Title_RESULTS!$H$8-1+Title_RESULTS!$C$18,0,+E40*(1+$F$7))","v":0.14104390473607473},665.6196078700691,null,19,2038,{"$f":"IF(I41>=Title_RESULTS!$H$8,VLOOKUP(I41,'Revenue Requirements'!$B$9:$D$39,2),0)","v":7.9674451501144328E-2},21.933319441382075,53.22677001820162,null,{"$f":"IF(+B41>Title_RESULTS!$H$9+Title_RESULTS!$C$19-1,0,+'Value of Defferal'!N40*(1+'Value of Defferal'!$F$7))","v":0.14789525345253429},40.713601119576083,98.801893128672745]
[20,2039,{"$f":"IF(B42>=Title_RESULTS!$H$8,VLOOKUP(B42,'Revenue Requirements'!$B$9:$C$39,2),0)","v":7.6985874883333333E-2},363.31458596006991,{"$f":"IF(B42>Title_RESULTS!$H$8-1+Title_RESULTS!$C$18,0,+E41*(1+$F$7))","v":0.14442895844974052},681.59447845895079,null,20,2039,{"$f":"IF(I42>=Title_RESULTS!$H$8,VLOOKUP(I42,'Revenue Requirements'!$B$9:$D$39,2),0)","v":7.6985874883333333E-2},21.193189968382413,51.430657881672069,null,{"$f":"IF(+B42>Title_RESULTS!$H$9+Title_RESULTS!$C$19-1,0,+'Value of Defferal'!N41*(1+'Value of Defferal'!$F$7))","v":0.15144473953539511},41.690727546445906,101.17313856376089]
[21,2040,{"$f":"IF(B43>=Title_RESULTS!$H$8,VLOOKUP(B43,'Revenue Requirements'!$B$9:$C$39,2),0)","v":7.4648649583333337E-2},352.28466594614889,{"$f":"IF(B43>Title_RESULTS!$H$8-1+Title_RESULTS!$C$18,0,+E42*(1+$F$7))","v":0.14789525345253429},697.95274594196565,null,21,2040,{"$f":"IF(I43>=Title_RESULTS!$H$8,VLOOKUP(I43,'Revenue Requirements'!$B$9:$D$39,2),0)","v":7.4648649583333337E-2},20.549782851727915,49.869267107340413,null,{"$f":"IF(+B43>Title_RESULTS!$H$9+Title_RESULTS!$C$19-1,0,+'Value of Defferal'!N42*(1+'Value of Defferal'!$F$7))","v":0.1550794132842446},42.691305007560608,103.60129388929116]
[22,2041,{"$f":"IF(B44>=Title_RESULTS!$H$8,VLOOKUP(B44,'Revenue Requirements'!$B$9:$C$39,2),0)","v":7.2311424283333356E-2},341.25474593222793,{"$f":"IF(B44>Title_RESULTS!$H$8-1+Title_RESULTS!$C$18,0,+E43*(1+$F$7))","v":0.15144473953539511},714.70361184457272,null,22,2041,{"$f":"IF(I44>=Title_RESULTS!$H$8,VLOOKUP(I44,'Revenue Requirements'!$B$9:$D$39,2),0)","v":7.2311424283333356E-2},19.906375735073421,48.307876333008764,null,{"$f":"IF(+B44>Title_RESULTS!$H$9+Title_RESULTS!$C$19-1,0,+'Value of Defferal'!N43*(1+'Value of Defferal'!$F$7))","v":0.15880131920306648},43.715896327742065,106.08772494263415]
[23,2042,{"$f":"IF(B45>=Title_RESULTS!$H$8,VLOOKUP(B45,'Revenue Requirements'!$B$9:$C$39,2),0)","v":6.9974198983333333E-2},330.22482591830681,{"$f":"IF(B45>Title_RESULTS!$H$8-1+Title_RESULTS!$C$18,0,+E44*(1+$F$7))","v":0.1550794132842446},731.85649852884251,null,23,2042,{"$f":"IF(I45>=Title_RESULTS!$H$8,VLOOKUP(I45,'Revenue Requirements'!$B$9:$D$39,2),0)","v":6.9974198983333333E-2},19.262968618418913,46.74648555867708,null,{"$f":"IF(+B45>Title_RESULTS!$H$9+Title_RESULTS!$C$19-1,0,+'Value of Defferal'!N44*(1+'Value of Defferal'!$F$7))","v":0.16261255086394008},44.765077839607876,108.63383034125738]
[24,2043,{"$f":"IF(B46>=Title_RESULTS!$H$8,VLOOKUP(B46,'Revenue Requirements'!$B$9:$C$39,2),0)","v":6.7636973683333337E-2},319.19490590438573,{"$f":"IF(B46>Title_RESULTS!$H$8-1+Title_RESULTS!$C$18,0,+E45*(1+$F$7))","v":0.15880131920306648},749.42105449353483,null,24,2043,{"$f":"IF(I46>=Title_RESULTS!$H$8,VLOOKUP(I46,'Revenue Requirements'!$B$9:$D$39,2),0)","v":6.7636973683333337E-2},18.619561501764416,45.185094784345424,null,{"$f":"IF(+B46>Title_RESULTS!$H$9+Title_RESULTS!$C$19-1,0,+'Value of Defferal'!N45*(1+'Value of Defferal'!$F$7))","v":0.16651525208467466},45.839439707758473,111.24104226944756]
[25,2044,{"$f":"IF(B47>=Title_RESULTS!$H$8,VLOOKUP(B47,'Revenue Requirements'!$B$9:$C$39,2),0)","v":6.5299748383333356E-2},308.16498589046478,{"$f":"IF(B47>Title_RESULTS!$H$8-1+Title_RESULTS!$C$18,0,+E46*(1+$F$7))","v":0.16261255086394008},767.40715980137963,null,25,2044,{"$f":"IF(I47>=Title_RESULTS!$H$8,VLOOKUP(I47,'Revenue Requirements'!$B$9:$D$39,2),0)","v":6.5299748383333356E-2},17.976154385109922,43.623704010013775,null,{"$f":"IF(+B47>Title_RESULTS!$H$9+Title_RESULTS!$C$19-1,0,+'Value of Defferal'!N46*(1+'Value of Defferal'!$F$7))","v":0.17051161813470686},46.939586260744676,113.91082728391432]
[26,2045,{"$f":"IF(B48>=Title_RESULTS!$H$8,VLOOKUP(B48,'Revenue Requirements'!$B$9:$C$39,2),0)","v":6.296252308333336E-2},297.13506587654376,{"$f":"IF(B48>Title_RESULTS!$H$8-1+Title_RESULTS!$C$18,0,+E47*(1+$F$7))","v":0.16651525208467466},785.82493163661286,null,26,2045,{"$f":"IF(I48>=Title_RESULTS!$H$8,VLOOKUP(I48,'Revenue Requirements'!$B$9:$D$39,2),0)","v":6.296252308333336E-2},17.332747268455421,42.062313235682112,null,{"$f":"IF(+B48>Title_RESULTS!$H$9+Title_RESULTS!$C$19-1,0,+'Value of Defferal'!N47*(1+'Value of Defferal'!$F$7))","v":0.17460389696993983},48.066136331002554,116.64468713872826]
[27,2046,{"$f":"IF(B49>=Title_RESULTS!$H$8,VLOOKUP(B49,'Revenue Requirements'!$B$9:$C$39,2),0)","v":6.0625297783333344E-2},286.10514586262263,{"$f":"IF(B49>Title_RESULTS!$H$8-1+Title_RESULTS!$C$18,0,+E48*(1+$F$7))","v":0.17051161813470686},804.68472999589164,null,27,2046,{"$f":"IF(I49>=Title_RESULTS!$H$8,VLOOKUP(I49,'Revenue Requirements'!$B$9:$D$39,2),0)","v":6.0625297783333344E-2},16.689340151800916,40.500922461350434,null,{"$f":"IF(+B49>Title_RESULTS!$H$9+Title_RESULTS!$C$19-1,0,+'Value of Defferal'!N48*(1+'Value of Defferal'!$F$7))","v":0},0,0]
[28,2047,{"$f":"IF(B50>=Title_RESULTS!$H$8,VLOOKUP(B50,'Revenue Requirements'!$B$9:$C$39,2),0)","v":5.8288072483333349E-2},275.07522584870162,{"$f":"IF(B50>Title_RESULTS!$H$8-1+Title_RESULTS!$C$18,0,+E49*(1+$F$7))","v":0.17460389696993983},823.99716351579298,null,28,2047,{"$f":"IF(I50>=Title_RESULTS!$H$8,VLOOKUP(I50,'Revenue Requirements'!$B$9:$D$39,2),0)","v":5.8288072483333349E-2},16.045933035146419,38.939531687018778,null,{"$f":"IF(+B50>Title_RESULTS!$H$9+Title_RESULTS!$C$19-1,0,+'Value of Defferal'!N49*(1+'Value of Defferal'!$F$7))","v":0},0,0]
[29,2048,{"$f":"IF(B51>=Title_RESULTS!$H$8,VLOOKUP(B51,'Revenue Requirements'!$B$9:$C$39,2),0)","v":5.595084718333336E-2},264.04530583478061,{"$f":"IF(B51>Title_RESULTS!$H$8-1+Title_RESULTS!$C$18,0,+E50*(1+$F$7))","v":0},0,null,29,2048,{"$f":"IF(I51>=Title_RESULTS!$H$8,VLOOKUP(I51,'Revenue Requirements'!$B$9:$D$39,2),0)","v":5.595084718333336E-2},15.402525918491923,37.378140912687122,null,{"$f":"IF(+B51>Title_RESULTS!$H$9+Title_RESULTS!$C$19-1,0,+'Value of Defferal'!N50*(1+'Value of Defferal'!$F$7))","v":0},0,0]
[30,2049,{"$f":"IF(B52>=Title_RESULTS!$H$8,VLOOKUP(B52,'Revenue Requirements'!$B$9:$C$39,2),0)","v":0},0,{"$f":"IF(B52>Title_RESULTS!$H$8-1+Title_RESULTS!$C$18,0,+E51*(1+$F$7))","v":0},0,null,30,2049,{"$f":"IF(I52>=Title_RESULTS!$H$8,VLOOKUP(I52,'Revenue Requirements'!$B$9:$D$39,2),0)","v":0},0,0,null,{"$f":"IF(+B52>Title_RESULTS!$H$9+Title_RESULTS!$C$19-1,0,+'Value of Defferal'!N51*(1+'Value of Defferal'!$F$7))","v":0},0,0]
[31,2050,{"$f":"IF(B53>=Title_RESULTS!$H$8,VLOOKUP(B53,'Revenue Requirements'!$B$9:$C$39,2),0)","v":0},0,{"$f":"IF(B53>Title_RESULTS!$H$8-1+Title_RESULTS!$C$18,0,+E52*(1+$F$7))","v":0},0,null,31,2050,{"$f":"IF(I53>=Title_RESULTS!$H$8,VLOOKUP(I53,'Revenue Requirements'!$B$9:$D$39,2),0)","v":0},0,0,null,{"$f":"IF(+B53>Title_RESULTS!$H$9+Title_RESULTS!$C$19-1,0,+'Value of Defferal'!N52*(1+'Value of Defferal'!$F$7))","v":0},0,0]
[32,2051,{"$f":"IF(B54>=Title_RESULTS!$H$8,VLOOKUP(B54,'Revenue Requirements'!$B$9:$C$39,2),0)","v":0},0,{"$f":"IF(B54>Title_RESULTS!$H$8-1+Title_RESULTS!$C$18,0,+E53*(1+$F$7))","v":0},0,null,32,2051,{"$f":"IF(I54>=Title_RESULTS!$H$8,VLOOKUP(I54,'Revenue Requirements'!$B$9:$D$39,2),0)","v":0},0,0,null,{"$f":"IF(+B54>Title_RESULTS!$H$9+Title_RESULTS!$C$19-1,0,+'Value of Defferal'!N53*(1+'Value of Defferal'!$F$7))","v":0},0,0]
[33,2052,{"$f":"IF(B55>=Title_RESULTS!$H$8,VLOOKUP(B55,'Revenue Requirements'!$B$9:$C$39,2),0)","v":0},0,{"$f":"IF(B55>Title_RESULTS!$H$8-1+Title_RESULTS!$C$18,0,+E54*(1+$F$7))","v":0},0,null,33,2052,{"$f":"IF(I55>=Title_RESULTS!$H$8,VLOOKUP(I55,'Revenue Requirements'!$B$9:$D$39,2),0)","v":0},0,0,null,{"$f":"IF(+B55>Title_RESULTS!$H$9+Title_RESULTS!$C$19-1,0,+'Value of Defferal'!N54*(1+'Value of Defferal'!$F$7))","v":0},0,0]
[34,2053,{"$f":"IF(B56>=Title_RESULTS!$H$8,VLOOKUP(B56,'Revenue Requirements'!$B$9:$C$39,2),0)","v":0},0,{"$f":"IF(B56>Title_RESULTS!$H$8-1+Title_RESULTS!$C$18,0,+E55*(1+$F$7))","v":0},0,null,34,2053,{"$f":"IF(I56>=Title_RESULTS!$H$8,VLOOKUP(I56,'Revenue Requirements'!$B$9:$D$39,2),0)","v":0},0,0,null,{"$f":"IF(+B56>Title_RESULTS!$H$9+Title_RESULTS!$C$19-1,0,+'Value of Defferal'!N55*(1+'Value of Defferal'!$F$7))","v":0},0,0]
[35,2054,{"$f":"IF(B57>=Title_RESULTS!$H$8,VLOOKUP(B57,'Revenue Requirements'!$B$9:$C$39,2),0)","v":0},0,{"$f":"IF(B57>Title_RESULTS!$H$8-1+Title_RESULTS!$C$18,0,+E56*(1+$F$7))","v":0},0,null,35,2054,{"$f":"IF(I57>=Title_RESULTS!$H$8,VLOOKUP(I57,'Revenue Requirements'!$B$9:$D$39,2),0)","v":0},0,0,null,{"$f":"IF(+B57>Title_RESULTS!$H$9+Title_RESULTS!$C$19-1,0,+'Value of Defferal'!N56*(1+'Value of Defferal'!$F$7))","v":0},0,0]
[36,2055,{"$f":"IF(B58>=Title_RESULTS!$H$8,VLOOKUP(B58,'Revenue Requirements'!$B$9:$C$39,2),0)","v":0},0,{"$f":"IF(B58>Title_RESULTS!$H$8-1+Title_RESULTS!$C$18,0,+E57*(1+$F$7))","v":0},0,null,36,2055,{"$f":"IF(I58>=Title_RESULTS!$H$8,VLOOKUP(I58,'Revenue Requirements'!$B$9:$D$39,2),0)","v":0},0,0,null,{"$f":"IF(+B58>Title_RESULTS!$H$9+Title_RESULTS!$C$19-1,0,+'Value of Defferal'!N57*(1+'Value of Defferal'!$F$7))","v":0},0,0]
[37,2056,{"$f":"IF(B59>=Title_RESULTS!$H$8,VLOOKUP(B59,'Revenue Requirements'!$B$9:$C$39,2),0)","v":0},0,{"$f":"IF(B59>Title_RESULTS!$H$8-1+Title_RESULTS!$C$18,0,+E58*(1+$F$7))","v":0},0,null,37,2056,{"$f":"IF(I59>=Title_RESULTS!$H$8,VLOOKUP(I59,'Revenue Requirements'!$B$9:$D$39,2),0)","v":0},0,0,null,{"$f":"IF(+B59>Title_RESULTS!$H$9+Title_RESULTS!$C$19-1,0,+'Value of Defferal'!N58*(1+'Value of Defferal'!$F$7))","v":0},0,0]
[38,2057,{"$f":"IF(B60>=Title_RESULTS!$H$8,VLOOKUP(B60,'Revenue Requirements'!$B$9:$C$39,2),0)","v":0},0,{"$f":"IF(B60>Title_RESULTS!$H$8-1+Title_RESULTS!$C$18,0,+E59*(1+$F$7))","v":0},0,null,38,2057,{"$f":"IF(I60>=Title_RESULTS!$H$8,VLOOKUP(I60,'Revenue Requirements'!$B$9:$D$39,2),0)","v":0},0,0,null,{"$f":"IF(+B60>Title_RESULTS!$H$9+Title_RESULTS!$C$19-1,0,+'Value of Defferal'!N59*(1+'Value of Defferal'!$F$7))","v":0},0,0]
[39,2058,{"$f":"IF(B61>=Title_RESULTS!$H$8,VLOOKUP(B61,'Revenue Requirements'!$B$9:$C$39,2),0)","v":0},0,{"$f":"IF(B61>Title_RESULTS!$H$8-1+Title_RESULTS!$C$18,0,+E60*(1+$F$7))","v":0},0,null,39,2058,{"$f":"IF(I61>=Title_RESULTS!$H$8,VLOOKUP(I61,'Revenue Requirements'!$B$9:$D$39,2),0)","v":0},0,0,null,{"$f":"IF(+B61>Title_RESULTS!$H$9+Title_RESULTS!$C$19-1,0,+'Value of Defferal'!N60*(1+'Value of Defferal'!$F$7))","v":0},0,0]
[null,null,null,"-----",null,"-----",null,null,null,null,"-----",null,null,null,"----"]
[null,null,"NOMINAL",{"$f":"SUM(D23:D61)","v":11274.776918164034},null,{"$f":"SUM(F23:F61)","v":15725.301178073514},null,null,null,"NOMINAL",{"$f":"SUM(K23:K61)","v":657.69032764361748},null,null,null,{"$f":"SUM(O23:O61)","v":917.30227206888901}]
[null,null,"NPV",{"$f":"NPV(+Title_RESULTS!$C$37,'Value of Defferal'!D24:D61)+'Value of Defferal'!D23","v":5034.2560826463678},null,{"$f":"NPV(+Title_RESULTS!$C$37,'Value of Defferal'!F24:F61)+'Value of Defferal'!F23","v":5847.3832851526604},null,null,null,"NPV",{"$f":"NPV(+Title_RESULTS!$C$37,'Value of Defferal'!K24:K61)+'Value of Defferal'!K23","v":293.66270893603792},null,null,null,{"$f":"NPV(+Title_RESULTS!$C$37,'Value of Defferal'!O24:O61)+'Value of Defferal'!O23","v":391.10357359790828}]

{"sheet":"Residential","index":21,"n_rows":554,"n_cols":41,"rows_kept":554,"cut":false,"hidden":false,"merged":[]}
[null,null,null,null,null,null,null,null,null,0,null,"Incentive %",null,null,"Participation",null,{"$f":"+#REF!+#REF!","v":{"$error":"#REF!"}},{"$f":"+Q1+#REF!","v":{"$error":"#REF!"}},{"$f":"+R1+#REF!","v":{"$error":"#REF!"}}]
["(1)                                                                                           Measure","(2)                                       Summer Peak Per Cust (KW)","(3)                            Winter Peak Per Cust (KW)","Blended (Do not use)","(4)                    Annual energy Per Cust","(5 )service Life(Yrs)","(6)                         Utility Non Recurring","(7) Measure cost","O&M","Incentive","Adj. Factor",2020,{"$f":"+L2+1","v":2021},{"$f":"+M2+1","v":2022},2023,2024,2025,2026,2027,2028,2029,2030,2031,2032,2033,2034,2035,2036,2037,2038,2039,2040,2041,2042,2043,2044,2045,2046,2047,2048,2049]
["Energy Star Clothes Dryer",2.2952697941004199E-2,1.3331035844738104E-2,null,145.95215712263644,11,null,249,null,{"$f":"+$J$1*H3","v":0},1,1000,1000,1000,1000,0,0,0,0,0,0,0,0,0,0,0,0,0,0,0,0,0,0,0,0,0,0,0,0,0,0]
["Energy Star Clothes Dryer",2.2952697941004199E-2,1.3331035844738104E-2,null,145.95215712263644,11,null,249,null,0,1,1000,1000,1000,1000,0,0,0,0,0,0,0,0,0,0,0,0,0,0,0,0,0,0,0,0,0,0,0,0,0,0]
["Energy Star Clothes Dryer",2.2952697941004199E-2,1.3331035844738104E-2,null,145.95215712263644,11,null,249,null,0,1,1000,1000,1000,1000,0,0,0,0,0,0,0,0,0,0,0,0,0,0,0,0,0,0,0,0,0,0,0,0,0,0]
["Energy Star Clothes Dryer",2.2952697941004199E-2,1.3331035844738104E-2,null,145.95215712263644,11,null,249,null,0,1,1000,1000,1000,1000,0,0,0,0,0,0,0,0,0,0,0,0,0,0,0,0,0,0,0,0,0,0,0,0,0,0]
["Energy Star Clothes Dryer",2.2952697941004199E-2,1.3331035844738104E-2,null,145.95215712263644,11,null,249,null,0,1,1000,1000,1000,1000,0,0,0,0,0,0,0,0,0,0,0,0,0,0,0,0,0,0,0,0,0,0,0,0,0,0]
["Energy Star Clothes Dryer",2.2952697941004199E-2,1.3331035844738104E-2,null,145.95215712263644,11,null,249,null,0,1,1000,1000,1000,1000,0,0,0,0,0,0,0,0,0,0,0,0,0,0,0,0,0,0,0,0,0,0,0,0,0,0]
["Energy Star Clothes Washer",8.5635182910513072E-2,4.9737320461631422E-2,null,544.53902122994123,11,null,58.340000000000032,null,0,1,1000,1000,1000,1000,0,0,0,0,0,0,0,0,0,0,0,0,0,0,0,0,0,0,0,0,0,0,0,0,0,0]
["Energy Star Clothes Washer",8.5635182910513072E-2,4.9737320461631422E-2,null,544.53902122994123,11,null,58.340000000000032,null,0,1,1000,1000,1000,1000,0,0,0,0,0,0,0,0,0,0,0,0,0,0,0,0,0,0,0,0,0,0,0,0,0,0]
["Energy Star Clothes Washer",8.5635182910513072E-2,4.9737320461631422E-2,null,544.53902122994123,11,null,58.340000000000032,null,0,1,1000,1000,1000,1000,0,0,0,0,0,0,0,0,0,0,0,0,0,0,0,0,0,0,0,0,0,0,0,0,0,0]
["Energy Star Clothes Washer",8.5635182910513072E-2,4.9737320461631422E-2,null,544.53902122994123,11,null,58.340000000000032,null,0,1,1000,1000,1000,1000,0,0,0,0,0,0,0,0,0,0,0,0,0,0,0,0,0,0,0,0,0,0,0,0,0,0]
["Energy Star Clothes Washer",8.5635182910513072E-2,4.9737320461631422E-2,null,544.53902122994123,11,null,58.340000000000032,null,0,1,1000,1000,1000,1000,0,0,0,0,0,0,0,0,0,0,0,0,0,0,0,0,0,0,0,0,0,0,0,0,0,0]
["Energy Star Clothes Washer",8.5635182910513072E-2,4.9737320461631422E-2,null,544.53902122994123,11,null,58.340000000000032,null,0,1,1000,1000,1000,1000,0,0,0,0,0,0,0,0,0,0,0,0,0,0,0,0,0,0,0,0,0,0,0,0,0,0]
["Energy Star Dishwasher",4.4126139806449482E-3,4.7969337483113076E-3,null,40.303030303030312,10,null,0,null,0,1,1000,1000,1000,1000,0,0,0,0,0,0,0,0,0,0,0,0,0,0,0,0,0,0,0,0,0,0,0,0,0,0]
["Energy Star Dishwasher",4.4126139806449482E-3,4.7969337483113076E-3,null,40.303030303030312,10,null,0,null,0,1,1000,1000,1000,1000,0,0,0,0,0,0,0,0,0,0,0,0,0,0,0,0,0,0,0,0,0,0,0,0,0,0]
["Energy Star Dishwasher",4.4126139806449482E-3,4.7969337483113076E-3,null,40.303030303030312,10,null,0,null,0,1,1000,1000,1000,1000,0,0,0,0,0,0,0,0,0,0,0,0,0,0,0,0,0,0,0,0,0,0,0,0,0,0]
["Energy Star Dishwasher",4.4126139806449482E-3,4.7969337483113076E-3,null,40.303030303030312,10,null,0,null,0,1,1000,1000,1000,1000,0,0,0,0,0,0,0,0,0,0,0,0,0,0,0,0,0,0,0,0,0,0,0,0,0,0]
["Energy Star Dishwasher",4.4126139806449482E-3,4.7969337483113076E-3,null,40.303030303030312,10,null,0,null,0,1,1000,1000,1000,1000,0,0,0,0,0,0,0,0,0,0,0,0,0,0,0,0,0,0,0,0,0,0,0,0,0,0]
["Energy Star Dishwasher",4.4126139806449482E-3,4.7969337483113076E-3,null,40.303030303030312,10,null,0,null,0,1,1000,1000,1000,1000,0,0,0,0,0,0,0,0,0,0,0,0,0,0,0,0,0,0,0,0,0,0,0,0,0,0]
["Energy Star Freezer",8.525068429298694E-3,5.8997377753257719E-3,null,65.599999999999966,11,null,90,null,0,1,1000,1000,1000,1000,0,0,0,0,0,0,0,0,0,0,0,0,0,0,0,0,0,0,0,0,0,0,0,0,0,0]
["Energy Star Freezer",8.525068429298694E-3,5.8997377753257719E-3,null,65.599999999999966,11,null,90,null,0,1,1000,1000,1000,1000,0,0,0,0,0,0,0,0,0,0,0,0,0,0,0,0,0,0,0,0,0,0,0,0,0,0]
["Energy Star Freezer",8.525068429298694E-3,5.8997377753257719E-3,null,65.599999999999966,11,null,90,null,0,1,1000,1000,1000,1000,0,0,0,0,0,0,0,0,0,0,0,0,0,0,0,0,0,0,0,0,0,0,0,0,0,0]
["Energy Star Freezer",8.525068429298694E-3,5.8997377753257719E-3,null,65.599999999999966,11,null,90,null,0,1,1000,1000,1000,1000,0,0,0,0,0,0,0,0,0,0,0,0,0,0,0,0,0,0,0,0,0,0,0,0,0,0]
["Energy Star Freezer",8.525068429298694E-3,5.8997377753257719E-3,null,65.599999999999966,11,null,90,null,0,1,1000,1000,1000,1000,0,0,0,0,0,0,0,0,0,0,0,0,0,0,0,0,0,0,0,0,0,0,0,0,0,0]
["Energy Star Freezer",8.525068429298694E-3,5.8997377753257719E-3,null,65.599999999999966,11,null,90,null,0,1,1000,1000,1000,1000,0,0,0,0,0,0,0,0,0,0,0,0,0,0,0,0,0,0,0,0,0,0,0,0,0,0]
["Energy Star Refrigerator",1.39351933648868E-2,4.6428771584032802E-3,null,133.5,14,null,122,null,0,1,1000,1000,1000,1000,0,0,0,0,0,0,0,0,0,0,0,0,0,0,0,0,0,0,0,0,0,0,0,0,0,0]
["Energy Star Refrigerator",1.39351933648868E-2,4.6428771584032802E-3,null,133.5,14,null,122,null,0,1,1000,1000,1000,1000,0,0,0,0,0,0,0,0,0,0,0,0,0,0,0,0,0,0,0,0,0,0,0,0,0,0]
["Energy Star Refrigerator",1.39351933648868E-2,4.6428771584032802E-3,null,133.5,14,null,122,null,0,1,1000,1000,1000,1000,0,0,0,0,0,0,0,0,0,0,0,0,0,0,0,0,0,0,0,0,0,0,0,0,0,0]
["Energy Star Refrigerator",1.39351933648868E-2,4.6428771584032802E-3,null,133.5,14,null,122,null,0,1,1000,1000,1000,1000,0,0,0,0,0,0,0,0,0,0,0,0,0,0,0,0,0,0,0,0,0,0,0,0,0,0]
["Energy Star Refrigerator",1.39351933648868E-2,4.6428771584032802E-3,null,133.5,14,null,122,null,0,1,1000,1000,1000,1000,0,0,0,0,0,0,0,0,0,0,0,0,0,0,0,0,0,0,0,0,0,0,0,0,0,0]
["Energy Star Refrigerator",1.39351933648868E-2,4.6428771584032802E-3,null,133.5,14,null,122,null,0,1,1000,1000,1000,1000,0,0,0,0,0,0,0,0,0,0,0,0,0,0,0,0,0,0,0,0,0,0,0,0,0,0]
["Heat Pump Clothes Dryer",3.3979323317702897E-2,1.973535217047449E-2,null,216.06852268667382,12,null,850,null,0,1,1000,1000,1000,1000,0,0,0,0,0,0,0,0,0,0,0,0,0,0,0,0,0,0,0,0,0,0,0,0,0,0]
["Heat Pump Clothes Dryer",3.3979323317702897E-2,1.973535217047449E-2,null,216.06852268667382,12,null,850,null,0,1,1000,1000,1000,1000,0,0,0,0,0,0,0,0,0,0,0,0,0,0,0,0,0,0,0,0,0,0,0,0,0,0]
["Heat Pump Clothes Dryer",3.3979323317702897E-2,1.973535217047449E-2,null,216.06852268667382,12,null,850,null,0,1,1000,1000,1000,1000,0,0,0,0,0,0,0,0,0,0,0,0,0,0,0,0,0,0,0,0,0,0,0,0,0,0]
["Heat Pump Clothes Dryer",3.3979323317702897E-2,1.973535217047449E-2,null,216.06852268667382,12,null,850,null,0,1,1000,1000,1000,1000,0,0,0,0,0,0,0,0,0,0,0,0,0,0,0,0,0,0,0,0,0,0,0,0,0,0]
["Heat Pump Clothes Dryer",3.3979323317702897E-2,1.973535217047449E-2,null,216.06852268667382,12,null,850,null,0,1,1000,1000,1000,1000,0,0,0,0,0,0,0,0,0,0,0,0,0,0,0,0,0,0,0,0,0,0,0,0,0,0]
["Heat Pump Clothes Dryer",3.3979323317702897E-2,1.973535217047449E-2,null,216.06852268667382,12,null,850,null,0,1,1000,1000,1000,1000,0,0,0,0,0,0,0,0,0,0,0,0,0,0,0,0,0,0,0,0,0,0,0,0,0,0]
["High Efficiency Convection Oven",2.0919447179767306E-2,6.8781478876189803E-3,null,84.300000000000011,12,null,652.5,null,0,1,1000,1000,1000,1000,0,0,0,0,0,0,0,0,0,0,0,0,0,0,0,0,0,0,0,0,0,0,0,0,0,0]
["High Efficiency Convection Oven",2.0919447179767306E-2,6.8781478876189803E-3,null,84.300000000000011,12,null,652.5,null,0,1,1000,1000,1000,1000,0,0,0,0,0,0,0,0,0,0,0,0,0,0,0,0,0,0,0,0,0,0,0,0,0,0]
["High Efficiency Convection Oven",2.0919447179767306E-2,6.8781478876189803E-3,null,84.300000000000011,12,null,652.5,null,0,1,1000,1000,1000,1000,0,0,0,0,0,0,0,0,0,0,0,0,0,0,0,0,0,0,0,0,0,0,0,0,0,0]
["High Efficiency Convection Oven",2.0919447179767306E-2,6.8781478876189803E-3,null,84.300000000000011,12,null,652.5,null,0,1,1000,1000,1000,1000,0,0,0,0,0,0,0,0,0,0,0,0,0,0,0,0,0,0,0,0,0,0,0,0,0,0]
["High Efficiency Convection Oven",2.0919447179767306E-2,6.8781478876189803E-3,null,84.300000000000011,12,null,652.5,null,0,1,1000,1000,1000,1000,0,0,0,0,0,0,0,0,0,0,0,0,0,0,0,0,0,0,0,0,0,0,0,0,0,0]
["High Efficiency Convection Oven",2.0919447179767306E-2,6.8781478876189803E-3,null,84.300000000000011,12,null,652.5,null,0,1,1000,1000,1000,1000,0,0,0,0,0,0,0,0,0,0,0,0,0,0,0,0,0,0,0,0,0,0,0,0,0,0]
["High Efficiency Induction Cooktop",0.12662197780050333,3.0379741940181688E-2,null,533.95199999999977,10,null,226.5,null,0,1,1000,1000,1000,1000,0,0,0,0,0,0,0,0,0,0,0,0,0,0,0,0,0,0,0,0,0,0,0,0,0,0]
["High Efficiency Induction Cooktop",0.12662197780050333,3.0379741940181688E-2,null,533.95199999999977,10,null,226.5,null,0,1,1000,1000,1000,1000,0,0,0,0,0,0,0,0,0,0,0,0,0,0,0,0,0,0,0,0,0,0,0,0,0,0]
["High Efficiency Induction Cooktop",0.12662197780050333,3.0379741940181688E-2,null,533.95199999999977,10,null,226.5,null,0,1,1000,1000,1000,1000,0,0,0,0,0,0,0,0,0,0,0,0,0,0,0,0,0,0,0,0,0,0,0,0,0,0]
["High Efficiency Induction Cooktop",0.12662197780050333,3.0379741940181688E-2,null,533.95199999999977,10,null,226.5,null,0,1,1000,1000,1000,1000,0,0,0,0,0,0,0,0,0,0,0,0,0,0,0,0,0,0,0,0,0,0,0,0,0,0]
["High Efficiency Induction Cooktop",0.12662197780050333,3.0379741940181688E-2,null,533.95199999999977,10,null,226.5,null,0,1,1000,1000,1000,1000,0,0,0,0,0,0,0,0,0,0,0,0,0,0,0,0,0,0,0,0,0,0,0,0,0,0]
["High Efficiency Induction Cooktop",0.12662197780050333,3.0379741940181688E-2,null,533.95199999999977,10,null,226.5,null,0,1,1000,1000,1000,1000,0,0,0,0,0,0,0,0,0,0,0,0,0,0,0,0,0,0,0,0,0,0,0,0,0,0]
["Heat Pump Water Heater",9.8119667882911432E-2,0.36650627420907156,null,1459.2984429110468,10,null,1006,null,0,1,1000,1000,1000,1000,0,0,0,0,0,0,0,0,0,0,0,0,0,0,0,0,0,0,0,0,0,0,0,0,0,0]
["Heat Pump Water Heater",7.7128543235537805E-2,0.28809815224979407,null,1147.1050144801809,10,null,1006,null,0,1,1000,1000,1000,1000,0,0,0,0,0,0,0,0,0,0,0,0,0,0,0,0,0,0,0,0,0,0,0,0,0,0]
["Heat Pump Water Heater",7.6513676984181905E-2,0.28580144310081623,null,1137.9603304167069,10,null,1006,null,0,1,1000,1000,1000,1000,0,0,0,0,0,0,0,0,0,0,0,0,0,0,0,0,0,0,0,0,0,0,0,0,0,0]
["Heat Pump Water Heater",9.8119667882911432E-2,0.36650627420907156,null,1459.2984429110468,10,null,1006,null,0,1,1000,1000,1000,1000,0,0,0,0,0,0,0,0,0,0,0,0,0,0,0,0,0,0,0,0,0,0,0,0,0,0]
["Heat Pump Water Heater",7.7128543235537805E-2,0.28809815224979407,null,1147.1050144801809,10,null,1006,null,0,1,1000,1000,1000,1000,0,0,0,0,0,0,0,0,0,0,0,0,0,0,0,0,0,0,0,0,0,0,0,0,0,0]
["Heat Pump Water Heater",7.6513676984181905E-2,0.28580144310081623,null,1137.9603304167069,10,null,1006,null,0,1,1000,1000,1000,1000,0,0,0,0,0,0,0,0,0,0,0,0,0,0,0,0,0,0,0,0,0,0,0,0,0,0]
["Instantaneous Hot Water System",-3.250195958803589E-3,3.8639811981921429E-2,null,140.29821887743276,20,null,2380.91,null,0,1,1000,1000,1000,1000,0,0,0,0,0,0,0,0,0,0,0,0,0,0,0,0,0,0,0,0,0,0,0,0,0,0]
["Instantaneous Hot Water System",-2.5548688141881892E-3,3.0373445746035975E-2,null,110.28367170453508,20,null,2380.91,null,0,1,1000,1000,1000,1000,0,0,0,0,0,0,0,0,0,0,0,0,0,0,0,0,0,0,0,0,0,0,0,0,0,0]
["Instantaneous Hot Water System",-2.5345014826584251E-3,3.0131309619212027E-2,null,109.40449384168279,20,null,2380.91,null,0,1,1000,1000,1000,1000,0,0,0,0,0,0,0,0,0,0,0,0,0,0,0,0,0,0,0,0,0,0,0,0,0,0]
["Instantaneous Hot Water System",-3.250195958803589E-3,3.8639811981921429E-2,null,140.29821887743276,20,null,2380.91,null,0,1,1000,1000,1000,1000,0,0,0,0,0,0,0,0,0,0,0,0,0,0,0,0,0,0,0,0,0,0,0,0,0,0]
["Instantaneous Hot Water System",-2.5548688141881892E-3,3.0373445746035975E-2,null,110.28367170453508,20,null,2380.91,null,0,1,1000,1000,1000,1000,0,0,0,0,0,0,0,0,0,0,0,0,0,0,0,0,0,0,0,0,0,0,0,0,0,0]
["Instantaneous Hot Water System",-2.5345014826584251E-3,3.0131309619212027E-2,null,109.40449384168279,20,null,2380.91,null,0,1,1000,1000,1000,1000,0,0,0,0,0,0,0,0,0,0,0,0,0,0,0,0,0,0,0,0,0,0,0,0,0,0]
["Solar Water Heater",0.13376923775414445,1.8780420660505542E-2,null,1789.7484528991733,15,null,6767,null,0,1,1000,1000,1000,1000,0,0,0,0,0,0,0,0,0,0,0,0,0,0,0,0,0,0,0,0,0,0,0,0,0,0]
["Solar Water Heater",0.10515146107116359,1.4762651751164977E-2,null,1406.8605602589078,15,null,6767,null,0,1,1000,1000,1000,1000,0,0,0,0,0,0,0,0,0,0,0,0,0,0,0,0,0,0,0,0,0,0,0,0,0,0]
["Solar Water Heater",0.10431319702543961,1.4644964369016567E-2,null,1395.6451133882836,15,null,6767,null,0,1,1000,1000,1000,1000,0,0,0,0,0,0,0,0,0,0,0,0,0,0,0,0,0,0,0,0,0,0,0,0,0,0]
["Solar Water Heater",0.13376923775414445,1.8780420660505542E-2,null,1789.7484528991733,15,null,6767,null,0,1,1000,1000,1000,1000,0,0,0,0,0,0,0,0,0,0,0,0,0,0,0,0,0,0,0,0,0,0,0,0,0,0]
["Solar Water Heater",0.10515146107116359,1.4762651751164977E-2,null,1406.8605602589078,15,null,6767,null,0,1,1000,1000,1000,1000,0,0,0,0,0,0,0,0,0,0,0,0,0,0,0,0,0,0,0,0,0,0,0,0,0,0]
["Solar Water Heater",0.10431319702543961,1.4644964369016567E-2,null,1395.6451133882836,15,null,6767,null,0,1,1000,1000,1000,1000,0,0,0,0,0,0,0,0,0,0,0,0,0,0,0,0,0,0,0,0,0,0,0,0,0,0]
["Energy Star Air Purifier",8.5069227786946353E-2,6.1385367560433217E-2,null,641.96363636363628,9,null,0,null,0,1,1000,1000,1000,1000,0,0,0,0,0,0,0,0,0,0,0,0,0,0,0,0,0,0,0,0,0,0,0,0,0,0]
["Energy Star Air Purifier",8.5069227786946353E-2,6.1385367560433217E-2,null,641.96363636363628,9,null,0,null,0,1,1000,1000,1000,1000,0,0,0,0,0,0,0,0,0,0,0,0,0,0,0,0,0,0,0,0,0,0,0,0,0,0]
["Energy Star Air Purifier",8.5069227786946353E-2,6.1385367560433217E-2,null,641.96363636363628,9,null,0,null,0,1,1000,1000,1000,1000,0,0,0,0,0,0,0,0,0,0,0,0,0,0,0,0,0,0,0,0,0,0,0,0,0,0]
["Energy Star Air Purifier",8.5069227786946353E-2,6.1385367560433217E-2,null,641.96363636363628,9,null,0,null,0,1,1000,1000,1000,1000,0,0,0,0,0,0,0,0,0,0,0,0,0,0,0,0,0,0,0,0,0,0,0,0,0,0]
["Energy Star Air Purifier",8.5069227786946353E-2,6.1385367560433217E-2,null,641.96363636363628,9,null,0,null,0,1,1000,1000,1000,1000,0,0,0,0,0,0,0,0,0,0,0,0,0,0,0,0,0,0,0,0,0,0,0,0,0,0]
["Energy Star Air Purifier",8.5069227786946353E-2,6.1385367560433217E-2,null,641.96363636363628,9,null,0,null,0,1,1000,1000,1000,1000,0,0,0,0,0,0,0,0,0,0,0,0,0,0,0,0,0,0,0,0,0,0,0,0,0,0]
["Energy Star Audio-Video Equipment",0,0,null,80.295500000000004,5,null,134.83999999999997,null,0,1,1000,1000,1000,1000,0,0,0,0,0,0,0,0,0,0,0,0,0,0,0,0,0,0,0,0,0,0,0,0,0,0]
["Energy Star Audio-Video Equipment",0,0,null,80.295500000000004,5,null,134.83999999999997,null,0,1,1000,1000,1000,1000,0,0,0,0,0,0,0,0,0,0,0,0,0,0,0,0,0,0,0,0,0,0,0,0,0,0]
["Energy Star Audio-Video Equipment",0,0,null,80.295500000000004,5,null,134.83999999999997,null,0,1,1000,1000,1000,1000,0,0,0,0,0,0,0,0,0,0,0,0,0,0,0,0,0,0,0,0,0,0,0,0,0,0]
["Energy Star Audio-Video Equipment",0,0,null,80.295500000000004,5,null,134.83999999999997,null,0,1,1000,1000,1000,1000,0,0,0,0,0,0,0,0,0,0,0,0,0,0,0,0,0,0,0,0,0,0,0,0,0,0]
["Energy Star Audio-Video Equipment",0,0,null,80.295500000000004,5,null,134.83999999999997,null,0,1,1000,1000,1000,1000,0,0,0,0,0,0,0,0,0,0,0,0,0,0,0,0,0,0,0,0,0,0,0,0,0,0]
["Energy Star Audio-Video Equipment",0,0,null,80.295500000000004,5,null,134.83999999999997,null,0,1,1000,1000,1000,1000,0,0,0,0,0,0,0,0,0,0,0,0,0,0,0,0,0,0,0,0,0,0,0,0,0,0]
["Energy Star Imaging Equipment",1.157268342856696E-2,6.7571276879243658E-3,null,127.64499999999998,5,null,0,null,0,1,1000,1000,1000,1000,0,0,0,0,0,0,0,0,0,0,0,0,0,0,0,0,0,0,0,0,0,0,0,0,0,0]
["Energy Star Imaging Equipment",1.157268342856696E-2,6.7571276879243658E-3,null,127.64499999999998,5,null,0,null,0,1,1000,1000,1000,1000,0,0,0,0,0,0,0,0,0,0,0,0,0,0,0,0,0,0,0,0,0,0,0,0,0,0]
["Energy Star Imaging Equipment",1.157268342856696E-2,6.7571276879243658E-3,null,127.64499999999998,5,null,0,null,0,1,1000,1000,1000,1000,0,0,0,0,0,0,0,0,0,0,0,0,0,0,0,0,0,0,0,0,0,0,0,0,0,0]
["Energy Star Imaging Equipment",1.157268342856696E-2,6.7571276879243658E-3,null,127.64499999999998,5,null,0,null,0,1,1000,1000,1000,1000,0,0,0,0,0,0,0,0,0,0,0,0,0,0,0,0,0,0,0,0,0,0,0,0,0,0]
["Energy Star Imaging Equipment",1.157268342856696E-2,6.7571276879243658E-3,null,127.64499999999998,5,null,0,null,0,1,1000,1000,1000,1000,0,0,0,0,0,0,0,0,0,0,0,0,0,0,0,0,0,0,0,0,0,0,0,0,0,0]
["Energy Star Imaging Equipment",1.157268342856696E-2,6.7571276879243658E-3,null,127.64499999999998,5,null,0,null,0,1,1000,1000,1000,1000,0,0,0,0,0,0,0,0,0,0,0,0,0,0,0,0,0,0,0,0,0,0,0,0,0,0]
["Energy Star Personal Computer",1.8954346083759822E-2,4.0634554355408739E-3,null,119.55120593607305,4,null,29.75,null,0,1,1000,1000,1000,1000,0,0,0,0,0,0,0,0,0,0,0,0,0,0,0,0,0,0,0,0,0,0,0,0,0,0]
["Energy Star Personal Computer",1.8954346083759822E-2,4.0634554355408739E-3,null,119.55120593607305,4,null,29.75,null,0,1,1000,1000,1000,1000,0,0,0,0,0,0,0,0,0,0,0,0,0,0,0,0,0,0,0,0,0,0,0,0,0,0]
["Energy Star Personal Computer",1.8954346083759822E-2,4.0634554355408739E-3,null,119.55120593607305,4,null,29.75,null,0,1,1000,1000,1000,1000,0,0,0,0,0,0,0,0,0,0,0,0,0,0,0,0,0,0,0,0,0,0,0,0,0,0]
["Energy Star Personal Computer",1.8954346083759822E-2,4.0634554355408739E-3,null,119.55120593607305,4,null,29.75,null,0,1,1000,1000,1000,1000,0,0,0,0,0,0,0,0,0,0,0,0,0,0,0,0,0,0,0,0,0,0,0,0,0,0]
["Energy Star Personal Computer",1.8954346083759822E-2,4.0634554355408739E-3,null,119.55120593607305,4,null,29.75,null,0,1,1000,1000,1000,1000,0,0,0,0,0,0,0,0,0,0,0,0,0,0,0,0,0,0,0,0,0,0,0,0,0,0]
["Energy Star Personal Computer",1.8954346083759822E-2,4.0634554355408739E-3,null,119.55120593607305,4,null,29.75,null,0,1,1000,1000,1000,1000,0,0,0,0,0,0,0,0,0,0,0,0,0,0,0,0,0,0,0,0,0,0,0,0,0,0]
["Energy Star TV",7.6642602933134187E-3,4.5848744037357394E-3,null,38.325000000000003,6,null,93.333333333333314,null,0,1,1000,1000,1000,1000,0,0,0,0,0,0,0,0,0,0,0,0,0,0,0,0,0,0,0,0,0,0,0,0,0,0]
["Energy Star TV",7.6642602933134187E-3,4.5848744037357394E-3,null,38.325000000000003,6,null,93.333333333333314,null,0,1,1000,1000,1000,1000,0,0,0,0,0,0,0,0,0,0,0,0,0,0,0,0,0,0,0,0,0,0,0,0,0,0]
["Energy Star TV",7.6642602933134187E-3,4.5848744037357394E-3,null,38.325000000000003,6,null,93.333333333333314,null,0,1,1000,1000,1000,1000,0,0,0,0,0,0,0,0,0,0,0,0,0,0,0,0,0,0,0,0,0,0,0,0,0,0]
["Energy Star TV",7.6642602933134187E-3,4.5848744037357394E-3,null,38.325000000000003,6,null,93.333333333333314,null,0,1,1000,1000,1000,1000,0,0,0,0,0,0,0,0,0,0,0,0,0,0,0,0,0,0,0,0,0,0,0,0,0,0]
["Energy Star TV",7.6642602933134187E-3,4.5848744037357394E-3,null,38.325000000000003,6,null,93.333333333333314,null,0,1,1000,1000,1000,1000,0,0,0,0,0,0,0,0,0,0,0,0,0,0,0,0,0,0,0,0,0,0,0,0,0,0]
["Energy Star TV",7.6642602933134187E-3,4.5848744037357394E-3,null,38.325000000000003,6,null,93.333333333333314,null,0,1,1000,1000,1000,1000,0,0,0,0,0,0,0,0,0,0,0,0,0,0,0,0,0,0,0,0,0,0,0,0,0,0]
["14 SEER ASHP from base electric resistance heating",0,1.5462910073688871,null,5482.4104141334665,15,null,469.29000000000087,null,0,1,1000,1000,1000,1000,0,0,0,0,0,0,0,0,0,0,0,0,0,0,0,0,0,0,0,0,0,0,0,0,0,0]
["14 SEER ASHP from base electric resistance heating",0,1.0308606715792581,null,3654.9402760889775,15,null,312.86000000000013,null,0,1,1000,1000,1000,1000,0,0,0,0,0,0,0,0,0,0,0,0,0,0,0,0,0,0,0,0,0,0,0,0,0,0]
["14 SEER ASHP from base electric resistance heating",0,1.5462910073688871,null,5482.4104141334665,15,null,469.29000000000087,null,0,1,1000,1000,1000,1000,0,0,0,0,0,0,0,0,0,0,0,0,0,0,0,0,0,0,0,0,0,0,0,0,0,0]
["14 SEER ASHP from base electric resistance heating",0,1.5462910073688871,null,5482.4104141334665,15,null,469.29000000000087,null,0,1,1000,1000,1000,1000,0,0,0,0,0,0,0,0,0,0,0,0,0,0,0,0,0,0,0,0,0,0,0,0,0,0]
["14 SEER ASHP from base electric resistance heating",0,1.0308606715792581,null,3654.9402760889775,15,null,312.86000000000013,null,0,1,1000,1000,1000,1000,0,0,0,0,0,0,0,0,0,0,0,0,0,0,0,0,0,0,0,0,0,0,0,0,0,0]
["14 SEER ASHP from base electric resistance heating",0,1.5462910073688871,null,5482.4104141334665,15,null,469.29000000000087,null,0,1,1000,1000,1000,1000,0,0,0,0,0,0,0,0,0,0,0,0,0,0,0,0,0,0,0,0,0,0,0,0,0,0]
["15 SEER Air Source Heat Pump",0.10449914110942064,0.11102792649194677,null,393.65207296577182,15,null,474,null,0,1,1000,1000,1000,1000,0,0,0,0,0,0,0,0,0,0,0,0,0,0,0,0,0,0,0,0,0,0,0,0,0,0]
["15 SEER Air Source Heat Pump",6.9666094072947216E-2,7.401861766129797E-2,null,262.434715310515,15,null,447,null,0,1,1000,1000,1000,1000,0,0,0,0,0,0,0,0,0,0,0,0,0,0,0,0,0,0,0,0,0,0,0,0,0,0]
["15 SEER Air Source Heat Pump",0.10449914110942064,0.11102792649194677,null,393.65207296577182,15,null,474,null,0,1,1000,1000,1000,1000,0,0,0,0,0,0,0,0,0,0,0,0,0,0,0,0,0,0,0,0,0,0,0,0,0,0]
["15 SEER Air Source Heat Pump",0.10449914110942064,0.11102792649194677,null,393.65207296577182,15,null,474,null,0,1,1000,1000,1000,1000,0,0,0,0,0,0,0,0,0,0,0,0,0,0,0,0,0,0,0,0,0,0,0,0,0,0]
["15 SEER Air Source Heat Pump",6.9666094072947216E-2,7.401861766129797E-2,null,262.434715310515,15,null,447,null,0,1,1000,1000,1000,1000,0,0,0,0,0,0,0,0,0,0,0,0,0,0,0,0,0,0,0,0,0,0,0,0,0,0]
["15 SEER Air Source Heat Pump",0.10449914110942064,0.11102792649194677,null,393.65207296577182,15,null,474,null,0,1,1000,1000,1000,1000,0,0,0,0,0,0,0,0,0,0,0,0,0,0,0,0,0,0,0,0,0,0,0,0,0,0]
["15 SEER Central AC",0.15797866864411522,0,null,255.90171428571375,15,null,371,null,0,1,1000,1000,1000,1000,0,0,0,0,0,0,0,0,0,0,0,0,0,0,0,0,0,0,0,0,0,0,0,0,0,0]
["15 SEER Central AC",0.10531911242941035,0,null,170.6011428571428,15,null,332,null,0,1,1000,1000,1000,1000,0,0,0,0,0,0,0,0,0,0,0,0,0,0,0,0,0,0,0,0,0,0,0,0,0,0]
["15 SEER Central AC",0.15797866864411522,0,null,255.90171428571375,15,null,371,null,0,1,1000,1000,1000,1000,0,0,0,0,0,0,0,0,0,0,0,0,0,0,0,0,0,0,0,0,0,0,0,0,0,0]
["15 SEER Central AC",0.15797866864411522,0,null,255.90171428571375,15,null,371,null,0,1,1000,1000,1000,1000,0,0,0,0,0,0,0,0,0,0,0,0,0,0,0,0,0,0,0,0,0,0,0,0,0,0]
["15 SEER Central AC",0.10531911242941035,0,null,170.6011428571428,15,null,332,null,0,1,1000,1000,1000,1000,0,0,0,0,0,0,0,0,0,0,0,0,0,0,0,0,0,0,0,0,0,0,0,0,0,0]
["15 SEER Central AC",0.15797866864411522,0,null,255.90171428571375,15,null,371,null,0,1,1000,1000,1000,1000,0,0,0,0,0,0,0,0,0,0,0,0,0,0,0,0,0,0,0,0,0,0,0,0,0,0]
["16 SEER Air Source Heat Pump",0.21946762548237225,0.23317928865945706,null,826.74254355400672,15,null,1385,null,0,1,1000,1000,1000,1000,0,0,0,0,0,0,0,0,0,0,0,0,0,0,0,0,0,0,0,0,0,0,0,0,0,0]
["16 SEER Air Source Heat Pump",0.14631175032158178,0.15545285910630499,null,551.1616957026722,15,null,1148,null,0,1,1000,1000,1000,1000,0,0,0,0,0,0,0,0,0,0,0,0,0,0,0,0,0,0,0,0,0,0,0,0,0,0]
["16 SEER Air Source Heat Pump",0.21946762548237225,0.23317928865945706,null,826.74254355400672,15,null,1385,null,0,1,1000,1000,1000,1000,0,0,0,0,0,0,0,0,0,0,0,0,0,0,0,0,0,0,0,0,0,0,0,0,0,0]
["16 SEER Air Source Heat Pump",0.21946762548237225,0.23317928865945706,null,826.74254355400672,15,null,1385,null,0,1,1000,1000,1000,1000,0,0,0,0,0,0,0,0,0,0,0,0,0,0,0,0,0,0,0,0,0,0,0,0,0,0]
["16 SEER Air Source Heat Pump",0.14631175032158178,0.15545285910630499,null,551.1616957026722,15,null,1148,null,0,1,1000,1000,1000,1000,0,0,0,0,0,0,0,0,0,0,0,0,0,0,0,0,0,0,0,0,0,0,0,0,0,0]
["16 SEER Air Source Heat Pump",0.21946762548237225,0.23317928865945706,null,826.74254355400672,15,null,1385,null,0,1,1000,1000,1000,1000,0,0,0,0,0,0,0,0,0,0,0,0,0,0,0,0,0,0,0,0,0,0,0,0,0,0]
["16 SEER Central AC",0.29621000370771622,0,null,479.81571428571351,15,null,726,null,0,1,1000,1000,1000,1000,0,0,0,0,0,0,0,0,0,0,0,0,0,0,0,0,0,0,0,0,0,0,0,0,0,0]
["16 SEER Central AC",0.19747333580514462,0,null,319.8771428571431,15,null,649,null,0,1,1000,1000,1000,1000,0,0,0,0,0,0,0,0,0,0,0,0,0,0,0,0,0,0,0,0,0,0,0,0,0,0]
["16 SEER Central AC",0.29621000370771622,0,null,479.81571428571351,15,null,726,null,0,1,1000,1000,1000,1000,0,0,0,0,0,0,0,0,0,0,0,0,0,0,0,0,0,0,0,0,0,0,0,0,0,0]
["16 SEER Central AC",0.29621000370771622,0,null,479.81571428571351,15,null,726,null,0,1,1000,1000,1000,1000,0,0,0,0,0,0,0,0,0,0,0,0,0,0,0,0,0,0,0,0,0,0,0,0,0,0]
["16 SEER Central AC",0.19747333580514462,0,null,319.8771428571431,15,null,649,null,0,1,1000,1000,1000,1000,0,0,0,0,0,0,0,0,0,0,0,0,0,0,0,0,0,0,0,0,0,0,0,0,0,0]
["16 SEER Central AC",0.29621000370771622,0,null,479.81571428571351,15,null,726,null,0,1,1000,1000,1000,1000,0,0,0,0,0,0,0,0,0,0,0,0,0,0,0,0,0,0,0,0,0,0,0,0,0,0]
["17 SEER Air Source Heat Pump",0.32159806061029128,0.34169051969531566,null,1211.4716147614372,15,null,2250,null,0,1,1000,1000,1000,1000,0,0,0,0,0,0,0,0,0,0,0,0,0,0,0,0,0,0,0,0,0,0,0,0,0,0]
["17 SEER Air Source Heat Pump",0.21439870707352779,0.22779367979687737,null,807.64774317429237,15,null,1837,null,0,1,1000,1000,1000,1000,0,0,0,0,0,0,0,0,0,0,0,0,0,0,0,0,0,0,0,0,0,0,0,0,0,0]
["17 SEER Air Source Heat Pump",0.32159806061029128,0.34169051969531566,null,1211.4716147614372,15,null,2250,null,0,1,1000,1000,1000,1000,0,0,0,0,0,0,0,0,0,0,0,0,0,0,0,0,0,0,0,0,0,0,0,0,0,0]
["17 SEER Air Source Heat Pump",0.32159806061029128,0.34169051969531566,null,1211.4716147614372,15,null,2250,null,0,1,1000,1000,1000,1000,0,0,0,0,0,0,0,0,0,0,0,0,0,0,0,0,0,0,0,0,0,0,0,0,0,0]
["17 SEER Air Source Heat Pump",0.21439870707352779,0.22779367979687737,null,807.64774317429237,15,null,1837,null,0,1,1000,1000,1000,1000,0,0,0,0,0,0,0,0,0,0,0,0,0,0,0,0,0,0,0,0,0,0,0,0,0,0]
["17 SEER Air Source Heat Pump",0.32159806061029128,0.34169051969531566,null,1211.4716147614372,15,null,2250,null,0,1,1000,1000,1000,1000,0,0,0,0,0,0,0,0,0,0,0,0,0,0,0,0,0,0,0,0,0,0,0,0,0,0]
["17 SEER Central AC",0.41817882876383494,0,null,677.38689075630191,15,null,2350,null,0,1,1000,1000,1000,1000,0,0,0,0,0,0,0,0,0,0,0,0,0,0,0,0,0,0,0,0,0,0,0,0,0,0]
["17 SEER Central AC",0.27878588584255692,0,null,451.59126050420173,15,null,1565,null,0,1,1000,1000,1000,1000,0,0,0,0,0,0,0,0,0,0,0,0,0,0,0,0,0,0,0,0,0,0,0,0,0,0]
["17 SEER Central AC",0.41817882876383494,0,null,677.38689075630191,15,null,2350,null,0,1,1000,1000,1000,1000,0,0,0,0,0,0,0,0,0,0,0,0,0,0,0,0,0,0,0,0,0,0,0,0,0,0]
["17 SEER Central AC",0.41817882876383494,0,null,677.38689075630191,15,null,2350,null,0,1,1000,1000,1000,1000,0,0,0,0,0,0,0,0,0,0,0,0,0,0,0,0,0,0,0,0,0,0,0,0,0,0]
["17 SEER Central AC",0.27878588584255692,0,null,451.59126050420173,15,null,1565,null,0,1,1000,1000,1000,1000,0,0,0,0,0,0,0,0,0,0,0,0,0,0,0,0,0,0,0,0,0,0,0,0,0,0]
["17 SEER Central AC",0.41817882876383494,0,null,677.38689075630191,15,null,2350,null,0,1,1000,1000,1000,1000,0,0,0,0,0,0,0,0,0,0,0,0,0,0,0,0,0,0,0,0,0,0,0,0,0,0]
["18 SEER Air Source Heat Pump",0.36821795030935089,0.39122307691652736,null,1387.0904382908489,15,null,3013,null,0,1,1000,1000,1000,1000,0,0,0,0,0,0,0,0,0,0,0,0,0,0,0,0,0,0,0,0,0,0,0,0,0,0]
["18 SEER Air Source Heat Pump",0.24547863353956748,0.2608153846110185,null,924.72695886056681,15,null,2733,null,0,1,1000,1000,1000,1000,0,0,0,0,0,0,0,0,0,0,0,0,0,0,0,0,0,0,0,0,0,0,0,0,0,0]
["18 SEER Air Source Heat Pump",0.36821795030935089,0.39122307691652736,null,1387.0904382908489,15,null,3013,null,0,1,1000,1000,1000,1000,0,0,0,0,0,0,0,0,0,0,0,0,0,0,0,0,0,0,0,0,0,0,0,0,0,0]
["18 SEER Air Source Heat Pump",0.36821795030935089,0.39122307691652736,null,1387.0904382908489,15,null,3013,null,0,1,1000,1000,1000,1000,0,0,0,0,0,0,0,0,0,0,0,0,0,0,0,0,0,0,0,0,0,0,0,0,0,0]
["18 SEER Air Source Heat Pump",0.24547863353956748,0.2608153846110185,null,924.72695886056681,15,null,2733,null,0,1,1000,1000,1000,1000,0,0,0,0,0,0,0,0,0,0,0,0,0,0,0,0,0,0,0,0,0,0,0,0,0,0]
["18 SEER Air Source Heat Pump",0.36821795030935089,0.39122307691652736,null,1387.0904382908489,15,null,3013,null,0,1,1000,1000,1000,1000,0,0,0,0,0,0,0,0,0,0,0,0,0,0,0,0,0,0,0,0,0,0,0,0,0,0]
["18 SEER Central AC",0.52659556214705139,0,null,853.00571428571357,15,null,3333,null,0,1,1000,1000,1000,1000,0,0,0,0,0,0,0,0,0,0,0,0,0,0,0,0,0,0,0,0,0,0,0,0,0,0]
["18 SEER Central AC",0.35106370809803455,0,null,568.67047619047617,15,null,2426,null,0,1,1000,1000,1000,1000,0,0,0,0,0,0,0,0,0,0,0,0,0,0,0,0,0,0,0,0,0,0,0,0,0,0]
["18 SEER Central AC",0.52659556214705139,0,null,853.00571428571357,15,null,3333,null,0,1,1000,1000,1000,1000,0,0,0,0,0,0,0,0,0,0,0,0,0,0,0,0,0,0,0,0,0,0,0,0,0,0]
["18 SEER Central AC",0.52659556214705139,0,null,853.00571428571357,15,null,3333,null,0,1,1000,1000,1000,1000,0,0,0,0,0,0,0,0,0,0,0,0,0,0,0,0,0,0,0,0,0,0,0,0,0,0]
["18 SEER Central AC",0.35106370809803455,0,null,568.67047619047617,15,null,2426,null,0,1,1000,1000,1000,1000,0,0,0,0,0,0,0,0,0,0,0,0,0,0,0,0,0,0,0,0,0,0,0,0,0,0]
["18 SEER Central AC",0.52659556214705139,0,null,853.00571428571357,15,null,3333,null,0,1,1000,1000,1000,1000,0,0,0,0,0,0,0,0,0,0,0,0,0,0,0,0,0,0,0,0,0,0,0,0,0,0]
["21 SEER Air Source Heat Pump",0.54543577959449485,0.54464734344382981,null,1982.0354006968637,15,null,4740,null,0,1,1000,1000,1000,1000,0,0,0,0,0,0,0,0,0,0,0,0,0,0,0,0,0,0,0,0,0,0,0,0,0,0]
["21 SEER Air Source Heat Pump",0.36362385306299672,0.36309822896255334,null,1321.3569337979095,15,null,4539,null,0,1,1000,1000,1000,1000,0,0,0,0,0,0,0,0,0,0,0,0,0,0,0,0,0,0,0,0,0,0,0,0,0,0]
["21 SEER Air Source Heat Pump",0.54543577959449485,0.54464734344382981,null,1982.0354006968637,15,null,4740,null,0,1,1000,1000,1000,1000,0,0,0,0,0,0,0,0,0,0,0,0,0,0,0,0,0,0,0,0,0,0,0,0,0,0]
["21 SEER Air Source Heat Pump",0.54543577959449485,0.54464734344382981,null,1982.0354006968637,15,null,4740,null,0,1,1000,1000,1000,1000,0,0,0,0,0,0,0,0,0,0,0,0,0,0,0,0,0,0,0,0,0,0,0,0,0,0]
["21 SEER Air Source Heat Pump",0.36362385306299672,0.36309822896255334,null,1321.3569337979095,15,null,4539,null,0,1,1000,1000,1000,1000,0,0,0,0,0,0,0,0,0,0,0,0,0,0,0,0,0,0,0,0,0,0,0,0,0,0]
["21 SEER Air Source Heat Pump",0.54543577959449485,0.54464734344382981,null,1982.0354006968637,15,null,4740,null,0,1,1000,1000,1000,1000,0,0,0,0,0,0,0,0,0,0,0,0,0,0,0,0,0,0,0,0,0,0,0,0,0,0]
["21 SEER ASHP from base electric resistance heating",0.54543577959449485,2.05116951084646,null,7464.4458148303311,15,null,5209.29,null,0,1,1000,1000,1000,1000,0,0,0,0,0,0,0,0,0,0,0,0,0,0,0,0,0,0,0,0,0,0,0,0,0,0]
["21 SEER ASHP from base electric resistance heating",0.36362385306299672,1.3674463405643069,null,4976.2972098868877,15,null,4851.8600000000006,null,0,1,1000,1000,1000,1000,0,0,0,0,0,0,0,0,0,0,0,0,0,0,0,0,0,0,0,0,0,0,0,0,0,0]
["21 SEER ASHP from base electric resistance heating",0.54543577959449485,2.05116951084646,null,7464.4458148303311,15,null,5209.29,null,0,1,1000,1000,1000,1000,0,0,0,0,0,0,0,0,0,0,0,0,0,0,0,0,0,0,0,0,0,0,0,0,0,0]
["21 SEER ASHP from base electric resistance heating",0.54543577959449485,2.05116951084646,null,7464.4458148303311,15,null,5209.29,null,0,1,1000,1000,1000,1000,0,0,0,0,0,0,0,0,0,0,0,0,0,0,0,0,0,0,0,0,0,0,0,0,0,0]
["21 SEER ASHP from base electric resistance heating",0.36362385306299672,1.3674463405643069,null,4976.2972098868877,15,null,4851.8600000000006,null,0,1,1000,1000,1000,1000,0,0,0,0,0,0,0,0,0,0,0,0,0,0,0,0,0,0,0,0,0,0,0,0,0,0]
["21 SEER ASHP from base electric resistance heating",0.54543577959449485,2.05116951084646,null,7464.4458148303311,15,null,5209.29,null,0,1,1000,1000,1000,1000,0,0,0,0,0,0,0,0,0,0,0,0,0,0,0,0,0,0,0,0,0,0,0,0,0,0]
["21 SEER Central AC",0.78989334322057725,0,null,1279.5085714285706,15,null,5194,null,0,1,1000,1000,1000,1000,0,0,0,0,0,0,0,0,0,0,0,0,0,0,0,0,0,0,0,0,0,0,0,0,0,0]
["21 SEER Central AC",0.52659556214705183,0,null,853.00571428571425,15,null,4217,null,0,1,1000,1000,1000,1000,0,0,0,0,0,0,0,0,0,0,0,0,0,0,0,0,0,0,0,0,0,0,0,0,0,0]
["21 SEER Central AC",0.78989334322057725,0,null,1279.5085714285706,15,null,5194,null,0,1,1000,1000,1000,1000,0,0,0,0,0,0,0,0,0,0,0,0,0,0,0,0,0,0,0,0,0,0,0,0,0,0]
["21 SEER Central AC",0.78989334322057725,0,null,1279.5085714285706,15,null,5194,null,0,1,1000,1000,1000,1000,0,0,0,0,0,0,0,0,0,0,0,0,0,0,0,0,0,0,0,0,0,0,0,0,0,0]
["21 SEER Central AC",0.52659556214705183,0,null,853.00571428571425,15,null,4217,null,0,1,1000,1000,1000,1000,0,0,0,0,0,0,0,0,0,0,0,0,0,0,0,0,0,0,0,0,0,0,0,0,0,0]
["21 SEER Central AC",0.78989334322057725,0,null,1279.5085714285706,15,null,5194,null,0,1,1000,1000,1000,1000,0,0,0,0,0,0,0,0,0,0,0,0,0,0,0,0,0,0,0,0,0,0,0,0,0,0]
["Energy Star Room AC",9.2999674966337154E-2,0,null,150.64550458715598,9,null,18.670000000000073,null,0,1,1000,1000,1000,1000,0,0,0,0,0,0,0,0,0,0,0,0,0,0,0,0,0,0,0,0,0,0,0,0,0,0]
["Energy Star Room AC",9.2999674966337154E-2,0,null,150.64550458715598,9,null,18.670000000000073,null,0,1,1000,1000,1000,1000,0,0,0,0,0,0,0,0,0,0,0,0,0,0,0,0,0,0,0,0,0,0,0,0,0,0]
["Energy Star Room AC",9.2999674966337154E-2,0,null,150.64550458715598,9,null,18.670000000000073,null,0,1,1000,1000,1000,1000,0,0,0,0,0,0,0,0,0,0,0,0,0,0,0,0,0,0,0,0,0,0,0,0,0,0]
["Energy Star Room AC",9.2999674966337154E-2,0,null,150.64550458715598,9,null,18.670000000000073,null,0,1,1000,1000,1000,1000,0,0,0,0,0,0,0,0,0,0,0,0,0,0,0,0,0,0,0,0,0,0,0,0,0,0]
["Energy Star Room AC",9.2999674966337154E-2,0,null,150.64550458715598,9,null,18.670000000000073,null,0,1,1000,1000,1000,1000,0,0,0,0,0,0,0,0,0,0,0,0,0,0,0,0,0,0,0,0,0,0,0,0,0,0]
["Energy Star Room AC",9.2999674966337154E-2,0,null,150.64550458715598,9,null,18.670000000000073,null,0,1,1000,1000,1000,1000,0,0,0,0,0,0,0,0,0,0,0,0,0,0,0,0,0,0,0,0,0,0,0,0,0,0]
["Ground Source Heat Pump",0.39241192890885962,1.2172139300046581,null,2068.1269469608992,22,null,14639.526000000002,null,0,1,1000,1000,1000,1000,0,0,0,0,0,0,0,0,0,0,0,0,0,0,0,0,0,0,0,0,0,0,0,0,0,0]
["Ground Source Heat Pump",0.39241192890885962,1.2172139300046581,null,2068.1269469608992,22,null,13839.956,null,0,1,1000,1000,1000,1000,0,0,0,0,0,0,0,0,0,0,0,0,0,0,0,0,0,0,0,0,0,0,0,0,0,0]
["Ground Source Heat Pump",0.39241192890885962,1.2172139300046581,null,2068.1269469608992,22,null,14639.526000000002,null,0,1,1000,1000,1000,1000,0,0,0,0,0,0,0,0,0,0,0,0,0,0,0,0,0,0,0,0,0,0,0,0,0,0]
["Ground Source Heat Pump",0.39241192890885962,1.2172139300046581,null,2068.1269469608992,22,null,14639.526000000002,null,0,1,1000,1000,1000,1000,0,0,0,0,0,0,0,0,0,0,0,0,0,0,0,0,0,0,0,0,0,0,0,0,0,0]
["Ground Source Heat Pump",0.39241192890885962,1.2172139300046581,null,2068.1269469608992,22,null,13839.956,null,0,1,1000,1000,1000,1000,0,0,0,0,0,0,0,0,0,0,0,0,0,0,0,0,0,0,0,0,0,0,0,0,0,0]
["Ground Source Heat Pump",0.39241192890885962,1.2172139300046581,null,2068.1269469608992,22,null,14639.526000000002,null,0,1,1000,1000,1000,1000,0,0,0,0,0,0,0,0,0,0,0,0,0,0,0,0,0,0,0,0,0,0,0,0,0,0]
["Variable Refrigerant Flow (VRF) HVAC Systems",9.3522681486672615E-2,0.19092544879719112,null,1708.5902427027377,13,null,3207.3719999999994,null,0,1,1000,1000,1000,1000,0,0,0,0,0,0,0,0,0,0,0,0,0,0,0,0,0,0,0,0,0,0,0,0,0,0]
["Variable Refrigerant Flow (VRF) HVAC Systems",6.234845432444841E-2,0.12728363253146074,null,1139.0601618018252,13,null,2645.8919999999998,null,0,1,1000,1000,1000,1000,0,0,0,0,0,0,0,0,0,0,0,0,0,0,0,0,0,0,0,0,0,0,0,0,0,0]
["Variable Refrigerant Flow (VRF) HVAC Systems",9.3522681486672615E-2,0.19092544879719112,null,1708.5902427027377,13,null,3207.3719999999994,null,0,1,1000,1000,1000,1000,0,0,0,0,0,0,0,0,0,0,0,0,0,0,0,0,0,0,0,0,0,0,0,0,0,0]
["Variable Refrigerant Flow (VRF) HVAC Systems",9.3522681486672615E-2,0.19092544879719112,null,1708.5902427027377,13,null,2526.732,null,0,1,1000,1000,1000,1000,0,0,0,0,0,0,0,0,0,0,0,0,0,0,0,0,0,0,0,0,0,0,0,0,0,0]
["Variable Refrigerant Flow (VRF) HVAC Systems",6.234845432444841E-2,0.12728363253146074,null,1139.0601618018252,13,null,1965.2520000000004,null,0,1,1000,1000,1000,1000,0,0,0,0,0,0,0,0,0,0,0,0,0,0,0,0,0,0,0,0,0,0,0,0,0,0]
["Variable Refrigerant Flow (VRF) HVAC Systems",9.3522681486672615E-2,0.19092544879719112,null,1708.5902427027377,13,null,2526.732,null,0,1,1000,1000,1000,1000,0,0,0,0,0,0,0,0,0,0,0,0,0,0,0,0,0,0,0,0,0,0,0,0,0,0]
["CFL - 15W Flood (Exterior)",0,0,null,47.45,7.8,null,3.9199999999999995,null,0,1,1000,1000,1000,1000,0,0,0,0,0,0,0,0,0,0,0,0,0,0,0,0,0,0,0,0,0,0,0,0,0,0]
["CFL - 15W Flood (Exterior)",0,0,null,47.45,7.8,null,3.9199999999999995,null,0,1,1000,1000,1000,1000,0,0,0,0,0,0,0,0,0,0,0,0,0,0,0,0,0,0,0,0,0,0,0,0,0,0]
["CFL - 15W Flood (Exterior)",0,0,null,47.45,7.8,null,3.9199999999999995,null,0,1,1000,1000,1000,1000,0,0,0,0,0,0,0,0,0,0,0,0,0,0,0,0,0,0,0,0,0,0,0,0,0,0]
["CFL - 15W Flood (Exterior)",0,0,null,47.45,7.8,null,3.9199999999999995,null,0,1,1000,1000,1000,1000,0,0,0,0,0,0,0,0,0,0,0,0,0,0,0,0,0,0,0,0,0,0,0,0,0,0]
["CFL - 15W Flood (Exterior)",0,0,null,47.45,7.8,null,3.9199999999999995,null,0,1,1000,1000,1000,1000,0,0,0,0,0,0,0,0,0,0,0,0,0,0,0,0,0,0,0,0,0,0,0,0,0,0]
["CFL - 15W Flood (Exterior)",0,0,null,47.45,7.8,null,3.9199999999999995,null,0,1,1000,1000,1000,1000,0,0,0,0,0,0,0,0,0,0,0,0,0,0,0,0,0,0,0,0,0,0,0,0,0,0]
["CFL - 15W Flood",4.1875070920939554E-4,4.3966240116755719E-4,null,4.7606271428571407,7.8,null,3.9199999999999995,null,0,1,1000,1000,1000,1000,0,0,0,0,0,0,0,0,0,0,0,0,0,0,0,0,0,0,0,0,0,0,0,0,0,0]
["CFL - 15W Flood",4.1875070920939554E-4,4.3966240116755719E-4,null,4.7606271428571407,7.8,null,3.9199999999999995,null,0,1,1000,1000,1000,1000,0,0,0,0,0,0,0,0,0,0,0,0,0,0,0,0,0,0,0,0,0,0,0,0,0,0]
["CFL - 15W Flood",4.1875070920939554E-4,4.3966240116755719E-4,null,4.7606271428571407,7.8,null,3.9199999999999995,null,0,1,1000,1000,1000,1000,0,0,0,0,0,0,0,0,0,0,0,0,0,0,0,0,0,0,0,0,0,0,0,0,0,0]
["CFL - 15W Flood",4.1875070920939554E-4,4.3966240116755719E-4,null,4.7606271428571407,7.8,null,3.9199999999999995,null,0,1,1000,1000,1000,1000,0,0,0,0,0,0,0,0,0,0,0,0,0,0,0,0,0,0,0,0,0,0,0,0,0,0]
["CFL - 15W Flood",4.1875070920939554E-4,4.3966240116755719E-4,null,4.7606271428571407,7.8,null,3.9199999999999995,null,0,1,1000,1000,1000,1000,0,0,0,0,0,0,0,0,0,0,0,0,0,0,0,0,0,0,0,0,0,0,0,0,0,0]
["CFL - 15W Flood",4.1875070920939554E-4,4.3966240116755719E-4,null,4.7606271428571407,7.8,null,3.9199999999999995,null,0,1,1000,1000,1000,1000,0,0,0,0,0,0,0,0,0,0,0,0,0,0,0,0,0,0,0,0,0,0,0,0,0,0]
["CFL-13W",4.6527856578821729E-4,4.8851377907506357E-4,null,5.2895857142857121,7.8,null,1.3200000000000003,null,0,1,1000,1000,1000,1000,0,0,0,0,0,0,0,0,0,0,0,0,0,0,0,0,0,0,0,0,0,0,0,0,0,0]
["CFL-13W",4.6527856578821729E-4,4.8851377907506357E-4,null,5.2895857142857121,7.8,null,1.3200000000000003,null,0,1,1000,1000,1000,1000,0,0,0,0,0,0,0,0,0,0,0,0,0,0,0,0,0,0,0,0,0,0,0,0,0,0]
["CFL-13W",4.6527856578821729E-4,4.8851377907506357E-4,null,5.2895857142857121,7.8,null,1.3200000000000003,null,0,1,1000,1000,1000,1000,0,0,0,0,0,0,0,0,0,0,0,0,0,0,0,0,0,0,0,0,0,0,0,0,0,0]
["CFL-13W",4.6527856578821729E-4,4.8851377907506357E-4,null,5.2895857142857121,7.8,null,1.3200000000000003,null,0,1,1000,1000,1000,1000,0,0,0,0,0,0,0,0,0,0,0,0,0,0,0,0,0,0,0,0,0,0,0,0,0,0]
["CFL-13W",4.6527856578821729E-4,4.8851377907506357E-4,null,5.2895857142857121,7.8,null,1.3200000000000003,null,0,1,1000,1000,1000,1000,0,0,0,0,0,0,0,0,0,0,0,0,0,0,0,0,0,0,0,0,0,0,0,0,0,0]
["CFL-13W",4.6527856578821729E-4,4.8851377907506357E-4,null,5.2895857142857121,7.8,null,1.3200000000000003,null,0,1,1000,1000,1000,1000,0,0,0,0,0,0,0,0,0,0,0,0,0,0,0,0,0,0,0,0,0,0,0,0,0,0]
["CFL-23W",6.5138999210350476E-4,6.8391929070508951E-4,null,7.405420000000003,7.8,null,0.84999999999999987,null,0,1,1000,1000,1000,1000,0,0,0,0,0,0,0,0,0,0,0,0,0,0,0,0,0,0,0,0,0,0,0,0,0,0]
["CFL-23W",6.5138999210350476E-4,6.8391929070508951E-4,null,7.405420000000003,7.8,null,0.84999999999999987,null,0,1,1000,1000,1000,1000,0,0,0,0,0,0,0,0,0,0,0,0,0,0,0,0,0,0,0,0,0,0,0,0,0,0]
["CFL-23W",6.5138999210350476E-4,6.8391929070508951E-4,null,7.405420000000003,7.8,null,0.84999999999999987,null,0,1,1000,1000,1000,1000,0,0,0,0,0,0,0,0,0,0,0,0,0,0,0,0,0,0,0,0,0,0,0,0,0,0]
["CFL-23W",6.5138999210350476E-4,6.8391929070508951E-4,null,7.405420000000003,7.8,null,0.84999999999999987,null,0,1,1000,1000,1000,1000,0,0,0,0,0,0,0,0,0,0,0,0,0,0,0,0,0,0,0,0,0,0,0,0,0,0]
["CFL-23W",6.5138999210350476E-4,6.8391929070508951E-4,null,7.405420000000003,7.8,null,0.84999999999999987,null,0,1,1000,1000,1000,1000,0,0,0,0,0,0,0,0,0,0,0,0,0,0,0,0,0,0,0,0,0,0,0,0,0,0]
["CFL-23W",6.5138999210350476E-4,6.8391929070508951E-4,null,7.405420000000003,7.8,null,0.84999999999999987,null,0,1,1000,1000,1000,1000,0,0,0,0,0,0,0,0,0,0,0,0,0,0,0,0,0,0,0,0,0,0,0,0,0,0]
["LED - 14W",1.4888914105222958E-3,1.5632440930402039E-3,null,16.926674285714284,10,null,1.8800000000000001,null,0,1,1000,1000,1000,1000,0,0,0,0,0,0,0,0,0,0,0,0,0,0,0,0,0,0,0,0,0,0,0,0,0,0]
["LED - 14W",1.4888914105222958E-3,1.5632440930402039E-3,null,16.926674285714284,10,null,1.8800000000000001,null,0,1,1000,1000,1000,1000,0,0,0,0,0,0,0,0,0,0,0,0,0,0,0,0,0,0,0,0,0,0,0,0,0,0]
["LED - 14W",1.4888914105222958E-3,1.5632440930402039E-3,null,16.926674285714284,10,null,1.8800000000000001,null,0,1,1000,1000,1000,1000,0,0,0,0,0,0,0,0,0,0,0,0,0,0,0,0,0,0,0,0,0,0,0,0,0,0]
["LED - 14W",1.4888914105222958E-3,1.5632440930402039E-3,null,16.926674285714284,10,null,1.8800000000000001,null,0,1,1000,1000,1000,1000,0,0,0,0,0,0,0,0,0,0,0,0,0,0,0,0,0,0,0,0,0,0,0,0,0,0]
["LED - 14W",1.4888914105222958E-3,1.5632440930402039E-3,null,16.926674285714284,10,null,1.8800000000000001,null,0,1,1000,1000,1000,1000,0,0,0,0,0,0,0,0,0,0,0,0,0,0,0,0,0,0,0,0,0,0,0,0,0,0]
["LED - 14W",1.4888914105222958E-3,1.5632440930402039E-3,null,16.926674285714284,10,null,1.8800000000000001,null,0,1,1000,1000,1000,1000,0,0,0,0,0,0,0,0,0,0,0,0,0,0,0,0,0,0,0,0,0,0,0,0,0,0]
["LED - 9W Flood (Exterior)",0,0,null,53.144000000000005,10,null,3.14,null,0,1,1000,1000,1000,1000,0,0,0,0,0,0,0,0,0,0,0,0,0,0,0,0,0,0,0,0,0,0,0,0,0,0]
["LED - 9W Flood (Exterior)",0,0,null,53.144000000000005,10,null,3.14,null,0,1,1000,1000,1000,1000,0,0,0,0,0,0,0,0,0,0,0,0,0,0,0,0,0,0,0,0,0,0,0,0,0,0]
["LED - 9W Flood (Exterior)",0,0,null,53.144000000000005,10,null,3.14,null,0,1,1000,1000,1000,1000,0,0,0,0,0,0,0,0,0,0,0,0,0,0,0,0,0,0,0,0,0,0,0,0,0,0]
["LED - 9W Flood (Exterior)",0,0,null,53.144000000000005,10,null,3.14,null,0,1,1000,1000,1000,1000,0,0,0,0,0,0,0,0,0,0,0,0,0,0,0,0,0,0,0,0,0,0,0,0,0,0]
["LED - 9W Flood (Exterior)",0,0,null,53.144000000000005,10,null,3.14,null,0,1,1000,1000,1000,1000,0,0,0,0,0,0,0,0,0,0,0,0,0,0,0,0,0,0,0,0,0,0,0,0,0,0]
["LED - 9W Flood (Exterior)",0,0,null,53.144000000000005,10,null,3.14,null,0,1,1000,1000,1000,1000,0,0,0,0,0,0,0,0,0,0,0,0,0,0,0,0,0,0,0,0,0,0,0,0,0,0]
["LED - 9W Flood",9.7708498815525665E-4,1.0258789360576338E-3,null,11.108129999999999,10,null,3.14,null,0,1,1000,1000,1000,1000,0,0,0,0,0,0,0,0,0,0,0,0,0,0,0,0,0,0,0,0,0,0,0,0,0,0]
["LED - 9W Flood",9.7708498815525665E-4,1.0258789360576338E-3,null,11.108129999999999,10,null,3.14,null,0,1,1000,1000,1000,1000,0,0,0,0,0,0,0,0,0,0,0,0,0,0,0,0,0,0,0,0,0,0,0,0,0,0]
["LED - 9W Flood",9.7708498815525665E-4,1.0258789360576338E-3,null,11.108129999999999,10,null,3.14,null,0,1,1000,1000,1000,1000,0,0,0,0,0,0,0,0,0,0,0,0,0,0,0,0,0,0,0,0,0,0,0,0,0,0]
["LED - 9W Flood",9.7708498815525665E-4,1.0258789360576338E-3,null,11.108129999999999,10,null,3.14,null,0,1,1000,1000,1000,1000,0,0,0,0,0,0,0,0,0,0,0,0,0,0,0,0,0,0,0,0,0,0,0,0,0,0]
["LED - 9W Flood",9.7708498815525665E-4,1.0258789360576338E-3,null,11.108129999999999,10,null,3.14,null,0,1,1000,1000,1000,1000,0,0,0,0,0,0,0,0,0,0,0,0,0,0,0,0,0,0,0,0,0,0,0,0,0,0]
["LED - 9W Flood",9.7708498815525665E-4,1.0258789360576338E-3,null,11.108129999999999,10,null,3.14,null,0,1,1000,1000,1000,1000,0,0,0,0,0,0,0,0,0,0,0,0,0,0,0,0,0,0,0,0,0,0,0,0,0,0]
["LED - 9W",8.3750141841879141E-4,8.793248023351147E-4,null,9.521254285714285,10,null,1.2000000000000002,null,0,1,1000,1000,1000,1000,0,0,0,0,0,0,0,0,0,0,0,0,0,0,0,0,0,0,0,0,0,0,0,0,0,0]
["LED - 9W",8.3750141841879141E-4,8.793248023351147E-4,null,9.521254285714285,10,null,1.2000000000000002,null,0,1,1000,1000,1000,1000,0,0,0,0,0,0,0,0,0,0,0,0,0,0,0,0,0,0,0,0,0,0,0,0,0,0]
["LED - 9W",8.3750141841879141E-4,8.793248023351147E-4,null,9.521254285714285,10,null,1.2000000000000002,null,0,1,1000,1000,1000,1000,0,0,0,0,0,0,0,0,0,0,0,0,0,0,0,0,0,0,0,0,0,0,0,0,0,0]
["LED - 9W",8.3750141841879141E-4,8.793248023351147E-4,null,9.521254285714285,10,null,1.2000000000000002,null,0,1,1000,1000,1000,1000,0,0,0,0,0,0,0,0,0,0,0,0,0,0,0,0,0,0,0,0,0,0,0,0,0,0]
["LED - 9W",8.3750141841879141E-4,8.793248023351147E-4,null,9.521254285714285,10,null,1.2000000000000002,null,0,1,1000,1000,1000,1000,0,0,0,0,0,0,0,0,0,0,0,0,0,0,0,0,0,0,0,0,0,0,0,0,0,0]
["LED - 9W",8.3750141841879141E-4,8.793248023351147E-4,null,9.521254285714285,10,null,1.2000000000000002,null,0,1,1000,1000,1000,1000,0,0,0,0,0,0,0,0,0,0,0,0,0,0,0,0,0,0,0,0,0,0,0,0,0,0]
["LED Specialty Lamps-5W Chandelier",6.5138999210350443E-4,6.8391929070508919E-4,null,7.4054199999999994,10,null,1.97,null,0,1,1000,1000,1000,1000,0,0,0,0,0,0,0,0,0,0,0,0,0,0,0,0,0,0,0,0,0,0,0,0,0,0]
["LED Specialty Lamps-5W Chandelier",6.5138999210350443E-4,6.8391929070508919E-4,null,7.4054199999999994,10,null,1.97,null,0,1,1000,1000,1000,1000,0,0,0,0,0,0,0,0,0,0,0,0,0,0,0,0,0,0,0,0,0,0,0,0,0,0]
["LED Specialty Lamps-5W Chandelier",6.5138999210350443E-4,6.8391929070508919E-4,null,7.4054199999999994,10,null,1.97,null,0,1,1000,1000,1000,1000,0,0,0,0,0,0,0,0,0,0,0,0,0,0,0,0,0,0,0,0,0,0,0,0,0,0]
["LED Specialty Lamps-5W Chandelier",6.5138999210350443E-4,6.8391929070508919E-4,null,7.4054199999999994,10,null,1.97,null,0,1,1000,1000,1000,1000,0,0,0,0,0,0,0,0,0,0,0,0,0,0,0,0,0,0,0,0,0,0,0,0,0,0]
["LED Specialty Lamps-5W Chandelier",6.5138999210350443E-4,6.8391929070508919E-4,null,7.4054199999999994,10,null,1.97,null,0,1,1000,1000,1000,1000,0,0,0,0,0,0,0,0,0,0,0,0,0,0,0,0,0,0,0,0,0,0,0,0,0,0]
["LED Specialty Lamps-5W Chandelier",6.5138999210350443E-4,6.8391929070508919E-4,null,7.4054199999999994,10,null,1.97,null,0,1,1000,1000,1000,1000,0,0,0,0,0,0,0,0,0,0,0,0,0,0,0,0,0,0,0,0,0,0,0,0,0,0]
["Linear LED",0,8.6271265320930767E-10,null,14.810840000000001,15,null,2.15,null,0,1,1000,1000,1000,1000,0,0,0,0,0,0,0,0,0,0,0,0,0,0,0,0,0,0,0,0,0,0,0,0,0,0]
["Linear LED",0,8.6271265320930767E-10,null,14.810840000000001,15,null,2.15,null,0,1,1000,1000,1000,1000,0,0,0,0,0,0,0,0,0,0,0,0,0,0,0,0,0,0,0,0,0,0,0,0,0,0]
["Linear LED",0,8.6271265320930767E-10,null,14.810840000000001,15,null,2.15,null,0,1,1000,1000,1000,1000,0,0,0,0,0,0,0,0,0,0,0,0,0,0,0,0,0,0,0,0,0,0,0,0,0,0]
["Linear LED",0,8.6271265320930767E-10,null,14.810840000000001,15,null,2.15,null,0,1,1000,1000,1000,1000,0,0,0,0,0,0,0,0,0,0,0,0,0,0,0,0,0,0,0,0,0,0,0,0,0,0]
["Linear LED",0,8.6271265320930767E-10,null,14.810840000000001,15,null,2.15,null,0,1,1000,1000,1000,1000,0,0,0,0,0,0,0,0,0,0,0,0,0,0,0,0,0,0,0,0,0,0,0,0,0,0]
["Linear LED",0,8.6271265320930767E-10,null,14.810840000000001,15,null,2.15,null,0,1,1000,1000,1000,1000,0,0,0,0,0,0,0,0,0,0,0,0,0,0,0,0,0,0,0,0,0,0,0,0,0,0]
["Low Wattage T8 Fixture",0,1.1910320513615538E-9,null,6.3475028571428531,15,null,0.43999999999999995,null,0,1,1000,1000,1000,1000,0,0,0,0,0,0,0,0,0,0,0,0,0,0,0,0,0,0,0,0,0,0,0,0,0,0]
["Low Wattage T8 Fixture",0,1.1910320513615538E-9,null,6.3475028571428531,15,null,0.43999999999999995,null,0,1,1000,1000,1000,1000,0,0,0,0,0,0,0,0,0,0,0,0,0,0,0,0,0,0,0,0,0,0,0,0,0,0]
["Low Wattage T8 Fixture",0,1.1910320513615538E-9,null,6.3475028571428531,15,null,0.43999999999999995,null,0,1,1000,1000,1000,1000,0,0,0,0,0,0,0,0,0,0,0,0,0,0,0,0,0,0,0,0,0,0,0,0,0,0]
["Low Wattage T8 Fixture",0,1.1910320513615538E-9,null,6.3475028571428531,15,null,0.43999999999999995,null,0,1,1000,1000,1000,1000,0,0,0,0,0,0,0,0,0,0,0,0,0,0,0,0,0,0,0,0,0,0,0,0,0,0]
["Low Wattage T8 Fixture",0,1.1910320513615538E-9,null,6.3475028571428531,15,null,0.43999999999999995,null,0,1,1000,1000,1000,1000,0,0,0,0,0,0,0,0,0,0,0,0,0,0,0,0,0,0,0,0,0,0,0,0,0,0]
["Low Wattage T8 Fixture",0,1.1910320513615538E-9,null,6.3475028571428531,15,null,0.43999999999999995,null,0,1,1000,1000,1000,1000,0,0,0,0,0,0,0,0,0,0,0,0,0,0,0,0,0,0,0,0,0,0,0,0,0,0]
["Energy Star Bathroom Ventilating Fan",2.0674652727180752E-4,8.2698610908723007E-4,null,5.9063350174893108,10,null,12.100000000000009,null,0,1,1000,1000,1000,1000,0,0,0,0,0,0,0,0,0,0,0,0,0,0,0,0,0,0,0,0,0,0,0,0,0,0]
["Energy Star Bathroom Ventilating Fan",2.0674652727180752E-4,8.2698610908723007E-4,null,5.9063350174893108,10,null,12.100000000000009,null,0,1,1000,1000,1000,1000,0,0,0,0,0,0,0,0,0,0,0,0,0,0,0,0,0,0,0,0,0,0,0,0,0,0]
["Energy Star Bathroom Ventilating Fan",2.0674652727180752E-4,8.2698610908723007E-4,null,5.9063350174893108,10,null,12.100000000000009,null,0,1,1000,1000,1000,1000,0,0,0,0,0,0,0,0,0,0,0,0,0,0,0,0,0,0,0,0,0,0,0,0,0,0]
["Energy Star Bathroom Ventilating Fan",2.0674652727180752E-4,8.2698610908723007E-4,null,5.9063350174893108,10,null,12.100000000000009,null,0,1,1000,1000,1000,1000,0,0,0,0,0,0,0,0,0,0,0,0,0,0,0,0,0,0,0,0,0,0,0,0,0,0]
["Energy Star Bathroom Ventilating Fan",2.0674652727180752E-4,8.2698610908723007E-4,null,5.9063350174893108,10,null,12.100000000000009,null,0,1,1000,1000,1000,1000,0,0,0,0,0,0,0,0,0,0,0,0,0,0,0,0,0,0,0,0,0,0,0,0,0,0]
["Energy Star Bathroom Ventilating Fan",2.0674652727180752E-4,8.2698610908723007E-4,null,5.9063350174893108,10,null,12.100000000000009,null,0,1,1000,1000,1000,1000,0,0,0,0,0,0,0,0,0,0,0,0,0,0,0,0,0,0,0,0,0,0,0,0,0,0]
["Energy Star Ceiling Fan",0,2.4185536326520125E-6,null,21.4818135104275,20,null,45,null,0,1,1000,1000,1000,1000,0,0,0,0,0,0,0,0,0,0,0,0,0,0,0,0,0,0,0,0,0,0,0,0,0,0]
["Energy Star Ceiling Fan",0,2.4185536326520125E-6,null,21.4818135104275,20,null,45,null,0,1,1000,1000,1000,1000,0,0,0,0,0,0,0,0,0,0,0,0,0,0,0,0,0,0,0,0,0,0,0,0,0,0]
["Energy Star Ceiling Fan",0,2.4185536326520125E-6,null,21.4818135104275,20,null,45,null,0,1,1000,1000,1000,1000,0,0,0,0,0,0,0,0,0,0,0,0,0,0,0,0,0,0,0,0,0,0,0,0,0,0]
["Energy Star Ceiling Fan",0,4.486298098198294E-6,null,21.4818135104275,20,null,45,null,0,1,1000,1000,1000,1000,0,0,0,0,0,0,0,0,0,0,0,0,0,0,0,0,0,0,0,0,0,0,0,0,0,0]
["Energy Star Ceiling Fan",0,4.486298098198294E-6,null,21.4818135104275,20,null,45,null,0,1,1000,1000,1000,1000,0,0,0,0,0,0,0,0,0,0,0,0,0,0,0,0,0,0,0,0,0,0,0,0,0,0]
["Energy Star Ceiling Fan",0,4.486298098198294E-6,null,21.4818135104275,20,null,45,null,0,1,1000,1000,1000,1000,0,0,0,0,0,0,0,0,0,0,0,0,0,0,0,0,0,0,0,0,0,0,0,0,0,0]
["Energy Star Dehumidifier",3.5168228747400755E-2,6.6614528896752727E-3,null,214.42666666666662,12,null,20,null,0,1,1000,1000,1000,1000,0,0,0,0,0,0,0,0,0,0,0,0,0,0,0,0,0,0,0,0,0,0,0,0,0,0]
["Energy Star Dehumidifier",3.5168228747400755E-2,6.6614528896752727E-3,null,214.42666666666662,12,null,20,null,0,1,1000,1000,1000,1000,0,0,0,0,0,0,0,0,0,0,0,0,0,0,0,0,0,0,0,0,0,0,0,0,0,0]
["Energy Star Dehumidifier",3.5168228747400755E-2,6.6614528896752727E-3,null,214.42666666666662,12,null,20,null,0,1,1000,1000,1000,1000,0,0,0,0,0,0,0,0,0,0,0,0,0,0,0,0,0,0,0,0,0,0,0,0,0,0]
["Energy Star Dehumidifier",3.5168228747400755E-2,6.6614528896752727E-3,null,214.42666666666662,12,null,20,null,0,1,1000,1000,1000,1000,0,0,0,0,0,0,0,0,0,0,0,0,0,0,0,0,0,0,0,0,0,0,0,0,0,0]
["Energy Star Dehumidifier",3.5168228747400755E-2,6.6614528896752727E-3,null,214.42666666666662,12,null,20,null,0,1,1000,1000,1000,1000,0,0,0,0,0,0,0,0,0,0,0,0,0,0,0,0,0,0,0,0,0,0,0,0,0,0]
["Energy Star Dehumidifier",3.5168228747400755E-2,6.6614528896752727E-3,null,214.42666666666662,12,null,20,null,0,1,1000,1000,1000,1000,0,0,0,0,0,0,0,0,0,0,0,0,0,0,0,0,0,0,0,0,0,0,0,0,0,0]
["Heat Pump Pool Heater",0,0,null,9411.7647058823532,15,null,906.94999999999982,null,0,1,1000,1000,1000,1000,0,0,0,0,0,0,0,0,0,0,0,0,0,0,0,0,0,0,0,0,0,0,0,0,0,0]
["Heat Pump Pool Heater",0,0,null,9411.7647058823532,15,null,906.94999999999982,null,0,1,1000,1000,1000,1000,0,0,0,0,0,0,0,0,0,0,0,0,0,0,0,0,0,0,0,0,0,0,0,0,0,0]
["Heat Pump Pool Heater",0,0,null,9411.7647058823532,15,null,906.94999999999982,null,0,1,1000,1000,1000,1000,0,0,0,0,0,0,0,0,0,0,0,0,0,0,0,0,0,0,0,0,0,0,0,0,0,0]
["Heat Pump Pool Heater",0,0,null,9411.7647058823532,15,null,906.94999999999982,null,0,1,1000,1000,1000,1000,0,0,0,0,0,0,0,0,0,0,0,0,0,0,0,0,0,0,0,0,0,0,0,0,0,0]
["Heat Pump Pool Heater",0,0,null,9411.7647058823532,15,null,906.94999999999982,null,0,1,1000,1000,1000,1000,0,0,0,0,0,0,0,0,0,0,0,0,0,0,0,0,0,0,0,0,0,0,0,0,0,0]
["Heat Pump Pool Heater",0,0,null,9411.7647058823532,15,null,906.94999999999982,null,0,1,1000,1000,1000,1000,0,0,0,0,0,0,0,0,0,0,0,0,0,0,0,0,0,0,0,0,0,0,0,0,0,0]
["Solar Pool Heater",0,0,null,10130.718954248367,15,null,3477,null,0,1,1000,1000,1000,1000,0,0,0,0,0,0,0,0,0,0,0,0,0,0,0,0,0,0,0,0,0,0,0,0,0,0]
["Solar Pool Heater",0,0,null,10130.718954248367,15,null,3477,null,0,1,1000,1000,1000,1000,0,0,0,0,0,0,0,0,0,0,0,0,0,0,0,0,0,0,0,0,0,0,0,0,0,0]
["Solar Pool Heater",0,0,null,10130.718954248367,15,null,3477,null,0,1,1000,1000,1000,1000,0,0,0,0,0,0,0,0,0,0,0,0,0,0,0,0,0,0,0,0,0,0,0,0,0,0]
["Solar Pool Heater",0,0,null,10130.718954248367,15,null,3477,null,0,1,1000,1000,1000,1000,0,0,0,0,0,0,0,0,0,0,0,0,0,0,0,0,0,0,0,0,0,0,0,0,0,0]
["Solar Pool Heater",0,0,null,10130.718954248367,15,null,3477,null,0,1,1000,1000,1000,1000,0,0,0,0,0,0,0,0,0,0,0,0,0,0,0,0,0,0,0,0,0,0,0,0,0,0]
["Solar Pool Heater",0,0,null,10130.718954248367,15,null,3477,null,0,1,1000,1000,1000,1000,0,0,0,0,0,0,0,0,0,0,0,0,0,0,0,0,0,0,0,0,0,0,0,0,0,0]
["Solar Powered Pool Pumps",1.186592337154434,0,null,2183.33,10,null,2259.0100000000002,null,0,1,1000,1000,1000,1000,0,0,0,0,0,0,0,0,0,0,0,0,0,0,0,0,0,0,0,0,0,0,0,0,0,0]
["Solar Powered Pool Pumps",1.186592337154434,0,null,2183.33,10,null,2259.0100000000002,null,0,1,1000,1000,1000,1000,0,0,0,0,0,0,0,0,0,0,0,0,0,0,0,0,0,0,0,0,0,0,0,0,0,0]
["Solar Powered Pool Pumps",1.186592337154434,0,null,2183.33,10,null,2259.0100000000002,null,0,1,1000,1000,1000,1000,0,0,0,0,0,0,0,0,0,0,0,0,0,0,0,0,0,0,0,0,0,0,0,0,0,0]
["Solar Powered Pool Pumps",1.186592337154434,0,null,2183.33,10,null,2259.0100000000002,null,0,1,1000,1000,1000,1000,0,0,0,0,0,0,0,0,0,0,0,0,0,0,0,0,0,0,0,0,0,0,0,0,0,0]
["Solar Powered Pool Pumps",1.186592337154434,0,null,2183.33,10,null,2259.0100000000002,null,0,1,1000,1000,1000,1000,0,0,0,0,0,0,0,0,0,0,0,0,0,0,0,0,0,0,0,0,0,0,0,0,0,0]
["Solar Powered Pool Pumps",1.186592337154434,0,null,2183.33,10,null,2259.0100000000002,null,0,1,1000,1000,1000,1000,0,0,0,0,0,0,0,0,0,0,0,0,0,0,0,0,0,0,0,0,0,0,0,0,0,0]
["Two Speed Pool Pump",0.56851627840369467,0,null,1046.07,10,null,359.01,null,0,1,1000,1000,1000,1000,0,0,0,0,0,0,0,0,0,0,0,0,0,0,0,0,0,0,0,0,0,0,0,0,0,0]
["Two Speed Pool Pump",0.56851627840369467,0,null,1046.07,10,null,359.01,null,0,1,1000,1000,1000,1000,0,0,0,0,0,0,0,0,0,0,0,0,0,0,0,0,0,0,0,0,0,0,0,0,0,0]
["Two Speed Pool Pump",0.56851627840369467,0,null,1046.07,10,null,359.01,null,0,1,1000,1000,1000,1000,0,0,0,0,0,0,0,0,0,0,0,0,0,0,0,0,0,0,0,0,0,0,0,0,0,0]
["Two Speed Pool Pump",0.56851627840369467,0,null,1046.07,10,null,359.01,null,0,1,1000,1000,1000,1000,0,0,0,0,0,0,0,0,0,0,0,0,0,0,0,0,0,0,0,0,0,0,0,0,0,0]
["Two Speed Pool Pump",0.56851627840369467,0,null,1046.07,10,null,359.01,null,0,1,1000,1000,1000,1000,0,0,0,0,0,0,0,0,0,0,0,0,0,0,0,0,0,0,0,0,0,0,0,0,0,0]
["Two Speed Pool Pump",0.56851627840369467,0,null,1046.07,10,null,359.01,null,0,1,1000,1000,1000,1000,0,0,0,0,0,0,0,0,0,0,0,0,0,0,0,0,0,0,0,0,0,0,0,0,0,0]
["Variable Speed Pool Pump",1.7183912259293721,0,null,3161.84,10,null,1085.01,null,0,1,1000,1000,1000,1000,0,0,0,0,0,0,0,0,0,0,0,0,0,0,0,0,0,0,0,0,0,0,0,0,0,0]
["Variable Speed Pool Pump",1.7183912259293721,0,null,3161.84,10,null,1085.01,null,0,1,1000,1000,1000,1000,0,0,0,0,0,0,0,0,0,0,0,0,0,0,0,0,0,0,0,0,0,0,0,0,0,0]
["Variable Speed Pool Pump",1.7183912259293721,0,null,3161.84,10,null,1085.01,null,0,1,1000,1000,1000,1000,0,0,0,0,0,0,0,0,0,0,0,0,0,0,0,0,0,0,0,0,0,0,0,0,0,0]
["Variable Speed Pool Pump",1.7183912259293721,0,null,3161.84,10,null,1085.01,null,0,1,1000,1000,1000,1000,0,0,0,0,0,0,0,0,0,0,0,0,0,0,0,0,0,0,0,0,0,0,0,0,0,0]
["Variable Speed Pool Pump",1.7183912259293721,0,null,3161.84,10,null,1085.01,null,0,1,1000,1000,1000,1000,0,0,0,0,0,0,0,0,0,0,0,0,0,0,0,0,0,0,0,0,0,0,0,0,0,0]
["Variable Speed Pool Pump",1.7183912259293721,0,null,3161.84,10,null,1085.01,null,0,1,1000,1000,1000,1000,0,0,0,0,0,0,0,0,0,0,0,0,0,0,0,0,0,0,0,0,0,0,0,0,0,0]
["Removal of 2nd Refrigerator-Freezer",0.10987200598958223,3.6606756260904143E-2,null,1052.5804999999998,5,null,50,null,0,1,1000,1000,1000,1000,0,0,0,0,0,0,0,0,0,0,0,0,0,0,0,0,0,0,0,0,0,0,0,0,0,0]
["Removal of 2nd Refrigerator-Freezer",0.10987200598958223,3.6606756260904143E-2,null,1052.5804999999998,5,null,50,null,0,1,1000,1000,1000,1000,0,0,0,0,0,0,0,0,0,0,0,0,0,0,0,0,0,0,0,0,0,0,0,0,0,0]
["Removal of 2nd Refrigerator-Freezer",0.10987200598958223,3.6606756260904143E-2,null,1052.5804999999998,5,null,50,null,0,1,1000,1000,1000,1000,0,0,0,0,0,0,0,0,0,0,0,0,0,0,0,0,0,0,0,0,0,0,0,0,0,0]
["Removal of 2nd Refrigerator-Freezer",0.10987200598958223,3.6606756260904143E-2,null,1052.5804999999998,5,null,50,null,0,1,1000,1000,1000,1000,0,0,0,0,0,0,0,0,0,0,0,0,0,0,0,0,0,0,0,0,0,0,0,0,0,0]
["Removal of 2nd Refrigerator-Freezer",0.10987200598958223,3.6606756260904143E-2,null,1052.5804999999998,5,null,50,null,0,1,1000,1000,1000,1000,0,0,0,0,0,0,0,0,0,0,0,0,0,0,0,0,0,0,0,0,0,0,0,0,0,0]
["Removal of 2nd Refrigerator-Freezer",0.10987200598958223,3.6606756260904143E-2,null,1052.5804999999998,5,null,50,null,0,1,1000,1000,1000,1000,0,0,0,0,0,0,0,0,0,0,0,0,0,0,0,0,0,0,0,0,0,0,0,0,0,0]
["Drain Water Heat Recovery",2.1393000565225466E-2,4.6050571786539568E-2,null,237.51300000000001,15,null,1025,null,0,1,1000,1000,1000,1000,0,0,0,0,0,0,0,0,0,0,0,0,0,0,0,0,0,0,0,0,0,0,0,0,0,0]
["Drain Water Heat Recovery",1.8324196237640044E-2,3.9444663767445078E-2,null,203.44200000000001,15,null,1025,null,0,1,1000,1000,1000,1000,0,0,0,0,0,0,0,0,0,0,0,0,0,0,0,0,0,0,0,0,0,0,0,0,0,0]
["Drain Water Heat Recovery",2.7131775444970047E-2,5.8403858262680158E-2,null,301.22699999999998,15,null,1025,null,0,1,1000,1000,1000,1000,0,0,0,0,0,0,0,0,0,0,0,0,0,0,0,0,0,0,0,0,0,0,0,0,0,0]
["Drain Water Heat Recovery",2.1393000565225466E-2,4.6050571786539568E-2,null,237.51300000000001,15,null,815,null,0,1,1000,1000,1000,1000,0,0,0,0,0,0,0,0,0,0,0,0,0,0,0,0,0,0,0,0,0,0,0,0,0,0]
["Drain Water Heat Recovery",1.8324196237640044E-2,3.9444663767445078E-2,null,203.44200000000001,15,null,815,null,0,1,1000,1000,1000,1000,0,0,0,0,0,0,0,0,0,0,0,0,0,0,0,0,0,0,0,0,0,0,0,0,0,0]
["Drain Water Heat Recovery",2.7131775444970047E-2,5.8403858262680158E-2,null,301.22699999999998,15,null,815,null,0,1,1000,1000,1000,1000,0,0,0,0,0,0,0,0,0,0,0,0,0,0,0,0,0,0,0,0,0,0,0,0,0,0]
["Faucet Aerator",5.1786742181996297E-3,1.1147613824306478E-2,null,57.495555419496867,10,null,3,null,0,1,1000,1000,1000,1000,0,0,0,0,0,0,0,0,0,0,0,0,0,0,0,0,0,0,0,0,0,0,0,0,0,0]
["Faucet Aerator",4.0707801703713147E-3,8.7627611606586366E-3,null,45.195306177715331,10,null,3,null,0,1,1000,1000,1000,1000,0,0,0,0,0,0,0,0,0,0,0,0,0,0,0,0,0,0,0,0,0,0,0,0,0,0]
["Faucet Aerator",4.0383280425539082E-3,8.6929047121849876E-3,null,44.835010659057474,10,null,3,null,0,1,1000,1000,1000,1000,0,0,0,0,0,0,0,0,0,0,0,0,0,0,0,0,0,0,0,0,0,0,0,0,0,0]
["Faucet Aerator",2.1577809242498457E-3,4.6448390934610319E-3,null,23.956481424790361,10,null,3,null,0,1,1000,1000,1000,1000,0,0,0,0,0,0,0,0,0,0,0,0,0,0,0,0,0,0,0,0,0,0,0,0,0,0]
["Faucet Aerator",1.696158404321381E-3,3.6511504836077651E-3,null,18.831377574048052,10,null,3,null,0,1,1000,1000,1000,1000,0,0,0,0,0,0,0,0,0,0,0,0,0,0,0,0,0,0,0,0,0,0,0,0,0,0]
["Faucet Aerator",1.6826366843974616E-3,3.6220436300770775E-3,null,18.681254441273946,10,null,3,null,0,1,1000,1000,1000,1000,0,0,0,0,0,0,0,0,0,0,0,0,0,0,0,0,0,0,0,0,0,0,0,0,0,0]
["Heat Trap",1.1534881331335003E-2,2.4829984890539794E-2,null,128.06451630271792,10,null,116.77,null,0,1,1000,1000,1000,1000,0,0,0,0,0,0,0,0,0,0,0,0,0,0,0,0,0,0,0,0,0,0,0,0,0,0]
["Heat Trap",9.0671790139193326E-3,1.9518009023971463E-2,null,100.66717301142302,10,null,116.77,null,0,1,1000,1000,1000,1000,0,0,0,0,0,0,0,0,0,0,0,0,0,0,0,0,0,0,0,0,0,0,0,0,0,0]
["Heat Trap",8.9948957561682332E-3,1.936241208749296E-2,null,99.864657565032388,10,null,116.77,null,0,1,1000,1000,1000,1000,0,0,0,0,0,0,0,0,0,0,0,0,0,0,0,0,0,0,0,0,0,0,0,0,0,0]
["Heat Trap",1.1534881331335003E-2,2.4829984890539794E-2,null,128.06451630271792,10,null,116.77,null,0,1,1000,1000,1000,1000,0,0,0,0,0,0,0,0,0,0,0,0,0,0,0,0,0,0,0,0,0,0,0,0,0,0]
["Heat Trap",9.0671790139193326E-3,1.9518009023971463E-2,null,100.66717301142302,10,null,116.77,null,0,1,1000,1000,1000,1000,0,0,0,0,0,0,0,0,0,0,0,0,0,0,0,0,0,0,0,0,0,0,0,0,0,0]
["Heat Trap",8.9948957561682332E-3,1.936241208749296E-2,null,99.864657565032388,10,null,116.77,null,0,1,1000,1000,1000,1000,0,0,0,0,0,0,0,0,0,0,0,0,0,0,0,0,0,0,0,0,0,0,0,0,0,0]
["Hot Water Pipe Insulation",1.3319928221710379E-2,2.8672476724116023E-2,null,147.88276670574447,13,null,18,null,0,1,1000,1000,1000,1000,0,0,0,0,0,0,0,0,0,0,0,0,0,0,0,0,0,0,0,0,0,0,0,0,0,0]
["Hot Water Pipe Insulation",1.1412727059816979E-2,2.4567035612694351E-2,null,126.70831442712775,13,null,18,null,0,1,1000,1000,1000,1000,0,0,0,0,0,0,0,0,0,0,0,0,0,0,0,0,0,0,0,0,0,0,0,0,0,0]
["Hot Water Pipe Insulation",1.6888077685493524E-2,3.635327505467581E-2,null,187.49768098612438,13,null,18,null,0,1,1000,1000,1000,1000,0,0,0,0,0,0,0,0,0,0,0,0,0,0,0,0,0,0,0,0,0,0,0,0,0,0]
["Hot Water Pipe Insulation",1.3319928221710379E-2,2.8672476724116023E-2,null,147.88276670574447,13,null,18,null,0,1,1000,1000,1000,1000,0,0,0,0,0,0,0,0,0,0,0,0,0,0,0,0,0,0,0,0,0,0,0,0,0,0]
["Hot Water Pipe Insulation",1.1412727059816979E-2,2.4567035612694351E-2,null,126.70831442712775,13,null,18,null,0,1,1000,1000,1000,1000,0,0,0,0,0,0,0,0,0,0,0,0,0,0,0,0,0,0,0,0,0,0,0,0,0,0]
["Hot Water Pipe Insulation",1.6888077685493524E-2,3.635327505467581E-2,null,187.49768098612438,13,null,18,null,0,1,1000,1000,1000,1000,0,0,0,0,0,0,0,0,0,0,0,0,0,0,0,0,0,0,0,0,0,0,0,0,0,0]
["Low Flow Showerhead",2.3651417492358329E-2,5.0912039934019694E-2,null,262.58677952796563,9,null,7,null,0,1,1000,1000,1000,1000,0,0,0,0,0,0,0,0,0,0,0,0,0,0,0,0,0,0,0,0,0,0,0,0,0,0]
["Low Flow Showerhead",1.8591577162878035E-2,4.0020227931737137E-2,null,206.41056186687911,9,null,7,null,0,1,1000,1000,1000,1000,0,0,0,0,0,0,0,0,0,0,0,0,0,0,0,0,0,0,0,0,0,0,0,0,0,0]
["Low Flow Showerhead",1.8443365711223587E-2,3.9701187969428398E-2,null,204.76506354561863,9,null,7,null,0,1,1000,1000,1000,1000,0,0,0,0,0,0,0,0,0,0,0,0,0,0,0,0,0,0,0,0,0,0,0,0,0,0]
["Low Flow Showerhead",2.3651417492358329E-2,5.0912039934019694E-2,null,262.58677952796563,9,null,7,null,0,1,1000,1000,1000,1000,0,0,0,0,0,0,0,0,0,0,0,0,0,0,0,0,0,0,0,0,0,0,0,0,0,0]
["Low Flow Showerhead",1.8591577162878035E-2,4.0020227931737137E-2,null,206.41056186687911,9,null,7,null,0,1,1000,1000,1000,1000,0,0,0,0,0,0,0,0,0,0,0,0,0,0,0,0,0,0,0,0,0,0,0,0,0,0]
["Low Flow Showerhead",1.8443365711223587E-2,3.9701187969428398E-2,null,204.76506354561863,9,null,7,null,0,1,1000,1000,1000,1000,0,0,0,0,0,0,0,0,0,0,0,0,0,0,0,0,0,0,0,0,0,0,0,0,0,0]
["Thermostatic Shower Restriction Valve",7.4273875152626179E-3,1.5988193938256186E-2,null,82.461601659569624,10,null,29.95,null,0,1,1000,1000,1000,1000,0,0,0,0,0,0,0,0,0,0,0,0,0,0,0,0,0,0,0,0,0,0,0,0,0,0]
["Thermostatic Shower Restriction Valve",5.838417429027974E-3,1.2567777021998263E-2,null,64.820268414091274,10,null,29.95,null,0,1,1000,1000,1000,1000,0,0,0,0,0,0,0,0,0,0,0,0,0,0,0,0,0,0,0,0,0,0,0,0,0,0]
["Thermostatic Shower Restriction Valve",5.7918737541724219E-3,1.246758711018061E-2,null,64.303523331405856,10,null,29.95,null,0,1,1000,1000,1000,1000,0,0,0,0,0,0,0,0,0,0,0,0,0,0,0,0,0,0,0,0,0,0,0,0,0,0]
["Thermostatic Shower Restriction Valve",7.4273875152626179E-3,1.5988193938256186E-2,null,82.461601659569624,10,null,29.95,null,0,1,1000,1000,1000,1000,0,0,0,0,0,0,0,0,0,0,0,0,0,0,0,0,0,0,0,0,0,0,0,0,0,0]
["Thermostatic Shower Restriction Valve",5.838417429027974E-3,1.2567777021998263E-2,null,64.820268414091274,10,null,29.95,null,0,1,1000,1000,1000,1000,0,0,0,0,0,0,0,0,0,0,0,0,0,0,0,0,0,0,0,0,0,0,0,0,0,0]
["Thermostatic Shower Restriction Valve",5.7918737541724219E-3,1.246758711018061E-2,null,64.303523331405856,10,null,29.95,null,0,1,1000,1000,1000,1000,0,0,0,0,0,0,0,0,0,0,0,0,0,0,0,0,0,0,0,0,0,0,0,0,0,0]
["Water Heater Blanket",2.3773837664894479E-2,5.1175561590381467E-2,null,263.9459335349469,7,null,167.92000000000002,null,0,1,1000,1000,1000,1000,0,0,0,0,0,0,0,0,0,0,0,0,0,0,0,0,0,0,0,0,0,0,0,0,0,0]
["Water Heater Blanket",2.3773837664894479E-2,5.1175561590381467E-2,null,263.9459335349469,7,null,167.92000000000002,null,0,1,1000,1000,1000,1000,0,0,0,0,0,0,0,0,0,0,0,0,0,0,0,0,0,0,0,0,0,0,0,0,0,0]
["Water Heater Blanket",2.3773837664894479E-2,5.1175561590381467E-2,null,263.9459335349469,7,null,167.92000000000002,null,0,1,1000,1000,1000,1000,0,0,0,0,0,0,0,0,0,0,0,0,0,0,0,0,0,0,0,0,0,0,0,0,0,0]
["Water Heater Blanket",2.2742380157740331E-2,4.895524621979349E-2,null,252.49431102179051,7,null,167.92000000000002,null,0,1,1000,1000,1000,1000,0,0,0,0,0,0,0,0,0,0,0,0,0,0,0,0,0,0,0,0,0,0,0,0,0,0]
["Water Heater Blanket",2.2742380157740331E-2,4.895524621979349E-2,null,252.49431102179051,7,null,167.92000000000002,null,0,1,1000,1000,1000,1000,0,0,0,0,0,0,0,0,0,0,0,0,0,0,0,0,0,0,0,0,0,0,0,0,0,0]
["Water Heater Blanket",2.2742380157740331E-2,4.895524621979349E-2,null,252.49431102179051,7,null,167.92000000000002,null,0,1,1000,1000,1000,1000,0,0,0,0,0,0,0,0,0,0,0,0,0,0,0,0,0,0,0,0,0,0,0,0,0,0]
["Water Heater Thermostat Setback",3.2950246583618326E-3,7.0928698901154066E-3,null,36.582581732533406,4,null,1.65,null,0,1,1000,1000,1000,1000,0,0,0,0,0,0,0,0,0,0,0,0,0,0,0,0,0,0,0,0,0,0,0,0,0,0]
["Water Heater Thermostat Setback",3.2950246583618326E-3,7.0928698901154066E-3,null,36.582581732533406,4,null,1.65,null,0,1,1000,1000,1000,1000,0,0,0,0,0,0,0,0,0,0,0,0,0,0,0,0,0,0,0,0,0,0,0,0,0,0]
["Water Heater Thermostat Setback",3.2950246583618326E-3,7.0928698901154066E-3,null,36.582581732533406,4,null,1.65,null,0,1,1000,1000,1000,1000,0,0,0,0,0,0,0,0,0,0,0,0,0,0,0,0,0,0,0,0,0,0,0,0,0,0]
["Water Heater Thermostat Setback",3.2950246583618326E-3,7.0928698901154066E-3,null,36.582581732533406,4,null,1.65,null,0,1,1000,1000,1000,1000,0,0,0,0,0,0,0,0,0,0,0,0,0,0,0,0,0,0,0,0,0,0,0,0,0,0]
["Water Heater Thermostat Setback",3.2950246583618326E-3,7.0928698901154066E-3,null,36.582581732533406,4,null,1.65,null,0,1,1000,1000,1000,1000,0,0,0,0,0,0,0,0,0,0,0,0,0,0,0,0,0,0,0,0,0,0,0,0,0,0]
["Water Heater Thermostat Setback",3.2950246583618326E-3,7.0928698901154066E-3,null,36.582581732533406,4,null,1.65,null,0,1,1000,1000,1000,1000,0,0,0,0,0,0,0,0,0,0,0,0,0,0,0,0,0,0,0,0,0,0,0,0,0,0]
["Water Heater Timeclock",0,0,null,96.550000000000011,7,null,143.33000000000001,null,0,1,1000,1000,1000,1000,0,0,0,0,0,0,0,0,0,0,0,0,0,0,0,0,0,0,0,0,0,0,0,0,0,0]
["Water Heater Timeclock",0,0,null,82.7,7,null,143.33000000000001,null,0,1,1000,1000,1000,1000,0,0,0,0,0,0,0,0,0,0,0,0,0,0,0,0,0,0,0,0,0,0,0,0,0,0]
["Water Heater Timeclock",0,0,null,122.45,7,null,143.33000000000001,null,0,1,1000,1000,1000,1000,0,0,0,0,0,0,0,0,0,0,0,0,0,0,0,0,0,0,0,0,0,0,0,0,0,0]
["Water Heater Timeclock",0,0,null,96.550000000000011,7,null,143.33000000000001,null,0,1,1000,1000,1000,1000,0,0,0,0,0,0,0,0,0,0,0,0,0,0,0,0,0,0,0,0,0,0,0,0,0,0]
["Water Heater Timeclock",0,0,null,82.7,7,null,143.33000000000001,null,0,1,1000,1000,1000,1000,0,0,0,0,0,0,0,0,0,0,0,0,0,0,0,0,0,0,0,0,0,0,0,0,0,0]
["Water Heater Timeclock",0,0,null,122.45,7,null,143.33000000000001,null,0,1,1000,1000,1000,1000,0,0,0,0,0,0,0,0,0,0,0,0,0,0,0,0,0,0,0,0,0,0,0,0,0,0]
["Smart Power Strip",5.9262272321284398E-3,4.6241740086552458E-3,null,53.801000000000002,5,null,10,null,0,1,1000,1000,1000,1000,0,0,0,0,0,0,0,0,0,0,0,0,0,0,0,0,0,0,0,0,0,0,0,0,0,0]
["Smart Power Strip",5.9262272321284398E-3,4.6241740086552458E-3,null,53.801000000000002,5,null,10,null,0,1,1000,1000,1000,1000,0,0,0,0,0,0,0,0,0,0,0,0,0,0,0,0,0,0,0,0,0,0,0,0,0,0]
["Smart Power Strip",5.9262272321284398E-3,4.6241740086552458E-3,null,53.801000000000002,5,null,10,null,0,1,1000,1000,1000,1000,0,0,0,0,0,0,0,0,0,0,0,0,0,0,0,0,0,0,0,0,0,0,0,0,0,0]
["Smart Power Strip",5.9262272321284398E-3,4.6241740086552458E-3,null,53.801000000000002,5,null,10,null,0,1,1000,1000,1000,1000,0,0,0,0,0,0,0,0,0,0,0,0,0,0,0,0,0,0,0,0,0,0,0,0,0,0]
["Smart Power Strip",5.9262272321284398E-3,4.6241740086552458E-3,null,53.801000000000002,5,null,10,null,0,1,1000,1000,1000,1000,0,0,0,0,0,0,0,0,0,0,0,0,0,0,0,0,0,0,0,0,0,0,0,0,0,0]
["Smart Power Strip",5.9262272321284398E-3,4.6241740086552458E-3,null,53.801000000000002,5,null,10,null,0,1,1000,1000,1000,1000,0,0,0,0,0,0,0,0,0,0,0,0,0,0,0,0,0,0,0,0,0,0,0,0,0,0]
["Air Sealing-Infiltration Control",0.20818819169995814,0.23002483835656085,null,595.5471,11,null,578.49599999999998,null,0,1,1000,1000,1000,1000,0,0,0,0,0,0,0,0,0,0,0,0,0,0,0,0,0,0,0,0,0,0,0,0,0,0]
["Air Sealing-Infiltration Control",0.10084268327411078,0.19939787043573451,null,387.27,11,null,343.22,null,0,1,1000,1000,1000,1000,0,0,0,0,0,0,0,0,0,0,0,0,0,0,0,0,0,0,0,0,0,0,0,0,0,0]
["Air Sealing-Infiltration Control",0.13851284264592739,0.31897247762629555,null,582.56999999999994,11,null,362.08399999999995,null,0,1,1000,1000,1000,1000,0,0,0,0,0,0,0,0,0,0,0,0,0,0,0,0,0,0,0,0,0,0,0,0,0,0]
["Air Sealing-Infiltration Control",0,0,null,0,11,null,578.49599999999998,null,0,1,1000,1000,1000,1000,0,0,0,0,0,0,0,0,0,0,0,0,0,0,0,0,0,0,0,0,0,0,0,0,0,0]
["Air Sealing-Infiltration Control",0,0,null,0,11,null,343.22,null,0,1,1000,1000,1000,1000,0,0,0,0,0,0,0,0,0,0,0,0,0,0,0,0,0,0,0,0,0,0,0,0,0,0]
["Air Sealing-Infiltration Control",0,0,null,0,11,null,362.08399999999995,null,0,1,1000,1000,1000,1000,0,0,0,0,0,0,0,0,0,0,0,0,0,0,0,0,0,0,0,0,0,0,0,0,0,0]
["Ceiling Insulation(R12 to R38)",0.28490434834384359,0.39812671020627022,null,843,25,null,842.00705764411032,null,0,1,1000,1000,1000,1000,0,0,0,0,0,0,0,0,0,0,0,0,0,0,0,0,0,0,0,0,0,0,0,0,0,0]
["Ceiling Insulation(R12 to R38)",0.17641763918800279,0.24652685970067978,null,522,25,null,699.38448538011687,null,0,1,1000,1000,1000,1000,0,0,0,0,0,0,0,0,0,0,0,0,0,0,0,0,0,0,0,0,0,0,0,0,0,0]
["Ceiling Insulation(R12 to R38)",0.17479540802305557,0.24425994604825965,null,517.19999999999982,25,null,737.82393801169587,null,0,1,1000,1000,1000,1000,0,0,0,0,0,0,0,0,0,0,0,0,0,0,0,0,0,0,0,0,0,0,0,0,0,0]
["Ceiling Insulation(R12 to R38)",0.28490434834384359,0.39812671020627022,null,843,25,null,842.00705764411032,null,0,1,1000,1000,1000,1000,0,0,0,0,0,0,0,0,0,0,0,0,0,0,0,0,0,0,0,0,0,0,0,0,0,0]
["Ceiling Insulation(R12 to R38)",0.17641763918800279,0.24652685970067978,null,522,25,null,699.38448538011687,null,0,1,1000,1000,1000,1000,0,0,0,0,0,0,0,0,0,0,0,0,0,0,0,0,0,0,0,0,0,0,0,0,0,0]
["Ceiling Insulation(R12 to R38)",0.17479540802305557,0.24425994604825965,null,517.19999999999982,25,null,737.82393801169587,null,0,1,1000,1000,1000,1000,0,0,0,0,0,0,0,0,0,0,0,0,0,0,0,0,0,0,0,0,0,0,0,0,0,0]
["Ceiling Insulation(R19 to R38)",0.14643653214443475,0.20845099969301373,null,426,25,null,721.55161904761906,null,0,1,1000,1000,1000,1000,0,0,0,0,0,0,0,0,0,0,0,0,0,0,0,0,0,0,0,0,0,0,0,0,0,0]
["Ceiling Insulation(R19 to R38)",9.1093147930223495E-2,0.1296702228137292,null,265,25,null,599.33227777777768,null,0,1,1000,1000,1000,1000,0,0,0,0,0,0,0,0,0,0,0,0,0,0,0,0,0,0,0,0,0,0,0,0,0,0]
["Ceiling Insulation(R19 to R38)",8.7452859490294965E-2,0.12448830711713531,null,254.41000000000008,25,null,632.27267777777774,null,0,1,1000,1000,1000,1000,0,0,0,0,0,0,0,0,0,0,0,0,0,0,0,0,0,0,0,0,0,0,0,0,0,0]
["Ceiling Insulation(R19 to R38)",0.14643653214443475,0.20845099969301373,null,426,25,null,721.55161904761906,null,0,1,1000,1000,1000,1000,0,0,0,0,0,0,0,0,0,0,0,0,0,0,0,0,0,0,0,0,0,0,0,0,0,0]
["Ceiling Insulation(R19 to R38)",9.1093147930223495E-2,0.1296702228137292,null,265,25,null,599.33227777777768,null,0,1,1000,1000,1000,1000,0,0,0,0,0,0,0,0,0,0,0,0,0,0,0,0,0,0,0,0,0,0,0,0,0,0]
["Ceiling Insulation(R19 to R38)",8.7452859490294965E-2,0.12448830711713531,null,254.41000000000008,25,null,632.27267777777774,null,0,1,1000,1000,1000,1000,0,0,0,0,0,0,0,0,0,0,0,0,0,0,0,0,0,0,0,0,0,0,0,0,0,0]
["Ceiling Insulation(R2 to R38)",0.8109282796503976,1.491288710036315,null,3236,25,null,1014.0862556390978,null,0,1,1000,1000,1000,1000,0,0,0,0,0,0,0,0,0,0,0,0,0,0,0,0,0,0,0,0,0,0,0,0,0,0]
["Ceiling Insulation(R2 to R38)",0.48841137732961215,0.89818346596439369,null,1949,25,null,842.31621052631567,null,0,1,1000,1000,1000,1000,0,0,0,0,0,0,0,0,0,0,0,0,0,0,0,0,0,0,0,0,0,0,0,0,0,0]
["Ceiling Insulation(R2 to R38)",0.50309880207321833,0.92519348799629353,null,2007.6099999999997,25,null,888.6114526315788,null,0,1,1000,1000,1000,1000,0,0,0,0,0,0,0,0,0,0,0,0,0,0,0,0,0,0,0,0,0,0,0,0,0,0]
["Ceiling Insulation(R2 to R38)",0.8109282796503976,1.491288710036315,null,3236,25,null,1014.0862556390978,null,0,1,1000,1000,1000,1000,0,0,0,0,0,0,0,0,0,0,0,0,0,0,0,0,0,0,0,0,0,0,0,0,0,0]
["Ceiling Insulation(R2 to R38)",0.48841137732961215,0.89818346596439369,null,1949,25,null,842.31621052631567,null,0,1,1000,1000,1000,1000,0,0,0,0,0,0,0,0,0,0,0,0,0,0,0,0,0,0,0,0,0,0,0,0,0,0]
["Ceiling Insulation(R2 to R38)",0.50309880207321833,0.92519348799629353,null,2007.6099999999997,25,null,888.6114526315788,null,0,1,1000,1000,1000,1000,0,0,0,0,0,0,0,0,0,0,0,0,0,0,0,0,0,0,0,0,0,0,0,0,0,0]
["Ceiling Insulation(R30 to R38)",4.2129499692237005E-2,6.1581908084917814E-2,null,123,25,null,532.26450125313283,null,0,1,1000,1000,1000,1000,0,0,0,0,0,0,0,0,0,0,0,0,0,0,0,0,0,0,0,0,0,0,0,0,0,0]
["Ceiling Insulation(R30 to R38)",2.5688719324534759E-2,3.7549943954218179E-2,null,75,25,null,442.10738011695901,null,0,1,1000,1000,1000,1000,0,0,0,0,0,0,0,0,0,0,0,0,0,0,0,0,0,0,0,0,0,0,0,0,0,0]
["Ceiling Insulation(R30 to R38)",2.4558415674255402E-2,3.5897746420232829E-2,null,71.7000000000005,25,null,466.4064116959064,null,0,1,1000,1000,1000,1000,0,0,0,0,0,0,0,0,0,0,0,0,0,0,0,0,0,0,0,0,0,0,0,0,0,0]
["Ceiling Insulation(R30 to R38)",4.2129499692237005E-2,6.1581908084917814E-2,null,123,25,null,532.26450125313283,null,0,1,1000,1000,1000,1000,0,0,0,0,0,0,0,0,0,0,0,0,0,0,0,0,0,0,0,0,0,0,0,0,0,0]
["Ceiling Insulation(R30 to R38)",2.5688719324534759E-2,3.7549943954218179E-2,null,75,25,null,442.10738011695901,null,0,1,1000,1000,1000,1000,0,0,0,0,0,0,0,0,0,0,0,0,0,0,0,0,0,0,0,0,0,0,0,0,0,0]
["Ceiling Insulation(R30 to R38)",2.4558415674255402E-2,3.5897746420232829E-2,null,71.7000000000005,25,null,466.4064116959064,null,0,1,1000,1000,1000,1000,0,0,0,0,0,0,0,0,0,0,0,0,0,0,0,0,0,0,0,0,0,0,0,0,0,0]
["Central AC Tune Up",0.11566010649997677,0,null,187.352,2,null,175,null,0,1,1000,1000,1000,1000,0,0,0,0,0,0,0,0,0,0,0,0,0,0,0,0,0,0,0,0,0,0,0,0,0,0]
["Central AC Tune Up",5.6023712930061545E-2,0,null,90.75,2,null,175,null,0,1,1000,1000,1000,1000,0,0,0,0,0,0,0,0,0,0,0,0,0,0,0,0,0,0,0,0,0,0,0,0,0,0]
["Central AC Tune Up",7.6951579247737434E-2,0,null,124.65,2,null,175,null,0,1,1000,1000,1000,1000,0,0,0,0,0,0,0,0,0,0,0,0,0,0,0,0,0,0,0,0,0,0,0,0,0,0]
["Central AC Tune Up",0,0,null,0,2,null,175,null,0,1,1000,1000,1000,1000,0,0,0,0,0,0,0,0,0,0,0,0,0,0,0,0,0,0,0,0,0,0,0,0,0,0]
["Central AC Tune Up",0,0,null,0,2,null,175,null,0,1,1000,1000,1000,1000,0,0,0,0,0,0,0,0,0,0,0,0,0,0,0,0,0,0,0,0,0,0,0,0,0,0]
["Central AC Tune Up",0,0,null,0,2,null,175,null,0,1,1000,1000,1000,1000,0,0,0,0,0,0,0,0,0,0,0,0,0,0,0,0,0,0,0,0,0,0,0,0,0,0]
["Duct Insulation",4.7310766563815797E-2,5.2273144516528793E-2,null,135.33807847500088,15,null,1515.9757142857143,null,0,1,1000,1000,1000,1000,0,0,0,0,0,0,0,0,0,0,0,0,0,0,0,0,0,0,0,0,0,0,0,0,0,0]
["Duct Insulation",2.291649977404182E-2,4.5313166056520957E-2,null,88.007107500000558,15,null,1259.2375,null,0,1,1000,1000,1000,1000,0,0,0,0,0,0,0,0,0,0,0,0,0,0,0,0,0,0,0,0,0,0,0,0,0,0]
["Duct Insulation",3.1477043491287195E-2,7.2486495540576137E-2,null,132.38903250000084,15,null,1328.4475,null,0,1,1000,1000,1000,1000,0,0,0,0,0,0,0,0,0,0,0,0,0,0,0,0,0,0,0,0,0,0,0,0,0,0]
["Duct Insulation",0,0,null,0,15,null,1515.9757142857143,null,0,1,1000,1000,1000,1000,0,0,0,0,0,0,0,0,0,0,0,0,0,0,0,0,0,0,0,0,0,0,0,0,0,0]
["Duct Insulation",0,0,null,0,15,null,1259.2375,null,0,1,1000,1000,1000,1000,0,0,0,0,0,0,0,0,0,0,0,0,0,0,0,0,0,0,0,0,0,0,0,0,0,0]
["Duct Insulation",0,0,null,0,15,null,1328.4475,null,0,1,1000,1000,1000,1000,0,0,0,0,0,0,0,0,0,0,0,0,0,0,0,0,0,0,0,0,0,0,0,0,0,0]
["Duct Repair",0.27758425559994421,0.30669978447541446,null,794.06279999999992,18,null,275,null,0,1,1000,1000,1000,1000,0,0,0,0,0,0,0,0,0,0,0,0,0,0,0,0,0,0,0,0,0,0,0,0,0,0]
["Duct Repair",0.13445691103214771,0.26586382724764601,null,516.36,18,null,275,null,0,1,1000,1000,1000,1000,0,0,0,0,0,0,0,0,0,0,0,0,0,0,0,0,0,0,0,0,0,0,0,0,0,0]
["Duct Repair",0.18468379019456982,0.42529663683506075,null,776.76,18,null,275,null,0,1,1000,1000,1000,1000,0,0,0,0,0,0,0,0,0,0,0,0,0,0,0,0,0,0,0,0,0,0,0,0,0,0]
["Duct Repair",0,0,null,0,18,null,275,null,0,1,1000,1000,1000,1000,0,0,0,0,0,0,0,0,0,0,0,0,0,0,0,0,0,0,0,0,0,0,0,0,0,0]
["Duct Repair",0,0,null,0,18,null,275,null,0,1,1000,1000,1000,1000,0,0,0,0,0,0,0,0,0,0,0,0,0,0,0,0,0,0,0,0,0,0,0,0,0,0]
["Duct Repair",0,0,null,0,18,null,275,null,0,1,1000,1000,1000,1000,0,0,0,0,0,0,0,0,0,0,0,0,0,0,0,0,0,0,0,0,0,0,0,0,0,0]
["Energy Star Certified Roof Products",0.28915026624994189,0.3194789421618901,null,827.14875000000006,20,null,0,null,0,1,1000,1000,1000,1000,0,0,0,0,0,0,0,0,0,0,0,0,0,0,0,0,0,0,0,0,0,0,0,0,0,0]
["Energy Star Certified Roof Products",0.14005928232515388,0.27694148671629792,null,537.875,20,null,0,null,0,1,1000,1000,1000,1000,0,0,0,0,0,0,0,0,0,0,0,0,0,0,0,0,0,0,0,0,0,0,0,0,0,0]
["Energy Star Certified Roof Products",0.19237894811934358,0.44301733003652161,null,809.125,20,null,0,null,0,1,1000,1000,1000,1000,0,0,0,0,0,0,0,0,0,0,0,0,0,0,0,0,0,0,0,0,0,0,0,0,0,0]
["Energy Star Certified Roof Products",0.28915026624994189,0.3194789421618901,null,827.14875000000006,20,null,0,null,0,1,1000,1000,1000,1000,0,0,0,0,0,0,0,0,0,0,0,0,0,0,0,0,0,0,0,0,0,0,0,0,0,0]
["Energy Star Certified Roof Products",0.14005928232515388,0.27694148671629792,null,537.875,20,null,0,null,0,1,1000,1000,1000,1000,0,0,0,0,0,0,0,0,0,0,0,0,0,0,0,0,0,0,0,0,0,0,0,0,0,0]
["Energy Star Certified Roof Products",0.19237894811934358,0.44301733003652161,null,809.125,20,null,0,null,0,1,1000,1000,1000,1000,0,0,0,0,0,0,0,0,0,0,0,0,0,0,0,0,0,0,0,0,0,0,0,0,0,0]
["Energy Star Door",1.9521208603060933E-2,7.9089262887670861E-2,null,136.11154784365385,25,null,278.02,null,0,1,1000,1000,1000,1000,0,0,0,0,0,0,0,0,0,0,0,0,0,0,0,0,0,0,0,0,0,0,0,0,0,0]
["Energy Star Door",1.9521208603060933E-2,7.9089262887670861E-2,null,136.11154784365385,25,null,278.02,null,0,1,1000,1000,1000,1000,0,0,0,0,0,0,0,0,0,0,0,0,0,0,0,0,0,0,0,0,0,0,0,0,0,0]
["Energy Star Door",1.9521208603060933E-2,7.9089262887670861E-2,null,136.11154784365385,25,null,278.02,null,0,1,1000,1000,1000,1000,0,0,0,0,0,0,0,0,0,0,0,0,0,0,0,0,0,0,0,0,0,0,0,0,0,0]
["Energy Star Door",1.3853760944107755E-2,5.6127863984798659E-2,null,96.595292018076904,25,null,278.02,null,0,1,1000,1000,1000,1000,0,0,0,0,0,0,0,0,0,0,0,0,0,0,0,0,0,0,0,0,0,0,0,0,0,0]
["Energy Star Door",1.3853760944107755E-2,5.6127863984798659E-2,null,96.595292018076904,25,null,278.02,null,0,1,1000,1000,1000,1000,0,0,0,0,0,0,0,0,0,0,0,0,0,0,0,0,0,0,0,0,0,0,0,0,0,0]
["Energy Star Door",1.3853760944107755E-2,5.6127863984798659E-2,null,96.595292018076904,25,null,278.02,null,0,1,1000,1000,1000,1000,0,0,0,0,0,0,0,0,0,0,0,0,0,0,0,0,0,0,0,0,0,0,0,0,0,0]
["Energy Star Windows",7.2717402916381138E-2,0.18567507858559226,null,577.43582100000003,25,null,360,null,0,1,1000,1000,1000,1000,0,0,0,0,0,0,0,0,0,0,0,0,0,0,0,0,0,0,0,0,0,0,0,0,0,0]
["Energy Star Windows",7.2717402916381138E-2,0.18567507858559226,null,577.43582100000003,25,null,360,null,0,1,1000,1000,1000,1000,0,0,0,0,0,0,0,0,0,0,0,0,0,0,0,0,0,0,0,0,0,0,0,0,0,0]
["Energy Star Windows",7.2717402916381138E-2,0.18567507858559226,null,577.43582100000003,25,null,360,null,0,1,1000,1000,1000,1000,0,0,0,0,0,0,0,0,0,0,0,0,0,0,0,0,0,0,0,0,0,0,0,0,0,0]
["Energy Star Windows",0,3.9996658416561005E-2,null,197.54383349999998,25,null,360,null,0,1,1000,1000,1000,1000,0,0,0,0,0,0,0,0,0,0,0,0,0,0,0,0,0,0,0,0,0,0,0,0,0,0]
["Energy Star Windows",0,3.9996658416561005E-2,null,197.54383349999998,25,null,360,null,0,1,1000,1000,1000,1000,0,0,0,0,0,0,0,0,0,0,0,0,0,0,0,0,0,0,0,0,0,0,0,0,0,0]
["Energy Star Windows",0,3.9996658416561005E-2,null,197.54383349999998,25,null,360,null,0,1,1000,1000,1000,1000,0,0,0,0,0,0,0,0,0,0,0,0,0,0,0,0,0,0,0,0,0,0,0,0,0,0]
["Floor Insulation",0,4.4910031196195632E-2,null,73,20,null,2201.3816063076306,null,0,1,1000,1000,1000,1000,0,0,0,0,0,0,0,0,0,0,0,0,0,0,0,0,0,0,0,0,0,0,0,0,0,0]
["Floor Insulation",0,1.8456177203916013E-2,null,30,20,null,1828.5026566884937,null,0,1,1000,1000,1000,1000,0,0,0,0,0,0,0,0,0,0,0,0,0,0,0,0,0,0,0,0,0,0,0,0,0,0]
["Floor Insulation",0,3.6297148501034826E-2,null,59,20,null,1929.0005126286246,null,0,1,1000,1000,1000,1000,0,0,0,0,0,0,0,0,0,0,0,0,0,0,0,0,0,0,0,0,0,0,0,0,0,0]
["Floor Insulation",0,0,null,0,20,null,2201.3816063076306,null,0,1,1000,1000,1000,1000,0,0,0,0,0,0,0,0,0,0,0,0,0,0,0,0,0,0,0,0,0,0,0,0,0,0]
["Floor Insulation",0,0,null,0,20,null,1828.5026566884937,null,0,1,1000,1000,1000,1000,0,0,0,0,0,0,0,0,0,0,0,0,0,0,0,0,0,0,0,0,0,0,0,0,0,0]
["Floor Insulation",0,0,null,0,20,null,1929.0005126286246,null,0,1,1000,1000,1000,1000,0,0,0,0,0,0,0,0,0,0,0,0,0,0,0,0,0,0,0,0,0,0,0,0,0,0]
["Green Roof",0.33897130871592862,0.37452566285443673,null,969.66777145515016,20,null,26072.649451671266,null,0,1,1000,1000,1000,1000,0,0,0,0,0,0,0,0,0,0,0,0,0,0,0,0,0,0,0,0,0,0,0,0,0,0]
["Green Roof",0.16419171541254179,0.32465893740112489,null,630.55170254617315,20,null,21656.358285491442,null,0,1,1000,1000,1000,1000,0,0,0,0,0,0,0,0,0,0,0,0,0,0,0,0,0,0,0,0,0,0,0,0,0,0]
["Green Roof",0.22552614133524332,0.51934990790051327,null,948.53850118089213,20,null,22846.631412632956,null,0,1,1000,1000,1000,1000,0,0,0,0,0,0,0,0,0,0,0,0,0,0,0,0,0,0,0,0,0,0,0,0,0,0]
["Green Roof",0.33897130871592862,0.37452566285443673,null,969.66777145515016,20,null,26072.649451671266,null,0,1,1000,1000,1000,1000,0,0,0,0,0,0,0,0,0,0,0,0,0,0,0,0,0,0,0,0,0,0,0,0,0,0]
["Green Roof",0.16419171541254179,0.32465893740112489,null,630.55170254617315,20,null,21656.358285491442,null,0,1,1000,1000,1000,1000,0,0,0,0,0,0,0,0,0,0,0,0,0,0,0,0,0,0,0,0,0,0,0,0,0,0]
["Green Roof",0.22552614133524332,0.51934990790051327,null,948.53850118089213,20,null,22846.631412632956,null,0,1,1000,1000,1000,1000,0,0,0,0,0,0,0,0,0,0,0,0,0,0,0,0,0,0,0,0,0,0,0,0,0,0]
["Heat Pump Tune Up",0.11566010649997677,0.12779157686475606,null,330.85950000000003,2,null,175,null,0,1,1000,1000,1000,1000,0,0,0,0,0,0,0,0,0,0,0,0,0,0,0,0,0,0,0,0,0,0,0,0,0,0]
["Heat Pump Tune Up",5.6023712930061545E-2,0.11077659468651918,null,215.15,2,null,175,null,0,1,1000,1000,1000,1000,0,0,0,0,0,0,0,0,0,0,0,0,0,0,0,0,0,0,0,0,0,0,0,0,0,0]
["Heat Pump Tune Up",7.6951579247737434E-2,0.17720693201460866,null,323.64999999999998,2,null,175,null,0,1,1000,1000,1000,1000,0,0,0,0,0,0,0,0,0,0,0,0,0,0,0,0,0,0,0,0,0,0,0,0,0,0]
["Heat Pump Tune Up",0,0,null,0,2,null,175,null,0,1,1000,1000,1000,1000,0,0,0,0,0,0,0,0,0,0,0,0,0,0,0,0,0,0,0,0,0,0,0,0,0,0]
["Heat Pump Tune Up",0,0,null,0,2,null,175,null,0,1,1000,1000,1000,1000,0,0,0,0,0,0,0,0,0,0,0,0,0,0,0,0,0,0,0,0,0,0,0,0,0,0]
["Heat Pump Tune Up",0,0,null,0,2,null,175,null,0,1,1000,1000,1000,1000,0,0,0,0,0,0,0,0,0,0,0,0,0,0,0,0,0,0,0,0,0,0,0,0,0,0]
["Home Energy Management System",0.10672369073981561,5.7972090835374544E-2,null,697.31174799999997,11,null,481.26,null,0,1,1000,1000,1000,1000,0,0,0,0,0,0,0,0,0,0,0,0,0,0,0,0,0,0,0,0,0,0,0,0,0,0]
["Home Energy Management System",7.6896697416639653E-2,4.1770128981443125E-2,null,502.428,11,null,481.26,null,0,1,1000,1000,1000,1000,0,0,0,0,0,0,0,0,0,0,0,0,0,0,0,0,0,0,0,0,0,0,0,0,0,0]
["Home Energy Management System",0.11853761172526867,6.4389388585695997E-2,null,774.50160000000005,11,null,481.26,null,0,1,1000,1000,1000,1000,0,0,0,0,0,0,0,0,0,0,0,0,0,0,0,0,0,0,0,0,0,0,0,0,0,0]
["Home Energy Management System",0.10626684760954574,6.7088136415978342E-2,null,697.31174799999997,11,null,481.26,null,0,1,1000,1000,1000,1000,0,0,0,0,0,0,0,0,0,0,0,0,0,0,0,0,0,0,0,0,0,0,0,0,0,0]
["Home Energy Management System",7.6567532189015769E-2,4.8338434423174474E-2,null,502.428,11,null,481.26,null,0,1,1000,1000,1000,1000,0,0,0,0,0,0,0,0,0,0,0,0,0,0,0,0,0,0,0,0,0,0,0,0,0,0]
["Home Energy Management System",0.11803019773667912,7.4514546964428163E-2,null,774.50160000000005,11,null,481.26,null,0,1,1000,1000,1000,1000,0,0,0,0,0,0,0,0,0,0,0,0,0,0,0,0,0,0,0,0,0,0,0,0,0,0]
["HVAC ECM Motor",8.2351502805844204E-3,1.6592573716858638E-2,null,48.017848525969328,15,null,287,null,0,1,1000,1000,1000,1000,0,0,0,0,0,0,0,0,0,0,0,0,0,0,0,0,0,0,0,0,0,0,0,0,0,0]
["HVAC ECM Motor",8.2351502805844204E-3,1.6592573716858638E-2,null,48.017848525969328,15,null,287,null,0,1,1000,1000,1000,1000,0,0,0,0,0,0,0,0,0,0,0,0,0,0,0,0,0,0,0,0,0,0,0,0,0,0]
["HVAC ECM Motor",8.2351502805844204E-3,1.6592573716858638E-2,null,48.017848525969328,15,null,287,null,0,1,1000,1000,1000,1000,0,0,0,0,0,0,0,0,0,0,0,0,0,0,0,0,0,0,0,0,0,0,0,0,0,0]
["HVAC ECM Motor",8.2351502805844204E-3,1.6592573716858638E-2,null,48.017848525969328,15,null,287,null,0,1,1000,1000,1000,1000,0,0,0,0,0,0,0,0,0,0,0,0,0,0,0,0,0,0,0,0,0,0,0,0,0,0]
["HVAC ECM Motor",8.2351502805844204E-3,1.6592573716858638E-2,null,48.017848525969328,15,null,287,null,0,1,1000,1000,1000,1000,0,0,0,0,0,0,0,0,0,0,0,0,0,0,0,0,0,0,0,0,0,0,0,0,0,0]
["HVAC ECM Motor",8.2351502805844204E-3,1.6592573716858638E-2,null,48.017848525969328,15,null,287,null,0,1,1000,1000,1000,1000,0,0,0,0,0,0,0,0,0,0,0,0,0,0,0,0,0,0,0,0,0,0,0,0,0,0]
["Programmable Thermostat",7.8623357425906759E-2,0,null,113.815668,11,null,174.99,null,0,1,1000,1000,1000,1000,0,0,0,0,0,0,0,0,0,0,0,0,0,0,0,0,0,0,0,0,0,0,0,0,0,0]
["Programmable Thermostat",5.1126884221803628E-2,0,null,74.011600000000001,11,null,174.99,null,0,1,1000,1000,1000,1000,0,0,0,0,0,0,0,0,0,0,0,0,0,0,0,0,0,0,0,0,0,0,0,0,0,0]
["Programmable Thermostat",7.6910137477976967E-2,0,null,111.3356,11,null,174.99,null,0,1,1000,1000,1000,1000,0,0,0,0,0,0,0,0,0,0,0,0,0,0,0,0,0,0,0,0,0,0,0,0,0,0]
["Programmable Thermostat",0.10259831854756689,0,null,113.815668,11,null,33,null,0,1,1000,1000,1000,1000,0,0,0,0,0,0,0,0,0,0,0,0,0,0,0,0,0,0,0,0,0,0,0,0,0,0]
["Programmable Thermostat",6.6717226603766902E-2,0,null,74.011600000000001,11,null,33,null,0,1,1000,1000,1000,1000,0,0,0,0,0,0,0,0,0,0,0,0,0,0,0,0,0,0,0,0,0,0,0,0,0,0]
["Programmable Thermostat",0.10036267901607789,0,null,111.3356,11,null,33,null,0,1,1000,1000,1000,1000,0,0,0,0,0,0,0,0,0,0,0,0,0,0,0,0,0,0,0,0,0,0,0,0,0,0]
["Radiant Barrier",0.22755328109322001,0.31838919524833914,null,661.71900000000005,25,null,1413.5714285714287,null,0,1,1000,1000,1000,1000,0,0,0,0,0,0,0,0,0,0,0,0,0,0,0,0,0,0,0,0,0,0,0,0,0,0]
["Radiant Barrier",0.14797244276560378,0.20704085981415118,null,430.3,25,null,1155,null,0,1,1000,1000,1000,1000,0,0,0,0,0,0,0,0,0,0,0,0,0,0,0,0,0,0,0,0,0,0,0,0,0,0]
["Radiant Barrier",0.2225948459265055,0.31145142588356972,null,647.29999999999995,25,null,1191,null,0,1,1000,1000,1000,1000,0,0,0,0,0,0,0,0,0,0,0,0,0,0,0,0,0,0,0,0,0,0,0,0,0,0]
["Radiant Barrier",0.22755328109322001,0.31838919524833914,null,661.71900000000005,25,null,1413.5714285714287,null,0,1,1000,1000,1000,1000,0,0,0,0,0,0,0,0,0,0,0,0,0,0,0,0,0,0,0,0,0,0,0,0,0,0]
["Radiant Barrier",0.14797244276560378,0.20704085981415118,null,430.3,25,null,1155,null,0,1,1000,1000,1000,1000,0,0,0,0,0,0,0,0,0,0,0,0,0,0,0,0,0,0,0,0,0,0,0,0,0,0]
["Radiant Barrier",0.2225948459265055,0.31145142588356972,null,647.29999999999995,25,null,1191,null,0,1,1000,1000,1000,1000,0,0,0,0,0,0,0,0,0,0,0,0,0,0,0,0,0,0,0,0,0,0,0,0,0,0]
["Sealed crawlspace",1.6469438710628309E-2,0.10118445961852558,null,162.06,11,null,5500,null,0,1,1000,1000,1000,1000,0,0,0,0,0,0,0,0,0,0,0,0,0,0,0,0,0,0,0,0,0,0,0,0,0,0]
["Sealed crawlspace",6.7682624838198546E-3,4.1582654637750245E-2,null,66.600000000000009,11,null,4568.38768115942,null,0,1,1000,1000,1000,1000,0,0,0,0,0,0,0,0,0,0,0,0,0,0,0,0,0,0,0,0,0,0,0,0,0,0]
["Sealed crawlspace",1.3310916218179047E-2,8.1779220787575477E-2,null,130.98000000000002,11,null,4819.474637681159,null,0,1,1000,1000,1000,1000,0,0,0,0,0,0,0,0,0,0,0,0,0,0,0,0,0,0,0,0,0,0,0,0,0,0]
["Sealed crawlspace",0,0,null,0,11,null,5500,null,0,1,1000,1000,1000,1000,0,0,0,0,0,0,0,0,0,0,0,0,0,0,0,0,0,0,0,0,0,0,0,0,0,0]
["Sealed crawlspace",0,0,null,0,11,null,4568.38768115942,null,0,1,1000,1000,1000,1000,0,0,0,0,0,0,0,0,0,0,0,0,0,0,0,0,0,0,0,0,0,0,0,0,0,0]
["Sealed crawlspace",0,0,null,0,11,null,4819.474637681159,null,0,1,1000,1000,1000,1000,0,0,0,0,0,0,0,0,0,0,0,0,0,0,0,0,0,0,0,0,0,0,0,0,0,0]
["Smart Thermostat",0.18284501726955057,0,null,264.68759999999997,11,null,274,null,0,1,1000,1000,1000,1000,0,0,0,0,0,0,0,0,0,0,0,0,0,0,0,0,0,0,0,0,0,0,0,0,0,0]
["Smart Thermostat",0.11889973074838053,0,null,172.12,11,null,274,null,0,1,1000,1000,1000,1000,0,0,0,0,0,0,0,0,0,0,0,0,0,0,0,0,0,0,0,0,0,0,0,0,0,0]
["Smart Thermostat",0.17886078483250459,0,null,258.92,11,null,274,null,0,1,1000,1000,1000,1000,0,0,0,0,0,0,0,0,0,0,0,0,0,0,0,0,0,0,0,0,0,0,0,0,0,0]
["Smart Thermostat",0.23860074080829508,0,null,264.68759999999997,11,null,132.01,null,0,1,1000,1000,1000,1000,0,0,0,0,0,0,0,0,0,0,0,0,0,0,0,0,0,0,0,0,0,0,0,0,0,0]
["Smart Thermostat",0.1551563409389928,0,null,172.12,11,null,132.01,null,0,1,1000,1000,1000,1000,0,0,0,0,0,0,0,0,0,0,0,0,0,0,0,0,0,0,0,0,0,0,0,0,0,0]
["Smart Thermostat",0.23340157910715789,0,null,258.92,11,null,132.01,null,0,1,1000,1000,1000,1000,0,0,0,0,0,0,0,0,0,0,0,0,0,0,0,0,0,0,0,0,0,0,0,0,0,0]
["Spray Foam Insulation(Base R12)",0.31324485462391749,0.57605404435889795,null,1250,25,null,5204.5714285714294,null,0,1,1000,1000,1000,1000,0,0,0,0,0,0,0,0,0,0,0,0,0,0,0,0,0,0,0,0,0,0,0,0,0,0]
["Spray Foam Insulation(Base R12)",0.20899696700507775,0.38434325839625672,null,834,25,null,4323.0000000000009,null,0,1,1000,1000,1000,1000,0,0,0,0,0,0,0,0,0,0,0,0,0,0,0,0,0,0,0,0,0,0,0,0,0,0]
["Spray Foam Insulation(Base R12)",0.25950456736463823,0.47722621250868552,null,1035.5500000000002,25,null,4560.6000000000004,null,0,1,1000,1000,1000,1000,0,0,0,0,0,0,0,0,0,0,0,0,0,0,0,0,0,0,0,0,0,0,0,0,0,0]
["Spray Foam Insulation(Base R12)",0.31324485462391749,0.57605404435889795,null,1250,25,null,5204.5714285714294,null,0,1,1000,1000,1000,1000,0,0,0,0,0,0,0,0,0,0,0,0,0,0,0,0,0,0,0,0,0,0,0,0,0,0]
["Spray Foam Insulation(Base R12)",0.20899696700507775,0.38434325839625672,null,834,25,null,4323.0000000000009,null,0,1,1000,1000,1000,1000,0,0,0,0,0,0,0,0,0,0,0,0,0,0,0,0,0,0,0,0,0,0,0,0,0,0]
["Spray Foam Insulation(Base R12)",0.25950456736463823,0.47722621250868552,null,1035.5500000000002,25,null,4560.6000000000004,null,0,1,1000,1000,1000,1000,0,0,0,0,0,0,0,0,0,0,0,0,0,0,0,0,0,0,0,0,0,0,0,0,0,0]
["Spray Foam Insulation(Base R19)",0.30249800067394972,0.43060300406068563,null,880,25,null,5204.5714285714294,null,0,1,1000,1000,1000,1000,0,0,0,0,0,0,0,0,0,0,0,0,0,0,0,0,0,0,0,0,0,0,0,0,0,0]
["Spray Foam Insulation(Base R19)",0.20727988000726327,0.29506092210067436,null,603,25,null,4323.0000000000009,null,0,1,1000,1000,1000,1000,0,0,0,0,0,0,0,0,0,0,0,0,0,0,0,0,0,0,0,0,0,0,0,0,0,0]
["Spray Foam Insulation(Base R19)",0.27376412808720479,0.38970061189087563,null,796.40999999999974,25,null,4560.6000000000004,null,0,1,1000,1000,1000,1000,0,0,0,0,0,0,0,0,0,0,0,0,0,0,0,0,0,0,0,0,0,0,0,0,0,0]
["Spray Foam Insulation(Base R19)",0.30249800067394972,0.43060300406068563,null,880,25,null,5204.5714285714294,null,0,1,1000,1000,1000,1000,0,0,0,0,0,0,0,0,0,0,0,0,0,0,0,0,0,0,0,0,0,0,0,0,0,0]
["Spray Foam Insulation(Base R19)",0.20727988000726327,0.29506092210067436,null,603,25,null,4323.0000000000009,null,0,1,1000,1000,1000,1000,0,0,0,0,0,0,0,0,0,0,0,0,0,0,0,0,0,0,0,0,0,0,0,0,0,0]
["Spray Foam Insulation(Base R19)",0.27376412808720479,0.38970061189087563,null,796.40999999999974,25,null,4560.6000000000004,null,0,1,1000,1000,1000,1000,0,0,0,0,0,0,0,0,0,0,0,0,0,0,0,0,0,0,0,0,0,0,0,0,0,0]
["Spray Foam Insulation(Base R2)",1.1778074187168386,1.6458737663924694,null,3485,25,null,5204.5714285714294,null,0,1,1000,1000,1000,1000,0,0,0,0,0,0,0,0,0,0,0,0,0,0,0,0,0,0,0,0,0,0,0,0,0,0]
["Spray Foam Insulation(Base R2)",0.72865216492209584,1.0182220488786697,null,2156,25,null,4323.0000000000009,null,0,1,1000,1000,1000,1000,0,0,0,0,0,0,0,0,0,0,0,0,0,0,0,0,0,0,0,0,0,0,0,0,0,0]
["Spray Foam Insulation(Base R2)",0.82602321094978826,1.1542888181284068,null,2444.1099999999997,25,null,4560.6000000000004,null,0,1,1000,1000,1000,1000,0,0,0,0,0,0,0,0,0,0,0,0,0,0,0,0,0,0,0,0,0,0,0,0,0,0]
["Spray Foam Insulation(Base R2)",1.1778074187168386,1.6458737663924694,null,3485,25,null,5204.5714285714294,null,0,1,1000,1000,1000,1000,0,0,0,0,0,0,0,0,0,0,0,0,0,0,0,0,0,0,0,0,0,0,0,0,0,0]
["Spray Foam Insulation(Base R2)",0.72865216492209584,1.0182220488786697,null,2156,25,null,4323.0000000000009,null,0,1,1000,1000,1000,1000,0,0,0,0,0,0,0,0,0,0,0,0,0,0,0,0,0,0,0,0,0,0,0,0,0,0]
["Spray Foam Insulation(Base R2)",0.82602321094978826,1.1542888181284068,null,2444.1099999999997,25,null,4560.6000000000004,null,0,1,1000,1000,1000,1000,0,0,0,0,0,0,0,0,0,0,0,0,0,0,0,0,0,0,0,0,0,0,0,0,0,0]
["Spray Foam Insulation(Base R30)",0.21167504723416641,0.30941153818275779,null,618,25,null,5204.5714285714294,null,0,1,1000,1000,1000,1000,0,0,0,0,0,0,0,0,0,0,0,0,0,0,0,0,0,0,0,0,0,0,0,0,0,0]
["Spray Foam Insulation(Base R30)",0.14693947453633882,0.21478567941812798,null,429,25,null,4323.0000000000009,null,0,1,1000,1000,1000,1000,0,0,0,0,0,0,0,0,0,0,0,0,0,0,0,0,0,0,0,0,0,0,0,0,0,0]
["Spray Foam Insulation(Base R30)",0.21764168044261176,0.31813313849852431,null,635.42000000000019,25,null,4560.6000000000004,null,0,1,1000,1000,1000,1000,0,0,0,0,0,0,0,0,0,0,0,0,0,0,0,0,0,0,0,0,0,0,0,0,0,0]
["Spray Foam Insulation(Base R30)",0.21167504723416641,0.30941153818275779,null,618,25,null,4293.732691729324,null,0,1,1000,1000,1000,1000,0,0,0,0,0,0,0,0,0,0,0,0,0,0,0,0,0,0,0,0,0,0,0,0,0,0]
["Spray Foam Insulation(Base R30)",0.14693947453633882,0.21478567941812798,null,429,25,null,4293.732691729324,null,0,1,1000,1000,1000,1000,0,0,0,0,0,0,0,0,0,0,0,0,0,0,0,0,0,0,0,0,0,0,0,0,0,0]
["Spray Foam Insulation(Base R30)",0.21764168044261176,0.31813313849852431,null,635.42000000000019,25,null,4293.732691729324,null,0,1,1000,1000,1000,1000,0,0,0,0,0,0,0,0,0,0,0,0,0,0,0,0,0,0,0,0,0,0,0,0,0,0]
["Storm Door",1.9658666582705504E-2,6.8006431720911684E-2,null,117.08520244615387,25,null,329.04177777777772,null,0,1,1000,1000,1000,1000,0,0,0,0,0,0,0,0,0,0,0,0,0,0,0,0,0,0,0,0,0,0,0,0,0,0]
["Storm Door",1.9658666582705504E-2,6.8006431720911684E-2,null,117.08520244615387,25,null,329.04177777777772,null,0,1,1000,1000,1000,1000,0,0,0,0,0,0,0,0,0,0,0,0,0,0,0,0,0,0,0,0,0,0,0,0,0,0]
["Storm Door",1.9658666582705504E-2,6.8006431720911684E-2,null,117.08520244615387,25,null,329.04177777777772,null,0,1,1000,1000,1000,1000,0,0,0,0,0,0,0,0,0,0,0,0,0,0,0,0,0,0,0,0,0,0,0,0,0,0]
["Storm Door",1.3023866611042392E-2,4.5054261015103979E-2,null,77.568946620576924,25,null,329.04177777777772,null,0,1,1000,1000,1000,1000,0,0,0,0,0,0,0,0,0,0,0,0,0,0,0,0,0,0,0,0,0,0,0,0,0,0]
["Storm Door",1.3023866611042392E-2,4.5054261015103979E-2,null,77.568946620576924,25,null,329.04177777777772,null,0,1,1000,1000,1000,1000,0,0,0,0,0,0,0,0,0,0,0,0,0,0,0,0,0,0,0,0,0,0,0,0,0,0]
["Storm Door",1.3023866611042392E-2,4.5054261015103979E-2,null,77.568946620576924,25,null,329.04177777777772,null,0,1,1000,1000,1000,1000,0,0,0,0,0,0,0,0,0,0,0,0,0,0,0,0,0,0,0,0,0,0,0,0,0,0]
["Wall Insulation",0.15001390900280945,0.7747237731291936,null,1113,25,null,1886.2620201733803,null,0,1,1000,1000,1000,1000,0,0,0,0,0,0,0,0,0,0,0,0,0,0,0,0,0,0,0,0,0,0,0,0,0,0]
["Wall Insulation",3.4571106601470489E-2,0.29831317700951709,null,391,25,null,1227.9314303541532,null,0,1,1000,1000,1000,1000,0,0,0,0,0,0,0,0,0,0,0,0,0,0,0,0,0,0,0,0,0,0,0,0,0,0]
["Wall Insulation",0.1006266138578516,0.61977901850335482,null,859,25,null,1261.2247639928355,null,0,1,1000,1000,1000,1000,0,0,0,0,0,0,0,0,0,0,0,0,0,0,0,0,0,0,0,0,0,0,0,0,0,0]
["Wall Insulation",0,0,null,0,25,null,1886.2620201733803,null,0,1,1000,1000,1000,1000,0,0,0,0,0,0,0,0,0,0,0,0,0,0,0,0,0,0,0,0,0,0,0,0,0,0]
["Wall Insulation",0,0,null,0,25,null,1227.9314303541532,null,0,1,1000,1000,1000,1000,0,0,0,0,0,0,0,0,0,0,0,0,0,0,0,0,0,0,0,0,0,0,0,0,0,0]
["Wall Insulation",0,0,null,0,25,null,1261.2247639928355,null,0,1,1000,1000,1000,1000,0,0,0,0,0,0,0,0,0,0,0,0,0,0,0,0,0,0,0,0,0,0,0,0,0,0]
["Window Sun Protection",0.13817243626455783,-6.3238238514042519E-2,null,91.862153846153404,10,null,1099.5839999999998,null,0,1,1000,1000,1000,1000,0,0,0,0,0,0,0,0,0,0,0,0,0,0,0,0,0,0,0,0,0,0,0,0,0,0]
["Window Sun Protection",0.11514369688713152,-5.2698532095035437E-2,null,76.551794871794513,10,null,652.38,null,0,1,1000,1000,1000,1000,0,0,0,0,0,0,0,0,0,0,0,0,0,0,0,0,0,0,0,0,0,0,0,0,0,0]
["Window Sun Protection",9.211495750970522E-2,-4.2158825676028348E-2,null,61.241435897435608,10,null,688.23599999999999,null,0,1,1000,1000,1000,1000,0,0,0,0,0,0,0,0,0,0,0,0,0,0,0,0,0,0,0,0,0,0,0,0,0,0]
["Window Sun Protection",0.13817243626455783,-6.3238238514042519E-2,null,91.862153846153404,10,null,1099.5839999999998,null,0,1,1000,1000,1000,1000,0,0,0,0,0,0,0,0,0,0,0,0,0,0,0,0,0,0,0,0,0,0,0,0,0,0]
["Window Sun Protection",0.11514369688713152,-5.2698532095035437E-2,null,76.551794871794513,10,null,652.38,null,0,1,1000,1000,1000,1000,0,0,0,0,0,0,0,0,0,0,0,0,0,0,0,0,0,0,0,0,0,0,0,0,0,0]
["Window Sun Protection",9.211495750970522E-2,-4.2158825676028348E-2,null,61.241435897435608,10,null,688.23599999999999,null,0,1,1000,1000,1000,1000,0,0,0,0,0,0,0,0,0,0,0,0,0,0,0,0,0,0,0,0,0,0,0,0,0,0]
["Exterior Lighting Controls",0,0,null,56.94,10,null,52.349598662207356,null,0,1,1000,1000,1000,1000,0,0,0,0,0,0,0,0,0,0,0,0,0,0,0,0,0,0,0,0,0,0,0,0,0,0]
["Exterior Lighting Controls",0,0,null,56.94,10,null,52.349598662207356,null,0,1,1000,1000,1000,1000,0,0,0,0,0,0,0,0,0,0,0,0,0,0,0,0,0,0,0,0,0,0,0,0,0,0]
["Exterior Lighting Controls",0,0,null,56.94,10,null,52.349598662207356,null,0,1,1000,1000,1000,1000,0,0,0,0,0,0,0,0,0,0,0,0,0,0,0,0,0,0,0,0,0,0,0,0,0,0]
["Exterior Lighting Controls",0,0,null,56.94,10,null,52.349598662207356,null,0,1,1000,1000,1000,1000,0,0,0,0,0,0,0,0,0,0,0,0,0,0,0,0,0,0,0,0,0,0,0,0,0,0]
["Exterior Lighting Controls",0,0,null,56.94,10,null,52.349598662207356,null,0,1,1000,1000,1000,1000,0,0,0,0,0,0,0,0,0,0,0,0,0,0,0,0,0,0,0,0,0,0,0,0,0,0]
["Exterior Lighting Controls",0,0,null,56.94,10,null,52.349598662207356,null,0,1,1000,1000,1000,1000,0,0,0,0,0,0,0,0,0,0,0,0,0,0,0,0,0,0,0,0,0,0,0,0,0,0]
["Interior Lighting Controls",4.9192656103371904E-3,3.7144475069138556E-3,null,36.271444899999999,8,null,63.539598662207354,null,0,1,1000,1000,1000,1000,0,0,0,0,0,0,0,0,0,0,0,0,0,0,0,0,0,0,0,0,0,0,0,0,0,0]
["Interior Lighting Controls",4.9192656103371904E-3,3.7144475069138556E-3,null,36.271444899999999,8,null,63.539598662207354,null,0,1,1000,1000,1000,1000,0,0,0,0,0,0,0,0,0,0,0,0,0,0,0,0,0,0,0,0,0,0,0,0,0,0]
["Interior Lighting Controls",4.9192656103371904E-3,3.7144475069138556E-3,null,36.271444899999999,8,null,63.539598662207354,null,0,1,1000,1000,1000,1000,0,0,0,0,0,0,0,0,0,0,0,0,0,0,0,0,0,0,0,0,0,0,0,0,0,0]
["Interior Lighting Controls",4.9192656103371904E-3,3.7144475069138556E-3,null,36.271444899999999,8,null,63.539598662207354,null,0,1,1000,1000,1000,1000,0,0,0,0,0,0,0,0,0,0,0,0,0,0,0,0,0,0,0,0,0,0,0,0,0,0]
["Interior Lighting Controls",4.9192656103371904E-3,3.7144475069138556E-3,null,36.271444899999999,8,null,63.539598662207354,null,0,1,1000,1000,1000,1000,0,0,0,0,0,0,0,0,0,0,0,0,0,0,0,0,0,0,0,0,0,0,0,0,0,0]
["Interior Lighting Controls",4.9192656103371904E-3,3.7144475069138556E-3,null,36.271444899999999,8,null,63.539598662207354,null,0,1,1000,1000,1000,1000,0,0,0,0,0,0,0,0,0,0,0,0,0,0,0,0,0,0,0,0,0,0,0,0,0,0]
["Solar Attic Fan",7.7312386047933251E-2,0,null,224.82239999999999,15,null,575,null,0,1,1000,1000,1000,1000,0,0,0,0,0,0,0,0,0,0,0,0,0,0,0,0,0,0,0,0,0,0,0,0,0,0]
["Solar Attic Fan",3.7448754397337324E-2,0,null,108.89999999999999,15,null,575,null,0,1,1000,1000,1000,1000,0,0,0,0,0,0,0,0,0,0,0,0,0,0,0,0,0,0,0,0,0,0,0,0,0,0]
["Solar Attic Fan",5.1437875874689773E-2,0,null,149.57999999999998,15,null,575,null,0,1,1000,1000,1000,1000,0,0,0,0,0,0,0,0,0,0,0,0,0,0,0,0,0,0,0,0,0,0,0,0,0,0]
["Solar Attic Fan",7.7312386047933251E-2,0,null,224.82239999999999,15,null,575,null,0,1,1000,1000,1000,1000,0,0,0,0,0,0,0,0,0,0,0,0,0,0,0,0,0,0,0,0,0,0,0,0,0,0]
["Solar Attic Fan",3.7448754397337324E-2,0,null,108.89999999999999,15,null,575,null,0,1,1000,1000,1000,1000,0,0,0,0,0,0,0,0,0,0,0,0,0,0,0,0,0,0,0,0,0,0,0,0,0,0]
["Solar Attic Fan",5.1437875874689773E-2,0,null,149.57999999999998,15,null,575,null,0,1,1000,1000,1000,1000,0,0,0,0,0,0,0,0,0,0,0,0,0,0,0,0,0,0,0,0,0,0,0,0,0,0]
["ENERGY STAR Certified Home",2.2884234483515611,0.69402151082122865,null,6215.7870000000003,25,null,7968.0537599999807,null,0,1,1000,1000,1000,1000,0,0,0,0,0,0,0,0,0,0,0,0,0,0,0,0,0,0,0,0,0,0,0,0,0,0]
["ENERGY STAR Certified Home",1.3343335451907479,0.40466994150046959,null,3624.3,25,null,4727.4231999999902,null,0,1,1000,1000,1000,1000,0,0,0,0,0,0,0,0,0,0,0,0,0,0,0,0,0,0,0,0,0,0,0,0,0,0]
["ENERGY STAR Certified Home",1.9800767128760803,0.60050766950587309,null,5378.2594736842102,25,null,4987.2510399999883,null,0,1,1000,1000,1000,1000,0,0,0,0,0,0,0,0,0,0,0,0,0,0,0,0,0,0,0,0,0,0,0,0,0,0]
["ENERGY STAR Certified Home",2.2884234483515611,0.69402151082122865,null,6215.7870000000003,25,null,7968.0537599999807,null,0,1,1000,1000,1000,1000,0,0,0,0,0,0,0,0,0,0,0,0,0,0,0,0,0,0,0,0,0,0,0,0,0,0]
["ENERGY STAR Certified Home",1.3343335451907479,0.40466994150046959,null,3624.3,25,null,4727.4231999999902,null,0,1,1000,1000,1000,1000,0,0,0,0,0,0,0,0,0,0,0,0,0,0,0,0,0,0,0,0,0,0,0,0,0,0]
["ENERGY STAR Certified Home",1.9800767128760803,0.60050766950587309,null,5378.2594736842102,25,null,4987.2510399999883,null,0,1,1000,1000,1000,1000,0,0,0,0,0,0,0,0,0,0,0,0,0,0,0,0,0,0,0,0,0,0,0,0,0,0]

{"sheet":"Residential_Results","index":22,"n_rows":561,"n_cols":45,"rows_kept":561,"cut":false,"hidden":false,"merged":[]}
[]
[{"$f":"NOW()","v":"2019-05-14T07:55:39.620"},null,null,null,null,null,null,null,null,null,null,null,null,0]
[null,null,null,null,null,null,null,null,null,null,null,null,null,1.0113660587879034]
[null,null,null,null,null,null,null,null,null,null,null,null,null,1.0773847373274879]
[]
[null,null,null,null,null,null,null,null,null,null,null,null,null,null,null,null,null,null,null,null,null,null,null,null,null,"Pass "]
[null,null,null,null,null,null,null,null,null,null,"2 yr payback ",null,null,null,null,null,null,null,null,null,null,null,null,"Incentive",null,"TRC - Part",null,"Pass",null,null,"Pass  TRC",null,"Pass  RIM"]
["Targets",0,null,1.0049999999999999,0,null,0,"Measure ",null,"Installed","no incentive",null,null,"Pass TRC","Pass RIM",null,null,null,null,null,"Pass TRC","Pass Part","Pass Rim",0,"Pass ","w/Inct.","Pass","RIM - Part",null,null,"& Part",null,"& Part"]
["Measure Name","TRC","Part ","RIM","UCT","Incentive","Payback","Life",null," Cost",null,"TRC","RIM","2 Yr Payback","2 Yr Payback","Percent",null,null,null,null,null,null,null,null,"TRC - Part",null,"RIM - Part","No Inct.",null,null,null,null,null,null,null,null,null,"Inc.","Yr Pb"]
["Energy Star Clothes Dryer",0.21195368842925055,-597.61980369193952,0.88299956269589386,null,0,0.28739088412272878,11,{"$f":"IF(B10>1,1,0)","v":0},0,{"$f":"IF(F10+G10=2,1,0)","v":0},0,0,{"$f":"+IF(K10+L10=2,1,0)","v":0},{"$f":"+IF(K10+M10=2,1,0)","v":0},null,{"$f":"IF(+R10+S10+T10=2,1,0)","v":0},0,0,{"$f":"IF(I10>1,1,0)","v":0},{"$f":"IF(B10<1.005,0,1)","v":0},{"$f":"IF(C10>0.99,1,0)","v":0},{"$f":"IF(D10<1.0000000001,0,1)","v":0},{"$f":"IF(F10>1,1,0)","v":0},{"$f":"IF(U10+V10=2,1,0)","v":0},{"$f":"IF(U10+V10+$X10>2,1,0)","v":0},{"$f":"IF(V10+W10=2,1,0)","v":0},{"$f":"IF(V10+W10+$X10>2,1,0)","v":0},null,null,{"$f":"IF(U10+V10=2,1,0)","v":0},null,{"$f":"IF(V10+W10=2,1,0)","v":0},null,null,null,81.430000000000007,0,0,5.2020547378738717,3.7027577039754127,3.7232790808231782,5.638802605440584,231,0]
["Energy Star Clothes Dryer",0.21195368842925055,-597.61980369193952,0.88299956269589386,null,0,0.28739088412272878,11,{"$f":"IF(B11>1,1,0)","v":0},0,{"$f":"IF(F11+G11=2,1,0)","v":0},1,1,{"$f":"+IF(K11+L11=2,1,0)","v":0},{"$f":"+IF(K11+M11=2,1,0)","v":0},{"$f":"+F11/J11","v":{"$error":"#DIV/0!"}},{"$f":"IF(+R11+S11+T11=2,1,0)","v":1},1,1,0,{"$f":"IF(B11<1.005,0,1)","v":0},{"$f":"IF(C11>0.99,1,0)","v":0},{"$f":"IF(D11<1.0000000001,0,1)","v":0},{"$f":"IF(F11>1,1,0)","v":0},{"$f":"IF(U11+V11=2,1,0)","v":0},{"$f":"IF(U11+V11+$X11>2,1,0)","v":0},{"$f":"IF(V11+W11=2,1,0)","v":0},{"$f":"IF(V11+W11+$X11>2,1,0)","v":0},null,null,{"$f":"IF(U11+V11=2,1,0)","v":0},null,{"$f":"IF(V11+W11=2,1,0)","v":0},null,null,null,null,0,0,5.2020547378738717,3.7027577039754127,3.7232790808231782,5.638802605440584,231]
["Energy Star Clothes Dryer",0.21195368842925055,-597.61980369193952,0.88299956269589386,null,0,0.28739088412272878,11,0,89.942398071289063,0,1,1,0,0,null,{"$f":"IF(+R12+S12+T12=2,1,0)","v":1},1,1,{"$f":"IF(I12>1,1,0)","v":0},0,{"$f":"IF(C12>0.99,1,0)","v":0},0,0,0,0,0,0,null,null,0,null,0,null,null,null,{"$f":"+AK10-F10","v":81.430000000000007},230,2,5.2020547378738717,3.7027577039754127,3.7232790808231782,5.638802605440584,231,2]
["Energy Star Clothes Dryer",0.21195368842925055,-597.61980369193952,0.88299956269589386,null,0,0.28739088412272878,11,0,null,0,1,1,0,0,null,1,1,1,0,0,0,0,0,0,0,0,0,null,null,0,null,0,null,null,null,null,450,2,5.2020547378738717,3.7027577039754127,3.7232790808231782,5.638802605440584,231,2]
["Energy Star Clothes Dryer",0.21195368842925055,-597.61980369193952,0.88299956269589386,null,0,0.28739088412272878,11,0,null,0,0,0,0,0,null,0,0,0,0,0,0,0,0,0,0,0,0,null,null,0,null,0,null,null,null,null,null,null,4.2323209593405258,2.3121664773713135,3.7279222706104509,5.6458345872237592,231]
["Energy Star Clothes Dryer",0.21195368842925055,-597.61980369193952,0.88299956269589386,null,0,0.28739088412272878,11,0,null,0,1,0,0,0,null,1,1,1,0,0,0,0,0,0,0,0,0,null,null,0,null,0]
["Energy Star Clothes Washer",3.3727278418359545,1026.6394816956263,0.88236728372917184,null,0,1.804768813858024E-2,11,1,null,0,0,0,0,0,null,0,0,0,0,1,1,0,0,1,0,0,0,null,null,1,null,0]
["Energy Star Clothes Washer",3.3727278418359545,1026.6394816956263,0.88236728372917184,null,0,1.804768813858024E-2,11,1,null,0,1,0,0,0,null,1,1,1,0,1,1,0,0,1,0,0,0,null,null,1,null,0]
["Energy Star Clothes Washer",3.3727278418359545,1026.6394816956263,0.88236728372917184,null,0,1.804768813858024E-2,11,1,null,0,1,0,0,0,null,1,1,1,0,1,1,0,0,1,0,0,0,null,null,1,null,0]
["Energy Star Clothes Washer",3.3727278418359545,1026.6394816956263,0.88236728372917184,null,0,1.804768813858024E-2,11,1,null,0,1,0,0,0,{"$f":"+F19/J19","v":{"$error":"#DIV/0!"}},1,1,1,0,1,1,0,0,1,0,0,0,null,null,1,null,0]
["Energy Star Clothes Washer",3.3727278418359545,1026.6394816956263,0.88236728372917184,null,0,1.804768813858024E-2,11,1,null,0,0,0,0,0,null,0,0,0,0,1,1,0,0,1,0,0,0,null,null,1,null,0]
["Energy Star Clothes Washer",3.3727278418359545,1026.6394816956263,0.88236728372917184,null,0,1.804768813858024E-2,11,1,null,0,0,0,0,0,null,0,0,0,0,1,1,0,0,1,0,0,0,null,null,1,null,0]
["Energy Star Dishwasher",{"$error":"#DIV/0!"},83.493053829860031,0.79754472172470547,null,0,0,10,{"$error":"#DIV/0!"},null,0,0,0,0,0,null,{"$error":"#DIV/0!"},0,0,{"$error":"#DIV/0!"},{"$error":"#DIV/0!"},1,0,0,{"$error":"#DIV/0!"},{"$error":"#DIV/0!"},0,0,null,null,{"$error":"#DIV/0!"},null,0]
["Energy Star Dishwasher",{"$error":"#DIV/0!"},83.493053829860031,0.79754472172470547,null,0,0,10,{"$error":"#DIV/0!"},null,0,1,0,0,0,{"$f":"+F23/J23","v":{"$error":"#DIV/0!"}},{"$error":"#DIV/0!"},1,1,{"$error":"#DIV/0!"},{"$error":"#DIV/0!"},1,0,0,{"$error":"#DIV/0!"},{"$error":"#DIV/0!"},0,0,null,null,{"$error":"#DIV/0!"},null,0]
["Energy Star Dishwasher",{"$error":"#DIV/0!"},83.493053829860031,0.79754472172470547,null,0,0,10,{"$error":"#DIV/0!"},null,0,0,0,0,0,null,{"$error":"#DIV/0!"},0,0,{"$error":"#DIV/0!"},{"$error":"#DIV/0!"},1,0,0,{"$error":"#DIV/0!"},{"$error":"#DIV/0!"},0,0,null,null,{"$error":"#DIV/0!"},null,0]
["Energy Star Dishwasher",{"$error":"#DIV/0!"},83.493053829860031,0.79754472172470547,null,0,0,10,{"$error":"#DIV/0!"},null,0,0,0,0,0,null,{"$error":"#DIV/0!"},0,0,{"$error":"#DIV/0!"},{"$error":"#DIV/0!"},1,0,0,{"$error":"#DIV/0!"},{"$error":"#DIV/0!"},0,0,null,null,{"$error":"#DIV/0!"},null,0]
["Energy Star Dishwasher",{"$error":"#DIV/0!"},83.493053829860031,0.79754472172470547,null,0,0,10,{"$error":"#DIV/0!"},null,0,0,0,0,0,null,{"$error":"#DIV/0!"},0,0,{"$error":"#DIV/0!"},{"$error":"#DIV/0!"},1,0,0,{"$error":"#DIV/0!"},{"$error":"#DIV/0!"},0,0,null,null,{"$error":"#DIV/0!"},null,0]
["Energy Star Dishwasher",{"$error":"#DIV/0!"},83.493053829860031,0.79754472172470547,null,0,0,10,{"$error":"#DIV/0!"},null,0,0,0,0,0,null,{"$error":"#DIV/0!"},0,0,{"$error":"#DIV/0!"},{"$error":"#DIV/0!"},1,0,0,{"$error":"#DIV/0!"},{"$error":"#DIV/0!"},0,0,null,null,{"$error":"#DIV/0!"},null,0]
["Energy Star Freezer",0.25065310625875487,-186.6403133732673,0.83973536184708086,null,0,0.23111217753688254,11,0,null,0,0,0,0,0,null,0,0,0,0,0,0,0,0,0,0,0,0,null,null,0,null,0]
["Energy Star Freezer",0.25065310625875487,-186.6403133732673,0.83973536184708086,null,0,0.23111217753688254,11,0,null,0,0,0,0,0,null,0,0,0,0,0,0,0,0,0,0,0,0,null,null,0,null,0]
["Energy Star Freezer",0.25065310625875487,-186.6403133732673,0.83973536184708086,null,0,0.23111217753688254,11,0,null,0,0,0,0,0,null,0,0,0,0,0,0,0,0,0,0,0,0,null,null,0,null,0]
["Energy Star Freezer",0.25065310625875487,-186.6403133732673,0.83973536184708086,null,0,0.23111217753688254,11,0,null,0,0,0,0,0,null,0,0,0,0,0,0,0,0,0,0,0,0,null,null,0,null,0]
["Energy Star Freezer",0.25065310625875487,-186.6403133732673,0.83973536184708086,null,0,0.23111217753688254,11,0,null,0,0,0,0,0,null,0,0,0,0,0,0,0,0,0,0,0,0,null,null,0,null,0]
["Energy Star Freezer",0.25065310625875487,-186.6403133732673,0.83973536184708086,null,0,0.23111217753688254,11,0,null,0,0,0,0,0,null,0,0,0,0,0,0,0,0,0,0,0,0,null,null,0,null,0]
["Energy Star Refrigerator",0.4618060115501168,-72.624199059443868,0.83724051680045308,null,0,0.15394398495740136,14,0,null,0,0,0,0,0,null,0,0,0,0,0,0,0,0,0,0,0,0,null,null,0,null,0]
["Energy Star Refrigerator",0.4618060115501168,-72.624199059443868,0.83724051680045308,null,0,0.15394398495740136,14,0,null,0,0,0,0,0,null,0,0,0,0,0,0,0,0,0,0,0,0,null,null,0,null,0]
["Energy Star Refrigerator",0.4618060115501168,-72.624199059443868,0.83724051680045308,null,0,0.15394398495740136,14,0,null,0,1,1,0,0,null,0,0,0,0,0,0,0,0,0,0,0,0,null,null,0,null,0]
["Energy Star Refrigerator",0.4618060115501168,-72.624199059443868,0.83724051680045308,null,0,0.15394398495740136,14,0,null,0,1,1,0,0,null,0,0,0,null,0,0,0,0,0,0,0,0,null,null,0,null,0]
["Energy Star Refrigerator",0.4618060115501168,-72.624199059443868,0.83724051680045308,null,0,0.15394398495740136,14,0,null,0,1,0,0,0,{"$f":"+F38/J38","v":{"$error":"#DIV/0!"}},1,1,1,0,0,0,0,0,0,0,0,0,null,null,0,null,0]
["Energy Star Refrigerator",0.4618060115501168,-72.624199059443868,0.83724051680045308,null,0,0.15394398495740136,14,0,null,0,0,0,0,0,null,0,0,0,0,0,0,0,0,0,0,0,0,null,null,0,null,0]
["Heat Pump Clothes Dryer",0.10127461802066903,-2640.9984483658045,0.89956188468172715,null,0,0.66269177837234561,12,0,null,0,1,0,0,0,{"$f":"+F40/J40","v":{"$error":"#DIV/0!"}},1,1,1,0,0,0,0,0,0,0,0,0,null,null,0,null,0]
["Heat Pump Clothes Dryer",0.10127461802066903,-2640.9984483658045,0.89956188468172715,null,0,0.66269177837234561,12,0,null,0,0,0,0,0,null,0,0,0,0,0,0,0,0,0,0,0,0,null,null,0,null,0]
["Heat Pump Clothes Dryer",0.10127461802066903,-2640.9984483658045,0.89956188468172715,null,0,0.66269177837234561,12,0,null,0,0,0,0,0,null,0,0,0,0,0,0,0,0,0,0,0,0,null,null,0,null,0]
["Heat Pump Clothes Dryer",0.10127461802066903,-2640.9984483658045,0.89956188468172715,null,0,0.66269177837234561,12,0,null,0,1,0,0,0,{"$f":"+F43/J43","v":{"$error":"#DIV/0!"}},1,1,1,0,0,0,0,0,0,0,0,0,null,null,0,null,0]
["Heat Pump Clothes Dryer",0.10127461802066903,-2640.9984483658045,0.89956188468172715,null,0,0.66269177837234561,12,0,null,0,0,0,0,0,null,0,0,0,0,0,0,0,0,0,0,0,0,null,null,0,null,0]
["Heat Pump Clothes Dryer",0.10127461802066903,-2640.9984483658045,0.89956188468172715,null,0,0.66269177837234561,12,0,null,0,0,0,0,0,null,0,0,0,0,0,0,0,0,0,0,0,0,null,null,0,null,0]
["High Efficiency Convection Oven",5.9544387028887036E-2,-2230.4608699175524,1.0406310472090443,null,0,1.3038784298522095,12,0,null,0,0,0,0,0,null,0,0,0,0,0,0,1,0,0,0,0,0,null,null,0,null,0]
["High Efficiency Convection Oven",5.9544387028887036E-2,-2230.4608699175524,1.0406310472090443,null,0,1.3038784298522095,12,0,null,0,1,0,0,0,{"$f":"+F47/J47","v":{"$error":"#DIV/0!"}},1,1,1,0,0,0,1,0,0,0,0,0,null,null,0,null,0]
["High Efficiency Convection Oven",5.9544387028887036E-2,-2230.4608699175524,1.0406310472090443,null,0,1.3038784298522095,12,0,null,0,0,0,0,0,null,0,0,0,0,0,0,1,0,0,0,0,0,null,null,0,null,0]
["High Efficiency Convection Oven",5.9544387028887036E-2,-2230.4608699175524,1.0406310472090443,null,0,1.3038784298522095,12,0,null,0,0,0,0,0,null,0,0,0,0,0,0,1,0,0,0,0,0,null,null,0,null,0]
["High Efficiency Convection Oven",5.9544387028887036E-2,-2230.4608699175524,1.0406310472090443,null,0,1.3038784298522095,12,0,null,0,0,0,0,0,null,0,0,0,0,0,0,1,0,0,0,0,0,null,null,0,null,0]
["High Efficiency Convection Oven",5.9544387028887036E-2,-2230.4608699175524,1.0406310472090443,null,0,1.3038784298522095,12,0,null,0,0,0,0,0,null,0,0,0,0,0,0,1,0,0,0,0,0,null,null,0,null,0]
["High Efficiency Induction Cooktop",0.85919205909399066,259.03202015396892,0.97417099050266187,null,0,7.1457883411784315E-2,10,0,null,0,0,0,0,0,null,0,0,0,0,0,1,0,0,0,0,0,0,null,null,0,null,0]
["High Efficiency Induction Cooktop",0.85919205909399066,259.03202015396892,0.97417099050266187,null,0,7.1457883411784315E-2,10,0,null,0,0,0,0,0,null,0,0,0,0,0,1,0,0,0,0,0,0,null,null,0,null,0]
["High Efficiency Induction Cooktop",0.85919205909399066,259.03202015396892,0.97417099050266187,null,0,7.1457883411784315E-2,10,0,null,0,0,0,0,0,null,0,0,0,0,0,1,0,0,0,0,0,0,null,null,0,null,0]
["High Efficiency Induction Cooktop",0.85919205909399066,259.03202015396892,0.97417099050266187,null,0,7.1457883411784315E-2,10,0,null,0,0,0,0,0,null,0,0,0,0,0,1,0,0,0,0,0,0,null,null,0,null,0]
["High Efficiency Induction Cooktop",0.85919205909399066,259.03202015396892,0.97417099050266187,null,0,7.1457883411784315E-2,10,0,null,0,0,0,0,0,null,0,0,0,0,0,1,0,0,0,0,0,0,null,null,0,null,0]
["High Efficiency Induction Cooktop",0.85919205909399066,259.03202015396892,0.97417099050266187,null,0,7.1457883411784315E-2,10,0,null,0,1,0,0,0,{"$f":"+F57/J57","v":{"$error":"#DIV/0!"}},1,1,1,0,0,1,0,0,0,0,0,0,null,null,0,null,0]
["Heat Pump Water Heater",0.4543109196497282,-739.35534261438602,0.83711666267143847,null,0,0.11612828733323134,10,0,null,0,0,0,0,0,null,0,0,0,0,0,0,0,0,0,0,0,0,null,null,0,null,0]
["Heat Pump Water Heater",0.35713552951205962,-1386.1052899340289,0.83715680127001213,null,0,0.14773349147994599,10,0,null,0,0,0,0,0,null,0,0,0,0,0,0,0,0,0,0,0,0,null,null,0,null,0]
["Heat Pump Water Heater",0.3543004414515965,-1405.0497115576127,0.83718512050771621,null,0,0.14892068234158468,10,0,null,0,0,0,0,0,null,0,0,0,0,0,0,0,0,0,0,0,0,null,null,0,null,0]
["Heat Pump Water Heater",0.4543109196497282,-739.35534261438602,0.83711666267143847,null,0,0.11612828733323134,10,0,null,0,0,0,0,0,null,0,0,0,0,0,0,0,0,0,0,0,0,null,null,0,null,0]
["Heat Pump Water Heater",0.35713552951205962,-1386.1052899340289,0.83715680127001213,null,0,0.14773349147994599,10,0,null,0,0,0,0,0,null,0,0,0,0,0,0,0,0,0,0,0,0,null,null,0,null,0]
["Heat Pump Water Heater",0.3543004414515965,-1405.0497115576127,0.83718512050771621,null,0,0.14892068234158468,10,0,null,0,0,0,0,0,null,0,0,0,0,0,0,0,0,0,0,0,0,null,null,0,null,0]
["Instantaneous Hot Water System",3.4547947071144593E-2,-8365.9477125744834,0.90199880660064391,null,0,2.8587421229380245,20,0,null,0,0,0,0,0,null,0,0,0,0,0,0,0,0,0,0,0,0,null,null,0,null,0]
["Instantaneous Hot Water System",2.7177112523184662E-2,-8481.2071823023634,0.90266784187878912,null,0,3.636770719355753,20,0,null,0,0,0,0,0,null,0,0,0,0,0,0,0,0,0,0,0,0,null,null,0,null,0]
["Instantaneous Hot Water System",2.6969676947870971E-2,-8484.5833309973641,0.90297652113488069,null,0,3.6659959202268784,20,0,null,0,0,0,0,0,null,0,0,0,0,0,0,0,0,0,0,0,0,null,null,0,null,0]
["Instantaneous Hot Water System",3.4547947071144593E-2,-8365.9477125744834,0.90199880660064391,null,0,2.8587421229380245,20,0,null,0,0,0,0,0,null,0,0,0,0,0,0,0,0,0,0,0,0,null,null,0,null,0]
["Instantaneous Hot Water System",2.7177112523184662E-2,-8481.2071823023634,0.90266784187878912,null,0,3.636770719355753,20,0,null,0,0,0,0,0,null,0,0,0,0,0,0,0,0,0,0,0,0,null,null,0,null,0]
["Instantaneous Hot Water System",2.6969676947870971E-2,-8484.5833309973641,0.90297652113488069,null,0,3.6659959202268784,20,0,null,0,1,0,0,0,null,0,0,0,0,0,0,0,0,0,0,0,0,null,null,0,null,0]
["Solar Water Heater",0.11233501140428266,-19843.161994551934,0.79826455438752997,null,0,0.63692506525478243,15,0,null,0,0,0,0,0,null,0,0,0,0,0,0,0,0,0,0,0,0,null,null,0,null,0]
["Solar Water Heater",8.8310595931174213E-2,-21012.464922838397,0.79833554855604794,null,0,0.81026910722599743,15,0,null,0,1,0,0,0,null,0,0,0,0,0,0,0,0,0,0,0,0,null,null,0,null,0]
["Solar Water Heater",8.7609548951308847E-2,-21046.715822696915,0.79836254260572559,null,0,0.81678045458488224,15,0,null,0,0,0,0,0,null,0,0,0,0,0,0,0,0,0,0,0,0,null,null,0,null,0]
["Solar Water Heater",0.11233501140428266,-19843.161994551934,0.79826455438752997,null,0,0.63692506525478243,15,0,null,0,0,0,0,0,null,0,0,0,0,0,0,0,0,0,0,0,0,null,null,0,null,0]
["Solar Water Heater",8.8310595931174213E-2,-21012.464922838397,0.79833554855604794,null,0,0.81026910722599743,15,0,null,0,0,0,0,0,null,0,0,0,0,0,0,0,0,0,0,0,0,null,null,0,null,0]
["Solar Water Heater",8.7609548951308847E-2,-21046.715822696915,0.79836254260572559,null,0,0.81678045458488224,15,{"$f":"IF(B75>1,1,0)","v":0},null,{"$f":"IF(F75+G75=2,1,0)","v":0},0,0,{"$f":"+IF(K75+L75=2,1,0)","v":0},{"$f":"+IF(K75+M75=2,1,0)","v":0},null,0,0,0,0,{"$f":"IF(B75<1.005,0,1)","v":0},0,{"$f":"IF(D75<1.0000000001,0,1)","v":0},{"$f":"IF(F75>1,1,0)","v":0},{"$f":"IF(U75+V75=2,1,0)","v":0},{"$f":"IF(U75+V75+$X75>2,1,0)","v":0},{"$f":"IF(V75+W75=2,1,0)","v":0},{"$f":"IF(V75+W75+$X75>2,1,0)","v":0},null,null,{"$f":"IF(U75+V75=2,1,0)","v":0},null,{"$f":"IF(V75+W75=2,1,0)","v":0}]
["Energy Star Air Purifier",{"$error":"#DIV/0!"},1188.0677040396845,0.8040733993639998,null,0,0,9,{"$error":"#DIV/0!"},null,0,0,0,0,0,null,{"$f":"IF(+R76+S76+T76=2,1,0)","v":{"$error":"#DIV/0!"}},0,0,{"$f":"IF(I76>1,1,0)","v":{"$error":"#DIV/0!"}},{"$error":"#DIV/0!"},{"$f":"IF(C76>0.99,1,0)","v":1},0,0,{"$error":"#DIV/0!"},{"$error":"#DIV/0!"},0,0,null,null,{"$error":"#DIV/0!"},null,0]
["Energy Star Air Purifier",{"$error":"#DIV/0!"},1188.0677040396845,0.8040733993639998,null,0,0,9,{"$error":"#DIV/0!"},null,0,0,0,0,0,null,{"$error":"#DIV/0!"},0,0,{"$error":"#DIV/0!"},{"$error":"#DIV/0!"},1,0,0,{"$error":"#DIV/0!"},{"$error":"#DIV/0!"},0,0,null,null,{"$error":"#DIV/0!"},null,0]
["Energy Star Air Purifier",{"$error":"#DIV/0!"},1188.0677040396845,0.8040733993639998,null,0,0,9,{"$error":"#DIV/0!"},null,0,0,0,0,0,null,{"$error":"#DIV/0!"},0,0,{"$error":"#DIV/0!"},{"$error":"#DIV/0!"},1,0,0,{"$error":"#DIV/0!"},{"$error":"#DIV/0!"},0,0,null,null,{"$error":"#DIV/0!"},null,0]
["Energy Star Air Purifier",{"$error":"#DIV/0!"},1188.0677040396845,0.8040733993639998,null,0,0,9,{"$error":"#DIV/0!"},null,0,0,0,0,0,null,{"$error":"#DIV/0!"},0,0,{"$error":"#DIV/0!"},{"$error":"#DIV/0!"},1,0,0,{"$error":"#DIV/0!"},{"$error":"#DIV/0!"},0,0,null,null,{"$error":"#DIV/0!"},null,0]
["Energy Star Air Purifier",{"$error":"#DIV/0!"},1188.0677040396845,0.8040733993639998,null,0,0,9,{"$error":"#DIV/0!"},null,0,0,0,0,0,null,{"$error":"#DIV/0!"},0,0,{"$error":"#DIV/0!"},{"$error":"#DIV/0!"},1,0,0,{"$error":"#DIV/0!"},{"$error":"#DIV/0!"},0,0,null,null,{"$error":"#DIV/0!"},null,0]
["Energy Star Air Purifier",{"$error":"#DIV/0!"},1188.0677040396845,0.8040733993639998,null,0,0,9,{"$error":"#DIV/0!"},null,0,1,0,0,0,{"$f":"+F81/J81","v":{"$error":"#DIV/0!"}},{"$error":"#DIV/0!"},1,1,{"$error":"#DIV/0!"},{"$error":"#DIV/0!"},1,0,0,{"$error":"#DIV/0!"},{"$error":"#DIV/0!"},0,0,null,null,{"$error":"#DIV/0!"},null,0]
["Energy Star Audio-Video Equipment",5.1512225352342046E-2,-434.23829181549797,0.53212443373984986,null,0,0.28288615742977197,5,0,null,0,0,0,0,0,null,0,0,0,0,0,0,0,0,0,0,0,0,null,null,0,null,0]
["Energy Star Audio-Video Equipment",5.1512225352342046E-2,-434.23829181549797,0.53212443373984986,null,0,0.28288615742977197,5,0,null,0,0,0,0,0,null,0,0,0,0,0,0,0,0,0,0,0,0,null,null,0,null,0]
["Energy Star Audio-Video Equipment",5.1512225352342046E-2,-434.23829181549797,0.53212443373984986,null,0,0.28288615742977197,5,0,null,0,0,0,0,0,null,0,0,0,0,0,0,0,0,0,0,0,0,null,null,0,null,0]
["Energy Star Audio-Video Equipment",5.1512225352342046E-2,-434.23829181549797,0.53212443373984986,null,0,0.28288615742977197,5,0,null,0,1,0,0,0,null,0,0,0,0,0,0,0,0,0,0,0,0,null,null,0,null,0]
["Energy Star Audio-Video Equipment",5.1512225352342046E-2,-434.23829181549797,0.53212443373984986,null,0,0.28288615742977197,5,0,null,0,1,0,0,0,null,0,0,0,0,0,0,0,0,0,0,0,0,null,null,0,null,0]
["Energy Star Audio-Video Equipment",5.1512225352342046E-2,-434.23829181549797,0.53212443373984986,null,0,0.28288615742977197,5,0,null,0,0,0,0,0,null,0,0,0,0,0,0,0,0,0,0,0,0,null,null,0,null,0]
["Energy Star Imaging Equipment",{"$error":"#DIV/0!"},111.38855494199562,0.66383450102998609,null,0,0,5,{"$error":"#DIV/0!"},null,0,1,0,0,0,{"$f":"+F88/J88","v":{"$error":"#DIV/0!"}},{"$error":"#DIV/0!"},1,1,{"$error":"#DIV/0!"},{"$error":"#DIV/0!"},1,0,0,{"$error":"#DIV/0!"},{"$error":"#DIV/0!"},0,0,null,null,{"$error":"#DIV/0!"},null,0]
["Energy Star Imaging Equipment",{"$error":"#DIV/0!"},111.38855494199562,0.66383450102998609,null,0,0,5,{"$error":"#DIV/0!"},null,0,0,0,0,0,null,{"$error":"#DIV/0!"},0,0,{"$error":"#DIV/0!"},{"$error":"#DIV/0!"},1,0,0,{"$error":"#DIV/0!"},{"$error":"#DIV/0!"},0,0,null,null,{"$error":"#DIV/0!"},null,0]
["Energy Star Imaging Equipment",{"$error":"#DIV/0!"},111.38855494199562,0.66383450102998609,null,0,0,5,{"$error":"#DIV/0!"},null,0,0,0,0,0,null,{"$error":"#DIV/0!"},0,0,{"$error":"#DIV/0!"},{"$error":"#DIV/0!"},1,0,0,{"$error":"#DIV/0!"},{"$error":"#DIV/0!"},0,0,null,null,{"$error":"#DIV/0!"},null,0]
["Energy Star Imaging Equipment",{"$error":"#DIV/0!"},111.38855494199562,0.66383450102998609,null,0,0,5,{"$error":"#DIV/0!"},null,0,0,0,0,0,null,{"$error":"#DIV/0!"},0,0,{"$error":"#DIV/0!"},{"$error":"#DIV/0!"},1,0,0,{"$error":"#DIV/0!"},{"$error":"#DIV/0!"},0,0,null,null,{"$error":"#DIV/0!"},null,0]
["Energy Star Imaging Equipment",{"$error":"#DIV/0!"},111.38855494199562,0.66383450102998609,null,0,0,5,{"$error":"#DIV/0!"},null,0,0,0,0,0,null,{"$error":"#DIV/0!"},0,0,{"$error":"#DIV/0!"},{"$error":"#DIV/0!"},1,0,0,{"$error":"#DIV/0!"},{"$error":"#DIV/0!"},0,0,null,null,{"$error":"#DIV/0!"},null,0]
["Energy Star Imaging Equipment",{"$error":"#DIV/0!"},111.38855494199562,0.66383450102998609,null,0,0,5,{"$error":"#DIV/0!"},null,0,0,0,0,0,null,{"$error":"#DIV/0!"},0,0,{"$error":"#DIV/0!"},{"$error":"#DIV/0!"},1,0,0,{"$error":"#DIV/0!"},{"$error":"#DIV/0!"},0,0,null,null,{"$error":"#DIV/0!"},null,0]
["Energy Star Personal Computer",0.32476664113358528,-39.490540613976897,0.71957630916993764,null,0,4.1919603696117469E-2,4,0,null,0,0,0,0,0,null,0,0,0,0,0,0,0,0,0,0,0,0,null,null,0,null,0]
["Energy Star Personal Computer",0.32476664113358528,-39.490540613976897,0.71957630916993764,null,0,4.1919603696117469E-2,4,0,null,0,0,0,0,0,null,0,0,0,0,0,0,0,0,0,0,0,0,null,null,0,null,0]
["Energy Star Personal Computer",0.32476664113358528,-39.490540613976897,0.71957630916993764,null,0,4.1919603696117469E-2,4,0,null,0,0,0,0,0,null,0,0,0,0,0,0,0,0,0,0,0,0,null,null,0,null,0]
["Energy Star Personal Computer",0.32476664113358528,-39.490540613976897,0.71957630916993764,null,0,4.1919603696117469E-2,4,0,null,0,0,0,0,0,null,0,0,0,0,0,0,0,0,0,0,0,0,null,null,0,null,0]
["Energy Star Personal Computer",0.32476664113358528,-39.490540613976897,0.71957630916993764,null,0,4.1919603696117469E-2,4,0,null,0,0,0,0,0,null,0,0,0,0,0,0,0,0,0,0,0,0,null,null,0,null,0]
["Energy Star Personal Computer",0.32476664113358528,-39.490540613976897,0.71957630916993764,null,0,4.1919603696117469E-2,4,0,null,0,0,0,0,0,null,0,0,0,0,0,0,0,0,0,0,0,0,null,null,0,null,0]
["Energy Star TV",7.3525307231222067E-2,-305.64160040172851,0.85280478472182386,null,0,0.41024072643786863,6,0,null,0,0,0,0,0,null,0,0,0,0,0,0,0,0,0,0,0,0,null,null,0,null,0]
["Energy Star TV",7.3525307231222067E-2,-305.64160040172851,0.85280478472182386,null,0,0.41024072643786863,6,0,null,0,0,0,0,0,null,0,0,0,0,0,0,0,0,0,0,0,0,null,null,0,null,0]
["Energy Star TV",7.3525307231222067E-2,-305.64160040172851,0.85280478472182386,null,0,0.41024072643786863,6,0,null,0,0,0,0,0,null,0,0,0,0,0,0,0,0,0,0,0,0,null,null,0,null,0]
["Energy Star TV",7.3525307231222067E-2,-305.64160040172851,0.85280478472182386,null,0,0.41024072643786863,6,0,null,0,1,0,0,0,null,0,0,0,0,0,0,0,0,0,0,0,0,null,null,0,null,0]
["Energy Star TV",7.3525307231222067E-2,-305.64160040172851,0.85280478472182386,null,0,0.41024072643786863,6,0,null,0,1,0,0,0,null,0,0,0,0,0,0,0,0,0,0,0,0,null,null,0,null,0]
["Energy Star TV",7.3525307231222067E-2,-305.64160040172851,0.85280478472182386,null,0,0.41024072643786863,6,0,null,0,0,0,0,0,null,0,0,0,0,0,0,0,0,0,0,0,0,null,null,0,null,0]
["14 SEER ASHP from base electric resistance heating",5.3766854277363869,14987.590412196691,0.86499165045994708,null,0,1.441962332378125E-2,15,1,null,0,0,0,0,0,null,0,0,0,0,1,1,0,0,1,0,0,0,null,null,1,null,0]
["14 SEER ASHP from base electric resistance heating",5.3768288346637636,9991.7269414644652,0.86501472151300718,null,0,1.441962332378123E-2,15,1,null,0,0,0,0,0,null,0,0,0,0,1,1,0,0,1,0,0,0,null,null,1,null,0]
["14 SEER ASHP from base electric resistance heating",5.3766854277363869,14987.590412196691,0.86499165045994708,null,0,1.441962332378125E-2,15,1,null,0,0,0,0,0,null,0,0,0,0,1,1,0,0,1,0,0,0,null,null,1,null,0]
["14 SEER ASHP from base electric resistance heating",5.3766854277363869,14987.590412196691,0.86499165045994708,null,0,1.441962332378125E-2,15,1,null,0,0,0,0,0,null,0,0,0,0,1,1,0,0,1,0,0,0,null,null,1,null,0]
["14 SEER ASHP from base electric resistance heating",5.3768288346637636,9991.7269414644652,0.86501472151300718,null,0,1.441962332378123E-2,15,1,null,0,0,0,0,0,null,0,0,0,0,1,1,0,0,1,0,0,0,null,null,1,null,0]
["14 SEER ASHP from base electric resistance heating",5.3766854277363869,14987.590412196691,0.86499165045994708,null,0,1.441962332378125E-2,15,1,null,0,0,0,0,0,null,0,0,0,0,1,1,0,0,1,0,0,0,null,null,1,null,0]
["15 SEER Air Source Heat Pump",0.52565031685294406,-570.60546734079742,1.1895707049778783,null,0,0.20283829827078143,15,0,null,0,0,0,0,0,null,0,0,0,0,0,0,1,0,0,0,0,0,null,null,0,null,0]
["15 SEER Air Source Heat Pump",0.37170104343809163,-870.34949586963035,1.1898920165884321,null,0,0.28692632698430104,15,0,null,0,0,0,0,0,null,0,0,0,0,0,0,1,0,0,0,0,0,null,null,0,null,0]
["15 SEER Air Source Heat Pump",0.52565031685294406,-570.60546734079742,1.1895707049778783,null,0,0.20283829827078143,15,0,null,0,0,0,0,0,null,0,0,0,0,0,0,1,0,0,0,0,0,null,null,0,null,0]
["15 SEER Air Source Heat Pump",0.52565031685294406,-570.60546734079742,1.1895707049778783,null,0,0.20283829827078143,15,0,null,0,0,0,0,0,null,0,0,0,0,0,0,1,0,0,0,0,0,null,null,0,null,0]
["15 SEER Air Source Heat Pump",0.37170104343809163,-870.34949586963035,1.1898920165884321,null,0,0.28692632698430104,15,0,null,0,0,0,0,0,null,0,0,0,0,0,0,1,0,0,0,0,0,null,null,0,null,0]
["15 SEER Air Source Heat Pump",0.52565031685294406,-570.60546734079742,1.1895707049778783,null,0,0.20283829827078143,15,0,null,0,0,0,0,0,null,0,0,0,0,0,0,1,0,0,0,0,0,null,null,0,null,0]
["15 SEER Central AC",0.61484023778428776,-606.05726041969854,1.6752920487874638,null,0,0.24422205080318218,15,0,null,0,0,0,0,0,null,0,0,0,0,0,0,1,0,0,0,0,0,null,null,0,null,0]
["15 SEER Central AC",0.45790849152816521,-720.69528849314361,1.6747977770631961,null,0,0.32782366927219542,15,0,null,0,0,0,0,0,null,0,0,0,0,0,0,1,0,0,0,0,0,null,null,0,null,0]
["15 SEER Central AC",0.61484023778428776,-606.05726041969854,1.6752920487874638,null,0,0.24422205080318218,15,0,null,0,0,0,0,0,null,0,0,0,0,0,0,1,0,0,0,0,0,null,null,0,null,0]
["15 SEER Central AC",0.61484023778428776,-606.05726041969854,1.6752920487874638,null,0,0.24422205080318218,15,{"$f":"+V121+W121","v":1},null,0,0,0,0,0,null,0,0,0,0,0,0,1,0,0,0,0,0,null,null,0,null,0]
["15 SEER Central AC",0.45790849152816521,-720.69528849314361,1.6747977770631961,null,0,0.32782366927219542,15,{"$f":"SUM(I10:I121)","v":{"$error":"#DIV/0!"}},null,0,1,1,0,0,{"$f":"+F122/J122","v":{"$error":"#DIV/0!"}},1,1,1,0,0,0,1,0,0,0,0,0,null,null,0,null,0]
["15 SEER Central AC",0.61484023778428776,-606.05726041969854,1.6752920487874638,null,0,0.24422205080318218,15,1,null,0,1,1,0,0,null,1,1,1,0,0,0,1,0,0,0,0,0,null,null,0,null,0]
["16 SEER Air Source Heat Pump",0.37788773831676614,-2655.1693662448679,1.1897886398318436,null,0,0.28220431252226424,15,1,null,0,1,0,0,0,{"$f":"+F124/J124","v":{"$error":"#DIV/0!"}},1,1,1,0,0,0,1,0,0,0,0,0,null,null,0,null,0]
["16 SEER Air Source Heat Pump",0.30389501633668831,-2610.3762786611214,1.1896356478483667,null,0,0.35087063260890833,15,1,null,0,1,0,0,0,null,1,1,1,0,0,0,1,0,0,0,0,0,null,null,0,null,0]
["16 SEER Air Source Heat Pump",0.37788773831676614,-2655.1693662448679,1.1897886398318436,null,0,0.28220431252226424,15,1,null,0,1,0,0,0,{"$f":"+F126/J126","v":{"$error":"#DIV/0!"}},1,1,1,0,0,0,1,0,0,0,0,0,null,null,0,null,0]
["16 SEER Air Source Heat Pump",0.37788773831676614,-2655.1693662448679,1.1897886398318436,null,0,0.28220431252226424,15,1,null,0,0,0,0,0,null,0,0,0,0,0,0,1,0,0,0,0,0,null,null,0,null,0]
["16 SEER Air Source Heat Pump",0.30389501633668831,-2610.3762786611214,1.1896356478483667,null,0,0.35087063260890833,15,1,null,0,1,0,0,0,null,1,1,1,0,0,0,1,0,0,0,0,0,null,null,0,null,0]
["16 SEER Air Source Heat Pump",0.37788773831676614,-2655.1693662448679,1.1897886398318436,null,0,0.28220431252226424,15,1,null,0,0,0,0,0,null,0,0,0,0,0,0,1,0,0,0,0,0,null,null,0,null,0]
["16 SEER Central AC",0.58909285888355267,-1249.9612199540252,1.6752261458908955,null,0,0.25488619426143422,15,1,null,0,1,1,0,0,null,1,1,1,0,0,0,1,0,0,0,0,0,null,null,0,null,0]
["16 SEER Central AC",0.43939261940051816,-1450.4148495189779,1.6754897574771683,null,0,0.3417792150323769,15,1,null,0,0,0,0,0,null,0,0,0,0,0,0,1,0,0,0,0,0,null,null,0,null,0]
["16 SEER Central AC",0.58909285888355267,-1249.9612199540252,1.6752261458908955,null,0,0.25488619426143422,15,1,null,0,0,0,0,0,null,0,0,0,0,0,0,1,0,0,0,0,0,null,null,0,null,0]
["16 SEER Central AC",0.58909285888355267,-1249.9612199540252,1.6752261458908955,null,0,0.25488619426143422,15,1,null,0,0,0,0,0,null,0,0,0,0,0,0,1,0,0,0,0,0,null,null,0,null,0]
["16 SEER Central AC",0.43939261940051816,-1450.4148495189779,1.6754897574771683,null,0,0.3417792150323769,15,1,null,0,0,0,0,0,null,0,0,0,0,0,0,1,0,0,0,0,0,null,null,0,null,0]
["16 SEER Central AC",0.58909285888355267,-1249.9612199540252,1.6752261458908955,null,0,0.25488619426143422,15,1,null,0,0,0,0,0,null,0,0,0,0,0,0,1,0,0,0,0,0,null,null,0,null,0]
["17 SEER Air Source Heat Pump",0.34081978542484298,-4715.3822893778088,1.1896565632828586,null,0,0.31286244476732911,15,1,null,0,0,0,0,0,null,0,0,0,0,0,0,1,0,0,0,0,0,null,null,0,null,0]
["17 SEER Air Source Heat Pump",0.27832038346682719,-4403.9832446653572,1.1897609693457178,null,0,0.38315220735838862,15,1,null,0,0,0,0,0,null,0,0,0,0,0,0,1,0,0,0,0,0,null,null,0,null,0]
["17 SEER Air Source Heat Pump",0.34081978542484298,-4715.3822893778088,1.1896565632828586,null,0,0.31286244476732911,15,1,null,0,0,0,0,0,null,0,0,0,0,0,0,1,0,0,0,0,0,null,null,0,null,0]
["17 SEER Air Source Heat Pump",0.34081978542484298,-4715.3822893778088,1.1896565632828586,null,0,0.31286244476732911,15,1,null,{"$f":"IF(F139+G139=2,1,0)","v":0},0,0,{"$f":"+IF(K139+L139=2,1,0)","v":0},{"$f":"+IF(K139+M139=2,1,0)","v":0},null,0,0,0,0,{"$f":"IF(B139<1.005,0,1)","v":0},0,{"$f":"IF(D139<1.0000000001,0,1)","v":1},{"$f":"IF(F139>1,1,0)","v":0},{"$f":"IF(U139+V139=2,1,0)","v":0},{"$f":"IF(U139+V139+$X139>2,1,0)","v":0},{"$f":"IF(V139+W139=2,1,0)","v":0},{"$f":"IF(V139+W139+$X139>2,1,0)","v":0},null,null,{"$f":"IF(U139+V139=2,1,0)","v":0},null,{"$f":"IF(V139+W139=2,1,0)","v":0}]
["17 SEER Air Source Heat Pump",0.27832038346682719,-4403.9832446653572,1.1897609693457178,null,0,0.38315220735838862,15,1,null,0,0,0,0,0,null,{"$f":"IF(+R140+S140+T140=2,1,0)","v":0},0,0,{"$f":"IF(I140>1,1,0)","v":0},0,{"$f":"IF(C140>0.99,1,0)","v":0},1,0,0,0,0,0,null,null,0,null,0]
["17 SEER Air Source Heat Pump",0.34081978542484298,-4715.3822893778088,1.1896565632828586,null,0,0.31286244476732911,15,1,null,0,0,0,0,0,null,0,0,0,0,0,0,1,0,0,0,0,0,null,null,0,null,0]
["17 SEER Central AC",0.25693675021113394,-6720.4303163967525,1.6752700811552736,null,0,0.58440676427595784,15,1,null,0,0,0,0,0,null,0,0,0,0,0,0,1,0,0,0,0,0,null,null,0,null,0]
["17 SEER Central AC",0.2572390468298657,-4474.0534698246065,1.675456806028885,null,0,0.58378505495225941,15,1,null,0,0,0,0,0,null,0,0,0,0,0,0,1,0,0,0,0,0,null,null,0,null,0]
["17 SEER Central AC",0.25693675021113394,-6720.4303163967525,1.6752700811552736,null,0,0.58440676427595784,15,1,null,0,0,0,0,0,null,0,0,0,0,0,0,1,0,0,0,0,0,null,null,0,null,0]
["17 SEER Central AC",0.25693675021113394,-6720.4303163967525,1.6752700811552736,null,0,0.58440676427595784,15,1,null,0,0,0,0,0,null,0,0,0,0,0,0,1,0,0,0,0,0,null,null,0,null,0]
["17 SEER Central AC",0.2572390468298657,-4474.0534698246065,1.675456806028885,null,0,0.58378505495225941,15,1,null,0,0,0,0,0,null,0,0,0,0,0,0,1,0,0,0,0,0,null,null,0,null,0]
["17 SEER Central AC",0.25693675021113394,-6720.4303163967525,1.6752700811552736,null,0,0.58440676427595784,15,1,null,0,1,1,0,0,{"$f":"+F147/J147","v":{"$error":"#DIV/0!"}},1,1,1,0,0,0,1,0,0,0,0,0,null,null,0,null,0]
["18 SEER Air Source Heat Pump",0.29142328515856181,-7032.7133121474526,1.1897237581854136,null,0,0.36591356781600143,15,1,null,0,1,1,0,0,null,1,1,1,0,0,0,1,0,0,0,0,0,null,null,0,null,0]
["18 SEER Air Source Heat Pump",0.2141702789964148,-7397.5145596767779,1.1896325709217201,null,0,0.49786348199857172,15,1,null,0,1,1,0,0,null,1,1,1,0,0,0,1,0,0,0,0,0,null,null,0,null,0]
["18 SEER Air Source Heat Pump",0.29142328515856181,-7032.7133121474526,1.1897237581854136,null,0,0.36591356781600143,15,1,null,0,1,0,0,0,{"$f":"+F150/J150","v":{"$error":"#DIV/0!"}},1,1,1,0,0,0,1,0,0,0,0,0,null,null,0,null,0]
["18 SEER Air Source Heat Pump",0.29142328515856181,-7032.7133121474526,1.1897237581854136,null,0,0.36591356781600143,15,1,null,0,0,0,0,0,null,0,0,0,0,0,0,1,0,0,0,0,0,null,null,0,null,0]
["18 SEER Air Source Heat Pump",0.2141702789964148,-7397.5145596767779,1.1896325709217201,null,0,0.49786348199857172,15,1,null,0,1,0,0,0,{"$f":"+F152/J152","v":{"$error":"#DIV/0!"}},1,1,1,0,0,0,1,0,0,0,0,0,null,null,0,null,0]
["18 SEER Air Source Heat Pump",0.29142328515856181,-7032.7133121474526,1.1897237581854136,null,0,0.36591356781600143,15,1,null,0,1,0,0,0,null,1,1,1,0,0,0,1,0,0,0,0,0,null,null,0,null,0]
["18 SEER Central AC",0.22814200230559045,-9860.5711652325699,1.6753909031323166,null,0,0.65821463233989641,15,1,null,0,0,0,0,0,null,0,0,0,0,0,0,1,0,0,0,0,0,null,null,0,null,0]
["18 SEER Central AC",0.20895776138624164,-7336.6832215982276,1.6753909031323164,null,0,0.71864477860332465,15,1,null,0,1,1,0,0,null,1,1,1,0,0,0,1,0,0,0,0,0,null,null,0,null,0]
["18 SEER Central AC",0.22814200230559045,-9860.5711652325699,1.6753909031323166,null,0,0.65821463233989641,15,1,null,0,0,0,0,0,null,0,0,0,0,0,0,1,0,0,0,0,0,null,null,0,null,0]
["18 SEER Central AC",0.22814200230559045,-9860.5711652325699,1.6753909031323166,null,0,0.65821463233989641,15,1,null,0,0,0,0,0,null,0,0,0,0,0,0,1,0,0,0,0,0,null,null,0,null,0]
["18 SEER Central AC",0.20895776138624164,-7336.6832215982276,1.6753909031323164,null,0,0.71864477860332465,15,1,null,0,0,0,0,0,null,0,0,0,0,0,0,1,0,0,0,0,0,null,null,0,null,0]
["18 SEER Central AC",0.22814200230559045,-9860.5711652325699,1.6753909031323166,null,0,0.65821463233989641,15,1,null,0,0,0,0,0,null,0,0,0,0,0,0,1,0,0,0,0,0,null,null,0,null,0]
["21 SEER Air Source Heat Pump",0.26628951124454087,-11674.865550888599,1.1968742574279425,null,0,0.40285716674419125,15,1,null,0,0,0,0,0,null,0,0,0,0,0,0,1,0,0,0,0,0,null,null,0,null,0]
["21 SEER Air Source Heat Pump",0.18538771877786941,-12940.765292161726,1.1968742574279425,null,0,0.57866097463667199,15,1,null,0,0,0,0,0,null,0,0,0,0,0,0,1,0,0,0,0,0,null,null,0,null,0]
["21 SEER Air Source Heat Pump",0.26628951124454087,-11674.865550888599,1.1968742574279425,null,0,0.40285716674419125,15,1,null,0,0,0,0,0,null,0,0,0,0,0,0,1,0,0,0,0,0,null,null,0,null,0]
["21 SEER Air Source Heat Pump",0.26628951124454087,-11674.865550888599,1.1968742574279425,null,0,0.40285716674419125,15,1,null,0,0,0,0,0,null,0,0,0,0,0,0,1,0,0,0,0,0,null,null,0,null,0]
["21 SEER Air Source Heat Pump",0.18538771877786941,-12940.765292161726,1.1968742574279425,null,0,0.57866097463667199,15,1,null,0,0,0,0,0,null,0,0,0,0,0,0,1,0,0,0,0,0,null,null,0,null,0]
["21 SEER Air Source Heat Pump",0.26628951124454087,-11674.865550888599,1.1968742574279425,null,0,0.40285716674419125,15,1,null,0,0,0,0,0,null,0,0,0,0,0,0,1,0,0,0,0,0,null,null,0,null,0]
["21 SEER ASHP from base electric resistance heating",0.72388792791629752,3312.7248613081038,0.94946690303405246,null,0,0.11756150165175427,15,1,null,0,0,0,0,0,null,0,0,0,0,0,1,0,0,0,0,0,0,null,null,0,null,0]
["21 SEER ASHP from base electric resistance heating",0.51815309914851015,-2949.0383506972635,0.94948384802698316,null,0,0.16424271275089711,15,0,null,0,0,0,0,0,null,0,0,0,0,0,0,0,0,0,0,0,0,null,null,0,null,0]
["21 SEER ASHP from base electric resistance heating",0.72388792791629752,3312.7248613081038,0.94946690303405246,null,0,0.11756150165175427,15,1,null,0,1,1,0,0,null,1,1,1,0,0,1,0,0,0,0,0,0,null,null,0,null,0]
["21 SEER ASHP from base electric resistance heating",0.72388792791629752,3312.7248613081038,0.94946690303405246,null,0,0.11756150165175427,15,1,null,0,1,0,0,0,{"$f":"+F169/J169","v":{"$error":"#DIV/0!"}},1,1,1,0,0,1,0,0,0,0,0,0,null,null,0,null,0]
["21 SEER ASHP from base electric resistance heating",0.51815309914851015,-2949.0383506972635,0.94948384802698316,null,0,0.16424271275089711,15,0,null,0,0,0,0,0,null,0,0,0,0,0,0,0,0,0,0,0,0,null,null,0,null,0]
["21 SEER ASHP from base electric resistance heating",0.72388792791629752,3312.7248613081038,0.94946690303405246,null,0,0.11756150165175427,15,1,null,0,1,0,0,0,null,1,1,1,0,0,1,0,0,0,0,0,0,null,null,0,null,0]
["21 SEER Central AC",0.21958579920867441,-15518.295434984637,1.675292048787463,null,0,0.68382174224890913,15,1,null,0,1,0,0,0,null,1,1,1,0,0,0,1,0,0,0,0,0,null,null,0,null,0]
["21 SEER Central AC",0.18031711967857081,-13166.770648153011,1.6753909031323162,null,0,0.83279061043424563,15,1,null,0,1,1,0,0,null,1,1,1,0,0,0,1,0,0,0,0,0,null,null,0,null,0]
["21 SEER Central AC",0.21958579920867441,-15518.295434984637,1.675292048787463,null,0,0.68382174224890913,15,1,null,0,0,0,0,0,null,0,0,0,0,0,0,1,0,0,0,0,0,null,null,0,null,0]
["21 SEER Central AC",0.21958579920867441,-15518.295434984637,1.675292048787463,null,0,0.68382174224890913,15,1,null,0,0,0,0,0,null,0,0,0,0,0,0,1,0,0,0,0,0,null,null,0,null,0]
["21 SEER Central AC",0.18031711967857081,-13166.770648153011,1.6753909031323162,null,0,0.83279061043424563,15,1,null,0,0,0,0,0,null,0,0,0,0,0,0,1,0,0,0,0,0,null,null,0,null,0]
["21 SEER Central AC",0.21958579920867441,-15518.295434984637,1.675292048787463,null,0,0.68382174224890913,15,1,null,0,0,0,0,0,null,0,0,0,0,0,0,1,0,0,0,0,0,null,null,0,null,0]
["Energy Star Room AC",4.111522193152843,208.96962282906031,1.5137711074805937,null,0,2.0877202368299114E-2,9,2,null,0,0,0,0,0,null,0,0,0,1,1,1,1,0,1,0,1,0,null,null,1,null,1]
["Energy Star Room AC",4.111522193152843,208.96962282906031,1.5137711074805937,null,0,2.0877202368299114E-2,9,2,null,0,0,0,0,0,null,0,0,0,1,1,1,1,0,1,0,1,0,null,null,1,null,1]
["Energy Star Room AC",4.111522193152843,208.96962282906031,1.5137711074805937,null,0,2.0877202368299114E-2,9,2,null,0,1,0,0,0,null,0,0,0,1,1,1,1,0,1,0,1,0,null,null,1,null,1]
["Energy Star Room AC",4.111522193152843,208.96962282906031,1.5137711074805937,null,0,2.0877202368299114E-2,9,2,null,0,0,0,0,0,null,0,0,0,1,1,1,1,0,1,0,1,0,null,null,1,null,1]
["Energy Star Room AC",4.111522193152843,208.96962282906031,1.5137711074805937,null,0,2.0877202368299114E-2,9,2,null,0,1,0,0,0,null,0,0,0,1,1,1,1,0,1,0,1,0,null,null,1,null,1]
["Energy Star Room AC",4.111522193152843,208.96962282906031,1.5137711074805937,null,0,2.0877202368299114E-2,9,2,null,0,0,0,0,0,null,0,0,0,1,1,1,1,0,1,0,1,0,null,null,1,null,1]
["Ground Source Heat Pump",0.13843625231356232,-46263.980934957304,1.4236789631518414,null,0,1.1924329862462761,22,1,null,0,0,0,0,0,null,0,0,0,0,0,0,1,0,0,0,0,0,null,null,0,null,0]
["Ground Source Heat Pump",0.14643407212327525,-43273.553423013065,1.4236789631518414,null,0,1.1273056287886005,22,{"$f":"+V185+W185","v":1},null,0,0,0,0,0,null,0,0,0,0,0,0,1,0,0,0,0,0,null,null,0,null,0]
["Ground Source Heat Pump",0.13843625231356232,-46263.980934957304,1.4236789631518414,null,0,1.1924329862462761,22,1,null,0,0,0,0,0,null,0,0,0,0,0,0,1,0,0,0,0,0,null,null,0,null,0]
["Ground Source Heat Pump",0.13843625231356232,-46263.980934957304,1.4236789631518414,null,0,1.1924329862462761,22,1,null,0,0,0,0,0,null,0,0,0,0,0,0,1,0,0,0,0,0,null,null,0,null,0]
["Ground Source Heat Pump",0.14643407212327525,-43273.553423013065,1.4236789631518414,null,0,1.1273056287886005,22,1,null,0,0,0,0,0,null,0,0,0,0,0,0,1,0,0,0,0,0,null,null,0,null,0]
["Ground Source Heat Pump",0.13843625231356232,-46263.980934957304,1.4236789631518414,null,0,1.1924329862462761,22,1,null,0,0,0,0,0,null,0,0,0,0,0,0,1,0,0,0,0,0,null,null,0,null,0]
["Variable Refrigerant Flow (VRF) HVAC Systems",0.19793500359350111,-7404.4108290769454,0.78327524143973826,null,0,0.31622454115698767,13,0,null,0,0,0,0,0,null,0,0,0,0,0,0,0,0,0,0,0,0,null,null,0,null,0]
["Variable Refrigerant Flow (VRF) HVAC Systems",0.15995895734360907,-6834.88511943101,0.78327524143973848,null,0,0.39129978545563682,13,0,null,0,0,0,0,0,null,0,0,0,0,0,0,0,0,0,0,0,0,null,null,0,null,0]
["Variable Refrigerant Flow (VRF) HVAC Systems",0.19793500359350111,-7404.4108290769454,0.78327524143973826,null,0,0.31622454115698767,13,0,null,0,1,0,0,0,{"$f":"+F192/J192","v":{"$error":"#DIV/0!"}},1,1,1,0,0,0,0,0,0,0,0,0,null,null,0,null,0]
["Variable Refrigerant Flow (VRF) HVAC Systems",0.25125386797875465,-4858.7868290147662,0.78327524143973826,null,0,0.24911817753808349,13,0,null,0,0,0,0,0,null,0,0,0,0,0,0,0,0,0,0,0,0,null,null,0,null,0]
["Variable Refrigerant Flow (VRF) HVAC Systems",0.21535870492119907,-4289.2611193688281,0.78327524143973848,null,0,0.29064024002728056,13,0,null,0,0,0,0,0,null,0,0,0,0,0,0,0,0,0,0,0,0,null,null,0,null,0]
["Variable Refrigerant Flow (VRF) HVAC Systems",0.25125386797875465,-4858.7868290147662,0.78327524143973826,null,0,0.24911817753808349,13,0,null,0,0,0,0,0,null,0,0,0,0,0,0,0,0,0,0,0,0,null,null,0,null,0]
["CFL - 15W Flood (Exterior)",2.0283484548915265,62.196313094926957,0.56451089990384407,null,0,1.3916627719930776E-2,7.8,1,null,0,0,0,0,0,null,0,0,0,0,1,1,0,0,1,0,0,0,null,null,1,null,0]
["CFL - 15W Flood (Exterior)",2.0283484548915265,62.196313094926957,0.56451089990384407,null,0,1.3916627719930776E-2,7.8,1,null,0,0,0,0,0,null,0,0,0,0,1,1,0,0,1,0,0,0,null,null,1,null,0]
["CFL - 15W Flood (Exterior)",2.0283484548915265,62.196313094926957,0.56451089990384407,null,0,1.3916627719930776E-2,7.8,1,null,0,0,0,0,0,null,0,0,0,0,1,1,0,0,1,0,0,0,null,null,1,null,0]
["CFL - 15W Flood (Exterior)",2.0283484548915265,62.196313094926957,0.56451089990384407,null,0,1.3916627719930776E-2,7.8,1,null,0,0,0,0,0,null,0,0,0,0,1,1,0,0,1,0,0,0,null,null,1,null,0]
["CFL - 15W Flood (Exterior)",2.0283484548915265,62.196313094926957,0.56451089990384407,null,0,1.3916627719930776E-2,7.8,1,null,0,0,0,0,0,null,0,0,0,0,1,1,0,0,1,0,0,0,null,null,1,null,0]
["CFL - 15W Flood (Exterior)",2.0283484548915265,62.196313094926957,0.56451089990384407,null,0,1.3916627719930776E-2,7.8,1,null,0,0,0,0,0,null,0,0,0,0,1,1,0,0,1,0,0,0,null,null,1,null,0]
["CFL - 15W Flood",0.26133810958809617,-6.9499341506106962,0.72494416729135014,null,0,0.13870945266139934,7.8,0,null,0,0,0,0,0,null,0,0,0,0,0,0,0,0,0,0,0,0,null,null,0,null,0]
["CFL - 15W Flood",0.26133810958809617,-6.9499341506106962,0.72494416729135014,null,0,0.13870945266139934,7.8,0,null,{"$f":"IF(F203+G203=2,1,0)","v":0},0,0,{"$f":"+IF(K203+L203=2,1,0)","v":0},{"$f":"+IF(K203+M203=2,1,0)","v":0},null,0,0,0,0,{"$f":"IF(B203<1.005,0,1)","v":0},0,{"$f":"IF(D203<1.0000000001,0,1)","v":0},{"$f":"IF(F203>1,1,0)","v":0},{"$f":"IF(U203+V203=2,1,0)","v":0},{"$f":"IF(U203+V203+$X203>2,1,0)","v":0},{"$f":"IF(V203+W203=2,1,0)","v":0},{"$f":"IF(V203+W203+$X203>2,1,0)","v":0},null,null,{"$f":"IF(U203+V203=2,1,0)","v":0},null,{"$f":"IF(V203+W203=2,1,0)","v":0}]
["CFL - 15W Flood",0.26133810958809617,-6.9499341506106962,0.72494416729135014,null,0,0.13870945266139934,7.8,0,null,0,0,0,0,0,null,{"$f":"IF(+R204+S204+T204=2,1,0)","v":0},0,0,{"$f":"IF(I204>1,1,0)","v":0},0,{"$f":"IF(C204>0.99,1,0)","v":0},0,0,0,0,0,0,null,null,0,null,0]
["CFL - 15W Flood",0.26133810958809617,-6.9499341506106962,0.72494416729135014,null,0,0.13870945266139934,7.8,0,null,0,0,0,0,0,null,0,0,0,0,0,0,0,0,0,0,0,0,null,null,0,null,0]
["CFL - 15W Flood",0.26133810958809617,-6.9499341506106962,0.72494416729135014,null,0,0.13870945266139934,7.8,0,null,0,0,0,0,0,null,0,0,0,0,0,0,0,0,0,0,0,0,null,null,0,null,0]
["CFL - 15W Flood",0.26133810958809617,-6.9499341506106962,0.72494416729135014,null,0,0.13870945266139934,7.8,0,null,0,0,0,0,0,null,0,0,0,0,0,0,0,0,0,0,0,0,null,null,0,null,0]
["CFL-13W",0.85124582779047708,3.6309643014062187,0.71562776935201533,null,0,4.2037456571873077E-2,7.8,1,null,0,0,0,0,0,null,0,0,0,0,0,1,0,0,0,0,0,0,null,null,0,null,0]
["CFL-13W",0.85124582779047708,3.6309643014062187,0.71562776935201533,null,0,4.2037456571873077E-2,7.8,1,null,0,0,0,0,0,null,0,0,0,0,0,1,0,0,0,0,0,0,null,null,0,null,0]
["CFL-13W",0.85124582779047708,3.6309643014062187,0.71562776935201533,null,0,4.2037456571873077E-2,7.8,1,null,0,0,0,0,0,null,0,0,0,0,0,1,0,0,0,0,0,0,null,null,0,null,0]
["CFL-13W",0.85124582779047708,3.6309643014062187,0.71562776935201533,null,0,4.2037456571873077E-2,7.8,1,null,0,0,0,0,0,null,0,0,0,0,0,1,0,0,0,0,0,0,null,null,0,null,0]
["CFL-13W",0.85124582779047708,3.6309643014062187,0.71562776935201533,null,0,4.2037456571873077E-2,7.8,1,null,0,0,0,0,0,null,0,0,0,0,0,1,0,0,0,0,0,0,null,null,0,null,0]
["CFL-13W",0.85124582779047708,3.6309643014062187,0.71562776935201533,null,0,4.2037456571873077E-2,7.8,1,null,0,0,0,0,0,null,0,0,0,0,0,1,0,0,0,0,0,0,null,null,0,null,0]
["CFL-23W",1.8661972187377098,8.8159145965779917,0.72161688231301624,null,0,1.9335410219746791E-2,7.8,1,null,0,1,0,0,0,null,0,0,0,0,1,1,0,0,1,0,0,0,null,null,1,null,0]
["CFL-23W",1.8661972187377098,8.8159145965779917,0.72161688231301624,null,0,1.9335410219746791E-2,7.8,1,null,0,1,0,0,0,null,0,0,0,0,1,1,0,0,1,0,0,0,null,null,1,null,0]
["CFL-23W",1.8661972187377098,8.8159145965779917,0.72161688231301624,null,0,1.9335410219746791E-2,7.8,1,null,0,0,0,0,0,null,0,0,0,0,1,1,0,0,1,0,0,0,null,null,1,null,0]
["CFL-23W",1.8661972187377098,8.8159145965779917,0.72161688231301624,null,0,1.9335410219746791E-2,7.8,1,null,0,0,0,0,0,null,0,0,0,0,1,1,0,0,1,0,0,0,null,null,1,null,0]
["CFL-23W",1.8661972187377098,8.8159145965779917,0.72161688231301624,null,0,1.9335410219746791E-2,7.8,1,null,0,0,0,0,0,null,0,0,0,0,1,1,0,0,1,0,0,0,null,null,1,null,0]
["CFL-23W",1.8661972187377098,8.8159145965779917,0.72161688231301624,null,0,1.9335410219746791E-2,7.8,1,null,0,0,0,0,0,null,0,0,0,0,1,1,0,0,1,0,0,0,null,null,1,null,0]
["LED - 14W",2.5588471345291186,28.034558889559388,0.7596429354460843,null,0,1.870985283028441E-2,10,1,null,0,0,0,0,0,null,0,0,0,0,1,1,0,0,1,0,0,0,null,null,1,null,0]
["LED - 14W",2.5588471345291186,28.034558889559388,0.7596429354460843,null,0,1.870985283028441E-2,10,1,null,0,0,0,0,0,null,0,0,0,0,1,1,0,0,1,0,0,0,null,null,1,null,0]
["LED - 14W",2.5588471345291186,28.034558889559388,0.7596429354460843,null,0,1.870985283028441E-2,10,1,null,0,0,0,0,0,null,0,0,0,0,1,1,0,0,1,0,0,0,null,null,1,null,0]
["LED - 14W",2.5588471345291186,28.034558889559388,0.7596429354460843,null,0,1.870985283028441E-2,10,1,null,0,0,0,0,0,null,0,0,0,0,1,1,0,0,1,0,0,0,null,null,1,null,0]
["LED - 14W",2.5588471345291186,28.034558889559388,0.7596429354460843,null,0,1.870985283028441E-2,10,1,null,0,0,0,0,0,null,0,0,0,0,1,1,0,0,1,0,0,0,null,null,1,null,0]
["LED - 14W",2.5588471345291186,28.034558889559388,0.7596429354460843,null,0,1.870985283028441E-2,10,1,null,0,0,0,0,0,null,0,0,0,0,1,1,0,0,1,0,0,0,null,null,1,null,0]
["LED - 9W Flood (Exterior)",3.7662875025549649,98.351079409541597,0.59479570967387374,null,0,9.9531275147099665E-3,10,1,null,0,0,0,0,0,null,0,0,0,0,1,1,0,0,1,0,0,0,null,null,1,null,0]
["LED - 9W Flood (Exterior)",3.7662875025549649,98.351079409541597,0.59479570967387374,null,0,9.9531275147099665E-3,10,1,null,0,0,0,0,0,null,0,0,0,0,1,1,0,0,1,0,0,0,null,null,1,null,0]
["LED - 9W Flood (Exterior)",3.7662875025549649,98.351079409541597,0.59479570967387374,null,0,9.9531275147099665E-3,10,1,null,0,0,0,0,0,null,0,0,0,0,1,1,0,0,1,0,0,0,null,null,1,null,0]
["LED - 9W Flood (Exterior)",3.7662875025549649,98.351079409541597,0.59479570967387374,null,0,9.9531275147099665E-3,10,1,null,0,0,0,0,0,null,0,0,0,0,1,1,0,0,1,0,0,0,null,null,1,null,0]
["LED - 9W Flood (Exterior)",3.7662875025549649,98.351079409541597,0.59479570967387374,null,0,9.9531275147099665E-3,10,1,null,0,0,0,0,0,null,0,0,0,0,1,1,0,0,1,0,0,0,null,null,1,null,0]
["LED - 9W Flood (Exterior)",3.7662875025549649,98.351079409541597,0.59479570967387374,null,0,9.9531275147099665E-3,10,1,null,0,0,0,0,0,null,0,0,0,0,1,1,0,0,1,0,0,0,null,null,1,null,0]
["LED - 9W Flood",0.98882038073251166,11.268219130643157,0.74711086618365274,null,0,4.7618186737258802E-2,10,1,null,0,0,0,0,0,null,0,0,0,0,0,1,0,0,0,0,0,0,null,null,0,null,0]
["LED - 9W Flood",0.98882038073251166,11.268219130643157,0.74711086618365274,null,0,4.7618186737258802E-2,10,1,null,0,1,1,0,0,null,1,1,1,0,0,1,0,0,0,0,0,0,null,null,0,null,0]
["LED - 9W Flood",0.98882038073251166,11.268219130643157,0.74711086618365274,null,0,4.7618186737258802E-2,10,1,null,0,1,0,0,0,null,1,1,1,0,0,1,0,0,0,0,0,0,null,null,0,null,0]
["LED - 9W Flood",0.98882038073251166,11.268219130643157,0.74711086618365274,null,0,4.7618186737258802E-2,10,1,null,0,1,0,0,0,null,1,1,1,0,0,1,0,0,0,0,0,0,null,null,0,null,0]
["LED - 9W Flood",0.98882038073251166,11.268219130643157,0.74711086618365274,null,0,4.7618186737258802E-2,10,1,null,0,1,1,0,0,null,1,1,1,0,0,1,0,0,0,0,0,0,null,null,0,null,0]
["LED - 9W Flood",0.98882038073251166,11.268219130643157,0.74711086618365274,null,0,4.7618186737258802E-2,10,1,null,0,1,1,0,0,null,1,1,1,0,0,1,0,0,0,0,0,0,null,null,0,null,0]
["LED - 9W",2.2595526036831903,15.236483010766111,0.76118196149585671,null,0,2.1231038672663162E-2,10,1,null,0,1,0,0,0,null,1,1,1,0,1,1,0,0,1,0,0,0,null,null,1,null,0]
["LED - 9W",2.2595526036831903,15.236483010766111,0.76118196149585671,null,0,2.1231038672663162E-2,10,1,null,0,0,0,0,0,null,0,0,0,0,1,1,0,0,1,0,0,0,null,null,1,null,0]
["LED - 9W",2.2595526036831903,15.236483010766111,0.76118196149585671,null,0,2.1231038672663162E-2,10,1,null,0,0,0,0,0,null,0,0,0,0,1,1,0,0,1,0,0,0,null,null,1,null,0]
["LED - 9W",2.2595526036831903,15.236483010766111,0.76118196149585671,null,0,2.1231038672663162E-2,10,1,null,0,0,0,0,0,null,0,0,0,0,1,1,0,0,1,0,0,0,null,null,1,null,0]
["LED - 9W",2.2595526036831903,15.236483010766111,0.76118196149585671,null,0,2.1231038672663162E-2,10,1,null,0,1,1,0,0,null,1,1,1,0,1,1,0,0,1,0,0,0,null,null,1,null,0]
["LED - 9W",2.2595526036831903,15.236483010766111,0.76118196149585671,null,0,2.1231038672663162E-2,10,1,null,0,0,0,0,0,null,0,0,0,0,1,1,0,0,1,0,0,0,null,null,1,null,0]
["LED Specialty Lamps-5W Chandelier",1.0655682682715306,7.9734182623143539,0.75766418766780597,null,0,4.4812656626942594E-2,10,1,null,0,0,0,0,0,null,0,0,0,0,1,1,0,0,1,0,0,0,null,null,1,null,0]
["LED Specialty Lamps-5W Chandelier",1.0655682682715306,7.9734182623143539,0.75766418766780597,null,0,4.4812656626942594E-2,10,1,null,0,0,0,0,0,null,0,0,0,0,1,1,0,0,1,0,0,0,null,null,1,null,0]
["LED Specialty Lamps-5W Chandelier",1.0655682682715306,7.9734182623143539,0.75766418766780597,null,0,4.4812656626942594E-2,10,1,null,0,0,0,0,0,null,0,0,0,0,1,1,0,0,1,0,0,0,null,null,1,null,0]
["LED Specialty Lamps-5W Chandelier",1.0655682682715306,7.9734182623143539,0.75766418766780597,null,0,4.4812656626942594E-2,10,1,null,0,0,0,0,0,null,0,0,0,0,1,1,0,0,1,0,0,0,null,null,1,null,0]
["LED Specialty Lamps-5W Chandelier",1.0655682682715306,7.9734182623143539,0.75766418766780597,null,0,4.4812656626942594E-2,10,1,null,0,0,0,0,0,null,0,0,0,0,1,1,0,0,1,0,0,0,null,null,1,null,0]
["LED Specialty Lamps-5W Chandelier",1.0655682682715306,7.9734182623143539,0.75766418766780597,null,0,4.4812656626942594E-2,10,{"$f":"+V249+W249","v":1},null,0,0,0,0,0,null,0,0,0,0,1,1,0,0,1,0,0,0,null,null,1,null,0]
["Linear LED",2.4711852059007624,37.189789866995419,0.67420442090872845,null,0,2.4453607042620954E-2,15,1,null,0,0,0,0,0,null,0,0,0,0,1,1,0,0,1,0,0,0,null,null,1,null,0]
["Linear LED",2.4711852059007624,37.189789866995419,0.67420442090872845,null,0,2.4453607042620954E-2,15,1,null,0,0,0,0,0,null,0,0,0,0,1,1,0,0,1,0,0,0,null,null,1,null,0]
["Linear LED",2.4711852059007624,37.189789866995419,0.67420442090872845,null,0,2.4453607042620954E-2,15,1,null,0,0,0,0,0,null,0,0,0,0,1,1,0,0,1,0,0,0,null,null,1,null,0]
["Linear LED",2.4711852059007624,37.189789866995419,0.67420442090872845,null,0,2.4453607042620954E-2,15,1,null,0,0,0,0,0,null,0,0,0,0,1,1,0,0,1,0,0,0,null,null,1,null,0]
["Linear LED",2.4711852059007624,37.189789866995419,0.67420442090872845,null,0,2.4453607042620954E-2,15,1,null,0,0,0,0,0,null,0,0,0,0,1,1,0,0,1,0,0,0,null,null,1,null,0]
["Linear LED",2.4711852059007624,37.189789866995419,0.67420442090872845,null,0,2.4453607042620954E-2,15,1,null,0,0,0,0,0,null,0,0,0,0,1,1,0,0,1,0,0,0,null,null,1,null,0]
["Low Wattage T8 Fixture",5.1750474049332649,17.739045731207767,0.67420448135920141,null,0,1.1677071269964744E-2,15,1,null,0,0,0,0,0,null,0,0,0,0,1,1,0,0,1,0,0,0,null,null,1,null,0]
["Low Wattage T8 Fixture",5.1750474049332649,17.739045731207767,0.67420448135920141,null,0,1.1677071269964744E-2,15,1,null,0,0,0,0,0,null,0,0,0,0,1,1,0,0,1,0,0,0,null,null,1,null,0]
["Low Wattage T8 Fixture",5.1750474049332649,17.739045731207767,0.67420448135920141,null,0,1.1677071269964744E-2,15,1,null,0,1,1,0,0,null,0,0,0,0,1,1,0,0,1,0,0,0,null,null,1,null,0]
["Low Wattage T8 Fixture",5.1750474049332649,17.739045731207767,0.67420448135920141,null,0,1.1677071269964744E-2,15,1,null,0,1,1,0,0,null,1,1,1,0,1,1,0,0,1,0,0,0,null,null,1,null,0]
["Low Wattage T8 Fixture",5.1750474049332649,17.739045731207767,0.67420448135920141,null,0,1.1677071269964744E-2,15,1,null,0,1,0,0,0,null,1,1,1,0,1,1,0,0,1,0,0,0,null,null,1,null,0]
["Low Wattage T8 Fixture",5.1750474049332649,17.739045731207767,0.67420448135920141,null,0,1.1677071269964744E-2,15,1,null,0,1,1,0,0,null,1,1,1,0,1,1,0,0,1,0,0,0,null,null,1,null,0]
["Energy Star Bathroom Ventilating Fan",0.12962011718808353,-33.018786847752395,0.70977165601338865,null,0,0.34510515968300193,10,0,null,0,1,1,0,0,null,1,1,1,0,0,0,0,0,0,0,0,0,null,null,0,null,0]
["Energy Star Bathroom Ventilating Fan",0.12962011718808353,-33.018786847752395,0.70977165601338865,null,0,0.34510515968300193,10,0,null,0,1,0,0,0,{"$f":"+F263/J263","v":{"$error":"#DIV/0!"}},1,1,1,0,0,0,0,0,0,0,0,0,null,null,0,null,0]
["Energy Star Bathroom Ventilating Fan",0.12962011718808353,-33.018786847752395,0.70977165601338865,null,0,0.34510515968300193,10,0,null,0,0,0,0,0,null,0,0,0,0,0,0,0,0,0,0,0,0,null,null,0,null,0]
["Energy Star Bathroom Ventilating Fan",0.12962011718808353,-33.018786847752395,0.70977165601338865,null,0,0.34510515968300193,10,0,null,0,0,0,0,0,null,0,0,0,0,0,0,0,0,0,0,0,0,null,null,0,null,0]
["Energy Star Bathroom Ventilating Fan",0.12962011718808353,-33.018786847752395,0.70977165601338865,null,0,0.34510515968300193,10,0,null,0,0,0,0,0,null,0,0,0,0,0,0,0,0,0,0,0,0,null,null,0,null,0]
["Energy Star Bathroom Ventilating Fan",0.12962011718808353,-33.018786847752395,0.70977165601338865,null,0,0.34510515968300193,10,0,null,{"$f":"IF(F267+G267=2,1,0)","v":0},1,0,{"$f":"+IF(K267+L267=2,1,0)","v":0},{"$f":"+IF(K267+M267=2,1,0)","v":0},null,1,1,1,0,{"$f":"IF(B267<1.005,0,1)","v":0},0,{"$f":"IF(D267<1.0000000001,0,1)","v":0},{"$f":"IF(F267>1,1,0)","v":0},{"$f":"IF(U267+V267=2,1,0)","v":0},{"$f":"IF(U267+V267+$X267>2,1,0)","v":0},{"$f":"IF(V267+W267=2,1,0)","v":0},{"$f":"IF(V267+W267+$X267>2,1,0)","v":0},null,null,{"$f":"IF(U267+V267=2,1,0)","v":0},null,{"$f":"IF(V267+W267=2,1,0)","v":0}]
["Energy Star Ceiling Fan",0.22994158836894008,-85.80926328525095,0.74105764953516851,null,0,0.35287893266227721,20,0,null,0,0,0,0,0,null,{"$f":"IF(+R268+S268+T268=2,1,0)","v":0},0,0,{"$f":"IF(I268>1,1,0)","v":0},0,{"$f":"IF(C268>0.99,1,0)","v":0},0,0,0,0,0,0,null,null,0,null,0]
["Energy Star Ceiling Fan",0.22994158836894008,-85.80926328525095,0.74105764953516851,null,0,0.35287893266227721,20,0,null,0,0,0,0,0,null,0,0,0,0,0,0,0,0,0,0,0,0,null,null,0,null,0]
["Energy Star Ceiling Fan",0.22994158836894008,-85.80926328525095,0.74105764953516851,null,0,0.35287893266227721,20,0,null,0,0,0,0,0,null,0,0,0,0,0,0,0,0,0,0,0,0,null,null,0,null,0]
["Energy Star Ceiling Fan",0.22995576535163684,-85.80926328525095,0.74110333923205751,null,0,0.35287893266227721,20,0,null,0,0,0,0,0,null,0,0,0,0,0,0,0,0,0,0,0,0,null,null,0,null,0]
["Energy Star Ceiling Fan",0.22995576535163684,-85.80926328525095,0.74110333923205751,null,0,0.35287893266227721,20,0,null,0,0,0,0,0,null,0,0,0,0,0,0,0,0,0,0,0,0,null,null,0,null,0]
["Energy Star Ceiling Fan",0.22995576535163684,-85.80926328525095,0.74110333923205751,null,0,0.35287893266227721,20,0,null,0,0,0,0,0,null,0,0,0,0,0,0,0,0,0,0,0,0,null,null,0,null,0]
["Energy Star Dehumidifier",4.2481051594615655,459.15018164948668,0.89464238342028823,null,0,1.5712140743708795E-2,12,1,null,0,0,0,0,0,null,0,0,0,0,1,1,0,0,1,0,0,0,null,null,1,null,0]
["Energy Star Dehumidifier",4.2481051594615655,459.15018164948668,0.89464238342028823,null,0,1.5712140743708795E-2,12,1,null,0,0,0,0,0,null,0,0,0,0,1,1,0,0,1,0,0,0,null,null,1,null,0]
["Energy Star Dehumidifier",4.2481051594615655,459.15018164948668,0.89464238342028823,null,0,1.5712140743708795E-2,12,1,null,0,0,0,0,0,null,0,0,0,0,1,1,0,0,1,0,0,0,null,null,1,null,0]
["Energy Star Dehumidifier",4.2481051594615655,459.15018164948668,0.89464238342028823,null,0,1.5712140743708795E-2,12,1,null,0,0,0,0,0,null,0,0,0,0,1,1,0,0,1,0,0,0,null,null,1,null,0]
["Energy Star Dehumidifier",4.2481051594615655,459.15018164948668,0.89464238342028823,null,0,1.5712140743708795E-2,12,1,null,0,0,0,0,0,null,0,0,0,0,1,1,0,0,1,0,0,0,null,null,1,null,0]
["Energy Star Dehumidifier",4.2481051594615655,459.15018164948668,0.89464238342028823,null,0,1.5712140743708795E-2,12,1,null,0,1,0,0,0,{"$f":"+F279/J279","v":{"$error":"#DIV/0!"}},1,1,1,0,1,1,0,0,1,0,0,0,null,null,1,null,0]
["Heat Pump Pool Heater",3.7226462057309182,25350.593883687328,0.67420439369498486,null,0,1.6232912335966843E-2,15,1,null,0,1,1,0,0,null,1,1,1,0,1,1,0,0,1,0,0,0,null,null,1,null,0]
["Heat Pump Pool Heater",3.7226462057309182,25350.593883687328,0.67420439369498486,null,0,1.6232912335966843E-2,15,1,null,0,0,0,0,0,null,0,0,0,0,1,1,0,0,1,0,0,0,null,null,1,null,0]
["Heat Pump Pool Heater",3.7226462057309182,25350.593883687328,0.67420439369498486,null,0,1.6232912335966843E-2,15,1,null,0,1,0,0,0,{"$f":"+F282/J282","v":{"$error":"#DIV/0!"}},1,1,1,0,1,1,0,0,1,0,0,0,null,null,1,null,0]
["Heat Pump Pool Heater",3.7226462057309182,25350.593883687328,0.67420439369498486,null,0,1.6232912335966843E-2,15,1,null,0,0,0,0,0,null,0,0,0,0,1,1,0,0,1,0,0,0,null,null,1,null,0]
["Heat Pump Pool Heater",3.7226462057309182,25350.593883687328,0.67420439369498486,null,0,1.6232912335966843E-2,15,1,null,0,0,0,0,0,null,0,0,0,0,1,1,0,0,1,0,0,0,null,null,1,null,0]
["Heat Pump Pool Heater",3.7226462057309182,25350.593883687328,0.67420439369498486,null,0,1.6232912335966843E-2,15,1,null,0,0,0,0,0,null,0,0,0,0,1,1,0,0,1,0,0,0,null,null,1,null,0]
["Solar Pool Heater",1.04520053671066,17934.109465330763,0.67420439369498497,null,0,5.7816072029226409E-2,15,1,null,0,0,0,0,0,null,0,0,0,0,1,1,0,0,1,0,0,0,null,null,1,null,0]
["Solar Pool Heater",1.04520053671066,17934.109465330763,0.67420439369498497,null,0,5.7816072029226409E-2,15,1,null,0,0,0,0,0,null,0,0,0,0,1,1,0,0,1,0,0,0,null,null,1,null,0]
["Solar Pool Heater",1.04520053671066,17934.109465330763,0.67420439369498497,null,0,5.7816072029226409E-2,15,1,null,0,0,0,0,0,null,0,0,0,0,1,1,0,0,1,0,0,0,null,null,1,null,0]
["Solar Pool Heater",1.04520053671066,17934.109465330763,0.67420439369498497,null,0,5.7816072029226409E-2,15,1,null,0,0,0,0,0,null,0,0,0,0,1,1,0,0,1,0,0,0,null,null,1,null,0]
["Solar Pool Heater",1.04520053671066,17934.109465330763,0.67420439369498497,null,0,5.7816072029226409E-2,15,1,null,0,0,0,0,0,null,0,0,0,0,1,1,0,0,1,0,0,0,null,null,1,null,0]
["Solar Pool Heater",1.04520053671066,17934.109465330763,0.67420439369498497,null,0,5.7816072029226409E-2,15,1,null,0,1,0,0,0,null,0,0,0,0,1,1,0,0,1,0,0,0,null,null,1,null,0]
["Solar Powered Pool Pumps",0.51731176961966385,-3925.7416465020988,1.4306390660250958,null,0,0.17429419812676605,10,1,null,0,0,0,0,0,null,0,0,0,0,0,0,1,0,0,0,0,0,null,null,0,null,0]
["Solar Powered Pool Pumps",0.51731176961966385,-3925.7416465020988,1.4306390660250958,null,0,0.17429419812676605,10,1,null,0,1,0,0,0,null,0,0,0,0,0,0,1,0,0,0,0,0,null,null,0,null,0]
["Solar Powered Pool Pumps",0.51731176961966385,-3925.7416465020988,1.4306390660250958,null,0,0.17429419812676605,10,1,null,0,0,0,0,0,null,0,0,0,0,0,0,1,0,0,0,0,0,null,null,0,null,0]
["Solar Powered Pool Pumps",0.51731176961966385,-3925.7416465020988,1.4306390660250958,null,0,0.17429419812676605,10,1,null,0,0,0,0,0,null,0,0,0,0,0,0,1,0,0,0,0,0,null,null,0,null,0]
["Solar Powered Pool Pumps",0.51731176961966385,-3925.7416465020988,1.4306390660250958,null,0,0.17429419812676605,10,1,null,0,0,0,0,0,null,0,0,0,0,0,0,1,0,0,0,0,0,null,null,0,null,0]
["Solar Powered Pool Pumps",0.51731176961966385,-3925.7416465020988,1.4306390660250958,null,0,0.17429419812676605,10,1,null,0,0,0,0,0,null,0,0,0,0,0,0,1,0,0,0,0,0,null,null,0,null,0]
["Two Speed Pool Pump",1.5594970580155645,824.35882163109181,1.4305706403270821,null,0,5.7813592626083661E-2,10,2,null,0,0,0,0,0,null,0,0,0,1,1,1,1,0,1,0,1,0,null,null,1,null,1]
["Two Speed Pool Pump",1.5594970580155645,824.35882163109181,1.4305706403270821,null,0,5.7813592626083661E-2,10,2,null,0,0,0,0,0,null,0,0,0,1,1,1,1,0,1,0,1,0,null,null,1,null,1]
["Two Speed Pool Pump",1.5594970580155645,824.35882163109181,1.4305706403270821,null,0,5.7813592626083661E-2,10,2,null,0,0,0,0,0,null,0,0,0,1,1,1,1,0,1,0,1,0,null,null,1,null,1]
["Two Speed Pool Pump",1.5594970580155645,824.35882163109181,1.4305706403270821,null,0,5.7813592626083661E-2,10,2,null,0,0,0,0,0,null,0,0,0,1,1,1,1,0,1,0,1,0,null,null,1,null,1]
["Two Speed Pool Pump",1.5594970580155645,824.35882163109181,1.4305706403270821,null,0,5.7813592626083661E-2,10,2,null,0,0,0,0,0,null,0,0,0,1,1,1,1,0,1,0,1,0,null,null,1,null,1]
["Two Speed Pool Pump",1.5594970580155645,824.35882163109181,1.4305706403270821,null,0,5.7813592626083661E-2,10,2,null,0,1,0,0,0,{"$f":"+F303/J303","v":{"$error":"#DIV/0!"}},0,1,1,1,1,1,1,0,1,0,1,0,null,null,1,null,1]
["Variable Speed Pool Pump",1.5597048433160459,2492.1835764795596,1.4305901211732199,null,0,5.7806677820346548E-2,10,2,null,0,0,0,0,0,null,0,0,0,1,1,1,1,0,1,0,1,0,null,null,1,null,1]
["Variable Speed Pool Pump",1.5597048433160459,2492.1835764795596,1.4305901211732199,null,0,5.7806677820346548E-2,10,2,null,0,0,0,0,0,null,0,0,0,1,1,1,1,0,1,0,1,0,null,null,1,null,1]
["Variable Speed Pool Pump",1.5597048433160459,2492.1835764795596,1.4305901211732199,null,0,5.7806677820346548E-2,10,2,null,0,0,0,0,0,null,0,0,0,1,1,1,1,0,1,0,1,0,null,null,1,null,1]
["Variable Speed Pool Pump",1.5597048433160459,2492.1835764795596,1.4305901211732199,null,0,5.7806677820346548E-2,10,2,null,0,0,0,0,0,null,0,0,0,1,1,1,1,0,1,0,1,0,null,null,1,null,1]
["Variable Speed Pool Pump",1.5597048433160459,2492.1835764795596,1.4305901211732199,null,0,5.7806677820346548E-2,10,2,null,0,1,0,0,0,null,0,0,0,1,1,1,1,0,1,0,1,0,null,null,1,null,1]
["Variable Speed Pool Pump",1.5597048433160459,2492.1835764795596,1.4305901211732199,null,0,5.7806677820346548E-2,10,2,null,0,0,0,0,0,null,0,0,0,1,1,1,1,0,1,0,1,0,null,null,1,null,1]
["Removal of 2nd Refrigerator-Freezer",2.3205292999111919,731.52509537161916,0.67807400070876855,null,0,8.0020054662588696E-3,5,1,null,0,0,0,0,0,null,0,0,0,0,1,1,0,0,1,0,0,0,null,null,1,null,0]
["Removal of 2nd Refrigerator-Freezer",2.3205292999111919,731.52509537161916,0.67807400070876855,null,0,8.0020054662588696E-3,5,1,null,0,0,0,0,0,null,0,0,0,0,1,1,0,0,1,0,0,0,null,null,1,null,0]
["Removal of 2nd Refrigerator-Freezer",2.3205292999111919,731.52509537161916,0.67807400070876855,null,0,8.0020054662588696E-3,5,1,null,0,0,0,0,0,null,0,0,0,0,1,1,0,0,1,0,0,0,null,null,1,null,0]
["Removal of 2nd Refrigerator-Freezer",2.3205292999111919,731.52509537161916,0.67807400070876855,null,0,8.0020054662588696E-3,5,{"$f":"+V313+W313","v":1},null,0,0,0,0,0,null,0,0,0,0,1,1,0,0,1,0,0,0,null,null,1,null,0]
["Removal of 2nd Refrigerator-Freezer",2.3205292999111919,731.52509537161916,0.67807400070876855,null,0,8.0020054662588696E-3,5,1,null,0,0,0,0,0,null,0,0,0,0,1,1,0,0,1,0,0,0,null,null,1,null,0]
["Removal of 2nd Refrigerator-Freezer",2.3205292999111919,731.52509537161916,0.67807400070876855,null,0,8.0020054662588696E-3,5,1,null,0,0,0,0,0,null,0,0,0,0,1,1,0,0,1,0,0,0,null,null,1,null,0]
["Drain Water Heat Recovery",0.11288334980342103,-3108.2038416954515,0.91557494549844043,null,0,0.72697694758134745,15,0,null,0,0,0,0,0,null,0,0,0,0,0,0,0,0,0,0,0,0,null,null,0,null,0]
["Drain Water Heat Recovery",9.664308439801278E-2,-3212.253410343154,0.91512740651444258,null,0,0.8487258076055515,15,0,null,0,0,0,0,0,null,0,0,0,0,0,0,0,0,0,0,0,0,null,null,0,null,0]
["Drain Water Heat Recovery",0.14314941219179733,-2913.627392022127,0.91547622243023552,null,0,0.5732104882725938,15,0,null,0,0,0,0,0,null,0,0,0,0,0,0,0,0,0,0,0,0,null,null,0,null,0]
["Drain Water Heat Recovery",0.14196985711473195,-2322.7944622686487,0.91557494549844043,null,0,0.57803532905248611,15,0,null,0,0,0,0,0,null,0,0,0,0,0,0,0,0,0,0,0,0,null,null,0,null,0]
["Drain Water Heat Recovery",0.12154498344535347,-2426.8440309163516,0.91512740651444258,null,0,0.67484052019368235,15,0,null,0,0,0,0,0,null,0,0,0,0,0,0,0,0,0,0,0,0,null,null,0,null,0]
["Drain Water Heat Recovery",0.18003453680563464,-2128.2180125953255,0.91547622243023552,null,0,0.45577224189479404,15,0,null,0,0,0,0,0,null,0,0,0,0,0,0,0,0,0,0,0,0,null,null,0,null,0]
["Faucet Aerator",5.9148098034305931,107.88950782727559,0.82491027748961165,null,0,8.7896410634426027E-3,10,1,null,0,0,0,0,0,null,0,0,0,0,1,1,0,0,1,0,0,0,null,null,1,null,0]
["Faucet Aerator",4.6491433743129287,82.407915888826636,0.82485917756149585,null,0,1.1181809298812372E-2,10,1,null,0,0,0,0,0,null,0,0,0,0,1,1,0,0,1,0,0,0,null,null,1,null,0]
["Faucet Aerator",4.61720855498797,81.661516104299878,0.82577630787573375,null,0,1.1271666660762949E-2,10,1,null,0,0,0,0,0,null,0,0,0,0,1,1,0,0,1,0,0,0,null,null,1,null,0]
["Faucet Aerator",2.4742503597054775,38.408883432808153,0.82817251690613569,null,0,2.1095138552262249E-2,10,1,null,0,1,0,0,0,null,0,0,0,0,1,1,0,0,1,0,0,0,null,null,1,null,0]
["Faucet Aerator",1.9322699351590222,27.79155345845442,0.82278413611331036,null,0,2.6836342317149698E-2,10,1,null,0,1,0,0,0,null,0,0,0,0,1,1,0,0,1,0,0,0,null,null,1,null,0]
["Faucet Aerator",1.9189637604402887,27.480553548234933,0.82368459133092531,null,0,2.7051999985831077E-2,10,1,null,0,0,0,0,0,null,0,0,0,0,1,1,0,0,1,0,0,0,null,null,1,null,0]
["Heat Trap",0.3389497375625713,-171.42244453515335,0.82606974843876246,null,0,0.15359837678409555,10,0,null,0,0,0,0,0,null,0,0,0,0,0,0,0,0,0,0,0,0,null,null,0,null,0]
["Heat Trap",0.26604464936842981,-228.17966206981708,0.82485362220482361,null,0,0.19540135318497265,10,0,null,0,0,0,0,0,null,0,0,0,0,0,0,0,0,0,0,0,0,null,null,0,null,0]
["Heat Trap",0.26421718474823497,-229.84217887962015,0.82577070787604456,null,0,0.19697160444302614,10,0,null,0,0,0,0,0,null,0,0,0,0,0,0,0,0,0,0,0,0,null,null,0,null,0]
["Heat Trap",0.3389497375625713,-171.42244453515335,0.82606974843876246,null,0,0.15359837678409555,10,0,null,{"$f":"IF(F331+G331=2,1,0)","v":0},0,0,{"$f":"+IF(K331+L331=2,1,0)","v":0},{"$f":"+IF(K331+M331=2,1,0)","v":0},null,0,0,0,0,{"$f":"IF(B331<1.005,0,1)","v":0},0,{"$f":"IF(D331<1.0000000001,0,1)","v":0},{"$f":"IF(F331>1,1,0)","v":0},{"$f":"IF(U331+V331=2,1,0)","v":0},{"$f":"IF(U331+V331+$X331>2,1,0)","v":0},{"$f":"IF(V331+W331=2,1,0)","v":0},{"$f":"IF(V331+W331+$X331>2,1,0)","v":0},null,null,{"$f":"IF(U331+V331=2,1,0)","v":0},null,{"$f":"IF(V331+W331=2,1,0)","v":0}]
["Heat Trap",0.26604464936842981,-228.17966206981708,0.82485362220482361,null,0,0.19540135318497265,10,0,null,0,0,0,0,0,null,{"$f":"IF(+R332+S332+T332=2,1,0)","v":0},0,0,{"$f":"IF(I332>1,1,0)","v":0},0,{"$f":"IF(C332>0.99,1,0)","v":0},0,0,0,0,0,0,null,null,0,null,0]
["Heat Trap",0.26421718474823497,-229.84217887962015,0.82577070787604456,null,0,0.19697160444302614,10,0,null,0,0,0,0,0,null,0,0,0,0,0,0,0,0,0,0,0,0,null,null,0,null,0]
["Hot Water Pipe Insulation",3.4302565255175934,330.06803608828864,0.88016059534345137,null,0,2.0504023807705191E-2,13,1,null,0,0,0,0,0,null,0,0,0,0,1,1,0,0,1,0,0,0,null,null,1,null,0]
["Hot Water Pipe Insulation",2.9411102502746909,273.16829572701283,0.88076303718777182,null,0,2.3930487774168646E-2,13,1,null,0,0,0,0,0,null,0,0,0,0,1,1,0,0,1,0,0,0,null,null,1,null,0]
["Hot Water Pipe Insulation",4.35379103880482,436.52077013440743,0.88109871887484548,null,0,1.6171889451306293E-2,13,1,null,0,0,0,0,0,null,0,0,0,0,1,1,0,0,1,0,0,0,null,null,1,null,0]
["Hot Water Pipe Insulation",3.4302565255175934,330.06803608828864,0.88016059534345137,null,0,2.0504023807705191E-2,13,1,null,0,0,0,0,0,null,0,0,0,0,1,1,0,0,1,0,0,0,null,null,1,null,0]
["Hot Water Pipe Insulation",2.9411102502746909,273.16829572701283,0.88076303718777182,null,0,2.3930487774168646E-2,13,1,null,0,0,0,0,0,null,0,0,0,0,1,1,0,0,1,0,0,0,null,null,1,null,0]
["Hot Water Pipe Insulation",4.35379103880482,436.52077013440743,0.88109871887484548,null,0,1.6171889451306293E-2,13,1,null,0,0,0,0,0,null,0,0,0,0,1,1,0,0,1,0,0,0,null,null,1,null,0]
["Low Flow Showerhead",10.186993010518322,459.78315100297448,0.80675306272632485,null,0,4.490651395986465E-3,9,1,null,0,0,0,0,0,null,0,0,0,0,1,1,0,0,1,0,0,0,null,null,1,null,0]
["Low Flow Showerhead",8.011869553090774,355.81908488189043,0.80717820181351241,null,0,5.7128166184409893E-3,9,1,null,0,0,0,0,0,null,0,0,0,0,1,1,0,0,1,0,0,0,null,null,1,null,0]
["Low Flow Showerhead",7.9458555955391521,352.77379804350363,0.8069605040956358,null,0,5.7587249877328016E-3,9,1,null,0,0,0,0,0,null,0,0,0,0,1,1,0,0,1,0,0,0,null,null,1,null,0]
["Low Flow Showerhead",10.186993010518322,459.78315100297448,0.80675306272632485,null,0,4.490651395986465E-3,9,null,null,{"$f":"SUM(K10:K342)","v":0},70,null,{"$f":"SUM(N10:N342)","v":0},{"$f":"SUM(O10:O342)","v":0},null,null,null,null,{"$f":"SUM(T10:T342)","v":{"$error":"#DIV/0!"}},1,1,0,0,1,0,0,0,null,null,1,null,0]
["Low Flow Showerhead",8.011869553090774,355.81908488189043,0.80717820181351241,null,0,5.7128166184409893E-3,9,null,null,null,null,null,null,null,null,null,null,null,null,1,1,0,0,1,0,0,0,null,null,1,null,0]
["Low Flow Showerhead",7.9458555955391521,352.77379804350363,0.8069605040956358,null,0,5.7587249877328016E-3,9,null,null,null,null,null,null,null,null,null,null,null,null,1,1,0,0,1,0,0,0,null,null,1,null,0]
["Thermostatic Shower Restriction Valve",0.84926975093211832,58.815768500454006,0.82446014438576654,null,0,6.1182781953718235E-2,10,null,null,null,null,null,null,null,null,null,null,null,null,0,1,0,0,0,0,0,0,null,null,0,null,0]
["Thermostatic Shower Restriction Valve",0.66921451434153001,22.269415156286843,0.82647610678508021,null,0,7.7834145358075008E-2,10,null,null,null,null,null,null,null,null,null,null,null,null,0,1,0,0,0,0,0,0,null,null,0,null,0]
["Thermostatic Shower Restriction Valve",0.66169793044539571,21.198909423080849,0.82376015788954926,null,0,7.8459622933720746E-2,10,null,null,null,null,null,null,null,null,null,null,null,null,0,1,0,0,0,0,0,0,null,null,0,null,0]
["Thermostatic Shower Restriction Valve",0.84926975093211832,58.815768500454006,0.82446014438576654,null,0,6.1182781953718235E-2,10,null,null,null,null,null,null,null,null,null,null,null,null,0,1,0,0,0,0,0,0,null,null,0,null,0]
["Thermostatic Shower Restriction Valve",0.66921451434153001,22.269415156286843,0.82647610678508021,null,0,7.7834145358075008E-2,10,null,null,null,null,null,null,null,null,null,null,null,null,0,1,0,0,0,0,0,0,null,null,0,null,0]
["Thermostatic Shower Restriction Valve",0.66169793044539571,21.198909423080849,0.82376015788954926,null,0,7.8459622933720746E-2,10,null,null,null,null,null,null,null,null,null,null,null,null,0,1,0,0,0,0,0,0,null,null,0,null,0]
["Water Heater Blanket",0.30971446865527652,-263.34281106964085,0.77369831432671443,null,0,0.10716959995031576,7,null,null,null,null,null,null,null,null,null,null,null,null,0,0,0,0,0,0,0,0,null,null,0,null,0]
["Water Heater Blanket",0.30971446865527652,-263.34281106964085,0.77369831432671443,null,0,0.10716959995031576,7,null,null,null,null,null,null,null,null,null,null,null,null,0,0,0,0,0,0,0,0,null,null,0,null,0]
["Water Heater Blanket",0.30971446865527652,-263.34281106964085,0.77369831432671443,null,0,0.10716959995031576,7,null,null,null,null,null,null,null,null,null,null,null,null,0,0,0,0,0,0,0,0,null,null,0,null,0]
["Water Heater Blanket",0.29614716535860208,-279.16514445043026,0.77335894717710107,null,0,0.1120301680896553,7,null,null,null,null,null,null,null,null,null,null,null,null,0,0,0,0,0,0,0,0,null,null,0,null,0]
["Water Heater Blanket",0.29614716535860208,-279.16514445043026,0.77335894717710107,null,0,0.1120301680896553,7,null,null,null,null,null,null,null,null,null,null,null,null,0,0,0,0,0,0,0,0,null,null,0,null,0]
["Water Heater Blanket",0.29614716535860208,-279.16514445043026,0.77335894717710107,null,0,0.1120301680896553,7,null,null,null,null,null,null,null,null,null,null,null,null,0,0,0,0,0,0,0,0,null,null,0,null,0]
["Water Heater Thermostat Setback",1.7833895113272307,15.792265071534173,0.71618997033374787,null,0,7.5979031282303287E-3,4,null,null,null,null,null,null,null,null,null,null,null,null,1,1,0,0,1,0,0,0,null,null,1,null,0]
["Water Heater Thermostat Setback",1.7833895113272307,15.792265071534173,0.71618997033374787,null,0,7.5979031282303287E-3,4,null,null,null,null,null,null,null,null,null,null,null,null,1,1,0,0,1,0,0,0,null,null,1,null,0]
["Water Heater Thermostat Setback",1.7833895113272307,15.792265071534173,0.71618997033374787,null,0,7.5979031282303287E-3,4,null,null,null,null,null,null,null,null,null,null,null,null,1,1,0,0,1,0,0,0,null,null,1,null,0]
["Water Heater Thermostat Setback",1.7833895113272307,15.792265071534173,0.71618997033374787,null,0,7.5979031282303287E-3,4,null,null,null,null,null,null,null,null,null,null,null,null,1,1,0,0,1,0,0,0,null,null,1,null,0]
["Water Heater Thermostat Setback",1.7833895113272307,15.792265071534173,0.71618997033374787,null,0,7.5979031282303287E-3,4,null,null,null,null,null,null,null,null,null,null,null,null,1,1,0,0,1,0,0,0,null,null,1,null,0]
["Water Heater Thermostat Setback",1.7833895113272307,15.792265071534173,0.71618997033374787,null,0,7.5979031282303287E-3,4,null,null,null,null,null,null,null,null,null,null,null,null,1,1,0,0,1,0,0,0,null,null,1,null,0]
["Water Heater Timeclock",9.499400310261652E-2,-402.66061524698779,0.55373722301578565,null,0,0.25007425415240286,7,null,null,null,null,null,null,null,null,null,null,null,null,0,0,0,0,0,0,0,0,null,null,0,null,0]
["Water Heater Timeclock",8.1367209286239098E-2,-421.79670858853575,0.55373722301578554,null,0,0.29195488800984887,7,null,null,null,null,null,null,null,null,null,null,null,null,0,0,0,0,0,0,0,0,null,null,0,null,0]
["Water Heater Timeclock",0.1204765994812573,-366.87542986459823,0.55373722301578576,null,0,0.19717982228186609,7,null,null,null,null,null,null,null,null,null,null,null,null,0,0,0,0,0,0,0,0,null,null,0,null,0]
["Water Heater Timeclock",9.499400310261652E-2,-402.66061524698779,0.55373722301578565,null,0,0.25007425415240286,7,null,null,null,null,null,null,null,null,null,null,null,null,0,0,0,0,0,0,0,0,null,null,0,null,0]
["Water Heater Timeclock",8.1367209286239098E-2,-421.79670858853575,0.55373722301578554,null,0,0.29195488800984887,7,null,null,null,null,null,null,null,null,null,null,null,null,0,0,0,0,0,0,0,0,null,null,0,null,0]
["Water Heater Timeclock",0.1204765994812573,-366.87542986459823,0.55373722301578576,null,0,0.19717982228186609,7,null,null,null,null,null,null,null,null,null,null,null,null,0,0,0,0,0,0,0,0,null,null,0,null,0]
["Smart Power Strip",0.60753384030621305,9.5486359289571112,0.69463310569159875,null,0,3.1310774575481842E-2,5,null,null,null,null,null,null,null,null,null,null,null,null,0,1,0,0,0,0,0,0,null,null,0,null,0]
["Smart Power Strip",0.60753384030621305,9.5486359289571112,0.69463310569159875,null,0,3.1310774575481842E-2,5,null,null,null,null,null,null,null,null,null,null,null,null,0,1,0,0,0,0,0,0,null,null,0,null,0]
["Smart Power Strip",0.60753384030621305,9.5486359289571112,0.69463310569159875,null,0,3.1310774575481842E-2,5,null,null,null,null,null,null,null,null,null,null,null,null,0,1,0,0,0,0,0,0,null,null,0,null,0]
["Smart Power Strip",0.60753384030621305,9.5486359289571112,0.69463310569159875,null,0,3.1310774575481842E-2,5,null,null,null,null,null,null,null,null,null,null,null,null,0,1,0,0,0,0,0,0,null,null,0,null,0]
["Smart Power Strip",0.60753384030621305,9.5486359289571112,0.69463310569159875,null,0,3.1310774575481842E-2,5,null,null,null,null,null,null,null,null,null,null,null,null,0,1,0,0,0,0,0,0,null,null,0,null,0]
["Smart Power Strip",0.60753384030621305,9.5486359289571112,0.69463310569159875,null,0,3.1310774575481842E-2,5,null,null,null,null,null,null,null,null,null,null,null,null,0,1,0,0,0,0,0,0,null,null,0,null,0]
["Air Sealing-Infiltration Control",0.53707035618392329,-802.16108460865826,1.2739315958838873,null,0,0.1636320629257122,11,null,null,null,null,null,null,null,null,null,null,null,null,0,0,1,0,0,0,0,0,null,null,0,null,0]
["Air Sealing-Infiltration Control",0.58048600422000185,-398.34647452298105,1.2562647257355932,null,0,0.1492941845129036,11,null,null,null,null,null,null,null,null,null,null,null,null,0,0,1,0,0,0,0,0,null,null,0,null,0]
["Air Sealing-Infiltration Control",0.82476525829103664,-22.43660608446379,1.2517634243374509,null,0,0.10469968554941329,11,null,null,null,null,null,null,null,null,null,null,null,null,0,0,1,0,0,0,0,0,null,null,0,null,0]
["Air Sealing-Infiltration Control",0,-2163.6008779089861,{"$error":"#DIV/0!"},null,0,0,11,null,null,null,null,null,null,null,null,null,null,null,null,0,0,{"$error":"#DIV/0!"},0,0,0,{"$error":"#DIV/0!"},{"$error":"#DIV/0!"},null,null,0,null,{"$error":"#DIV/0!"}]
["Air Sealing-Infiltration Control",0,-1283.6581295565093,{"$error":"#DIV/0!"},null,0,0,11,null,null,null,null,null,null,null,null,null,null,null,null,0,0,{"$error":"#DIV/0!"},0,0,0,{"$error":"#DIV/0!"},{"$error":"#DIV/0!"},null,null,0,null,{"$error":"#DIV/0!"}]
["Air Sealing-Infiltration Control",0,-1354.2103320970191,{"$error":"#DIV/0!"},null,0,0,11,null,null,null,null,null,null,null,null,null,null,null,null,0,0,{"$error":"#DIV/0!"},0,0,0,{"$error":"#DIV/0!"},{"$error":"#DIV/0!"},null,null,0,null,{"$error":"#DIV/0!"}]
["Ceiling Insulation(R12 to R38)",1.1142898345603161,608.03612342457916,1.5080540968839355,null,0,0.16825668049739181,25,null,null,null,null,null,null,null,null,null,null,null,null,1,1,1,0,1,0,1,0,null,null,1,null,1]
["Ceiling Insulation(R12 to R38)",0.83073161864056744,-289.21909875249025,1.5081232201397692,null,0,0.22569900810285703,25,null,null,null,null,null,null,null,null,null,null,null,null,0,0,1,0,0,0,0,0,null,null,0,null,0]
["Ceiling Insulation(R12 to R38)",0.78015759686816022,-454.37756490093966,1.508020211138037,null,0,0.24031361949167498,25,null,null,null,null,null,null,null,null,null,null,null,null,0,0,1,0,0,0,0,0,null,null,0,null,0]
["Ceiling Insulation(R12 to R38)",1.1142898345603161,608.03612342457916,1.5080540968839355,null,0,0.16825668049739181,25,null,null,null,null,null,null,null,null,null,null,null,null,1,1,1,0,1,0,1,0,null,null,1,null,1]
["Ceiling Insulation(R12 to R38)",0.83073161864056744,-289.21909875249025,1.5081232201397692,null,0,0.22569900810285703,25,null,null,null,null,null,null,null,null,null,null,null,null,0,0,1,0,0,0,0,0,null,null,0,null,0]
["Ceiling Insulation(R12 to R38)",0.78015759686816022,-454.37756490093966,1.508020211138037,null,0,0.24031361949167498,25,null,null,null,null,null,null,null,null,null,null,null,null,0,0,1,0,0,0,0,0,null,null,0,null,0]
["Ceiling Insulation(R19 to R38)",0.66487018180502633,-799.98909772135039,1.5258971351462931,null,0,0.28532640589327862,25,null,null,null,null,null,null,null,null,null,null,null,null,0,0,1,0,0,0,0,0,null,null,0,null,0]
["Ceiling Insulation(R19 to R38)",0.49806713416846682,-1060.4467668036134,1.5263012995395524,null,0,0.38098331231529309,25,null,null,null,null,null,null,null,null,null,null,null,null,0,0,1,0,0,0,0,0,null,null,0,null,0]
["Ceiling Insulation(R19 to R38)",0.45312304685614307,-1230.8440737172787,1.5258680669253093,null,0,0.4186531821995263,25,null,null,null,null,null,null,null,null,null,null,null,null,0,0,1,0,0,0,0,0,null,null,0,null,0]
["Ceiling Insulation(R19 to R38)",0.66487018180502633,-799.98909772135039,1.5258971351462931,null,0,0.28532640589327862,25,null,null,null,null,null,null,null,null,null,null,null,null,0,0,1,0,0,0,0,0,null,null,0,null,0]
["Ceiling Insulation(R19 to R38)",0.49806713416846682,-1060.4467668036134,1.5263012995395524,null,0,0.38098331231529309,25,null,null,null,null,null,null,null,null,null,null,null,null,0,0,1,0,0,0,0,0,null,null,0,null,0]
["Ceiling Insulation(R19 to R38)",0.45312304685614307,-1230.8440737172787,1.5258680669253093,null,0,0.4186531821995263,25,null,null,null,null,null,null,null,null,null,null,null,null,0,0,1,0,0,0,0,0,null,null,0,null,0]
["Ceiling Insulation(R2 to R38)",3.2826847945264177,10629.852050224079,1.3938824892636139,null,0,5.2789863990056286E-2,25,null,null,null,null,null,null,null,null,null,null,null,null,1,1,1,0,1,0,1,0,null,null,1,null,1]
["Ceiling Insulation(R2 to R38)",2.3803939398858458,5536.2288929716942,1.3939357317705909,null,0,7.2802698839641314E-2,25,null,null,null,null,null,null,null,null,null,null,null,null,{"$f":"IF(B395<1.005,0,1)","v":1},1,{"$f":"IF(D395<1.0000000001,0,1)","v":1},{"$f":"IF(F395>1,1,0)","v":0},{"$f":"IF(U395+V395=2,1,0)","v":1},{"$f":"IF(U395+V395+$X395>2,1,0)","v":0},{"$f":"IF(V395+W395=2,1,0)","v":1},{"$f":"IF(V395+W395+$X395>2,1,0)","v":0},null,null,{"$f":"IF(U395+V395=2,1,0)","v":1},null,{"$f":"IF(V395+W395=2,1,0)","v":1}]
["Ceiling Insulation(R2 to R38)",2.3240700395198548,5624.3024622449402,1.3938382013260533,null,0,7.4561856933282239E-2,25,null,null,null,null,null,null,null,null,null,null,null,null,1,{"$f":"IF(C396>0.99,1,0)","v":1},1,0,1,0,1,0,null,null,1,null,1]
["Ceiling Insulation(R2 to R38)",3.2826847945264177,10629.852050224079,1.3938824892636139,null,0,5.2789863990056286E-2,25,null,null,null,null,null,null,null,null,null,null,null,null,1,1,1,0,1,0,1,0,null,null,1,null,1]
["Ceiling Insulation(R2 to R38)",2.3803939398858458,5536.2288929716942,1.3939357317705909,null,0,7.2802698839641314E-2,25,null,null,null,null,null,null,null,null,null,null,null,null,1,1,1,0,1,0,1,0,null,null,1,null,1]
["Ceiling Insulation(R2 to R38)",2.3240700395198548,5624.3024622449402,1.3938382013260533,null,0,7.4561856933282239E-2,25,null,null,null,null,null,null,null,null,null,null,null,null,1,1,1,0,1,0,1,0,null,null,1,null,1]
["Ceiling Insulation(R30 to R38)",0.2611674448840996,-1442.4923487081226,1.5313414084176569,null,0,0.72896478761596573,25,null,null,null,null,null,null,null,null,null,null,null,null,0,0,1,0,0,0,0,0,null,null,0,null,0]
["Ceiling Insulation(R30 to R38)",0.19196904022069672,-1319.2326533773091,1.5333040753576948,null,0,0.99300322898541515,25,null,null,null,null,null,null,null,null,null,null,null,null,0,0,1,0,0,0,0,0,null,null,0,null,0]
["Ceiling Insulation(R30 to R38)",0.1737701804011034,-1424.8199393317091,1.5316206162668655,null,0,1.0957955080470745,25,null,null,null,null,null,null,null,null,null,null,null,null,0,0,1,0,0,0,0,0,null,null,0,null,0]
["Ceiling Insulation(R30 to R38)",0.2611674448840996,-1442.4923487081226,1.5313414084176569,null,0,0.72896478761596573,25,null,null,null,null,null,null,null,null,null,null,null,null,0,0,1,0,0,0,0,0,null,null,0,null,0]
["Ceiling Insulation(R30 to R38)",0.19196904022069672,-1319.2326533773091,1.5333040753576948,null,0,0.99300322898541515,25,null,null,null,null,null,null,null,null,null,null,null,null,0,0,1,0,0,0,0,0,null,null,0,null,0]
["Ceiling Insulation(R30 to R38)",0.1737701804011034,-1424.8199393317091,1.5316206162668655,null,0,1.0957955080470745,25,null,null,null,null,null,null,null,null,null,null,null,null,0,0,1,0,0,0,0,0,null,null,0,null,0]
["Central AC Tune Up",6.4301716131748773E-2,-311.9174603729698,1.0331967720850836,null,0,0.1573489591857638,2,null,null,null,null,null,null,null,null,null,null,null,null,0,0,1,0,0,0,0,0,null,null,0,null,0]
["Central AC Tune Up",3.114733889288291E-2,-327.52552835354004,1.0332207628720695,null,0,0.32484454216387021,2,null,null,null,null,null,null,null,null,null,null,null,null,0,0,1,0,0,0,0,0,null,null,0,null,0]
["Central AC Tune Up",4.2780567689955383E-2,-322.04827628276166,1.0331730539119497,null,0,0.23649933575107276,2,null,null,null,null,null,null,null,null,null,null,null,null,0,0,1,0,0,0,0,0,null,null,0,null,0]
["Central AC Tune Up",0,-342.18808367575639,{"$error":"#DIV/0!"},null,0,0,2,null,null,null,null,null,null,null,null,null,null,null,null,0,0,{"$error":"#DIV/0!"},0,0,0,{"$error":"#DIV/0!"},{"$error":"#DIV/0!"},null,null,0,null,{"$error":"#DIV/0!"}]
["Central AC Tune Up",0,-342.18808367575639,{"$error":"#DIV/0!"},null,0,0,2,null,null,null,null,null,null,null,null,null,null,null,null,0,0,{"$error":"#DIV/0!"},0,0,0,{"$error":"#DIV/0!"},{"$error":"#DIV/0!"},null,null,0,null,{"$error":"#DIV/0!"}]
["Central AC Tune Up",0,-342.18808367575639,{"$error":"#DIV/0!"},null,0,0,2,null,null,null,null,null,null,null,null,null,null,null,null,0,0,{"$error":"#DIV/0!"},0,0,0,{"$error":"#DIV/0!"},{"$error":"#DIV/0!"},null,null,0,null,{"$error":"#DIV/0!"}]
["Duct Insulation",6.4707420247458486E-2,-5256.5073599623538,1.3622407094939659,null,0,1.8869326418566383,15,null,null,null,null,null,null,null,null,null,null,null,null,0,0,1,0,0,0,0,0,null,null,0,null,0]
["Duct Insulation",4.987816535291599E-2,-4440.8392207688557,1.3413061093806433,null,0,2.4103164262888948,15,null,null,null,null,null,null,null,null,null,null,null,null,0,0,1,0,0,0,0,0,null,null,0,null,0]
["Duct Insulation",7.085720032777594E-2,-4564.1495665575567,1.3362998118283569,null,0,1.6903496457708396,15,null,null,null,null,null,null,null,null,null,null,null,null,0,0,1,0,0,0,0,0,null,null,0,null,0]
["Duct Insulation",0,-5669.8168808725959,{"$error":"#DIV/0!"},null,0,0,15,null,null,null,null,null,null,null,null,null,null,null,null,0,0,{"$error":"#DIV/0!"},0,0,0,{"$error":"#DIV/0!"},{"$error":"#DIV/0!"},null,null,0,null,{"$error":"#DIV/0!"}]
["Duct Insulation",0,-4709.6044925045571,{"$error":"#DIV/0!"},null,0,0,15,null,null,null,null,null,null,null,null,null,null,null,null,0,0,{"$error":"#DIV/0!"},0,0,0,{"$error":"#DIV/0!"},{"$error":"#DIV/0!"},null,null,0,null,{"$error":"#DIV/0!"}]
["Duct Insulation",0,-4968.4529836956481,{"$error":"#DIV/0!"},null,0,0,15,null,null,null,null,null,null,null,null,null,null,null,null,0,0,{"$error":"#DIV/0!"},0,0,0,{"$error":"#DIV/0!"},{"$error":"#DIV/0!"},null,null,0,null,{"$error":"#DIV/0!"}]
["Duct Repair",2.4976374970711981,1788.5312752477239,1.4252171606279271,null,0,5.8339405939588425E-2,18,null,null,null,null,null,null,null,null,null,null,null,null,1,1,1,0,1,0,1,0,null,null,1,null,1]
["Duct Repair",1.5963509398032096,803.34360025340948,1.4008197882140847,null,0,8.9714834671016735E-2,18,null,null,null,null,null,null,null,null,null,null,null,null,1,1,1,0,1,0,1,0,null,null,1,null,1]
["Duct Repair",2.3911038140549494,1727.1472873913119,1.3948196821463736,null,0,5.9638951581860812E-2,18,null,null,null,null,null,null,null,null,null,null,null,null,1,1,1,0,1,0,1,0,null,null,1,null,1]
["Duct Repair",0,-1028.5122825827166,{"$error":"#DIV/0!"},null,0,0,18,null,null,null,null,null,null,null,null,null,null,null,null,0,0,{"$error":"#DIV/0!"},0,0,0,{"$error":"#DIV/0!"},{"$error":"#DIV/0!"},null,null,0,null,{"$error":"#DIV/0!"}]
["Duct Repair",0,-1028.5122825827166,{"$error":"#DIV/0!"},null,0,0,18,null,null,null,null,null,null,null,null,null,null,null,null,0,0,{"$error":"#DIV/0!"},0,0,0,{"$error":"#DIV/0!"},{"$error":"#DIV/0!"},null,null,0,null,{"$error":"#DIV/0!"}]
["Duct Repair",0,-1028.5122825827166,{"$error":"#DIV/0!"},null,0,0,18,null,null,null,null,null,null,null,null,null,null,null,null,0,0,{"$error":"#DIV/0!"},0,0,0,{"$error":"#DIV/0!"},{"$error":"#DIV/0!"},null,null,0,null,{"$error":"#DIV/0!"}]
["Energy Star Certified Roof Products",{"$error":"#DIV/0!"},3176.3506463014724,1.458746553491119,null,0,0,20,null,null,null,null,null,null,null,null,null,null,null,null,{"$error":"#DIV/0!"},1,1,0,{"$error":"#DIV/0!"},{"$error":"#DIV/0!"},1,0,null,null,{"$error":"#DIV/0!"},null,1]
["Energy Star Certified Roof Products",{"$error":"#DIV/0!"},2065.5046675454741,1.4332242580167105,null,0,0,20,null,null,null,null,null,null,null,null,null,null,null,null,{"$error":"#DIV/0!"},1,1,0,{"$error":"#DIV/0!"},{"$error":"#DIV/0!"},1,0,null,null,{"$error":"#DIV/0!"},null,1]
["Energy Star Certified Roof Products",{"$error":"#DIV/0!"},3107.1372793450746,1.4267951020127023,null,0,0,20,null,null,null,null,null,null,null,null,null,null,null,null,{"$error":"#DIV/0!"},1,1,0,{"$error":"#DIV/0!"},{"$error":"#DIV/0!"},1,0,null,null,{"$error":"#DIV/0!"},null,1]
["Energy Star Certified Roof Products",{"$error":"#DIV/0!"},3176.3506463014724,1.458746553491119,null,0,0,20,null,null,null,null,null,null,null,null,null,null,null,null,{"$error":"#DIV/0!"},1,1,0,{"$error":"#DIV/0!"},{"$error":"#DIV/0!"},1,0,null,null,{"$error":"#DIV/0!"},null,1]
["Energy Star Certified Roof Products",{"$error":"#DIV/0!"},2065.5046675454741,1.4332242580167105,null,0,0,20,null,null,null,null,null,null,null,null,null,null,null,null,{"$error":"#DIV/0!"},1,1,0,{"$error":"#DIV/0!"},{"$error":"#DIV/0!"},1,0,null,null,{"$error":"#DIV/0!"},null,1]
["Energy Star Certified Roof Products",{"$error":"#DIV/0!"},3107.1372793450746,1.4267951020127023,null,0,0,20,null,null,null,null,null,null,null,null,null,null,null,null,{"$error":"#DIV/0!"},1,1,0,{"$error":"#DIV/0!"},{"$error":"#DIV/0!"},1,0,null,null,{"$error":"#DIV/0!"},null,1]
["Energy Star Door",0.48375361624327884,-433.16949205048832,1.3388622173127986,null,0,0.34408459215649378,25,null,null,null,null,null,null,null,null,null,null,null,null,{"$f":"SUM(U10:U429)","v":{"$error":"#DIV/0!"}},{"$f":"SUM(V10:V429)","v":195},{"$f":"SUM(W10:W429)","v":{"$error":"#DIV/0!"}},{"$f":"SUM(X10:X429)","v":0},null,null,null,null,null,null,{"$f":"SUM(AE10:AE429)","v":{"$error":"#DIV/0!"}},null,{"$f":"SUM(AG10:AG429)","v":{"$error":"#DIV/0!"}}]
["Energy Star Door",0.48375361624327884,-433.16949205048832,1.3388622173127986,null,0,0.34408459215649378,25]
["Energy Star Door",0.48375361624327884,-433.16949205048832,1.3388622173127986,null,0,0.34408459215649378,25]
["Energy Star Door",0.34361909861758044,-609.29012201035493,1.3400714930074029,null,0,0.48484647076596865,25]
["Energy Star Door",0.34361909861758044,-609.29012201035493,1.3400714930074029,null,0,0.48484647076596865,25]
["Energy Star Door",0.34361909861758044,-609.29012201035493,1.3400714930074029,null,0,0.48484647076596865,25]
["Energy Star Windows",1.3637364677410939,1227.1668283513047,1.1520194947655233,null,0,0.1050226417901392,25]
["Energy Star Windows",1.3637364677410939,1227.1668283513047,1.1520194947655233,null,0,0.1050226417901392,25]
["Energy Star Windows",1.3637364677410939,1227.1668283513047,1.1520194947655233,null,0,0.1050226417901392,25]
["Energy Star Windows",0.37324730446275767,-465.9798212333526,0.92165057538497142,null,0,0.30698926061733001,25]
["Energy Star Windows",0.37324730446275767,-465.9798212333526,0.92165057538497142,null,0,0.30698926061733001,25]
["Energy Star Windows",0.37324730446275767,-465.9798212333526,0.92165057538497142,null,0,0.30698926061733001,25]
["Floor Insulation",2.5158635127332369E-2,-7952.9367533284676,1.16721926176932,null,0,5.0799171900296516,20]
["Floor Insulation",1.242824897305899E-2,-6723.4779973077266,1.1654058173881674,null,0,10.267353158749241,20]
["Floor Insulation",2.3213428953935526E-2,-6987.9809805465902,1.1676495706055261,null,0,5.5076266264942886,20]
["Floor Insulation",0,-8233.2655299602484,{"$error":"#DIV/0!"},null,0,0,20]
["Floor Insulation",0,-6838.6816041427055,{"$error":"#DIV/0!"},null,0,0,20]
["Floor Insulation",0,-7214.5480739887171,{"$error":"#DIV/0!"},null,0,0,20]
["Green Roof",3.5263965829572932E-2,-93789.232632984727,1.4587680812079709,null,0,4.5294593214782299,20]
["Green Roof",2.7121545316275617E-2,-78574.352898321522,1.4330853353876141,null,0,5.785606396639067,20]
["Green Roof",3.8497243880640949E-2,-81804.920018493998,1.4265590256126752,null,0,4.0574331305478877,20]
["Green Roof",3.5263965829572932E-2,-93789.232632984727,1.4587680812079709,null,0,4.5294593214782299,20]
["Green Roof",2.7121545316275617E-2,-78574.352898321522,1.4330853353876141,null,0,5.785606396639067,20]
["Green Roof",3.8497243880640949E-2,-81804.920018493998,1.4265590256126752,null,0,4.0574331305478877,20]
["Heat Pump Tune Up",9.3134958090211883E-2,-288.73083053381862,0.84739895635434859,null,0,8.9100183616825937E-2,2]
["Heat Pump Tune Up",6.5775553998298014E-2,-307.42611367493157,0.92032660024232937,null,0,0.13701902022482559,2]
["Heat Pump Tune Up",0.10093157760274345,-289.89567563128992,0.9387939033567595,null,0,9.1084944234114715E-2,2]
["Heat Pump Tune Up",0,-342.18808367575639,{"$error":"#DIV/0!"},null,0,0,2]
["Heat Pump Tune Up",0,-342.18808367575639,{"$error":"#DIV/0!"},null,0,0,2]
["Heat Pump Tune Up",0,-342.18808367575639,{"$error":"#DIV/0!"},null,0,0,2]
["Home Energy Management System",0.51826419428012638,-205.85684872939487,0.87344320588661095,null,0,0.1162617736432483,11]
["Home Energy Management System",0.37339043445991688,-651.36735427079236,0.87337307942795617,null,0,0.16135784750203772,11]
["Home Energy Management System",0.57578401588077899,-29.398368532340896,0.87367062276772356,null,0,0.10467467156265887,11]
["Home Energy Management System",0.51972168024957199,-205.85684872939487,0.87589954231065348,null,0,0.1162617736432483,11]
["Home Energy Management System",0.37457834558264369,-651.36735427079236,0.87615164443550186,null,0,0.16135784750203772,11]
["Home Energy Management System",0.57726766238221594,-29.398368532340896,0.87592184601659229,null,0,0.10467467156265887,11]
["HVAC ECM Motor",9.9642368482877164E-2,-926.75091116485805,1.119311002017215,null,0,1.0068467183426946,15]
["HVAC ECM Motor",9.9642368482877164E-2,-926.75091116485805,1.119311002017215,null,0,1.0068467183426946,15]
["HVAC ECM Motor",9.9642368482877164E-2,-926.75091116485805,1.119311002017215,null,0,1.0068467183426946,15]
["HVAC ECM Motor",9.9642368482877164E-2,-926.75091116485805,1.119311002017215,null,0,1.0068467183426946,15]
["HVAC ECM Motor",9.9642368482877164E-2,-926.75091116485805,1.119311002017215,null,0,1.0068467183426946,15]
["HVAC ECM Motor",9.9642368482877164E-2,-926.75091116485805,1.119311002017215,null,0,1.0068467183426946,15]
["Programmable Thermostat",0.44980049245928838,-394.28414413385497,1.6887360984732136,null,0,0.25899736098186665,11]
["Programmable Thermostat",0.29250626223963833,-485.27752166928792,1.6888041493631036,null,0,0.39828834467013668,11]
["Programmable Thermostat",0.44012910356241025,-399.95365921551809,1.6892345107180204,null,0,0.26476668424464672,11]
["Programmable Thermostat",2.8476709069196233,136.76479769858111,2.0161942295505653,null,0,4.8842293344771692E-2,11]
["Programmable Thermostat",1.8530990078351544,45.771420163148242,2.0176389410544178,null,0,7.5110094143176806E-2,11]
["Programmable Thermostat",2.7859987262709867,131.09528261691796,2.0164686776948773,null,0,4.9930285045278827E-2,11]
["Radiant Barrier",0.52555204898414432,-2337.5943283003276,1.5212145915624975,null,0,0.35985563954632355,25]
["Radiant Barrier",0.41824716428896613,-2401.9406635088953,1.5211576939548039,null,0,0.45216276674192446,25]
["Radiant Barrier",0.61014336997398688,-1569.4315152766401,1.5211381062655958,null,0,0.30994905309380177,25]
["Radiant Barrier",0.52555204898414432,-2337.5943283003276,1.5212145915624975,null,0,0.35985563954632355,25]
["Radiant Barrier",0.41824716428896613,-2401.9406635088953,1.5211576939548039,null,0,0.45216276674192446,25]
["Radiant Barrier",0.61014336997398688,-1569.4315152766401,1.5211381062655958,null,0,0.30994905309380177,25]
["Sealed crawlspace",1.3827420473700216E-2,-20199.771287994008,1.1459316252878951,null,0,5.717037150527732,11]
["Sealed crawlspace",6.8374923022675015E-3,-16933.724231225959,1.1452920706342991,null,0,11.555078016107393,11]
["Sealed crawlspace",1.2745819893931025E-2,-17725.625915941782,1.1452312003739182,null,0,6.1983896305836774,11]
["Sealed crawlspace",0,-20570.245651654332,{"$error":"#DIV/0!"},null,0,0,11]
["Sealed crawlspace",0,-17085.973969716499,{"$error":"#DIV/0!"},null,0,0,11]
["Sealed crawlspace",0,-18025.050401639852,{"$error":"#DIV/0!"},null,0,0,11]
["Smart Thermostat",0.66801638700909072,-419.68788534085598,1.6886310234842661,null,0,0.17438178793578796,11]
["Smart Thermostat",0.43459753157244568,-631.30039123721144,1.6894181731677109,null,0,0.26816579672573004,11]
["Smart Thermostat",0.65363550662986303,-432.87280413542123,1.6890841288807648,null,0,0.17826624800105306,11]
["Smart Thermostat",1.6559113338302174,111.36105649158016,2.016698589497512,null,0,8.4015108851837106E-2,11]
["Smart Thermostat",1.0772152532581272,-100.25144940477524,2.0174773558426802,null,0,0.12919914899913731,11]
["Smart Thermostat",1.6197647889289268,98.176137697014767,2.0166190595321329,null,0,8.5886596345324862E-2,11]
["Spray Foam Insulation(Base R12)",0.24708474462488617,-13894.184690902373,1.3939637742430446,null,0,0.70138927326064104,25]
["Spray Foam Insulation(Base R12)",0.19847879583945807,-12451.145199178414,1.3940036036740127,null,0,0.87317912460793301,25]
["Spray Foam Insulation(Base R12)",0.23357551338283097,-12441.488406266257,1.3938268205550586,null,0,0.74188240189036103,25]
["Spray Foam Insulation(Base R12)",0.24708474462488617,-13894.184690902373,1.3939637742430446,null,0,0.70138927326064104,25]
["Spray Foam Insulation(Base R12)",0.19847879583945807,-12451.145199178414,1.3940036036740127,null,0,0.87317912460793301,25]
["Spray Foam Insulation(Base R12)",0.23357551338283097,-12441.488406266257,1.3938268205550586,null,0,0.74188240189036103,25]
["Spray Foam Insulation(Base R19)",0.19043380442076374,-15543.243583849737,1.5260787320986038,null,0,0.99629158133613782,25]
["Spray Foam Insulation(Base R19)",0.15712652036288177,-13480.692778288792,1.526328492784681,null,0,1.2076805803035093,25]
["Spray Foam Insulation(Base R19)",0.19669595813691582,-13507.31528102148,1.5261995083131594,null,0,0.96464926517442495,25]
["Spray Foam Insulation(Base R19)",0.19043380442076374,-15543.243583849737,1.5260787320986038,null,0,0.99629158133613782,25]
["Spray Foam Insulation(Base R19)",0.15712652036288177,-13480.692778288792,1.526328492784681,null,0,1.2076805803035093,25]
["Spray Foam Insulation(Base R19)",0.19669595813691582,-13507.31528102148,1.5261995083131594,null,0,0.96464926517442495,25]
["Spray Foam Insulation(Base R2)",0.74528430787982258,-3932.9775943149293,1.5081160542158509,null,0,0.25157434478502189,25]
["Spray Foam Insulation(Base R2)",0.55508958812145492,-6559.1023438367611,1.5081000538643916,null,0,0.33776966137431175,25]
["Spray Foam Insulation(Base R2)",0.5964868951375828,-6163.6549082934534,1.5081090175014464,null,0,0.31432968290198215,25]
["Spray Foam Insulation(Base R2)",0.74528430787982258,-3932.9775943149293,1.5081160542158509,null,0,0.25157434478502189,25]
["Spray Foam Insulation(Base R2)",0.55508958812145492,-6559.1023438367611,1.5081000538643916,null,0,0.33776966137431175,25]
["Spray Foam Insulation(Base R2)",0.5964868951375828,-6163.6549082934534,1.5081090175014464,null,0,0.31432968290198215,25]
["Spray Foam Insulation(Base R30)",0.13423272410013379,-16710.955556693545,1.5317415638131993,null,0,1.4186676239090636,25]
["Spray Foam Insulation(Base R30)",0.11217377352135148,-14256.196149566738,1.5316159072903901,null,0,1.697509067419618,25]
["Spray Foam Insulation(Base R30)",0.1575079045940839,-14224.834176090655,1.531771736008992,null,0,1.2090527859959763,25]
["Spray Foam Insulation(Base R30)",0.1627078001331036,-13304.377999259974,1.5317415638131993,null,0,1.1703902307952938,25]
["Spray Foam Insulation(Base R30)",0.1129383819972956,-14146.73510944119,1.5316159072903901,null,0,1.686016696110703,25]
["Spray Foam Insulation(Base R30)",0.16729745451444666,-13226.738523813639,1.531771736008992,null,0,1.1383040550053374,25]
["Storm Door",0.35976018989604047,-708.79204160538143,1.3699121915579566,null,0,0.47340538223633322,25]
["Storm Door",0.35976018989604047,-708.79204160538143,1.3699121915579566,null,0,0.47340538223633322,25]
["Storm Door",0.35976018989604047,-708.79204160538143,1.3699121915579566,null,0,0.47340538223633322,25]
["Storm Door",0.23844941872910905,-884.91267156524805,1.3705346262928397,null,0,0.71457416186616352,25]
["Storm Door",0.23844941872910905,-884.91267156524805,1.3705346262928397,null,0,0.71457416186616352,25]
["Storm Door",0.23844941872910905,-884.91267156524805,1.3705346262928397,null,0,0.71457416186616352,25]
["Wall Insulation",0.61088500800609113,-2094.1567767140205,1.4028037500452981,null,0,0.28549007548580113,25]
["Wall Insulation",0.32644245228163304,-2849.8642663648225,1.3891034348899318,null,0,0.52903148285945822,25]
["Wall Insulation",0.70245846802147505,-888.54616740278561,1.3974959984313198,null,0,0.24733380860148113,25]
["Wall Insulation",0,-7054.7042033367616,{"$error":"#DIV/0!"},null,0,0,25]
["Wall Insulation",0,-4592.5183937767633,{"$error":"#DIV/0!"},null,0,0,25]
["Wall Insulation",0,-4717.0369485967976,{"$error":"#DIV/0!"},null,0,0,25]
["Window Sun Protection",8.5377027862282837E-2,-3922.1886793084695,2.7315664471971015,null,0,2.0163965577405301,10]
["Window Sun Protection",0.11980683207439914,-2281.3431774908195,2.7290141955446052,null,0,1.4355866796957033,10]
["Window Sun Protection",9.0852069474652922E-2,-2447.1636510346498,2.7290141955446061,null,0,1.8931114421178072,10]
["Window Sun Protection",8.5377027862282837E-2,-3922.1886793084695,2.7315664471971015,null,0,2.0163965577405301,10]
["Window Sun Protection",0.11980683207439914,-2281.3431774908195,2.7290141955446052,null,0,1.4355866796957033,10]
["Window Sun Protection",9.0852069474652922E-2,-2447.1636510346498,2.7290141955446061,null,0,1.8931114421178072,10]
["Exterior Lighting Controls",0.24204325466750795,-77.831101791942643,0.59479570967387363,null,0,0.15487454844169346,10]
["Exterior Lighting Controls",0.24204325466750795,-77.831101791942643,0.59479570967387363,null,0,0.15487454844169346,10]
["Exterior Lighting Controls",0.24204325466750795,-77.831101791942643,0.59479570967387363,null,0,0.15487454844169346,10]
["Exterior Lighting Controls",0.24204325466750795,-77.831101791942643,0.59479570967387363,null,0,0.15487454844169346,10]
["Exterior Lighting Controls",0.24204325466750795,-77.831101791942643,0.59479570967387363,null,0,0.15487454844169346,10]
["Exterior Lighting Controls",0.24204325466750795,-77.831101791942643,0.59479570967387363,null,0,0.15487454844169346,10]
["Interior Lighting Controls",0.13410146867399117,-178.89014886848307,0.79139456133111585,null,0,0.29509630420526339,8]
["Interior Lighting Controls",0.13410146867399117,-178.89014886848307,0.79139456133111585,null,0,0.29509630420526339,8]
["Interior Lighting Controls",0.13410146867399117,-178.89014886848307,0.79139456133111585,null,0,0.29509630420526339,8]
["Interior Lighting Controls",0.13410146867399117,-178.89014886848307,0.79139456133111585,null,0,0.29509630420526339,8]
["Interior Lighting Controls",0.13410146867399117,-178.89014886848307,0.79139456133111585,null,0,0.29509630420526339,8]
["Interior Lighting Controls",0.13410146867399117,-178.89014886848307,0.79139456133111585,null,0,0.29509630420526339,8]
["Solar Attic Fan",0.25617921689902579,-1463.939619061226,1.2314015327550696,null,0,0.43083643586578191,15]
["Solar Attic Fan",0.12406260251823799,-1817.955518700408,1.2311426687671767,null,0,0.88945529402012091,15]
["Solar Attic Fan",0.17045269224367912,-1693.7226974568698,1.2314753183746379,null,0,0.64755770503269938,15]
["Solar Attic Fan",0.25617921689902579,-1463.939619061226,1.2314015327550696,null,0,0.43083643586578191,15]
["Solar Attic Fan",0.12406260251823799,-1817.955518700408,1.2311426687671767,null,0,0.88945529402012091,15]
["Solar Attic Fan",0.17045269224367912,-1693.7226974568698,1.2314753183746379,null,0,0.64755770503269938,15]
["ENERGY STAR Certified Home",0.81008385332321931,-2097.6368686290143,1.4070732372129195,null,0,0.21594357711245354,25]
["ENERGY STAR Certified Home",0.79612723572417421,-1527.5735195242055,1.4070626007240876,null,0,0.21972754458273494,25]
["ENERGY STAR Certified Home",1.1198534635906325,5317.9086673150578,1.4070556401718084,null,0,0.15620813169549499,25]
["ENERGY STAR Certified Home",0.81008385332321931,-2097.6368686290143,1.4070732372129195,null,0,0.21594357711245354,25]
["ENERGY STAR Certified Home",0.79612723572417421,-1527.5735195242055,1.4070626007240876,null,0,0.21972754458273494,25]
["ENERGY STAR Certified Home",1.1198534635906325,5317.9086673150578,1.4070556401718084,null,0,0.15620813169549499,25]

{"sheet":"Commercial","index":23,"n_rows":1115,"n_cols":41,"rows_kept":1115,"cut":false,"hidden":false,"merged":[]}
[null,null,null,null,null,null,null,null,null,0,"Incentive %",null,null,null,"Participation"]
["(1)                                                                                           Measure","(2)                                       Summer Peak Per Cust (KW)","(3)                            Winter Peak Per Cust (KW)","Blended (Do not use)","(4)                    Annual energy Per Cust","(5 )service Life(Yrs)","(6)                         Utility Non Recurring","(7) Measure cost","O&M","Incentive","Adj. Factor",2010,2011,{"$f":"+M2+1","v":2012},{"$f":"+N2+1","v":2013},2014,2015,2016,2017,2018,2019,2020,2021,2022,2023,2024,2025,2026,2027,2028,2029,2030,2031,2032,2033,2034,2035,2036,2037,2038,2039]
["Base Fluorescent Fixture, T12, 34W, EB",0,0,null,0,13,null,0,null,{"$f":"+$J$1*H3","v":0},1,50,100,100,100,100,100,100,100,100,100,100,100,100,100,100,100,100,100,100,100,100,100,100,100,100,100,100,100,100,100]
["Lighting Control Tuneup",0.48456172533010233,0.30902080301942209,null,2441.7065902202939,6,null,143.99999752640724,null,{"$f":"+$J$1*H4","v":0},1,50,100,100,100,100,100,100,100,100,100,100,100,100,100,100,100,100,100,100,100,100,100,100,100,100,100,100,100,100,100]
["Premium T8, Elecctronic Ballast",2.9638940810969765,1.8901718421551965,null,14935.062618904351,20,null,1380.297981819562,null,0,1,50,100,100,100,100,100,100,100,100,100,100,100,100,100,100,100,100,100,100,100,100,100,100,100,100,100,100,100,100,100]
[]
["Premium T8, EB, Reflector",3.6552288791858039,2.3310585719420809,null,18418.698746772578,20,null,2933.1332113665694,null,0,1,50,100,100,100,100,100,100,100,100,100,100,100,100,100,100,100,100,100,100,100,100,100,100,100,100,100,100,100,100,100]
["Occupancy Sensor",1.912479795224914,1.2196506888285765,null,9636.9859102731189,11,null,7764.1761477350365,null,0,1,50,100,100,100,100,100,100,100,100,100,100,100,100,100,100,100,100,100,100,100,100,100,100,100,100,100,100,100,100,100]
["Continuous Dimming",2.7566495481021582,1.7580052498313485,null,13890.757393071981,14,null,49674.230787974629,null,0,1,50,100,100,100,100,100,100,100,100,100,100,100,100,100,100,100,100,100,100,100,100,100,100,100,100,100,100,100,100,100]
["Base T8, EB",0,0,null,0,20,null,0,null,0,1,50,100,100,100,100,100,100,100,100,100,100,100,100,100,100,100,100,100,100,100,100,100,100,100,100,100,100,100,100,100]
["Lighting Control Tuneup",0.27862616910208443,0.17768898783637083,null,1403.9972984678693,6,null,143.99999752640724,null,0,1,50,100,100,100,100,100,100,100,100,100,100,100,100,100,100,100,100,100,100,100,100,100,100,100,100,100,100,100,100,100]
["ROB Premium T8, 1EB",0.84931915156524107,0.54163850035342531,null,4279.7193033857802,20,null,833.36440896836064,null,0,1,50,100,100,100,100,100,100,100,100,100,100,100,100,100,100,100,100,100,100,100,100,100,100,100,100,100,100,100,100,100]
["ROB Premium T8, EB, Reflector",2.6086177794789647,1.6636005669580547,null,13144.8252937858,20,null,2023.8849932088756,null,0,1,50,100,100,100,100,100,100,100,100,100,100,100,100,100,100,100,100,100,100,100,100,100,100,100,100,100,100,100,100,100]
["Occupancy Sensor",1.1532656684725855,0.73547509911837738,null,5811.3058373853164,11,null,5357.3426290823181,null,0,1,50,100,100,100,100,100,100,100,100,100,100,100,100,100,100,100,100,100,100,100,100,100,100,100,100,100,100,100,100,100]
["Base Incandescent Flood, 75W  to Screw-in CFL",0,0,null,0,1,null,0,null,0,1,50,100,100,100,100,100,100,100,100,100,100,100,100,100,100,100,100,100,100,100,100,100,100,100,100,100,100,100,100,100]
["CFL Screw-in 18W",27.147570997800205,17.312890703556842,null,136796.61341110917,2,null,3162.337645821784,null,0,1,50,100,100,100,100,100,100,100,100,100,100,100,100,100,100,100,100,100,100,100,100,100,100,100,100,100,100,100,100,100]
["Base Incandescent Flood, 75W to Hardwired CFL ",0,0,null,0,1,null,0,null,0,1,50,100,100,100,100,100,100,100,100,100,100,100,100,100,100,100,100,100,100,100,100,100,100,100,100,100,100,100,100,100]
["CFL Hardwired, Modular 18W",27.147570997800198,17.312890703556842,null,136796.61341110917,6,null,22850.084064477855,null,0,1,50,100,100,100,100,100,100,100,100,100,100,100,100,100,100,100,100,100,100,100,100,100,100,100,100,100,100,100,100,100]
["Base CFL",0,0,null,0,2,null,0,null,0,1,50,100,100,100,100,100,100,100,100,100,100,100,100,100,100,100,100,100,100,100,100,100,100,100,100,100,100,100,100,100]
["Base High Bay Mercury Vapor, 400W",0,0,null,0,7,null,0,null,0,1,50,100,100,100,100,100,100,100,100,100,100,100,100,100,100,100,100,100,100,100,100,100,100,100,100,100,100,100,100,100]
["PSMH, 250W, magnetic ballast",3.5865862523262027,2.2872829318849428,null,18072.808542054201,13,null,659.07222466478413,null,0,1,50,100,100,100,100,100,100,100,100,100,100,100,100,100,100,100,100,100,100,100,100,100,100,100,100,100,100,100,100,100]
["High Bay T5",3.0790226488342656,1.9635930815822609,null,15515.195485104749,13,null,1502.9943196325144,null,0,1,50,100,100,100,100,100,100,100,100,100,100,100,100,100,100,100,100,100,100,100,100,100,100,100,100,100,100,100,100,100]
["Base Exit Sign",0,0,null,0,1,null,0,null,0,1,50,100,100,100,100,100,100,100,100,100,100,100,100,100,100,100,100,100,100,100,100,100,100,100,100,100,100,100,100,100]
["LED Exit Sign",0.14202732806931004,0.16359661748385637,null,973.03514995343608,16,null,171.48493770797793,null,0,1,50,100,100,100,100,100,100,100,100,100,100,100,100,100,100,100,100,100,100,100,100,100,100,100,100,100,100,100,100,100]
["Base Outdoor Mercury Vapor 400W Lamp",0,0,null,0,5,null,0,null,0,1,50,100,100,100,100,100,100,100,100,100,100,100,100,100,100,100,100,100,100,100,100,100,100,100,100,100,100,100,100,100]
["Outdoor Lighting Controls (Photocell/Timeclock)",9.6030243748499E-2,2.9700440834129569E-2,null,910.31364715307654,5,null,187.95333942700253,null,0,1,50,100,100,100,100,100,100,100,100,100,100,100,100,100,100,100,100,100,100,100,100,100,100,100,100,100,100,100,100,100]
["High Pressure Sodium 250W Lamp",0.11823255562980545,3.6567219722441424E-2,null,1120.7792954214958,5,null,1037.2239842453102,null,0,1,50,100,100,100,100,100,100,100,100,100,100,100,100,100,100,100,100,100,100,100,100,100,100,100,100,100,100,100,100,100]
["Base Outdoor HID Lamp",0,0,null,0,5,null,0,null,0,1,50,100,100,100,100,100,100,100,100,100,100,100,100,100,100,100,100,100,100,100,100,100,100,100,100,100,100,100,100,100]
["Outdoor Lighting Controls (Photocell/Timeclock)",0.10617248512749758,3.2837255115173356E-8,null,1006.4564911117263,5,null,526.2530703315598,null,0,1,50,100,100,100,100,100,100,100,100,100,100,100,100,100,100,100,100,100,100,100,100,100,100,100,100,100,100,100,100,100]
["Base Centrifugal Chiller, 0.58 kW/ton, 500 tons",0,0,null,0,20,null,0,null,0,1,50,100,100,100,100,100,100,100,100,100,100,100,100,100,100,100,100,100,100,100,100,100,100,100,100,100,100,100,100,100]
["Aerosole Duct Sealing",0.99424422316006555,1.6700779305287714E-2,null,4400.0784371343207,15,null,471.3705554814108,null,0,1,50,100,100,100,100,100,100,100,100,100,100,100,100,100,100,100,100,100,100,100,100,100,100,100,100,100,100,100,100,100]
["VSD for Chiller Pumps and Towers",0.94722620533419277,1.5910995949457673E-2,null,4191.9978050589625,15,null,1009.0500756060513,null,0,1,50,100,100,100,100,100,100,100,100,100,100,100,100,100,100,100,100,100,100,100,100,100,100,100,100,100,100,100,100,100]
["Centrifugal Chiller, 0.51 kW/ton, 500 tons",1.5933307150083502,3.9405993547268212E-3,null,4717.373973857595,20,null,1321.3750990079243,null,0,1,50,100,100,100,100,100,100,100,100,100,100,100,100,100,100,100,100,100,100,100,100,100,100,100,100,100,100,100,100,100]
["EMS Optimization",9.9536371138279678E-2,6.6878335463539116E-3,null,1762.0131157076237,5,null,299.99999329447746,null,0,1,50,100,100,100,100,100,100,100,100,100,100,100,100,100,100,100,100,100,100,100,100,100,100,100,100,100,100,100,100,100]
["High Efficiency Chiller Motors",0.25346463008954784,0,null,1067.732263211969,20,null,468.28091444180484,null,0,1,50,100,100,100,100,100,100,100,100,100,100,100,100,100,100,100,100,100,100,100,100,100,100,100,100,100,100,100,100,100]
["Chiller Tune Up/Diagnostics",0.91171313924926733,2.0715774347142901E-2,null,2728.945468566968,10,null,1000.0000149011612,null,0,1,50,100,100,100,100,100,100,100,100,100,100,100,100,100,100,100,100,100,100,100,100,100,100,100,100,100,100,100,100,100]
["EMS - Chiller ",0.7897803384761436,5.3065220095010898E-2,null,3495.2131040363724,10,null,1441.5001080086447,null,0,1,50,100,100,100,100,100,100,100,100,100,100,100,100,100,100,100,100,100,100,100,100,100,100,100,100,100,100,100,100,100]
["Window Film (Standard)",0.43487828774601789,-4.1743988754728345E-2,null,1793.6122789769904,10,null,1304.7499716281891,null,0,1,50,100,100,100,100,100,100,100,100,100,100,100,100,100,100,100,100,100,100,100,100,100,100,100,100,100,100,100,100,100]
["Ceiling Insulation ",2.778615598288328,0.22969056701718599,null,3980.1538941094082,20,null,3843.0001735687251,null,0,1,50,100,100,100,100,100,100,100,100,100,100,100,100,100,100,100,100,100,100,100,100,100,100,100,100,100,100,100,100,100]
["Roof Insulation",0.82864629735577955,2.0284580550488741E-2,null,1405.5795881273571,20,null,1505.5199503898621,null,0,1,50,100,100,100,100,100,100,100,100,100,100,100,100,100,100,100,100,100,100,100,100,100,100,100,100,100,100,100,100,100]
["Cool Roof - Chiller",4.0216617645719461,0,null,8163.2603312984302,15,null,13606.799912452698,null,0,1,50,100,100,100,100,100,100,100,100,100,100,100,100,100,100,100,100,100,100,100,100,100,100,100,100,100,100,100,100,100]
["Duct/Pipe Insulation",0.12609835365756569,2.1181322718694679E-3,null,558.05468511881622,10,null,30755.999088287354,null,0,1,50,100,100,100,100,100,100,100,100,100,100,100,100,100,100,100,100,100,100,100,100,100,100,100,100,100,100,100,100,100]
["Thermal Energy Storage (TES)",7.0830847782337107,1.3878517433237533E-2,null,-1787.6649741562999,50,null,13933.988983968638,null,0,1,50,100,100,100,100,100,100,100,100,100,100,100,100,100,100,100,100,100,100,100,100,100,100,100,100,100,100,100,100,100]
["Base DX Packaged System, EER=10.3, 10 tons",0,0,null,0,15,null,0,null,0,1,50,100,100,100,100,100,100,100,100,100,100,100,100,100,100,100,100,100,100,100,100,100,100,100,100,100,100,100,100,100]
["Aerosole Duct Sealing",1.7233498750510605,0,null,7626.7726260950212,15,null,471.3705554814108,null,0,1,50,100,100,100,100,100,100,100,100,100,100,100,100,100,100,100,100,100,100,100,100,100,100,100,100,100,100,100,100,100]
["DX Coil Cleaning",1.1596890469248011,0,null,3471.1885058036078,5,null,237.77545033117087,null,0,1,50,100,100,100,100,100,100,100,100,100,100,100,100,100,100,100,100,100,100,100,100,100,100,100,100,100,100,100,100,100]
["Optimize Controls",0.20038053875972431,1.3463537738300916E-2,null,3547.1771111355024,5,null,399.99999105930328,null,0,1,50,100,100,100,100,100,100,100,100,100,100,100,100,100,100,100,100,100,100,100,100,100,100,100,100,100,100,100,100,100]
["Ceiling Insulation ",5.6652034692069293,1.8115576647340292,null,8617.0396471977911,20,null,3843.0001735687251,null,0,1,50,100,100,100,100,100,100,100,100,100,100,100,100,100,100,100,100,100,100,100,100,100,100,100,100,100,100,100,100,100]
["DX Tune Up/ Advanced Diagnostics",1.1255527107164316,0,null,3369.011410839269,10,null,1250,null,0,1,50,100,100,100,100,100,100,100,100,100,100,100,100,100,100,100,100,100,100,100,100,100,100,100,100,100,100,100,100,100]
["Roof Insulation",1.8233245924448866,0.63763472829035317,null,3004.406127192754,20,null,1505.5199503898621,null,0,1,50,100,100,100,100,100,100,100,100,100,100,100,100,100,100,100,100,100,100,100,100,100,100,100,100,100,100,100,100,100]
["Window Film (Standard)",0.81326437768750937,-0.32879943138334744,null,3455.8857385097672,10,null,1369.7750210762024,null,0,1,50,100,100,100,100,100,100,100,100,100,100,100,100,100,100,100,100,100,100,100,100,100,100,100,100,100,100,100,100,100]
["Cool Roof - DX",6.9896792213384895,0,null,17346.568960615663,15,null,13606.799912452698,null,0,1,50,100,100,100,100,100,100,100,100,100,100,100,100,100,100,100,100,100,100,100,100,100,100,100,100,100,100,100,100,100]
["DX Packaged System, EER=10.9, 10 tons",0.53650045016704861,0,null,3255.7394177146921,15,null,3171.3002376190184,null,0,1,50,100,100,100,100,100,100,100,100,100,100,100,100,100,100,100,100,100,100,100,100,100,100,100,100,100,100,100,100,100]
["Geothermal Heat Pump, EER=13, 10 tons",1.5292383599186792,4.9312734372387527E-2,null,9280.1443240511289,15,null,25292.150546211979,null,0,1,50,100,100,100,100,100,100,100,100,100,100,100,100,100,100,100,100,100,100,100,100,100,100,100,100,100,100,100,100,100]
["Hybrid Dessicant-DX System (Trane CDQ)",3.1738988508474533,0,null,19260.724931965931,15,null,8679.4329524256045,null,0,1,50,100,100,100,100,100,100,100,100,100,100,100,100,100,100,100,100,100,100,100,100,100,100,100,100,100,100,100,100,100]
["Duct/Pipe Insulation",0.19650869815762914,0,null,869.65925004275152,10,null,30755.999088287354,null,0,1,50,100,100,100,100,100,100,100,100,100,100,100,100,100,100,100,100,100,100,100,100,100,100,100,100,100,100,100,100,100]
["Base Packaged HP System, EER=10.3, 10 tons",0,0,null,0,15,null,0,null,0,1,50,100,100,100,100,100,100,100,100,100,100,100,100,100,100,100,100,100,100,100,100,100,100,100,100,100,100,100,100,100]
["Aerosole Duct Sealing",1.7233566534774465,2.8948017462498688E-2,null,7626.8026243661525,15,null,471.3705554814108,null,0,1,50,100,100,100,100,100,100,100,100,100,100,100,100,100,100,100,100,100,100,100,100,100,100,100,100,100,100,100,100,100]
["Packaged HP System, EER=10.9, 10 tons",1.2425218755492431,0,null,3868.2882057963225,15,null,16801.484103444182,null,0,1,50,100,100,100,100,100,100,100,100,100,100,100,100,100,100,100,100,100,100,100,100,100,100,100,100,100,100,100,100,100]
["Ceiling Insulation ",5.5551224272260153,0.12025105758753628,null,8449.6012297940215,20,null,3843.0001735687251,null,0,1,50,100,100,100,100,100,100,100,100,100,100,100,100,100,100,100,100,100,100,100,100,100,100,100,100,100,100,100,100,100]
["Window Film (Standard)",0.81954474078565287,-2.2721012367342641E-2,null,3482.573514169198,10,null,1304.7499716281891,null,0,1,50,100,100,100,100,100,100,100,100,100,100,100,100,100,100,100,100,100,100,100,100,100,100,100,100,100,100,100,100,100]
["Roof Insulation",1.8010769269240063,4.3191266399309307E-2,null,2967.7472553256034,20,null,1505.5199503898621,null,0,1,50,100,100,100,100,100,100,100,100,100,100,100,100,100,100,100,100,100,100,100,100,100,100,100,100,100,100,100,100,100]
["Cool Roof - DX",6.9441347651329242,0,null,17233.869669419269,15,null,13606.799912452698,null,0,1,50,100,100,100,100,100,100,100,100,100,100,100,100,100,100,100,100,100,100,100,100,100,100,100,100,100,100,100,100,100]
["Geothermal Heat Pump, EER=13, 10 tons",4.9088748895282528,0,null,12165.339705064696,25,null,27816.374078242377,null,0,1,50,100,100,100,100,100,100,100,100,100,100,100,100,100,100,100,100,100,100,100,100,100,100,100,100,100,100,100,100,100]
["Duct/Pipe Insulation",0.23880866117935662,4.0113793509118324E-3,null,1056.8598903360548,10,null,30755.999088287354,null,0,1,50,100,100,100,100,100,100,100,100,100,100,100,100,100,100,100,100,100,100,100,100,100,100,100,100,100,100,100,100,100]
["Base PTAC, EER=8.3, 1 ton",0,0,null,0,15,null,0,null,0,1,50,100,100,100,100,100,100,100,100,100,100,100,100,100,100,100,100,100,100,100,100,100,100,100,100,100,100,100,100,100]
["HE PTAC, EER=9.6, 1 ton",1.8948824001367368,0,null,11499.045937683928,15,null,3653.7703413659488,null,0,1,50,100,100,100,100,100,100,100,100,100,100,100,100,100,100,100,100,100,100,100,100,100,100,100,100,100,100,100,100,100]
["Occupancy Sensor (hotels)",0.63151381151185626,4.2431316365225194E-2,null,11179.186119700395,15,null,6727.0005040403421,null,0,1,50,100,100,100,100,100,100,100,100,100,100,100,100,100,100,100,100,100,100,100,100,100,100,100,100,100,100,100,100,100]
["Base Fan Motor, 15hp, 1800rpm, 91.0%",0,0,null,0,15,null,0,null,{"$f":"+$J$1*H69","v":0},1,50,100,100,100,100,100,100,100,100,100,100,100,100,100,100,100,100,100,100,100,100,100,100,100,100,100,100,100,100,100]
["Air Handler Optimization",6.1293645408083852E-2,5.6201148051848435E-2,null,1766.3303226879036,8,null,299.99999329447746,null,0,1,50,100,100,100,100,100,100,100,100,100,100,100,100,100,100,100,100,100,100,100,100,100,100,100,100,100,100,100,100,100]
["Electronically Commutated Motors (ECM) on an Air Handler Unit",0.31628808219970234,0,null,2348.8106465508963,15,null,691.61255410992771,null,0,1,50,100,100,100,100,100,100,100,100,100,100,100,100,100,100,100,100,100,100,100,100,100,100,100,100,100,100,100,100,100]
["Variable Speed Drive Control",0.17669029919076576,0.16201023120801292,null,5091.7747036838255,15,null,1787.3690482732607,null,0,1,50,100,100,100,100,100,100,100,100,100,100,100,100,100,100,100,100,100,100,100,100,100,100,100,100,100,100,100,100,100]
["High Efficiency Fan Motor, 15hp, 1800rpm, 92.4%",2.6224146557308464E-2,2.4045349781174633E-2,null,188.92866031376744,15,null,85.11281182253623,null,0,1,50,100,100,100,100,100,100,100,100,100,100,100,100,100,100,100,100,100,100,100,100,100,100,100,100,100,100,100,100,100]
["Energy Recovery Ventilation (ERV)",0.65801495424018197,0.74562377205224473,null,876.12657976285925,20,null,3146.1915885819176,null,0,1,50,100,100,100,100,100,100,100,100,100,100,100,100,100,100,100,100,100,100,100,100,100,100,100,100,100,100,100,100,100]
["Demand Control Ventilation (DCV)",1.0155242492932315,2.1929175208003469,null,1839.8401549512266,15,null,23594.000339508057,null,0,1,50,100,100,100,100,100,100,100,100,100,100,100,100,100,100,100,100,100,100,100,100,100,100,100,100,100,100,100,100,100]
["Base Water Heating",0,0,null,0,15,null,0,null,0,1,50,100,100,100,100,100,100,100,100,100,100,100,100,100,100,100,100,100,100,100,100,100,100,100,100,100,100,100,100,100]
["Heat Trap",4.3483763790250256E-2,3.2993958455299337E-2,null,280.88765769975265,10,null,1.7561361122950321,null,0,1,50,100,100,100,100,100,100,100,100,100,100,100,100,100,100,100,100,100,100,100,100,100,100,100,100,100,100,100,100,100]
["Heat Recovery Unit",0.34756363261839412,0.26371912308463552,null,2245.1215386669783,10,null,817.99998879432678,null,0,1,50,100,100,100,100,100,100,100,100,100,100,100,100,100,100,100,100,100,100,100,100,100,100,100,100,100,100,100,100,100]
["High Efficiency Water Heater (electric)",5.0514080108256827E-3,3.832831648471929E-3,null,32.630067882135073,15,null,28.12393934149566,null,0,1,50,100,100,100,100,100,100,100,100,100,100,100,100,100,100,100,100,100,100,100,100,100,100,100,100,100,100,100,100,100]
["Heat Pump Water Heater (air source)",0.17325157639627267,0.13145723404962972,null,1119.1356323587167,15,null,620.60518527818533,null,0,1,50,100,100,100,100,100,100,100,100,100,100,100,100,100,100,100,100,100,100,100,100,100,100,100,100,100,100,100,100,100]
["Hot Water Pipe Insulation",1.6669345802801342E-3,1.2648116330214313E-3,null,10.76772820430484,15,null,46.813693588094203,null,0,1,50,100,100,100,100,100,100,100,100,100,100,100,100,100,100,100,100,100,100,100,100,100,100,100,100,100,100,100,100,100]
["Solar Water Heater",4.4585288021066032E-3,3.3829756499009402E-3,null,28.800306202826985,20,null,854.0768702707652,null,0,1,50,100,100,100,100,100,100,100,100,100,100,100,100,100,100,100,100,100,100,100,100,100,100,100,100,100,100,100,100,100]
["Demand controlled circulating systems",4.0582590496355845E-3,3.0792649672736262E-3,null,26.214724288575741,15,null,329.55166101353137,null,0,1,50,100,100,100,100,100,100,100,100,100,100,100,100,100,100,100,100,100,100,100,100,100,100,100,100,100,100,100,100,100]
["Base Desktop PC ",0,0,null,0,4,null,0,null,0,1,50,100,100,100,100,100,100,100,100,100,100,100,100,100,100,100,100,100,100,100,100,100,100,100,100,100,100,100,100,100]
["PC Network Power Management Enabling",0.36563799982707412,0.70666892439048534,null,4339.5021091422168,4,null,67.127206434855168,null,0,1,50,100,100,100,100,100,100,100,100,100,100,100,100,100,100,100,100,100,100,100,100,100,100,100,100,100,100,100,100,100]
["PC Manual Power Management Enabling",0.19714502365300207,0.38102238246487619,null,2339.7766270292,4,null,134.25441286971034,null,0,1,50,100,100,100,100,100,100,100,100,100,100,100,100,100,100,100,100,100,100,100,100,100,100,100,100,100,100,100,100,100]
["Base Monitor, CRT",0,0,null,0,4,null,0,null,0,1,50,100,100,100,100,100,100,100,100,100,100,100,100,100,100,100,100,100,100,100,100,100,100,100,100,100,100,100,100,100]
["Energy Star or Better Monitor",0.79840778773044097,1.0158497959071902,null,6238.1154452393175,4,null,0,null,0,1,50,100,100,100,100,100,100,100,100,100,100,100,100,100,100,100,100,100,100,100,100,100,100,100,100,100,100,100,100,100]
["Monitor Power Management Enabling",0.32246011390319873,0.62321898150240795,null,3827.053930551438,4,null,127.54169222622481,null,0,1,50,100,100,100,100,100,100,100,100,100,100,100,100,100,100,100,100,100,100,100,100,100,100,100,100,100,100,100,100,100]
["Base Monitor, LCD",0,0,null,0,4,null,0,null,0,1,50,100,100,100,100,100,100,100,100,100,100,100,100,100,100,100,100,100,100,100,100,100,100,100,100,100,100,100,100,100]
["Energy Star or Better Monitor",6.0854682691803476E-5,7.7428123751389078E-5,null,0.4754694804443016,4,null,0,null,0,1,50,100,100,100,100,100,100,100,100,100,100,100,100,100,100,100,100,100,100,100,100,100,100,100,100,100,100,100,100,100]
["Monitor Power Management Enabling",5.6751520142286362E-4,1.0968371918520946E-3,null,6.7354416518784115,4,null,6.7127206434855173,null,0,1,50,100,100,100,100,100,100,100,100,100,100,100,100,100,100,100,100,100,100,100,100,100,100,100,100,100,100,100,100,100]
["Base Copier",0,0,null,0,6,null,0,null,0,1,50,100,100,100,100,100,100,100,100,100,100,100,100,100,100,100,100,100,100,100,100,100,100,100,100,100,100,100,100,100]
["Energy Star or Better Copier",9.0949970837352956E-2,0.11571969954792471,null,710.60982438225949,6,null,0,null,0,1,50,100,100,100,100,100,100,100,100,100,100,100,100,100,100,100,100,100,100,100,100,100,100,100,100,100,100,100,100,100]
["Copier Power Management Enabling",4.8229028734139687E-2,9.321229160008293E-2,null,572.39666558908539,6,null,113.47676076167294,null,0,1,50,100,100,100,100,100,100,100,100,100,100,100,100,100,100,100,100,100,100,100,100,100,100,100,100,100,100,100,100,100]
["Base Laser Printer",0,0,null,0,5,null,0,null,0,1,50,100,100,100,100,100,100,100,100,100,100,100,100,100,100,100,100,100,100,100,100,100,100,100,100,100,100,100,100,100]
["Printer Power Management Enabling",0.2893927690353017,0.55930969132661246,null,3434.6007039561787,5,null,322.43792763887137,null,0,1,50,100,100,100,100,100,100,100,100,100,100,100,100,100,100,100,100,100,100,100,100,100,100,100,100,100,100,100,100,100]
["Base Commercial Ovens",0,0,null,0,10,null,0,null,0,1,50,100,100,100,100,100,100,100,100,100,100,100,100,100,100,100,100,100,100,100,100,100,100,100,100,100,100,100,100,100]
["Convection Oven",8.3718143764027596E-3,2.3424916756146033E-3,null,55.56541602416452,10,null,201366.8762319485,null,0,1,50,100,100,100,100,100,100,100,100,100,100,100,100,100,100,100,100,100,100,100,100,100,100,100,100,100,100,100,100,100]
["Base Commercial Fryers",0,0,null,0,10,null,0,null,0,1,50,100,100,100,100,100,100,100,100,100,100,100,100,100,100,100,100,100,100,100,100,100,100,100,100,100,100,100,100,100]
["Efficient Fryer",1.7033270005077596E-3,4.766026980705075E-4,null,11.305323930160277,10,null,52428.290236391047,null,0,1,50,100,100,100,100,100,100,100,100,100,100,100,100,100,100,100,100,100,100,100,100,100,100,100,100,100,100,100,100,100]
["Base Vending Machines",0,0,null,0,10,null,0,null,0,1,50,100,100,100,100,100,100,100,100,100,100,100,100,100,100,100,100,100,100,100,100,100,100,100,100,100,100,100,100,100]
["Vending Misers (cooled machines only)",0.11234231530397676,0.10602617653780354,null,1426.0532678905877,10,null,174.84808000000001,null,0,1,50,100,100,100,100,100,100,100,100,100,100,100,100,100,100,100,100,100,100,100,100,100,100,100,100,100,100,100,100,100]
["Base Fluorescent Fixture, T12, 34W, EB",0,0,null,0,10,null,0,null,0,1,50,100,100,100,100,100,100,100,100,100,100,100,100,100,100,100,100,100,100,100,100,100,100,100,100,100,100,100,100,100]
["Lighting Control Tuneup",0.54506057742923075,0.23929465579400336,null,2736.8984388119252,6,null,143.99999752640724,null,0,1,50,100,100,100,100,100,100,100,100,100,100,100,100,100,100,100,100,100,100,100,100,100,100,100,100,100,100,100,100,100]
["Premium T8, Elecctronic Ballast",3.3470006563666046,1.469413498560239,null,16806.206962017197,16,null,1263.4991119899069,null,0,1,50,100,100,100,100,100,100,100,100,100,100,100,100,100,100,100,100,100,100,100,100,100,100,100,100,100,100,100,100,100]
["Premium T8, EB, Reflector",4.1276802552435354,1.8121505513475711,null,20726.213038141846,16,null,2684.9356129785524,null,0,1,50,100,100,100,100,100,100,100,100,100,100,100,100,100,100,100,100,100,100,100,100,100,100,100,100,100,100,100,100,100]
["Occupancy Sensor",1.5114174419368587,0.66354847792361671,null,7589.2409183953287,9,null,7107.1825049432273,null,0,1,50,100,100,100,100,100,100,100,100,100,100,100,100,100,100,100,100,100,100,100,100,100,100,100,100,100,100,100,100,100]
["Continuous Dimming",3.6456937802313516,1.600546938076933,null,18306.026942110006,11,null,45470.867389554951,null,0,1,50,100,100,100,100,100,100,100,100,100,100,100,100,100,100,100,100,100,100,100,100,100,100,100,100,100,100,100,100,100]
["Base T8, EB",0,0,null,0,16,null,0,null,0,1,50,100,100,100,100,100,100,100,100,100,100,100,100,100,100,100,100,100,100,100,100,100,100,100,100,100,100,100,100,100]
["Lighting Control Tuneup",0.31341340572084747,0.13759599602107361,null,1573.7345468384899,6,null,143.99999752640724,null,0,1,50,100,100,100,100,100,100,100,100,100,100,100,100,100,100,100,100,100,100,100,100,100,100,100,100,100,100,100,100,100]
["ROB Premium T8, 1EB",0.95910021619769659,0.42106797961696413,null,4815.9048609903812,16,null,762.84628722522041,null,0,1,50,100,100,100,100,100,100,100,100,100,100,100,100,100,100,100,100,100,100,100,100,100,100,100,100,100,100,100,100,100]
["ROB Premium T8, EB, Reflector",2.9457945687798244,1.293274411260346,null,14791.641315136105,16,null,1852.6266975469639,null,0,1,50,100,100,100,100,100,100,100,100,100,100,100,100,100,100,100,100,100,100,100,100,100,100,100,100,100,100,100,100,100]
["Occupancy Sensor",0.92070833605914271,0.40421302417995547,null,4623.1287161628725,9,null,4904.0118464478446,null,0,1,50,100,100,100,100,100,100,100,100,100,100,100,100,100,100,100,100,100,100,100,100,100,100,100,100,100,100,100,100,100]
["Base Incandescent Flood, 75W  to Screw-in CFL",0,0,null,0,1,null,0,null,0,1,50,100,100,100,100,100,100,100,100,100,100,100,100,100,100,100,100,100,100,100,100,100,100,100,100,100,100,100,100,100]
["CFL Screw-in 18W",30.537091303794494,13.406514899603664,null,153335.09884241043,2,null,2894.7450912308868,null,0,1,50,100,100,100,100,100,100,100,100,100,100,100,100,100,100,100,100,100,100,100,100,100,100,100,100,100,100,100,100,100]
["Base Incandescent Flood, 75W to Hardwired CFL ",0,0,null,0,1,null,0,null,0,1,50,100,100,100,100,100,100,100,100,100,100,100,100,100,100,100,100,100,100,100,100,100,100,100,100,100,100,100,100,100]
["CFL Hardwired, Modular 18W",30.537091303794508,13.406514899603671,null,153335.09884241052,5,null,20916.542155849238,null,0,1,50,100,100,100,100,100,100,100,100,100,100,100,100,100,100,100,100,100,100,100,100,100,100,100,100,100,100,100,100,100]
["Base CFL",0,0,null,0,2,null,0,null,0,1,50,100,100,100,100,100,100,100,100,100,100,100,100,100,100,100,100,100,100,100,100,100,100,100,100,100,100,100,100,100]
["Base High Bay Mercury Vapor, 400W",0,0,null,0,6,null,0,null,0,1,50,100,100,100,100,100,100,100,100,100,100,100,100,100,100,100,100,100,100,100,100,100,100,100,100,100,100,100,100,100]
["PSMH, 250W, magnetic ballast",4.0343802524790435,1.7711896142120878,null,20257.728171539209,10,null,603.30246191001515,null,0,1,50,100,100,100,100,100,100,100,100,100,100,100,100,100,100,100,100,100,100,100,100,100,100,100,100,100,100,100,100,100]
["High Bay T5",3.4634209741209676,1.5205248080514779,null,17390.785262305799,10,null,1375.8130586253403,null,0,1,50,100,100,100,100,100,100,100,100,100,100,100,100,100,100,100,100,100,100,100,100,100,100,100,100,100,100,100,100,100]
["Base Exit Sign",0,0,null,0,1,null,0,null,0,1,50,100,100,100,100,100,100,100,100,100,100,100,100,100,100,100,100,100,100,100,100,100,100,100,100,100,100,100,100,100]
["LED Exit Sign",0.38664526710513913,0.30659475385830964,null,2639.604451445457,16,null,447.50218427971777,null,0,1,50,100,100,100,100,100,100,100,100,100,100,100,100,100,100,100,100,100,100,100,100,100,100,100,100,100,100,100,100,100]
["Base Outdoor Mercury Vapor 400W Lamp",0,0,null,0,5,null,0,null,0,1,50,100,100,100,100,100,100,100,100,100,100,100,100,100,100,100,100,100,100,100,100,100,100,100,100,100,100,100,100,100]
["Outdoor Lighting Controls (Photocell/Timeclock)",0.35337008072327297,0.13893347779860704,null,4137.7149542434126,5,null,1753.3483723095844,null,0,1,50,100,100,100,100,100,100,100,100,100,100,100,100,100,100,100,100,100,100,100,100,100,100,100,100,100,100,100,100,100]
["High Pressure Sodium 250W Lamp",0.43506968386916134,0.17105507104892295,null,5094.3598094065283,5,null,9675.8854620047441,null,0,1,50,100,100,100,100,100,100,100,100,100,100,100,100,100,100,100,100,100,100,100,100,100,100,100,100,100,100,100,100,100]
["Base Outdoor HID Lamp",0,0,null,0,5,null,0,null,0,1,50,100,100,100,100,100,100,100,100,100,100,100,100,100,100,100,100,100,100,100,100,100,100,100,100,100,100,100,100,100]
["Outdoor Lighting Controls (Photocell/Timeclock)",0.49873702627389771,1.9608697325292352E-7,null,5839.8595818428757,5,null,7762.6452833677577,null,0,1,50,100,100,100,100,100,100,100,100,100,100,100,100,100,100,100,100,100,100,100,100,100,100,100,100,100,100,100,100,100]
["Base Centrifugal Chiller, 0.58 kW/ton, 500 tons",0,0,null,0,20,null,0,null,0,1,50,100,100,100,100,100,100,100,100,100,100,100,100,100,100,100,100,100,100,100,100,100,100,100,100,100,100,100,100,100]
["Aerosole Duct Sealing",2.3789237148443876,2.8081994549050669E-2,null,11965.116444677778,15,null,726.53501975389759,null,0,1,50,100,100,100,100,100,100,100,100,100,100,100,100,100,100,100,100,100,100,100,100,100,100,100,100,100,100,100,100,100]
["EMS Optimization",0.27940467940804226,1.3192925246245886E-2,null,5621.2134982626321,5,null,299.99999329447746,null,0,1,50,100,100,100,100,100,100,100,100,100,100,100,100,100,100,100,100,100,100,100,100,100,100,100,100,100,100,100,100,100]
["Chiller Tune Up/Diagnostics",2.6342464614151053,4.2063280251844089E-2,null,8961.1164438361429,10,null,1000.0000149011612,null,{"$f":"+$J$1*H133","v":0},1,50,100,100,100,100,100,100,100,100,100,100,100,100,100,100,100,100,100,100,100,100,100,100,100,100,100,100,100,100,100]
["VSD for Chiller Pumps and Towers",2.1533748549144507,2.5419504022106059E-2,null,10830.688149988833,15,null,1555.2736760665691,null,0,1,50,100,100,100,100,100,100,100,100,100,100,100,100,100,100,100,100,100,100,100,100,100,100,100,100,100,100,100,100,100]
["Centrifugal Chiller, 0.51 kW/ton, 500 tons",3.6221487532499923,6.2954446475488712E-3,null,12187.923846640753,20,null,2036.667909134793,null,0,1,50,100,100,100,100,100,100,100,100,100,100,100,100,100,100,100,100,100,100,100,100,100,100,100,100,100,100,100,100,100]
["High Efficiency Chiller Motors",0.58750985702256042,0,null,2812.7376792192927,20,null,721.77288010041423,null,0,1,50,100,100,100,100,100,100,100,100,100,100,100,100,100,100,100,100,100,100,100,100,100,100,100,100,100,100,100,100,100]
["EMS - Chiller ",1.889695724434215,8.9227619535327929E-2,null,9504.4785365654843,10,null,2221.8195372379564,null,0,1,50,100,100,100,100,100,100,100,100,100,100,100,100,100,100,100,100,100,100,100,100,100,100,100,100,100,100,100,100,100]
["Ceiling Insulation ",6.6865741280192097,0.38843837477010451,null,10885.39343349443,20,null,3843.0001735687251,null,0,1,50,100,100,100,100,100,100,100,100,100,100,100,100,100,100,100,100,100,100,100,100,100,100,100,100,100,100,100,100,100]
["Window Film (Standard)",0.95541109606571051,-6.4449607195610409E-2,null,4478.3723098873998,10,null,1304.7499716281891,null,0,1,50,100,100,100,100,100,100,100,100,100,100,100,100,100,100,100,100,100,100,100,100,100,100,100,100,100,100,100,100,100]
["Roof Insulation",1.9152780705975874,3.2948257235315838E-2,null,3692.216471360332,20,null,1505.5199503898621,null,0,1,50,100,100,100,100,100,100,100,100,100,100,100,100,100,100,100,100,100,100,100,100,100,100,100,100,100,100,100,100,100]
["Cool Roof - Chiller",9.2457228501461888,0,null,21328.879815071494,15,null,13606.799912452698,null,0,1,50,100,100,100,100,100,100,100,100,100,100,100,100,100,100,100,100,100,100,100,100,100,100,100,100,100,100,100,100,100]
["Duct/Pipe Insulation",0.29074513476827352,3.432099667079799E-3,null,1462.341718449549,10,null,30755.999088287354,null,0,1,50,100,100,100,100,100,100,100,100,100,100,100,100,100,100,100,100,100,100,100,100,100,100,100,100,100,100,100,100,100]
["Thermal Energy Storage (TES)",16.339689285605779,2.2499258391499872E-2,null,-4686.8014604280015,50,null,13933.988983968638,null,0,1,50,100,100,100,100,100,100,100,100,100,100,100,100,100,100,100,100,100,100,100,100,100,100,100,100,100,100,100,100,100]
["Base DX Packaged System, EER=10.3, 10 tons",0,0,null,0,15,null,0,null,0,1,50,100,100,100,100,100,100,100,100,100,100,100,100,100,100,100,100,100,100,100,100,100,100,100,100,100,100,100,100,100]
["Aerosole Duct Sealing",4.1234577435912216,0,null,20739.484729549036,15,null,726.53501975389759,null,0,1,50,100,100,100,100,100,100,100,100,100,100,100,100,100,100,100,100,100,100,100,100,100,100,100,100,100,100,100,100,100]
["DX Coil Cleaning",2.7747489671875827,0,null,9439.074498756172,5,null,366.48914425067841,null,0,1,50,100,100,100,100,100,100,100,100,100,100,100,100,100,100,100,100,100,100,100,100,100,100,100,100,100,100,100,100,100]
["Optimize Controls",0.47945962935174302,2.2639116359939666E-2,null,9646.0264949536868,5,null,399.99999105930328,null,0,1,50,100,100,100,100,100,100,100,100,100,100,100,100,100,100,100,100,100,100,100,100,100,100,100,100,100,100,100,100,100]
["Ceiling Insulation ",13.553241560379885,3.0456753162989672,null,23429.058096213215,20,null,3843.0001735687251,null,0,1,50,100,100,100,100,100,100,100,100,100,100,100,100,100,100,100,100,100,100,100,100,100,100,100,100,100,100,100,100,100]
["DX Tune Up/ Advanced Diagnostics",2.6930855704050192,0,null,9161.2739138501456,10,null,1250,null,0,1,50,100,100,100,100,100,100,100,100,100,100,100,100,100,100,100,100,100,100,100,100,100,100,100,100,100,100,100,100,100]
["Roof Insulation",4.3621248663444812,1.0720371619350617,null,8168.8667929756439,20,null,1505.5199503898621,null,0,1,50,100,100,100,100,100,100,100,100,100,100,100,100,100,100,100,100,100,100,100,100,100,100,100,100,100,100,100,100,100]
["Window Film (Standard)",1.8613852763446157,-0.52885833877678368,null,8989.4468938026857,10,null,1369.7750210762024,null,0,1,50,100,100,100,100,100,100,100,100,100,100,100,100,100,100,100,100,100,100,100,100,100,100,100,100,100,100,100,100,100]
["Cool Roof - DX",16.092948488275123,0,null,45390.089051053888,15,null,13606.799912452698,null,0,1,50,100,100,100,100,100,100,100,100,100,100,100,100,100,100,100,100,100,100,100,100,100,100,100,100,100,100,100,100,100]
["DX Packaged System, EER=10.9, 10 tons",1.2388370087306886,0,null,8544.0304901348081,15,null,4888.0029819235042,null,0,1,50,100,100,100,100,100,100,100,100,100,100,100,100,100,100,100,100,100,100,100,100,100,100,100,100,100,100,100,100,100]
["Geothermal Heat Pump, EER=13, 10 tons",3.5311666331222327,8.0021352521519415E-2,null,24353.805356570356,15,null,38983.413119522585,null,0,1,50,100,100,100,100,100,100,100,100,100,100,100,100,100,100,100,100,100,100,100,100,100,100,100,100,100,100,100,100,100]
["Hybrid Dessicant-DX System (Trane CDQ)",7.3288622967355872,0,null,50545.812306226362,15,null,13377.823281946279,null,0,1,50,100,100,100,100,100,100,100,100,100,100,100,100,100,100,100,100,100,100,100,100,100,100,100,100,100,100,100,100,100]
["Duct/Pipe Insulation",0.45375435913012518,0,null,2282.2185135210307,10,null,30755.999088287354,null,0,1,50,100,100,100,100,100,100,100,100,100,100,100,100,100,100,100,100,100,100,100,100,100,100,100,100,100,100,100,100,100]
["Base Packaged HP System, EER=10.3, 10 tons",0,0,null,0,15,null,0,null,0,1,50,100,100,100,100,100,100,100,100,100,100,100,100,100,100,100,100,100,100,100,100,100,100,100,100,100,100,100,100,100]
["Aerosole Duct Sealing",4.1234677723969435,4.8675457218354555E-2,null,20739.535170774841,15,null,726.53501975389759,null,0,1,50,100,100,100,100,100,100,100,100,100,100,100,100,100,100,100,100,100,100,100,100,100,100,100,100,100,100,100,100,100]
["Packaged HP System, EER=10.9, 10 tons",2.9729455628178227,0,null,10518.911681699308,15,null,25896.540297311833,null,0,1,50,100,100,100,100,100,100,100,100,100,100,100,100,100,100,100,100,100,100,100,100,100,100,100,100,100,100,100,100,100]
["Ceiling Insulation ",13.290939018381316,0.20218768961169253,null,22975.624025264911,20,null,3843.0001735687251,null,0,1,50,100,100,100,100,100,100,100,100,100,100,100,100,100,100,100,100,100,100,100,100,100,100,100,100,100,100,100,100,100]
["Roof Insulation",4.3332234972011694,7.3026172582891735E-2,null,8114.7437584683494,20,null,1505.5199503898621,null,0,1,50,100,100,100,100,100,100,100,100,100,100,100,100,100,100,100,100,100,100,100,100,100,100,100,100,100,100,100,100,100]
["Window Film (Standard)",1.8493875661144232,-3.603186304711628E-2,null,8931.5046825193876,10,null,1304.7499716281891,null,0,1,50,100,100,100,100,100,100,100,100,100,100,100,100,100,100,100,100,100,100,100,100,100,100,100,100,100,100,100,100,100]
["Cool Roof - DX",15.988001444509587,0,null,45094.950462993424,15,null,13606.799912452698,null,0,1,50,100,100,100,100,100,100,100,100,100,100,100,100,100,100,100,100,100,100,100,100,100,100,100,100,100,100,100,100,100]
["Geothermal Heat Pump, EER=13, 10 tons",11.334730747718977,0,null,31924.386268450413,25,null,42874.060875053176,null,0,1,50,100,100,100,100,100,100,100,100,100,100,100,100,100,100,100,100,100,100,100,100,100,100,100,100,100,100,100,100,100]
["Duct/Pipe Insulation",0.55142792275983732,6.5093284935994764E-3,null,2773.480824751804,10,null,30755.999088287354,null,0,1,50,100,100,100,100,100,100,100,100,100,100,100,100,100,100,100,100,100,100,100,100,100,100,100,100,100,100,100,100,100]
["Base PTAC, EER=8.3, 1 ton",0,0,null,0,15,null,0,null,0,1,50,100,100,100,100,100,100,100,100,100,100,100,100,100,100,100,100,100,100,100,100,100,100,100,100,100,100,100,100,100]
["HE PTAC, EER=9.6, 1 ton",4.5339158253856295,0,null,31269.581695408346,15,null,5631.6460081588684,null,0,1,50,100,100,100,100,100,100,100,100,100,100,100,100,100,100,100,100,100,100,100,100,100,100,100,100,100,100,100,100,100]
["Occupancy Sensor (hotels)",1.5110482526105389,7.1348649859396401E-2,null,30400.080815024601,15,null,10368.491173777127,null,0,1,50,100,100,100,100,100,100,100,100,100,100,100,100,100,100,100,100,100,100,100,100,100,100,100,100,100,100,100,100,100]
["Base Fan Motor, 15hp, 1800rpm, 91.0%",0,0,null,0,15,null,0,null,0,1,50,100,100,100,100,100,100,100,100,100,100,100,100,100,100,100,100,100,100,100,100,100,100,100,100,100,100,100,100,100]
["Separate Makeup Air / Exhaust Hoods AC",1.0289891295425122,0.14945249110281042,null,7789.0325216656638,15,null,49.85649280528559,null,0,1,50,100,100,100,100,100,100,100,100,100,100,100,100,100,100,100,100,100,100,100,100,100,100,100,100,100,100,100,100,100]
["Air Handler Optimization",7.91463676261073E-2,4.598152289021578E-2,null,2396.4242719863905,8,null,299.99999329447746,null,0,1,50,100,100,100,100,100,100,100,100,100,100,100,100,100,100,100,100,100,100,100,100,100,100,100,100,100,100,100,100,100]
["Electronically Commutated Motors (ECM) on an Air Handler Unit",0.40841351581210095,0,null,3186.7025912505919,15,null,1065.9994240605808,null,0,1,50,100,100,100,100,100,100,100,100,100,100,100,100,100,100,100,100,100,100,100,100,100,100,100,100,100,100,100,100,100]
["High Efficiency Fan Motor, 15hp, 1800rpm, 92.4%",3.769905880682338E-2,2.190195441001817E-2,null,285.36666389574532,15,null,182.80714028604717,null,0,1,50,100,100,100,100,100,100,100,100,100,100,100,100,100,100,100,100,100,100,100,100,100,100,100,100,100,100,100,100,100]
["Variable Speed Drive Control",0.18655196446725289,0.10838075936584336,null,5648.4923951026731,15,null,3838.9499460069906,null,0,1,50,100,100,100,100,100,100,100,100,100,100,100,100,100,100,100,100,100,100,100,100,100,100,100,100,100,100,100,100,100]
["Energy Recovery Ventilation (ERV)",0.94563793863859991,0.67894015776398042,null,1322.9158772163751,20,null,4849.3024041890012,null,0,1,50,100,100,100,100,100,100,100,100,100,100,100,100,100,100,100,100,100,100,100,100,100,100,100,100,100,100,100,100,100]
["Demand Control Ventilation (DCV)",1.4592366202227007,1.9965507153108333,null,2777.7410926857301,15,null,23594.000339508057,null,0,1,50,100,100,100,100,100,100,100,100,100,100,100,100,100,100,100,100,100,100,100,100,100,100,100,100,100,100,100,100,100]
["Base Water Heating",0,0,null,0,15,null,0,null,0,1,50,100,100,100,100,100,100,100,100,100,100,100,100,100,100,100,100,100,100,100,100,100,100,100,100,100,100,100,100,100]
["Heat Trap",0.38569281444401188,0.13789218935116149,null,2386.6640543477361,10,null,9.3224884356727493,null,0,1,50,100,100,100,100,100,100,100,100,100,100,100,100,100,100,100,100,100,100,100,100,100,100,100,100,100,100,100,100,100]
["Heat Recovery Unit",3.0828241078090803,1.1021656346466453,null,19076.4909493864,10,null,817.99998879432678,null,0,1,50,100,100,100,100,100,100,100,100,100,100,100,100,100,100,100,100,100,100,100,100,100,100,100,100,100,100,100,100,100]
["High Efficiency Water Heater (electric)",4.4805040947754803E-2,1.6018616263724042E-2,null,277.25323542191035,15,null,149.29657071627253,null,0,1,50,100,100,100,100,100,100,100,100,100,100,100,100,100,100,100,100,100,100,100,100,100,100,100,100,100,100,100,100,100]
["Heat Pump Water Heater (air source)",1.536708964209262,0.54940137730030425,null,9509.1427932334136,15,null,3294.4967205949947,null,0,1,50,100,100,100,100,100,100,100,100,100,100,100,100,100,100,100,100,100,100,100,100,100,100,100,100,100,100,100,100,100]
["Hot Water Pipe Insulation",1.4785397555068153E-2,5.286048282321874E-3,null,91.491921945163767,15,null,248.51155559678892,null,0,1,50,100,100,100,100,100,100,100,100,100,100,100,100,100,100,100,100,100,100,100,100,100,100,100,100,100,100,100,100,100]
["Solar Water Heater",3.9546315526560044E-2,1.4138526372574628E-2,null,244.71228452931317,20,null,4533.88646274654,null,0,1,50,100,100,100,100,100,100,100,100,100,100,100,100,100,100,100,100,100,100,100,100,100,100,100,100,100,100,100,100,100]
["Demand controlled circulating systems",3.5995997789580673E-2,1.2869223270959773E-2,null,222.74294673758743,15,null,1885.6323468454045,null,0,1,50,100,100,100,100,100,100,100,100,100,100,100,100,100,100,100,100,100,100,100,100,100,100,100,100,100,100,100,100,100]
["Base Desktop PC ",0,0,null,0,4,null,0,null,0,1,50,100,100,100,100,100,100,100,100,100,100,100,100,100,100,100,100,100,100,100,100,100,100,100,100,100,100,100,100,100]
["PC Network Power Management Enabling",4.4523204505250866E-2,4.5501003325534098E-2,null,488.81416400240073,4,null,7.5614366729678641,null,0,1,50,100,100,100,100,100,100,100,100,100,100,100,100,100,100,100,100,100,100,100,100,100,100,100,100,100,100,100,100,100]
["PC Manual Power Management Enabling",2.4006149435674803E-2,2.4533361815344764E-2,null,263.5602265765072,4,null,15.122873345935728,null,0,1,50,100,100,100,100,100,100,100,100,100,100,100,100,100,100,100,100,100,100,100,100,100,100,100,100,100,100,100,100,100]
["Base Monitor, CRT",0,0,null,0,4,null,0,null,0,1,50,100,100,100,100,100,100,100,100,100,100,100,100,100,100,100,100,100,100,100,100,100,100,100,100,100,100,100,100,100]
["Energy Star or Better Monitor",9.7221361281123131E-2,6.5408820902771753E-2,null,702.68248546573841,4,null,0,null,0,1,50,100,100,100,100,100,100,100,100,100,100,100,100,100,100,100,100,100,100,100,100,100,100,100,100,100,100,100,100,100]
["Monitor Power Management Enabling",3.9265459304159672E-2,4.0127789862171484E-2,null,431.0900995832298,4,null,14.366729678638942,null,0,1,50,100,100,100,100,100,100,100,100,100,100,100,100,100,100,100,100,100,100,100,100,100,100,100,100,100,100,100,100,100]
["Base Monitor, LCD",0,0,null,0,4,null,0,null,0,1,50,100,100,100,100,100,100,100,100,100,100,100,100,100,100,100,100,100,100,100,100,100,100,100,100,100,100,100,100,100]
["Energy Star or Better Monitor",7.4102173795574326E-6,4.9854638429567913E-6,null,5.3558496790147743E-2,4,null,0,null,0,1,50,100,100,100,100,100,100,100,100,100,100,100,100,100,100,100,100,100,100,100,100,100,100,100,100,100,100,100,100,100]
["Monitor Power Management Enabling",6.9105497075070297E-5,7.0623161274355894E-5,null,0.75869978713542519,4,null,0.7561436672967865,null,0,1,50,100,100,100,100,100,100,100,100,100,100,100,100,100,100,100,100,100,100,100,100,100,100,100,100,100,100,100,100,100]
["Base Copier",0,0,null,0,6,null,0,null,0,1,50,100,100,100,100,100,100,100,100,100,100,100,100,100,100,100,100,100,100,100,100,100,100,100,100,100,100,100,100,100]
["Energy Star or Better Copier",2.2941308081595495E-2,1.5434508340665922E-2,null,165.81186655057422,6,null,0,null,0,1,50,100,100,100,100,100,100,100,100,100,100,100,100,100,100,100,100,100,100,100,100,100,100,100,100,100,100,100,100,100]
["Copier Power Management Enabling",1.2165290486499929E-2,1.24324591869177E-2,null,133.56105799400649,6,null,26.478375992939096,null,0,1,50,100,100,100,100,100,100,100,100,100,100,100,100,100,100,100,100,100,100,100,100,100,100,100,100,100,100,100,100,100]
["Base Laser Printer",0,0,null,0,5,null,0,null,{"$f":"+$J$1*H197","v":0},1,50,100,100,100,100,100,100,100,100,100,100,100,100,100,100,100,100,100,100,100,100,100,100,100,100,100,100,100,100,100]
["Printer Power Management Enabling",5.1262115224520538E-2,5.2387911005591238E-2,null,562.79974177315921,5,null,52.835505459668902,null,0,1,50,100,100,100,100,100,100,100,100,100,100,100,100,100,100,100,100,100,100,100,100,100,100,100,100,100,100,100,100,100]
["Base Commercial Ovens",0,0,null,0,10,null,0,null,0,1,50,100,100,100,100,100,100,100,100,100,100,100,100,100,100,100,100,100,100,100,100,100,100,100,100,100,100,100,100,100]
["Convection Oven",0.52672832630403676,7.6217849266515994E-2,null,3531.1545267387423,10,null,3884163.0601713452,null,0,1,50,100,100,100,100,100,100,100,100,100,100,100,100,100,100,100,100,100,100,100,100,100,100,100,100,100,100,100,100,100]
["Base Commercial Fryers",0,0,null,0,10,null,0,null,0,1,50,100,100,100,100,100,100,100,100,100,100,100,100,100,100,100,100,100,100,100,100,100,100,100,100,100,100,100,100,100]
["Efficient Fryer",0.93458316090738947,0.13523464550480085,null,6265.3884259625374,10,null,6366351.356067935,null,0,1,50,100,100,100,100,100,100,100,100,100,100,100,100,100,100,100,100,100,100,100,100,100,100,100,100,100,100,100,100,100]
["Base Vending Machines",0,0,null,0,10,null,0,null,0,1,50,100,100,100,100,100,100,100,100,100,100,100,100,100,100,100,100,100,100,100,100,100,100,100,100,100,100,100,100,100]
["Vending Misers (cooled machines only)",0.14478594917998894,0.17470135415864041,null,1875.9820587889963,10,null,234.707515,null,0,1,50,100,100,100,100,100,100,100,100,100,100,100,100,100,100,100,100,100,100,100,100,100,100,100,100,100,100,100,100,100]
["Base Fluorescent Fixture, T12, 34W, EB",0,0,null,0,12,null,0,null,0,1,50,100,100,100,100,100,100,100,100,100,100,100,100,100,100,100,100,100,100,100,100,100,100,100,100,100,100,100,100,100]
["Lighting Control Tuneup",0.64859604556423489,0.23185237786952401,null,2888.1322115963399,6,null,143.99999752640724,null,0,1,50,100,100,100,100,100,100,100,100,100,100,100,100,100,100,100,100,100,100,100,100,100,100,100,100,100,100,100,100,100]
["Premium T8, Elecctronic Ballast",3.9672320025127288,1.4181587748387747,null,17665.680535201642,18,null,1506.0616934638801,null,0,1,50,100,100,100,100,100,100,100,100,100,100,100,100,100,100,100,100,100,100,100,100,100,100,100,100,100,100,100,100,100]
["Premium T8, EB, Reflector",4.8925661321046707,1.7489361820353944,null,21786.099283421212,18,null,3200.3810986107451,null,0,1,50,100,100,100,100,100,100,100,100,100,100,100,100,100,100,100,100,100,100,100,100,100,100,100,100,100,100,100,100,100]
["Occupancy Sensor",1.7914913501772443,0.64040095882783488,null,7977.3287404828843,10,null,8471.5970257343251,null,0,1,50,100,100,100,100,100,100,100,100,100,100,100,100,100,100,100,100,100,100,100,100,100,100,100,100,100,100,100,100,100]
["Continuous Dimming",4.3212593219266191,1.5447122381203435,null,19242.128174648591,13,null,54200.221348894549,null,0,1,50,100,100,100,100,100,100,100,100,100,100,100,100,100,100,100,100,100,100,100,100,100,100,100,100,100,100,100,100,100]
["Base T8, EB",0,0,null,0,18,null,0,null,0,1,50,100,100,100,100,100,100,100,100,100,100,100,100,100,100,100,100,100,100,100,100,100,100,100,100,100,100,100,100,100]
["Lighting Control Tuneup",0.37294697873054872,0.13331663741907432,null,1660.69495775635,6,null,143.99999752640724,null,0,1,50,100,100,100,100,100,100,100,100,100,100,100,100,100,100,100,100,100,100,100,100,100,100,100,100,100,100,100,100,100]
["ROB Premium T8, 1EB",1.1368306072653724,0.4063806452906098,null,5062.1910485369744,18,null,909.29511567415034,null,0,1,50,100,100,100,100,100,100,100,100,100,100,100,100,100,100,100,100,100,100,100,100,100,100,100,100,100,100,100,100,100]
["ROB Premium T8, EB, Reflector",3.491672368292996,1.2481613893063241,null,15548.06186096173,18,null,2208.2881380657936,null,0,1,50,100,100,100,100,100,100,100,100,100,100,100,100,100,100,100,100,100,100,100,100,100,100,100,100,100,100,100,100,100]
["Occupancy Sensor",1.0913213665598711,0.39011254476059815,null,4859.543029163824,10,null,5845.4686007623959,null,0,1,50,100,100,100,100,100,100,100,100,100,100,100,100,100,100,100,100,100,100,100,100,100,100,100,100,100,100,100,100,100]
["Base Incandescent Flood, 75W  to Screw-in CFL",0,0,null,0,1,null,0,null,0,1,50,100,100,100,100,100,100,100,100,100,100,100,100,100,100,100,100,100,100,100,100,100,100,100,100,100,100,100,100,100]
["CFL Screw-in 18W",36.337739280112764,12.989581598771196,null,161808.256509158,2,null,3450.4691399262888,null,0,1,50,100,100,100,100,100,100,100,100,100,100,100,100,100,100,100,100,100,100,100,100,100,100,100,100,100,100,100,100,100]
["Base Incandescent Flood, 75W to Hardwired CFL ",0,0,null,0,1,null,0,null,0,1,50,100,100,100,100,100,100,100,100,100,100,100,100,100,100,100,100,100,100,100,100,100,100,100,100,100,100,100,100,100]
["CFL Hardwired, Modular 18W",36.337739280112764,12.989581598771196,null,161808.256509158,5,null,24932.034064538846,null,0,1,50,100,100,100,100,100,100,100,100,100,100,100,100,100,100,100,100,100,100,100,100,100,100,100,100,100,100,100,100,100]
["Base CFL",0,0,null,0,2,null,0,null,0,1,50,100,100,100,100,100,100,100,100,100,100,100,100,100,100,100,100,100,100,100,100,100,100,100,100,100,100,100,100,100]
["Base High Bay Mercury Vapor, 400W",0,0,null,0,6,null,0,null,0,1,50,100,100,100,100,100,100,100,100,100,100,100,100,100,100,100,100,100,100,100,100,100,100,100,100,100,100,100,100,100]
["PSMH, 250W, magnetic ballast",4.8007188642607685,1.7161037162871604,null,21377.112742998626,12,null,719.12256908842505,null,0,1,50,100,100,100,100,100,100,100,100,100,100,100,100,100,100,100,100,100,100,100,100,100,100,100,100,100,100,100,100,100]
["High Bay T5",4.1212839454430981,1.4732274258552247,null,18351.658165930407,12,null,1639.937317961133,null,0,1,50,100,100,100,100,100,100,100,100,100,100,100,100,100,100,100,100,100,100,100,100,100,100,100,100,100,100,100,100,100]
["Base Exit Sign",0,0,null,0,1,null,0,null,0,1,50,100,100,100,100,100,100,100,100,100,100,100,100,100,100,100,100,100,100,100,100,100,100,100,100,100,100,100,100,100]
["LED Exit Sign",0.14006976621992184,9.0436855836148133E-2,null,848.00696915341223,16,null,129.32572520466422,null,0,1,50,100,100,100,100,100,100,100,100,100,100,100,100,100,100,100,100,100,100,100,100,100,100,100,100,100,100,100,100,100]
["Base Outdoor Mercury Vapor 400W Lamp",0,0,null,0,5,null,0,null,0,1,50,100,100,100,100,100,100,100,100,100,100,100,100,100,100,100,100,100,100,100,100,100,100,100,100,100,100,100,100,100]
["Outdoor Lighting Controls (Photocell/Timeclock)",7.9419841300180885E-2,2.3178732805816105E-2,null,902.00611683553257,5,null,129.98901808915932,null,0,1,50,100,100,100,100,100,100,100,100,100,100,100,100,100,100,100,100,100,100,100,100,100,100,100,100,100,100,100,100,100]
["High Pressure Sodium 250W Lamp",9.7781807317989869E-2,2.8537684638867685E-2,null,1110.5510521318486,5,null,717.34680352906435,null,0,1,50,100,100,100,100,100,100,100,100,100,100,100,100,100,100,100,100,100,100,100,100,100,100,100,100,100,100,100,100,100]
["Base Outdoor HID Lamp",0,0,null,0,5,null,0,null,0,1,50,100,100,100,100,100,100,100,100,100,100,100,100,100,100,100,100,100,100,100,100,100,100,100,100,100,100,100,100,100]
["Outdoor Lighting Controls (Photocell/Timeclock)",0.34162532561665887,9.9703575486122569E-8,null,3879.9892863983223,5,null,1666.6072875108898,null,0,1,50,100,100,100,100,100,100,100,100,100,100,100,100,100,100,100,100,100,100,100,100,100,100,100,100,100,100,100,100,100]
["Base Centrifugal Chiller, 0.58 kW/ton, 500 tons",0,0,null,0,20,null,0,null,0,1,50,100,100,100,100,100,100,100,100,100,100,100,100,100,100,100,100,100,100,100,100,100,100,100,100,100,100,100,100,100]
["Aerosole Duct Sealing",1.088834603022282,1.3653165130518322E-2,null,4529.3715274088072,15,null,309.33641686171234,null,0,1,50,100,100,100,100,100,100,100,100,100,100,100,100,100,100,100,100,100,100,100,100,100,100,100,100,100,100,100,100,100]
["VSD for Chiller Pumps and Towers",1.0373432584858742,1.3007502485524661E-2,null,4315.1760663132072,15,null,662.18802000314042,null,0,1,50,100,100,100,100,100,100,100,100,100,100,100,100,100,100,100,100,100,100,100,100,100,100,100,100,100,100,100,100,100]
["Centrifugal Chiller, 0.51 kW/ton, 500 tons",1.7449302178199502,3.2215300386941518E-3,null,4856.0274316110481,20,null,867.15097857554099,null,0,1,50,100,100,100,100,100,100,100,100,100,100,100,100,100,100,100,100,100,100,100,100,100,100,100,100,100,100,100,100,100]
["High Efficiency Chiller Motors",0.28302042504932629,0,null,1120.6538050425643,20,null,307.30884327344592,null,0,1,50,100,100,100,100,100,100,100,100,100,100,100,100,100,100,100,100,100,100,100,100,100,100,100,100,100,100,100,100,100]
["EMS - Chiller ",0.91032140941023887,4.5658977001743296E-2,null,3786.7862218271316,10,null,945.98288571877197,null,0,1,50,100,100,100,100,100,100,100,100,100,100,100,100,100,100,100,100,100,100,100,100,100,100,100,100,100,100,100,100,100]
["EMS Optimization",0.10501668804118733,5.2673204150809573E-3,null,1747.4080834545002,5,null,299.99999329447746,null,0,1,50,100,100,100,100,100,100,100,100,100,100,100,100,100,100,100,100,100,100,100,100,100,100,100,100,100,100,100,100,100]
["Chiller Tune Up/Diagnostics",0.99015803283564296,1.6794815645719458E-2,null,2785.7994489411776,10,null,1000.0000149011612,null,0,1,50,100,100,100,100,100,100,100,100,100,100,100,100,100,100,100,100,100,100,100,100,100,100,100,100,100,100,100,100,100]
["Ceiling Insulation ",3.0607523267249643,0.18887333406800949,null,4121.0536915792854,20,null,3843.0001735687251,null,0,1,50,100,100,100,100,100,100,100,100,100,100,100,100,100,100,100,100,100,100,100,100,100,100,100,100,100,100,100,100,100]
["Window Film (Standard)",0.43797453771568123,-3.138360655063422E-2,null,1697.9245804285538,10,null,1304.7499716281891,null,0,1,50,100,100,100,100,100,100,100,100,100,100,100,100,100,100,100,100,100,100,100,100,100,100,100,100,100,100,100,100,100]
["Roof Insulation",0.88939343255446768,1.6252438214764478E-2,null,1418.0412196182201,20,null,1505.5199503898621,null,0,1,50,100,100,100,100,100,100,100,100,100,100,100,100,100,100,100,100,100,100,100,100,100,100,100,100,100,100,100,100,100]
["Cool Roof - Chiller",4.1538377965062692,0,null,7925.311255742281,15,null,13606.799912452698,null,0,1,50,100,100,100,100,100,100,100,100,100,100,100,100,100,100,100,100,100,100,100,100,100,100,100,100,100,100,100,100,100]
["Duct/Pipe Insulation",0.13297187263435911,1.6673670452352464E-3,null,553.14095656452184,10,null,30755.999088287354,null,0,1,50,100,100,100,100,100,100,100,100,100,100,100,100,100,100,100,100,100,100,100,100,100,100,100,100,100,100,100,100,100]
["Thermal Energy Storage (TES)",7.4672146354888005,1.0922122370082193E-2,null,-1771.45863309998,50,null,5932.666847017882,null,0,1,50,100,100,100,100,100,100,100,100,100,100,100,100,100,100,100,100,100,100,100,100,100,100,100,100,100,100,100,100,100]
["Base DX Packaged System, EER=10.3, 10 tons",0,0,null,0,15,null,0,null,0,1,50,100,100,100,100,100,100,100,100,100,100,100,100,100,100,100,100,100,100,100,100,100,100,100,100,100,100,100,100,100]
["Aerosole Duct Sealing",1.8873074164708585,0,null,7850.8861234782498,15,null,309.33641686171234,null,0,1,50,100,100,100,100,100,100,100,100,100,100,100,100,100,100,100,100,100,100,100,100,100,100,100,100,100,100,100,100,100]
["DX Coil Cleaning",1.2700292607394172,0,null,3573.2142722456929,5,null,156.03988193111718,null,0,1,50,100,100,100,100,100,100,100,100,100,100,100,100,100,100,100,100,100,100,100,100,100,100,100,100,100,100,100,100,100]
["Optimize Controls",0.21944179662109486,1.1006538835151677E-2,null,3651.3660487282714,5,null,399.99999105930328,null,0,1,50,100,100,100,100,100,100,100,100,100,100,100,100,100,100,100,100,100,100,100,100,100,100,100,100,100,100,100,100,100]
["Ceiling Insulation ",6.2040807917588365,1.4809550025869136,null,8870.1040183804562,20,null,3843.0001735687251,null,0,1,50,100,100,100,100,100,100,100,100,100,100,100,100,100,100,100,100,100,100,100,100,100,100,100,100,100,100,100,100,100]
["DX Tune Up/ Advanced Diagnostics",1.2326456402693964,0,null,3468.0358402669503,10,null,1250,null,0,1,50,100,100,100,100,100,100,100,100,100,100,100,100,100,100,100,100,100,100,100,100,100,100,100,100,100,100,100,100,100]
["Roof Insulation",1.9967544226653327,0.52126719695473334,null,3092.6302086432856,20,null,1505.5199503898621,null,0,1,50,100,100,100,100,100,100,100,100,100,100,100,100,100,100,100,100,100,100,100,100,100,100,100,100,100,100,100,100,100]
["Window Film (Standard)",0.85321824774178023,-0.25750591593228261,null,3407.975387055053,10,null,1369.7750210762024,null,0,1,50,100,100,100,100,100,100,100,100,100,100,100,100,100,100,100,100,100,100,100,100,100,100,100,100,100,100,100,100,100]
["DX Packaged System, EER=10.9, 10 tons",0.61750794591133085,0,null,3522.3360412852767,15,null,2081.1623485812984,null,0,1,50,100,100,100,100,100,100,100,100,100,100,100,100,100,100,100,100,100,100,100,100,100,100,100,100,100,100,100,100,100]
["Cool Roof - DX",7.0455610044931305,0,null,16435.412587153165,15,null,13606.799912452698,null,0,1,50,100,100,100,100,100,100,100,100,100,100,100,100,100,100,100,100,100,100,100,100,100,100,100,100,100,100,100,100,100]
["Geothermal Heat Pump, EER=13, 10 tons",1.6139627132716123,3.8851265203799043E-2,null,9206.2281495945099,15,null,16597.946421795026,null,0,1,50,100,100,100,100,100,100,100,100,100,100,100,100,100,100,100,100,100,100,100,100,100,100,100,100,100,100,100,100,100]
["Hybrid Dessicant-DX System (Trane CDQ)",3.3497464960719818,0,null,19107.337630887178,15,null,5695.8684811204575,null,0,1,50,100,100,100,100,100,100,100,100,100,100,100,100,100,100,100,100,100,100,100,100,100,100,100,100,100,100,100,100,100]
["Duct/Pipe Insulation",0.20739697507443886,0,null,862.7370503889598,10,null,30755.999088287354,null,0,1,50,100,100,100,100,100,100,100,100,100,100,100,100,100,100,100,100,100,100,100,100,100,100,100,100,100,100,100,100,100]
["Base Packaged HP System, EER=10.3, 10 tons",0,0,null,0,15,null,0,null,0,1,50,100,100,100,100,100,100,100,100,100,100,100,100,100,100,100,100,100,100,100,100,100,100,100,100,100,100,100,100,100]
["Aerosole Duct Sealing",1.8873133119052894,2.3665486226231769E-2,null,7850.9106475086019,15,null,309.33641686171234,null,0,1,50,100,100,100,100,100,100,100,100,100,100,100,100,100,100,100,100,100,100,100,100,100,100,100,100,100,100,100,100,100]
["Packaged HP System, EER=10.9, 10 tons",1.3848749781350977,0,null,4052.6027790206062,15,null,11025.955758332058,null,0,1,50,100,100,100,100,100,100,100,100,100,100,100,100,100,100,100,100,100,100,100,100,100,100,100,100,100,100,100,100,100]
["Ceiling Insulation ",6.1916812453764418,0.10005334859016156,null,8852.3761276768637,20,null,3843.0001735687251,null,{"$f":"+$J$1*H261","v":0},1,50,100,100,100,100,100,100,100,100,100,100,100,100,100,100,100,100,100,100,100,100,100,100,100,100,100,100,100,100,100]
["Roof Insulation",2.0186330751156638,3.6136728116745648E-2,null,3126.5164896622546,20,null,1505.5199503898621,null,0,1,50,100,100,100,100,100,100,100,100,100,100,100,100,100,100,100,100,100,100,100,100,100,100,100,100,100,100,100,100,100]
["Window Film (Standard)",0.86276781587843232,-1.7855693169951694E-2,null,3446.1188436124421,10,null,1304.7499716281891,null,0,1,50,100,100,100,100,100,100,100,100,100,100,100,100,100,100,100,100,100,100,100,100,100,100,100,100,100,100,100,100,100]
["Cool Roof - DX",7.3057205491950041,0,null,17042.621898655132,15,null,13606.799912452698,null,0,1,50,100,100,100,100,100,100,100,100,100,100,100,100,100,100,100,100,100,100,100,100,100,100,100,100,100,100,100,100,100]
["Geothermal Heat Pump, EER=13, 10 tons",5.2727906228187544,0,null,12282.633487328098,25,null,18254.465382676732,null,0,1,50,100,100,100,100,100,100,100,100,100,100,100,100,100,100,100,100,100,100,100,100,100,100,100,100,100,100,100,100,100]
["Duct/Pipe Insulation",0.25650902080714366,3.2164297578590301E-3,null,1067.0350227137426,10,null,30755.999088287354,null,0,1,50,100,100,100,100,100,100,100,100,100,100,100,100,100,100,100,100,100,100,100,100,100,100,100,100,100,100,100,100,100]
["Base PTAC, EER=8.3, 1 ton",0,0,null,0,15,null,0,null,0,1,50,100,100,100,100,100,100,100,100,100,100,100,100,100,100,100,100,100,100,100,100,100,100,100,100,100,100,100,100,100]
["HE PTAC, EER=9.6, 1 ton",2.0751510027329312,0,null,11836.898968560085,15,null,2397.7828319790142,null,0,1,50,100,100,100,100,100,100,100,100,100,100,100,100,100,100,100,100,100,100,100,100,100,100,100,100,100,100,100,100,100]
["Occupancy Sensor (hotels)",0.691587198949286,3.4687928554798145E-2,null,11507.552603293609,15,null,4414.5868000209366,null,0,1,50,100,100,100,100,100,100,100,100,100,100,100,100,100,100,100,100,100,100,100,100,100,100,100,100,100,100,100,100,100]
["Base Fan Motor, 15hp, 1800rpm, 91.0%",0,0,null,0,15,null,0,null,0,1,50,100,100,100,100,100,100,100,100,100,100,100,100,100,100,100,100,100,100,100,100,100,100,100,100,100,100,100,100,100]
["Electronically Commutated Motors (ECM) on an Air Handler Unit",0.29140899212582061,0,null,2170.0157818187658,15,null,453.86999008973794,null,0,1,50,100,100,100,100,100,100,100,100,100,100,100,100,100,100,100,100,100,100,100,100,100,100,100,100,100,100,100,100,100]
["Air Handler Optimization",4.5514194401089392E-2,3.6545559797287623E-2,null,1315.2190714691492,8,null,299.99999329447746,null,0,1,50,100,100,100,100,100,100,100,100,100,100,100,100,100,100,100,100,100,100,100,100,100,100,100,100,100,100,100,100,100]
["Variable Speed Drive Control",0.1356201848623115,0.10889604091259443,null,3919.0027628570833,15,null,1760.7668816595046,null,0,1,50,100,100,100,100,100,100,100,100,100,100,100,100,100,100,100,100,100,100,100,100,100,100,100,100,100,100,100,100,100]
["High Efficiency Fan Motor, 15hp, 1800rpm, 92.4%",2.4201802307510595E-2,1.9432803877334853E-2,null,174.83925826665913,15,null,83.846041983785938,null,0,1,50,100,100,100,100,100,100,100,100,100,100,100,100,100,100,100,100,100,100,100,100,100,100,100,100,100,100,100,100,100]
["Energy Recovery Ventilation (ERV)",0.60721275103728467,0.60253584445535835,null,810.71225860790184,20,null,2064.6848248262504,null,0,1,50,100,100,100,100,100,100,100,100,100,100,100,100,100,100,100,100,100,100,100,100,100,100,100,100,100,100,100,100,100]
["Demand Control Ventilation (DCV)",0.93708087436932197,1.7720137857535145,null,1702.4000906476219,15,null,23594.000339508057,null,0,1,50,100,100,100,100,100,100,100,100,100,100,100,100,100,100,100,100,100,100,100,100,100,100,100,100,100,100,100,100,100]
["Base Water Heating",0,0,null,0,15,null,0,null,0,1,50,100,100,100,100,100,100,100,100,100,100,100,100,100,100,100,100,100,100,100,100,100,100,100,100,100,100,100,100,100]
["Heat Trap",1.943999206585818E-2,8.0802115662740211E-3,null,115.93382824339361,10,null,0.75026489890586245,null,0,1,50,100,100,100,100,100,100,100,100,100,100,100,100,100,100,100,100,100,100,100,100,100,100,100,100,100,100,100,100,100]
["High Efficiency Water Heater (electric)",4.0081064806120458E-3,1.6659651009003444E-3,null,23.903051335118779,15,null,12.015244353301567,null,0,1,50,100,100,100,100,100,100,100,100,100,100,100,100,100,100,100,100,100,100,100,100,100,100,100,100,100,100,100,100,100]
["Heat Pump Water Heater (air source)",0.13746875413661977,5.7138738195619689E-2,null,819.8192096435215,15,null,265.13792600317964,null,0,1,50,100,100,100,100,100,100,100,100,100,100,100,100,100,100,100,100,100,100,100,100,100,100,100,100,100,100,100,100,100]
["Hot Water Pipe Insulation",1.3226513510049033E-3,5.4975859600825329E-4,null,7.8878650790501634,15,null,19.99997086864807,null,0,1,50,100,100,100,100,100,100,100,100,100,100,100,100,100,100,100,100,100,100,100,100,100,100,100,100,100,100,100,100,100]
["Solar Water Heater",3.5376788121456292E-3,1.4704323519691602E-3,null,21.097572797259197,20,null,364.88281987101402,null,0,1,50,100,100,100,100,100,100,100,100,100,100,100,100,100,100,100,100,100,100,100,100,100,100,100,100,100,100,100,100,100]
["Heat Recovery Unit",4.9133606376878122E-2,2.0422330070620817E-2,null,293.01694483094104,10,null,817.99998879432678,null,0,1,50,100,100,100,100,100,100,100,100,100,100,100,100,100,100,100,100,100,100,100,100,100,100,100,100,100,100,100,100,100]
["Demand controlled circulating systems",1.8142985517321771E-3,7.5411122045297902E-4,null,10.819890047597641,15,null,78.695172478265576,null,0,1,50,100,100,100,100,100,100,100,100,100,100,100,100,100,100,100,100,100,100,100,100,100,100,100,100,100,100,100,100,100]
["Base Desktop PC ",0,0,null,0,4,null,0,null,0,1,50,100,100,100,100,100,100,100,100,100,100,100,100,100,100,100,100,100,100,100,100,100,100,100,100,100,100,100,100,100]
["PC Network Power Management Enabling",5.1741202913371129E-2,6.649716167329757E-2,null,536.53100800974175,4,null,8.2995933838956972,null,0,1,50,100,100,100,100,100,100,100,100,100,100,100,100,100,100,100,100,100,100,100,100,100,100,100,100,100,100,100,100,100]
["PC Manual Power Management Enabling",2.7898050275110432E-2,3.5854233281352475E-2,null,289.28915821057058,4,null,16.599186767791394,null,0,1,50,100,100,100,100,100,100,100,100,100,100,100,100,100,100,100,100,100,100,100,100,100,100,100,100,100,100,100,100,100]
["Base Monitor, CRT",0,0,null,0,4,null,0,null,0,1,50,100,100,100,100,100,100,100,100,100,100,100,100,100,100,100,100,100,100,100,100,100,100,100,100,100,100,100,100,100]
["Energy Star or Better Monitor",0.11298304089593358,9.5591639596256897E-2,null,771.27921642524325,4,null,0,null,0,1,50,100,100,100,100,100,100,100,100,100,100,100,100,100,100,100,100,100,100,100,100,100,100,100,100,100,100,100,100,100]
["Monitor Power Management Enabling",4.563105054683244E-2,5.8644468521836149E-2,null,473.17171167098337,4,null,15.769227429401823,null,0,1,50,100,100,100,100,100,100,100,100,100,100,100,100,100,100,100,100,100,100,100,100,100,100,100,100,100,100,100,100,100]
["Base Monitor, LCD",0,0,null,0,4,null,0,null,0,1,50,100,100,100,100,100,100,100,100,100,100,100,100,100,100,100,100,100,100,100,100,100,100,100,100,100,100,100,100,100]
["Energy Star or Better Monitor",8.6115734119060475E-6,7.2859998759093355E-6,null,5.8786943072643108E-2,4,null,0,null,0,1,50,100,100,100,100,100,100,100,100,100,100,100,100,100,100,100,100,100,100,100,100,100,100,100,100,100,100,100,100,100]
["Monitor Power Management Enabling",8.0308720480699723E-5,1.0321178613728548E-4,null,0.83276221512715254,4,null,0.82995933838956981,null,0,1,50,100,100,100,100,100,100,100,100,100,100,100,100,100,100,100,100,100,100,100,100,100,100,100,100,100,100,100,100,100]
["Base Copier",0,0,null,0,6,null,0,null,0,1,50,100,100,100,100,100,100,100,100,100,100,100,100,100,100,100,100,100,100,100,100,100,100,100,100,100,100,100,100,100]
["Energy Star or Better Copier",2.209845641074094E-2,1.8696856307796283E-2,null,150.85520808722634,6,null,0,null,0,1,50,100,100,100,100,100,100,100,100,100,100,100,100,100,100,100,100,100,100,100,100,100,100,100,100,100,100,100,100,100]
["Copier Power Management Enabling",1.1718309207575484E-2,1.5060227788257823E-2,null,121.51314421191287,6,null,24.089958009343672,null,0,1,50,100,100,100,100,100,100,100,100,100,100,100,100,100,100,100,100,100,100,100,100,100,100,100,100,100,100,100,100,100]
["Base Laser Printer",0,0,null,0,5,null,0,null,0,1,50,100,100,100,100,100,100,100,100,100,100,100,100,100,100,100,100,100,100,100,100,100,100,100,100,100,100,100,100,100]
["Printer Power Management Enabling",7.8217985254834421E-2,0.10052479877514019,null,811.08231178023789,5,null,76.144501530633477,null,0,1,50,100,100,100,100,100,100,100,100,100,100,100,100,100,100,100,100,100,100,100,100,100,100,100,100,100,100,100,100,100]
["Base Commercial Ovens",0,0,null,0,10,null,0,null,0,1,50,100,100,100,100,100,100,100,100,100,100,100,100,100,100,100,100,100,100,100,100,100,100,100,100,100,100,100,100,100]
["Convection Oven",6.3120953782996999E-3,1.2766845157110779E-3,null,45.761680117213601,10,null,96057.164313021683,null,0,1,50,100,100,100,100,100,100,100,100,100,100,100,100,100,100,100,100,100,100,100,100,100,100,100,100,100,100,100,100,100]
["Base Commercial Fryers",0,0,null,0,10,null,0,null,0,1,50,100,100,100,100,100,100,100,100,100,100,100,100,100,100,100,100,100,100,100,100,100,100,100,100,100,100,100,100,100]
["Efficient Fryer",3.5619369367079143E-3,7.2043742378609366E-4,null,25.823472068513471,10,null,90534.189327615575,null,0,1,50,100,100,100,100,100,100,100,100,100,100,100,100,100,100,100,100,100,100,100,100,100,100,100,100,100,100,100,100,100]
["Base Vending Machines",0,0,null,0,10,null,0,null,0,1,50,100,100,100,100,100,100,100,100,100,100,100,100,100,100,100,100,100,100,100,100,100,100,100,100,100,100,100,100,100]
["Vending Misers (cooled machines only)",1.7040617532547014E-2,2.1155815357624647E-2,null,219.43327772338355,10,null,26.05395,null,0,1,50,100,100,100,100,100,100,100,100,100,100,100,100,100,100,100,100,100,100,100,100,100,100,100,100,100,100,100,100,100]
["Base Fluorescent Fixture, T12, 34W, EB",0,0,null,0,6,null,0,null,0,1,50,100,100,100,100,100,100,100,100,100,100,100,100,100,100,100,100,100,100,100,100,100,100,100,100,100,100,100,100,100]
["Lighting Control Tuneup",1.1744002720171363,0.62574468863878141,null,6813.421840193073,6,null,143.99999752640724,null,0,1,50,100,100,100,100,100,100,100,100,100,100,100,100,100,100,100,100,100,100,100,100,100,100,100,100,100,100,100,100,100]
["Premium T8, Elecctronic Ballast",7.1975073652458512,3.8349803832260894,null,41757.188793124718,10,null,1963.6515324300601,null,0,1,50,100,100,100,100,100,100,100,100,100,100,100,100,100,100,100,100,100,100,100,100,100,100,100,100,100,100,100,100,100]
["Premium T8, EB, Reflector",8.876330113726322,4.7294917717693359,null,51497.077187958886,10,null,4172.7595064138777,null,0,1,50,100,100,100,100,100,100,100,100,100,100,100,100,100,100,100,100,100,100,100,100,100,100,100,100,100,100,100,100,100]
["Occupancy Sensor",3.2502156433090108,1.7317819351642809,null,18856.509809404801,6,null,11045.539869919088,null,0,1,50,100,100,100,100,100,100,100,100,100,100,100,100,100,100,100,100,100,100,100,100,100,100,100,100,100,100,100,100,100]
["Continuous Dimming",7.8398557002119347,4.177236825461593,null,45483.848500851454,7,null,70667.986691182479,null,0,1,50,100,100,100,100,100,100,100,100,100,100,100,100,100,100,100,100,100,100,100,100,100,100,100,100,100,100,100,100,100]
["Base T8, EB",0,0,null,0,10,null,0,null,0,1,50,100,100,100,100,100,100,100,100,100,100,100,100,100,100,100,100,100,100,100,100,100,100,100,100,100,100,100,100,100]
["Lighting Control Tuneup",0.67528785638541022,0.35980729867309919,null,3917.76223042835,6,null,143.99999752640724,null,0,1,50,100,100,100,100,100,100,100,100,100,100,100,100,100,100,100,100,100,100,100,100,100,100,100,100,100,100,100,100,100]
["ROB Premium T8, 1EB",2.0624828201162302,1.0989333882559205,null,11965.73759938458,10,null,1185.5681311554035,null,0,1,50,100,100,100,100,100,100,100,100,100,100,100,100,100,100,100,100,100,100,100,100,100,100,100,100,100,100,100,100,100]
["ROB Premium T8, EB, Reflector",6.3347503512275312,3.3752856505430411,null,36751.802110102559,10,null,2879.236889948837,null,0,1,50,100,100,100,100,100,100,100,100,100,100,100,100,100,100,100,100,100,100,100,100,100,100,100,100,100,100,100,100,100]
["Occupancy Sensor",1.979928660019419,1.0549468289571151,null,11486.789892367869,6,null,7621.5094145704506,null,0,1,50,100,100,100,100,100,100,100,100,100,100,100,100,100,100,100,100,100,100,100,100,100,100,100,100,100,100,100,100,100]
["Base Incandescent Flood, 75W  to Screw-in CFL",0,0,null,0,1,null,0,null,0,1,50,100,100,100,100,100,100,100,100,100,100,100,100,100,100,100,100,100,100,100,100,100,100,100,100,100,100,100,100,100]
["CFL Screw-in 18W",65.795829761749559,35.057375231428338,null,381722.27491257642,1,null,4498.8323145219065,null,0,1,50,100,100,100,100,100,100,100,100,100,100,100,100,100,100,100,100,100,100,100,100,100,100,100,100,100,100,100,100,100]
["Base Incandescent Flood, 75W to Hardwired CFL ",0,0,null,0,1,null,0,null,0,1,50,100,100,100,100,100,100,100,100,100,100,100,100,100,100,100,100,100,100,100,100,100,100,100,100,100,100,100,100,100]
["CFL Hardwired, Modular 18W",65.795829761749587,35.057375231428352,null,381722.2749125766,3,null,32507.185535560086,null,0,1,50,100,100,100,100,100,100,100,100,100,100,100,100,100,100,100,100,100,100,100,100,100,100,100,100,100,100,100,100,100]
["Base CFL",0,0,null,0,1,null,0,null,0,1,50,100,100,100,100,100,100,100,100,100,100,100,100,100,100,100,100,100,100,100,100,100,100,100,100,100,100,100,100,100]
["Base High Bay Mercury Vapor, 400W",0,0,null,0,3,null,0,null,0,1,50,100,100,100,100,100,100,100,100,100,100,100,100,100,100,100,100,100,100,100,100,100,100,100,100,100,100,100,100,100]
["PSMH, 250W, magnetic ballast",8.6925715842464442,4.6315814369764068,null,50430.980382710797,6,null,937.61506645039321,null,0,1,50,100,100,100,100,100,100,100,100,100,100,100,100,100,100,100,100,100,100,100,100,100,100,100,100,100,100,100,100,100]
["High Bay T5",7.4624045675503812,3.976123076502744,null,43294.021188852741,6,null,2138.2028647824795,null,0,1,50,100,100,100,100,100,100,100,100,100,100,100,100,100,100,100,100,100,100,100,100,100,100,100,100,100,100,100,100,100]
["Base Exit Sign",0,0,null,0,1,null,0,null,0,1,50,100,100,100,100,100,100,100,100,100,100,100,100,100,100,100,100,100,100,100,100,100,100,100,100,100,100,100,100,100]
["LED Exit Sign",5.6313199891111838E-2,5.4194476838353337E-2,null,444.1928718471666,16,null,97.668247287767699,null,{"$f":"+$J$1*H325","v":0},1,50,100,100,100,100,100,100,100,100,100,100,100,100,100,100,100,100,100,100,100,100,100,100,100,100,100,100,100,100,100]
["Base Outdoor Mercury Vapor 400W Lamp",0,0,null,0,5,null,0,null,0,1,50,100,100,100,100,100,100,100,100,100,100,100,100,100,100,100,100,100,100,100,100,100,100,100,100,100,100,100,100,100]
["Outdoor Lighting Controls (Photocell/Timeclock)",0.18363270920950259,8.3434237649310045E-2,null,1984.2732822965836,5,null,216.13886682224668,null,0,1,50,100,100,100,100,100,100,100,100,100,100,100,100,100,100,100,100,100,100,100,100,100,100,100,100,100,100,100,100,100]
["High Pressure Sodium 250W Lamp",0.22608882074588341,0.10272433751681616,null,2443.0397414666186,5,null,1192.766339130176,null,0,1,50,100,100,100,100,100,100,100,100,100,100,100,100,100,100,100,100,100,100,100,100,100,100,100,100,100,100,100,100,100]
["Base Outdoor HID Lamp",0,0,null,0,5,null,0,null,0,1,50,100,100,100,100,100,100,100,100,100,100,100,100,100,100,100,100,100,100,100,100,100,100,100,100,100,100,100,100,100]
["Outdoor Lighting Controls (Photocell/Timeclock)",0.3468807039226508,1.576066007609974E-7,null,3748.2761970944625,5,null,2082.7164691230228,null,0,1,50,100,100,100,100,100,100,100,100,100,100,100,100,100,100,100,100,100,100,100,100,100,100,100,100,100,100,100,100,100]
["Base Centrifugal Chiller, 0.58 kW/ton, 500 tons",0,0,null,0,20,null,0,null,0,1,50,100,100,100,100,100,100,100,100,100,100,100,100,100,100,100,100,100,100,100,100,100,100,100,100,100,100,100,100,100]
["Aerosole Duct Sealing",1.7831728722212385,3.9289759419509768E-2,null,10070.868026832293,15,null,687.79847330198299,null,0,1,50,100,100,100,100,100,100,100,100,100,100,100,100,100,100,100,100,100,100,100,100,100,100,100,100,100,100,100,100,100]
["EMS Optimization",0.20943729051128337,1.8458649491256633E-2,null,4731.3759546130632,5,null,299.99999329447746,null,0,1,50,100,100,100,100,100,100,100,100,100,100,100,100,100,100,100,100,100,100,100,100,100,100,100,100,100,100,100,100,100]
["VSD for Chiller Pumps and Towers",1.6661809974829753,3.6712004517497392E-2,null,9410.130221174064,15,null,1472.3514089213463,null,0,1,50,100,100,100,100,100,100,100,100,100,100,100,100,100,100,100,100,100,100,100,100,100,100,100,100,100,100,100,100,100]
["Chiller Tune Up/Diagnostics",1.8794831081183951,5.6017489973131655E-2,null,7179.284844814777,10,null,1000.0000149011612,null,0,1,50,100,100,100,100,100,100,100,100,100,100,100,100,100,100,100,100,100,100,100,100,100,100,100,100,100,100,100,100,100]
["Centrifugal Chiller, 0.51 kW/ton, 500 tons",2.7150277072318572,8.8079102357060211E-3,null,10258.284952058235,20,null,1928.0792259684295,null,0,1,50,100,100,100,100,100,100,100,100,100,100,100,100,100,100,100,100,100,100,100,100,100,100,100,100,100,100,100,100,100]
["High Efficiency Chiller Motors",0.44038059217228803,0,null,2367.4416681999055,20,null,683.29023585401228,null,0,1,50,100,100,100,100,100,100,100,100,100,100,100,100,100,100,100,100,100,100,100,100,100,100,100,100,100,100,100,100,100]
["EMS - Chiller ",1.4164725940611664,0.12484009444506015,null,7999.846106140697,10,null,2103.3591556019232,null,0,1,50,100,100,100,100,100,100,100,100,100,100,100,100,100,100,100,100,100,100,100,100,100,100,100,100,100,100,100,100,100]
["Ceiling Insulation ",5.0119549844870974,0.54345565527331041,null,9161.8815151489562,20,null,3843.0001735687251,null,0,1,50,100,100,100,100,100,100,100,100,100,100,100,100,100,100,100,100,100,100,100,100,100,100,100,100,100,100,100,100,100]
["Window Film (Standard)",0.73442283491518234,-9.2472937056207807E-2,null,3865.5663238607472,10,null,1304.7499716281891,null,0,1,50,100,100,100,100,100,100,100,100,100,100,100,100,100,100,100,100,100,100,100,100,100,100,100,100,100,100,100,100,100]
["Roof Insulation",1.4627060215018424,4.6967359739057954E-2,null,3166.280680167466,20,null,1505.5199503898621,null,0,1,50,100,100,100,100,100,100,100,100,100,100,100,100,100,100,100,100,100,100,100,100,100,100,100,100,100,100,100,100,100]
["Cool Roof - Chiller",7.1457223670964725,0,null,18510.167860595029,15,null,13606.799912452698,null,0,1,50,100,100,100,100,100,100,100,100,100,100,100,100,100,100,100,100,100,100,100,100,100,100,100,100,100,100,100,100,100]
["Duct/Pipe Insulation",0.22328430310910147,4.9197622328010886E-3,null,1261.048092479049,10,null,30755.999088287354,null,0,1,50,100,100,100,100,100,100,100,100,100,100,100,100,100,100,100,100,100,100,100,100,100,100,100,100,100,100,100,100,100]
["Thermal Energy Storage (TES)",12.553390087667738,3.2264424279598414E-2,null,-4043.2521831758008,50,null,13191.072817696571,null,0,1,50,100,100,100,100,100,100,100,100,100,100,100,100,100,100,100,100,100,100,100,100,100,100,100,100,100,100,100,100,100]
["Base DX Packaged System, EER=10.3, 10 tons",0,0,null,0,15,null,0,null,0,1,50,100,100,100,100,100,100,100,100,100,100,100,100,100,100,100,100,100,100,100,100,100,100,100,100,100,100,100,100,100]
["Aerosole Duct Sealing",3.090820482675102,0,null,17456.100673445573,15,null,687.79847330198299,null,0,1,50,100,100,100,100,100,100,100,100,100,100,100,100,100,100,100,100,100,100,100,100,100,100,100,100,100,100,100,100,100]
["DX Coil Cleaning",2.0798474269072882,0,null,7944.6402295528878,5,null,346.94910368223105,null,0,1,50,100,100,100,100,100,100,100,100,100,100,100,100,100,100,100,100,100,100,100,100,100,100,100,100,100,100,100,100,100]
["Optimize Controls",0.35939547441299241,3.1675138055588616E-2,null,8119.0656242889872,5,null,399.99999105930328,null,0,1,50,100,100,100,100,100,100,100,100,100,100,100,100,100,100,100,100,100,100,100,100,100,100,100,100,100,100,100,100,100]
["Ceiling Insulation ",10.159583724089188,4.261424754809747,null,19720.803535751355,20,null,3843.0001735687251,null,0,1,50,100,100,100,100,100,100,100,100,100,100,100,100,100,100,100,100,100,100,100,100,100,100,100,100,100,100,100,100,100]
["DX Tune Up/ Advanced Diagnostics",2.0186323969429418,0,null,7710.8099093975297,10,null,1250,null,0,1,50,100,100,100,100,100,100,100,100,100,100,100,100,100,100,100,100,100,100,100,100,100,100,100,100,100,100,100,100,100]
["Roof Insulation",3.2698829806364649,1.4999695543049043,null,6875.9541864299754,20,null,1505.5199503898621,null,0,1,50,100,100,100,100,100,100,100,100,100,100,100,100,100,100,100,100,100,100,100,100,100,100,100,100,100,100,100,100,100]
["Window Film (Standard)",1.4292685947655357,-0.75797593825140375,null,7750.8189139787473,10,null,1369.7750210762024,null,0,1,50,100,100,100,100,100,100,100,100,100,100,100,100,100,100,100,100,100,100,100,100,100,100,100,100,100,100,100,100,100]
["Cool Roof - DX",12.428029444419003,0,null,39360.873667781743,15,null,13606.799912452698,null,0,1,50,100,100,100,100,100,100,100,100,100,100,100,100,100,100,100,100,100,100,100,100,100,100,100,100,100,100,100,100,100]
["DX Packaged System, EER=10.9, 10 tons",0.95064606558079312,0,null,7362.1475334457118,15,null,4627.3901423242305,null,0,1,50,100,100,100,100,100,100,100,100,100,100,100,100,100,100,100,100,100,100,100,100,100,100,100,100,100,100,100,100,100]
["Geothermal Heat Pump, EER=13, 10 tons",2.7097164446050983,0.11461725638414978,null,20985.025827460559,15,null,36904.940985212968,null,0,1,50,100,100,100,100,100,100,100,100,100,100,100,100,100,100,100,100,100,100,100,100,100,100,100,100,100,100,100,100,100]
["Hybrid Dessicant-DX System (Trane CDQ)",5.6239464863701505,0,null,43553.879042843226,15,null,12664.560109632641,null,0,1,50,100,100,100,100,100,100,100,100,100,100,100,100,100,100,100,100,100,100,100,100,100,100,100,100,100,100,100,100,100]
["Duct/Pipe Insulation",0.34819527878137652,0,null,1966.5107936535794,10,null,30755.999088287354,null,0,1,50,100,100,100,100,100,100,100,100,100,100,100,100,100,100,100,100,100,100,100,100,100,100,100,100,100,100,100,100,100]
["Base Packaged HP System, EER=10.3, 10 tons",0,0,null,0,15,null,0,null,0,1,50,100,100,100,100,100,100,100,100,100,100,100,100,100,100,100,100,100,100,100,100,100,100,100,100,100,100,100,100,100]
["Aerosole Duct Sealing",3.0908329785168176,6.8102249660483657E-2,null,17456.171246509326,15,null,687.79847330198299,null,0,1,50,100,100,100,100,100,100,100,100,100,100,100,100,100,100,100,100,100,100,100,100,100,100,100,100,100,100,100,100,100]
["Packaged HP System, EER=10.9, 10 tons",2.2284114406698223,0,null,8853.5261361857756,15,null,24515.818778188775,null,0,1,50,100,100,100,100,100,100,100,100,100,100,100,100,100,100,100,100,100,100,100,100,100,100,100,100,100,100,100,100,100]
["Ceiling Insulation ",9.9621258992092674,0.28287173630232626,null,19337.517460572846,20,null,3843.0001735687251,null,0,1,50,100,100,100,100,100,100,100,100,100,100,100,100,100,100,100,100,100,100,100,100,100,100,100,100,100,100,100,100,100]
["Window Film (Standard)",1.4403068474854472,-5.23784082253336E-2,null,7810.678550069596,10,null,1304.7499716281891,null,0,1,50,100,100,100,100,100,100,100,100,100,100,100,100,100,100,100,100,100,100,100,100,100,100,100,100,100,100,100,100,100]
["Roof Insulation",3.1813637893863604,0.10007354150103696,null,6689.8148330464301,20,null,1505.5199503898621,null,0,1,50,100,100,100,100,100,100,100,100,100,100,100,100,100,100,100,100,100,100,100,100,100,100,100,100,100,100,100,100,100]
["Cool Roof - DX",12.347044940297373,0,null,39105.136548905582,15,null,13606.799912452698,null,0,1,50,100,100,100,100,100,100,100,100,100,100,100,100,100,100,100,100,100,100,100,100,100,100,100,100,100,100,100,100,100]
["Geothermal Heat Pump, EER=13, 10 tons",8.6977733594552493,0,null,27507.8392803721,25,null,40588.151723376934,null,0,1,50,100,100,100,100,100,100,100,100,100,100,100,100,100,100,100,100,100,100,100,100,100,100,100,100,100,100,100,100,100]
["Duct/Pipe Insulation",0.42315054164508625,9.3235396514084919E-3,null,2389.8374222583743,10,null,30755.999088287354,null,0,1,50,100,100,100,100,100,100,100,100,100,100,100,100,100,100,100,100,100,100,100,100,100,100,100,100,100,100,100,100,100]
["Base PTAC, EER=8.3, 1 ton",0,0,null,0,15,null,0,null,0,1,50,100,100,100,100,100,100,100,100,100,100,100,100,100,100,100,100,100,100,100,100,100,100,100,100,100,100,100,100,100]
["Base Fan Motor, 15hp, 1800rpm, 91.0%",0,0,null,0,15,null,0,null,0,1,50,100,100,100,100,100,100,100,100,100,100,100,100,100,100,100,100,100,100,100,100,100,100,100,100,100,100,100,100,100]
["Separate Makeup Air / Exhaust Hoods AC",0.91912592775316193,0.22592462455878609,null,8328.7366160710535,15,null,27.105600006318479,null,0,1,50,100,100,100,100,100,100,100,100,100,100,100,100,100,100,100,100,100,100,100,100,100,100,100,100,100,100,100,100,100]
["Air Handler Optimization",9.1904789784906862E-2,9.036217780545712E-2,null,3331.2118166225168,8,null,299.99999329447746,null,0,1,50,100,100,100,100,100,100,100,100,100,100,100,100,100,100,100,100,100,100,100,100,100,100,100,100,100,100,100,100,100]
["Variable Speed Drive Control",0.27385176502440339,0.2692551926987522,null,9926.1228689741456,15,null,2087.1312004865226,null,0,1,50,100,100,100,100,100,100,100,100,100,100,100,100,100,100,100,100,100,100,100,100,100,100,100,100,100,100,100,100,100]
["High Efficiency Fan Motor, 15hp, 1800rpm, 92.4%",5.1183389881795688E-2,5.0324282205631121E-2,null,463.80257652533174,15,null,99.38720002316775,null,0,1,50,100,100,100,100,100,100,100,100,100,100,100,100,100,100,100,100,100,100,100,100,100,100,100,100,100,100,100,100,100]
["Electronically Commutated Motors (ECM) on an Air Handler Unit",0.46705348496708593,0,null,4362.5400318862658,15,null,1009.1637105917046,null,0,1,50,100,100,100,100,100,100,100,100,100,100,100,100,100,100,100,100,100,100,100,100,100,100,100,100,100,100,100,100,100]
["Energy Recovery Ventilation (ERV)",1.0981844019126763,1.3343755036075331,null,1839.1366233057795,20,null,4590.7529568369955,null,0,1,50,100,100,100,100,100,100,100,100,100,100,100,100,100,100,100,100,100,100,100,100,100,100,100,100,100,100,100,100,100]
["Demand Control Ventilation (DCV)",1.6948361090404906,3.924447422399735,null,3862.1143882072452,15,null,23594.000339508057,null,0,1,50,100,100,100,100,100,100,100,100,100,100,100,100,100,100,100,100,100,100,100,100,100,100,100,100,100,100,100,100,100]
["Base Refrigeration System",0,0,null,0,10,null,0,null,0,1,50,100,100,100,100,100,100,100,100,100,100,100,100,100,100,100,100,100,100,100,100,100,100,100,100,100,100,100,100,100]
["Demand Defrost Electric",3.06876945037618,2.5195395150165818,null,24754.453711259255,10,null,324.04750000000001,null,0,1,50,100,100,100,100,100,100,100,100,100,100,100,100,100,100,100,100,100,100,100,100,100,100,100,100,100,100,100,100,100]
["Freezer-Cooler Replacement Gaskets",2.48980879843023,2.0441977652351606,null,20084.225174710289,4,null,345.90308154374424,null,0,1,50,100,100,100,100,100,100,100,100,100,100,100,100,100,100,100,100,100,100,100,100,100,100,100,100,100,100,100,100,100]
["Efficient compressor motor ",2.4551380581242856,2.0157321859115016,null,19804.551106678438,10,null,877.5,null,0,1,50,100,100,100,100,100,100,100,100,100,100,100,100,100,100,100,100,100,100,100,100,100,100,100,100,100,100,100,100,100]
["Demand Hot Gas Defrost ",0.8546116858239986,0.70165841626341474,null,6893.7878064571132,10,null,324.04750000000001,null,0,1,50,100,100,100,100,100,100,100,100,100,100,100,100,100,100,100,100,100,100,100,100,100,100,100,100,100,100,100,100,100]
["Floating head pressure controls",2.392514674682463,1.9643167597293989,null,19299.394993871389,16,null,1248.75,null,0,1,50,100,100,100,100,100,100,100,100,100,100,100,100,100,100,100,100,100,100,100,100,100,100,100,100,100,100,100,100,100]
["Strip curtains for walk-ins",1.3294317698455651,1.0914980518441133,null,10723.958818374369,4,null,498.75,null,0,1,50,100,100,100,100,100,100,100,100,100,100,100,100,100,100,100,100,100,100,100,100,100,100,100,100,100,100,100,100,100]
["Anti-sweat (humidistat) controls",0.80163919019572383,1.3163332398505398,null,12932.962575209964,12,null,1612.5999755859377,null,0,1,50,100,100,100,100,100,100,100,100,100,100,100,100,100,100,100,100,100,100,100,100,100,100,100,100,100,100,100,100,100]
["Night covers for display cases",0,1.4565354589546742,null,14310.448152373567,5,null,1137.75,null,0,1,50,100,100,100,100,100,100,100,100,100,100,100,100,100,100,100,100,100,100,100,100,100,100,100,100,100,100,100,100,100]
["Oversized Air Cooled Condenser",2.4997712920141457,2.0523772315191775,null,20164.588359452475,16,null,5425,null,0,1,50,100,100,100,100,100,100,100,100,100,100,100,100,100,100,100,100,100,100,100,100,100,100,100,100,100,100,100,100,100]
["Compressor VSD retrofit",0.89225648787548184,0.73256577761376418,null,14394.90472311423,10,null,4050,null,0,1,50,100,100,100,100,100,100,100,100,100,100,100,100,100,100,100,100,100,100,100,100,100,100,100,100,100,100,100,100,100]
["High-efficiency fan motors",3.3388776488822232,2.7413053695295342,null,26933.301293351095,16,null,11607.2998046875,null,0,1,50,100,100,100,100,100,100,100,100,100,100,100,100,100,100,100,100,100,100,100,100,100,100,100,100,100,100,100,100,100]
["Refrigeration Commissioning",1.2582114216976132,1.033024294094079,null,10149.454659610625,3,null,1751.5,null,0,1,50,100,100,100,100,100,100,100,100,100,100,100,100,100,100,100,100,100,100,100,100,100,100,100,100,100,100,100,100,100]
["High R-Value Glass Doors",0.3900531809789326,0.32024380401527569,null,3146.3925751375045,10,null,1300.716665350368,null,{"$f":"+$J$1*H389","v":0},1,50,100,100,100,100,100,100,100,100,100,100,100,100,100,100,100,100,100,100,100,100,100,100,100,100,100,100,100,100,100]
["Evaporator fan controller for MT walk-ins",0.12973085313216104,0.10651240377253643,null,1046.4834360197983,5,null,450,null,0,1,50,100,100,100,100,100,100,100,100,100,100,100,100,100,100,100,100,100,100,100,100,100,100,100,100,100,100,100,100,100]
["Multiplex Compressor System",3.5980562422096152,2.9540977339916901,null,29023.984414132861,14,null,27125,null,0,1,50,100,100,100,100,100,100,100,100,100,100,100,100,100,100,100,100,100,100,100,100,100,100,100,100,100,100,100,100,100]
["LED Display Lighting",0.1800158798774073,0.14779771827629715,null,1452.1112901363865,10,null,1297.136555789041,null,0,1,50,100,100,100,100,100,100,100,100,100,100,100,100,100,100,100,100,100,100,100,100,100,100,100,100,100,100,100,100,100]
["Base Water Heating",0,0,null,0,15,null,0,null,0,1,50,100,100,100,100,100,100,100,100,100,100,100,100,100,100,100,100,100,100,100,100,100,100,100,100,100,100,100,100,100]
["Heat Trap",6.4921464353791175E-2,3.2547820269628422E-2,null,474.25692705736759,10,null,3.1043946823527864,null,0,1,50,100,100,100,100,100,100,100,100,100,100,100,100,100,100,100,100,100,100,100,100,100,100,100,100,100,100,100,100,100]
["Heat Recovery Unit",0.51891414251077483,0.2601531621925402,null,3790.712810984181,10,null,817.99998879432678,null,0,1,50,100,100,100,100,100,100,100,100,100,100,100,100,100,100,100,100,100,100,100,100,100,100,100,100,100,100,100,100,100]
["High Efficiency Water Heater (electric)",7.5417759336162396E-3,3.7810047885467333E-3,null,55.093327213639469,15,null,49.715854669403718,null,0,1,50,100,100,100,100,100,100,100,100,100,100,100,100,100,100,100,100,100,100,100,100,100,100,100,100,100,100,100,100,100]
["Heat Pump Water Heater (air source)",0.25866541895521983,0.12967969299403204,null,1889.5733167877233,15,null,1097.0695400713298,null,0,1,50,100,100,100,100,100,100,100,100,100,100,100,100,100,100,100,100,100,100,100,100,100,100,100,100,100,100,100,100,100]
["Demand controlled circulating systems",6.2978063041409984E-3,3.1573512661863417E-3,null,46.006021193975279,15,null,200.2063271804393,null,0,1,50,100,100,100,100,100,100,100,100,100,100,100,100,100,100,100,100,100,100,100,100,100,100,100,100,100,100,100,100,100]
["Hot Water Pipe Insulation",2.4260795538499848E-3,1.2162942112367563E-3,null,17.72272152913035,15,null,82.754508843991658,null,0,1,50,100,100,100,100,100,100,100,100,100,100,100,100,100,100,100,100,100,100,100,100,100,100,100,100,100,100,100,100,100]
["Solar Water Heater",6.4890042440957051E-3,3.2532067162676314E-3,null,47.402738725922376,20,null,1509.787126308828,null,0,1,50,100,100,100,100,100,100,100,100,100,100,100,100,100,100,100,100,100,100,100,100,100,100,100,100,100,100,100,100,100]
["Base Desktop PC ",0,0,null,0,4,null,0,null,0,1,50,100,100,100,100,100,100,100,100,100,100,100,100,100,100,100,100,100,100,100,100,100,100,100,100,100,100,100,100,100]
["PC Network Power Management Enabling",2.6209198194117808E-2,3.8085366948788238E-2,null,312.79046395634572,4,null,4.83851457602516,null,0,1,50,100,100,100,100,100,100,100,100,100,100,100,100,100,100,100,100,100,100,100,100,100,100,100,100,100,100,100,100,100]
["PC Manual Power Management Enabling",1.4131495557592813E-2,2.0534897323447435E-2,null,168.65060194205142,4,null,9.67702915205032,null,0,1,50,100,100,100,100,100,100,100,100,100,100,100,100,100,100,100,100,100,100,100,100,100,100,100,100,100,100,100,100,100]
["Base Monitor, CRT",0,0,null,0,4,null,0,null,0,1,50,100,100,100,100,100,100,100,100,100,100,100,100,100,100,100,100,100,100,100,100,100,100,100,100,100,100,100,100,100]
["Energy Star or Better Monitor",5.7230434556540685E-2,5.4748410758078722E-2,null,449.64200620461378,4,null,0,null,0,1,50,100,100,100,100,100,100,100,100,100,100,100,100,100,100,100,100,100,100,100,100,100,100,100,100,100,100,100,100,100]
["Monitor Power Management Enabling",2.3114177332458071E-2,3.35878999008676E-2,null,275.8533167722556,4,null,9.1931776944478045,null,0,1,50,100,100,100,100,100,100,100,100,100,100,100,100,100,100,100,100,100,100,100,100,100,100,100,100,100,100,100,100,100]
["Base Monitor, LCD",0,0,null,0,4,null,0,null,0,1,50,100,100,100,100,100,100,100,100,100,100,100,100,100,100,100,100,100,100,100,100,100,100,100,100,100,100,100,100,100]
["Energy Star or Better Monitor",4.362106724410409E-6,4.1729267402758967E-6,null,3.4271737302724571E-2,4,null,0,null,0,1,50,100,100,100,100,100,100,100,100,100,100,100,100,100,100,100,100,100,100,100,100,100,100,100,100,100,100,100,100,100]
["Monitor Power Management Enabling",4.0679903035333856E-5,5.9113179390948678E-5,null,0.48548931752429481,4,null,0.48385145760251602,null,0,1,50,100,100,100,100,100,100,100,100,100,100,100,100,100,100,100,100,100,100,100,100,100,100,100,100,100,100,100,100,100]
["Base Copier",0,0,null,0,6,null,0,null,0,1,50,100,100,100,100,100,100,100,100,100,100,100,100,100,100,100,100,100,100,100,100,100,100,100,100,100,100,100,100,100]
["Energy Star or Better Copier",1.5857793271284566E-2,1.5170057443391572E-2,null,124.58982769795367,6,null,0,null,0,1,50,100,100,100,100,100,100,100,100,100,100,100,100,100,100,100,100,100,100,100,100,100,100,100,100,100,100,100,100,100]
["Copier Power Management Enabling",8.4090864483113443E-3,1.2219494114852295E-2,null,100.35721169854962,6,null,19.895658325227696,null,0,1,50,100,100,100,100,100,100,100,100,100,100,100,100,100,100,100,100,100,100,100,100,100,100,100,100,100,100,100,100,100]
["Base Laser Printer",0,0,null,0,5,null,0,null,0,1,50,100,100,100,100,100,100,100,100,100,100,100,100,100,100,100,100,100,100,100,100,100,100,100,100,100,100,100,100,100]
["Printer Power Management Enabling",3.4660476408618406E-2,5.0366171176435041E-2,null,413.6512081179539,5,null,38.833275802554361,null,0,1,50,100,100,100,100,100,100,100,100,100,100,100,100,100,100,100,100,100,100,100,100,100,100,100,100,100,100,100,100,100]
["Base Commercial Ovens",0,0,null,0,10,null,0,null,0,1,50,100,100,100,100,100,100,100,100,100,100,100,100,100,100,100,100,100,100,100,100,100,100,100,100,100,100,100,100,100]
["Convection Oven",0.29402109784990099,9.9025803453919564E-2,null,2564.329430051178,10,null,1461635.2876529642,null,0,1,50,100,100,100,100,100,100,100,100,100,100,100,100,100,100,100,100,100,100,100,100,100,100,100,100,100,100,100,100,100]
["Base Commercial Fryers",0,0,null,0,10,null,0,null,0,1,50,100,100,100,100,100,100,100,100,100,100,100,100,100,100,100,100,100,100,100,100,100,100,100,100,100,100,100,100,100]
["Efficient Fryer",0.10512067410331295,3.5404463451164908E-2,null,916.81869185985306,10,null,1195386.015691282,null,0,1,50,100,100,100,100,100,100,100,100,100,100,100,100,100,100,100,100,100,100,100,100,100,100,100,100,100,100,100,100,100]
["Base Vending Machines",0,0,null,0,10,null,0,null,0,1,50,100,100,100,100,100,100,100,100,100,100,100,100,100,100,100,100,100,100,100,100,100,100,100,100,100,100,100,100,100]
["Vending Misers (cooled machines only)",2.847848942755293E-2,3.5516797349514767E-2,null,348.95222349983766,10,null,43.658144999999998,null,0,1,50,100,100,100,100,100,100,100,100,100,100,100,100,100,100,100,100,100,100,100,100,100,100,100,100,100,100,100,100,100]
["Base Fluorescent Fixture, T12, 34W, EB",0,0,null,0,16,null,0,null,0,1,50,100,100,100,100,100,100,100,100,100,100,100,100,100,100,100,100,100,100,100,100,100,100,100,100,100,100,100,100,100]
["Lighting Control Tuneup",0.24479830635491465,0.36791358718987988,null,1865.3608981587142,6,null,143.99999752640724,null,0,1,50,100,100,100,100,100,100,100,100,100,100,100,100,100,100,100,100,100,100,100,100,100,100,100,100,100,100,100,100,100]
["Premium T8, Elecctronic Ballast",1.500288906040921,2.2548222716967103,null,11432.188003836092,25,null,1364.2346932469718,null,0,1,50,100,100,100,100,100,100,100,100,100,100,100,100,100,100,100,100,100,100,100,100,100,100,100,100,100,100,100,100,100]
["Premium T8, EB, Reflector",1.779071488906057,2.6738116905175526,null,13556.508784104741,25,null,2898.9987231498149,null,0,1,50,100,100,100,100,100,100,100,100,100,100,100,100,100,100,100,100,100,100,100,100,100,100,100,100,100,100,100,100,100]
["Occupancy Sensor",0.65143934702575346,0.97906472707941683,null,4963.9619797945134,15,null,7673.8201495142166,null,0,1,50,100,100,100,100,100,100,100,100,100,100,100,100,100,100,100,100,100,100,100,100,100,100,100,100,100,100,100,100,100]
["Continuous Dimming",1.4520290849466546,2.1822913618210875,null,11064.448600072148,18,null,49096.1443788959,null,0,1,50,100,100,100,100,100,100,100,100,100,100,100,100,100,100,100,100,100,100,100,100,100,100,100,100,100,100,100,100,100]
["Base T8, EB",0,0,null,0,25,null,0,null,0,1,50,100,100,100,100,100,100,100,100,100,100,100,100,100,100,100,100,100,100,100,100,100,100,100,100,100,100,100,100,100]
["Lighting Control Tuneup",0.14076063117837662,0.21155272486593529,null,1072.5947467120322,6,null,143.99999752640724,null,0,1,50,100,100,100,100,100,100,100,100,100,100,100,100,100,100,100,100,100,100,100,100,100,100,100,100,100,100,100,100,100]
["ROB Premium T8, 1EB",0.42991567595420477,0.64613117992798574,null,3275.953593681169,25,null,823.66608790747034,null,0,1,50,100,100,100,100,100,100,100,100,100,100,100,100,100,100,100,100,100,100,100,100,100,100,100,100,100,100,100,100,100]
["ROB Premium T8, EB, Reflector",1.3204627312757675,1.9845569499564499,null,10061.914165478554,25,null,2000.3319277752851,null,0,1,50,100,100,100,100,100,100,100,100,100,100,100,100,100,100,100,100,100,100,100,100,100,100,100,100,100,100,100,100,100]
["Occupancy Sensor",0.41271325610258364,0.62027722656451578,null,3144.8713087473816,15,null,5294.9962794051662,null,0,1,50,100,100,100,100,100,100,100,100,100,100,100,100,100,100,100,100,100,100,100,100,100,100,100,100,100,100,100,100,100]
["Base Incandescent Flood, 75W  to Screw-in CFL",0,0,null,0,1,null,0,null,0,1,50,100,100,100,100,100,100,100,100,100,100,100,100,100,100,100,100,100,100,100,100,100,100,100,100,100,100,100,100,100]
["CFL Screw-in 18W",13.714723885952397,20.612206584811503,null,104506.07296607764,3,null,3125.5357792408895,null,0,1,50,100,100,100,100,100,100,100,100,100,100,100,100,100,100,100,100,100,100,100,100,100,100,100,100,100,100,100,100,100]
["Base Incandescent Flood, 75W to Hardwired CFL ",0,0,null,0,1,null,0,null,0,1,50,100,100,100,100,100,100,100,100,100,100,100,100,100,100,100,100,100,100,100,100,100,100,100,100,100,100,100,100,100]
["CFL Hardwired, Modular 18W",13.714723885952397,20.612206584811503,null,104506.07296607763,7,null,22584.165038970186,null,0,1,50,100,100,100,100,100,100,100,100,100,100,100,100,100,100,100,100,100,100,100,100,100,100,100,100,100,100,100,100,100]
["Base CFL",0,0,null,0,3,null,0,null,0,1,50,100,100,100,100,100,100,100,100,100,100,100,100,100,100,100,100,100,100,100,100,100,100,100,100,100,100,100,100,100]
["Base High Bay Mercury Vapor, 400W",0,0,null,0,9,null,0,null,0,1,50,100,100,100,100,100,100,100,100,100,100,100,100,100,100,100,100,100,100,100,100,100,100,100,100,100,100,100,100,100]
["PSMH, 250W, magnetic ballast",1.8119280225671661,2.7231926088003684,null,13806.875275822253,16,null,651.40223783990052,null,0,1,50,100,100,100,100,100,100,100,100,100,100,100,100,100,100,100,100,100,100,100,100,100,100,100,100,100,100,100,100,100]
["High Bay T5",1.5555444122470898,2.3378671742657273,null,11853.234465389294,16,null,1485.5031461343144,null,0,1,50,100,100,100,100,100,100,100,100,100,100,100,100,100,100,100,100,100,100,100,100,100,100,100,100,100,100,100,100,100]
["Base Exit Sign",0,0,null,0,1,null,0,null,0,1,50,100,100,100,100,100,100,100,100,100,100,100,100,100,100,100,100,100,100,100,100,100,100,100,100,100,100,100,100,100]
["LED Exit Sign",0.1133896530869193,0.30780426837325742,null,1174.7356007991593,16,null,229.93108311769493,null,0,1,50,100,100,100,100,100,100,100,100,100,100,100,100,100,100,100,100,100,100,100,100,100,100,100,100,100,100,100,100,100]
["Base Outdoor Mercury Vapor 400W Lamp",0,0,null,0,5,null,0,null,0,1,50,100,100,100,100,100,100,100,100,100,100,100,100,100,100,100,100,100,100,100,100,100,100,100,100,100,100,100,100,100]
["Outdoor Lighting Controls (Photocell/Timeclock)",2.6053642616296023E-2,2.3438921778450656E-2,null,650.72262077520145,5,null,94.745651171016775,null,0,1,50,100,100,100,100,100,100,100,100,100,100,100,100,100,100,100,100,100,100,100,100,100,100,100,100,100,100,100,100,100]
["High Pressure Sodium 250W Lamp",3.2077277323105433E-2,2.8858029762474213E-2,null,801.17050327420293,5,null,522.8556305363519,null,0,1,50,100,100,100,100,100,100,100,100,100,100,100,100,100,100,100,100,100,100,100,100,100,100,100,100,100,100,100,100,100]
["Base Outdoor HID Lamp",0,0,null,0,5,null,0,null,0,1,50,100,100,100,100,100,100,100,100,100,100,100,100,100,100,100,100,100,100,100,100,100,100,100,100,100,100,100,100,100]
["Outdoor Lighting Controls (Photocell/Timeclock)",4.7160377956150239E-2,4.2427403577915677E-8,null,1177.8899861465131,5,null,635.14020834445625,null,0,1,50,100,100,100,100,100,100,100,100,100,100,100,100,100,100,100,100,100,100,100,100,100,100,100,100,100,100,100,100,100]
["Base Centrifugal Chiller, 0.58 kW/ton, 500 tons",0,0,null,0,20,null,0,null,0,1,50,100,100,100,100,100,100,100,100,100,100,100,100,100,100,100,100,100,100,100,100,100,100,100,100,100,100,100,100,100]
["Aerosole Duct Sealing",0.98751267425008682,1.1988512577292051E-2,null,4865.3508574693578,15,null,515.7356768980153,null,0,1,50,100,100,100,100,100,100,100,100,100,100,100,100,100,100,100,100,100,100,100,100,100,100,100,100,100,100,100,100,100]
["VSD for Chiller Pumps and Towers",0.94081279910481574,1.1421570951998777E-2,null,4635.2664408270084,15,null,1104.0212794691699,null,0,1,50,100,100,100,100,100,100,100,100,100,100,100,100,100,100,100,100,100,100,100,100,100,100,100,100,100,100,100,100,100]
["Centrifugal Chiller, 0.51 kW/ton, 500 tons",1.5825255876417932,2.8286945823837151E-3,null,5216.1402860423059,20,null,1445.7421516858176,null,0,1,50,100,100,100,100,100,100,100,100,100,100,100,100,100,100,100,100,100,100,100,100,100,100,100,100,100,100,100,100,100]
["EMS Optimization",9.8864235079457061E-2,4.8008907899617266E-3,null,1948.3666527405942,5,null,299.99999329447746,null,0,1,50,100,100,100,100,100,100,100,100,100,100,100,100,100,100,100,100,100,100,100,100,100,100,100,100,100,100,100,100,100]
["Chiller Tune Up/Diagnostics",0.93210385601055046,1.5306864113786156E-2,null,3106.0260378856078,10,null,1000.0000149011612,null,0,1,50,100,100,100,100,100,100,100,100,100,100,100,100,100,100,100,100,100,100,100,100,100,100,100,100,100,100,100,100,100]
["High Efficiency Chiller Motors",0.24388062994838441,0,null,1143.7377453114061,20,null,512.35524064801302,null,{"$f":"+$J$1*H453","v":0},1,50,100,100,100,100,100,100,100,100,100,100,100,100,100,100,100,100,100,100,100,100,100,100,100,100,100,100,100,100,100]
["EMS - Chiller ",0.78442991237704351,3.8092261965863919E-2,null,3864.78760863147,10,null,1577.1732563845285,null,0,1,50,100,100,100,100,100,100,100,100,100,100,100,100,100,100,100,100,100,100,100,100,100,100,100,100,100,100,100,100,100]
["Ceiling Insulation ",2.7756869368811832,0.16583039537828859,null,4426.3527420184446,20,null,3843.0001735687251,null,0,1,50,100,100,100,100,100,100,100,100,100,100,100,100,100,100,100,100,100,100,100,100,100,100,100,100,100,100,100,100,100]
["Window Film (Standard)",0.39962022384048745,-2.7723792686273108E-2,null,1834.9001909142571,10,null,1304.7499716281891,null,0,1,50,100,100,100,100,100,100,100,100,100,100,100,100,100,100,100,100,100,100,100,100,100,100,100,100,100,100,100,100,100]
["Roof Insulation",0.79953404262573635,1.4145319511692995E-2,null,1509.8275692337902,20,null,1505.5199503898621,null,0,1,50,100,100,100,100,100,100,100,100,100,100,100,100,100,100,100,100,100,100,100,100,100,100,100,100,100,100,100,100,100]
["Cool Roof - Chiller",3.5731693022515678,0,null,8074.5037861548499,15,null,13606.799912452698,null,0,1,50,100,100,100,100,100,100,100,100,100,100,100,100,100,100,100,100,100,100,100,100,100,100,100,100,100,100,100,100,100]
["Duct/Pipe Insulation",0.11720089903967316,1.4228318165881344E-3,null,577.4341023743101,10,null,30755.999088287354,null,0,1,50,100,100,100,100,100,100,100,100,100,100,100,100,100,100,100,100,100,100,100,100,100,100,100,100,100,100,100,100,100]
["Thermal Energy Storage (TES)",6.5861112621758719,9.3267140689256064E-3,null,-1850.5332724921211,50,null,9891.1340061361207,null,0,1,50,100,100,100,100,100,100,100,100,100,100,100,100,100,100,100,100,100,100,100,100,100,100,100,100,100,100,100,100,100]
["Base DX Packaged System, EER=10.3, 10 tons",0,0,null,0,15,null,0,null,0,1,50,100,100,100,100,100,100,100,100,100,100,100,100,100,100,100,100,100,100,100,100,100,100,100,100,100,100,100,100,100]
["Aerosole Duct Sealing",1.711684264660176,0,null,8433.2532856911421,15,null,515.7356768980153,null,0,1,50,100,100,100,100,100,100,100,100,100,100,100,100,100,100,100,100,100,100,100,100,100,100,100,100,100,100,100,100,100]
["DX Coil Cleaning",1.1518255449707286,0,null,3838.199049077175,5,null,260.15473686309394,null,0,1,50,100,100,100,100,100,100,100,100,100,100,100,100,100,100,100,100,100,100,100,100,100,100,100,100,100,100,100,100,100]
["Optimize Controls",0.1990273726411331,9.6648568564269514E-3,null,3922.3314227324213,5,null,399.99999105930328,null,0,1,50,100,100,100,100,100,100,100,100,100,100,100,100,100,100,100,100,100,100,100,100,100,100,100,100,100,100,100,100,100]
["Ceiling Insulation ",5.6261573704529075,1.300251880037961,null,9527.053373311941,20,null,3843.0001735687251,null,0,1,50,100,100,100,100,100,100,100,100,100,100,100,100,100,100,100,100,100,100,100,100,100,100,100,100,100,100,100,100,100]
["DX Tune Up/ Advanced Diagnostics",1.1179256555904502,0,null,3725.2353075181068,10,null,1250,null,0,1,50,100,100,100,100,100,100,100,100,100,100,100,100,100,100,100,100,100,100,100,100,100,100,100,100,100,100,100,100,100]
["Roof Insulation",1.8107810988233244,0.45767046803721639,null,3321.7331893005758,20,null,1505.5199503898621,null,0,1,50,100,100,100,100,100,100,100,100,100,100,100,100,100,100,100,100,100,100,100,100,100,100,100,100,100,100,100,100,100]
["Window Film (Standard)",0.77831266895278428,-0.22742194624024942,null,3682.0176724254598,10,null,1369.7750210762024,null,0,1,50,100,100,100,100,100,100,100,100,100,100,100,100,100,100,100,100,100,100,100,100,100,100,100,100,100,100,100,100,100]
["Cool Roof - DX",6.2179815372544365,0,null,17179.476033861894,15,null,13606.799912452698,null,0,1,50,100,100,100,100,100,100,100,100,100,100,100,100,100,100,100,100,100,100,100,100,100,100,100,100,100,100,100,100,100]
["DX Packaged System, EER=10.9, 10 tons",0.4992663667195712,0,null,3372.9973604895408,15,null,3469.7811640459627,null,0,1,50,100,100,100,100,100,100,100,100,100,100,100,100,100,100,100,100,100,100,100,100,100,100,100,100,100,100,100,100,100]
["Geothermal Heat Pump, EER=13, 10 tons",1.4231033598685339,3.3166474475166262E-2,null,9614.3545740514564,15,null,27672.632985815671,null,0,1,50,100,100,100,100,100,100,100,100,100,100,100,100,100,100,100,100,100,100,100,100,100,100,100,100,100,100,100,100,100]
["Hybrid Dessicant-DX System (Trane CDQ)",2.9536210794048556,0,null,19954.390619536029,15,null,9496.336113397072,null,0,1,50,100,100,100,100,100,100,100,100,100,100,100,100,100,100,100,100,100,100,100,100,100,100,100,100,100,100,100,100,100]
["Duct/Pipe Insulation",0.18286882347247327,0,null,900.9717143750695,10,null,30755.999088287354,null,0,1,50,100,100,100,100,100,100,100,100,100,100,100,100,100,100,100,100,100,100,100,100,100,100,100,100,100,100,100,100,100]
["Base Packaged HP System, EER=10.3, 10 tons",0,0,null,0,15,null,0,null,0,1,50,100,100,100,100,100,100,100,100,100,100,100,100,100,100,100,100,100,100,100,100,100,100,100,100,100,100,100,100,100]
["Aerosole Duct Sealing",1.7116886353668177,2.0780088467306227E-2,null,8433.2748196135562,15,null,515.7356768980153,null,0,1,50,100,100,100,100,100,100,100,100,100,100,100,100,100,100,100,100,100,100,100,100,100,100,100,100,100,100,100,100,100]
["Packaged HP System, EER=10.9, 10 tons",1.2340985615476969,0,null,4277.2907245540628,15,null,18382.829975731802,null,0,1,50,100,100,100,100,100,100,100,100,100,100,100,100,100,100,100,100,100,100,100,100,100,100,100,100,100,100,100,100,100]
["Ceiling Insulation ",5.5172360567540295,8.6316893112599477E-2,null,9342.6114708244313,20,null,3843.0001735687251,null,0,1,50,100,100,100,100,100,100,100,100,100,100,100,100,100,100,100,100,100,100,100,100,100,100,100,100,100,100,100,100,100]
["Roof Insulation",1.7987728837242305,3.1175897983269585E-2,null,3299.7050785229471,20,null,1505.5199503898621,null,0,1,50,100,100,100,100,100,100,100,100,100,100,100,100,100,100,100,100,100,100,100,100,100,100,100,100,100,100,100,100,100]
["Window Film (Standard)",0.77329864252785452,-1.54946304410269E-2,null,3658.2974701943367,10,null,1304.7499716281891,null,0,1,50,100,100,100,100,100,100,100,100,100,100,100,100,100,100,100,100,100,100,100,100,100,100,100,100,100,100,100,100,100]
["Cool Roof - DX",6.1774350800804134,0,null,17067.778475690051,15,null,13606.799912452698,null,0,1,50,100,100,100,100,100,100,100,100,100,100,100,100,100,100,100,100,100,100,100,100,100,100,100,100,100,100,100,100,100]
["Geothermal Heat Pump, EER=13, 10 tons",4.5680564370262013,0,null,12603.11449757919,25,null,30434.434962615083,null,0,1,50,100,100,100,100,100,100,100,100,100,100,100,100,100,100,100,100,100,100,100,100,100,100,100,100,100,100,100,100,100]
["Duct/Pipe Insulation",0.22223246364750371,2.6979265734932536E-3,null,1094.911423173377,10,null,30755.999088287354,null,0,1,50,100,100,100,100,100,100,100,100,100,100,100,100,100,100,100,100,100,100,100,100,100,100,100,100,100,100,100,100,100]
["Base PTAC, EER=8.3, 1 ton",0,0,null,0,15,null,0,null,0,1,50,100,100,100,100,100,100,100,100,100,100,100,100,100,100,100,100,100,100,100,100,100,100,100,100,100,100,100,100,100]
["HE PTAC, EER=9.6, 1 ton",1.8820670141768303,0,null,12715.07053998803,15,null,3997.661072210467,null,0,1,50,100,100,100,100,100,100,100,100,100,100,100,100,100,100,100,100,100,100,100,100,100,100,100,100,100,100,100,100,100]
["Occupancy Sensor (hotels)",0.6272479319446379,3.0459435781557753E-2,null,12361.486968661886,15,null,7360.1418631277993,null,0,1,50,100,100,100,100,100,100,100,100,100,100,100,100,100,100,100,100,100,100,100,100,100,100,100,100,100,100,100,100,100]
["Base Fan Motor, 15hp, 1800rpm, 91.0%",0,0,null,0,15,null,0,null,0,1,50,100,100,100,100,100,100,100,100,100,100,100,100,100,100,100,100,100,100,100,100,100,100,100,100,100,100,100,100,100]
["Air Handler Optimization",5.059023372580182E-2,6.7165395054759505E-2,null,1758.9211060167841,8,null,299.99999329447746,null,0,1,50,100,100,100,100,100,100,100,100,100,100,100,100,100,100,100,100,100,100,100,100,100,100,100,100,100,100,100,100,100]
["Electronically Commutated Motors (ECM) on an Air Handler Unit",0.26105013105489333,0,null,2338.90345714048,15,null,756.70672382317571,null,0,1,50,100,100,100,100,100,100,100,100,100,100,100,100,100,100,100,100,100,100,100,100,100,100,100,100,100,100,100,100,100]
["Variable Speed Drive Control",0.14030601736038031,0.18627526284314536,null,4878.1592228633026,15,null,1891.3317220356803,null,0,1,50,100,100,100,100,100,100,100,100,100,100,100,100,100,100,100,100,100,100,100,100,100,100,100,100,100,100,100,100,100]
["High Efficiency Fan Motor, 15hp, 1800rpm, 92.4%",2.1256977692664988E-2,2.8221520227329717E-2,null,184.76563538135647,15,null,90.063415335032388,null,0,1,50,100,100,100,100,100,100,100,100,100,100,100,100,100,100,100,100,100,100,100,100,100,100,100,100,100,100,100,100,100]
["Energy Recovery Ventilation (ERV)",0.53340072410227746,0.87515854000804627,null,856.85610374822033,20,null,3442.3093036241357,null,0,1,50,100,100,100,100,100,100,100,100,100,100,100,100,100,100,100,100,100,100,100,100,100,100,100,100,100,100,100,100,100]
["Demand Control Ventilation (DCV)",0.82329190651353601,2.574156798192496,null,1799.5621180669018,15,null,23594.000339508057,null,0,1,50,100,100,100,100,100,100,100,100,100,100,100,100,100,100,100,100,100,100,100,100,100,100,100,100,100,100,100,100,100]
["Base Water Heating",0,0,null,0,15,null,0,null,0,1,50,100,100,100,100,100,100,100,100,100,100,100,100,100,100,100,100,100,100,100,100,100,100,100,100,100,100,100,100,100]
["Heat Trap",8.9627689353261861E-2,0.10538562453644983,null,831.40875307042381,10,null,1.9419777159899747,null,0,1,50,100,100,100,100,100,100,100,100,100,100,100,100,100,100,100,100,100,100,100,100,100,100,100,100,100,100,100,100,100]
["Heat Recovery Unit",0.71638981165395088,0.84234222992332075,null,6645.4101887196603,10,null,817.99998879432678,null,0,1,50,100,100,100,100,100,100,100,100,100,100,100,100,100,100,100,100,100,100,100,100,100,100,100,100,100,100,100,100,100]
["High Efficiency Water Heater (electric)",1.0411840680844454E-2,1.2242403442981036E-2,null,96.582825464904829,15,null,31.100131194080703,null,0,1,50,100,100,100,100,100,100,100,100,100,100,100,100,100,100,100,100,100,100,100,100,100,100,100,100,100,100,100,100,100]
["Heat Pump Water Heater (air source)",0.35710198180283415,0.41988603797612017,null,3312.5668591038643,15,null,686.28019878426744,null,0,1,50,100,100,100,100,100,100,100,100,100,100,100,100,100,100,100,100,100,100,100,100,100,100,100,100,100,100,100,100,100]
["Demand controlled circulating systems",8.6944713122860638E-3,1.0223093955352171E-2,null,80.652079781539655,15,null,104.61608399609614,null,0,1,50,100,100,100,100,100,100,100,100,100,100,100,100,100,100,100,100,100,100,100,100,100,100,100,100,100,100,100,100,100]
["Hot Water Pipe Insulation",3.3493375399766641E-3,3.93820292568963E-3,null,31.069288607322722,15,null,51.767712715874353,null,0,1,50,100,100,100,100,100,100,100,100,100,100,100,100,100,100,100,100,100,100,100,100,100,100,100,100,100,100,100,100,100]
["Solar Water Heater",8.9584306803866514E-3,1.0533461466332911E-2,null,83.100632574513995,20,null,944.45882537016053,null,0,1,50,100,100,100,100,100,100,100,100,100,100,100,100,100,100,100,100,100,100,100,100,100,100,100,100,100,100,100,100,100]
["Base Desktop PC ",0,0,null,0,4,null,0,null,0,1,50,100,100,100,100,100,100,100,100,100,100,100,100,100,100,100,100,100,100,100,100,100,100,100,100,100,100,100,100,100]
["PC Network Power Management Enabling",0.15676392230357489,0.48277593576740696,null,2716.261390552324,4,null,42.016806722689076,null,0,1,50,100,100,100,100,100,100,100,100,100,100,100,100,100,100,100,100,100,100,100,100,100,100,100,100,100,100,100,100,100]
["PC Manual Power Management Enabling",8.4522916174362667E-2,0.26029987863436799,null,1464.5355286321278,4,null,84.033613445378151,null,0,1,50,100,100,100,100,100,100,100,100,100,100,100,100,100,100,100,100,100,100,100,100,100,100,100,100,100,100,100,100,100]
["Base Monitor, CRT",0,0,null,0,4,null,0,null,0,1,50,100,100,100,100,100,100,100,100,100,100,100,100,100,100,100,100,100,100,100,100,100,100,100,100,100,100,100,100,100]
["Energy Star or Better Monitor",0.34230428490566517,0.69398789100066693,null,3904.6115893069946,4,null,0,null,0,1,50,100,100,100,100,100,100,100,100,100,100,100,100,100,100,100,100,100,100,100,100,100,100,100,100,100,100,100,100,100]
["Monitor Power Management Enabling",0.13825230820747039,0.42576688874633628,null,2395.5091287616265,4,null,79.831932773109244,null,0,1,50,100,100,100,100,100,100,100,100,100,100,100,100,100,100,100,100,100,100,100,100,100,100,100,100,100,100,100,100,100]
["Base Monitor, LCD",0,0,null,0,4,null,0,null,0,1,50,100,100,100,100,100,100,100,100,100,100,100,100,100,100,100,100,100,100,100,100,100,100,100,100,100,100,100,100,100]
["Energy Star or Better Monitor",2.6090451406383141E-5,5.2895795189245533E-5,null,0.29760970990967744,4,null,0,null,0,1,50,100,100,100,100,100,100,100,100,100,100,100,100,100,100,100,100,100,100,100,100,100,100,100,100,100,100,100,100,100]
["Monitor Power Management Enabling",2.4331689865652795E-4,7.4932766232686842E-4,null,4.2159719390651391,4,null,4.2016806722689077,null,0,1,50,100,100,100,100,100,100,100,100,100,100,100,100,100,100,100,100,100,100,100,100,100,100,100,100,100,100,100,100,100]
["Base Copier",0,0,null,0,6,null,0,null,0,1,50,100,100,100,100,100,100,100,100,100,100,100,100,100,100,100,100,100,100,100,100,100,100,100,100,100,100,100,100,100]
["Energy Star or Better Copier",1.7866657131346865E-2,3.6222870260687837E-2,null,203.80217126541979,6,null,0,null,0,1,50,100,100,100,100,100,100,100,100,100,100,100,100,100,100,100,100,100,100,100,100,100,100,100,100,100,100,100,100,100]
["Copier Power Management Enabling",9.474486137665097E-3,2.9177975670759835E-2,null,164.16520148830213,6,null,32.545020611846383,null,0,1,50,100,100,100,100,100,100,100,100,100,100,100,100,100,100,100,100,100,100,100,100,100,100,100,100,100,100,100,100,100]
["Base Laser Printer",0,0,null,0,5,null,0,null,0,1,50,100,100,100,100,100,100,100,100,100,100,100,100,100,100,100,100,100,100,100,100,100,100,100,100,100,100,100,100,100]
["Printer Power Management Enabling",9.5231186210690363E-2,0.2932774605376009,null,1650.0786053290672,5,null,154.90533562822719,null,0,1,50,100,100,100,100,100,100,100,100,100,100,100,100,100,100,100,100,100,100,100,100,100,100,100,100,100,100,100,100,100]
["Base Commercial Ovens",0,0,null,0,10,null,0,null,0,1,50,100,100,100,100,100,100,100,100,100,100,100,100,100,100,100,100,100,100,100,100,100,100,100,100,100,100,100,100,100]
["Convection Oven",1.1683662432491254E-2,1.8711427033356039E-2,null,281.08521064918506,10,null,602326.26865803497,null,0,1,50,100,100,100,100,100,100,100,100,100,100,100,100,100,100,100,100,100,100,100,100,100,100,100,100,100,100,100,100,100]
["Base Commercial Fryers",0,0,null,0,10,null,0,null,{"$f":"+$J$1*H517","v":0},1,50,100,100,100,100,100,100,100,100,100,100,100,100,100,100,100,100,100,100,100,100,100,100,100,100,100,100,100,100,100]
["Efficient Fryer",2.7272379302030027E-3,4.3676812667646919E-3,null,65.611810725526297,10,null,275142.69746797899,null,0,1,50,100,100,100,100,100,100,100,100,100,100,100,100,100,100,100,100,100,100,100,100,100,100,100,100,100,100,100,100,100]
["Base Vending Machines",0,0,null,0,10,null,0,null,0,1,50,100,100,100,100,100,100,100,100,100,100,100,100,100,100,100,100,100,100,100,100,100,100,100,100,100,100,100,100,100]
["Vending Misers (cooled machines only)",6.1800256335155436E-2,0.1233200003037834,null,1043.3954346568112,10,null,117.48629,null,0,1,50,100,100,100,100,100,100,100,100,100,100,100,100,100,100,100,100,100,100,100,100,100,100,100,100,100,100,100,100,100]
["Base Fluorescent Fixture, T12, 34W, EB",0,0,null,0,20,null,0,null,0,1,50,100,100,100,100,100,100,100,100,100,100,100,100,100,100,100,100,100,100,100,100,100,100,100,100,100,100,100,100,100]
["Lighting Control Tuneup",0.42081996735265687,0.19442242871406121,null,1889.6198930738708,6,null,143.99999752640724,null,0,1,50,100,100,100,100,100,100,100,100,100,100,100,100,100,100,100,100,100,100,100,100,100,100,100,100,100,100,100,100,100]
["Premium T8, Elecctronic Ballast",2.5740070804813988,1.1892133143363879,null,11558.137354529548,31,null,1682.8906442069047,null,0,1,50,100,100,100,100,100,100,100,100,100,100,100,100,100,100,100,100,100,100,100,100,100,100,100,100,100,100,100,100,100]
["Premium T8, EB, Reflector",3.052249650875893,1.4101654774086134,null,13705.60359862746,31,null,3576.142618939673,null,0,1,50,100,100,100,100,100,100,100,100,100,100,100,100,100,100,100,100,100,100,100,100,100,100,100,100,100,100,100,100,100]
["Occupancy Sensor",1.1176308659948055,0.51635503120129611,null,5018.5297308560048,18,null,9466.2598736638392,null,0,1,50,100,100,100,100,100,100,100,100,100,100,100,100,100,100,100,100,100,100,100,100,100,100,100,100,100,100,100,100,100]
["Continuous Dimming",2.4911323550104592,1.1509244814503561,null,11186.002612758399,22,null,60563.950213893098,null,0,1,50,100,100,100,100,100,100,100,100,100,100,100,100,100,100,100,100,100,100,100,100,100,100,100,100,100,100,100,100,100]
["Base T8, EB",0,0,null,0,31,null,0,null,0,1,50,100,100,100,100,100,100,100,100,100,100,100,100,100,100,100,100,100,100,100,100,100,100,100,100,100,100,100,100,100]
["Lighting Control Tuneup",0.24197424034112217,0.11179417124457869,null,1086.543827842763,6,null,143.99999752640724,null,0,1,50,100,100,100,100,100,100,100,100,100,100,100,100,100,100,100,100,100,100,100,100,100,100,100,100,100,100,100,100,100]
["ROB Premium T8, 1EB",0.73759493275106869,0.34077517550984149,null,3312.0435485155781,31,null,1016.0568120364073,null,0,1,50,100,100,100,100,100,100,100,100,100,100,100,100,100,100,100,100,100,100,100,100,100,100,100,100,100,100,100,100,100]
["ROB Premium T8, EB, Reflector",2.2654594787227329,1.0466616799992581,null,10172.65726452514,31,null,2467.5665435169894,null,0,1,50,100,100,100,100,100,100,100,100,100,100,100,100,100,100,100,100,100,100,100,100,100,100,100,100,100,100,100,100,100]
["Occupancy Sensor",0.70806945486396167,0.32713415187717715,null,3179.4644536618516,18,null,6531.7937916626188,null,0,1,50,100,100,100,100,100,100,100,100,100,100,100,100,100,100,100,100,100,100,100,100,100,100,100,100,100,100,100,100,100]
["Base Incandescent Flood, 75W  to Screw-in CFL",0,0,null,0,1,null,0,null,0,1,50,100,100,100,100,100,100,100,100,100,100,100,100,100,100,100,100,100,100,100,100,100,100,100,100,100,100,100,100,100]
["CFL Screw-in 18W",23.57649953089539,10.892544686529279,null,105866.22779068908,4,null,3855.5938703621632,null,0,1,50,100,100,100,100,100,100,100,100,100,100,100,100,100,100,100,100,100,100,100,100,100,100,100,100,100,100,100,100,100]
["Base Incandescent Flood, 75W to Hardwired CFL ",0,0,null,0,1,null,0,null,0,1,50,100,100,100,100,100,100,100,100,100,100,100,100,100,100,100,100,100,100,100,100,100,100,100,100,100,100,100,100,100]
["CFL Hardwired, Modular 18W",23.57649953089539,10.892544686529277,null,105866.22779068908,9,null,27859.341387110675,null,0,1,50,100,100,100,100,100,100,100,100,100,100,100,100,100,100,100,100,100,100,100,100,100,100,100,100,100,100,100,100,100]
["Base CFL",0,0,null,0,4,null,0,null,0,1,50,100,100,100,100,100,100,100,100,100,100,100,100,100,100,100,100,100,100,100,100,100,100,100,100,100,100,100,100,100]
["Base High Bay Mercury Vapor, 400W",0,0,null,0,11,null,0,null,0,1,50,100,100,100,100,100,100,100,100,100,100,100,100,100,100,100,100,100,100,100,100,100,100,100,100,100,100,100,100,100]
["PSMH, 250W, magnetic ballast",3.1147872303721664,1.4390583746921086,null,13986.41787420535,20,null,803.55582298459694,null,0,1,50,100,100,100,100,100,100,100,100,100,100,100,100,100,100,100,100,100,100,100,100,100,100,100,100,100,100,100,100,100]
["High Bay T5",2.6739701828913462,1.2353971237088344,null,12007.004522300889,20,null,1832.4848055427576,null,0,1,50,100,100,100,100,100,100,100,100,100,100,100,100,100,100,100,100,100,100,100,100,100,100,100,100,100,100,100,100,100]
["Base Exit Sign",0,0,null,0,1,null,0,null,0,1,50,100,100,100,100,100,100,100,100,100,100,100,100,100,100,100,100,100,100,100,100,100,100,100,100,100,100,100,100,100]
["LED Exit Sign",0.12316820977417982,0.10278090754985779,null,751.95004026171659,16,null,106.42983878244002,null,0,1,50,100,100,100,100,100,100,100,100,100,100,100,100,100,100,100,100,100,100,100,100,100,100,100,100,100,100,100,100,100]
["Base Outdoor Mercury Vapor 400W Lamp",0,0,null,0,5,null,0,null,0,1,50,100,100,100,100,100,100,100,100,100,100,100,100,100,100,100,100,100,100,100,100,100,100,100,100,100,100,100,100,100]
["Outdoor Lighting Controls (Photocell/Timeclock)",1.5558683478039461E-2,5.0916686157684299E-2,null,1453.5501146045624,5,null,126.47428519928731,null,0,1,50,100,100,100,100,100,100,100,100,100,100,100,100,100,100,100,100,100,100,100,100,100,100,100,100,100,100,100,100,100]
["High Pressure Sodium 250W Lamp",1.9155870451153242E-2,6.2688687331116766E-2,null,1789.6127091295875,5,null,697.95068498865965,null,0,1,50,100,100,100,100,100,100,100,100,100,100,100,100,100,100,100,100,100,100,100,100,100,100,100,100,100,100,100,100,100]
["Base Outdoor HID Lamp",0,0,null,0,5,null,0,null,0,1,50,100,100,100,100,100,100,100,100,100,100,100,100,100,100,100,100,100,100,100,100,100,100,100,100,100,100,100,100,100]
["Outdoor Lighting Controls (Photocell/Timeclock)",2.6328930321400136E-2,8.6162938138978998E-8,null,2459.746657877839,5,null,385.48319976101629,null,0,1,50,100,100,100,100,100,100,100,100,100,100,100,100,100,100,100,100,100,100,100,100,100,100,100,100,100,100,100,100,100]
["Base Centrifugal Chiller, 0.58 kW/ton, 500 tons",0,0,null,0,20,null,0,null,0,1,50,100,100,100,100,100,100,100,100,100,100,100,100,100,100,100,100,100,100,100,100,100,100,100,100,100,100,100,100,100]
["Aerosole Duct Sealing",0.70198669319072682,2.0195520194068433E-2,null,3552.4694281111288,15,null,384.05024394617772,null,0,1,50,100,100,100,100,100,100,100,100,100,100,100,100,100,100,100,100,100,100,100,100,100,100,100,100,100,100,100,100,100]
["VSD for Chiller Pumps and Towers",0.66878979075871869,1.9240475433321115E-2,null,3384.4733932266681,15,null,822.1258693060131,null,0,1,50,100,100,100,100,100,100,100,100,100,100,100,100,100,100,100,100,100,100,100,100,100,100,100,100,100,100,100,100,100]
["Centrifugal Chiller, 0.51 kW/ton, 500 tons",1.1249550884234021,4.7651221929038293E-3,null,3808.5853295015236,20,null,1076.5934002816837,null,0,1,50,100,100,100,100,100,100,100,100,100,100,100,100,100,100,100,100,100,100,100,100,100,100,100,100,100,100,100,100,100]
["EMS Optimization",7.0279467804809675E-2,8.0875060741061062E-3,null,1422.6233244718987,5,null,299.99999329447746,null,0,1,50,100,100,100,100,100,100,100,100,100,100,100,100,100,100,100,100,100,100,100,100,100,100,100,100,100,100,100,100,100]
["High Efficiency Chiller Motors",0.17895878478062208,0,null,862.04939453796499,20,null,381.53295180484969,null,0,1,50,100,100,100,100,100,100,100,100,100,100,100,100,100,100,100,100,100,100,100,100,100,100,100,100,100,100,100,100,100]
["EMS - Chiller ",0.57561984685220358,6.6240242750879655E-2,null,2912.9781632497129,10,null,1174.4655275800187,null,0,1,50,100,100,100,100,100,100,100,100,100,100,100,100,100,100,100,100,100,100,100,100,100,100,100,100,100,100,100,100,100]
["Chiller Tune Up/Diagnostics",0.63835954267364126,2.4842243626274654E-2,null,2184.9229472670208,10,null,1000.0000149011612,null,0,1,50,100,100,100,100,100,100,100,100,100,100,100,100,100,100,100,100,100,100,100,100,100,100,100,100,100,100,100,100,100]
["Ceiling Insulation ",1.97321290381021,0.27936445068255178,null,3232.0604085004816,20,null,3843.0001735687251,null,0,1,50,100,100,100,100,100,100,100,100,100,100,100,100,100,100,100,100,100,100,100,100,100,100,100,100,100,100,100,100,100]
["Window Film (Standard)",0.28272471036943653,-4.6480681941329795E-2,null,1333.3947426214013,10,null,1304.7499716281891,null,0,1,50,100,100,100,100,100,100,100,100,100,100,100,100,100,100,100,100,100,100,100,100,100,100,100,100,100,100,100,100,100]
["Roof Insulation",0.56636776897677055,2.3745311525091017E-2,null,1098.5476648636227,20,null,1505.5199503898621,null,0,1,50,100,100,100,100,100,100,100,100,100,100,100,100,100,100,100,100,100,100,100,100,100,100,100,100,100,100,100,100,100]
["Cool Roof - Chiller",2.4420435730158618,0,null,5668.2061961459285,15,null,13606.799912452698,null,0,1,50,100,100,100,100,100,100,100,100,100,100,100,100,100,100,100,100,100,100,100,100,100,100,100,100,100,100,100,100,100]
["Duct/Pipe Insulation",8.1725532440591941E-2,2.3511694121622589E-3,null,413.57971355794115,10,null,30755.999088287354,null,0,1,50,100,100,100,100,100,100,100,100,100,100,100,100,100,100,100,100,100,100,100,100,100,100,100,100,100,100,100,100,100]
["Thermal Energy Storage (TES)",4.5929798328235316,1.5413372614317499E-2,null,-1325.5385324657975,50,null,7365.580079332165,null,0,1,50,100,100,100,100,100,100,100,100,100,100,100,100,100,100,100,100,100,100,100,100,100,100,100,100,100,100,100,100,100]
["Base DX Packaged System, EER=10.3, 10 tons",0,0,null,0,15,null,0,null,0,1,50,100,100,100,100,100,100,100,100,100,100,100,100,100,100,100,100,100,100,100,100,100,100,100,100,100,100,100,100,100]
["Aerosole Duct Sealing",1.2167697665766037,0,null,6157.5773996030493,15,null,384.05024394617772,null,0,1,50,100,100,100,100,100,100,100,100,100,100,100,100,100,100,100,100,100,100,100,100,100,100,100,100,100,100,100,100,100]
["DX Coil Cleaning",0.81878652816384512,0,null,2802.4731435915751,5,null,193.72809489730571,null,0,1,50,100,100,100,100,100,100,100,100,100,100,100,100,100,100,100,100,100,100,100,100,100,100,100,100,100,100,100,100,100]
["Optimize Controls",0.14148202394279855,1.6281237803225105E-2,null,2863.9321489105291,5,null,399.99999105930328,null,0,1,50,100,100,100,100,100,100,100,100,100,100,100,100,100,100,100,100,100,100,100,100,100,100,100,100,100,100,100,100,100]
["Ceiling Insulation ",4.0001264752693793,2.1907502862292589,null,6957.4553674466524,20,null,3843.0001735687251,null,0,1,50,100,100,100,100,100,100,100,100,100,100,100,100,100,100,100,100,100,100,100,100,100,100,100,100,100,100,100,100,100]
["DX Tune Up/ Advanced Diagnostics",0.79468349100036362,0,null,2719.9753105103141,10,null,1250,null,0,1,50,100,100,100,100,100,100,100,100,100,100,100,100,100,100,100,100,100,100,100,100,100,100,100,100,100,100,100,100,100]
["Roof Insulation",1.2874316810584225,0.77110704084441806,null,2425.7887000580872,20,null,1505.5199503898621,null,0,1,50,100,100,100,100,100,100,100,100,100,100,100,100,100,100,100,100,100,100,100,100,100,100,100,100,100,100,100,100,100]
["Window Film (Standard)",0.5507139705842572,-0.38133608665850693,null,2676.0107038992587,10,null,1369.7750210762024,null,0,1,50,100,100,100,100,100,100,100,100,100,100,100,100,100,100,100,100,100,100,100,100,100,100,100,100,100,100,100,100,100]
["DX Packaged System, EER=10.9, 10 tons",0.39346504711499197,0,null,2730.3594959500988,15,null,2583.8241606760407,null,0,1,50,100,100,100,100,100,100,100,100,100,100,100,100,100,100,100,100,100,100,100,100,100,100,100,100,100,100,100,100,100]
["Cool Roof - DX",4.1443641177579664,0,null,11761.111684725491,15,null,13606.799912452698,null,0,1,50,100,100,100,100,100,100,100,100,100,100,100,100,100,100,100,100,100,100,100,100,100,100,100,100,100,100,100,100,100]
["Geothermal Heat Pump, EER=13, 10 tons",0.99248702907756348,5.4813968325730877E-2,null,6887.133696674362,15,null,20606.837814202903,null,0,1,50,100,100,100,100,100,100,100,100,100,100,100,100,100,100,100,100,100,100,100,100,100,100,100,100,100,100,100,100,100]
["Hybrid Dessicant-DX System (Trane CDQ)",2.059877921087347,0,null,14294.045388725684,15,null,7071.5879554445401,null,0,1,50,100,100,100,100,100,100,100,100,100,100,100,100,100,100,100,100,100,100,100,100,100,100,100,100,100,100,100,100,100]
["Duct/Pipe Insulation",0.12753424239855252,0,null,645.39898199334812,10,null,30755.999088287354,null,0,1,50,100,100,100,100,100,100,100,100,100,100,100,100,100,100,100,100,100,100,100,100,100,100,100,100,100,100,100,100,100]
["Base Packaged HP System, EER=10.3, 10 tons",0,0,null,0,15,null,0,null,0,1,50,100,100,100,100,100,100,100,100,100,100,100,100,100,100,100,100,100,100,100,100,100,100,100,100,100,100,100,100,100]
["Aerosole Duct Sealing",1.2167769348639259,3.5005568336385275E-2,null,6157.6136753926212,15,null,384.05024394617772,null,0,1,50,100,100,100,100,100,100,100,100,100,100,100,100,100,100,100,100,100,100,100,100,100,100,100,100,100,100,100,100,100]
["Packaged HP System, EER=10.9, 10 tons",0.87727148712933289,0,null,3123.0786511867327,15,null,13689.047806551069,null,0,1,50,100,100,100,100,100,100,100,100,100,100,100,100,100,100,100,100,100,100,100,100,100,100,100,100,100,100,100,100,100]
["Ceiling Insulation ",3.9220005771733741,0.14540703770522048,null,6821.5703017105689,20,null,3843.0001735687251,null,0,1,50,100,100,100,100,100,100,100,100,100,100,100,100,100,100,100,100,100,100,100,100,100,100,100,100,100,100,100,100,100]
["Roof Insulation",1.2786845713827513,5.2518172353005523E-2,null,2409.3073285635128,20,null,1505.5199503898621,null,0,1,50,100,100,100,100,100,100,100,100,100,100,100,100,100,100,100,100,100,100,100,100,100,100,100,100,100,100,100,100,100]
["Window Film (Standard)",0.54721250769795615,-2.5983253452272485E-2,null,2658.9965138413786,10,null,1304.7499716281891,null,0,1,50,100,100,100,100,100,100,100,100,100,100,100,100,100,100,100,100,100,100,100,100,100,100,100,100,100,100,100,100,100]
["Cool Roof - DX",4.2225313875662538,0,null,11983.168812161472,15,null,13606.799912452698,null,0,1,50,100,100,100,100,100,100,100,100,100,100,100,100,100,100,100,100,100,100,100,100,100,100,100,100,100,100,100,100,100]
["Geothermal Heat Pump, EER=13, 10 tons",3.185796831109553,0,null,9028.0609069169732,25,null,22663.454741114849,null,{"$f":"+$J$1*H581","v":0},1,50,100,100,100,100,100,100,100,100,100,100,100,100,100,100,100,100,100,100,100,100,100,100,100,100,100,100,100,100,100]
["Duct/Pipe Insulation",0.15498803766055563,4.4588652103728192E-3,null,784.33148498794571,10,null,30755.999088287354,null,0,1,50,100,100,100,100,100,100,100,100,100,100,100,100,100,100,100,100,100,100,100,100,100,100,100,100,100,100,100,100,100]
["Base PTAC, EER=8.3, 1 ton",0,0,null,0,15,null,0,null,0,1,50,100,100,100,100,100,100,100,100,100,100,100,100,100,100,100,100,100,100,100,100,100,100,100,100,100,100,100,100,100]
["HE PTAC, EER=9.6, 1 ton",1.3378908025081664,0,null,9283.983123677277,15,null,2976.9177870938106,null,0,1,50,100,100,100,100,100,100,100,100,100,100,100,100,100,100,100,100,100,100,100,100,100,100,100,100,100,100,100,100,100]
["Occupancy Sensor (hotels)",0.44589035452508508,5.1311443629915479E-2,null,9025.879653303502,15,null,5480.8391287067534,null,0,1,50,100,100,100,100,100,100,100,100,100,100,100,100,100,100,100,100,100,100,100,100,100,100,100,100,100,100,100,100,100]
["Base Fan Motor, 15hp, 1800rpm, 91.0%",0,0,null,0,15,null,0,null,0,1,50,100,100,100,100,100,100,100,100,100,100,100,100,100,100,100,100,100,100,100,100,100,100,100,100,100,100,100,100,100]
["Electronically Commutated Motors (ECM) on an Air Handler Unit",0.3208478256264371,0,null,2799.0056827613794,15,null,563.4929187523926,null,0,1,50,100,100,100,100,100,100,100,100,100,100,100,100,100,100,100,100,100,100,100,100,100,100,100,100,100,100,100,100,100]
["Air Handler Optimization",5.0112717673951666E-2,4.3431270908916138E-2,null,1696.461193400607,8,null,299.99999329447746,null,0,1,50,100,100,100,100,100,100,100,100,100,100,100,100,100,100,100,100,100,100,100,100,100,100,100,100,100,100,100,100,100]
["Variable Speed Drive Control",0.16249549055858684,0.14083023231437325,null,5500.9448026509199,15,null,2366.7300167995477,null,0,1,50,100,100,100,100,100,100,100,100,100,100,100,100,100,100,100,100,100,100,100,100,100,100,100,100,100,100,100,100,100]
["High Efficiency Fan Motor, 15hp, 1800rpm, 92.4%",2.3571848999077209E-2,2.0429052887609187E-2,null,199.49390563794631,15,null,112.70142937140704,null,0,1,50,100,100,100,100,100,100,100,100,100,100,100,100,100,100,100,100,100,100,100,100,100,100,100,100,100,100,100,100,100]
["Energy Recovery Ventilation (ERV)",0.59132386647054935,0.63333609041326833,null,924.90260212850569,20,null,2563.366831138329,null,0,1,50,100,100,100,100,100,100,100,100,100,100,100,100,100,100,100,100,100,100,100,100,100,100,100,100,100,100,100,100,100]
["Demand Control Ventilation (DCV)",0.91256843321302772,1.8626115339776748,null,1942.203524294124,15,null,23594.000339508057,null,0,1,50,100,100,100,100,100,100,100,100,100,100,100,100,100,100,100,100,100,100,100,100,100,100,100,100,100,100,100,100,100]
["Base Water Heating",0,0,null,0,15,null,0,null,0,1,50,100,100,100,100,100,100,100,100,100,100,100,100,100,100,100,100,100,100,100,100,100,100,100,100,100,100,100,100,100]
["Heat Trap",5.0632768005080826E-2,5.6368096091067972E-2,null,419.85873809566863,10,null,1.2417198408903263,null,0,1,50,100,100,100,100,100,100,100,100,100,100,100,100,100,100,100,100,100,100,100,100,100,100,100,100,100,100,100,100,100]
["Demand controlled circulating systems",2.6523254720188214E-2,2.9527624690900107E-2,null,219.93702291549118,15,null,26.757025295314381,null,0,1,50,100,100,100,100,100,100,100,100,100,100,100,100,100,100,100,100,100,100,100,100,100,100,100,100,100,100,100,100,100]
["High Efficiency Water Heater (electric)",1.0176540082892505E-2,1.1329267821374637E-2,null,84.386247201703171,15,null,19.88573279703974,null,0,1,50,100,100,100,100,100,100,100,100,100,100,100,100,100,100,100,100,100,100,100,100,100,100,100,100,100,100,100,100,100]
["Heat Pump Water Heater (air source)",0.34903171697805058,0.38856760427308562,null,2894.2525170866365,15,null,438.81437579018097,null,0,1,50,100,100,100,100,100,100,100,100,100,100,100,100,100,100,100,100,100,100,100,100,100,100,100,100,100,100,100,100,100]
["Heat Recovery Unit",0.12966653180183266,0.14435425540369004,null,1075.2251666370742,10,null,817.99998879432678,null,0,1,50,100,100,100,100,100,100,100,100,100,100,100,100,100,100,100,100,100,100,100,100,100,100,100,100,100,100,100,100,100]
["Hot Water Pipe Insulation",1.8921189344467621E-3,2.1064450180152457E-3,null,15.689892128038922,15,null,33.100789709135604,null,0,1,50,100,100,100,100,100,100,100,100,100,100,100,100,100,100,100,100,100,100,100,100,100,100,100,100,100,100,100,100,100]
["Solar Water Heater",5.0608265425509677E-3,5.6340818029564262E-3,null,41.965555698303824,20,null,603.89635406720311,null,0,1,50,100,100,100,100,100,100,100,100,100,100,100,100,100,100,100,100,100,100,100,100,100,100,100,100,100,100,100,100,100]
["Base Desktop PC ",0,0,null,0,4,null,0,null,0,1,50,100,100,100,100,100,100,100,100,100,100,100,100,100,100,100,100,100,100,100,100,100,100,100,100,100,100,100,100,100]
["PC Network Power Management Enabling",0.58137015784790314,0.75348019252386089,null,6432.40795523,4,null,99.502487562189046,null,0,1,50,100,100,100,100,100,100,100,100,100,100,100,100,100,100,100,100,100,100,100,100,100,100,100,100,100,100,100,100,100]
["PC Manual Power Management Enabling",0.31346472258914782,0.40626347317211486,null,3468.2429912302255,4,null,199.00497512437809,null,0,1,50,100,100,100,100,100,100,100,100,100,100,100,100,100,100,100,100,100,100,100,100,100,100,100,100,100,100,100,100,100]
["Base Monitor, CRT",0,0,null,0,4,null,0,null,0,1,50,100,100,100,100,100,100,100,100,100,100,100,100,100,100,100,100,100,100,100,100,100,100,100,100,100,100,100,100,100]
["Energy Star or Better Monitor",1.2694857170681624,1.0831459689129219,null,9246.7417408456313,4,null,0,null,0,1,50,100,100,100,100,100,100,100,100,100,100,100,100,100,100,100,100,100,100,100,100,100,100,100,100,100,100,100,100,100]
["Monitor Power Management Enabling",0.51271620455229727,0.66450177963423585,null,5672.8054380120857,4,null,189.05472636815918,null,0,1,50,100,100,100,100,100,100,100,100,100,100,100,100,100,100,100,100,100,100,100,100,100,100,100,100,100,100,100,100,100]
["Base Monitor, LCD",0,0,null,0,4,null,0,null,0,1,50,100,100,100,100,100,100,100,100,100,100,100,100,100,100,100,100,100,100,100,100,100,100,100,100,100,100,100,100,100]
["Energy Star or Better Monitor",9.6760271841864261E-5,8.2557445891143089E-5,null,0.70478716890337145,4,null,0,null,0,1,50,100,100,100,100,100,100,100,100,100,100,100,100,100,100,100,100,100,100,100,100,100,100,100,100,100,100,100,100,100]
["Monitor Power Management Enabling",9.0235808801211303E-4,1.1694940593402568E-3,null,9.9838893782947959,4,null,9.9502487562189046,null,0,1,50,100,100,100,100,100,100,100,100,100,100,100,100,100,100,100,100,100,100,100,100,100,100,100,100,100,100,100,100,100]
["Base Copier",0,0,null,0,6,null,0,null,0,1,50,100,100,100,100,100,100,100,100,100,100,100,100,100,100,100,100,100,100,100,100,100,100,100,100,100,100,100,100,100]
["Energy Star or Better Copier",4.4648542843677488E-2,3.8094866723394995E-2,null,325.21322550523809,6,null,0,null,0,1,50,100,100,100,100,100,100,100,100,100,100,100,100,100,100,100,100,100,100,100,100,100,100,100,100,100,100,100,100,100]
["Copier Power Management Enabling",2.3676187330523978E-2,3.0685335233015767E-2,null,261.95857093549211,6,null,51.933064050778988,null,0,1,50,100,100,100,100,100,100,100,100,100,100,100,100,100,100,100,100,100,100,100,100,100,100,100,100,100,100,100,100,100]
["Base Laser Printer",0,0,null,0,5,null,0,null,0,1,50,100,100,100,100,100,100,100,100,100,100,100,100,100,100,100,100,100,100,100,100,100,100,100,100,100,100,100,100,100]
["Printer Power Management Enabling",0.36072553607449304,0.46751547650092756,null,3991.1470800109705,5,null,374.68776019983352,null,0,1,50,100,100,100,100,100,100,100,100,100,100,100,100,100,100,100,100,100,100,100,100,100,100,100,100,100,100,100,100,100]
["Base Commercial Ovens",0,0,null,0,10,null,0,null,0,1,50,100,100,100,100,100,100,100,100,100,100,100,100,100,100,100,100,100,100,100,100,100,100,100,100,100,100,100,100,100]
["Convection Oven",1.8355163666332313E-2,3.8857786124123881E-3,null,104.60901016103531,10,null,130061.76806520148,null,0,1,50,100,100,100,100,100,100,100,100,100,100,100,100,100,100,100,100,100,100,100,100,100,100,100,100,100,100,100,100,100]
["Base Commercial Fryers",0,0,null,0,10,null,0,null,0,1,50,100,100,100,100,100,100,100,100,100,100,100,100,100,100,100,100,100,100,100,100,100,100,100,100,100,100,100,100,100]
["Efficient Fryer",3.8835824863653803E-3,8.2215239479111206E-4,null,22.133157032131894,10,null,41819.530895450574,null,0,1,50,100,100,100,100,100,100,100,100,100,100,100,100,100,100,100,100,100,100,100,100,100,100,100,100,100,100,100,100,100]
["Base Vending Machines",0,0,null,0,10,null,0,null,0,1,50,100,100,100,100,100,100,100,100,100,100,100,100,100,100,100,100,100,100,100,100,100,100,100,100,100,100,100,100,100]
["Vending Misers (cooled machines only)",4.2208942561954732E-2,5.7254040465767465E-2,null,551.41435570313308,10,null,62.089860000000009,null,0,1,50,100,100,100,100,100,100,100,100,100,100,100,100,100,100,100,100,100,100,100,100,100,100,100,100,100,100,100,100,100]
["Base Fluorescent Fixture, T12, 34W, EB",0,0,null,0,8,null,0,null,0,1,50,100,100,100,100,100,100,100,100,100,100,100,100,100,100,100,100,100,100,100,100,100,100,100,100,100,100,100,100,100]
["Lighting Control Tuneup",0.57044608283853748,0.33583178163661409,null,3361.808110321806,6,null,143.99999752640724,null,0,1,50,100,100,100,100,100,100,100,100,100,100,100,100,100,100,100,100,100,100,100,100,100,100,100,100,100,100,100,100,100]
["Premium T8, Elecctronic Ballast",3.489218449261501,2.0541651237291498,null,20563.00014024628,12,null,1193.963642510306,null,0,1,50,100,100,100,100,100,100,100,100,100,100,100,100,100,100,100,100,100,100,100,100,100,100,100,100,100,100,100,100,100]
["Premium T8, EB, Reflector",4.1375228920109972,2.435833510280454,null,24383.650678764945,12,null,2537.1727403344003,null,0,1,50,100,100,100,100,100,100,100,100,100,100,100,100,100,100,100,100,100,100,100,100,100,100,100,100,100,100,100,100,100]
["Occupancy Sensor",1.5150231752620187,0.89192116043159098,null,8928.4813256627531,7,null,6716.0454891204708,null,0,1,50,100,100,100,100,100,100,100,100,100,100,100,100,100,100,100,100,100,100,100,100,100,100,100,100,100,100,100,100,100]
["Continuous Dimming",3.3769013973017512,1.9880420723092473,null,19901.082410306157,9,null,42968.421537734968,null,0,1,50,100,100,100,100,100,100,100,100,100,100,100,100,100,100,100,100,100,100,100,100,100,100,100,100,100,100,100,100,100]
["Base T8, EB",0,0,null,0,12,null,0,null,0,1,50,100,100,100,100,100,100,100,100,100,100,100,100,100,100,100,100,100,100,100,100,100,100,100,100,100,100,100,100,100]
["Lighting Control Tuneup",0.32801023777170057,0.1931054763278984,null,1933.0617051876641,6,null,143.99999752640724,null,0,1,50,100,100,100,100,100,100,100,100,100,100,100,100,100,100,100,100,100,100,100,100,100,100,100,100,100,100,100,100,100]
["ROB Premium T8, 1EB",0.99985355176470403,0.58863161614500736,null,5892.4337997567654,12,null,720.86376882088621,null,0,1,50,100,100,100,100,100,100,100,100,100,100,100,100,100,100,100,100,100,100,100,100,100,100,100,100,100,100,100,100,100]
["ROB Premium T8, EB, Reflector",3.0709718055188628,1.8079358660354286,null,18098.148506850361,12,null,1750.6691528507235,null,0,1,50,100,100,100,100,100,100,100,100,100,100,100,100,100,100,100,100,100,100,100,100,100,100,100,100,100,100,100,100,100]
["Occupancy Sensor",0.95983378062394131,0.56507126320855627,null,5656.5854080476411,7,null,4634.1242281342684,null,0,1,50,100,100,100,100,100,100,100,100,100,100,100,100,100,100,100,100,100,100,100,100,100,100,100,100,100,100,100,100,100]
["Base Incandescent Flood, 75W  to Screw-in CFL",0,0,null,0,1,null,0,null,0,1,50,100,100,100,100,100,100,100,100,100,100,100,100,100,100,100,100,100,100,100,100,100,100,100,100,100,100,100,100,100]
["CFL Screw-in 18W",31.959249073514961,18.814979853520619,null,188345.34229863045,1,null,2735.4355539052149,null,0,1,50,100,100,100,100,100,100,100,100,100,100,100,100,100,100,100,100,100,100,100,100,100,100,100,100,100,100,100,100,100]
["Base Incandescent Flood, 75W to Hardwired CFL ",0,0,null,0,1,null,0,null,0,1,50,100,100,100,100,100,100,100,100,100,100,100,100,100,100,100,100,100,100,100,100,100,100,100,100,100,100,100,100,100]
["CFL Hardwired, Modular 18W",31.959249073514968,18.814979853520622,null,188345.34229863051,4,null,19765.420192331421,null,0,1,50,100,100,100,100,100,100,100,100,100,100,100,100,100,100,100,100,100,100,100,100,100,100,100,100,100,100,100,100,100]
["Base CFL",0,0,null,0,1,null,0,null,0,1,50,100,100,100,100,100,100,100,100,100,100,100,100,100,100,100,100,100,100,100,100,100,100,100,100,100,100,100,100,100]
["Base High Bay Mercury Vapor, 400W",0,0,null,0,4,null,0,null,0,1,50,100,100,100,100,100,100,100,100,100,100,100,100,100,100,100,100,100,100,100,100,100,100,100,100,100,100,100,100,100]
["PSMH, 250W, magnetic ballast",4.2222774147543927,2.4857300092327157,null,24883.134241746728,8,null,570.10028588233081,null,0,1,50,100,100,100,100,100,100,100,100,100,100,100,100,100,100,100,100,100,100,100,100,100,100,100,100,100,100,100,100,100]
["High Bay T5",3.6247501842142458,2.1339550730105881,null,21361.728888637193,8,null,1300.0964981308819,null,0,1,50,100,100,100,100,100,100,100,100,100,100,100,100,100,100,100,100,100,100,100,100,100,100,100,100,100,100,100,100,100]
["Base Exit Sign",0,0,null,0,1,null,0,null,0,1,50,100,100,100,100,100,100,100,100,100,100,100,100,100,100,100,100,100,100,100,100,100,100,100,100,100,100,100,100,100]
["LED Exit Sign",2.57644139164654E-2,2.7396258304394433E-2,null,206.4385641889169,16,null,42.526574329293936,null,0,1,50,100,100,100,100,100,100,100,100,100,100,100,100,100,100,100,100,100,100,100,100,100,100,100,100,100,100,100,100,100]
["Base Outdoor Mercury Vapor 400W Lamp",0,0,null,0,5,null,0,null,0,1,50,100,100,100,100,100,100,100,100,100,100,100,100,100,100,100,100,100,100,100,100,100,100,100,100,100,100,100,100,100]
["Outdoor Lighting Controls (Photocell/Timeclock)",8.2968398025873493E-3,4.9909951687463544E-3,null,151.07136944428294,5,null,15.187023500626823,null,0,1,50,100,100,100,100,100,100,100,100,100,100,100,100,100,100,100,100,100,100,100,100,100,100,100,100,100,100,100,100,100]
["High Pressure Sodium 250W Lamp",1.0215079587074731E-2,6.1449195212314959E-3,null,185.99925982908269,5,null,83.809870429385057,null,0,1,50,100,100,100,100,100,100,100,100,100,100,100,100,100,100,100,100,100,100,100,100,100,100,100,100,100,100,100,100,100]
["Base Outdoor HID Lamp",0,0,null,0,5,null,0,null,{"$f":"+$J$1*H645","v":0},1,50,100,100,100,100,100,100,100,100,100,100,100,100,100,100,100,100,100,100,100,100,100,100,100,100,100,100,100,100,100]
["Outdoor Lighting Controls (Photocell/Timeclock)",5.5735449500635539E-2,3.3527869141071037E-8,null,1014.8479280060246,5,null,303.81956909326891,null,0,1,50,100,100,100,100,100,100,100,100,100,100,100,100,100,100,100,100,100,100,100,100,100,100,100,100,100,100,100,100,100]
["Base Centrifugal Chiller, 0.58 kW/ton, 500 tons",0,0,null,0,20,null,0,null,0,1,50,100,100,100,100,100,100,100,100,100,100,100,100,100,100,100,100,100,100,100,100,100,100,100,100,100,100,100,100,100]
["Aerosole Duct Sealing",2.641028059549174,7.5604045959342753E-2,null,15929.505604228923,15,null,814.97058914605191,null,0,1,50,100,100,100,100,100,100,100,100,100,100,100,100,100,100,100,100,100,100,100,100,100,100,100,100,100,100,100,100,100]
["EMS Optimization",0.31019687281687969,3.5519711415553955E-2,null,7483.8778120278703,5,null,299.99999329447746,null,0,1,50,100,100,100,100,100,100,100,100,100,100,100,100,100,100,100,100,100,100,100,100,100,100,100,100,100,100,100,100,100]
["Chiller Tune Up/Diagnostics",2.9244408623022604,0.11324372926771108,null,11930.027005326345,10,null,1000.0000149011612,null,0,1,50,100,100,100,100,100,100,100,100,100,100,100,100,100,100,100,100,100,100,100,100,100,100,100,100,100,100,100,100,100]
["VSD for Chiller Pumps and Towers",2.3906304445689384,6.8435976418155409E-2,null,14419.218654913398,15,null,1744.5852844046863,null,0,1,50,100,100,100,100,100,100,100,100,100,100,100,100,100,100,100,100,100,100,100,100,100,100,100,100,100,100,100,100,100]
["Centrifugal Chiller, 0.51 kW/ton, 500 tons",4.0211591998354468,1.6948683993815643E-2,null,16225.854803124588,20,null,2284.5759676728035,null,0,1,50,100,100,100,100,100,100,100,100,100,100,100,100,100,100,100,100,100,100,100,100,100,100,100,100,100,100,100,100,100]
["High Efficiency Chiller Motors",0.65224053214972777,0,null,3744.6801195170565,20,null,809.62879053555992,null,0,1,50,100,100,100,100,100,100,100,100,100,100,100,100,100,100,100,100,100,100,100,100,100,100,100,100,100,100,100,100,100]
["EMS - Chiller ",2.0979230718210715,0.24022686433433948,null,12653.738080889436,10,null,2492.264692006695,null,0,1,50,100,100,100,100,100,100,100,100,100,100,100,100,100,100,100,100,100,100,100,100,100,100,100,100,100,100,100,100,100]
["Window Film (Standard)",1.1413388046981838,-0.18671068152961184,null,6415.601290292142,10,null,1304.7499716281891,null,0,1,50,100,100,100,100,100,100,100,100,100,100,100,100,100,100,100,100,100,100,100,100,100,100,100,100,100,100,100,100,100]
["Ceiling Insulation ",7.3139218716773531,1.0303703873239007,null,14278.535036149584,20,null,3843.0001735687251,null,0,1,50,100,100,100,100,100,100,100,100,100,100,100,100,100,100,100,100,100,100,100,100,100,100,100,100,100,100,100,100,100]
["Roof Insulation",2.18123631131829,9.0997176637366478E-2,null,5042.5580429705969,20,null,1505.5199503898621,null,0,1,50,100,100,100,100,100,100,100,100,100,100,100,100,100,100,100,100,100,100,100,100,100,100,100,100,100,100,100,100,100]
["Cool Roof - Chiller",10.146711376640862,0,null,28070.18992038268,15,null,13606.799912452698,null,0,1,50,100,100,100,100,100,100,100,100,100,100,100,100,100,100,100,100,100,100,100,100,100,100,100,100,100,100,100,100,100]
["Duct/Pipe Insulation",0.32556169056590212,9.3197726268562965E-3,null,1963.6431940359776,10,null,30755.999088287354,null,0,1,50,100,100,100,100,100,100,100,100,100,100,100,100,100,100,100,100,100,100,100,100,100,100,100,100,100,100,100,100,100]
["Thermal Energy Storage (TES)",18.307323476429559,6.1132738647080929E-2,null,-6297.24348695138,50,null,15630.067240621265,null,0,1,50,100,100,100,100,100,100,100,100,100,100,100,100,100,100,100,100,100,100,100,100,100,100,100,100,100,100,100,100,100]
["Base DX Packaged System, EER=10.3, 10 tons",0,0,null,0,15,null,0,null,0,1,50,100,100,100,100,100,100,100,100,100,100,100,100,100,100,100,100,100,100,100,100,100,100,100,100,100,100,100,100,100]
["Aerosole Duct Sealing",4.5777594546538811,0,null,27611.007245477242,15,null,814.97058914605191,null,0,1,50,100,100,100,100,100,100,100,100,100,100,100,100,100,100,100,100,100,100,100,100,100,100,100,100,100,100,100,100,100]
["Optimize Controls",0.54240268696626392,6.2108901153997587E-2,null,13086.126231090204,5,null,399.99999105930328,null,0,1,50,100,100,100,100,100,100,100,100,100,100,100,100,100,100,100,100,100,100,100,100,100,100,100,100,100,100,100,100,100]
["DX Coil Cleaning",3.0409731616135494,0,null,12405.411375616532,5,null,411.09907393972594,null,0,1,50,100,100,100,100,100,100,100,100,100,100,100,100,100,100,100,100,100,100,100,100,100,100,100,100,100,100,100,100,100]
["Ceiling Insulation ",15.047582441923495,8.2003378062895376,null,31194.013059744495,20,null,3843.0001735687251,null,0,1,50,100,100,100,100,100,100,100,100,100,100,100,100,100,100,100,100,100,100,100,100,100,100,100,100,100,100,100,100,100]
["DX Tune Up/ Advanced Diagnostics",2.9897421243605904,0,null,12196.418379445113,10,null,1250,null,0,1,50,100,100,100,100,100,100,100,100,100,100,100,100,100,100,100,100,100,100,100,100,100,100,100,100,100,100,100,100,100]
["Roof Insulation",4.8431028290144571,2.8864233181150003,null,10876.277481197398,20,null,1505.5199503898621,null,0,1,50,100,100,100,100,100,100,100,100,100,100,100,100,100,100,100,100,100,100,100,100,100,100,100,100,100,100,100,100,100]
["Window Film (Standard)",2.1354949640458307,-1.471384649393092,null,12367.676480599172,10,null,1369.7750210762024,null,0,1,50,100,100,100,100,100,100,100,100,100,100,100,100,100,100,100,100,100,100,100,100,100,100,100,100,100,100,100,100,100]
["Cool Roof - DX",17.642364357220252,0,null,59672.614781160082,15,null,13606.799912452698,null,0,1,50,100,100,100,100,100,100,100,100,100,100,100,100,100,100,100,100,100,100,100,100,100,100,100,100,100,100,100,100,100]
["DX Packaged System, EER=10.9, 10 tons",1.3856928228300625,0,null,11460.629002204996,15,null,5482.9823224147285,null,0,1,50,100,100,100,100,100,100,100,100,100,100,100,100,100,100,100,100,100,100,100,100,100,100,100,100,100,100,100,100,100]
["Geothermal Heat Pump, EER=13, 10 tons",3.9497761075748148,0.21706247015103425,null,32667.354456117937,15,null,43728.566818022002,null,0,1,50,100,100,100,100,100,100,100,100,100,100,100,100,100,100,100,100,100,100,100,100,100,100,100,100,100,100,100,100,100]
["Hybrid Dessicant-DX System (Trane CDQ)",8.1976479816931,0,null,67800.165131100628,15,null,15006.203727485279,null,0,1,50,100,100,100,100,100,100,100,100,100,100,100,100,100,100,100,100,100,100,100,100,100,100,100,100,100,100,100,100,100]
["Duct/Pipe Insulation",0.50753928192716191,0,null,3061.2510179862079,10,null,30755.999088287354,null,0,1,50,100,100,100,100,100,100,100,100,100,100,100,100,100,100,100,100,100,100,100,100,100,100,100,100,100,100,100,100,100]
["Base Packaged HP System, EER=10.3, 10 tons",0,0,null,0,15,null,0,null,0,1,50,100,100,100,100,100,100,100,100,100,100,100,100,100,100,100,100,100,100,100,100,100,100,100,100,100,100,100,100,100]
["Aerosole Duct Sealing",4.5777819698852351,0.13104701299619412,null,27611.14304733013,15,null,814.97058914605191,null,0,1,50,100,100,100,100,100,100,100,100,100,100,100,100,100,100,100,100,100,100,100,100,100,100,100,100,100,100,100,100,100]
["Packaged HP System, EER=10.9, 10 tons",3.3004457514669188,0,null,14003.91023717905,15,null,29048.728731746003,null,0,1,50,100,100,100,100,100,100,100,100,100,100,100,100,100,100,100,100,100,100,100,100,100,100,100,100,100,100,100,100,100]
["Ceiling Insulation ",14.75445145435085,0.54431048366337753,null,30586.345224074023,20,null,3843.0001735687251,null,0,1,50,100,100,100,100,100,100,100,100,100,100,100,100,100,100,100,100,100,100,100,100,100,100,100,100,100,100,100,100,100]
["Window Film (Standard)",2.1520381915110636,-0.10167948692343302,null,12463.486252422412,10,null,1304.7499716281891,null,0,1,50,100,100,100,100,100,100,100,100,100,100,100,100,100,100,100,100,100,100,100,100,100,100,100,100,100,100,100,100,100]
["Roof Insulation",4.7427633105401048,0.19383111245358861,null,10650.942508188202,20,null,1505.5199503898621,null,0,1,50,100,100,100,100,100,100,100,100,100,100,100,100,100,100,100,100,100,100,100,100,100,100,100,100,100,100,100,100,100]
["Cool Roof - DX",17.52745349751671,0,null,59285.082251101288,15,null,13606.799912452698,null,0,1,50,100,100,100,100,100,100,100,100,100,100,100,100,100,100,100,100,100,100,100,100,100,100,100,100,100,100,100,100,100]
["Geothermal Heat Pump, EER=13, 10 tons",12.678045340018981,0,null,42820.971610441811,25,null,48092.793465429277,null,0,1,50,100,100,100,100,100,100,100,100,100,100,100,100,100,100,100,100,100,100,100,100,100,100,100,100,100,100,100,100,100]
["Duct/Pipe Insulation",0.61679939755137747,1.7656961209313881E-2,null,3720.2593984014238,10,null,30755.999088287354,null,0,1,50,100,100,100,100,100,100,100,100,100,100,100,100,100,100,100,100,100,100,100,100,100,100,100,100,100,100,100,100,100]
["Base PTAC, EER=8.3, 1 ton",0,0,null,0,15,null,0,null,0,1,50,100,100,100,100,100,100,100,100,100,100,100,100,100,100,100,100,100,100,100,100,100,100,100,100,100,100,100,100,100]
["HE PTAC, EER=9.6, 1 ton",5.0334864908059238,0,null,41630.381790475643,15,null,6317.1433452525225,null,0,1,50,100,100,100,100,100,100,100,100,100,100,100,100,100,100,100,100,100,100,100,100,100,100,100,100,100,100,100,100,100]
["Occupancy Sensor (hotels)",1.6775746929327024,0.19209403508778258,null,40473.535108363416,15,null,11630.56856269791,null,0,1,50,100,100,100,100,100,100,100,100,100,100,100,100,100,100,100,100,100,100,100,100,100,100,100,100,100,100,100,100,100]
["Base Fan Motor, 15hp, 1800rpm, 91.0%",0,0,null,0,15,null,0,null,0,1,50,100,100,100,100,100,100,100,100,100,100,100,100,100,100,100,100,100,100,100,100,100,100,100,100,100,100,100,100,100]
["Air Handler Optimization",0.24998621482951811,0.25136838984897053,null,8648.8128749524403,8,null,299.99999329447746,null,0,1,50,100,100,100,100,100,100,100,100,100,100,100,100,100,100,100,100,100,100,100,100,100,100,100,100,100,100,100,100,100]
["Electronically Commutated Motors (ECM) on an Air Handler Unit",1.289960446986623,0,null,11500.733504757816,15,null,1195.7554075649125,null,0,1,50,100,100,100,100,100,100,100,100,100,100,100,100,100,100,100,100,100,100,100,100,100,100,100,100,100,100,100,100,100]
["Variable Speed Drive Control",0.63710119233560225,0.6406237279822582,null,22041.891384600749,15,null,3129.6260379890095,null,0,1,50,100,100,100,100,100,100,100,100,100,100,100,100,100,100,100,100,100,100,100,100,100,100,100,100,100,100,100,100,100]
["High Efficiency Fan Motor, 15hp, 1800rpm, 92.4%",9.4268924975154642E-2,9.4790138328059506E-2,null,815.35925149818661,15,null,149.02981133280997,null,0,1,50,100,100,100,100,100,100,100,100,100,100,100,100,100,100,100,100,100,100,100,100,100,100,100,100,100,100,100,100,100]
["Energy Recovery Ventilation (ERV)",2.3649945349686767,2.9388606271585069,null,3780.4648208925059,20,null,5439.5710183770188,null,0,1,50,100,100,100,100,100,100,100,100,100,100,100,100,100,100,100,100,100,100,100,100,100,100,100,100,100,100,100,100,100]
["Demand Control Ventilation (DCV)",3.6499583351757794,8.6434032099972278,null,7938.9244507125941,15,null,23594.000339508057,null,0,1,50,100,100,100,100,100,100,100,100,100,100,100,100,100,100,100,100,100,100,100,100,100,100,100,100,100,100,100,100,100]
["Base Water Heating",0,0,null,0,15,null,0,null,0,1,50,100,100,100,100,100,100,100,100,100,100,100,100,100,100,100,100,100,100,100,100,100,100,100,100,100,100,100,100,100]
["Heat Trap",0.29433213102183681,0.25554036208333492,null,2126.3994696406603,10,null,1.3667992110041074,null,0,1,50,100,100,100,100,100,100,100,100,100,100,100,100,100,100,100,100,100,100,100,100,100,100,100,100,100,100,100,100,100]
["Demand controlled circulating systems",0.15418169631836298,0.13386118045295628,null,1113.8840878209819,15,null,28.268737811374393,null,0,1,50,100,100,100,100,100,100,100,100,100,100,100,100,100,100,100,100,100,100,100,100,100,100,100,100,100,100,100,100,100]
["High Efficiency Water Heater (electric)",5.9157001128828643E-2,5.1360350756620522E-2,null,427.37914949741111,15,null,21.88883756399045,null,0,1,50,100,100,100,100,100,100,100,100,100,100,100,100,100,100,100,100,100,100,100,100,100,100,100,100,100,100,100,100,100]
["Heat Pump Water Heater (air source)",2.0289479058265014,1.7615408847927034,null,14658.113390134478,15,null,483.01647670962319,null,0,1,50,100,100,100,100,100,100,100,100,100,100,100,100,100,100,100,100,100,100,100,100,100,100,100,100,100,100,100,100,100]
["Heat Recovery Unit",0.75376133857560179,0.65441868244326373,null,5445.541079794245,10,null,817.99998879432678,null,0,1,50,100,100,100,100,100,100,100,100,100,100,100,100,100,100,100,100,100,100,100,100,100,100,100,100,100,100,100,100,100]
["Hot Water Pipe Insulation",1.0999029623051585E-2,9.5494025836798651E-3,null,79.462376995067515,15,null,36.435057062163338,null,0,1,50,100,100,100,100,100,100,100,100,100,100,100,100,100,100,100,100,100,100,100,100,100,100,100,100,100,100,100,100,100]
["Solar Water Heater",2.9418965162560356E-2,2.5541666088776227E-2,null,212.53701287000939,20,null,664.72728637039916,null,0,1,50,100,100,100,100,100,100,100,100,100,100,100,100,100,100,100,100,100,100,100,100,100,100,100,100,100,100,100,100,100]
["Base Desktop PC ",0,0,null,0,4,null,0,null,0,1,50,100,100,100,100,100,100,100,100,100,100,100,100,100,100,100,100,100,100,100,100,100,100,100,100,100,100,100,100,100]
["PC Network Power Management Enabling",0.15965427011964811,0.34166506214947523,null,2182.1569519756163,4,null,33.755274261603375,null,0,1,50,100,100,100,100,100,100,100,100,100,100,100,100,100,100,100,100,100,100,100,100,100,100,100,100,100,100,100,100,100]
["PC Manual Power Management Enabling",8.6082021639563661E-2,0.18421818127001943,null,1176.5703593152552,4,null,67.510548523206751,null,0,1,50,100,100,100,100,100,100,100,100,100,100,100,100,100,100,100,100,100,100,100,100,100,100,100,100,100,100,100,100,100]
["Base Monitor, CRT",0,0,null,0,4,null,0,null,0,1,50,100,100,100,100,100,100,100,100,100,100,100,100,100,100,100,100,100,100,100,100,100,100,100,100,100,100,100,100,100]
["Energy Star or Better Monitor",0.34861893013518397,0.49114650987900416,null,3136.8696706312489,4,null,0,null,0,1,50,100,100,100,100,100,100,100,100,100,100,100,100,100,100,100,100,100,100,100,100,100,100,100,100,100,100,100,100,100]
["Monitor Power Management Enabling",0.1408010466662511,0.30131858248378596,null,1924.4708118232206,4,null,64.135021097046405,null,0,1,50,100,100,100,100,100,100,100,100,100,100,100,100,100,100,100,100,100,100,100,100,100,100,100,100,100,100,100,100,100]
["Base Monitor, LCD",0,0,null,0,4,null,0,null,0,1,50,100,100,100,100,100,100,100,100,100,100,100,100,100,100,100,100,100,100,100,100,100,100,100,100,100,100,100,100,100]
["Energy Star or Better Monitor",2.6571752791854914E-5,3.7435212253180238E-5,null,0.23909236769202244,4,null,0,null,0,1,50,100,100,100,100,100,100,100,100,100,100,100,100,100,100,100,100,100,100,100,100,100,100,100,100,100,100,100,100,100]
["Monitor Power Management Enabling",2.4780308189936647E-4,5.3030623806383864E-4,null,3.3869762298398913,4,null,3.3755274261603381,null,{"$f":"+$J$1*H709","v":0},1,50,100,100,100,100,100,100,100,100,100,100,100,100,100,100,100,100,100,100,100,100,100,100,100,100,100,100,100,100,100]
["Base Copier",0,0,null,0,6,null,0,null,0,1,50,100,100,100,100,100,100,100,100,100,100,100,100,100,100,100,100,100,100,100,100,100,100,100,100,100,100,100,100,100]
["Energy Star or Better Copier",2.1992838877870999E-2,3.0984278601879238E-2,null,197.89134577494568,6,null,0,null,0,1,50,100,100,100,100,100,100,100,100,100,100,100,100,100,100,100,100,100,100,100,100,100,100,100,100,100,100,100,100,100]
["Copier Power Management Enabling",1.1662453411921014E-2,2.495800999756019E-2,null,159.402587671742,6,null,31.601123595505623,null,0,1,50,100,100,100,100,100,100,100,100,100,100,100,100,100,100,100,100,100,100,100,100,100,100,100,100,100,100,100,100,100]
["Base Laser Printer",0,0,null,0,5,null,0,null,0,1,50,100,100,100,100,100,100,100,100,100,100,100,100,100,100,100,100,100,100,100,100,100,100,100,100,100,100,100,100,100]
["Printer Power Management Enabling",0.15361537861016838,0.32874164806631867,null,2099.6172924991606,5,null,197.10906701708279,null,0,1,50,100,100,100,100,100,100,100,100,100,100,100,100,100,100,100,100,100,100,100,100,100,100,100,100,100,100,100,100,100]
["Base Commercial Ovens",0,0,null,0,10,null,0,null,0,1,50,100,100,100,100,100,100,100,100,100,100,100,100,100,100,100,100,100,100,100,100,100,100,100,100,100,100,100,100,100]
["Convection Oven",0.10301362100839738,2.3003652952439651E-2,null,583.5320577512515,10,null,339638.1694933339,null,0,1,50,100,100,100,100,100,100,100,100,100,100,100,100,100,100,100,100,100,100,100,100,100,100,100,100,100,100,100,100,100]
["Base Commercial Fryers",0,0,null,0,10,null,0,null,0,1,50,100,100,100,100,100,100,100,100,100,100,100,100,100,100,100,100,100,100,100,100,100,100,100,100,100,100,100,100,100]
["Efficient Fryer",1.6941644864577415E-2,3.7831862921938399E-3,null,95.967822436917388,10,null,141340.65235682161,null,0,1,50,100,100,100,100,100,100,100,100,100,100,100,100,100,100,100,100,100,100,100,100,100,100,100,100,100,100,100,100,100]
["Base Vending Machines",0,0,null,0,10,null,0,null,0,1,50,100,100,100,100,100,100,100,100,100,100,100,100,100,100,100,100,100,100,100,100,100,100,100,100,100,100,100,100,100]
["Vending Misers (cooled machines only)",3.127801925070698E-2,4.8356371210143016E-2,null,418.62703018284947,10,null,52.375119999999995,null,0,1,50,100,100,100,100,100,100,100,100,100,100,100,100,100,100,100,100,100,100,100,100,100,100,100,100,100,100,100,100,100]
["Base Fluorescent Fixture, T12, 34W, EB",0,0,null,0,12,null,0,null,0,1,50,100,100,100,100,100,100,100,100,100,100,100,100,100,100,100,100,100,100,100,100,100,100,100,100,100,100,100,100,100]
["Lighting Control Tuneup",1.3876351851615951,0.81692560113698898,null,6370.2941960283251,6,null,143.99999752640724,null,0,1,50,100,100,100,100,100,100,100,100,100,100,100,100,100,100,100,100,100,100,100,100,100,100,100,100,100,100,100,100,100]
["Premium T8, Elecctronic Ballast",8.4876765225726736,4.9968466637371431,null,38964.849744145155,19,null,3409.8022150677807,null,0,1,50,100,100,100,100,100,100,100,100,100,100,100,100,100,100,100,100,100,100,100,100,100,100,100,100,100,100,100,100,100]
["Premium T8, EB, Reflector",10.064693705661716,5.9252648272967168,null,46204.550434855984,19,null,7245.8297070190347,null,0,1,50,100,100,100,100,100,100,100,100,100,100,100,100,100,100,100,100,100,100,100,100,100,100,100,100,100,100,100,100,100]
["Occupancy Sensor",3.6853546730328168,2.169634075198045,null,16918.56313170155,11,null,19180.137459756268,null,0,1,50,100,100,100,100,100,100,100,100,100,100,100,100,100,100,100,100,100,100,100,100,100,100,100,100,100,100,100,100,100]
["Continuous Dimming",8.2144447574814983,4.8359902467669755,null,37710.509449272759,13,null,122712.12767357794,null,0,1,50,100,100,100,100,100,100,100,100,100,100,100,100,100,100,100,100,100,100,100,100,100,100,100,100,100,100,100,100,100]
["Base T8, EB",0,0,null,0,19,null,0,null,0,1,50,100,100,100,100,100,100,100,100,100,100,100,100,100,100,100,100,100,100,100,100,100,100,100,100,100,100,100,100,100]
["Lighting Control Tuneup",0.79789932952184583,0.46973757684050582,null,3662.9609296596136,6,null,143.99999752640724,null,0,1,50,100,100,100,100,100,100,100,100,100,100,100,100,100,100,100,100,100,100,100,100,100,100,100,100,100,100,100,100,100]
["ROB Premium T8, 1EB",2.4321874379433575,1.4318721563609869,null,11165.578449770477,19,null,2058.6915615953098,null,0,1,50,100,100,100,100,100,100,100,100,100,100,100,100,100,100,100,100,100,100,100,100,100,100,100,100,100,100,100,100,100]
["ROB Premium T8, EB, Reflector",7.4702682752636012,4.3978802690230285,null,34294.176989425694,19,null,4999.679506731467,null,0,1,50,100,100,100,100,100,100,100,100,100,100,100,100,100,100,100,100,100,100,100,100,100,100,100,100,100,100,100,100,100]
["Occupancy Sensor",2.3348352015474445,1.3745591571734519,null,10718.658111402838,11,null,13234.445753112706,null,0,1,50,100,100,100,100,100,100,100,100,100,100,100,100,100,100,100,100,100,100,100,100,100,100,100,100,100,100,100,100,100]
["Base Incandescent Flood, 75W  to Screw-in CFL",0,0,null,0,1,null,0,null,0,1,50,100,100,100,100,100,100,100,100,100,100,100,100,100,100,100,100,100,100,100,100,100,100,100,100,100,100,100,100,100]
["CFL Screw-in 18W",77.742326872118966,45.768295437390591,null,356896.03359367367,2,null,7812.042074640186,null,0,1,50,100,100,100,100,100,100,100,100,100,100,100,100,100,100,100,100,100,100,100,100,100,100,100,100,100,100,100,100,100]
["Base Incandescent Flood, 75W to Hardwired CFL ",0,0,null,0,1,null,0,null,0,1,50,100,100,100,100,100,100,100,100,100,100,100,100,100,100,100,100,100,100,100,100,100,100,100,100,100,100,100,100,100]
["CFL Hardwired, Modular 18W",77.742326872118966,45.768295437390577,null,356896.03359367367,5,null,56447.425326835604,null,0,1,50,100,100,100,100,100,100,100,100,100,100,100,100,100,100,100,100,100,100,100,100,100,100,100,100,100,100,100,100,100]
["Base CFL",0,0,null,0,2,null,0,null,0,1,50,100,100,100,100,100,100,100,100,100,100,100,100,100,100,100,100,100,100,100,100,100,100,100,100,100,100,100,100,100]
["Base High Bay Mercury Vapor, 400W",0,0,null,0,6,null,0,null,0,1,50,100,100,100,100,100,100,100,100,100,100,100,100,100,100,100,100,100,100,100,100,100,100,100,100,100,100,100,100,100]
["PSMH, 250W, magnetic ballast",10.270874799940252,6.0466473175850126,null,47151.077477596235,12,null,1078.6935665462811,null,0,1,50,100,100,100,100,100,100,100,100,100,100,100,100,100,100,100,100,100,100,100,100,100,100,100,100,100,100,100,100,100]
["High Bay T5",8.8173469306089274,5.1909295171715124,null,40478.2860632675,12,null,2459.928126948158,null,0,1,50,100,100,100,100,100,100,100,100,100,100,100,100,100,100,100,100,100,100,100,100,100,100,100,100,100,100,100,100,100]
["Base Exit Sign",0,0,null,0,1,null,0,null,0,1,50,100,100,100,100,100,100,100,100,100,100,100,100,100,100,100,100,100,100,100,100,100,100,100,100,100,100,100,100,100]
["LED Exit Sign",0.15237933463408379,0.16203061085322448,null,951.09194364545874,16,null,176.41091307952675,null,0,1,50,100,100,100,100,100,100,100,100,100,100,100,100,100,100,100,100,100,100,100,100,100,100,100,100,100,100,100,100,100]
["Base Outdoor Mercury Vapor 400W Lamp",0,0,null,0,5,null,0,null,0,1,50,100,100,100,100,100,100,100,100,100,100,100,100,100,100,100,100,100,100,100,100,100,100,100,100,100,100,100,100,100]
["Outdoor Lighting Controls (Photocell/Timeclock)",2.9350001888145787E-2,1.765560429243292E-2,null,692.60016055594031,5,null,102.30200957111508,null,0,1,50,100,100,100,100,100,100,100,100,100,100,100,100,100,100,100,100,100,100,100,100,100,100,100,100,100,100,100,100,100]
["High Pressure Sodium 250W Lamp",3.6135759215791673E-2,2.173760219682766E-2,null,852.73018823131861,5,null,564.5555342998573,null,0,1,50,100,100,100,100,100,100,100,100,100,100,100,100,100,100,100,100,100,100,100,100,100,100,100,100,100,100,100,100,100]
["Base Outdoor HID Lamp",0,0,null,0,5,null,0,null,0,1,50,100,100,100,100,100,100,100,100,100,100,100,100,100,100,100,100,100,100,100,100,100,100,100,100,100,100,100,100,100]
["Outdoor Lighting Controls (Photocell/Timeclock)",3.1892655510853622E-2,1.9185147165593078E-8,null,752.60159817209467,5,null,263.49052559668115,null,0,1,50,100,100,100,100,100,100,100,100,100,100,100,100,100,100,100,100,100,100,100,100,100,100,100,100,100,100,100,100,100]
["Base Centrifugal Chiller, 0.58 kW/ton, 500 tons",0,0,null,0,20,null,0,null,0,1,50,100,100,100,100,100,100,100,100,100,100,100,100,100,100,100,100,100,100,100,100,100,100,100,100,100,100,100,100,100]
["Aerosole Duct Sealing",1.6645736275851282,4.7651329553520604E-2,null,6973.1522602114464,15,null,765.7706530723317,null,0,1,50,100,100,100,100,100,100,100,100,100,100,100,100,100,100,100,100,100,100,100,100,100,100,100,100,100,100,100,100,100]
["EMS Optimization",0.19549840808349828,2.2385934551396744E-2,null,3275.8903387719765,5,null,299.99999329447746,null,0,1,50,100,100,100,100,100,100,100,100,100,100,100,100,100,100,100,100,100,100,100,100,100,100,100,100,100,100,100,100,100]
["Chiller Tune Up/Diagnostics",1.8432754334228969,7.1377534932732578E-2,null,5222.5869005971144,10,null,1000.0000149011612,null,0,1,50,100,100,100,100,100,100,100,100,100,100,100,100,100,100,100,100,100,100,100,100,100,100,100,100,100,100,100,100,100]
["VSD for Chiller Pumps and Towers",1.5067550863353494,4.3133497963422009E-2,null,6312.0263722471491,15,null,1639.2643248375414,null,0,1,50,100,100,100,100,100,100,100,100,100,100,100,100,100,100,100,100,100,100,100,100,100,100,100,100,100,100,100,100,100]
["Centrifugal Chiller, 0.51 kW/ton, 500 tons",2.5345270212802142,1.0682714742044238E-2,null,7103.1355196779523,20,null,2146.6556634777326,null,0,1,50,100,100,100,100,100,100,100,100,100,100,100,100,100,100,100,100,100,100,100,100,100,100,100,100,100,100,100,100,100]
["High Efficiency Chiller Motors",0.41109054860580402,0,null,1639.2352717583767,20,null,760.75133990322263,null,0,1,50,100,100,100,100,100,100,100,100,100,100,100,100,100,100,100,100,100,100,100,100,100,100,100,100,100,100,100,100,100]
["EMS - Chiller ",1.3222736924936058,0.15140958245835492,null,5539.2057369107761,10,null,2341.8061783393446,null,0,1,50,100,100,100,100,100,100,100,100,100,100,100,100,100,100,100,100,100,100,100,100,100,100,100,100,100,100,100,100,100]
["Window Film (Standard)",0.71934835909039552,-0.11767760724262291,null,2808.3995644158044,10,null,1304.7499716281891,null,0,1,50,100,100,100,100,100,100,100,100,100,100,100,100,100,100,100,100,100,100,100,100,100,100,100,100,100,100,100,100,100]
["Ceiling Insulation ",4.6106525622700492,0.64953931023105171,null,6251.6202404621426,20,null,3843.0001735687251,null,0,1,50,100,100,100,100,100,100,100,100,100,100,100,100,100,100,100,100,100,100,100,100,100,100,100,100,100,100,100,100,100]
["Roof Insulation",1.3749381123588502,5.735989403110945E-2,null,2207.6396952688615,20,null,1505.5199503898621,null,0,1,50,100,100,100,100,100,100,100,100,100,100,100,100,100,100,100,100,100,100,100,100,100,100,100,100,100,100,100,100,100]
["Cool Roof - Chiller",6.3957314780824941,0,null,12288.733406789763,15,null,13606.799912452698,null,0,1,50,100,100,100,100,100,100,100,100,100,100,100,100,100,100,100,100,100,100,100,100,100,100,100,100,100,100,100,100,100]
["Duct/Pipe Insulation",0.20518949688287594,5.8739079935272937E-3,null,859.57003057667509,10,null,30755.999088287354,null,0,1,50,100,100,100,100,100,100,100,100,100,100,100,100,100,100,100,100,100,100,100,100,100,100,100,100,100,100,100,100,100]
["Thermal Energy Storage (TES)",11.52291940658486,3.8477913322103145E-2,null,-2752.8656192863996,50,null,14686.47698189513,null,0,1,50,100,100,100,100,100,100,100,100,100,100,100,100,100,100,100,100,100,100,100,100,100,100,100,100,100,100,100,100,100]
["Base DX Packaged System, EER=10.3, 10 tons",0,0,null,0,15,null,0,null,0,1,50,100,100,100,100,100,100,100,100,100,100,100,100,100,100,100,100,100,100,100,100,100,100,100,100,100,100,100,100,100]
["Aerosole Duct Sealing",2.8852405224213777,0,null,12086.711658026292,15,null,765.7706530723317,null,0,1,50,100,100,100,100,100,100,100,100,100,100,100,100,100,100,100,100,100,100,100,100,100,100,100,100,100,100,100,100,100]
["Optimize Controls",0.34184360001236591,3.9143482198700334E-2,null,5728.1394648147289,5,null,399.99999105930328,null,0,1,50,100,100,100,100,100,100,100,100,100,100,100,100,100,100,100,100,100,100,100,100,100,100,100,100,100,100,100,100,100]
["DX Coil Cleaning",1.9167160051431831,0,null,5430.6674516010926,5,null,386.28094132589308,null,0,1,50,100,100,100,100,100,100,100,100,100,100,100,100,100,100,100,100,100,100,100,100,100,100,100,100,100,100,100,100,100]
["Ceiling Insulation ",9.4866374959203252,5.1698424510986829,null,13658.835691893908,20,null,3843.0001735687251,null,0,1,50,100,100,100,100,100,100,100,100,100,100,100,100,100,100,100,100,100,100,100,100,100,100,100,100,100,100,100,100,100]
["DX Tune Up/ Advanced Diagnostics",1.8844053942369057,0,null,5339.1211909556805,10,null,1250,null,0,1,50,100,100,100,100,100,100,100,100,100,100,100,100,100,100,100,100,100,100,100,100,100,100,100,100,100,100,100,100,100]
["Roof Insulation",3.0531945516673611,1.8196623273447667,null,4762.2032218340673,20,null,1505.5199503898621,null,0,1,50,100,100,100,100,100,100,100,100,100,100,100,100,100,100,100,100,100,100,100,100,100,100,100,100,100,100,100,100,100]
["Window Film (Standard)",1.3458594351486706,-0.92731516827722515,null,5413.5995205205136,10,null,1369.7750210762024,null,0,1,50,100,100,100,100,100,100,100,100,100,100,100,100,100,100,100,100,100,100,100,100,100,100,100,100,100,100,100,100,100]
["Cool Roof - DX",11.120066935835657,0,null,26122.96928469339,15,null,13606.799912452698,null,0,1,50,100,100,100,100,100,100,100,100,100,100,100,100,100,100,100,100,100,100,100,100,100,100,100,100,100,100,100,100,100]
["DX Packaged System, EER=10.9, 10 tons",0.87333325971156106,0,null,5016.702453978166,15,null,5151.9735923465578,null,0,1,50,100,100,100,100,100,100,100,100,100,100,100,100,100,100,100,100,100,100,100,100,100,100,100,100,100,100,100,100,100]
["Geothermal Heat Pump, EER=13, 10 tons",2.4893567726646344,0.13680418945498915,null,14299.652614144588,15,null,41088.664567934145,null,0,1,50,100,100,100,100,100,100,100,100,100,100,100,100,100,100,100,100,100,100,100,100,100,100,100,100,100,100,100,100,100]
["Hybrid Dessicant-DX System (Trane CDQ)",5.1665856504658176,0,null,29678.502018737592,15,null,14100.276232757999,null,0,1,50,100,100,100,100,100,100,100,100,100,100,100,100,100,100,100,100,100,100,100,100,100,100,100,100,100,100,100,100,100]
["Duct/Pipe Insulation",0.31988604994797804,0,null,1340.0513472275222,10,null,30755.999088287354,null,{"$f":"+$J$1*H773","v":0},1,50,100,100,100,100,100,100,100,100,100,100,100,100,100,100,100,100,100,100,100,100,100,100,100,100,100,100,100,100,100]
["Base Packaged HP System, EER=10.3, 10 tons",0,0,null,0,15,null,0,null,0,1,50,100,100,100,100,100,100,100,100,100,100,100,100,100,100,100,100,100,100,100,100,100,100,100,100,100,100,100,100,100]
["Aerosole Duct Sealing",2.8852609544808852,8.2595637892768969E-2,null,12086.797251033162,15,null,765.7706530723317,null,0,1,50,100,100,100,100,100,100,100,100,100,100,100,100,100,100,100,100,100,100,100,100,100,100,100,100,100,100,100,100,100]
["Packaged HP System, EER=10.9, 10 tons",2.0802490773897118,0,null,6130.4014396330676,15,null,27295.051217907996,null,0,1,50,100,100,100,100,100,100,100,100,100,100,100,100,100,100,100,100,100,100,100,100,100,100,100,100,100,100,100,100,100]
["Ceiling Insulation ",9.3007678521605861,0.34311715067415366,null,13391.221068133187,20,null,3843.0001735687251,null,0,1,50,100,100,100,100,100,100,100,100,100,100,100,100,100,100,100,100,100,100,100,100,100,100,100,100,100,100,100,100,100]
["Window Film (Standard)",1.3563629148887044,-6.4085425130457674E-2,null,5455.8488308120795,10,null,1304.7499716281891,null,0,1,50,100,100,100,100,100,100,100,100,100,100,100,100,100,100,100,100,100,100,100,100,100,100,100,100,100,100,100,100,100]
["Roof Insulation",2.9896177332985321,0.12218212908037801,null,4663.0396329613432,20,null,1505.5199503898621,null,0,1,50,100,100,100,100,100,100,100,100,100,100,100,100,100,100,100,100,100,100,100,100,100,100,100,100,100,100,100,100,100]
["Cool Roof - DX",11.047683426699745,0,null,25953.425147095269,15,null,13606.799912452698,null,0,1,50,100,100,100,100,100,100,100,100,100,100,100,100,100,100,100,100,100,100,100,100,100,100,100,100,100,100,100,100,100]
["Geothermal Heat Pump, EER=13, 10 tons",7.9909917796016083,0,null,18745.704100635612,25,null,45189.421987220368,null,0,1,50,100,100,100,100,100,100,100,100,100,100,100,100,100,100,100,100,100,100,100,100,100,100,100,100,100,100,100,100,100]
["Duct/Pipe Insulation",0.38874591560299537,1.1128531312764712E-2,null,1628.5158043550484,10,null,30755.999088287354,null,0,1,50,100,100,100,100,100,100,100,100,100,100,100,100,100,100,100,100,100,100,100,100,100,100,100,100,100,100,100,100,100]
["Base PTAC, EER=8.3, 1 ton",0,0,null,0,15,null,0,null,0,1,50,100,100,100,100,100,100,100,100,100,100,100,100,100,100,100,100,100,100,100,100,100,100,100,100,100,100,100,100,100]
["HE PTAC, EER=9.6, 1 ton",3.172411532832379,0,null,18223.335187125649,15,null,5935.7761488232381,null,0,1,50,100,100,100,100,100,100,100,100,100,100,100,100,100,100,100,100,100,100,100,100,100,100,100,100,100,100,100,100,100]
["Occupancy Sensor (hotels)",1.0572792627360317,0.12106586754429738,null,17716.414962835061,15,null,10928.428832250274,null,0,1,50,100,100,100,100,100,100,100,100,100,100,100,100,100,100,100,100,100,100,100,100,100,100,100,100,100,100,100,100,100]
["Base Fan Motor, 15hp, 1800rpm, 91.0%",0,0,null,0,15,null,0,null,0,1,50,100,100,100,100,100,100,100,100,100,100,100,100,100,100,100,100,100,100,100,100,100,100,100,100,100,100,100,100,100]
["Air Handler Optimization",0.24985724337341819,0.25123868677625694,null,2220.9968365224154,8,null,299.99999329447746,null,0,1,50,100,100,100,100,100,100,100,100,100,100,100,100,100,100,100,100,100,100,100,100,100,100,100,100,100,100,100,100,100]
["Electronically Commutated Motors (ECM) on an Air Handler Unit",1.2895545366554357,0,null,2953.9586745360011,15,null,1123.5674164944078,null,0,1,50,100,100,100,100,100,100,100,100,100,100,100,100,100,100,100,100,100,100,100,100,100,100,100,100,100,100,100,100,100]
["Variable Speed Drive Control",0.63681216315697831,0.64033305352526726,null,5660.6635882748851,15,null,3252.2286885916874,null,0,1,50,100,100,100,100,100,100,100,100,100,100,100,100,100,100,100,100,100,100,100,100,100,100,100,100,100,100,100,100,100]
["High Efficiency Fan Motor, 15hp, 1800rpm, 92.4%",9.4290918020667039E-2,9.481224597933896E-2,null,209.53948323574556,15,null,154.86803279008035,null,0,1,50,100,100,100,100,100,100,100,100,100,100,100,100,100,100,100,100,100,100,100,100,100,100,100,100,100,100,100,100,100]
["Energy Recovery Ventilation (ERV)",2.3736920324968982,2.9496683554965042,null,974.88858955991464,20,null,5111.1830373419762,null,0,1,50,100,100,100,100,100,100,100,100,100,100,100,100,100,100,100,100,100,100,100,100,100,100,100,100,100,100,100,100,100]
["Demand Control Ventilation (DCV)",3.6647093601614866,8.6783342169937097,null,2047.9948264636705,15,null,23594.000339508057,null,0,1,50,100,100,100,100,100,100,100,100,100,100,100,100,100,100,100,100,100,100,100,100,100,100,100,100,100,100,100,100,100]
["Base Water Heating",0,0,null,0,15,null,0,null,0,1,50,100,100,100,100,100,100,100,100,100,100,100,100,100,100,100,100,100,100,100,100,100,100,100,100,100,100,100,100,100]
["Heat Trap",7.1400257004695059E-2,6.1989994706141638E-2,null,3651.6132646686824,10,null,11.182417850646539,null,0,1,50,100,100,100,100,100,100,100,100,100,100,100,100,100,100,100,100,100,100,100,100,100,100,100,100,100,100,100,100,100]
["Heat Recovery Unit",0.57069881983560056,0.49548304592354397,null,29187.169179312707,10,null,817.99998879432678,null,0,1,50,100,100,100,100,100,100,100,100,100,100,100,100,100,100,100,100,100,100,100,100,100,100,100,100,100,100,100,100,100]
["Demand controlled circulating systems",2.1073519691500044E-2,1.8296115853335904E-2,null,1077.7600427079428,15,null,231.27964647047912,null,0,1,50,100,100,100,100,100,100,100,100,100,100,100,100,100,100,100,100,100,100,100,100,100,100,100,100,100,100,100,100,100]
["High Efficiency Water Heater (electric)",8.0855656663472407E-3,7.0199211302568142E-3,null,413.51894346321137,15,null,179.08272549093073,null,0,1,50,100,100,100,100,100,100,100,100,100,100,100,100,100,100,100,100,100,100,100,100,100,100,100,100,100,100,100,100,100]
["Heat Pump Water Heater (air source)",0.27731614524586368,0.24076700976844215,null,14182.740468567137,15,null,3951.7816719736584,null,0,1,50,100,100,100,100,100,100,100,100,100,100,100,100,100,100,100,100,100,100,100,100,100,100,100,100,100,100,100,100,100]
["Hot Water Pipe Insulation",2.6681885824079332E-3,2.3165322232324612E-3,null,136.45879201131805,15,null,298.0920893142337,null,0,1,50,100,100,100,100,100,100,100,100,100,100,100,100,100,100,100,100,100,100,100,100,100,100,100,100,100,100,100,100,100]
["Solar Water Heater",7.1365701965768894E-3,6.1959993880234768E-3,null,364.98460211908946,20,null,5438.4420279694223,null,0,1,50,100,100,100,100,100,100,100,100,100,100,100,100,100,100,100,100,100,100,100,100,100,100,100,100,100,100,100,100,100]
["Base Desktop PC ",0,0,null,0,4,null,0,null,0,1,50,100,100,100,100,100,100,100,100,100,100,100,100,100,100,100,100,100,100,100,100,100,100,100,100,100,100,100,100,100]
["PC Network Power Management Enabling",0.15878000701900333,0.33979413479698223,null,466.51458682933384,4,null,7.2176109707686749,null,0,1,50,100,100,100,100,100,100,100,100,100,100,100,100,100,100,100,100,100,100,100,100,100,100,100,100,100,100,100,100,100]
["PC Manual Power Management Enabling",8.5622866529011105E-2,0.18323558738463039,null,251.57018790875941,4,null,14.43522194153735,null,0,1,50,100,100,100,100,100,100,100,100,100,100,100,100,100,100,100,100,100,100,100,100,100,100,100,100,100,100,100,100,100]
["Base Monitor, CRT",0,0,null,0,4,null,0,null,0,1,50,100,100,100,100,100,100,100,100,100,100,100,100,100,100,100,100,100,100,100,100,100,100,100,100,100,100,100,100,100]
["Energy Star or Better Monitor",0.34676782635881481,0.48853864286643472,null,670.73083313568247,4,null,0,null,0,1,50,100,100,100,100,100,100,100,100,100,100,100,100,100,100,100,100,100,100,100,100,100,100,100,100,100,100,100,100,100]
["Monitor Power Management Enabling",0.14002485172320492,0.29965752133810936,null,411.40970499939277,4,null,13.713460844460482,null,0,1,50,100,100,100,100,100,100,100,100,100,100,100,100,100,100,100,100,100,100,100,100,100,100,100,100,100,100,100,100,100]
["Base Monitor, LCD",0,0,null,0,4,null,0,null,0,1,50,100,100,100,100,100,100,100,100,100,100,100,100,100,100,100,100,100,100,100,100,100,100,100,100,100,100,100,100,100]
["Energy Star or Better Monitor",2.6430662616847113E-5,3.7236441974677635E-5,null,5.1123140642760384E-2,4,null,0,null,0,1,50,100,100,100,100,100,100,100,100,100,100,100,100,100,100,100,100,100,100,100,100,100,100,100,100,100,100,100,100,100]
["Monitor Power Management Enabling",2.4644625214010512E-4,5.2740261568248671E-4,null,0.72408846460763088,4,null,0.72176109707686753,null,0,1,50,100,100,100,100,100,100,100,100,100,100,100,100,100,100,100,100,100,100,100,100,100,100,100,100,100,100,100,100,100]
["Base Copier",0,0,null,0,6,null,0,null,0,1,50,100,100,100,100,100,100,100,100,100,100,100,100,100,100,100,100,100,100,100,100,100,100,100,100,100,100,100,100,100]
["Energy Star or Better Copier",6.7063698911581329E-2,9.4481684751127129E-2,null,129.7170245476612,6,null,0,null,0,1,50,100,100,100,100,100,100,100,100,100,100,100,100,100,100,100,100,100,100,100,100,100,100,100,100,100,100,100,100,100]
["Copier Power Management Enabling",3.555753505813438E-2,7.6094226769659296E-2,null,104.47227637626816,6,null,20.714417234395139,null,0,1,50,100,100,100,100,100,100,100,100,100,100,100,100,100,100,100,100,100,100,100,100,100,100,100,100,100,100,100,100,100]
["Base Laser Printer",0,0,null,0,5,null,0,null,0,1,50,100,100,100,100,100,100,100,100,100,100,100,100,100,100,100,100,100,100,100,100,100,100,100,100,100,100,100,100,100]
["Printer Power Management Enabling",0.22009886379518392,0.47101838825421161,null,646.67669710284781,5,null,60.720550532991503,null,0,1,50,100,100,100,100,100,100,100,100,100,100,100,100,100,100,100,100,100,100,100,100,100,100,100,100,100,100,100,100,100]
["Base Commercial Ovens",0,0,null,0,10,null,0,null,0,1,50,100,100,100,100,100,100,100,100,100,100,100,100,100,100,100,100,100,100,100,100,100,100,100,100,100,100,100,100,100]
["Convection Oven",1.6298839354291206E-2,3.6396434743321548E-3,null,155.4628802839708,10,null,253207.1657175353,null,0,1,50,100,100,100,100,100,100,100,100,100,100,100,100,100,100,100,100,100,100,100,100,100,100,100,100,100,100,100,100,100]
["Base Commercial Fryers",0,0,null,0,10,null,0,null,0,1,50,100,100,100,100,100,100,100,100,100,100,100,100,100,100,100,100,100,100,100,100,100,100,100,100,100,100,100,100,100]
["Efficient Fryer",7.7140297721763334E-4,1.722596162266826E-4,null,7.3578569670551115,10,null,10804.982576715003,null,0,1,50,100,100,100,100,100,100,100,100,100,100,100,100,100,100,100,100,100,100,100,100,100,100,100,100,100,100,100,100,100]
["Base Vending Machines",0,0,null,0,10,null,0,null,0,1,50,100,100,100,100,100,100,100,100,100,100,100,100,100,100,100,100,100,100,100,100,100,100,100,100,100,100,100,100,100]
["Vending Misers (cooled machines only)",2.3873781474334801E-2,3.6909286271812621E-2,null,418.63085992549168,10,null,52.375119999999995,null,0,1,50,100,100,100,100,100,100,100,100,100,100,100,100,100,100,100,100,100,100,100,100,100,100,100,100,100,100,100,100,100]
["Base Fluorescent Fixture, T12, 34W, EB",0,0,null,0,13,null,0,null,0,1,50,100,100,100,100,100,100,100,100,100,100,100,100,100,100,100,100,100,100,100,100,100,100,100,100,100,100,100,100,100]
["Lighting Control Tuneup",0.1313722601208428,6.2945888667873415E-2,null,706.34458802415043,6,null,143.99999752640724,null,0,1,50,100,100,100,100,100,100,100,100,100,100,100,100,100,100,100,100,100,100,100,100,100,100,100,100,100,100,100,100,100]
["Premium T8, Elecctronic Ballast",0.80355782338187942,0.38501782067437879,null,4320.4609495806817,20,null,409.36574127821848,null,0,1,50,100,100,100,100,100,100,100,100,100,100,100,100,100,100,100,100,100,100,100,100,100,100,100,100,100,100,100,100,100]
["Premium T8, EB, Reflector",0.95285807516319676,0.45655375237006313,null,5123.198336753373,20,null,869.90220021621417,null,0,1,50,100,100,100,100,100,100,100,100,100,100,100,100,100,100,100,100,100,100,100,100,100,100,100,100,100,100,100,100,100]
["Occupancy Sensor",0.34890465613046073,0.16717466549094001,null,1875.9433336039435,12,null,2302.6822946899788,null,0,1,50,100,100,100,100,100,100,100,100,100,100,100,100,100,100,100,100,100,100,100,100,100,100,100,100,100,100,100,100,100]
["Continuous Dimming",0.77768810114850129,0.37262256573948493,null,4181.3681283380056,14,null,14732.274173246453,null,0,1,50,100,100,100,100,100,100,100,100,100,100,100,100,100,100,100,100,100,100,100,100,100,100,100,100,100,100,100,100,100]
["Base T8, EB",0,0,null,0,20,null,0,null,0,1,50,100,100,100,100,100,100,100,100,100,100,100,100,100,100,100,100,100,100,100,100,100,100,100,100,100,100,100,100,100]
["ROB Premium T8, 1EB",0.23146607211060449,0.1109049779006771,null,1244.5154494270139,20,null,247.15738451091491,null,0,1,50,100,100,100,100,100,100,100,100,100,100,100,100,100,100,100,100,100,100,100,100,100,100,100,100,100,100,100,100,100]
["ROB Premium T8, EB, Reflector",0.71092884967986769,0.34063544451138278,null,3822.426020376728,20,null,600.23936238365059,null,0,1,50,100,100,100,100,100,100,100,100,100,100,100,100,100,100,100,100,100,100,100,100,100,100,100,100,100,100,100,100,100]
["Lighting Control Tuneup",5.6742511539818921E-2,2.7187686432702994E-2,null,305.08545639834182,6,null,143.99999752640724,null,0,1,50,100,100,100,100,100,100,100,100,100,100,100,100,100,100,100,100,100,100,100,100,100,100,100,100,100,100,100,100,100]
["Occupancy Sensor",0.22104665733015333,0.10591260491302068,null,1188.4937502206465,12,null,1588.8689004273101,null,0,1,50,100,100,100,100,100,100,100,100,100,100,100,100,100,100,100,100,100,100,100,100,100,100,100,100,100,100,100,100,100]
["Base Incandescent Flood, 75W  to Screw-in CFL",0,0,null,0,1,null,0,null,0,1,50,100,100,100,100,100,100,100,100,100,100,100,100,100,100,100,100,100,100,100,100,100,100,100,100,100,100,100,100,100]
["CFL Screw-in 18W",7.3601429795016351,3.5265492132142837,null,39573.020635199646,2,null,937.87914754995256,null,0,1,50,100,100,100,100,100,100,100,100,100,100,100,100,100,100,100,100,100,100,100,100,100,100,100,100,100,100,100,100,100]
["Base Incandescent Flood, 75W to Hardwired CFL ",0,0,null,0,1,null,0,null,0,1,50,100,100,100,100,100,100,100,100,100,100,100,100,100,100,100,100,100,100,100,100,100,100,100,100,100,100,100,100,100]
["CFL Hardwired, Modular 18W",7.3601429795016342,3.5265492132142824,null,39573.020635199638,6,null,6776.8277028078564,null,0,1,50,100,100,100,100,100,100,100,100,100,100,100,100,100,100,100,100,100,100,100,100,100,100,100,100,100,100,100,100,100]
["Base CFL",0,0,null,0,2,null,0,null,0,1,50,100,100,100,100,100,100,100,100,100,100,100,100,100,100,100,100,100,100,100,100,100,100,100,100,100,100,100,100,100]
["Base High Bay Mercury Vapor, 400W",0,0,null,0,7,null,0,null,{"$f":"+$J$1*H837","v":0},1,50,100,100,100,100,100,100,100,100,100,100,100,100,100,100,100,100,100,100,100,100,100,100,100,100,100,100,100,100,100]
["PSMH, 250W, magnetic ballast",0.97237943303928176,0.46590724311752724,null,5228.1581317205273,13,null,269.08105667011267,null,0,1,50,100,100,100,100,100,100,100,100,100,100,100,100,100,100,100,100,100,100,100,100,100,100,100,100,100,100,100,100,100]
["High Bay T5",0.83476684061379702,0.399971352891203,null,4488.2613695402679,13,null,613.63122972082908,null,0,1,50,100,100,100,100,100,100,100,100,100,100,100,100,100,100,100,100,100,100,100,100,100,100,100,100,100,100,100,100,100]
["Base Exit Sign",0,0,null,0,1,null,0,null,0,1,50,100,100,100,100,100,100,100,100,100,100,100,100,100,100,100,100,100,100,100,100,100,100,100,100,100,100,100,100,100]
["LED Exit Sign",2.3338582020338929E-2,2.0197701860148794E-2,null,170.60810547837571,16,null,35.684674410959694,null,0,1,50,100,100,100,100,100,100,100,100,100,100,100,100,100,100,100,100,100,100,100,100,100,100,100,100,100,100,100,100,100]
["Base Outdoor Mercury Vapor 400W Lamp",0,0,null,0,5,null,0,null,0,1,50,100,100,100,100,100,100,100,100,100,100,100,100,100,100,100,100,100,100,100,100,100,100,100,100,100,100,100,100,100]
["Outdoor Lighting Controls (Photocell/Timeclock)",2.5879833070126937E-2,1.4619250144036321E-2,null,404.98045553458206,5,null,47.43364078950831,null,0,1,50,100,100,100,100,100,100,100,100,100,100,100,100,100,100,100,100,100,100,100,100,100,100,100,100,100,100,100,100,100]
["High Pressure Sodium 250W Lamp",3.1863282939438402E-2,1.799923911563198E-2,null,498.61244485908679,5,null,261.76342509765692,null,0,1,50,100,100,100,100,100,100,100,100,100,100,100,100,100,100,100,100,100,100,100,100,100,100,100,100,100,100,100,100,100]
["Base Outdoor HID Lamp",0,0,null,0,5,null,0,null,0,1,50,100,100,100,100,100,100,100,100,100,100,100,100,100,100,100,100,100,100,100,100,100,100,100,100,100,100,100,100,100]
["Outdoor Lighting Controls (Photocell/Timeclock)",3.8284938897247878E-2,2.1626766176249819E-8,null,599.10170025857269,5,null,154.88061378574824,null,0,1,50,100,100,100,100,100,100,100,100,100,100,100,100,100,100,100,100,100,100,100,100,100,100,100,100,100,100,100,100,100]
["Base Centrifugal Chiller, 0.58 kW/ton, 500 tons",0,0,null,0,20,null,0,null,0,1,50,100,100,100,100,100,100,100,100,100,100,100,100,100,100,100,100,100,100,100,100,100,100,100,100,100,100,100,100,100]
["Aerosole Duct Sealing",0.14211851715914725,1.6042837538954455E-2,null,678.67752935540375,15,null,71.285239380216055,null,0,1,50,100,100,100,100,100,100,100,100,100,100,100,100,100,100,100,100,100,100,100,100,100,100,100,100,100,100,100,100,100]
["VSD for Chiller Pumps and Towers",0.13539811873334598,1.5284215353068269E-2,null,646.58471350650723,15,null,152.59836523462945,null,0,1,50,100,100,100,100,100,100,100,100,100,100,100,100,100,100,100,100,100,100,100,100,100,100,100,100,100,100,100,100,100]
["Centrifugal Chiller, 0.51 kW/ton, 500 tons",0.22774890677415779,3.785293090269288E-3,null,727.6057793620771,20,null,199.83119256915762,null,0,1,50,100,100,100,100,100,100,100,100,100,100,100,100,100,100,100,100,100,100,100,100,100,100,100,100,100,100,100,100,100]
["High Efficiency Chiller Motors",3.6940729492823406E-2,0,null,167.91748846997191,20,null,70.817993816092297,null,0,1,50,100,100,100,100,100,100,100,100,100,100,100,100,100,100,100,100,100,100,100,100,100,100,100,100,100,100,100,100,100]
["EMS - Chiller ",0.11882837114100199,5.3655056113452552E-2,null,567.45698558754998,10,null,217.99766462089923,null,0,1,50,100,100,100,100,100,100,100,100,100,100,100,100,100,100,100,100,100,100,100,100,100,100,100,100,100,100,100,100,100]
["EMS Optimization",1.3707760129014483E-2,6.1895204979228822E-3,null,261.84198831565914,5,null,299.99999329447746,null,0,1,50,100,100,100,100,100,100,100,100,100,100,100,100,100,100,100,100,100,100,100,100,100,100,100,100,100,100,100,100,100]
["Chiller Tune Up/Diagnostics",0.12924235853404747,1.9734889095429347E-2,null,417.43319225377439,10,null,1000.0000149011612,null,0,1,50,100,100,100,100,100,100,100,100,100,100,100,100,100,100,100,100,100,100,100,100,100,100,100,100,100,100,100,100,100]
["Window Film (Standard)",6.1410152547996165E-2,-3.9614415572552852E-2,null,273.30430970465949,10,null,1304.7499716281891,null,0,1,50,100,100,100,100,100,100,100,100,100,100,100,100,100,100,100,100,100,100,100,100,100,100,100,100,100,100,100,100,100]
["Ceiling Insulation ",0.39568917381746194,0.21981418551815995,null,611.60499510517604,20,null,3843.0001735687251,null,0,1,50,100,100,100,100,100,100,100,100,100,100,100,100,100,100,100,100,100,100,100,100,100,100,100,100,100,100,100,100,100]
["Roof Insulation",0.11797564139590816,1.9407788110503945E-2,null,215.93550429247989,20,null,1505.5199503898621,null,0,1,50,100,100,100,100,100,100,100,100,100,100,100,100,100,100,100,100,100,100,100,100,100,100,100,100,100,100,100,100,100]
["Cool Roof - Chiller",0.54874892665801478,0,null,1201.9246685608903,15,null,13606.799912452698,null,0,1,50,100,100,100,100,100,100,100,100,100,100,100,100,100,100,100,100,100,100,100,100,100,100,100,100,100,100,100,100,100]
["Duct/Pipe Insulation",1.7606351615588454E-2,1.9874668288741991E-3,null,84.07796150905034,10,null,30755.999088287354,null,0,1,50,100,100,100,100,100,100,100,100,100,100,100,100,100,100,100,100,100,100,100,100,100,100,100,100,100,100,100,100,100]
["Thermal Energy Storage (TES)",0.98921145500424545,1.3025566770759077E-2,null,-269.40043243017021,50,null,1367.1574160044738,null,0,1,50,100,100,100,100,100,100,100,100,100,100,100,100,100,100,100,100,100,100,100,100,100,100,100,100,100,100,100,100,100]
["Base DX Packaged System, EER=10.3, 10 tons",0,0,null,0,15,null,0,null,0,1,50,100,100,100,100,100,100,100,100,100,100,100,100,100,100,100,100,100,100,100,100,100,100,100,100,100,100,100,100,100]
["Aerosole Duct Sealing",0.2463327284204091,0,null,1176.3455661201892,15,null,71.285239380216055,null,0,1,50,100,100,100,100,100,100,100,100,100,100,100,100,100,100,100,100,100,100,100,100,100,100,100,100,100,100,100,100,100]
["DX Coil Cleaning",0.16576353058245574,0,null,535.391032128696,5,null,35.958715915730622,null,0,1,50,100,100,100,100,100,100,100,100,100,100,100,100,100,100,100,100,100,100,100,100,100,100,100,100,100,100,100,100,100]
["DX Packaged System, EER=10.9, 10 tons",8.9404502528623656E-2,0,null,585.44270458001927,15,null,479.59486216597833,null,0,1,50,100,100,100,100,100,100,100,100,100,100,100,100,100,100,100,100,100,100,100,100,100,100,100,100,100,100,100,100,100]
["Geothermal Heat Pump, EER=13, 10 tons",0.25484583052743548,5.5226597992772276E-2,null,1668.7932716493347,15,null,3824.924966485918,null,0,1,50,100,100,100,100,100,100,100,100,100,100,100,100,100,100,100,100,100,100,100,100,100,100,100,100,100,100,100,100,100]
["Hybrid Dessicant-DX System (Trane CDQ)",0.52891414570229067,0,null,3463.4601076320805,15,null,1312.5882567406031,null,0,1,50,100,100,100,100,100,100,100,100,100,100,100,100,100,100,100,100,100,100,100,100,100,100,100,100,100,100,100,100,100]
["Optimize Controls",2.1004275104506677E-2,9.4841454825415113E-3,null,401.21807682146346,5,null,399.99999105930328,null,0,1,50,100,100,100,100,100,100,100,100,100,100,100,100,100,100,100,100,100,100,100,100,100,100,100,100,100,100,100,100,100]
["Ceiling Insulation ",0.59448320203172,1.2775064316915048,null,975.72543627955099,20,null,3843.0001735687251,null,0,1,50,100,100,100,100,100,100,100,100,100,100,100,100,100,100,100,100,100,100,100,100,100,100,100,100,100,100,100,100,100]
["DX Tune Up/ Advanced Diagnostics",0.11797291980187387,0,null,381.03461644443342,10,null,1250,null,0,1,50,100,100,100,100,100,100,100,100,100,100,100,100,100,100,100,100,100,100,100,100,100,100,100,100,100,100,100,100,100]
["Roof Insulation",0.19132122294750328,0.44963279348281809,null,340.17567733569905,20,null,1505.5199503898621,null,0,1,50,100,100,100,100,100,100,100,100,100,100,100,100,100,100,100,100,100,100,100,100,100,100,100,100,100,100,100,100,100]
["Window Film (Standard)",8.4220781307789205E-2,-0.22882603281956101,null,386.18228837524413,10,null,1369.7750210762024,null,0,1,50,100,100,100,100,100,100,100,100,100,100,100,100,100,100,100,100,100,100,100,100,100,100,100,100,100,100,100,100,100]
["Cool Roof - DX",0.69946594666618167,0,null,1873.1319785849507,15,null,13606.799912452698,null,0,1,50,100,100,100,100,100,100,100,100,100,100,100,100,100,100,100,100,100,100,100,100,100,100,100,100,100,100,100,100,100]
["Duct/Pipe Insulation",2.74405818328885E-2,0,null,131.04067404224872,10,null,30755.999088287354,null,0,1,50,100,100,100,100,100,100,100,100,100,100,100,100,100,100,100,100,100,100,100,100,100,100,100,100,100,100,100,100,100]
["Base Packaged HP System, EER=10.3, 10 tons",0,0,null,0,15,null,0,null,0,1,50,100,100,100,100,100,100,100,100,100,100,100,100,100,100,100,100,100,100,100,100,100,100,100,100,100,100,100,100,100]
["Aerosole Duct Sealing",0.24633876307585509,2.7807585067521033E-2,null,1176.3743842160325,15,null,71.285239380216055,null,0,1,50,100,100,100,100,100,100,100,100,100,100,100,100,100,100,100,100,100,100,100,100,100,100,100,100,100,100,100,100,100]
["Packaged HP System, EER=10.9, 10 tons",0.17760375541630447,0,null,596.64002645492883,15,null,2540.8838170506947,null,0,1,50,100,100,100,100,100,100,100,100,100,100,100,100,100,100,100,100,100,100,100,100,100,100,100,100,100,100,100,100,100]
["Geothermal Heat Pump, EER=13, 10 tons",0.79720004753422913,0,null,2131.8421938812171,25,null,4206.6625965468129,null,0,1,50,100,100,100,100,100,100,100,100,100,100,100,100,100,100,100,100,100,100,100,100,100,100,100,100,100,100,100,100,100]
["Ceiling Insulation ",0.71226759913065418,0.10361564055508067,null,1169.0449983016745,20,null,3843.0001735687251,null,0,1,50,100,100,100,100,100,100,100,100,100,100,100,100,100,100,100,100,100,100,100,100,100,100,100,100,100,100,100,100,100]
["Window Film (Standard)",0.10386879108912037,-1.935204854226389E-2,null,476.27541339202429,10,null,1304.7499716281891,null,0,1,50,100,100,100,100,100,100,100,100,100,100,100,100,100,100,100,100,100,100,100,100,100,100,100,100,100,100,100,100,100]
["Roof Insulation",0.2300416177555612,3.7072932961482702E-2,null,409.02186349117358,20,null,1505.5199503898621,null,0,1,50,100,100,100,100,100,100,100,100,100,100,100,100,100,100,100,100,100,100,100,100,100,100,100,100,100,100,100,100,100]
["Cool Roof - DX",0.85004620024183664,0,null,2276.4213736092761,15,null,13606.799912452698,null,0,1,50,100,100,100,100,100,100,100,100,100,100,100,100,100,100,100,100,100,100,100,100,100,100,100,100,100,100,100,100,100]
["Duct/Pipe Insulation",3.3349393896443771E-2,3.7645967534555786E-3,null,159.2578131799194,10,null,30755.999088287354,null,0,1,50,100,100,100,100,100,100,100,100,100,100,100,100,100,100,100,100,100,100,100,100,100,100,100,100,100,100,100,100,100]
["Base PTAC, EER=8.3, 1 ton",0,0,null,0,15,null,0,null,0,1,50,100,100,100,100,100,100,100,100,100,100,100,100,100,100,100,100,100,100,100,100,100,100,100,100,100,100,100,100,100]
["Base Fan Motor, 15hp, 1800rpm, 91.0%",0,0,null,0,15,null,0,null,0,1,50,100,100,100,100,100,100,100,100,100,100,100,100,100,100,100,100,100,100,100,100,100,100,100,100,100,100,100,100,100]
["Electronically Commutated Motors (ECM) on an Air Handler Unit",3.8317308821326876E-2,0,null,365.35856347128055,15,null,104.59237622031129,null,0,1,50,100,100,100,100,100,100,100,100,100,100,100,100,100,100,100,100,100,100,100,100,100,100,100,100,100,100,100,100,100]
["Variable Speed Drive Control",1.8929139679777038E-2,0.13429819573011259,null,700.40052325782892,15,null,335.93664905182436,null,0,1,50,100,100,100,100,100,100,100,100,100,100,100,100,100,100,100,100,100,100,100,100,100,100,100,100,100,100,100,100,100]
["High Efficiency Fan Motor, 15hp, 1800rpm, 92.4%",2.8027037718471579E-3,1.988458356230419E-2,null,25.925837380179896,15,null,15.996983288182113,null,0,1,50,100,100,100,100,100,100,100,100,100,100,100,100,100,100,100,100,100,100,100,100,100,100,100,100,100,100,100,100,100]
["Air Handler Optimization",4.6680286466280951E-3,3.3118664422366231E-2,null,172.72257281580607,8,null,299.99999329447746,null,0,1,50,100,100,100,100,100,100,100,100,100,100,100,100,100,100,100,100,100,100,100,100,100,100,100,100,100,100,100,100,100]
["Energy Recovery Ventilation (ERV)",6.6506754942954771E-2,0.58312183845969301,null,113.69882151142514,20,null,475.79768808221399,null,0,1,50,100,100,100,100,100,100,100,100,100,100,100,100,100,100,100,100,100,100,100,100,100,100,100,100,100,100,100,100,100]
["Demand Control Ventilation (DCV)",0.10281964113842411,1.7179782032704274,null,239.1800716712811,15,null,23594.000339508057,null,0,1,50,100,100,100,100,100,100,100,100,100,100,100,100,100,100,100,100,100,100,100,100,100,100,100,100,100,100,100,100,100]
["Base Water Heating",0,0,null,0,15,null,0,null,0,1,50,100,100,100,100,100,100,100,100,100,100,100,100,100,100,100,100,100,100,100,100,100,100,100,100,100,100,100,100,100]
["Heat Trap",2.2281787444248377E-3,1.497372823631767E-3,null,13.403926986696181,10,null,0.3261285768052864,null,0,1,50,100,100,100,100,100,100,100,100,100,100,100,100,100,100,100,100,100,100,100,100,100,100,100,100,100,100,100,100,100]
["High Efficiency Water Heater (electric)",4.5940232952947459E-4,3.0872593371234608E-4,null,2.7636002263906057,15,null,5.2228413545995567,null,0,1,50,100,100,100,100,100,100,100,100,100,100,100,100,100,100,100,100,100,100,100,100,100,100,100,100,100,100,100,100,100]
["Heat Pump Water Heater (air source)",1.5756434173014654E-2,1.0588583338319734E-2,null,94.785076715328728,15,null,115.25136600502456,null,0,1,50,100,100,100,100,100,100,100,100,100,100,100,100,100,100,100,100,100,100,100,100,100,100,100,100,100,100,100,100,100]
["Hot Water Pipe Insulation",1.5160003124578298E-4,1.0187771848068607E-4,null,0.91197160689362322,15,null,8.6936787860547167,null,0,1,50,100,100,100,100,100,100,100,100,100,100,100,100,100,100,100,100,100,100,100,100,100,100,100,100,100,100,100,100,100]
["Solar Water Heater",4.0548268275749814E-4,2.7249104280056569E-4,null,2.439238902018229,20,null,158.60893255005462,null,0,1,50,100,100,100,100,100,100,100,100,100,100,100,100,100,100,100,100,100,100,100,100,100,100,100,100,100,100,100,100,100]
["Demand controlled circulating systems",3.6907999019763669E-4,2.4802783369647324E-4,null,2.2202533137154896,15,null,24.124076122095811,null,0,1,50,100,100,100,100,100,100,100,100,100,100,100,100,100,100,100,100,100,100,100,100,100,100,100,100,100,100,100,100,100]
["Heat Recovery Unit",5.4898169715195859E-3,3.689247444996966E-3,null,33.024776867965642,10,null,817.99998879432678,null,0,1,50,100,100,100,100,100,100,100,100,100,100,100,100,100,100,100,100,100,100,100,100,100,100,100,100,100,100,100,100,100]
["Base Desktop PC ",0,0,null,0,4,null,0,null,0,1,50,100,100,100,100,100,100,100,100,100,100,100,100,100,100,100,100,100,100,100,100,100,100,100,100,100,100,100,100,100]
["PC Network Power Management Enabling",5.2700778154044725E-2,7.5658043368596731E-2,null,600.24985307835971,4,null,9.2852093594358447,null,0,1,50,100,100,100,100,100,100,100,100,100,100,100,100,100,100,100,100,100,100,100,100,100,100,100,100,100,100,100,100,100]
["PC Manual Power Management Enabling",2.8415306807022252E-2,4.0793449167935543E-2,null,323.64386890523679,4,null,18.570418718871689,null,{"$f":"+$J$1*H901","v":0},1,50,100,100,100,100,100,100,100,100,100,100,100,100,100,100,100,100,100,100,100,100,100,100,100,100,100,100,100,100,100]
["Base Monitor, CRT",0,0,null,0,4,null,0,null,0,1,50,100,100,100,100,100,100,100,100,100,100,100,100,100,100,100,100,100,100,100,100,100,100,100,100,100,100,100,100,100]
["Energy Star or Better Monitor",0.1150777664588532,0.10876009189774095,null,862.87229058192781,4,null,0,null,0,1,50,100,100,100,100,100,100,100,100,100,100,100,100,100,100,100,100,100,100,100,100,100,100,100,100,100,100,100,100,100]
["Monitor Power Management Enabling",4.6477364475771672E-2,6.6723615482253196E-2,null,529.36658955025632,4,null,17.641897782928105,null,0,1,50,100,100,100,100,100,100,100,100,100,100,100,100,100,100,100,100,100,100,100,100,100,100,100,100,100,100,100,100,100]
["Base Monitor, LCD",0,0,null,0,4,null,0,null,0,1,50,100,100,100,100,100,100,100,100,100,100,100,100,100,100,100,100,100,100,100,100,100,100,100,100,100,100,100,100,100]
["Energy Star or Better Monitor",8.7712334069612149E-6,8.2896999199122585E-6,null,6.5768171333074138E-2,4,null,0,null,0,1,50,100,100,100,100,100,100,100,100,100,100,100,100,100,100,100,100,100,100,100,100,100,100,100,100,100,100,100,100,100]
["Monitor Power Management Enabling",8.1798098012242126E-5,1.1743060090667685E-4,null,0.93166169521102749,4,null,0.92852093594358442,null,0,1,50,100,100,100,100,100,100,100,100,100,100,100,100,100,100,100,100,100,100,100,100,100,100,100,100,100,100,100,100,100]
["Base Copier",0,0,null,0,6,null,0,null,0,1,50,100,100,100,100,100,100,100,100,100,100,100,100,100,100,100,100,100,100,100,100,100,100,100,100,100,100,100,100,100]
["Energy Star or Better Copier",1.7437966767321636E-2,1.6480636759680065E-2,null,130.75278388367414,6,null,0,null,0,1,50,100,100,100,100,100,100,100,100,100,100,100,100,100,100,100,100,100,100,100,100,100,100,100,100,100,100,100,100,100]
["Copier Power Management Enabling",9.2470018408589306E-3,1.3275137309362563E-2,null,105.32124364780177,6,null,20.879816310539461,null,0,1,50,100,100,100,100,100,100,100,100,100,100,100,100,100,100,100,100,100,100,100,100,100,100,100,100,100,100,100,100,100]
["Base Laser Printer",0,0,null,0,5,null,0,null,0,1,50,100,100,100,100,100,100,100,100,100,100,100,100,100,100,100,100,100,100,100,100,100,100,100,100,100,100,100,100,100]
["Printer Power Management Enabling",6.0407288437244501E-2,8.6721627430345838E-2,null,688.02524895043177,5,null,64.591494992865961,null,0,1,50,100,100,100,100,100,100,100,100,100,100,100,100,100,100,100,100,100,100,100,100,100,100,100,100,100,100,100,100,100]
["Base Commercial Ovens",0,0,null,0,10,null,0,null,0,1,50,100,100,100,100,100,100,100,100,100,100,100,100,100,100,100,100,100,100,100,100,100,100,100,100,100,100,100,100,100]
["Convection Oven",1.0103050067911079E-4,3.2830654113294558E-5,null,0.81449839488536524,10,null,10244.246721660382,null,0,1,50,100,100,100,100,100,100,100,100,100,100,100,100,100,100,100,100,100,100,100,100,100,100,100,100,100,100,100,100,100]
["Base Commercial Fryers",0,0,null,0,10,null,0,null,0,1,50,100,100,100,100,100,100,100,100,100,100,100,100,100,100,100,100,100,100,100,100,100,100,100,100,100,100,100,100,100]
["Efficient Fryer",1.1532727894091018E-4,3.7476504414862477E-5,null,0.92975767666654774,10,null,23598.233816465141,null,0,1,50,100,100,100,100,100,100,100,100,100,100,100,100,100,100,100,100,100,100,100,100,100,100,100,100,100,100,100,100,100]
["Base Vending Machines",0,0,null,0,10,null,0,null,0,1,50,100,100,100,100,100,100,100,100,100,100,100,100,100,100,100,100,100,100,100,100,100,100,100,100,100,100,100,100,100]
["Vending Misers (cooled machines only)",6.354056411961774E-2,7.7975817986237289E-2,null,742.34222367319614,10,null,93.522689999999997,null,0,1,50,100,100,100,100,100,100,100,100,100,100,100,100,100,100,100,100,100,100,100,100,100,100,100,100,100,100,100,100,100]
["Base Fluorescent Fixture, T12, 34W, EB",0,0,null,0,12,null,0,null,0,1,50,100,100,100,100,100,100,100,100,100,100,100,100,100,100,100,100,100,100,100,100,100,100,100,100,100,100,100,100,100]
["Lighting Control Tuneup",0.14831505375745282,0.10722124221114959,null,924.39879635807461,6,null,143.99999752640724,null,0,1,50,100,100,100,100,100,100,100,100,100,100,100,100,100,100,100,100,100,100,100,100,100,100,100,100,100,100,100,100,100]
["Premium T8, Elecctronic Ballast",0.90719131935689046,0.6558348442747316,null,5654.2241831460979,19,null,510.19559962981009,null,0,1,50,100,100,100,100,100,100,100,100,100,100,100,100,100,100,100,100,100,100,100,100,100,100,100,100,100,100,100,100,100]
["Premium T8, EB, Reflector",1.0757523043619484,0.77769245577607971,null,6704.8091892131361,19,null,1084.1656492133463,null,0,1,50,100,100,100,100,100,100,100,100,100,100,100,100,100,100,100,100,100,100,100,100,100,100,100,100,100,100,100,100,100]
["Occupancy Sensor",0.39390497679667297,0.28476530099474828,null,2455.0797589688532,11,null,2869.8502479176818,null,0,1,50,100,100,100,100,100,100,100,100,100,100,100,100,100,100,100,100,100,100,100,100,100,100,100,100,100,100,100,100,100]
["Continuous Dimming",0.9321031054132628,0.67384429496090925,null,5809.4911264686543,14,null,18360.944011242711,null,0,1,50,100,100,100,100,100,100,100,100,100,100,100,100,100,100,100,100,100,100,100,100,100,100,100,100,100,100,100,100,100]
["Base T8, EB",0,0,null,0,19,null,0,null,0,1,50,100,100,100,100,100,100,100,100,100,100,100,100,100,100,100,100,100,100,100,100,100,100,100,100,100,100,100,100,100]
["ROB Premium T8, 1EB",0.26131787189314276,0.18891424792373024,null,1628.7080786817044,19,null,308.03410563802174,null,0,1,50,100,100,100,100,100,100,100,100,100,100,100,100,100,100,100,100,100,100,100,100,100,100,100,100,100,100,100,100,100]
["ROB Premium T8, EB, Reflector",0.80261852483809115,0.58023614646396704,null,5002.4564567016678,19,null,748.08282797805271,null,0,1,50,100,100,100,100,100,100,100,100,100,100,100,100,100,100,100,100,100,100,100,100,100,100,100,100,100,100,100,100,100]
["Lighting Control Tuneup",6.4060778677966251E-2,4.6311389793902945E-2,null,399.26969787244082,6,null,143.99999752640724,null,0,1,50,100,100,100,100,100,100,100,100,100,100,100,100,100,100,100,100,100,100,100,100,100,100,100,100,100,100,100,100,100]
["Occupancy Sensor",0.24955587315262473,0.18041115883132616,null,1555.3994211783272,11,null,1980.2192505301398,null,0,1,50,100,100,100,100,100,100,100,100,100,100,100,100,100,100,100,100,100,100,100,100,100,100,100,100,100,100,100,100,100]
["Base Incandescent Flood, 75W  to Screw-in CFL",0,0,null,0,1,null,0,null,0,1,50,100,100,100,100,100,100,100,100,100,100,100,100,100,100,100,100,100,100,100,100,100,100,100,100,100,100,100,100,100]
["CFL Screw-in 18W",8.3093411553894896,6.0070630597895081,null,51789.381913531346,2,null,1168.8858295040807,null,0,1,50,100,100,100,100,100,100,100,100,100,100,100,100,100,100,100,100,100,100,100,100,100,100,100,100,100,100,100,100,100]
["Base Incandescent Flood, 75W to Hardwired CFL ",0,0,null,0,1,null,0,null,0,1,50,100,100,100,100,100,100,100,100,100,100,100,100,100,100,100,100,100,100,100,100,100,100,100,100,100,100,100,100,100]
["CFL Hardwired, Modular 18W",8.3093411553894896,6.0070630597895081,null,51789.381913531346,5,null,8446.0112920688371,null,0,1,50,100,100,100,100,100,100,100,100,100,100,100,100,100,100,100,100,100,100,100,100,100,100,100,100,100,100,100,100,100]
["Base CFL",0,0,null,0,2,null,0,null,0,1,50,100,100,100,100,100,100,100,100,100,100,100,100,100,100,100,100,100,100,100,100,100,100,100,100,100,100,100,100,100]
["Base High Bay Mercury Vapor, 400W",0,0,null,0,7,null,0,null,0,1,50,100,100,100,100,100,100,100,100,100,100,100,100,100,100,100,100,100,100,100,100,100,100,100,100,100,100,100,100,100]
["PSMH, 250W, magnetic ballast",1.0977854330610881,0.79362084179671444,null,6842.1344109859401,12,null,243.61098349135975,null,0,1,50,100,100,100,100,100,100,100,100,100,100,100,100,100,100,100,100,100,100,100,100,100,100,100,100,100,100,100,100,100]
["High Bay T5",0.94243335320613808,0.68131232988144019,null,5873.8761526941844,12,null,555.54749644294634,null,0,1,50,100,100,100,100,100,100,100,100,100,100,100,100,100,100,100,100,100,100,100,100,100,100,100,100,100,100,100,100,100]
["Base Exit Sign",0,0,null,0,1,null,0,null,0,1,50,100,100,100,100,100,100,100,100,100,100,100,100,100,100,100,100,100,100,100,100,100,100,100,100,100,100,100,100,100]
["LED Exit Sign",6.2117009971176092E-2,8.1109166209098763E-2,null,526.37702385595776,16,null,93.033454024329089,null,0,1,50,100,100,100,100,100,100,100,100,100,100,100,100,100,100,100,100,100,100,100,100,100,100,100,100,100,100,100,100,100]
["Base Outdoor Mercury Vapor 400W Lamp",0,0,null,0,5,null,0,null,0,1,50,100,100,100,100,100,100,100,100,100,100,100,100,100,100,100,100,100,100,100,100,100,100,100,100,100,100,100,100,100]
["Outdoor Lighting Controls (Photocell/Timeclock)",0.13190574983405751,2.0868830496348242E-2,null,1505.3243307311802,5,null,391.92811371118785,null,0,1,50,100,100,100,100,100,100,100,100,100,100,100,100,100,100,100,100,100,100,100,100,100,100,100,100,100,100,100,100,100]
["High Pressure Sodium 250W Lamp",0.16240252480365039,2.5693730307966504E-2,null,1853.3572059342346,5,null,2162.8625534432217,null,0,1,50,100,100,100,100,100,100,100,100,100,100,100,100,100,100,100,100,100,100,100,100,100,100,100,100,100,100,100,100,100]
["Base Outdoor HID Lamp",0,0,null,0,5,null,0,null,0,1,50,100,100,100,100,100,100,100,100,100,100,100,100,100,100,100,100,100,100,100,100,100,100,100,100,100,100,100,100,100]
["Outdoor Lighting Controls (Photocell/Timeclock)",6.2584481363268385E-2,9.9015011469552546E-9,null,714.2216517539207,5,null,1050.3037506409942,null,0,1,50,100,100,100,100,100,100,100,100,100,100,100,100,100,100,100,100,100,100,100,100,100,100,100,100,100,100,100,100,100]
["Base Centrifugal Chiller, 0.58 kW/ton, 500 tons",0,0,null,0,20,null,0,null,0,1,50,100,100,100,100,100,100,100,100,100,100,100,100,100,100,100,100,100,100,100,100,100,100,100,100,100,100,100,100,100]
["Aerosole Duct Sealing",1.070226285308495,2.5454918567639092E-2,null,6567.5284538267852,15,null,336.00088967353383,null,0,1,50,100,100,100,100,100,100,100,100,100,100,100,100,100,100,100,100,100,100,100,100,100,100,100,100,100,100,100,100,100]
["VSD for Chiller Pumps and Towers",1.0196150713502794,2.4251150404213367E-2,null,6256.948726608176,15,null,719.26792877954915,null,0,1,50,100,100,100,100,100,100,100,100,100,100,100,100,100,100,100,100,100,100,100,100,100,100,100,100,100,100,100,100,100]
["Centrifugal Chiller, 0.51 kW/ton, 500 tons",1.7150416175200265,6.00597409809358E-3,null,7040.8979425611124,20,null,941.89847816369536,null,0,1,50,100,100,100,100,100,100,100,100,100,100,100,100,100,100,100,100,100,100,100,100,100,100,100,100,100,100,100,100,100]
["High Efficiency Chiller Motors",0.27818371479868675,0,null,1624.9339471855872,20,null,333.79854138086375,null,0,1,50,100,100,100,100,100,100,100,100,100,100,100,100,100,100,100,100,100,100,100,100,100,100,100,100,100,100,100,100,100]
["EMS Optimization",0.10409382486307607,9.9033255738804997E-3,null,2555.1200378482713,5,null,299.99999329447746,null,0,1,50,100,100,100,100,100,100,100,100,100,100,100,100,100,100,100,100,100,100,100,100,100,100,100,100,100,100,100,100,100]
["EMS - Chiller ",0.87756639110638202,8.3490309778256971E-2,null,5385.2557378105539,10,null,1027.5256125422131,null,0,1,50,100,100,100,100,100,100,100,100,100,100,100,100,100,100,100,100,100,100,100,100,100,100,100,100,100,100,100,100,100]
["Chiller Tune Up/Diagnostics",0.97320361538757416,3.1311156553762855E-2,null,4039.2372704442532,10,null,1000.0000149011612,null,0,1,50,100,100,100,100,100,100,100,100,100,100,100,100,100,100,100,100,100,100,100,100,100,100,100,100,100,100,100,100,100]
["Ceiling Insulation ",3.0079878827340818,0.35208150415739586,null,5974.5676808756443,20,null,3843.0001735687251,null,0,1,50,100,100,100,100,100,100,100,100,100,100,100,100,100,100,100,100,100,100,100,100,100,100,100,100,100,100,100,100,100]
["Window Film (Standard)",0.43700476102726227,-5.9397043195465578E-2,null,2499.2288150850595,10,null,1304.7499716281891,null,0,1,50,100,100,100,100,100,100,100,100,100,100,100,100,100,100,100,100,100,100,100,100,100,100,100,100,100,100,100,100,100]
["Roof Insulation",0.87226127001955112,3.0234017841851164E-2,null,2051.5960047168669,20,null,1505.5199503898621,null,0,1,50,100,100,100,100,100,100,100,100,100,100,100,100,100,100,100,100,100,100,100,100,100,100,100,100,100,100,100,100,100]
["Cool Roof - Chiller",3.7077883137681575,0,null,10435.951291801433,15,null,13606.799912452698,null,0,1,50,100,100,100,100,100,100,100,100,100,100,100,100,100,100,100,100,100,100,100,100,100,100,100,100,100,100,100,100,100]
["Duct/Pipe Insulation",0.1250980144084938,2.9754079239640921E-3,null,767.6738839470687,10,null,30755.999088287354,null,0,1,50,100,100,100,100,100,100,100,100,100,100,100,100,100,100,100,100,100,100,100,100,100,100,100,100,100,100,100,100,100]
["Thermal Energy Storage (TES)",7.035025847917507,1.9518155371033914E-2,null,-2462.0019706417206,50,null,6444.0564708093225,null,0,1,50,100,100,100,100,100,100,100,100,100,100,100,100,100,100,100,100,100,100,100,100,100,100,100,100,100,100,100,100,100]
["Base DX Packaged System, EER=10.3, 10 tons",0,0,null,0,15,null,0,null,0,1,50,100,100,100,100,100,100,100,100,100,100,100,100,100,100,100,100,100,100,100,100,100,100,100,100,100,100,100,100,100]
["Aerosole Duct Sealing",1.8550514436997994,0,null,11383.670263993828,15,null,336.00088967353383,null,0,1,50,100,100,100,100,100,100,100,100,100,100,100,100,100,100,100,100,100,100,100,100,100,100,100,100,100,100,100,100,100]
["DX Coil Cleaning",1.2482760760908729,0,null,5180.9129874041555,5,null,169.49035514576022,null,0,1,50,100,100,100,100,100,100,100,100,100,100,100,100,100,100,100,100,100,100,100,100,100,100,100,100,100,100,100,100,100]
["Optimize Controls",0.21570468479530108,2.0521810243297949E-2,null,5294.755602488407,5,null,399.99999105930328,null,0,1,50,100,100,100,100,100,100,100,100,100,100,100,100,100,100,100,100,100,100,100,100,100,100,100,100,100,100,100,100,100]
["Ceiling Insulation ",6.0974065522139052,2.7607955202996775,null,12860.170884594363,20,null,3843.0001735687251,null,0,1,50,100,100,100,100,100,100,100,100,100,100,100,100,100,100,100,100,100,100,100,100,100,100,100,100,100,100,100,100,100]
["DX Tune Up/ Advanced Diagnostics",1.2115375707261655,0,null,5028.431494545699,10,null,1250,null,0,1,50,100,100,100,100,100,100,100,100,100,100,100,100,100,100,100,100,100,100,100,100,100,100,100,100,100,100,100,100,100]
["Roof Insulation",1.9624734291849231,0.971771585738752,null,4483.9157344141076,20,null,1505.5199503898621,null,{"$f":"+$J$1*H965","v":0},1,50,100,100,100,100,100,100,100,100,100,100,100,100,100,100,100,100,100,100,100,100,100,100,100,100,100,100,100,100,100]
["Window Film (Standard)",0.85077309206280693,-0.48704096549211739,null,5013.0308644967945,10,null,1369.7750210762024,null,0,1,50,100,100,100,100,100,100,100,100,100,100,100,100,100,100,100,100,100,100,100,100,100,100,100,100,100,100,100,100,100]
["DX Packaged System, EER=10.9, 10 tons",0.60576260787648739,0,null,5097.3096469924967,15,null,2260.5563475928684,null,0,1,50,100,100,100,100,100,100,100,100,100,100,100,100,100,100,100,100,100,100,100,100,100,100,100,100,100,100,100,100,100]
["Cool Roof - DX",6.2898725306985437,0,null,21644.980245657087,15,null,13606.799912452698,null,0,1,50,100,100,100,100,100,100,100,100,100,100,100,100,100,100,100,100,100,100,100,100,100,100,100,100,100,100,100,100,100]
["Geothermal Heat Pump, EER=13, 10 tons",1.5185760966003017,6.9338253554869889E-2,null,12778.359849624816,15,null,18028.67189403671,null,0,1,50,100,100,100,100,100,100,100,100,100,100,100,100,100,100,100,100,100,100,100,100,100,100,100,100,100,100,100,100,100]
["Hybrid Dessicant-DX System (Trane CDQ)",3.1517644930478665,0,null,26521.147635340676,15,null,6186.8463355721815,null,0,1,50,100,100,100,100,100,100,100,100,100,100,100,100,100,100,100,100,100,100,100,100,100,100,100,100,100,100,100,100,100]
["Duct/Pipe Insulation",0.19513421281487509,0,null,1197.4565683624317,10,null,30755.999088287354,null,0,1,50,100,100,100,100,100,100,100,100,100,100,100,100,100,100,100,100,100,100,100,100,100,100,100,100,100,100,100,100,100]
["Base Packaged HP System, EER=10.3, 10 tons",0,0,null,0,15,null,0,null,0,1,50,100,100,100,100,100,100,100,100,100,100,100,100,100,100,100,100,100,100,100,100,100,100,100,100,100,100,100,100,100]
["Aerosole Duct Sealing",1.8550588945347231,4.4121858850574396E-2,null,11383.715986633086,15,null,336.00088967353383,null,0,1,50,100,100,100,100,100,100,100,100,100,100,100,100,100,100,100,100,100,100,100,100,100,100,100,100,100,100,100,100,100]
["Packaged HP System, EER=10.9, 10 tons",1.3374419989045419,0,null,5773.6272848931067,15,null,11976.381513324315,null,0,1,50,100,100,100,100,100,100,100,100,100,100,100,100,100,100,100,100,100,100,100,100,100,100,100,100,100,100,100,100,100]
["Ceiling Insulation ",5.9789098223016088,0.18326085616135318,null,12610.246891026245,20,null,3843.0001735687251,null,0,1,50,100,100,100,100,100,100,100,100,100,100,100,100,100,100,100,100,100,100,100,100,100,100,100,100,100,100,100,100,100]
["Window Film (Standard)",0.85734228431969528,-3.365593747710445E-2,null,5051.7386748939689,10,null,1304.7499716281891,null,0,1,50,100,100,100,100,100,100,100,100,100,100,100,100,100,100,100,100,100,100,100,100,100,100,100,100,100,100,100,100,100]
["Roof Insulation",1.8976653972462412,6.4437065181601194E-2,null,4335.8404790732229,20,null,1505.5199503898621,null,0,1,50,100,100,100,100,100,100,100,100,100,100,100,100,100,100,100,100,100,100,100,100,100,100,100,100,100,100,100,100,100]
["Cool Roof - DX",6.4084951594009487,0,null,22053.612120489088,15,null,13606.799912452698,null,0,1,50,100,100,100,100,100,100,100,100,100,100,100,100,100,100,100,100,100,100,100,100,100,100,100,100,100,100,100,100,100]
["Geothermal Heat Pump, EER=13, 10 tons",4.8743218824136001,0,null,16750.026165404302,25,null,19827.981041870258,null,0,1,50,100,100,100,100,100,100,100,100,100,100,100,100,100,100,100,100,100,100,100,100,100,100,100,100,100,100,100,100,100]
["Duct/Pipe Insulation",0.23714085490241832,5.6403035820236577E-3,null,1455.2336580740111,10,null,30755.999088287354,null,0,1,50,100,100,100,100,100,100,100,100,100,100,100,100,100,100,100,100,100,100,100,100,100,100,100,100,100,100,100,100,100]
["Base PTAC, EER=8.3, 1 ton",0,0,null,0,15,null,0,null,0,1,50,100,100,100,100,100,100,100,100,100,100,100,100,100,100,100,100,100,100,100,100,100,100,100,100,100,100,100,100,100]
["HE PTAC, EER=9.6, 1 ton",2.0397276157033759,0,null,17163.692703333309,15,null,2604.4691826537846,null,0,1,50,100,100,100,100,100,100,100,100,100,100,100,100,100,100,100,100,100,100,100,100,100,100,100,100,100,100,100,100,100]
["Occupancy Sensor (hotels)",0.67980615054473714,6.4675706218179668E-2,null,16686.737367890652,15,null,4795.1195251969939,null,0,1,50,100,100,100,100,100,100,100,100,100,100,100,100,100,100,100,100,100,100,100,100,100,100,100,100,100,100,100,100,100]
["Base Fan Motor, 15hp, 1800rpm, 91.0%",0,0,null,0,15,null,0,null,0,1,50,100,100,100,100,100,100,100,100,100,100,100,100,100,100,100,100,100,100,100,100,100,100,100,100,100,100,100,100,100]
["Electronically Commutated Motors (ECM) on an Air Handler Unit",0.20143631055686495,0,null,2086.6043993845151,15,null,492.99310444410048,null,0,1,50,100,100,100,100,100,100,100,100,100,100,100,100,100,100,100,100,100,100,100,100,100,100,100,100,100,100,100,100,100]
["Air Handler Optimization",3.1463125963367602E-2,4.9319532767035226E-2,null,1264.7233109323295,8,null,299.99999329447746,null,0,1,50,100,100,100,100,100,100,100,100,100,100,100,100,100,100,100,100,100,100,100,100,100,100,100,100,100,100,100,100,100]
["Variable Speed Drive Control",9.3751743919282385E-2,0.14695908510734776,null,3768.5389593305295,15,null,1869.7537388010996,null,0,1,50,100,100,100,100,100,100,100,100,100,100,100,100,100,100,100,100,100,100,100,100,100,100,100,100,100,100,100,100,100]
["High Efficiency Fan Motor, 15hp, 1800rpm, 92.4%",1.7244449304806737E-2,2.7031267761763848E-2,null,173.2937871889506,15,null,89.035892323861887,null,0,1,50,100,100,100,100,100,100,100,100,100,100,100,100,100,100,100,100,100,100,100,100,100,100,100,100,100,100,100,100,100]
["Energy Recovery Ventilation (ERV)",0.43269243241323729,0.83820574044263341,null,803.61414691783034,20,null,2242.6584786724179,null,0,1,50,100,100,100,100,100,100,100,100,100,100,100,100,100,100,100,100,100,100,100,100,100,100,100,100,100,100,100,100,100]
["Demand Control Ventilation (DCV)",0.66787312486328909,2.4655471719559876,null,1687.7998512084821,15,null,23594.000339508057,null,0,1,50,100,100,100,100,100,100,100,100,100,100,100,100,100,100,100,100,100,100,100,100,100,100,100,100,100,100,100,100,100]
["Base Water Heating",0,0,null,0,15,null,0,null,0,1,50,100,100,100,100,100,100,100,100,100,100,100,100,100,100,100,100,100,100,100,100,100,100,100,100,100,100,100,100,100]
["Heat Trap",0.2055161306170705,0.15264131210162665,null,1470.8027156669525,10,null,5.1241403038270592,null,0,1,50,100,100,100,100,100,100,100,100,100,100,100,100,100,100,100,100,100,100,100,100,100,100,100,100,100,100,100,100,100]
["Heat Recovery Unit",1.6426805531874555,1.2200546704022666,null,11756.055407169677,10,null,817.99998879432678,null,0,1,50,100,100,100,100,100,100,100,100,100,100,100,100,100,100,100,100,100,100,100,100,100,100,100,100,100,100,100,100,100]
["Demand controlled circulating systems",6.0657317735301447E-2,4.5051512695775862E-2,null,434.10192368980034,15,null,185.49391430306341,null,0,1,50,100,100,100,100,100,100,100,100,100,100,100,100,100,100,100,100,100,100,100,100,100,100,100,100,100,100,100,100,100]
["High Efficiency Water Heater (electric)",2.327322308472746E-2,1.7285530327085644E-2,null,166.55782498708027,15,null,82.061413163363397,null,0,1,50,100,100,100,100,100,100,100,100,100,100,100,100,100,100,100,100,100,100,100,100,100,100,100,100,100,100,100,100,100]
["Heat Pump Water Heater (air source)",0.79821756237414865,0.5928535910904883,null,5712.5470147180595,15,null,1810.8323269385371,null,0,1,50,100,100,100,100,100,100,100,100,100,100,100,100,100,100,100,100,100,100,100,100,100,100,100,100,100,100,100,100,100]
["Hot Water Pipe Insulation",7.6800246468189818E-3,5.7041217910411019E-3,null,54.963087680827698,15,null,136.59529714486268,null,0,1,50,100,100,100,100,100,100,100,100,100,100,100,100,100,100,100,100,100,100,100,100,100,100,100,100,100,100,100,100,100]
["Solar Water Heater",2.0541664608757924E-2,1.5256742277201652E-2,null,147.00907417907251,20,null,2492.0674900315826,null,0,1,50,100,100,100,100,100,100,100,100,100,100,100,100,100,100,100,100,100,100,100,100,100,100,100,100,100,100,100,100,100]
["Base Desktop PC ",0,0,null,0,4,null,0,null,0,1,50,100,100,100,100,100,100,100,100,100,100,100,100,100,100,100,100,100,100,100,100,100,100,100,100,100,100,100,100,100]
["PC Network Power Management Enabling",2.4430210337687601E-2,4.159877514150119E-2,null,292.88019978792869,4,null,4.5305244082002494,null,0,1,50,100,100,100,100,100,100,100,100,100,100,100,100,100,100,100,100,100,100,100,100,100,100,100,100,100,100,100,100,100]
["PC Manual Power Management Enabling",1.3172297265573859E-2,2.2429255600894812E-2,null,157.91534339988095,4,null,9.0610488164004988,null,0,1,50,100,100,100,100,100,100,100,100,100,100,100,100,100,100,100,100,100,100,100,100,100,100,100,100,100,100,100,100,100]
["Base Monitor, CRT",0,0,null,0,4,null,0,null,0,1,50,100,100,100,100,100,100,100,100,100,100,100,100,100,100,100,100,100,100,100,100,100,100,100,100,100,100,100,100,100]
["Energy Star or Better Monitor",5.3345820585358333E-2,5.97989834218456E-2,null,421.02052649700062,4,null,0,null,0,1,50,100,100,100,100,100,100,100,100,100,100,100,100,100,100,100,100,100,100,100,100,100,100,100,100,100,100,100,100,100]
["Monitor Power Management Enabling",2.1545269609417061E-2,3.6686414625851038E-2,null,258.29425045744972,4,null,8.6079963755804734,null,0,1,50,100,100,100,100,100,100,100,100,100,100,100,100,100,100,100,100,100,100,100,100,100,100,100,100,100,100,100,100,100]
["Base Monitor, LCD",0,0,null,0,4,null,0,null,0,1,50,100,100,100,100,100,100,100,100,100,100,100,100,100,100,100,100,100,100,100,100,100,100,100,100,100,100,100,100,100]
["Energy Star or Better Monitor",4.0660213791824147E-6,4.5578818055211226E-6,null,3.2090207686884746E-2,4,null,0,null,0,1,50,100,100,100,100,100,100,100,100,100,100,100,100,100,100,100,100,100,100,100,100,100,100,100,100,100,100,100,100,100]
["Monitor Power Management Enabling",3.7918694791645683E-5,6.4566421512283415E-5,null,0.45458613547597748,4,null,0.45305244082002494,null,0,1,50,100,100,100,100,100,100,100,100,100,100,100,100,100,100,100,100,100,100,100,100,100,100,100,100,100,100,100,100,100]
["Base Copier",0,0,null,0,6,null,0,null,0,1,50,100,100,100,100,100,100,100,100,100,100,100,100,100,100,100,100,100,100,100,100,100,100,100,100,100,100,100,100,100]
["Energy Star or Better Copier",9.2207214576255948E-3,1.0336138117881855E-2,null,72.772580122935253,6,null,0,null,0,1,50,100,100,100,100,100,100,100,100,100,100,100,100,100,100,100,100,100,100,100,100,100,100,100,100,100,100,100,100,100]
["Copier Power Management Enabling",4.8895744345581202E-3,8.3257698001493585E-3,null,58.618387540533966,6,null,11.621000439015573,null,0,1,50,100,100,100,100,100,100,100,100,100,100,100,100,100,100,100,100,100,100,100,100,100,100,100,100,100,100,100,100,100]
["Base Laser Printer",0,0,null,0,5,null,0,null,0,1,50,100,100,100,100,100,100,100,100,100,100,100,100,100,100,100,100,100,100,100,100,100,100,100,100,100,100,100,100,100]
["Printer Power Management Enabling",3.4883469394471275E-2,5.9398162334176684E-2,null,418.19850686213476,5,null,39.260164020240801,null,0,1,50,100,100,100,100,100,100,100,100,100,100,100,100,100,100,100,100,100,100,100,100,100,100,100,100,100,100,100,100,100]
["Base Commercial Ovens",0,0,null,0,10,null,0,null,0,1,50,100,100,100,100,100,100,100,100,100,100,100,100,100,100,100,100,100,100,100,100,100,100,100,100,100,100,100,100,100]
["Convection Oven",4.1094525604617328E-2,1.33403664691297E-2,null,303.61426377783744,10,null,1956433.478924056,null,0,1,50,100,100,100,100,100,100,100,100,100,100,100,100,100,100,100,100,100,100,100,100,100,100,100,100,100,100,100,100,100]
["Base Commercial Fryers",0,0,null,0,10,null,0,null,0,1,50,100,100,100,100,100,100,100,100,100,100,100,100,100,100,100,100,100,100,100,100,100,100,100,100,100,100,100,100,100]
["Efficient Fryer",2.26648775620546E-3,7.3576168165277647E-4,null,16.745247726730906,10,null,84656.914584189071,null,0,1,50,100,100,100,100,100,100,100,100,100,100,100,100,100,100,100,100,100,100,100,100,100,100,100,100,100,100,100,100,100]
["Base Vending Machines",0,0,null,0,10,null,0,null,0,1,50,100,100,100,100,100,100,100,100,100,100,100,100,100,100,100,100,100,100,100,100,100,100,100,100,100,100,100,100,100]
["Vending Misers (cooled machines only)",7.0827987555375518E-2,0.1721860681992525,null,920.76579057931247,10,null,92.876190000000008,null,0,1,50,100,100,100,100,100,100,100,100,100,100,100,100,100,100,100,100,100,100,100,100,100,100,100,100,100,100,100,100,100]
["Base Fluorescent Fixture, T12, 34W, EB",0,0,null,0,17,null,0,null,0,1,50,100,100,100,100,100,100,100,100,100,100,100,100,100,100,100,100,100,100,100,100,100,100,100,100,100,100,100,100,100]
["Lighting Control Tuneup",0.28936598772112426,0.1221021125910678,null,1591.5480342873468,6,null,143.99999752640724,null,0,1,50,100,100,100,100,100,100,100,100,100,100,100,100,100,100,100,100,100,100,100,100,100,100,100,100,100,100,100,100,100]
["Premium T8, Elecctronic Ballast",1.7734272297953428,0.74832295595578291,null,9754.0648911806638,26,null,878.26373430945159,null,0,1,50,100,100,100,100,100,100,100,100,100,100,100,100,100,100,100,100,100,100,100,100,100,100,100,100,100,100,100,100,100]
["Premium T8, EB, Reflector",2.1029261209440473,0.88735972051307832,null,11566.348762680391,26,null,1866.3104354075847,null,0,1,50,100,100,100,100,100,100,100,100,100,100,100,100,100,100,100,100,100,100,100,100,100,100,100,100,100,100,100,100,100]
["Occupancy Sensor",0.77002077093664179,0.32492126531809029,null,4235.207648266306,15,null,4940.2335054906653,null,0,1,50,100,100,100,100,100,100,100,100,100,100,100,100,100,100,100,100,100,100,100,100,100,100,100,100,100,100,100,100,100]
["Continuous Dimming",1.8221094955982673,0.76886513351808061,null,10021.82325854611,19,null,31606.997913077605,null,0,1,50,100,100,100,100,100,100,100,100,100,100,100,100,100,100,100,100,100,100,100,100,100,100,100,100,100,100,100,100,100]
["Base T8, EB",0,0,null,0,26,null,0,null,0,1,50,100,100,100,100,100,100,100,100,100,100,100,100,100,100,100,100,100,100,100,100,100,100,100,100,100,100,100,100,100]
["ROB Premium T8, 1EB",0.50983672172307815,0.21513288859258586,null,2804.1638157138341,26,null,530.25777585815536,null,0,1,50,100,100,100,100,100,100,100,100,100,100,100,100,100,100,100,100,100,100,100,100,100,100,100,100,100,100,100,100,100]
["ROB Premium T8, EB, Reflector",1.5659203454377244,0.66076246152174423,null,8612.7518553903465,26,null,1287.7688842269486,null,0,1,50,100,100,100,100,100,100,100,100,100,100,100,100,100,100,100,100,100,100,100,100,100,100,100,100,100,100,100,100,100]
["Lighting Control Tuneup",0.12498329356401436,5.2738486312576757E-2,null,687.42327582145265,6,null,143.99999752640724,null,0,1,50,100,100,100,100,100,100,100,100,100,100,100,100,100,100,100,100,100,100,100,100,100,100,100,100,100,100,100,100,100]
["Occupancy Sensor",0.48784267809514431,0.20585218766245791,null,2683.1939077514512,15,null,3408.79998765957,null,{"$f":"+$J$1*H1029","v":0},1,50,100,100,100,100,100,100,100,100,100,100,100,100,100,100,100,100,100,100,100,100,100,100,100,100,100,100,100,100,100]
["Base Incandescent Flood, 75W  to Screw-in CFL",0,0,null,0,1,null,0,null,0,1,50,100,100,100,100,100,100,100,100,100,100,100,100,100,100,100,100,100,100,100,100,100,100,100,100,100,100,100,100,100]
["CFL Screw-in 18W",16.211764849506544,6.8407857901464659,null,89166.673256109381,3,null,2012.1499172994284,null,0,1,50,100,100,100,100,100,100,100,100,100,100,100,100,100,100,100,100,100,100,100,100,100,100,100,100,100,100,100,100,100]
["Base Incandescent Flood, 75W to Hardwired CFL ",0,0,null,0,1,null,0,null,0,1,50,100,100,100,100,100,100,100,100,100,100,100,100,100,100,100,100,100,100,100,100,100,100,100,100,100,100,100,100,100]
["CFL Hardwired, Modular 18W",16.21176484950654,6.8407857901464659,null,89166.673256109367,7,null,14539.179527958357,null,0,1,50,100,100,100,100,100,100,100,100,100,100,100,100,100,100,100,100,100,100,100,100,100,100,100,100,100,100,100,100,100]
["Base CFL",0,0,null,0,3,null,0,null,0,1,50,100,100,100,100,100,100,100,100,100,100,100,100,100,100,100,100,100,100,100,100,100,100,100,100,100,100,100,100,100]
["Base High Bay Mercury Vapor, 400W",0,0,null,0,9,null,0,null,0,1,50,100,100,100,100,100,100,100,100,100,100,100,100,100,100,100,100,100,100,100,100,100,100,100,100,100,100,100,100,100]
["PSMH, 250W, magnetic ballast",2.141803131276772,0.90376443044541932,null,11780.177035523735,17,null,419.35816819110528,null,0,1,50,100,100,100,100,100,100,100,100,100,100,100,100,100,100,100,100,100,100,100,100,100,100,100,100,100,100,100,100,100]
["High Bay T5",1.8386889065899676,0.77586105285035933,null,10113.012030181957,17,null,956.33364765645547,null,0,1,50,100,100,100,100,100,100,100,100,100,100,100,100,100,100,100,100,100,100,100,100,100,100,100,100,100,100,100,100,100]
["Base Exit Sign",0,0,null,0,1,null,0,null,0,1,50,100,100,100,100,100,100,100,100,100,100,100,100,100,100,100,100,100,100,100,100,100,100,100,100,100,100,100,100,100]
["LED Exit Sign",5.9205523706475964E-2,4.5123389632149527E-2,null,442.73793885633984,16,null,72.018459795477909,null,0,1,50,100,100,100,100,100,100,100,100,100,100,100,100,100,100,100,100,100,100,100,100,100,100,100,100,100,100,100,100,100]
["Base Outdoor Mercury Vapor 400W Lamp",0,0,null,0,5,null,0,null,0,1,50,100,100,100,100,100,100,100,100,100,100,100,100,100,100,100,100,100,100,100,100,100,100,100,100,100,100,100,100,100]
["Outdoor Lighting Controls (Photocell/Timeclock)",0.2789471149081692,0.14447563946652414,null,3475.0568255589569,5,null,1078.0873030237942,null,0,1,50,100,100,100,100,100,100,100,100,100,100,100,100,100,100,100,100,100,100,100,100,100,100,100,100,100,100,100,100,100]
["High Pressure Sodium 250W Lamp",0.34344003503854692,0.17787858711832974,null,4278.4942885098735,5,null,5949.4447463164934,null,0,1,50,100,100,100,100,100,100,100,100,100,100,100,100,100,100,100,100,100,100,100,100,100,100,100,100,100,100,100,100,100]
["Base Outdoor HID Lamp",0,0,null,0,5,null,0,null,0,1,50,100,100,100,100,100,100,100,100,100,100,100,100,100,100,100,100,100,100,100,100,100,100,100,100,100,100,100,100,100]
["Outdoor Lighting Controls (Photocell/Timeclock)",0.15175940522457662,7.8601053544138899E-8,null,1890.5825828026445,5,null,1632.2488014503956,null,0,1,50,100,100,100,100,100,100,100,100,100,100,100,100,100,100,100,100,100,100,100,100,100,100,100,100,100,100,100,100,100]
["Base Centrifugal Chiller, 0.58 kW/ton, 500 tons",0,0,null,0,20,null,0,null,0,1,50,100,100,100,100,100,100,100,100,100,100,100,100,100,100,100,100,100,100,100,100,100,100,100,100,100,100,100,100,100]
["Aerosole Duct Sealing",0.50476943565503785,5.6413503750742874E-2,null,2712.9005906589396,15,null,273.70334997309237,null,0,1,50,100,100,100,100,100,100,100,100,100,100,100,100,100,100,100,100,100,100,100,100,100,100,100,100,100,100,100,100,100]
["VSD for Chiller Pumps and Towers",0.48090004836365019,5.3745838725139231E-2,null,2584.6137525356298,15,null,585.90928680709669,null,0,1,50,100,100,100,100,100,100,100,100,100,100,100,100,100,100,100,100,100,100,100,100,100,100,100,100,100,100,100,100,100]
["Centrifugal Chiller, 0.51 kW/ton, 500 tons",0.80889861012120057,1.3310574667501619E-2,null,2908.4523674071993,20,null,767.26216129500756,null,0,1,50,100,100,100,100,100,100,100,100,100,100,100,100,100,100,100,100,100,100,100,100,100,100,100,100,100,100,100,100,100]
["High Efficiency Chiller Motors",0.13120430672339065,0,null,671.22261530895514,20,null,271.90933655218441,null,0,1,50,100,100,100,100,100,100,100,100,100,100,100,100,100,100,100,100,100,100,100,100,100,100,100,100,100,100,100,100,100]
["EMS - Chiller ",0.42204445224071652,0.18867232924723346,null,2268.2923388226773,10,null,837.01326686728112,null,0,1,50,100,100,100,100,100,100,100,100,100,100,100,100,100,100,100,100,100,100,100,100,100,100,100,100,100,100,100,100,100]
["EMS Optimization",4.8687351179166657E-2,2.1765375431619528E-2,null,1046.68733438803,5,null,299.99999329447746,null,0,1,50,100,100,100,100,100,100,100,100,100,100,100,100,100,100,100,100,100,100,100,100,100,100,100,100,100,100,100,100,100]
["Chiller Tune Up/Diagnostics",0.45902909957527221,6.9395217145671553E-2,null,1668.5927399157395,10,null,1000.0000149011612,null,0,1,50,100,100,100,100,100,100,100,100,100,100,100,100,100,100,100,100,100,100,100,100,100,100,100,100,100,100,100,100,100]
["Ceiling Insulation ",1.4191611752927538,0.78053570631811542,null,2468.7471100295943,20,null,3843.0001735687251,null,0,1,50,100,100,100,100,100,100,100,100,100,100,100,100,100,100,100,100,100,100,100,100,100,100,100,100,100,100,100,100,100]
["Window Film (Standard)",0.20427687517919019,-0.13046433010288608,null,1023.1835214064143,10,null,1304.7499716281891,null,0,1,50,100,100,100,100,100,100,100,100,100,100,100,100,100,100,100,100,100,100,100,100,100,100,100,100,100,100,100,100,100]
["Roof Insulation",0.40875304759182779,6.6573931433941511E-2,null,842.01676617624571,20,null,1505.5199503898621,null,0,1,50,100,100,100,100,100,100,100,100,100,100,100,100,100,100,100,100,100,100,100,100,100,100,100,100,100,100,100,100,100]
["Cool Roof - Chiller",1.7698761066982951,0,null,4362.8919625661911,15,null,13606.799912452698,null,0,1,50,100,100,100,100,100,100,100,100,100,100,100,100,100,100,100,100,100,100,100,100,100,100,100,100,100,100,100,100,100]
["Duct/Pipe Insulation",5.9090813054685269E-2,6.6040444773939897E-3,null,317.58559515502776,10,null,30755.999088287354,null,0,1,50,100,100,100,100,100,100,100,100,100,100,100,100,100,100,100,100,100,100,100,100,100,100,100,100,100,100,100,100,100]
["Thermal Energy Storage (TES)",3.3214637232776996,4.3300858998651756E-2,null,-1018.0443372918037,50,null,5249.2713492217354,null,0,1,50,100,100,100,100,100,100,100,100,100,100,100,100,100,100,100,100,100,100,100,100,100,100,100,100,100,100,100,100,100]
["Base DX Packaged System, EER=10.3, 10 tons",0,0,null,0,15,null,0,null,0,1,50,100,100,100,100,100,100,100,100,100,100,100,100,100,100,100,100,100,100,100,100,100,100,100,100,100,100,100,100,100]
["Aerosole Duct Sealing",0.87491483363095823,0,null,4702.259687838542,15,null,273.70334997309237,null,0,1,50,100,100,100,100,100,100,100,100,100,100,100,100,100,100,100,100,100,100,100,100,100,100,100,100,100,100,100,100,100]
["DX Coil Cleaning",0.58874515873315292,0,null,2140.1168214207901,5,null,138.06534273345937,null,0,1,50,100,100,100,100,100,100,100,100,100,100,100,100,100,100,100,100,100,100,100,100,100,100,100,100,100,100,100,100,100]
["Optimize Controls",0.10173522675547446,4.5480095986436569E-2,null,2187.1178186340589,5,null,399.99999105930328,null,0,1,50,100,100,100,100,100,100,100,100,100,100,100,100,100,100,100,100,100,100,100,100,100,100,100,100,100,100,100,100,100]
["Ceiling Insulation ",2.8787534935587367,6.1247376632097295,null,5317.6597391431233,20,null,3843.0001735687251,null,0,1,50,100,100,100,100,100,100,100,100,100,100,100,100,100,100,100,100,100,100,100,100,100,100,100,100,100,100,100,100,100]
["DX Tune Up/ Advanced Diagnostics",0.57139663528043949,0,null,2077.054108603149,10,null,1250,null,0,1,50,100,100,100,100,100,100,100,100,100,100,100,100,100,100,100,100,100,100,100,100,100,100,100,100,100,100,100,100,100]
["Roof Insulation",0.92647946635319445,2.1557089980450246,null,1853.9752655294662,20,null,1505.5199503898621,null,0,1,50,100,100,100,100,100,100,100,100,100,100,100,100,100,100,100,100,100,100,100,100,100,100,100,100,100,100,100,100,100]
["Window Film (Standard)",0.39769147061487892,-1.0697737763294159,null,2052.330927383905,10,null,1369.7750210762024,null,0,1,50,100,100,100,100,100,100,100,100,100,100,100,100,100,100,100,100,100,100,100,100,100,100,100,100,100,100,100,100,100]
["DX Packaged System, EER=10.9, 10 tons",0.2839038982871519,0,null,2092.3020990424311,15,null,1841.4291871080181,null,0,1,50,100,100,100,100,100,100,100,100,100,100,100,100,100,100,100,100,100,100,100,100,100,100,100,100,100,100,100,100,100]
["Cool Roof - DX",3.0030873381463108,0,null,9051.0255898403357,15,null,13606.799912452698,null,0,1,50,100,100,100,100,100,100,100,100,100,100,100,100,100,100,100,100,100,100,100,100,100,100,100,100,100,100,100,100,100]
["Geothermal Heat Pump, EER=13, 10 tons",0.7174796233770846,0.15393587187238139,null,5287.6488525482964,15,null,14685.996509586819,null,0,1,50,100,100,100,100,100,100,100,100,100,100,100,100,100,100,100,100,100,100,100,100,100,100,100,100,100,100,100,100,100]
["Hybrid Dessicant-DX System (Trane CDQ)",1.4890813368335596,0,null,10974.164234795091,15,null,5039.7502502453626,null,0,1,50,100,100,100,100,100,100,100,100,100,100,100,100,100,100,100,100,100,100,100,100,100,100,100,100,100,100,100,100,100]
["Duct/Pipe Insulation",9.2195077242558043E-2,0,null,495.50559491108538,10,null,30755.999088287354,null,0,1,50,100,100,100,100,100,100,100,100,100,100,100,100,100,100,100,100,100,100,100,100,100,100,100,100,100,100,100,100,100]
["Base Packaged HP System, EER=10.3, 10 tons",0,0,null,0,15,null,0,null,0,1,50,100,100,100,100,100,100,100,100,100,100,100,100,100,100,100,100,100,100,100,100,100,100,100,100,100,100,100,100,100]
["Aerosole Duct Sealing",0.87493368846873254,9.7783406501287709E-2,null,4702.3610238088322,15,null,273.70334997309237,null,0,1,50,100,100,100,100,100,100,100,100,100,100,100,100,100,100,100,100,100,100,100,100,100,100,100,100,100,100,100,100,100]
["Packaged HP System, EER=10.9, 10 tons",0.63079922737388605,0,null,2384.9507806795245,15,null,9755.8543488906671,null,0,1,50,100,100,100,100,100,100,100,100,100,100,100,100,100,100,100,100,100,100,100,100,100,100,100,100,100,100,100,100,100]
["Ceiling Insulation ",2.8202202167910673,0.40618572325834096,null,5209.5365358316885,20,null,3843.0001735687251,null,0,1,50,100,100,100,100,100,100,100,100,100,100,100,100,100,100,100,100,100,100,100,100,100,100,100,100,100,100,100,100,100]
["Roof Insulation",0.91947797357268102,0.14670717979507913,null,1839.9645994453626,20,null,1505.5199503898621,null,0,1,50,100,100,100,100,100,100,100,100,100,100,100,100,100,100,100,100,100,100,100,100,100,100,100,100,100,100,100,100,100]
["Window Film (Standard)",0.39532128393477017,-7.2920824546507446E-2,null,2040.0993162313164,10,null,1304.7499716281891,null,0,1,50,100,100,100,100,100,100,100,100,100,100,100,100,100,100,100,100,100,100,100,100,100,100,100,100,100,100,100,100,100]
["Cool Roof - DX",3.0598233341893133,0,null,9222.199308076084,15,null,13606.799912452698,null,0,1,50,100,100,100,100,100,100,100,100,100,100,100,100,100,100,100,100,100,100,100,100,100,100,100,100,100,100,100,100,100]
["Geothermal Heat Pump, EER=13, 10 tons",2.303041157498583,0,null,6931.3441774025323,25,null,16151.697811383292,null,0,1,50,100,100,100,100,100,100,100,100,100,100,100,100,100,100,100,100,100,100,100,100,100,100,100,100,100,100,100,100,100]
["Duct/Pipe Insulation",0.11204582474280264,1.2522346061188443E-2,null,602.19411607431721,10,null,30755.999088287354,null,0,1,50,100,100,100,100,100,100,100,100,100,100,100,100,100,100,100,100,100,100,100,100,100,100,100,100,100,100,100,100,100]
["Base PTAC, EER=8.3, 1 ton",0,0,null,0,15,null,0,null,0,1,50,100,100,100,100,100,100,100,100,100,100,100,100,100,100,100,100,100,100,100,100,100,100,100,100,100,100,100,100,100]
["Base Fan Motor, 15hp, 1800rpm, 91.0%",0,0,null,0,15,null,0,null,0,1,50,100,100,100,100,100,100,100,100,100,100,100,100,100,100,100,100,100,100,100,100,100,100,100,100,100,100,100,100,100]
["Electronically Commutated Motors (ECM) on an Air Handler Unit",0.19323169993570435,0,null,1701.8760834438804,15,null,401.58781820812959,null,0,1,50,100,100,100,100,100,100,100,100,100,100,100,100,100,100,100,100,100,100,100,100,100,100,100,100,100,100,100,100,100]
["Variable Speed Drive Control",9.5446995616619318E-2,0.36901302199625358,null,3262.1439198141388,15,null,1019.7713276521533,null,0,1,50,100,100,100,100,100,100,100,100,100,100,100,100,100,100,100,100,100,100,100,100,100,100,100,100,100,100,100,100,100]
["High Efficiency Fan Motor, 15hp, 1800rpm, 92.4%",1.6336325788081852E-2,6.3158792044008094E-2,null,139.5838745300826,15,null,48.560539412007302,null,0,1,50,100,100,100,100,100,100,100,100,100,100,100,100,100,100,100,100,100,100,100,100,100,100,100,100,100,100,100,100,100]
["Air Handler Optimization",2.7215281847792459E-2,0.10521853866906856,null,930.15150065494322,8,null,299.99999329447746,null,0,1,50,100,100,100,100,100,100,100,100,100,100,100,100,100,100,100,100,100,100,100,100,100,100,100,100,100,100,100,100,100]
["Energy Recovery Ventilation (ERV)",0.38696041058819725,1.8488437570069924,null,611.0574021742209,20,null,1826.8497415426614,null,0,1,50,100,100,100,100,100,100,100,100,100,100,100,100,100,100,100,100,100,100,100,100,100,100,100,100,100,100,100,100,100]
["Demand Control Ventilation (DCV)",0.59773729542795584,5.4424199163688991,null,1284.3533739851155,15,null,23594.000339508057,null,0,1,50,100,100,100,100,100,100,100,100,100,100,100,100,100,100,100,100,100,100,100,100,100,100,100,100,100,100,100,100,100]
["Base Water Heating",0,0,null,0,15,null,0,null,0,1,50,100,100,100,100,100,100,100,100,100,100,100,100,100,100,100,100,100,100,100,100,100,100,100,100,100,100,100,100,100]
["Heat Trap",5.4981214885449312E-2,3.8348355714869862E-3,null,357.3737792081638,10,null,1.6978258980264427,null,0,1,50,100,100,100,100,100,100,100,100,100,100,100,100,100,100,100,100,100,100,100,100,100,100,100,100,100,100,100,100,100]
["Heat Recovery Unit",0.43946220688625059,3.0651656330307277E-2,null,2856.4714334033924,10,null,817.99998879432678,null,0,1,50,100,100,100,100,100,100,100,100,100,100,100,100,100,100,100,100,100,100,100,100,100,100,100,100,100,100,100,100,100]
["High Efficiency Water Heater (electric)",6.3870401642133808E-3,4.4548395064154269E-4,null,41.515282741475815,15,null,27.190120534628647,null,0,1,50,100,100,100,100,100,100,100,100,100,100,100,100,100,100,100,100,100,100,100,100,100,100,100,100,100,100,100,100,100]
["Heat Pump Water Heater (air source)",0.2190606608667304,1.5279066065662835E-2,null,1423.8778901646233,15,null,599.99879772290853,null,{"$f":"+$J$1*H1093","v":0},1,50,100,100,100,100,100,100,100,100,100,100,100,100,100,100,100,100,100,100,100,100,100,100,100,100,100,100,100,100,100]
["Hot Water Pipe Insulation",2.1076851871602367E-3,1.4700704860847545E-4,null,13.699795871841697,15,null,45.259305813300074,null,0,1,50,100,100,100,100,100,100,100,100,100,100,100,100,100,100,100,100,100,100,100,100,100,100,100,100,100,100,100,100,100]
["Solar Water Heater",5.6373988649652679E-3,3.9319789028071224E-4,null,36.642670437055521,20,null,825.71835924268146,null,0,1,50,100,100,100,100,100,100,100,100,100,100,100,100,100,100,100,100,100,100,100,100,100,100,100,100,100,100,100,100,100]
["Demand controlled circulating systems",5.1312946427984315E-3,3.578980796437747E-4,null,33.353030895153786,15,null,295.34526515428695,null,0,1,50,100,100,100,100,100,100,100,100,100,100,100,100,100,100,100,100,100,100,100,100,100,100,100,100,100,100,100,100,100]
["Base Desktop PC ",0,0,null,0,4,null,0,null,0,1,50,100,100,100,100,100,100,100,100,100,100,100,100,100,100,100,100,100,100,100,100,100,100,100,100,100,100,100,100,100]
["PC Network Power Management Enabling",5.738833912649309E-2,0.71167495501106959,null,814.70077910727889,4,null,12.60239445494644,null,0,1,50,100,100,100,100,100,100,100,100,100,100,100,100,100,100,100,100,100,100,100,100,100,100,100,100,100,100,100,100,100]
["PC Manual Power Management Enabling",3.0942468689521923E-2,0.38371871965155113,null,439.26786752430218,4,null,25.20478890989288,null,0,1,50,100,100,100,100,100,100,100,100,100,100,100,100,100,100,100,100,100,100,100,100,100,100,100,100,100,100,100,100,100]
["Base Monitor, CRT",0,0,null,0,4,null,0,null,0,1,50,100,100,100,100,100,100,100,100,100,100,100,100,100,100,100,100,100,100,100,100,100,100,100,100,100,100,100,100,100]
["Energy Star or Better Monitor",0.12531219243325406,1.023037183498412,null,1171.1374477677221,4,null,0,null,0,1,50,100,100,100,100,100,100,100,100,100,100,100,100,100,100,100,100,100,100,100,100,100,100,100,100,100,100,100,100,100]
["Monitor Power Management Enabling",5.0611494516430731E-2,0.62763504975518358,null,718.494813439979,4,null,23.944549464398236,null,0,1,50,100,100,100,100,100,100,100,100,100,100,100,100,100,100,100,100,100,100,100,100,100,100,100,100,100,100,100,100,100]
["Base Monitor, LCD",0,0,null,0,4,null,0,null,0,1,50,100,100,100,100,100,100,100,100,100,100,100,100,100,100,100,100,100,100,100,100,100,100,100,100,100,100,100,100,100]
["Energy Star or Better Monitor",9.5513021584357848E-6,7.7975950058594876E-5,null,8.9264160298263409E-2,4,null,0,null,0,1,50,100,100,100,100,100,100,100,100,100,100,100,100,100,100,100,100,100,100,100,100,100,100,100,100,100,100,100,100,100]
["Monitor Power Management Enabling",8.9073766795244981E-5,1.1046071369472342E-3,null,1.2645158983631435,4,null,1.260239445494644,null,0,1,50,100,100,100,100,100,100,100,100,100,100,100,100,100,100,100,100,100,100,100,100,100,100,100,100,100,100,100,100,100]
["Base Copier",0,0,null,0,6,null,0,null,0,1,50,100,100,100,100,100,100,100,100,100,100,100,100,100,100,100,100,100,100,100,100,100,100,100,100,100,100,100,100,100]
["Energy Star or Better Copier",1.8721236808343478E-2,0.1528384509449538,null,174.96415208325925,6,null,0,null,0,1,50,100,100,100,100,100,100,100,100,100,100,100,100,100,100,100,100,100,100,100,100,100,100,100,100,100,100,100,100,100]
["Copier Power Management Enabling",9.9275898474978311E-3,0.12311241561658548,null,140.93481892874988,6,null,27.939898174593317,null,0,1,50,100,100,100,100,100,100,100,100,100,100,100,100,100,100,100,100,100,100,100,100,100,100,100,100,100,100,100,100,100]
["Base Laser Printer",0,0,null,0,5,null,0,null,0,1,50,100,100,100,100,100,100,100,100,100,100,100,100,100,100,100,100,100,100,100,100,100,100,100,100,100,100,100,100,100]
["Printer Power Management Enabling",5.8036160516071515E-2,0.71970861246310425,null,823.89743122938671,5,null,77.34616706772087,null,0,1,50,100,100,100,100,100,100,100,100,100,100,100,100,100,100,100,100,100,100,100,100,100,100,100,100,100,100,100,100,100]
["Base Commercial Ovens",0,0,null,0,10,null,0,null,0,1,50,100,100,100,100,100,100,100,100,100,100,100,100,100,100,100,100,100,100,100,100,100,100,100,100,100,100,100,100,100]
["Convection Oven",1.2312014375804634E-2,2.307226236506487E-3,null,81.802265283545253,10,null,291200.65211866668,null,0,1,50,100,100,100,100,100,100,100,100,100,100,100,100,100,100,100,100,100,100,100,100,100,100,100,100,100,100,100,100,100]
["Base Commercial Fryers",0,0,null,0,10,null,0,null,0,1,50,100,100,100,100,100,100,100,100,100,100,100,100,100,100,100,100,100,100,100,100,100,100,100,100,100,100,100,100,100]
["Base Vending Machines",0,0,null,0,10,null,0,null,0,1,50,100,100,100,100,100,100,100,100,100,100,100,100,100,100,100,100,100,100,100,100,100,100,100,100,100,100,100,100,100]
["Vending Misers (cooled machines only)",2.5658353235403705E-2,3.1180184379353625E-2,null,292.05857117598435,10,null,36.540179999999999,null,0,1,50,100,100,100,100,100,100,100,100,100,100,100,100,100,100,100,100,100,100,100,100,100,100,100,100,100,100,100,100,100]

{"sheet":"Commercial_Results","index":24,"n_rows":1125,"n_cols":30,"rows_kept":1125,"cut":false,"hidden":false,"merged":[]}
[]
[{"$f":"NOW()","v":"2019-05-14T07:55:39.620"}]
[]
[]
[]
[]
[]
["Targets",0,null,0,0,null,0]
["Measure Name","TRC","Part ","RIM","UCT","Incentive","Payback",null,null,null,null,null,null,null,null,null,null,null,null,null,null,null,"Inc.","Yr Pb"]
["Base Fluorescent Fixture, T12, 34W, EB",{"$error":"#DIV/0!"},0,{"$error":"#DIV/0!"},null,0,0,13,null,{"$f":"IF(B10<1.01,0,1)","v":{"$error":"#DIV/0!"}},null,{"$f":"IF(D10<1.01,0,1)","v":{"$error":"#DIV/0!"}},null,null,null,null,null,null,null,null,null,81.430000000000007,0,0,5.2020547378738717,3.7027577039754127,3.7232790808231782,5.638802605440584,231,0]
["Lighting Control Tuneup",3.4275872811819958,150.60557493501526,1.7104128853079161,null,0,2.4572280457169304,6,null,{"$f":"IF(B11<1.01,0,1)","v":1},null,{"$f":"IF(D11<1.01,0,1)","v":1},null,null,null,null,null,null,null,null,null,null,0,0,5.2020547378738717,3.7027577039754127,3.7232790808231782,5.638802605440584,231]
["Premium T8, Elecctronic Ballast",6.7115052274691509,9662.1906194490111,1.6084131515138311,null,0,3.8507228266274174,20,null,1,null,1,null,null,null,null,null,null,null,null,null,{"$f":"+V10-F10","v":81.430000000000007},230,2,5.2020547378738717,3.7027577039754127,3.7232790808231782,5.638802605440584,231,2]
[null,null,null,null,null,null,null,null,null,0,null,0,null,null,null,null,null,null,null,null,null,null,450,2,5.2020547378738717,3.7027577039754127,3.7232790808231782,5.638802605440584,231,2]
[null,null,null,null,null,null,null,null,null,0,null,0,null,null,null,null,null,null,null,null,null,null,null,null,4.2323209593405258,2.3121664773713135,3.7279222706104509,5.6458345872237592,231]
[null,null,null,null,null,null,null,null,null,0,null,0]
[null,null,null,null,null,null,null,null,null,0,null,0]
[null,null,null,null,null,null,null,null,null,0,null,0]
[null,null,null,null,null,null,null,null,null,0,null,0]
[null,null,null,null,null,null,null,null,null,0,null,0]
[null,null,null,null,null,null,null,null,null,0,null,0]
[null,null,null,null,null,null,null,null,null,0,null,0]
[null,null,null,null,null,null,null,null,null,0,null,0]
[null,null,null,null,null,null,null,null,null,0,null,0]
[null,null,null,null,null,null,null,null,null,0,null,0]
[null,null,null,null,null,null,null,null,null,0,null,0]
[null,null,null,null,null,null,null,null,null,0,null,0]
[null,null,null,null,null,null,null,null,null,0,null,0]
[null,null,null,null,null,null,null,null,null,0,null,0]
[null,null,null,null,null,null,null,null,null,0,null,0]
[null,null,null,null,null,null,null,null,null,0,null,0]
[null,null,null,null,null,null,null,null,null,0,null,0]
[null,null,null,null,null,null,null,null,null,0,null,0]
[null,null,null,null,null,null,null,null,null,0,null,0]
[null,null,null,null,null,null,null,null,null,0,null,0]
[null,null,null,null,null,null,null,null,null,0,null,0]
[null,null,null,null,null,null,null,null,null,0,null,0]
[null,null,null,null,null,null,null,null,null,0,null,0]
[null,null,null,null,null,null,null,null,null,0,null,0]
[null,null,null,null,null,null,null,null,null,0,null,0]
[null,null,null,null,null,null,null,null,null,0,null,0]
[null,null,null,null,null,null,null,null,null,0,null,0]
[null,null,null,null,null,null,null,null,null,0,null,0]
[null,null,null,null,null,null,null,null,null,0,null,0]
[null,null,null,null,null,null,null,null,null,0,null,0]
[null,null,null,null,null,null,null,null,null,0,null,0]
[null,null,null,null,null,null,null,null,null,0,null,0]
[null,null,null,null,null,null,null,null,null,0,null,0]
[null,null,null,null,null,null,null,null,null,0,null,0]
[null,null,null,null,null,null,null,null,null,0,null,0]
[null,null,null,null,null,null,null,null,null,0,null,0]
[null,null,null,null,null,null,null,null,null,0,null,0]
[null,null,null,null,null,null,null,null,null,0,null,0]
[null,null,null,null,null,null,null,null,null,0,null,0]
[null,null,null,null,null,null,null,null,null,0,null,0]
[null,null,null,null,null,null,null,null,null,0,null,0]
[null,null,null,null,null,null,null,null,null,0,null,0]
[null,null,null,null,null,null,null,null,null,0,null,0]
[null,null,null,null,null,null,null,null,null,0,null,0]
[null,null,null,null,null,null,null,null,null,0,null,0]
[null,null,null,null,null,null,null,null,null,0,null,0]
[null,null,null,null,null,null,null,null,null,0,null,0]
[null,null,null,null,null,null,null,null,null,0,null,0]
[null,null,null,null,null,null,null,null,null,0,null,0]
[null,null,null,null,null,null,null,null,null,0,null,0]
[null,null,null,null,null,null,null,null,null,0,null,0]
[null,null,null,null,null,null,null,null,null,0,null,0]
[null,null,null,null,null,null,null,null,null,0,null,0]
[null,null,null,null,null,null,null,null,null,0,null,0]
[null,null,null,null,null,null,null,null,null,0,null,0]
[null,null,null,null,null,null,null,null,null,0,null,0]
[null,null,null,null,null,null,null,null,null,0,null,0]
[null,null,null,null,null,null,null,null,null,0,null,0]
[null,null,null,null,null,null,null,null,null,0,null,0]
[null,null,null,null,null,null,null,null,null,0,null,0]
[null,null,null,null,null,null,null,null,null,{"$f":"IF(B75<1.01,0,1)","v":0},null,{"$f":"IF(D75<1.01,0,1)","v":0}]
[null,null,null,null,null,null,null,null,null,0,null,0]
[null,null,null,null,null,null,null,null,null,0,null,0]
[null,null,null,null,null,null,null,null,null,0,null,0]
[null,null,null,null,null,null,null,null,null,0,null,0]
[null,null,null,null,null,null,null,null,null,0,null,0]
[null,null,null,null,null,null,null,null,null,0,null,0]
[null,null,null,null,null,null,null,null,null,0,null,0]
[null,null,null,null,null,null,null,null,null,0,null,0]
[null,null,null,null,null,null,null,null,null,0,null,0]
[null,null,null,null,null,null,null,null,null,0,null,0]
[null,null,null,null,null,null,null,null,null,0,null,0]
[null,null,null,null,null,null,null,null,null,0,null,0]
[null,null,null,null,null,null,null,null,null,0,null,0]
[null,null,null,null,null,null,null,null,null,0,null,0]
[null,null,null,null,null,null,null,null,null,0,null,0]
[null,null,null,null,null,null,null,null,null,0,null,0]
[null,null,null,null,null,null,null,null,null,0,null,0]
[null,null,null,null,null,null,null,null,null,0,null,0]
[null,null,null,null,null,null,null,null,null,0,null,0]
[null,null,null,null,null,null,null,null,null,0,null,0]
[null,null,null,null,null,null,null,null,null,0,null,0]
[null,null,null,null,null,null,null,null,null,0,null,0]
[null,null,null,null,null,null,null,null,null,0,null,0]
[null,null,null,null,null,null,null,null,null,0,null,0]
[null,null,null,null,null,null,null,null,null,0,null,0]
[null,null,null,null,null,null,null,null,null,0,null,0]
[null,null,null,null,null,null,null,null,null,0,null,0]
[null,null,null,null,null,null,null,null,null,0,null,0]
[null,null,null,null,null,null,null,null,null,0,null,0]
[null,null,null,null,null,null,null,null,null,0,null,0]
[null,null,null,null,null,null,null,null,null,0,null,0]
[null,null,null,null,null,null,null,null,null,0,null,0]
[null,null,null,null,null,null,null,null,null,0,null,0]
[null,null,null,null,null,null,null,null,null,0,null,0]
[null,null,null,null,null,null,null,null,null,0,null,0]
[null,null,null,null,null,null,null,null,null,0,null,0]
[null,null,null,null,null,null,null,null,null,0,null,0]
[null,null,null,null,null,null,null,null,null,0,null,0]
[null,null,null,null,null,null,null,null,null,0,null,0]
[null,null,null,null,null,null,null,null,null,0,null,0]
[null,null,null,null,null,null,null,null,null,0,null,0]
[null,null,null,null,null,null,null,null,null,0,null,0]
[null,null,null,null,null,null,null,null,null,0,null,0]
[null,null,null,null,null,null,null,null,null,0,null,0]
[null,null,null,null,null,null,null,null,null,0,null,0]
[null,null,null,null,null,null,null,null,null,0,null,0]
[null,null,null,null,null,null,null,null,null,0,null,0]
[null,null,null,null,null,null,null,null,null,0,null,0]
[null,null,null,null,null,null,null,null,null,0,null,0]
[null,null,null,null,null,null,null,null,null,0,null,0]
[null,null,null,null,null,null,null,null,null,0,null,0]
[null,null,null,null,null,null,null,null,null,0,null,0]
[null,null,null,null,null,null,null,null,null,0,null,0]
[null,null,null,null,null,null,null,null,null,0,null,0]
[null,null,null,null,null,null,null,null,null,0,null,0]
[null,null,null,null,null,null,null,null,null,0,null,0]
[null,null,null,null,null,null,null,null,null,0,null,0]
[null,null,null,null,null,null,null,null,null,0,null,0]
[null,null,null,null,null,null,null,null,null,0,null,0]
[null,null,null,null,null,null,null,null,null,0,null,0]
[null,null,null,null,null,null,null,null,null,0,null,0]
[null,null,null,null,null,null,null,null,null,0,null,0]
[null,null,null,null,null,null,null,null,null,0,null,0]
[null,null,null,null,null,null,null,null,null,{"$f":"IF(B139<1.01,0,1)","v":0},null,{"$f":"IF(D139<1.01,0,1)","v":0}]
[null,null,null,null,null,null,null,null,null,0,null,0]
[null,null,null,null,null,null,null,null,null,0,null,0]
[null,null,null,null,null,null,null,null,null,0,null,0]
[null,null,null,null,null,null,null,null,null,0,null,0]
[null,null,null,null,null,null,null,null,null,0,null,0]
[null,null,null,null,null,null,null,null,null,0,null,0]
[null,null,null,null,null,null,null,null,null,0,null,0]
[null,null,null,null,null,null,null,null,null,0,null,0]
[null,null,null,null,null,null,null,null,null,0,null,0]
[null,null,null,null,null,null,null,null,null,0,null,0]
[null,null,null,null,null,null,null,null,null,0,null,0]
[null,null,null,null,null,null,null,null,null,0,null,0]
[null,null,null,null,null,null,null,null,null,0,null,0]
[null,null,null,null,null,null,null,null,null,0,null,0]
[null,null,null,null,null,null,null,null,null,0,null,0]
[null,null,null,null,null,null,null,null,null,0,null,0]
[null,null,null,null,null,null,null,null,null,0,null,0]
[null,null,null,null,null,null,null,null,null,0,null,0]
[null,null,null,null,null,null,null,null,null,0,null,0]
[null,null,null,null,null,null,null,null,null,0,null,0]
[null,null,null,null,null,null,null,null,null,0,null,0]
[null,null,null,null,null,null,null,null,null,0,null,0]
[null,null,null,null,null,null,null,null,null,0,null,0]
[null,null,null,null,null,null,null,null,null,0,null,0]
[null,null,null,null,null,null,null,null,null,0,null,0]
[null,null,null,null,null,null,null,null,null,0,null,0]
[null,null,null,null,null,null,null,null,null,0,null,0]
[null,null,null,null,null,null,null,null,null,0,null,0]
[null,null,null,null,null,null,null,null,null,0,null,0]
[null,null,null,null,null,null,null,null,null,0,null,0]
[null,null,null,null,null,null,null,null,null,0,null,0]
[null,null,null,null,null,null,null,null,null,0,null,0]
[null,null,null,null,null,null,null,null,null,0,null,0]
[null,null,null,null,null,null,null,null,null,0,null,0]
[null,null,null,null,null,null,null,null,null,0,null,0]
[null,null,null,null,null,null,null,null,null,0,null,0]
[null,null,null,null,null,null,null,null,null,0,null,0]
[null,null,null,null,null,null,null,null,null,0,null,0]
[null,null,null,null,null,null,null,null,null,0,null,0]
[null,null,null,null,null,null,null,null,null,0,null,0]
[null,null,null,null,null,null,null,null,null,0,null,0]
[null,null,null,null,null,null,null,null,null,0,null,0]
[null,null,null,null,null,null,null,null,null,0,null,0]
[null,null,null,null,null,null,null,null,null,0,null,0]
[null,null,null,null,null,null,null,null,null,0,null,0]
[null,null,null,null,null,null,null,null,null,0,null,0]
[null,null,null,null,null,null,null,null,null,0,null,0]
[null,null,null,null,null,null,null,null,null,0,null,0]
[null,null,null,null,null,null,null,null,null,0,null,0]
[null,null,null,null,null,null,null,null,null,0,null,0]
[null,null,null,null,null,null,null,null,null,0,null,0]
[null,null,null,null,null,null,null,null,null,0,null,0]
[null,null,null,null,null,null,null,null,null,0,null,0]
[null,null,null,null,null,null,null,null,null,0,null,0]
[null,null,null,null,null,null,null,null,null,0,null,0]
[null,null,null,null,null,null,null,null,null,0,null,0]
[null,null,null,null,null,null,null,null,null,0,null,0]
[null,null,null,null,null,null,null,null,null,0,null,0]
[null,null,null,null,null,null,null,null,null,0,null,0]
[null,null,null,null,null,null,null,null,null,0,null,0]
[null,null,null,null,null,null,null,null,null,0,null,0]
[null,null,null,null,null,null,null,null,null,0,null,0]
[null,null,null,null,null,null,null,null,null,0,null,0]
[null,null,null,null,null,null,null,null,null,{"$f":"IF(B203<1.01,0,1)","v":0},null,{"$f":"IF(D203<1.01,0,1)","v":0}]
[null,null,null,null,null,null,null,null,null,0,null,0]
[null,null,null,null,null,null,null,null,null,0,null,0]
[null,null,null,null,null,null,null,null,null,0,null,0]
[null,null,null,null,null,null,null,null,null,0,null,0]
[null,null,null,null,null,null,null,null,null,0,null,0]
[null,null,null,null,null,null,null,null,null,0,null,0]
[null,null,null,null,null,null,null,null,null,0,null,0]
[null,null,null,null,null,null,null,null,null,0,null,0]
[null,null,null,null,null,null,null,null,null,0,null,0]
[null,null,null,null,null,null,null,null,null,0,null,0]
[null,null,null,null,null,null,null,null,null,0,null,0]
[null,null,null,null,null,null,null,null,null,0,null,0]
[null,null,null,null,null,null,null,null,null,0,null,0]
[null,null,null,null,null,null,null,null,null,0,null,0]
[null,null,null,null,null,null,null,null,null,0,null,0]
[null,null,null,null,null,null,null,null,null,0,null,0]
[null,null,null,null,null,null,null,null,null,0,null,0]
[null,null,null,null,null,null,null,null,null,0,null,0]
[null,null,null,null,null,null,null,null,null,0,null,0]
[null,null,null,null,null,null,null,null,null,0,null,0]
[null,null,null,null,null,null,null,null,null,0,null,0]
[null,null,null,null,null,null,null,null,null,0,null,0]
[null,null,null,null,null,null,null,null,null,0,null,0]
[null,null,null,null,null,null,null,null,null,0,null,0]
[null,null,null,null,null,null,null,null,null,0,null,0]
[null,null,null,null,null,null,null,null,null,0,null,0]
[null,null,null,null,null,null,null,null,null,0,null,0]
[null,null,null,null,null,null,null,null,null,0,null,0]
[null,null,null,null,null,null,null,null,null,0,null,0]
[null,null,null,null,null,null,null,null,null,0,null,0]
[null,null,null,null,null,null,null,null,null,0,null,0]
[null,null,null,null,null,null,null,null,null,0,null,0]
[null,null,null,null,null,null,null,null,null,0,null,0]
[null,null,null,null,null,null,null,null,null,0,null,0]
[null,null,null,null,null,null,null,null,null,0,null,0]
[null,null,null,null,null,null,null,null,null,0,null,0]
[null,null,null,null,null,null,null,null,null,0,null,0]
[null,null,null,null,null,null,null,null,null,0,null,0]
[null,null,null,null,null,null,null,null,null,0,null,0]
[null,null,null,null,null,null,null,null,null,0,null,0]
[null,null,null,null,null,null,null,null,null,0,null,0]
[null,null,null,null,null,null,null,null,null,0,null,0]
[null,null,null,null,null,null,null,null,null,0,null,0]
[null,null,null,null,null,null,null,null,null,0,null,0]
[null,null,null,null,null,null,null,null,null,0,null,0]
[null,null,null,null,null,null,null,null,null,0,null,0]
[null,null,null,null,null,null,null,null,null,0,null,0]
[null,null,null,null,null,null,null,null,null,0,null,0]
[null,null,null,null,null,null,null,null,null,0,null,0]
[null,null,null,null,null,null,null,null,null,0,null,0]
[null,null,null,null,null,null,null,null,null,0,null,0]
[null,null,null,null,null,null,null,null,null,0,null,0]
[null,null,null,null,null,null,null,null,null,0,null,0]
[null,null,null,null,null,null,null,null,null,0,null,0]
[null,null,null,null,null,null,null,null,null,0,null,0]
[null,null,null,null,null,null,null,null,null,0,null,0]
[null,null,null,null,null,null,null,null,null,0,null,0]
[null,null,null,null,null,null,null,null,null,0,null,0]
[null,null,null,null,null,null,null,null,null,0,null,0]
[null,null,null,null,null,null,null,null,null,0,null,0]
[null,null,null,null,null,null,null,null,null,0,null,0]
[null,null,null,null,null,null,null,null,null,0,null,0]
[null,null,null,null,null,null,null,null,null,0,null,0]
[null,null,null,null,null,null,null,null,null,{"$f":"IF(B267<1.01,0,1)","v":0},null,{"$f":"IF(D267<1.01,0,1)","v":0}]
[null,null,null,null,null,null,null,null,null,0,null,0]
[null,null,null,null,null,null,null,null,null,0,null,0]
[null,null,null,null,null,null,null,null,null,0,null,0]
[null,null,null,null,null,null,null,null,null,0,null,0]
[null,null,null,null,null,null,null,null,null,0,null,0]
[null,null,null,null,null,null,null,null,null,0,null,0]
[null,null,null,null,null,null,null,null,null,0,null,0]
[null,null,null,null,null,null,null,null,null,0,null,0]
[null,null,null,null,null,null,null,null,null,0,null,0]
[null,null,null,null,null,null,null,null,null,0,null,0]
[null,null,null,null,null,null,null,null,null,0,null,0]
[null,null,null,null,null,null,null,null,null,0,null,0]
[null,null,null,null,null,null,null,null,null,0,null,0]
[null,null,null,null,null,null,null,null,null,0,null,0]
[null,null,null,null,null,null,null,null,null,0,null,0]
[null,null,null,null,null,null,null,null,null,0,null,0]
[null,null,null,null,null,null,null,null,null,0,null,0]
[null,null,null,null,null,null,null,null,null,0,null,0]
[null,null,null,null,null,null,null,null,null,0,null,0]
[null,null,null,null,null,null,null,null,null,0,null,0]
[null,null,null,null,null,null,null,null,null,0,null,0]
[null,null,null,null,null,null,null,null,null,0,null,0]
[null,null,null,null,null,null,null,null,null,0,null,0]
[null,null,null,null,null,null,null,null,null,0,null,0]
[null,null,null,null,null,null,null,null,null,0,null,0]
[null,null,null,null,null,null,null,null,null,0,null,0]
[null,null,null,null,null,null,null,null,null,0,null,0]
[null,null,null,null,null,null,null,null,null,0,null,0]
[null,null,null,null,null,null,null,null,null,0,null,0]
[null,null,null,null,null,null,null,null,null,0,null,0]
[null,null,null,null,null,null,null,null,null,0,null,0]
[null,null,null,null,null,null,null,null,null,0,null,0]
[null,null,null,null,null,null,null,null,null,0,null,0]
[null,null,null,null,null,null,null,null,null,0,null,0]
[null,null,null,null,null,null,null,null,null,0,null,0]
[null,null,null,null,null,null,null,null,null,0,null,0]
[null,null,null,null,null,null,null,null,null,0,null,0]
[null,null,null,null,null,null,null,null,null,0,null,0]
[null,null,null,null,null,null,null,null,null,0,null,0]
[null,null,null,null,null,null,null,null,null,0,null,0]
[null,null,null,null,null,null,null,null,null,0,null,0]
[null,null,null,null,null,null,null,null,null,0,null,0]
[null,null,null,null,null,null,null,null,null,0,null,0]
[null,null,null,null,null,null,null,null,null,0,null,0]
[null,null,null,null,null,null,null,null,null,0,null,0]
[null,null,null,null,null,null,null,null,null,0,null,0]
[null,null,null,null,null,null,null,null,null,0,null,0]
[null,null,null,null,null,null,null,null,null,0,null,0]
[null,null,null,null,null,null,null,null,null,0,null,0]
[null,null,null,null,null,null,null,null,null,0,null,0]
[null,null,null,null,null,null,null,null,null,0,null,0]
[null,null,null,null,null,null,null,null,null,0,null,0]
[null,null,null,null,null,null,null,null,null,0,null,0]
[null,null,null,null,null,null,null,null,null,0,null,0]
[null,null,null,null,null,null,null,null,null,0,null,0]
[null,null,null,null,null,null,null,null,null,0,null,0]
[null,null,null,null,null,null,null,null,null,0,null,0]
[null,null,null,null,null,null,null,null,null,0,null,0]
[null,null,null,null,null,null,null,null,null,0,null,0]
[null,null,null,null,null,null,null,null,null,0,null,0]
[null,null,null,null,null,null,null,null,null,0,null,0]
[null,null,null,null,null,null,null,null,null,0,null,0]
[null,null,null,null,null,null,null,null,null,0,null,0]
[null,null,null,null,null,null,null,null,null,{"$f":"IF(B331<1.01,0,1)","v":0},null,{"$f":"IF(D331<1.01,0,1)","v":0}]
[null,null,null,null,null,null,null,null,null,0,null,0]
[null,null,null,null,null,null,null,null,null,0,null,0]
[null,null,null,null,null,null,null,null,null,0,null,0]
[null,null,null,null,null,null,null,null,null,0,null,0]
[null,null,null,null,null,null,null,null,null,0,null,0]
[null,null,null,null,null,null,null,null,null,0,null,0]
[null,null,null,null,null,null,null,null,null,0,null,0]
[null,null,null,null,null,null,null,null,null,0,null,0]
[null,null,null,null,null,null,null,null,null,0,null,0]
[null,null,null,null,null,null,null,null,null,0,null,0]
[null,null,null,null,null,null,null,null,null,0,null,0]
[null,null,null,null,null,null,null,null,null,0,null,0]
[null,null,null,null,null,null,null,null,null,0,null,0]
[null,null,null,null,null,null,null,null,null,0,null,0]
[null,null,null,null,null,null,null,null,null,0,null,0]
[null,null,null,null,null,null,null,null,null,0,null,0]
[null,null,null,null,null,null,null,null,null,0,null,0]
[null,null,null,null,null,null,null,null,null,0,null,0]
[null,null,null,null,null,null,null,null,null,0,null,0]
[null,null,null,null,null,null,null,null,null,0,null,0]
[null,null,null,null,null,null,null,null,null,0,null,0]
[null,null,null,null,null,null,null,null,null,0,null,0]
[null,null,null,null,null,null,null,null,null,0,null,0]
[null,null,null,null,null,null,null,null,null,0,null,0]
[null,null,null,null,null,null,null,null,null,0,null,0]
[null,null,null,null,null,null,null,null,null,0,null,0]
[null,null,null,null,null,null,null,null,null,0,null,0]
[null,null,null,null,null,null,null,null,null,0,null,0]
[null,null,null,null,null,null,null,null,null,0,null,0]
[null,null,null,null,null,null,null,null,null,0,null,0]
[null,null,null,null,null,null,null,null,null,0,null,0]
[null,null,null,null,null,null,null,null,null,0,null,0]
[null,null,null,null,null,null,null,null,null,0,null,0]
[null,null,null,null,null,null,null,null,null,0,null,0]
[null,null,null,null,null,null,null,null,null,0,null,0]
[null,null,null,null,null,null,null,null,null,0,null,0]
[null,null,null,null,null,null,null,null,null,0,null,0]
[null,null,null,null,null,null,null,null,null,0,null,0]
[null,null,null,null,null,null,null,null,null,0,null,0]
[null,null,null,null,null,null,null,null,null,0,null,0]
[null,null,null,null,null,null,null,null,null,0,null,0]
[null,null,null,null,null,null,null,null,null,0,null,0]
[null,null,null,null,null,null,null,null,null,0,null,0]
[null,null,null,null,null,null,null,null,null,0,null,0]
[null,null,null,null,null,null,null,null,null,0,null,0]
[null,null,null,null,null,null,null,null,null,0,null,0]
[null,null,null,null,null,null,null,null,null,0,null,0]
[null,null,null,null,null,null,null,null,null,0,null,0]
[null,null,null,null,null,null,null,null,null,0,null,0]
[null,null,null,null,null,null,null,null,null,0,null,0]
[null,null,null,null,null,null,null,null,null,0,null,0]
[null,null,null,null,null,null,null,null,null,0,null,0]
[null,null,null,null,null,null,null,null,null,0,null,0]
[null,null,null,null,null,null,null,null,null,0,null,0]
[null,null,null,null,null,null,null,null,null,0,null,0]
[null,null,null,null,null,null,null,null,null,0,null,0]
[null,null,null,null,null,null,null,null,null,0,null,0]
[null,null,null,null,null,null,null,null,null,0,null,0]
[null,null,null,null,null,null,null,null,null,0,null,0]
[null,null,null,null,null,null,null,null,null,0,null,0]
[null,null,null,null,null,null,null,null,null,0,null,0]
[null,null,null,null,null,null,null,null,null,0,null,0]
[null,null,null,null,null,null,null,null,null,0,null,0]
[null,null,null,null,null,null,null,null,null,{"$f":"IF(B395<1.01,0,1)","v":0},null,{"$f":"IF(D395<1.01,0,1)","v":0}]
[null,null,null,null,null,null,null,null,null,0,null,0]
[null,null,null,null,null,null,null,null,null,0,null,0]
[null,null,null,null,null,null,null,null,null,0,null,0]
[null,null,null,null,null,null,null,null,null,0,null,0]
[null,null,null,null,null,null,null,null,null,0,null,0]
[null,null,null,null,null,null,null,null,null,0,null,0]
[null,null,null,null,null,null,null,null,null,0,null,0]
[null,null,null,null,null,null,null,null,null,0,null,0]
[null,null,null,null,null,null,null,null,null,0,null,0]
[null,null,null,null,null,null,null,null,null,0,null,0]
[null,null,null,null,null,null,null,null,null,0,null,0]
[null,null,null,null,null,null,null,null,null,0,null,0]
[null,null,null,null,null,null,null,null,null,0,null,0]
[null,null,null,null,null,null,null,null,null,0,null,0]
[null,null,null,null,null,null,null,null,null,0,null,0]
[null,null,null,null,null,null,null,null,null,0,null,0]
[null,null,null,null,null,null,null,null,null,0,null,0]
[null,null,null,null,null,null,null,null,null,0,null,0]
[null,null,null,null,null,null,null,null,null,0,null,0]
[null,null,null,null,null,null,null,null,null,0,null,0]
[null,null,null,null,null,null,null,null,null,0,null,0]
[null,null,null,null,null,null,null,null,null,0,null,0]
[null,null,null,null,null,null,null,null,null,0,null,0]
[null,null,null,null,null,null,null,null,null,0,null,0]
[null,null,null,null,null,null,null,null,null,0,null,0]
[null,null,null,null,null,null,null,null,null,0,null,0]
[null,null,null,null,null,null,null,null,null,0,null,0]
[null,null,null,null,null,null,null,null,null,0,null,0]
[null,null,null,null,null,null,null,null,null,0,null,0]
[null,null,null,null,null,null,null,null,null,0,null,0]
[null,null,null,null,null,null,null,null,null,0,null,0]
[null,null,null,null,null,null,null,null,null,0,null,0]
[null,null,null,null,null,null,null,null,null,0,null,0]
[null,null,null,null,null,null,null,null,null,0,null,0]
[null,null,null,null,null,null,null,null,null,0,null,0]
[null,null,null,null,null,null,null,null,null,0,null,0]
[null,null,null,null,null,null,null,null,null,0,null,0]
[null,null,null,null,null,null,null,null,null,0,null,0]
[null,null,null,null,null,null,null,null,null,0,null,0]
[null,null,null,null,null,null,null,null,null,0,null,0]
[null,null,null,null,null,null,null,null,null,0,null,0]
[null,null,null,null,null,null,null,null,null,0,null,0]
[null,null,null,null,null,null,null,null,null,0,null,0]
[null,null,null,null,null,null,null,null,null,0,null,0]
[null,null,null,null,null,null,null,null,null,0,null,0]
[null,null,null,null,null,null,null,null,null,0,null,0]
[null,null,null,null,null,null,null,null,null,0,null,0]
[null,null,null,null,null,null,null,null,null,0,null,0]
[null,null,null,null,null,null,null,null,null,0,null,0]
[null,null,null,null,null,null,null,null,null,0,null,0]
[null,null,null,null,null,null,null,null,null,0,null,0]
[null,null,null,null,null,null,null,null,null,0,null,0]
[null,null,null,null,null,null,null,null,null,0,null,0]
[null,null,null,null,null,null,null,null,null,0,null,0]
[null,null,null,null,null,null,null,null,null,0,null,0]
[null,null,null,null,null,null,null,null,null,0,null,0]
[null,null,null,null,null,null,null,null,null,0,null,0]
[null,null,null,null,null,null,null,null,null,0,null,0]
[null,null,null,null,null,null,null,null,null,0,null,0]
[null,null,null,null,null,null,null,null,null,0,null,0]
[null,null,null,null,null,null,null,null,null,0,null,0]
[null,null,null,null,null,null,null,null,null,0,null,0]
[null,null,null,null,null,null,null,null,null,0,null,0]
[null,null,null,null,null,null,null,null,null,{"$f":"IF(B459<1.01,0,1)","v":0},null,{"$f":"IF(D459<1.01,0,1)","v":0}]
[null,null,null,null,null,null,null,null,null,0,null,0]
[null,null,null,null,null,null,null,null,null,0,null,0]
[null,null,null,null,null,null,null,null,null,0,null,0]
[null,null,null,null,null,null,null,null,null,0,null,0]
[null,null,null,null,null,null,null,null,null,0,null,0]
[null,null,null,null,null,null,null,null,null,0,null,0]
[null,null,null,null,null,null,null,null,null,0,null,0]
[null,null,null,null,null,null,null,null,null,0,null,0]
[null,null,null,null,null,null,null,null,null,0,null,0]
[null,null,null,null,null,null,null,null,null,0,null,0]
[null,null,null,null,null,null,null,null,null,0,null,0]
[null,null,null,null,null,null,null,null,null,0,null,0]
[null,null,null,null,null,null,null,null,null,0,null,0]
[null,null,null,null,null,null,null,null,null,0,null,0]
[null,null,null,null,null,null,null,null,null,0,null,0]
[null,null,null,null,null,null,null,null,null,0,null,0]
[null,null,null,null,null,null,null,null,null,0,null,0]
[null,null,null,null,null,null,null,null,null,0,null,0]
[null,null,null,null,null,null,null,null,null,0,null,0]
[null,null,null,null,null,null,null,null,null,0,null,0]
[null,null,null,null,null,null,null,null,null,0,null,0]
[null,null,null,null,null,null,null,null,null,0,null,0]
[null,null,null,null,null,null,null,null,null,0,null,0]
[null,null,null,null,null,null,null,null,null,0,null,0]
[null,null,null,null,null,null,null,null,null,0,null,0]
[null,null,null,null,null,null,null,null,null,0,null,0]
[null,null,null,null,null,null,null,null,null,0,null,0]
[null,null,null,null,null,null,null,null,null,0,null,0]
[null,null,null,null,null,null,null,null,null,0,null,0]
[null,null,null,null,null,null,null,null,null,0,null,0]
[null,null,null,null,null,null,null,null,null,0,null,0]
[null,null,null,null,null,null,null,null,null,0,null,0]
[null,null,null,null,null,null,null,null,null,0,null,0]
[null,null,null,null,null,null,null,null,null,0,null,0]
[null,null,null,null,null,null,null,null,null,0,null,0]
[null,null,null,null,null,null,null,null,null,0,null,0]
[null,null,null,null,null,null,null,null,null,0,null,0]
[null,null,null,null,null,null,null,null,null,0,null,0]
[null,null,null,null,null,null,null,null,null,0,null,0]
[null,null,null,null,null,null,null,null,null,0,null,0]
[null,null,null,null,null,null,null,null,null,0,null,0]
[null,null,null,null,null,null,null,null,null,0,null,0]
[null,null,null,null,null,null,null,null,null,0,null,0]
[null,null,null,null,null,null,null,null,null,0,null,0]
[null,null,null,null,null,null,null,null,null,0,null,0]
[null,null,null,null,null,null,null,null,null,0,null,0]
[null,null,null,null,null,null,null,null,null,0,null,0]
[null,null,null,null,null,null,null,null,null,0,null,0]
[null,null,null,null,null,null,null,null,null,0,null,0]
[null,null,null,null,null,null,null,null,null,0,null,0]
[null,null,null,null,null,null,null,null,null,0,null,0]
[null,null,null,null,null,null,null,null,null,0,null,0]
[null,null,null,null,null,null,null,null,null,0,null,0]
[null,null,null,null,null,null,null,null,null,0,null,0]
[null,null,null,null,null,null,null,null,null,0,null,0]
[null,null,null,null,null,null,null,null,null,0,null,0]
[null,null,null,null,null,null,null,null,null,0,null,0]
[null,null,null,null,null,null,null,null,null,0,null,0]
[null,null,null,null,null,null,null,null,null,0,null,0]
[null,null,null,null,null,null,null,null,null,0,null,0]
[null,null,null,null,null,null,null,null,null,0,null,0]
[null,null,null,null,null,null,null,null,null,0,null,0]
[null,null,null,null,null,null,null,null,null,0,null,0]
[null,null,null,null,null,null,null,null,null,{"$f":"IF(B523<1.01,0,1)","v":0},null,{"$f":"IF(D523<1.01,0,1)","v":0}]
[null,null,null,null,null,null,null,null,null,0,null,0]
[null,null,null,null,null,null,null,null,null,0,null,0]
[null,null,null,null,null,null,null,null,null,0,null,0]
[null,null,null,null,null,null,null,null,null,0,null,0]
[null,null,null,null,null,null,null,null,null,0,null,0]
[null,null,null,null,null,null,null,null,null,0,null,0]
[null,null,null,null,null,null,null,null,null,0,null,0]
[null,null,null,null,null,null,null,null,null,0,null,0]
[null,null,null,null,null,null,null,null,null,0,null,0]
[null,null,null,null,null,null,null,null,null,0,null,0]
[null,null,null,null,null,null,null,null,null,0,null,0]
[null,null,null,null,null,null,null,null,null,0,null,0]
[null,null,null,null,null,null,null,null,null,0,null,0]
[null,null,null,null,null,null,null,null,null,0,null,0]
[null,null,null,null,null,null,null,null,null,0,null,0]
[null,null,null,null,null,null,null,null,null,0,null,0]
[null,null,null,null,null,null,null,null,null,0,null,0]
[null,null,null,null,null,null,null,null,null,0,null,0]
[null,null,null,null,null,null,null,null,null,0,null,0]
[null,null,null,null,null,null,null,null,null,0,null,0]
[null,null,null,null,null,null,null,null,null,0,null,0]
[null,null,null,null,null,null,null,null,null,0,null,0]
[null,null,null,null,null,null,null,null,null,0,null,0]
[null,null,null,null,null,null,null,null,null,0,null,0]
[null,null,null,null,null,null,null,null,null,0,null,0]
[null,null,null,null,null,null,null,null,null,0,null,0]
[null,null,null,null,null,null,null,null,null,0,null,0]
[null,null,null,null,null,null,null,null,null,0,null,0]
[null,null,null,null,null,null,null,null,null,0,null,0]
[null,null,null,null,null,null,null,null,null,0,null,0]
[null,null,null,null,null,null,null,null,null,0,null,0]
[null,null,null,null,null,null,null,null,null,0,null,0]
[null,null,null,null,null,null,null,null,null,0,null,0]
[null,null,null,null,null,null,null,null,null,0,null,0]
[null,null,null,null,null,null,null,null,null,0,null,0]
[null,null,null,null,null,null,null,null,null,0,null,0]
[null,null,null,null,null,null,null,null,null,0,null,0]
[null,null,null,null,null,null,null,null,null,0,null,0]
[null,null,null,null,null,null,null,null,null,0,null,0]
[null,null,null,null,null,null,null,null,null,0,null,0]
[null,null,null,null,null,null,null,null,null,0,null,0]
[null,null,null,null,null,null,null,null,null,0,null,0]
[null,null,null,null,null,null,null,null,null,0,null,0]
[null,null,null,null,null,null,null,null,null,0,null,0]
[null,null,null,null,null,null,null,null,null,0,null,0]
[null,null,null,null,null,null,null,null,null,0,null,0]
[null,null,null,null,null,null,null,null,null,0,null,0]
[null,null,null,null,null,null,null,null,null,0,null,0]
[null,null,null,null,null,null,null,null,null,0,null,0]
[null,null,null,null,null,null,null,null,null,0,null,0]
[null,null,null,null,null,null,null,null,null,0,null,0]
[null,null,null,null,null,null,null,null,null,0,null,0]
[null,null,null,null,null,null,null,null,null,0,null,0]
[null,null,null,null,null,null,null,null,null,0,null,0]
[null,null,null,null,null,null,null,null,null,0,null,0]
[null,null,null,null,null,null,null,null,null,0,null,0]
[null,null,null,null,null,null,null,null,null,0,null,0]
[null,null,null,null,null,null,null,null,null,0,null,0]
[null,null,null,null,null,null,null,null,null,0,null,0]
[null,null,null,null,null,null,null,null,null,0,null,0]
[null,null,null,null,null,null,null,null,null,0,null,0]
[null,null,null,null,null,null,null,null,null,0,null,0]
[null,null,null,null,null,null,null,null,null,0,null,0]
[null,null,null,null,null,null,null,null,null,{"$f":"IF(B587<1.01,0,1)","v":0},null,{"$f":"IF(D587<1.01,0,1)","v":0}]
[null,null,null,null,null,null,null,null,null,0,null,0]
[null,null,null,null,null,null,null,null,null,0,null,0]
[null,null,null,null,null,null,null,null,null,0,null,0]
[null,null,null,null,null,null,null,null,null,0,null,0]
[null,null,null,null,null,null,null,null,null,0,null,0]
[null,null,null,null,null,null,null,null,null,0,null,0]
[null,null,null,null,null,null,null,null,null,0,null,0]
[null,null,null,null,null,null,null,null,null,0,null,0]
[null,null,null,null,null,null,null,null,null,0,null,0]
[null,null,null,null,null,null,null,null,null,0,null,0]
[null,null,null,null,null,null,null,null,null,0,null,0]
[null,null,null,null,null,null,null,null,null,0,null,0]
[null,null,null,null,null,null,null,null,null,0,null,0]
[null,null,null,null,null,null,null,null,null,0,null,0]
[null,null,null,null,null,null,null,null,null,0,null,0]
[null,null,null,null,null,null,null,null,null,0,null,0]
[null,null,null,null,null,null,null,null,null,0,null,0]
[null,null,null,null,null,null,null,null,null,0,null,0]
[null,null,null,null,null,null,null,null,null,0,null,0]
[null,null,null,null,null,null,null,null,null,0,null,0]
[null,null,null,null,null,null,null,null,null,0,null,0]
[null,null,null,null,null,null,null,null,null,0,null,0]
[null,null,null,null,null,null,null,null,null,0,null,0]
[null,null,null,null,null,null,null,null,null,0,null,0]
[null,null,null,null,null,null,null,null,null,0,null,0]
[null,null,null,null,null,null,null,null,null,0,null,0]
[null,null,null,null,null,null,null,null,null,0,null,0]
[null,null,null,null,null,null,null,null,null,0,null,0]
[null,null,null,null,null,null,null,null,null,0,null,0]
[null,null,null,null,null,null,null,null,null,0,null,0]
[null,null,null,null,null,null,null,null,null,0,null,0]
[null,null,null,null,null,null,null,null,null,0,null,0]
[null,null,null,null,null,null,null,null,null,0,null,0]
[null,null,null,null,null,null,null,null,null,0,null,0]
[null,null,null,null,null,null,null,null,null,0,null,0]
[null,null,null,null,null,null,null,null,null,0,null,0]
[null,null,null,null,null,null,null,null,null,0,null,0]
[null,null,null,null,null,null,null,null,null,0,null,0]
[null,null,null,null,null,null,null,null,null,0,null,0]
[null,null,null,null,null,null,null,null,null,0,null,0]
[null,null,null,null,null,null,null,null,null,0,null,0]
[null,null,null,null,null,null,null,null,null,0,null,0]
[null,null,null,null,null,null,null,null,null,0,null,0]
[null,null,null,null,null,null,null,null,null,0,null,0]
[null,null,null,null,null,null,null,null,null,0,null,0]
[null,null,null,null,null,null,null,null,null,0,null,0]
[null,null,null,null,null,null,null,null,null,0,null,0]
[null,null,null,null,null,null,null,null,null,0,null,0]
[null,null,null,null,null,null,null,null,null,0,null,0]
[null,null,null,null,null,null,null,null,null,0,null,0]
[null,null,null,null,null,null,null,null,null,0,null,0]
[null,null,null,null,null,null,null,null,null,0,null,0]
[null,null,null,null,null,null,null,null,null,0,null,0]
[null,null,null,null,null,null,null,null,null,0,null,0]
[null,null,null,null,null,null,null,null,null,0,null,0]
[null,null,null,null,null,null,null,null,null,0,null,0]
[null,null,null,null,null,null,null,null,null,0,null,0]
[null,null,null,null,null,null,null,null,null,0,null,0]
[null,null,null,null,null,null,null,null,null,0,null,0]
[null,null,null,null,null,null,null,null,null,0,null,0]
[null,null,null,null,null,null,null,null,null,0,null,0]
[null,null,null,null,null,null,null,null,null,0,null,0]
[null,null,null,null,null,null,null,null,null,0,null,0]
[null,null,null,null,null,null,null,null,null,{"$f":"IF(B651<1.01,0,1)","v":0},null,{"$f":"IF(D651<1.01,0,1)","v":0}]
[null,null,null,null,null,null,null,null,null,0,null,0]
[null,null,null,null,null,null,null,null,null,0,null,0]
[null,null,null,null,null,null,null,null,null,0,null,0]
[null,null,null,null,null,null,null,null,null,0,null,0]
[null,null,null,null,null,null,null,null,null,0,null,0]
[null,null,null,null,null,null,null,null,null,0,null,0]
[null,null,null,null,null,null,null,null,null,0,null,0]
[null,null,null,null,null,null,null,null,null,0,null,0]
[null,null,null,null,null,null,null,null,null,0,null,0]
[null,null,null,null,null,null,null,null,null,0,null,0]
[null,null,null,null,null,null,null,null,null,0,null,0]
[null,null,null,null,null,null,null,null,null,0,null,0]
[null,null,null,null,null,null,null,null,null,0,null,0]
[null,null,null,null,null,null,null,null,null,0,null,0]
[null,null,null,null,null,null,null,null,null,0,null,0]
[null,null,null,null,null,null,null,null,null,0,null,0]
[null,null,null,null,null,null,null,null,null,0,null,0]
[null,null,null,null,null,null,null,null,null,0,null,0]
[null,null,null,null,null,null,null,null,null,0,null,0]
[null,null,null,null,null,null,null,null,null,0,null,0]
[null,null,null,null,null,null,null,null,null,0,null,0]
[null,null,null,null,null,null,null,null,null,0,null,0]
[null,null,null,null,null,null,null,null,null,0,null,0]
[null,null,null,null,null,null,null,null,null,0,null,0]
[null,null,null,null,null,null,null,null,null,0,null,0]
[null,null,null,null,null,null,null,null,null,0,null,0]
[null,null,null,null,null,null,null,null,null,0,null,0]
[null,null,null,null,null,null,null,null,null,0,null,0]
[null,null,null,null,null,null,null,null,null,0,null,0]
[null,null,null,null,null,null,null,null,null,0,null,0]
[null,null,null,null,null,null,null,null,null,0,null,0]
[null,null,null,null,null,null,null,null,null,0,null,0]
[null,null,null,null,null,null,null,null,null,0,null,0]
[null,null,null,null,null,null,null,null,null,0,null,0]
[null,null,null,null,null,null,null,null,null,0,null,0]
[null,null,null,null,null,null,null,null,null,0,null,0]
[null,null,null,null,null,null,null,null,null,0,null,0]
[null,null,null,null,null,null,null,null,null,0,null,0]
[null,null,null,null,null,null,null,null,null,0,null,0]
[null,null,null,null,null,null,null,null,null,0,null,0]
[null,null,null,null,null,null,null,null,null,0,null,0]
[null,null,null,null,null,null,null,null,null,0,null,0]
[null,null,null,null,null,null,null,null,null,0,null,0]
[null,null,null,null,null,null,null,null,null,0,null,0]
[null,null,null,null,null,null,null,null,null,0,null,0]
[null,null,null,null,null,null,null,null,null,0,null,0]
[null,null,null,null,null,null,null,null,null,0,null,0]
[null,null,null,null,null,null,null,null,null,0,null,0]
[null,null,null,null,null,null,null,null,null,0,null,0]
[null,null,null,null,null,null,null,null,null,0,null,0]
[null,null,null,null,null,null,null,null,null,0,null,0]
[null,null,null,null,null,null,null,null,null,0,null,0]
[null,null,null,null,null,null,null,null,null,0,null,0]
[null,null,null,null,null,null,null,null,null,0,null,0]
[null,null,null,null,null,null,null,null,null,0,null,0]
[null,null,null,null,null,null,null,null,null,0,null,0]
[null,null,null,null,null,null,null,null,null,0,null,0]
[null,null,null,null,null,null,null,null,null,0,null,0]
[null,null,null,null,null,null,null,null,null,0,null,0]
[null,null,null,null,null,null,null,null,null,0,null,0]
[null,null,null,null,null,null,null,null,null,0,null,0]
[null,null,null,null,null,null,null,null,null,0,null,0]
[null,null,null,null,null,null,null,null,null,0,null,0]
[null,null,null,null,null,null,null,null,null,{"$f":"IF(B715<1.01,0,1)","v":0},null,{"$f":"IF(D715<1.01,0,1)","v":0}]
[null,null,null,null,null,null,null,null,null,0,null,0]
[null,null,null,null,null,null,null,null,null,0,null,0]
[null,null,null,null,null,null,null,null,null,0,null,0]
[null,null,null,null,null,null,null,null,null,0,null,0]
[null,null,null,null,null,null,null,null,null,0,null,0]
[null,null,null,null,null,null,null,null,null,0,null,0]
[null,null,null,null,null,null,null,null,null,0,null,0]
[null,null,null,null,null,null,null,null,null,0,null,0]
[null,null,null,null,null,null,null,null,null,0,null,0]
[null,null,null,null,null,null,null,null,null,0,null,0]
[null,null,null,null,null,null,null,null,null,0,null,0]
[null,null,null,null,null,null,null,null,null,0,null,0]
[null,null,null,null,null,null,null,null,null,0,null,0]
[null,null,null,null,null,null,null,null,null,0,null,0]
[null,null,null,null,null,null,null,null,null,0,null,0]
[null,null,null,null,null,null,null,null,null,0,null,0]
[null,null,null,null,null,null,null,null,null,0,null,0]
[null,null,null,null,null,null,null,null,null,0,null,0]
[null,null,null,null,null,null,null,null,null,0,null,0]
[null,null,null,null,null,null,null,null,null,0,null,0]
[null,null,null,null,null,null,null,null,null,0,null,0]
[null,null,null,null,null,null,null,null,null,0,null,0]
[null,null,null,null,null,null,null,null,null,0,null,0]
[null,null,null,null,null,null,null,null,null,0,null,0]
[null,null,null,null,null,null,null,null,null,0,null,0]
[null,null,null,null,null,null,null,null,null,0,null,0]
[null,null,null,null,null,null,null,null,null,0,null,0]
[null,null,null,null,null,null,null,null,null,0,null,0]
[null,null,null,null,null,null,null,null,null,0,null,0]
[null,null,null,null,null,null,null,null,null,0,null,0]
[null,null,null,null,null,null,null,null,null,0,null,0]
[null,null,null,null,null,null,null,null,null,0,null,0]
[null,null,null,null,null,null,null,null,null,0,null,0]
[null,null,null,null,null,null,null,null,null,0,null,0]
[null,null,null,null,null,null,null,null,null,0,null,0]
[null,null,null,null,null,null,null,null,null,0,null,0]
[null,null,null,null,null,null,null,null,null,0,null,0]
[null,null,null,null,null,null,null,null,null,0,null,0]
[null,null,null,null,null,null,null,null,null,0,null,0]
[null,null,null,null,null,null,null,null,null,0,null,0]
[null,null,null,null,null,null,null,null,null,0,null,0]
[null,null,null,null,null,null,null,null,null,0,null,0]
[null,null,null,null,null,null,null,null,null,0,null,0]
[null,null,null,null,null,null,null,null,null,0,null,0]
[null,null,null,null,null,null,null,null,null,0,null,0]
[null,null,null,null,null,null,null,null,null,0,null,0]
[null,null,null,null,null,null,null,null,null,0,null,0]
[null,null,null,null,null,null,null,null,null,0,null,0]
[null,null,null,null,null,null,null,null,null,0,null,0]
[null,null,null,null,null,null,null,null,null,0,null,0]
[null,null,null,null,null,null,null,null,null,0,null,0]
[null,null,null,null,null,null,null,null,null,0,null,0]
[null,null,null,null,null,null,null,null,null,0,null,0]
[null,null,null,null,null,null,null,null,null,0,null,0]
[null,null,null,null,null,null,null,null,null,0,null,0]
[null,null,null,null,null,null,null,null,null,0,null,0]
[null,null,null,null,null,null,null,null,null,0,null,0]
[null,null,null,null,null,null,null,null,null,0,null,0]
[null,null,null,null,null,null,null,null,null,0,null,0]
[null,null,null,null,null,null,null,null,null,0,null,0]
[null,null,null,null,null,null,null,null,null,0,null,0]
[null,null,null,null,null,null,null,null,null,0,null,0]
[null,null,null,null,null,null,null,null,null,0,null,0]
[null,null,null,null,null,null,null,null,null,{"$f":"IF(B779<1.01,0,1)","v":0},null,{"$f":"IF(D779<1.01,0,1)","v":0}]
[null,null,null,null,null,null,null,null,null,0,null,0]
[null,null,null,null,null,null,null,null,null,0,null,0]
[null,null,null,null,null,null,null,null,null,0,null,0]
[null,null,null,null,null,null,null,null,null,0,null,0]
[null,null,null,null,null,null,null,null,null,0,null,0]
[null,null,null,null,null,null,null,null,null,0,null,0]
[null,null,null,null,null,null,null,null,null,0,null,0]
[null,null,null,null,null,null,null,null,null,0,null,0]
[null,null,null,null,null,null,null,null,null,0,null,0]
[null,null,null,null,null,null,null,null,null,0,null,0]
[null,null,null,null,null,null,null,null,null,0,null,0]
[null,null,null,null,null,null,null,null,null,0,null,0]
[null,null,null,null,null,null,null,null,null,0,null,0]
[null,null,null,null,null,null,null,null,null,0,null,0]
[null,null,null,null,null,null,null,null,null,0,null,0]
[null,null,null,null,null,null,null,null,null,0,null,0]
[null,null,null,null,null,null,null,null,null,0,null,0]
[null,null,null,null,null,null,null,null,null,0,null,0]
[null,null,null,null,null,null,null,null,null,0,null,0]
[null,null,null,null,null,null,null,null,null,0,null,0]
[null,null,null,null,null,null,null,null,null,0,null,0]
[null,null,null,null,null,null,null,null,null,0,null,0]
[null,null,null,null,null,null,null,null,null,0,null,0]
[null,null,null,null,null,null,null,null,null,0,null,0]
[null,null,null,null,null,null,null,null,null,0,null,0]
[null,null,null,null,null,null,null,null,null,0,null,0]
[null,null,null,null,null,null,null,null,null,0,null,0]
[null,null,null,null,null,null,null,null,null,0,null,0]
[null,null,null,null,null,null,null,null,null,0,null,0]
[null,null,null,null,null,null,null,null,null,0,null,0]
[null,null,null,null,null,null,null,null,null,0,null,0]
[null,null,null,null,null,null,null,null,null,0,null,0]
[null,null,null,null,null,null,null,null,null,0,null,0]
[null,null,null,null,null,null,null,null,null,0,null,0]
[null,null,null,null,null,null,null,null,null,0,null,0]
[null,null,null,null,null,null,null,null,null,0,null,0]
[null,null,null,null,null,null,null,null,null,0,null,0]
[null,null,null,null,null,null,null,null,null,0,null,0]
[null,null,null,null,null,null,null,null,null,0,null,0]
[null,null,null,null,null,null,null,null,null,0,null,0]
[null,null,null,null,null,null,null,null,null,0,null,0]
[null,null,null,null,null,null,null,null,null,0,null,0]
[null,null,null,null,null,null,null,null,null,0,null,0]
[null,null,null,null,null,null,null,null,null,0,null,0]
[null,null,null,null,null,null,null,null,null,0,null,0]
[null,null,null,null,null,null,null,null,null,0,null,0]
[null,null,null,null,null,null,null,null,null,0,null,0]
[null,null,null,null,null,null,null,null,null,0,null,0]
[null,null,null,null,null,null,null,null,null,0,null,0]
[null,null,null,null,null,null,null,null,null,0,null,0]
[null,null,null,null,null,null,null,null,null,0,null,0]
[null,null,null,null,null,null,null,null,null,0,null,0]
[null,null,null,null,null,null,null,null,null,0,null,0]
[null,null,null,null,null,null,null,null,null,0,null,0]
[null,null,null,null,null,null,null,null,null,0,null,0]
[null,null,null,null,null,null,null,null,null,0,null,0]
[null,null,null,null,null,null,null,null,null,0,null,0]
[null,null,null,null,null,null,null,null,null,0,null,0]
[null,null,null,null,null,null,null,null,null,0,null,0]
[null,null,null,null,null,null,null,null,null,0,null,0]
[null,null,null,null,null,null,null,null,null,0,null,0]
[null,null,null,null,null,null,null,null,null,0,null,0]
[null,null,null,null,null,null,null,null,null,0,null,0]
[null,null,null,null,null,null,null,null,null,{"$f":"IF(B843<1.01,0,1)","v":0},null,{"$f":"IF(D843<1.01,0,1)","v":0}]
[null,null,null,null,null,null,null,null,null,0,null,0]
[null,null,null,null,null,null,null,null,null,0,null,0]
[null,null,null,null,null,null,null,null,null,0,null,0]
[null,null,null,null,null,null,null,null,null,0,null,0]
[null,null,null,null,null,null,null,null,null,0,null,0]
[null,null,null,null,null,null,null,null,null,0,null,0]
[null,null,null,null,null,null,null,null,null,0,null,0]
[null,null,null,null,null,null,null,null,null,0,null,0]
[null,null,null,null,null,null,null,null,null,0,null,0]
[null,null,null,null,null,null,null,null,null,0,null,0]
[null,null,null,null,null,null,null,null,null,0,null,0]
[null,null,null,null,null,null,null,null,null,0,null,0]
[null,null,null,null,null,null,null,null,null,0,null,0]
[null,null,null,null,null,null,null,null,null,0,null,0]
[null,null,null,null,null,null,null,null,null,0,null,0]
[null,null,null,null,null,null,null,null,null,0,null,0]
[null,null,null,null,null,null,null,null,null,0,null,0]
[null,null,null,null,null,null,null,null,null,0,null,0]
[null,null,null,null,null,null,null,null,null,0,null,0]
[null,null,null,null,null,null,null,null,null,0,null,0]
[null,null,null,null,null,null,null,null,null,0,null,0]
[null,null,null,null,null,null,null,null,null,0,null,0]
[null,null,null,null,null,null,null,null,null,0,null,0]
[null,null,null,null,null,null,null,null,null,0,null,0]
[null,null,null,null,null,null,null,null,null,0,null,0]
[null,null,null,null,null,null,null,null,null,0,null,0]
[null,null,null,null,null,null,null,null,null,0,null,0]
[null,null,null,null,null,null,null,null,null,0,null,0]
[null,null,null,null,null,null,null,null,null,0,null,0]
[null,null,null,null,null,null,null,null,null,0,null,0]
[null,null,null,null,null,null,null,null,null,0,null,0]
[null,null,null,null,null,null,null,null,null,0,null,0]
[null,null,null,null,null,null,null,null,null,0,null,0]
[null,null,null,null,null,null,null,null,null,0,null,0]
[null,null,null,null,null,null,null,null,null,0,null,0]
[null,null,null,null,null,null,null,null,null,0,null,0]
[null,null,null,null,null,null,null,null,null,0,null,0]
[null,null,null,null,null,null,null,null,null,0,null,0]
[null,null,null,null,null,null,null,null,null,0,null,0]
[null,null,null,null,null,null,null,null,null,0,null,0]
[null,null,null,null,null,null,null,null,null,0,null,0]
[null,null,null,null,null,null,null,null,null,0,null,0]
[null,null,null,null,null,null,null,null,null,0,null,0]
[null,null,null,null,null,null,null,null,null,0,null,0]
[null,null,null,null,null,null,null,null,null,0,null,0]
[null,null,null,null,null,null,null,null,null,0,null,0]
[null,null,null,null,null,null,null,null,null,0,null,0]
[null,null,null,null,null,null,null,null,null,0,null,0]
[null,null,null,null,null,null,null,null,null,0,null,0]
[null,null,null,null,null,null,null,null,null,0,null,0]
[null,null,null,null,null,null,null,null,null,0,null,0]
[null,null,null,null,null,null,null,null,null,0,null,0]
[null,null,null,null,null,null,null,null,null,0,null,0]
[null,null,null,null,null,null,null,null,null,0,null,0]
[null,null,null,null,null,null,null,null,null,0,null,0]
[null,null,null,null,null,null,null,null,null,0,null,0]
[null,null,null,null,null,null,null,null,null,0,null,0]
[null,null,null,null,null,null,null,null,null,0,null,0]
[null,null,null,null,null,null,null,null,null,0,null,0]
[null,null,null,null,null,null,null,null,null,0,null,0]
[null,null,null,null,null,null,null,null,null,0,null,0]
[null,null,null,null,null,null,null,null,null,0,null,0]
[null,null,null,null,null,null,null,null,null,0,null,0]
[null,null,null,null,null,null,null,null,null,{"$f":"IF(B907<1.01,0,1)","v":0},null,{"$f":"IF(D907<1.01,0,1)","v":0}]
[null,null,null,null,null,null,null,null,null,0,null,0]
[null,null,null,null,null,null,null,null,null,0,null,0]
[null,null,null,null,null,null,null,null,null,0,null,0]
[null,null,null,null,null,null,null,null,null,0,null,0]
[null,null,null,null,null,null,null,null,null,0,null,0]
[null,null,null,null,null,null,null,null,null,0,null,0]
[null,null,null,null,null,null,null,null,null,0,null,0]
[null,null,null,null,null,null,null,null,null,0,null,0]
[null,null,null,null,null,null,null,null,null,0,null,0]
[null,null,null,null,null,null,null,null,null,0,null,0]
[null,null,null,null,null,null,null,null,null,0,null,0]
[null,null,null,null,null,null,null,null,null,0,null,0]
[null,null,null,null,null,null,null,null,null,0,null,0]
[null,null,null,null,null,null,null,null,null,0,null,0]
[null,null,null,null,null,null,null,null,null,0,null,0]
[null,null,null,null,null,null,null,null,null,0,null,0]
[null,null,null,null,null,null,null,null,null,0,null,0]
[null,null,null,null,null,null,null,null,null,0,null,0]
[null,null,null,null,null,null,null,null,null,0,null,0]
[null,null,null,null,null,null,null,null,null,0,null,0]
[null,null,null,null,null,null,null,null,null,0,null,0]
[null,null,null,null,null,null,null,null,null,0,null,0]
[null,null,null,null,null,null,null,null,null,0,null,0]
[null,null,null,null,null,null,null,null,null,0,null,0]
[null,null,null,null,null,null,null,null,null,0,null,0]
[null,null,null,null,null,null,null,null,null,0,null,0]
[null,null,null,null,null,null,null,null,null,0,null,0]
[null,null,null,null,null,null,null,null,null,0,null,0]
[null,null,null,null,null,null,null,null,null,0,null,0]
[null,null,null,null,null,null,null,null,null,0,null,0]
[null,null,null,null,null,null,null,null,null,0,null,0]
[null,null,null,null,null,null,null,null,null,0,null,0]
[null,null,null,null,null,null,null,null,null,0,null,0]
[null,null,null,null,null,null,null,null,null,0,null,0]
[null,null,null,null,null,null,null,null,null,0,null,0]
[null,null,null,null,null,null,null,null,null,0,null,0]
[null,null,null,null,null,null,null,null,null,0,null,0]
[null,null,null,null,null,null,null,null,null,0,null,0]
[null,null,null,null,null,null,null,null,null,0,null,0]
[null,null,null,null,null,null,null,null,null,0,null,0]
[null,null,null,null,null,null,null,null,null,0,null,0]
[null,null,null,null,null,null,null,null,null,0,null,0]
[null,null,null,null,null,null,null,null,null,0,null,0]
[null,null,null,null,null,null,null,null,null,0,null,0]
[null,null,null,null,null,null,null,null,null,0,null,0]
[null,null,null,null,null,null,null,null,null,0,null,0]
[null,null,null,null,null,null,null,null,null,0,null,0]
[null,null,null,null,null,null,null,null,null,0,null,0]
[null,null,null,null,null,null,null,null,null,0,null,0]
[null,null,null,null,null,null,null,null,null,0,null,0]
[null,null,null,null,null,null,null,null,null,0,null,0]
[null,null,null,null,null,null,null,null,null,0,null,0]
[null,null,null,null,null,null,null,null,null,0,null,0]
[null,null,null,null,null,null,null,null,null,0,null,0]
[null,null,null,null,null,null,null,null,null,0,null,0]
[null,null,null,null,null,null,null,null,null,0,null,0]
[null,null,null,null,null,null,null,null,null,0,null,0]
[null,null,null,null,null,null,null,null,null,0,null,0]
[null,null,null,null,null,null,null,null,null,0,null,0]
[null,null,null,null,null,null,null,null,null,0,null,0]
[null,null,null,null,null,null,null,null,null,0,null,0]
[null,null,null,null,null,null,null,null,null,0,null,0]
[null,null,null,null,null,null,null,null,null,0,null,0]
[null,null,null,null,null,null,null,null,null,{"$f":"IF(B971<1.01,0,1)","v":0},null,{"$f":"IF(D971<1.01,0,1)","v":0}]
[null,null,null,null,null,null,null,null,null,0,null,0]
[null,null,null,null,null,null,null,null,null,0,null,0]
[null,null,null,null,null,null,null,null,null,0,null,0]
[null,null,null,null,null,null,null,null,null,0,null,0]
[null,null,null,null,null,null,null,null,null,0,null,0]
[null,null,null,null,null,null,null,null,null,0,null,0]
[null,null,null,null,null,null,null,null,null,0,null,0]
[null,null,null,null,null,null,null,null,null,0,null,0]
[null,null,null,null,null,null,null,null,null,0,null,0]
[null,null,null,null,null,null,null,null,null,0,null,0]
[null,null,null,null,null,null,null,null,null,0,null,0]
[null,null,null,null,null,null,null,null,null,0,null,0]
[null,null,null,null,null,null,null,null,null,0,null,0]
[null,null,null,null,null,null,null,null,null,0,null,0]
[null,null,null,null,null,null,null,null,null,0,null,0]
[null,null,null,null,null,null,null,null,null,0,null,0]
[null,null,null,null,null,null,null,null,null,0,null,0]
[null,null,null,null,null,null,null,null,null,0,null,0]
[null,null,null,null,null,null,null,null,null,0,null,0]
[null,null,null,null,null,null,null,null,null,0,null,0]
[null,null,null,null,null,null,null,null,null,0,null,0]
[null,null,null,null,null,null,null,null,null,0,null,0]
[null,null,null,null,null,null,null,null,null,0,null,0]
[null,null,null,null,null,null,null,null,null,0,null,0]
[null,null,null,null,null,null,null,null,null,0,null,0]
[null,null,null,null,null,null,null,null,null,0,null,0]
[null,null,null,null,null,null,null,null,null,0,null,0]
[null,null,null,null,null,null,null,null,null,0,null,0]
[null,null,null,null,null,null,null,null,null,0,null,0]
[null,null,null,null,null,null,null,null,null,0,null,0]
[null,null,null,null,null,null,null,null,null,0,null,0]
[null,null,null,null,null,null,null,null,null,0,null,0]
[null,null,null,null,null,null,null,null,null,0,null,0]
[null,null,null,null,null,null,null,null,null,0,null,0]
[null,null,null,null,null,null,null,null,null,0,null,0]
[null,null,null,null,null,null,null,null,null,0,null,0]
[null,null,null,null,null,null,null,null,null,0,null,0]
[null,null,null,null,null,null,null,null,null,0,null,0]
[null,null,null,null,null,null,null,null,null,0,null,0]
[null,null,null,null,null,null,null,null,null,0,null,0]
[null,null,null,null,null,null,null,null,null,0,null,0]
[null,null,null,null,null,null,null,null,null,0,null,0]
[null,null,null,null,null,null,null,null,null,0,null,0]
[null,null,null,null,null,null,null,null,null,0,null,0]
[null,null,null,null,null,null,null,null,null,0,null,0]
[null,null,null,null,null,null,null,null,null,0,null,0]
[null,null,null,null,null,null,null,null,null,0,null,0]
[null,null,null,null,null,null,null,null,null,0,null,0]
[null,null,null,null,null,null,null,null,null,0,null,0]
[null,null,null,null,null,null,null,null,null,0,null,0]
[null,null,null,null,null,null,null,null,null,0,null,0]
[null,null,null,null,null,null,null,null,null,0,null,0]
[null,null,null,null,null,null,null,null,null,0,null,0]
[null,null,null,null,null,null,null,null,null,0,null,0]
[null,null,null,null,null,null,null,null,null,0,null,0]
[null,null,null,null,null,null,null,null,null,0,null,0]
[null,null,null,null,null,null,null,null,null,0,null,0]
[null,null,null,null,null,null,null,null,null,0,null,0]
[null,null,null,null,null,null,null,null,null,0,null,0]
[null,null,null,null,null,null,null,null,null,0,null,0]
[null,null,null,null,null,null,null,null,null,0,null,0]
[null,null,null,null,null,null,null,null,null,0,null,0]
[null,null,null,null,null,null,null,null,null,0,null,0]
[null,null,null,null,null,null,null,null,null,{"$f":"IF(B1035<1.01,0,1)","v":0},null,{"$f":"IF(D1035<1.01,0,1)","v":0}]
[null,null,null,null,null,null,null,null,null,0,null,0]
[null,null,null,null,null,null,null,null,null,0,null,0]
[null,null,null,null,null,null,null,null,null,0,null,0]
[null,null,null,null,null,null,null,null,null,0,null,0]
[null,null,null,null,null,null,null,null,null,0,null,0]
[null,null,null,null,null,null,null,null,null,0,null,0]
[null,null,null,null,null,null,null,null,null,0,null,0]
[null,null,null,null,null,null,null,null,null,0,null,0]
[null,null,null,null,null,null,null,null,null,0,null,0]
[null,null,null,null,null,null,null,null,null,0,null,0]
[null,null,null,null,null,null,null,null,null,0,null,0]
[null,null,null,null,null,null,null,null,null,0,null,0]
[null,null,null,null,null,null,null,null,null,0,null,0]
[null,null,null,null,null,null,null,null,null,0,null,0]
[null,null,null,null,null,null,null,null,null,0,null,0]
[null,null,null,null,null,null,null,null,null,0,null,0]
[null,null,null,null,null,null,null,null,null,0,null,0]
[null,null,null,null,null,null,null,null,null,0,null,0]
[null,null,null,null,null,null,null,null,null,0,null,0]
[null,null,null,null,null,null,null,null,null,0,null,0]
[null,null,null,null,null,null,null,null,null,0,null,0]
[null,null,null,null,null,null,null,null,null,0,null,0]
[null,null,null,null,null,null,null,null,null,0,null,0]
[null,null,null,null,null,null,null,null,null,0,null,0]
[null,null,null,null,null,null,null,null,null,0,null,0]
[null,null,null,null,null,null,null,null,null,0,null,0]
[null,null,null,null,null,null,null,null,null,0,null,0]
[null,null,null,null,null,null,null,null,null,0,null,0]
[null,null,null,null,null,null,null,null,null,0,null,0]
[null,null,null,null,null,null,null,null,null,0,null,0]
[null,null,null,null,null,null,null,null,null,0,null,0]
[null,null,null,null,null,null,null,null,null,0,null,0]
[null,null,null,null,null,null,null,null,null,0,null,0]
[null,null,null,null,null,null,null,null,null,0,null,0]
[null,null,null,null,null,null,null,null,null,0,null,0]
[null,null,null,null,null,null,null,null,null,0,null,0]
[null,null,null,null,null,null,null,null,null,0,null,0]
[null,null,null,null,null,null,null,null,null,0,null,0]
[null,null,null,null,null,null,null,null,null,0,null,0]
[null,null,null,null,null,null,null,null,null,0,null,0]
[null,null,null,null,null,null,null,null,null,0,null,0]
[null,null,null,null,null,null,null,null,null,0,null,0]
[null,null,null,null,null,null,null,null,null,0,null,0]
[null,null,null,null,null,null,null,null,null,0,null,0]
[null,null,null,null,null,null,null,null,null,0,null,0]
[null,null,null,null,null,null,null,null,null,0,null,0]
[null,null,null,null,null,null,null,null,null,0,null,0]
[null,null,null,null,null,null,null,null,null,0,null,0]
[null,null,null,null,null,null,null,null,null,0,null,0]
[null,null,null,null,null,null,null,null,null,0,null,0]
[null,null,null,null,null,null,null,null,null,0,null,0]
[null,null,null,null,null,null,null,null,null,0,null,0]
[null,null,null,null,null,null,null,null,null,0,null,0]
[null,null,null,null,null,null,null,null,null,0,null,0]
[null,null,null,null,null,null,null,null,null,0,null,0]
[null,null,null,null,null,null,null,null,null,0,null,0]
[null,null,null,null,null,null,null,null,null,0,null,0]
[null,null,null,null,null,null,null,null,null,0,null,0]
[null,null,null,null,null,null,null,null,null,0,null,0]
[null,null,null,null,null,null,null,null,null,0,null,0]
[null,null,null,null,null,null,null,null,null,0,null,0]
[null,null,null,null,null,null,null,null,null,0,null,0]
[null,null,null,null,null,null,null,null,null,0,null,0]
[null,null,null,null,null,null,null,null,null,{"$f":"IF(B1099<1.01,0,1)","v":0},null,{"$f":"IF(D1099<1.01,0,1)","v":0}]
[null,null,null,null,null,null,null,null,null,0,null,0]
[null,null,null,null,null,null,null,null,null,0,null,0]
[null,null,null,null,null,null,null,null,null,0,null,0]
[null,null,null,null,null,null,null,null,null,0,null,0]
[null,null,null,null,null,null,null,null,null,0,null,0]
[null,null,null,null,null,null,null,null,null,0,null,0]
[null,null,null,null,null,null,null,null,null,0,null,0]
[null,null,null,null,null,null,null,null,null,0,null,0]
[null,null,null,null,null,null,null,null,null,0,null,0]
[null,null,null,null,null,null,null,null,null,0,null,0]
[null,null,null,null,null,null,null,null,null,0,null,0]
[null,null,null,null,null,null,null,null,null,0,null,0]
[null,null,null,null,null,null,null,null,null,0,null,0]
[null,null,null,null,null,null,null,null,null,0,null,0]
[null,null,null,null,null,null,null,null,null,0,null,0]
[null,null,null,null,null,null,null,null,null,0,null,0]
[null,null,null,null,null,null,null,null,null,0,null,0]
[null,null,null,null,null,null,null,null,null,0,null,0]
[null,null,null,null,null,null,null,null,null,0,null,0]
[null,null,null,null,null,null,null,null,null,0,null,0]
[null,null,null,null,null,null,null,null,null,0,null,0]
[null,null,null,null,null,null,null,null,null,0,null,0]
[]
[1112,null,null,null,null,null,null,null,null,{"$f":"SUM(J10:J1122)","v":{"$error":"#DIV/0!"}},null,{"$f":"SUM(L10:L1122)","v":{"$error":"#DIV/0!"}}]
[]
[254,"Base Measures",null,null,null,null,null,null,null,{"$f":"+J1123/A1123","v":{"$error":"#DIV/0!"}},null,{"$f":"+L1123/A1123","v":{"$error":"#DIV/0!"}}]

{"sheet":"Industrial","index":25,"n_rows":1337,"n_cols":41,"rows_kept":1337,"cut":false,"hidden":false,"merged":[]}
[null,null,null,null,null,null,null,null,null,0,"Incentive %",null,null,null,"Participation"]
["(1)                                                                                           Measure","(2)                                       Summer Peak Per Cust (KW)","(3)                            Winter Peak Per Cust (KW)","Blended (Do not use)","(4)                    Annual energy Per Cust","(5 )service Life(Yrs)","(6)                         Utility Non Recurring","(7) Measure cost","O&M","Incentive","Adj. Factor",2009,2010,2011,2012,2013,2014,2015,2016,2017,2018,2019,2020,2021,2022,2023,2024,2025,2026,2027,2028,2029,2030,2031,2032,2033,2034,2035,2036,2037,2038]
["Base Compressed Air",0,0,null,0,15,0,0,null,0,1,50,100,100,100,100,100,100,100,100,100,100,100,100,100,100,100,100,100,100,100,100,100,100,100,100,100,100,100,100,100]
["Comp Air - ASD (6-100 hp)",8.4128214531448368E-3,8.3469284456580986E-2,null,684.19765312409004,10,0,27.9999990016222,null,0,1,50,100,100,100,100,100,100,100,100,100,100,100,100,100,100,100,100,100,100,100,100,100,100,100,100,100,100,100,100,100]
["Compressed Air- Sizing",0.16322671799267605,0.1464460165588384,null,988.51054941959001,10,0,49.000000581145287,null,0,1,50,100,100,100,100,100,100,100,100,100,100,100,100,100,100,100,100,100,100,100,100,100,100,100,100,100,100,100,100,100]
[]
["Compressed Air-O&M",0.54266920329116886,0.48687950176585698,null,1752.7660957973458,10,0,109.00000110268593,null,0,1,50,100,100,100,100,100,100,100,100,100,100,100,100,100,100,100,100,100,100,100,100,100,100,100,100,100,100,100,100,100]
["Compressed Air - System Optimization",0.398148833387376,0.35721670670206146,null,1928.9700945169209,10,0,173.00000414252281,null,0,1,50,100,100,100,100,100,100,100,100,100,100,100,100,100,100,100,100,100,100,100,100,100,100,100,100,100,100,100,100,100]
["Comp Air - ASD (100+ hp)",1.0219556939517703E-2,0.10139512765791055,null,497.10571656773618,6,0,62.000001780688763,null,0,1,50,100,100,100,100,100,100,100,100,100,100,100,100,100,100,100,100,100,100,100,100,100,100,100,100,100,100,100,100,100]
["Compressed Air - Controls",0.10128056208038384,9.0868303019961877E-2,null,981.37761071294574,10,0,186.00000068545341,null,0,1,50,100,100,100,100,100,100,100,100,100,100,100,100,100,100,100,100,100,100,100,100,100,100,100,100,100,100,100,100,100]
["Comp Air - Motor practices-1 (100+ HP)",2.6426124251249045E-2,2.3709357617899197E-2,null,107.95153715078999,6,0,23.000000510364771,null,0,1,50,100,100,100,100,100,100,100,100,100,100,100,100,100,100,100,100,100,100,100,100,100,100,100,100,100,100,100,100,100]
["Comp Air - Motor practices-1 (6-100 HP)",2.5228222067013039E-2,2.2634607079103419E-2,null,171.18609316165046,10,0,57.000000961124897,null,0,1,50,100,100,100,100,100,100,100,100,100,100,100,100,100,100,100,100,100,100,100,100,100,100,100,100,100,100,100,100,100]
["Comp Air - Motor practices-1 (1-5 HP)",6.7259338917477962E-3,6.0344668948667211E-3,null,339.43874142537635,15,0,228.00000384449959,null,0,1,50,100,100,100,100,100,100,100,100,100,100,100,100,100,100,100,100,100,100,100,100,100,100,100,100,100,100,100,100,100]
["Comp Air - Replace 100+ HP motor",2.074420202561128E-2,1.8611571626888122E-2,null,223.00186483929059,6,0,96.000004559755325,null,0,1,50,100,100,100,100,100,100,100,100,100,100,100,100,100,100,100,100,100,100,100,100,100,100,100,100,100,100,100,100,100]
["Comp Air - Replace 1-5 HP motor",3.6369962527081807E-3,3.263090871388066E-3,null,210.9756895836945,15,0,577.00000703334808,null,0,1,50,100,100,100,100,100,100,100,100,100,100,100,100,100,100,100,100,100,100,100,100,100,100,100,100,100,100,100,100,100]
["Comp Air - Replace 6-100 HP motor",2.2675679635416335E-2,2.0344481566553933E-2,null,248.17067301370673,10,0,320.99999487400055,null,0,1,50,100,100,100,100,100,100,100,100,100,100,100,100,100,100,100,100,100,100,100,100,100,100,100,100,100,100,100,100,100]
["Comp Air - ASD (1-5 hp)",6.5565954596638739E-4,6.5052412503635391E-3,null,450.5913067883094,15,0,828.00000905990601,null,0,1,50,100,100,100,100,100,100,100,100,100,100,100,100,100,100,100,100,100,100,100,100,100,100,100,100,100,100,100,100,100]
["Base Fans",0,0,null,0,15,0,0,null,0,1,50,100,100,100,100,100,100,100,100,100,100,100,100,100,100,100,100,100,100,100,100,100,100,100,100,100,100,100,100,100]
["Fans - ASD (6-100 hp)",8.8815127227552335E-3,8.8119487141056385E-2,null,685.73068772231238,10,0,27.9999990016222,null,0,1,50,100,100,100,100,100,100,100,100,100,100,100,100,100,100,100,100,100,100,100,100,100,100,100,100,100,100,100,100,100]
["Fans - O&M",4.7456268866497862E-2,4.2577475193464762E-2,null,210.06728925554441,10,0,10.999999940395355,null,0,1,50,100,100,100,100,100,100,100,100,100,100,100,100,100,100,100,100,100,100,100,100,100,100,100,100,100,100,100,100,100]
["Fans- Improve components",4.8444941136483101E-2,4.3464505928396402E-2,null,536.10922780898079,10,0,54.000001400709152,null,0,1,50,100,100,100,100,100,100,100,100,100,100,100,100,100,100,100,100,100,100,100,100,100,100,100,100,100,100,100,100,100]
["Fans - ASD (100+ hp)",1.4559421557888178E-2,0.14445385609418374,null,656.83610728643487,6,0,62.000001780688763,null,0,1,50,100,100,100,100,100,100,100,100,100,100,100,100,100,100,100,100,100,100,100,100,100,100,100,100,100,100,100,100,100]
["Fans - Motor practices-1 (100+ HP)",3.9505035487084436E-2,3.544367706614461E-2,null,147.44586873222997,6,0,23.000000510364771,null,0,1,50,100,100,100,100,100,100,100,100,100,100,100,100,100,100,100,100,100,100,100,100,100,100,100,100,100,100,100,100,100]
["Fans - Motor practices-1 (6-100 HP)",3.7714263300880554E-2,3.3837007174970984E-2,null,233.81494036383125,10,0,57.000000961124897,null,0,1,50,100,100,100,100,100,100,100,100,100,100,100,100,100,100,100,100,100,100,100,100,100,100,100,100,100,100,100,100,100]
["Fans - System Optimization",7.9822844323886616E-2,0.15165654598934386,null,2494.1262462591317,10,0,649.99997615814209,null,0,1,50,100,100,100,100,100,100,100,100,100,100,100,100,100,100,100,100,100,100,100,100,100,100,100,100,100,100,100,100,100]
["Fans - Controls",0.4059686636543583,0.36423261075777597,null,3594.0767672433481,10,0,1000.0000149011612,null,0,1,50,100,100,100,100,100,100,100,100,100,100,100,100,100,100,100,100,100,100,100,100,100,100,100,100,100,100,100,100,100]
["Fans - Motor practices-1 (1-5 HP)",8.7299501361999612E-3,7.832458055433901E-3,null,402.53659760740913,15,0,228.00000384449959,null,0,1,50,100,100,100,100,100,100,100,100,100,100,100,100,100,100,100,100,100,100,100,100,100,100,100,100,100,100,100,100,100]
["Fans - Replace 100+ HP motor",2.6925011784762705E-2,2.4156956472378515E-2,null,264.45541117542047,6,0,96.000004559755325,null,0,1,50,100,100,100,100,100,100,100,100,100,100,100,100,100,100,100,100,100,100,100,100,100,100,100,100,100,100,100,100,100]
["Fans - Replace 1-5 HP motor",4.7206523945536186E-3,4.2353405572507956E-3,null,250.19370477947558,15,0,577.00000703334808,null,0,1,50,100,100,100,100,100,100,100,100,100,100,100,100,100,100,100,100,100,100,100,100,100,100,100,100,100,100,100,100,100]
["Fans - Replace 6-100 HP motor",2.9431980109781999E-2,2.6406193174269024E-2,null,294.30281859220366,10,0,320.99999487400055,null,0,1,50,100,100,100,100,100,100,100,100,100,100,100,100,100,100,100,100,100,100,100,100,100,100,100,100,100,100,100,100,100]
["Fans - ASD (1-5 hp)",8.112704720044054E-4,8.0491623620096136E-3,null,535.73996434150945,15,0,828.00000905990601,null,0,1,50,100,100,100,100,100,100,100,100,100,100,100,100,100,100,100,100,100,100,100,100,100,100,100,100,100,100,100,100,100]
["Base Pumps",0,0,null,0,15,0,0,null,0,1,50,100,100,100,100,100,100,100,100,100,100,100,100,100,100,100,100,100,100,100,100,100,100,100,100,100,100,100,100,100]
["Pumps - ASD (6-100 hp)",1.5848973349804802E-2,0.15724837050774537,null,685.14261264622348,10,0,27.9999990016222,null,0,1,50,100,100,100,100,100,100,100,100,100,100,100,100,100,100,100,100,100,100,100,100,100,100,100,100,100,100,100,100,100]
["Pumps - O&M",0.35169734798100288,0.31554071710512793,null,1105.879483397465,10,0,54.000001400709152,null,0,1,50,100,100,100,100,100,100,100,100,100,100,100,100,100,100,100,100,100,100,100,100,100,100,100,100,100,100,100,100,100]
["Pumps - Controls",1.032155260633093,0.92604340912342797,null,3709.1610011281023,10,0,292.00000688433647,null,0,1,50,100,100,100,100,100,100,100,100,100,100,100,100,100,100,100,100,100,100,100,100,100,100,100,100,100,100,100,100,100]
["Pumps - Sizing",0.32766833656246641,0.29398203451096216,null,2060.6449997057143,10,0,217.00000390410423,null,0,1,50,100,100,100,100,100,100,100,100,100,100,100,100,100,100,100,100,100,100,100,100,100,100,100,100,100,100,100,100,100]
["Pumps - ASD (100+ hp)",2.113669077990174E-2,0.20971138695911615,null,530.86146163597857,6,0,62.000001780688763,null,0,1,50,100,100,100,100,100,100,100,100,100,100,100,100,100,100,100,100,100,100,100,100,100,100,100,100,100,100,100,100,100]
["Pumps - System Optimization",0.81357985015241707,0.72993888300017262,null,3410.9678659949827,10,0,715.00003337860107,null,0,1,50,100,100,100,100,100,100,100,100,100,100,100,100,100,100,100,100,100,100,100,100,100,100,100,100,100,100,100,100,100]
["Pumps - Motor practices-1 (100+ HP)",4.8976274237149925E-2,4.3941214747978269E-2,null,103.87947582289227,6,0,23.000000510364771,null,0,1,50,100,100,100,100,100,100,100,100,100,100,100,100,100,100,100,100,100,100,100,100,100,100,100,100,100,100,100,100,100]
["Pumps - Motor practices-1 (6-100 HP)",4.6756168658041011E-2,4.1949349553365087E-2,null,164.72874861394149,10,0,57.000000961124897,null,0,1,50,100,100,100,100,100,100,100,100,100,100,100,100,100,100,100,100,100,100,100,100,100,100,100,100,100,100,100,100,100]
["Pumps - Motor practices-1 (1-5 HP)",1.2465361157439099E-2,1.1183846057335644E-2,null,326.63470538633391,15,0,228.00000384449959,null,0,1,50,100,100,100,100,100,100,100,100,100,100,100,100,100,100,100,100,100,100,100,100,100,100,100,100,100,100,100,100,100]
["Pumps - Replace 100+ HP motor",3.8445809062944709E-2,3.4493345574114688E-2,null,214.58996729870398,6,0,96.000004559755325,null,0,1,50,100,100,100,100,100,100,100,100,100,100,100,100,100,100,100,100,100,100,100,100,100,100,100,100,100,100,100,100,100]
["Pumps - Replace 1-5 HP motor",6.7405467475504955E-3,6.0475774600313673E-3,null,203.01743378340564,15,0,577.00000703334808,null,0,1,50,100,100,100,100,100,100,100,100,100,100,100,100,100,100,100,100,100,100,100,100,100,100,100,100,100,100,100,100,100]
["Pumps - Replace 6-100 HP motor",4.2025470469261444E-2,3.7704995970761261E-2,null,238.80937787173929,10,0,320.99999487400055,null,0,1,50,100,100,100,100,100,100,100,100,100,100,100,100,100,100,100,100,100,100,100,100,100,100,100,100,100,100,100,100,100]
["Pumps - ASD (1-5 hp)",1.1783551553249544E-3,1.1691257469149089E-2,null,434.32514207646824,15,0,828.00000905990601,null,0,1,50,100,100,100,100,100,100,100,100,100,100,100,100,100,100,100,100,100,100,100,100,100,100,100,100,100,100,100,100,100]
["Base Drives",0,0,null,0,20,0,0,null,0,1,50,100,100,100,100,100,100,100,100,100,100,100,100,100,100,100,100,100,100,100,100,100,100,100,100,100,100,100,100,100]
["Bakery - Process (Mixing) - O&M",0.58523726996773384,0.52507131174682875,null,1094.403224041034,10,0,54.000001400709152,null,0,1,50,100,100,100,100,100,100,100,100,100,100,100,100,100,100,100,100,100,100,100,100,100,100,100,100,100,100,100,100,100]
["Base Heating",0,0,null,0,20,0,0,null,0,1,50,100,100,100,100,100,100,100,100,100,100,100,100,100,100,100,100,100,100,100,100,100,100,100,100,100,100,100,100,100]
["Bakery - Process",0.23133875841119872,0.20755572409725012,null,5300.6925417441271,15,0,540.99999368190765,null,0,1,50,100,100,100,100,100,100,100,100,100,100,100,100,100,100,100,100,100,100,100,100,100,100,100,100,100,100,100,100,100]
["Base Refrigeration",0,0,null,0,20,0,0,null,0,1,50,100,100,100,100,100,100,100,100,100,100,100,100,100,100,100,100,100,100,100,100,100,100,100,100,100,100,100,100,100]
["Efficient Refrigeration - Operations",0.4765240917045554,0.25652069000093963,null,1406.0109865978766,10,0,77.99999788403511,null,0,1,50,100,100,100,100,100,100,100,100,100,100,100,100,100,100,100,100,100,100,100,100,100,100,100,100,100,100,100,100,100]
["Optimization Refrigeration",0.82393970586777932,0.44354018096406245,null,3437.4269420615424,15,0,1182.9999834299088,null,0,1,50,100,100,100,100,100,100,100,100,100,100,100,100,100,100,100,100,100,100,100,100,100,100,100,100,100,100,100,100,100]
["Base Other Process",0,0,null,0,15,0,0,null,0,1,50,100,100,100,100,100,100,100,100,100,100,100,100,100,100,100,100,100,100,100,100,100,100,100,100,100,100,100,100,100]
["Base Centrifugal Chiller, 0.58 kW/ton, 500 tons",0,0,null,0,20,0,999.93617162533121,null,0,1,50,100,100,100,100,100,100,100,100,100,100,100,100,100,100,100,100,100,100,100,100,100,100,100,100,100,100,100,100,100]
["Aerosole Duct Sealing - Chiller",1.4729694145327597E-2,1.0572312771977359E-2,null,1099.9284054918433,10,0,89.176129665767405,null,0,1,50,100,100,100,100,100,100,100,100,100,100,100,100,100,100,100,100,100,100,100,100,100,100,100,100,100,100,100,100,100]
["Centrifugal Chiller, 0.51 kW/ton, 500 tons",3.3412440838784765E-2,2.398194908445369E-2,null,1216.3358621868138,20,0,1159.0169262020884,null,0,1,50,100,100,100,100,100,100,100,100,100,100,100,100,100,100,100,100,100,100,100,100,100,100,100,100,100,100,100,100,100]
["VSD for Chiller Pumps and Towers",1.1719165687693375E-2,8.4114906836827534E-3,null,921.46199448188918,15,0,190.89690549210866,null,0,1,50,100,100,100,100,100,100,100,100,100,100,100,100,100,100,100,100,100,100,100,100,100,100,100,100,100,100,100,100,100]
["High Efficiency Chiller Motors",6.6065889648785903E-3,4.7419127785994619E-3,null,267.22684668006758,20,0,88.591616639307389,null,0,1,50,100,100,100,100,100,100,100,100,100,100,100,100,100,100,100,100,100,100,100,100,100,100,100,100,100,100,100,100,100]
["EMS Optimization - Chiller",4.3291077247596911E-3,3.1072390531789148E-3,null,420.25455945601925,5,0,72.504127155548744,null,0,1,50,100,100,100,100,100,100,100,100,100,100,100,100,100,100,100,100,100,100,100,100,100,100,100,100,100,100,100,100,100]
["EMS - Chiller ",1.3762699326783012E-3,9.8782473304503352E-4,null,885.61213675622082,10,0,272.70986498872668,null,0,1,50,100,100,100,100,100,100,100,100,100,100,100,100,100,100,100,100,100,100,100,100,100,100,100,100,100,100,100,100,100]
["Chiller Tune Up/Diagnostics",6.8565163034744418E-3,4.9212993950378883E-3,null,665.60649947319473,10,0,241.68043285512672,null,0,1,50,100,100,100,100,100,100,100,100,100,100,100,100,100,100,100,100,100,100,100,100,100,100,100,100,100,100,100,100,100]
["Window Film (Standard) - Chiller",4.8820304929496463E-3,3.5041021778559498E-3,null,431.01748336248136,10,0,315.33253321199413,null,0,1,50,100,100,100,100,100,100,100,100,100,100,100,100,100,100,100,100,100,100,100,100,100,100,100,100,100,100,100,100,100]
["Roof Insulation - Chiller",2.9375330063214143E-3,2.1084292324351061E-3,null,356.45672213194041,20,0,356.72030182391484,null,0,1,50,100,100,100,100,100,100,100,100,100,100,100,100,100,100,100,100,100,100,100,100,100,100,100,100,100,100,100,100,100]
["Cool Roof - Chiller",1.8129508920084553E-2,1.3012547091229809E-2,null,1947.3954048779208,15,0,3224.016905502197,null,0,1,50,100,100,100,100,100,100,100,100,100,100,100,100,100,100,100,100,100,100,100,100,100,100,100,100,100,100,100,100,100]
["Duct/Pipe Insulation - Chiller",8.7472166515466521E-3,6.278359171071772E-3,null,707.62420227641553,10,0,7433.123061787006,null,0,1,50,100,100,100,100,100,100,100,100,100,100,100,100,100,100,100,100,100,100,100,100,100,100,100,100,100,100,100,100,100]
["Base DX Packaged System, EER=10.3, 10 tons",0,0,null,0,15,0,0,null,0,1,50,100,100,100,100,100,100,100,100,100,100,100,100,100,100,100,100,100,100,100,100,100,100,100,100,100,100,100,100,100]
["Aerosole Duct Sealing",0,1.8720311425467918E-2,null,1099.8799661056769,10,0,51.447767114865805,null,0,1,50,100,100,100,100,100,100,100,100,100,100,100,100,100,100,100,100,100,100,100,100,100,100,100,100,100,100,100,100,100]
["DX Coil Cleaning",0,6.5256899446961003E-3,null,500.43314635051627,5,0,25.952015568254659,null,0,1,50,100,100,100,100,100,100,100,100,100,100,100,100,100,100,100,100,100,100,100,100,100,100,100,100,100,100,100,100,100]
["DX Packaged System, EER=10.9, 10 tons",0,1.8927059344485381E-2,null,544.29462282119209,15,0,346.13175171646077,null,0,1,50,100,100,100,100,100,100,100,100,100,100,100,100,100,100,100,100,100,100,100,100,100,100,100,100,100,100,100,100,100]
["Hybrid Dessicant-DX System (Trane CDQ)",0,5.9305373068458456E-2,null,3410.9467380067913,15,0,947.31722215749335,null,0,1,50,100,100,100,100,100,100,100,100,100,100,100,100,100,100,100,100,100,100,100,100,100,100,100,100,100,100,100,100,100]
["Optimize Controls",0,3.4146768691045966E-3,null,395.1675294381929,5,0,55.772405504268256,null,0,1,50,100,100,100,100,100,100,100,100,100,100,100,100,100,100,100,100,100,100,100,100,100,100,100,100,100,100,100,100,100]
["Roof Insulation",0,3.7238615302337581E-3,null,355.5323400301935,20,0,205.80017412918161,null,0,1,50,100,100,100,100,100,100,100,100,100,100,100,100,100,100,100,100,100,100,100,100,100,100,100,100,100,100,100,100,100]
["DX Tune Up/ Advanced Diagnostics",0,3.3096062805458258E-3,null,384.54930324824062,10,0,174.28877109649591,null,0,1,50,100,100,100,100,100,100,100,100,100,100,100,100,100,100,100,100,100,100,100,100,100,100,100,100,100,100,100,100,100]
["Window Film (Standard)",0,5.6334216625039029E-3,null,391.31652858805273,10,0,190.98912408163847,null,0,1,50,100,100,100,100,100,100,100,100,100,100,100,100,100,100,100,100,100,100,100,100,100,100,100,100,100,100,100,100,100]
["Cool Roof - DX",0,2.2186147117127943E-2,null,1875.0442556789326,15,0,1860.009753174344,null,0,1,50,100,100,100,100,100,100,100,100,100,100,100,100,100,100,100,100,100,100,100,100,100,100,100,100,100,100,100,100,100]
["Geothermal Heat Pump, EER=13, 10 tons",0,9.1047821575767681E-3,null,1057.9015562980287,15,0,2760.5132649974266,null,0,1,50,100,100,100,100,100,100,100,100,100,100,100,100,100,100,100,100,100,100,100,100,100,100,100,100,100,100,100,100,100]
["Duct/Pipe Insulation",0,1.0271938910841102E-2,null,653.80277040703811,10,0,4288.3402279540414,null,0,1,50,100,100,100,100,100,100,100,100,100,100,100,100,100,100,100,100,100,100,100,100,100,100,100,100,100,100,100,100,100]
["Base Lighting",0,0,null,0,10,0,0,null,0,1,50,100,100,100,100,100,100,100,100,100,100,100,100,100,100,100,100,100,100,100,100,100,100,100,100,100,100,100,100,100]
["CFL Screw-in 18W",0.1848159658345056,0.1658157581417041,null,11158.119887382214,2,0,190.16543641520647,null,0,1,50,100,100,100,100,100,100,100,100,100,100,100,100,100,100,100,100,100,100,100,100,100,100,100,100,100,100,100,100,100]
["Premium T8, Elecctronic Ballast",0.54032852900582029,0.48477946306284025,null,3649.8011456163708,15,0,275.1235949923485,null,0,1,50,100,100,100,100,100,100,100,100,100,100,100,100,100,100,100,100,100,100,100,100,100,100,100,100,100,100,100,100,100]
["High Bay T5",8.3776329443205455E-2,7.516361218160901E-2,null,4214.8977790000908,10,0,404.42277589796061,null,0,1,50,100,100,100,100,100,100,100,100,100,100,100,100,100,100,100,100,100,100,100,100,100,100,100,100,100,100,100,100,100]
["CFL Hardwired, Modular 18W",0.1429864667386814,0.12828658649279642,null,8632.6964823594262,5,0,1374.0772475661408,null,0,1,50,100,100,100,100,100,100,100,100,100,100,100,100,100,100,100,100,100,100,100,100,100,100,100,100,100,100,100,100,100]
["Occupancy Sensor",9.7717632894719894E-2,8.7671664669706509E-2,null,1584.2865236653647,9,0,386.89255545799,null,0,1,50,100,100,100,100,100,100,100,100,100,100,100,100,100,100,100,100,100,100,100,100,100,100,100,100,100,100,100,100,100]
["Base Other",0,0,null,0,15,0,0,null,0,1,50,100,100,100,100,100,100,100,100,100,100,100,100,100,100,100,100,100,100,100,100,100,100,100,100,100,100,100,100,100]
["Replace V-belts",7.8439655701302298E-4,7.0375581026005331E-4,null,6.3713381650032375,5,0,0.99999997473787516,null,0,1,50,100,100,100,100,100,100,100,100,100,100,100,100,100,100,100,100,100,100,100,100,100,100,100,100,100,100,100,100,100]
["Base Compressed Air",0,0,null,0,15,0,0,null,0,1,50,100,100,100,100,100,100,100,100,100,100,100,100,100,100,100,100,100,100,100,100,100,100,100,100,100,100,100,100,100]
["Comp Air - ASD (6-100 hp)",5.1224478249748122E-4,6.8693898337743586E-3,null,684.12426110633476,10,0,27.9999990016222,null,0,1,50,100,100,100,100,100,100,100,100,100,100,100,100,100,100,100,100,100,100,100,100,100,100,100,100,100,100,100,100,100]
["Compressed Air- Sizing",9.9397328512848982E-3,1.2053595903189277E-2,null,988.51283467684254,10,0,49.000000581145287,null,0,1,50,100,100,100,100,100,100,100,100,100,100,100,100,100,100,100,100,100,100,100,100,100,100,100,100,100,100,100,100,100]
["Compressed Air-O&M",3.3045980326197252E-2,4.0073802690304083E-2,null,1752.7701492273229,10,0,109.00000110268593,null,0,1,50,100,100,100,100,100,100,100,100,100,100,100,100,100,100,100,100,100,100,100,100,100,100,100,100,100,100,100,100,100]
["Compressed Air - System Optimization",2.4245375363049486E-2,2.9401590718764786E-2,null,1928.9745578893669,10,0,173.00000414252281,null,0,1,50,100,100,100,100,100,100,100,100,100,100,100,100,100,100,100,100,100,100,100,100,100,100,100,100,100,100,100,100,100]
["Comp Air - ASD (100+ hp)",6.2225582394428059E-4,8.344678124722036E-3,null,497.05357297975428,6,0,62.000001780688763,null,0,1,50,100,100,100,100,100,100,100,100,100,100,100,100,100,100,100,100,100,100,100,100,100,100,100,100,100,100,100,100,100]
["Compressed Air - Controls",6.1675301539233039E-3,7.4791664231213511E-3,null,981.38375453364677,10,0,186.00000068545341,null,0,1,50,100,100,100,100,100,100,100,100,100,100,100,100,100,100,100,100,100,100,100,100,100,100,100,100,100,100,100,100,100]
["Comp Air - Motor practices-1 (100+ HP)",1.6092319704248703E-3,1.9514641063504026E-3,null,107.95221317735691,6,0,23.000000510364771,null,0,1,50,100,100,100,100,100,100,100,100,100,100,100,100,100,100,100,100,100,100,100,100,100,100,100,100,100,100,100,100,100]
["Comp Air - Motor practices-1 (6-100 HP)",1.5362851217352699E-3,1.8630037976408102E-3,null,171.1871652044772,10,0,57.000000961124897,null,0,1,50,100,100,100,100,100,100,100,100,100,100,100,100,100,100,100,100,100,100,100,100,100,100,100,100,100,100,100,100,100]
["Comp Air - Motor practices-1 (1-5 HP)",4.0957908732019787E-4,4.9668345043262928E-4,null,339.44086718161071,15,0,228.00000384449959,null,0,1,50,100,100,100,100,100,100,100,100,100,100,100,100,100,100,100,100,100,100,100,100,100,100,100,100,100,100,100,100,100]
["Comp Air - Replace 100+ HP motor",1.2632284925074475E-3,1.5318767626749071E-3,null,223.00326134831678,6,0,96.000004559755325,null,0,1,50,100,100,100,100,100,100,100,100,100,100,100,100,100,100,100,100,100,100,100,100,100,100,100,100,100,100,100,100,100]
["Comp Air - Replace 1-5 HP motor",2.2147669451791959E-4,2.6857769898192013E-4,null,210.97701084895058,15,0,577.00000703334808,null,0,1,50,100,100,100,100,100,100,100,100,100,100,100,100,100,100,100,100,100,100,100,100,100,100,100,100,100,100,100,100,100]
["Comp Air - Replace 6-100 HP motor",1.3808467818122254E-3,1.6745086976892305E-3,null,248.17222718897187,10,0,320.99999487400055,null,0,1,50,100,100,100,100,100,100,100,100,100,100,100,100,100,100,100,100,100,100,100,100,100,100,100,100,100,100,100,100,100]
["Comp Air - ASD (1-5 hp)",3.9922400936667569E-5,5.3537399404464706E-4,null,450.54545419212604,15,0,828.00000905990601,null,0,1,50,100,100,100,100,100,100,100,100,100,100,100,100,100,100,100,100,100,100,100,100,100,100,100,100,100,100,100,100,100]
["Base Fans",0,0,null,0,15,0,0,null,0,1,50,100,100,100,100,100,100,100,100,100,100,100,100,100,100,100,100,100,100,100,100,100,100,100,100,100,100,100,100,100]
["Fans - ASD (6-100 hp)",9.3524488585317045E-4,1.2541975888257718E-2,null,685.65696646492938,10,0,27.9999990016222,null,0,1,50,100,100,100,100,100,100,100,100,100,100,100,100,100,100,100,100,100,100,100,100,100,100,100,100,100,100,100,100,100]
["Fans - O&M",4.9978089684971326E-3,6.0606829790010195E-3,null,210.06775840424652,10,0,10.999999940395355,null,0,1,50,100,100,100,100,100,100,100,100,100,100,100,100,100,100,100,100,100,100,100,100,100,100,100,100,100,100,100,100,100]
["Fans- Improve components",5.1019299873578724E-3,6.1869472061339918E-3,null,536.11042495585571,10,0,54.000001400709152,null,0,1,50,100,100,100,100,100,100,100,100,100,100,100,100,100,100,100,100,100,100,100,100,100,100,100,100,100,100,100,100,100]
["Fans - ASD (100+ hp)",1.5331462247179988E-3,2.056005146293343E-2,null,656.76709121548993,6,0,62.000001780688763,null,0,1,50,100,100,100,100,100,100,100,100,100,100,100,100,100,100,100,100,100,100,100,100,100,100,100,100,100,100,100,100,100]
["Fans - Motor practices-1 (100+ HP)",4.1604490539120294E-3,5.0452434106595849E-3,null,147.44677175199786,6,0,23.000000510364771,null,0,1,50,100,100,100,100,100,100,100,100,100,100,100,100,100,100,100,100,100,100,100,100,100,100,100,100,100,100,100,100,100]
["Fans - Motor practices-1 (6-100 HP)",3.9718549585956069E-3,4.8165413873071288E-3,null,233.81637237308902,10,0,57.000000961124897,null,0,1,50,100,100,100,100,100,100,100,100,100,100,100,100,100,100,100,100,100,100,100,100,100,100,100,100,100,100,100,100,100]
["Fans - System Optimization",8.4058600394324601E-3,2.1585977354879035E-2,null,2493.953179652859,10,0,649.99997615814209,null,0,1,50,100,100,100,100,100,100,100,100,100,100,100,100,100,100,100,100,100,100,100,100,100,100,100,100,100,100,100,100,100]
["Fans - Controls",4.2754475614609745E-2,5.1846984201858876E-2,null,3594.1097031609133,10,0,1000.0000149011612,null,0,1,50,100,100,100,100,100,100,100,100,100,100,100,100,100,100,100,100,100,100,100,100,100,100,100,100,100,100,100,100,100]
["Fans - Motor practices-1 (1-5 HP)",9.1939224839857417E-4,1.114917554075759E-3,null,402.54028884774249,15,0,228.00000384449959,null,0,1,50,100,100,100,100,100,100,100,100,100,100,100,100,100,100,100,100,100,100,100,100,100,100,100,100,100,100,100,100,100]
["Fans - Replace 100+ HP motor",2.8356000585049823E-3,3.4386414363098928E-3,null,264.45783615416053,6,0,96.000004559755325,null,0,1,50,100,100,100,100,100,100,100,100,100,100,100,100,100,100,100,100,100,100,100,100,100,100,100,100,100,100,100,100,100]
["Fans - Replace 1-5 HP motor",4.9715418204818521E-4,6.0288296492946251E-4,null,250.19599906316523,15,0,577.00000703334808,null,0,1,50,100,100,100,100,100,100,100,100,100,100,100,100,100,100,100,100,100,100,100,100,100,100,100,100,100,100,100,100,100]
["Fans - Replace 6-100 HP motor",3.099620724609376E-3,3.7588108479960263E-3,null,294.30551732354428,10,0,320.99999487400055,null,0,1,50,100,100,100,100,100,100,100,100,100,100,100,100,100,100,100,100,100,100,100,100,100,100,100,100,100,100,100,100,100]
["Fans - ASD (1-5 hp)",8.5429468743410025E-5,1.1456404128305801E-3,null,535.68685395761213,15,0,828.00000905990601,null,0,1,50,100,100,100,100,100,100,100,100,100,100,100,100,100,100,100,100,100,100,100,100,100,100,100,100,100,100,100,100,100]
["Base Pumps",0,0,null,0,15,0,0,null,0,1,50,100,100,100,100,100,100,100,100,100,100,100,100,100,100,100,100,100,100,100,100,100,100,100,100,100,100,100,100,100]
["Pumps - ASD (6-100 hp)",1.2691396001340098E-3,1.7019626094178689E-2,null,685.06901777291023,10,0,27.9999990016222,null,0,1,50,100,100,100,100,100,100,100,100,100,100,100,100,100,100,100,100,100,100,100,100,100,100,100,100,100,100,100,100,100]
["Pumps - O&M",2.8165987932816536E-2,3.4155992101174933E-2,null,1105.8819859637904,10,0,54.000001400709152,null,0,1,50,100,100,100,100,100,100,100,100,100,100,100,100,100,100,100,100,100,100,100,100,100,100,100,100,100,100,100,100,100]
["Pumps - Controls",8.2661051410417227E-2,0.10024041144175463,null,3709.1693880131561,10,0,292.00000688433647,null,0,1,50,100,100,100,100,100,100,100,100,100,100,100,100,100,100,100,100,100,100,100,100,100,100,100,100,100,100,100,100,100]
["Pumps - Sizing",2.6241603698182278E-2,3.1822352930605972E-2,null,2060.649665961751,10,0,217.00000390410423,null,0,1,50,100,100,100,100,100,100,100,100,100,100,100,100,100,100,100,100,100,100,100,100,100,100,100,100,100,100,100,100,100]
["Pumps - ASD (100+ hp)",1.6925688474862923E-3,2.2697967126571347E-2,null,530.80577007085901,6,0,62.000001780688763,null,0,1,50,100,100,100,100,100,100,100,100,100,100,100,100,100,100,100,100,100,100,100,100,100,100,100,100,100,100,100,100,100]
["Pumps - System Optimization",6.5156508119722331E-2,7.9013212033810343E-2,null,3410.9891106855971,10,0,715.00003337860107,null,0,1,50,100,100,100,100,100,100,100,100,100,100,100,100,100,100,100,100,100,100,100,100,100,100,100,100,100,100,100,100,100]
["Pumps - Motor practices-1 (100+ HP)",3.9223230902712706E-3,4.7564756758796487E-3,null,103.88012353728548,6,0,23.000000510364771,null,0,1,50,100,100,100,100,100,100,100,100,100,100,100,100,100,100,100,100,100,100,100,100,100,100,100,100,100,100,100,100,100]
["Pumps - Motor practices-1 (6-100 HP)",3.7445232986711755E-3,4.5408635591675014E-3,null,164.72977575941684,10,0,57.000000961124897,null,0,1,50,100,100,100,100,100,100,100,100,100,100,100,100,100,100,100,100,100,100,100,100,100,100,100,100,100,100,100,100,100]
["Pumps - Motor practices-1 (1-5 HP)",9.9830325336135368E-4,1.2106104042123658E-3,null,326.63674211567906,15,0,228.00000384449959,null,0,1,50,100,100,100,100,100,100,100,100,100,100,100,100,100,100,100,100,100,100,100,100,100,100,100,100,100,100,100,100,100]
["Pumps - Replace 100+ HP motor",3.0789782800191364E-3,3.7337784161120481E-3,null,214.59130532156533,6,0,96.000004559755325,null,0,1,50,100,100,100,100,100,100,100,100,100,100,100,100,100,100,100,100,100,100,100,100,100,100,100,100,100,100,100,100,100]
["Pumps - Replace 1-5 HP motor",5.3982469204563505E-4,6.5462812671474859E-4,null,203.01869971400711,15,0,577.00000703334808,null,0,1,50,100,100,100,100,100,100,100,100,100,100,100,100,100,100,100,100,100,100,100,100,100,100,100,100,100,100,100,100,100]
["Pumps - Replace 6-100 HP motor",3.3656597159195788E-3,4.0814278180618495E-3,null,238.81086695794693,10,0,320.99999487400055,null,0,1,50,100,100,100,100,100,100,100,100,100,100,100,100,100,100,100,100,100,100,100,100,100,100,100,100,100,100,100,100,100]
["Pumps - ASD (1-5 hp)",9.4359760852173863E-5,1.2653988953386559E-3,null,434.28085392076656,15,0,828.00000905990601,null,0,1,50,100,100,100,100,100,100,100,100,100,100,100,100,100,100,100,100,100,100,100,100,100,100,100,100,100,100,100,100,100]
["Base Drives",0,0,null,0,20,0,0,null,0,1,50,100,100,100,100,100,100,100,100,100,100,100,100,100,100,100,100,100,100,100,100,100,100,100,100,100,100,100,100,100]
["O&M/drives spinning machines",9.825047745871078E-2,0.11914520946401666,null,1878.8869221481175,10,0,346.99998795986176,null,0,1,50,100,100,100,100,100,100,100,100,100,100,100,100,100,100,100,100,100,100,100,100,100,100,100,100,100,100,100,100,100]
["Base Heating",0,0,null,0,20,0,0,null,0,1,50,100,100,100,100,100,100,100,100,100,100,100,100,100,100,100,100,100,100,100,100,100,100,100,100,100,100,100,100,100]
["Drying (UV/IR)",2.311402683697614E-2,4.8913930264956516E-2,null,3514.3446683364186,8,0,812.00003623962402,null,0,1,50,100,100,100,100,100,100,100,100,100,100,100,100,100,100,100,100,100,100,100,100,100,100,100,100,100,100,100,100,100]
["Base Refrigeration",0,0,null,0,20,0,0,null,0,1,50,100,100,100,100,100,100,100,100,100,100,100,100,100,100,100,100,100,100,100,100,100,100,100,100,100,100,100,100,100]
["Base Other Process",0,0,null,0,15,0,0,null,0,1,50,100,100,100,100,100,100,100,100,100,100,100,100,100,100,100,100,100,100,100,100,100,100,100,100,100,100,100,100,100]
["Base Centrifugal Chiller, 0.58 kW/ton, 500 tons",0,0,null,0,20,0,999.93617162533121,null,0,1,50,100,100,100,100,100,100,100,100,100,100,100,100,100,100,100,100,100,100,100,100,100,100,100,100,100,100,100,100,100]
["Aerosole Duct Sealing - Chiller",5.926821865310029E-3,5.7498136162630331E-3,null,1099.8030237711953,10,0,89.176129665767405,null,0,1,50,100,100,100,100,100,100,100,100,100,100,100,100,100,100,100,100,100,100,100,100,100,100,100,100,100,100,100,100,100]
["Centrifugal Chiller, 0.51 kW/ton, 500 tons",1.3444377992219311E-2,1.3042853218569949E-2,null,1216.2094379562939,20,0,1159.0169262020884,null,0,1,50,100,100,100,100,100,100,100,100,100,100,100,100,100,100,100,100,100,100,100,100,100,100,100,100,100,100,100,100,100]
["VSD for Chiller Pumps and Towers",4.7155663648859982E-3,4.5747330203917283E-3,null,921.37609559912221,15,0,190.89690549210866,null,0,1,50,100,100,100,100,100,100,100,100,100,100,100,100,100,100,100,100,100,100,100,100,100,100,100,100,100,100,100,100,100]
["High Efficiency Chiller Motors",2.6583901297789815E-3,2.5789956426744867E-3,null,267.20455754634111,20,0,88.591616639307389,null,0,1,50,100,100,100,100,100,100,100,100,100,100,100,100,100,100,100,100,100,100,100,100,100,100,100,100,100,100,100,100,100]
["EMS Optimization - Chiller",1.7419679242900383E-3,1.6899429606279188E-3,null,420.21982846456308,5,0,72.504127155548744,null,0,1,50,100,100,100,100,100,100,100,100,100,100,100,100,100,100,100,100,100,100,100,100,100,100,100,100,100,100,100,100,100]
["EMS - Chiller ",5.5378693057115574E-4,5.372477368593868E-4,null,885.53348104366773,10,0,272.70986498872668,null,0,1,50,100,100,100,100,100,100,100,100,100,100,100,100,100,100,100,100,100,100,100,100,100,100,100,100,100,100,100,100,100]
["Chiller Tune Up/Diagnostics",2.7589625110070568E-3,2.6765643667135616E-3,null,665.55229688747715,10,0,241.68043285512672,null,0,1,50,100,100,100,100,100,100,100,100,100,100,100,100,100,100,100,100,100,100,100,100,100,100,100,100,100,100,100,100,100]
["Window Film (Standard) - Chiller",1.9644689613860333E-3,1.9057988648208952E-3,null,430.98476327218305,10,0,315.33253321199413,null,0,1,50,100,100,100,100,100,100,100,100,100,100,100,100,100,100,100,100,100,100,100,100,100,100,100,100,100,100,100,100,100]
["Roof Insulation - Chiller",1.1820298293922758E-3,1.146727767819163E-3,null,356.43048102454333,20,0,356.72030182391484,null,0,1,50,100,100,100,100,100,100,100,100,100,100,100,100,100,100,100,100,100,100,100,100,100,100,100,100,100,100,100,100,100]
["Cool Roof - Chiller",7.2950749227866946E-3,7.0772029387631673E-3,null,1947.2432332979906,15,0,3224.016905502197,null,0,1,50,100,100,100,100,100,100,100,100,100,100,100,100,100,100,100,100,100,100,100,100,100,100,100,100,100,100,100,100,100]
["Duct/Pipe Insulation - Chiller",3.5198216779178857E-3,3.4146999978126387E-3,null,707.58041384111129,10,0,7433.123061787006,null,0,1,50,100,100,100,100,100,100,100,100,100,100,100,100,100,100,100,100,100,100,100,100,100,100,100,100,100,100,100,100,100]
["Base DX Packaged System, EER=10.3, 10 tons",0,0,null,0,15,0,0,null,0,1,50,100,100,100,100,100,100,100,100,100,100,100,100,100,100,100,100,100,100,100,100,100,100,100,100,100,100,100,100,100]
["Aerosole Duct Sealing",0,5.885866166888778E-3,null,1099.7127925870375,10,0,51.447767114865805,null,0,1,50,100,100,100,100,100,100,100,100,100,100,100,100,100,100,100,100,100,100,100,100,100,100,100,100,100,100,100,100,100]
["DX Coil Cleaning",0,2.3190016701014871E-3,null,503.30281829364941,5,0,25.952015568254659,null,0,1,50,100,100,100,100,100,100,100,100,100,100,100,100,100,100,100,100,100,100,100,100,100,100,100,100,100,100,100,100,100]
["DX Packaged System, EER=10.9, 10 tons",0,6.7260577263875219E-3,null,547.41936799927998,15,0,346.13175171646077,null,0,1,50,100,100,100,100,100,100,100,100,100,100,100,100,100,100,100,100,100,100,100,100,100,100,100,100,100,100,100,100,100]
["Hybrid Dessicant-DX System (Trane CDQ)",0,2.1075369557161588E-2,null,3430.5579739735799,15,0,947.31722215749335,null,0,1,50,100,100,100,100,100,100,100,100,100,100,100,100,100,100,100,100,100,100,100,100,100,100,100,100,100,100,100,100,100]
["Optimize Controls",0,1.079977674917393E-3,null,397.45053774424053,5,0,55.772405504268256,null,0,1,50,100,100,100,100,100,100,100,100,100,100,100,100,100,100,100,100,100,100,100,100,100,100,100,100,100,100,100,100,100]
["Roof Insulation",0,1.1794557267205171E-3,null,358.09965526817143,20,0,205.80017412918161,null,0,1,50,100,100,100,100,100,100,100,100,100,100,100,100,100,100,100,100,100,100,100,100,100,100,100,100,100,100,100,100,100]
["DX Tune Up/ Advanced Diagnostics",0,1.1797247448325579E-3,null,387.94044015252439,10,0,174.28877109649591,null,0,1,50,100,100,100,100,100,100,100,100,100,100,100,100,100,100,100,100,100,100,100,100,100,100,100,100,100,100,100,100,100]
["Window Film (Standard)",0,1.7871053136299109E-3,null,394.76873565624896,10,0,190.98912408163847,null,0,1,50,100,100,100,100,100,100,100,100,100,100,100,100,100,100,100,100,100,100,100,100,100,100,100,100,100,100,100,100,100]
["Cool Roof - DX",0,7.0556096873678623E-3,null,1896.272966909391,15,0,1860.009753174344,null,0,1,50,100,100,100,100,100,100,100,100,100,100,100,100,100,100,100,100,100,100,100,100,100,100,100,100,100,100,100,100,100]
["Geothermal Heat Pump, EER=13, 10 tons",0,3.2885088518787614E-3,null,1081.3925680811165,15,0,2760.5132649974266,null,0,1,50,100,100,100,100,100,100,100,100,100,100,100,100,100,100,100,100,100,100,100,100,100,100,100,100,100,100,100,100,100]
["Duct/Pipe Insulation",0,3.3018245403348E-3,null,668.32082112851629,10,0,4288.3402279540414,null,0,1,50,100,100,100,100,100,100,100,100,100,100,100,100,100,100,100,100,100,100,100,100,100,100,100,100,100,100,100,100,100]
["Base Lighting",0,0,null,0,10,0,0,null,0,1,50,100,100,100,100,100,100,100,100,100,100,100,100,100,100,100,100,100,100,100,100,100,100,100,100,100,100,100,100,100]
["CFL Screw-in 18W",1.5315281542670185E-2,1.8572351754409185E-2,null,11158.119659113238,2,0,190.16543641520647,null,0,1,50,100,100,100,100,100,100,100,100,100,100,100,100,100,100,100,100,100,100,100,100,100,100,100,100,100,100,100,100,100]
["Premium T8, Elecctronic Ballast",0.11632261201362169,0.14106070863206521,null,3759.4728098598375,15,0,275.1235949923485,null,0,1,50,100,100,100,100,100,100,100,100,100,100,100,100,100,100,100,100,100,100,100,100,100,100,100,100,100,100,100,100,100]
["High Bay T5",1.4392009544724535E-2,1.745272935223079E-2,null,4232.6094483120814,10,0,404.42277589796061,null,0,1,50,100,100,100,100,100,100,100,100,100,100,100,100,100,100,100,100,100,100,100,100,100,100,100,100,100,100,100,100,100]
["CFL Hardwired, Modular 18W",1.1925140197896176E-2,1.446123584858097E-2,null,8688.1942659101642,5,0,1374.0772475661408,null,0,1,50,100,100,100,100,100,100,100,100,100,100,100,100,100,100,100,100,100,100,100,100,100,100,100,100,100,100,100,100,100]
["Occupancy Sensor",1.8698203518464931E-2,2.267471296253536E-2,null,1642.3833514191133,9,0,411.51761990594633,null,0,1,50,100,100,100,100,100,100,100,100,100,100,100,100,100,100,100,100,100,100,100,100,100,100,100,100,100,100,100,100,100]
["Base Other",0,0,null,0,15,0,0,null,0,1,50,100,100,100,100,100,100,100,100,100,100,100,100,100,100,100,100,100,100,100,100,100,100,100,100,100,100,100,100,100]
["Replace V-belts",1.4058776377766355E-4,1.7048628155936097E-4,null,6.371338075690236,5,0,0.99999997473787516,null,0,1,50,100,100,100,100,100,100,100,100,100,100,100,100,100,100,100,100,100,100,100,100,100,100,100,100,100,100,100,100,100]
["Membranes for wastewater",3.1340612464547347E-3,3.8005757665536964E-3,null,1159.9397623138952,15,0,379.00000810623169,null,0,1,50,100,100,100,100,100,100,100,100,100,100,100,100,100,100,100,100,100,100,100,100,100,100,100,100,100,100,100,100,100]
["Base Compressed Air",0,0,null,0,15,0,0,null,0,1,50,100,100,100,100,100,100,100,100,100,100,100,100,100,100,100,100,100,100,100,100,100,100,100,100,100,100,100,100,100]
["Comp Air - ASD (6-100 hp)",4.1984631489139945E-4,4.8457038803153439E-3,null,684.17971258011744,10,0,27.9999990016222,null,0,1,50,100,100,100,100,100,100,100,100,100,100,100,100,100,100,100,100,100,100,100,100,100,100,100,100,100,100,100,100,100]
["Compressed Air- Sizing",8.1461338911863589E-3,8.5019660305717237E-3,null,988.51108200505905,10,0,49.000000581145287,null,0,1,50,100,100,100,100,100,100,100,100,100,100,100,100,100,100,100,100,100,100,100,100,100,100,100,100,100,100,100,100,100]
["Compressed Air-O&M",2.7082919082716237E-2,2.8265930946593198E-2,null,1752.7670428808299,10,0,109.00000110268593,null,0,1,50,100,100,100,100,100,100,100,100,100,100,100,100,100,100,100,100,100,100,100,100,100,100,100,100,100,100,100,100,100]
["Compressed Air - System Optimization",1.987036043296685E-2,2.0738319756698417E-2,null,1928.9711417755261,10,0,173.00000414252281,null,0,1,50,100,100,100,100,100,100,100,100,100,100,100,100,100,100,100,100,100,100,100,100,100,100,100,100,100,100,100,100,100]
["Comp Air - ASD (100+ hp)",5.1001270739824524E-4,5.886369529976879E-3,null,497.09297438379929,6,0,62.000001780688763,null,0,1,50,100,100,100,100,100,100,100,100,100,100,100,100,100,100,100,100,100,100,100,100,100,100,100,100,100,100,100,100,100]
["Compressed Air - Controls",5.0546003245398605E-3,5.2753908579688475E-3,null,981.37909396652014,10,0,186.00000068545341,null,0,1,50,100,100,100,100,100,100,100,100,100,100,100,100,100,100,100,100,100,100,100,100,100,100,100,100,100,100,100,100,100]
["Comp Air - Motor practices-1 (100+ HP)",1.3188463214393576E-3,1.3764549876295891E-3,null,107.95170072597227,6,0,23.000000510364771,null,0,1,50,100,100,100,100,100,100,100,100,100,100,100,100,100,100,100,100,100,100,100,100,100,100,100,100,100,100,100,100,100]
["Comp Air - Motor practices-1 (6-100 HP)",1.2590627199683892E-3,1.3140599723154734E-3,null,171.18635259749212,10,0,57.000000961124897,null,0,1,50,100,100,100,100,100,100,100,100,100,100,100,100,100,100,100,100,100,100,100,100,100,100,100,100,100,100,100,100,100]
["Comp Air - Motor practices-1 (1-5 HP)",3.3567060729257077E-4,3.5033307072825413E-4,null,339.43925593452161,15,0,228.00000384449959,null,0,1,50,100,100,100,100,100,100,100,100,100,100,100,100,100,100,100,100,100,100,100,100,100,100,100,100,100,100,100,100,100]
["Comp Air - Replace 100+ HP motor",1.0352791151973324E-3,1.0805012521450479E-3,null,223.00220274828698,6,0,96.000004559755325,null,0,1,50,100,100,100,100,100,100,100,100,100,100,100,100,100,100,100,100,100,100,100,100,100,100,100,100,100,100,100,100,100]
["Comp Air - Replace 1-5 HP motor",1.8151126084702869E-4,1.8943987350334823E-4,null,210.97600940726321,15,0,577.00000703334808,null,0,1,50,100,100,100,100,100,100,100,100,100,100,100,100,100,100,100,100,100,100,100,100,100,100,100,100,100,100,100,100,100]
["Comp Air - Replace 6-100 HP motor",1.1316732034448893E-3,1.1811059407956183E-3,null,248.17104916373452,10,0,320.99999487400055,null,0,1,50,100,100,100,100,100,100,100,100,100,100,100,100,100,100,100,100,100,100,100,100,100,100,100,100,100,100,100,100,100]
["Comp Air - ASD (1-5 hp)",3.2721081640341271E-5,3.7765407638204549E-4,null,450.58010288923424,15,0,828.00000905990601,null,0,1,50,100,100,100,100,100,100,100,100,100,100,100,100,100,100,100,100,100,100,100,100,100,100,100,100,100,100,100,100,100]
["Base Fans",0,0,null,0,15,0,0,null,0,1,50,100,100,100,100,100,100,100,100,100,100,100,100,100,100,100,100,100,100,100,100,100,100,100,100,100,100,100,100,100]
["Fans - ASD (6-100 hp)",7.6654600216062032E-4,8.8471776584980663E-3,null,685.7126666930435,10,0,27.9999990016222,null,0,1,50,100,100,100,100,100,100,100,100,100,100,100,100,100,100,100,100,100,100,100,100,100,100,100,100,100,100,100,100,100]
["Fans - O&M",4.0959675769199717E-3,4.274883971521027E-3,null,210.06739865001566,10,0,10.999999940395355,null,0,1,50,100,100,100,100,100,100,100,100,100,100,100,100,100,100,100,100,100,100,100,100,100,100,100,100,100,100,100,100,100]
["Fans- Improve components",4.1813002324196458E-3,4.3639440518054478E-3,null,536.10950666972417,10,0,54.000001400709152,null,0,1,50,100,100,100,100,100,100,100,100,100,100,100,100,100,100,100,100,100,100,100,100,100,100,100,100,100,100,100,100,100]
["Fans - ASD (100+ hp)",1.2565959633868205E-3,1.4503144888498461E-2,null,656.81923681145668,6,0,62.000001780688763,null,0,1,50,100,100,100,100,100,100,100,100,100,100,100,100,100,100,100,100,100,100,100,100,100,100,100,100,100,100,100,100,100]
["Fans - Motor practices-1 (100+ HP)",3.4096970196203949E-3,3.5586363571459088E-3,null,147.44608587711761,6,0,23.000000510364771,null,0,1,50,100,100,100,100,100,100,100,100,100,100,100,100,100,100,100,100,100,100,100,100,100,100,100,100,100,100,100,100,100]
["Fans - Motor practices-1 (6-100 HP)",3.2551346840062941E-3,3.3973225677397865E-3,null,233.81528476473238,10,0,57.000000961124897,null,0,1,50,100,100,100,100,100,100,100,100,100,100,100,100,100,100,100,100,100,100,100,100,100,100,100,100,100,100,100,100,100]
["Optimize drying process",4.1851393833389157E-2,4.3679509010836309E-2,null,2146.4069886677084,10,0,540.99999368190765,null,0,1,50,100,100,100,100,100,100,100,100,100,100,100,100,100,100,100,100,100,100,100,100,100,100,100,100,100,100,100,100,100]
["Fans - System Optimization",6.1239269340578641E-3,1.3534601360151072E-2,null,2216.9634844149787,10,0,649.99997615814209,null,0,1,50,100,100,100,100,100,100,100,100,100,100,100,100,100,100,100,100,100,100,100,100,100,100,100,100,100,100,100,100,100]
["Fans - Controls",3.1146097939028505E-2,3.2506593949920448E-2,null,3194.7419745301208,10,0,1000.0000149011612,null,0,1,50,100,100,100,100,100,100,100,100,100,100,100,100,100,100,100,100,100,100,100,100,100,100,100,100,100,100,100,100,100]
["Fans - Motor practices-1 (1-5 HP)",6.6976569767886326E-4,6.9902180422897213E-4,null,357.81110520647474,15,0,228.00000384449959,null,0,1,50,100,100,100,100,100,100,100,100,100,100,100,100,100,100,100,100,100,100,100,100,100,100,100,100,100,100,100,100,100]
["Fans - Replace 100+ HP motor",2.0656990031841936E-3,2.1559310206599337E-3,null,235.07199958108234,6,0,96.000004559755325,null,0,1,50,100,100,100,100,100,100,100,100,100,100,100,100,100,100,100,100,100,100,100,100,100,100,100,100,100,100,100,100,100]
["Fans - Replace 1-5 HP motor",3.6217057322454041E-4,3.7799058448563007E-4,null,222.39489917049048,15,0,577.00000703334808,null,0,1,50,100,100,100,100,100,100,100,100,100,100,100,100,100,100,100,100,100,100,100,100,100,100,100,100,100,100,100,100,100]
["Fans - Replace 6-100 HP motor",2.2580347405547685E-3,2.3566681957951012E-3,null,261.60308753049975,10,0,320.99999487400055,null,0,1,50,100,100,100,100,100,100,100,100,100,100,100,100,100,100,100,100,100,100,100,100,100,100,100,100,100,100,100,100,100]
["Fans - ASD (1-5 hp)",6.2239388968008124E-5,7.1834296963817689E-4,null,476.20176582802367,15,0,828.00000905990601,null,0,1,50,100,100,100,100,100,100,100,100,100,100,100,100,100,100,100,100,100,100,100,100,100,100,100,100,100,100,100,100,100]
["Base Pumps",0,0,null,0,15,0,0,null,0,1,50,100,100,100,100,100,100,100,100,100,100,100,100,100,100,100,100,100,100,100,100,100,100,100,100,100,100,100,100,100]
["Pumps - ASD (6-100 hp)",1.0193544278155494E-3,1.1764994787581071E-2,null,685.12462251256841,10,0,27.9999990016222,null,0,1,50,100,100,100,100,100,100,100,100,100,100,100,100,100,100,100,100,100,100,100,100,100,100,100,100,100,100,100,100,100]
["Pumps - O&M",2.2620635639458653E-2,2.3608730026484889E-2,null,1105.8800658258638,10,0,54.000001400709152,null,0,1,50,100,100,100,100,100,100,100,100,100,100,100,100,100,100,100,100,100,100,100,100,100,100,100,100,100,100,100,100,100]
["Pumps - Controls",6.6386647841905067E-2,6.9286490054634484E-2,null,3709.1629408276426,10,0,292.00000688433647,null,0,1,50,100,100,100,100,100,100,100,100,100,100,100,100,100,100,100,100,100,100,100,100,100,100,100,100,100,100,100,100,100]
["Pumps - Sizing",2.1075126431840629E-2,2.1995711267080408E-2,null,2060.6460912245238,10,0,217.00000390410423,null,0,1,50,100,100,100,100,100,100,100,100,100,100,100,100,100,100,100,100,100,100,100,100,100,100,100,100,100,100,100,100,100]
["Pumps - ASD (100+ hp)",1.3594440614992241E-3,1.5690177882310117E-2,null,530.84785183809993,6,0,62.000001780688763,null,0,1,50,100,100,100,100,100,100,100,100,100,100,100,100,100,100,100,100,100,100,100,100,100,100,100,100,100,100,100,100,100]
["Pumps - System Optimization",5.2328262708607805E-2,5.4614019107734661E-2,null,3410.9729735919527,10,0,715.00003337860107,null,0,1,50,100,100,100,100,100,100,100,100,100,100,100,100,100,100,100,100,100,100,100,100,100,100,100,100,100,100,100,100,100]
["Pumps - Motor practices-1 (100+ HP)",3.1500821708806289E-3,3.2876812446347319E-3,null,103.87963282280533,6,0,23.000000510364771,null,0,1,50,100,100,100,100,100,100,100,100,100,100,100,100,100,100,100,100,100,100,100,100,100,100,100,100,100,100,100,100,100]
["Pumps - Motor practices-1 (6-100 HP)",3.0072882349660877E-3,3.1386499116449109E-3,null,164.72899762128844,10,0,57.000000961124897,null,0,1,50,100,100,100,100,100,100,100,100,100,100,100,100,100,100,100,100,100,100,100,100,100,100,100,100,100,100,100,100,100]
["Pumps - Motor practices-1 (1-5 HP)",8.017537586691569E-4,8.3677524972470814E-4,null,326.63519921405697,15,0,228.00000384449959,null,0,1,50,100,100,100,100,100,100,100,100,100,100,100,100,100,100,100,100,100,100,100,100,100,100,100,100,100,100,100,100,100]
["Pumps - Replace 100+ HP motor",2.4727780861601534E-3,2.5807917682794238E-3,null,214.5902916247,6,0,96.000004559755325,null,0,1,50,100,100,100,100,100,100,100,100,100,100,100,100,100,100,100,100,100,100,100,100,100,100,100,100,100,100,100,100,100]
["Pumps - Replace 1-5 HP motor",4.3354208698422384E-4,4.5247968491544645E-4,null,203.01774075129785,15,0,577.00000703334808,null,0,1,50,100,100,100,100,100,100,100,100,100,100,100,100,100,100,100,100,100,100,100,100,100,100,100,100,100,100,100,100,100]
["Pumps - Replace 6-100 HP motor",2.7030166619750667E-3,2.8210874197692041E-3,null,238.80973890184066,10,0,320.99999487400055,null,0,1,50,100,100,100,100,100,100,100,100,100,100,100,100,100,100,100,100,100,100,100,100,100,100,100,100,100,100,100,100,100]
["Pumps - ASD (1-5 hp)",7.5788073667347572E-5,8.7471665136917072E-4,null,434.31432161138429,15,0,828.00000905990601,null,0,1,50,100,100,100,100,100,100,100,100,100,100,100,100,100,100,100,100,100,100,100,100,100,100,100,100,100,100,100,100,100]
["Base Drives",0,0,null,0,20,0,0,null,0,1,50,100,100,100,100,100,100,100,100,100,100,100,100,100,100,100,100,100,100,100,100,100,100,100,100,100,100,100,100,100]
["Air conveying systems",2.1212206401834185E-2,9.141834151333382E-2,null,6349.1014392134693,14,0,412.00000792741776,null,0,1,50,100,100,100,100,100,100,100,100,100,100,100,100,100,100,100,100,100,100,100,100,100,100,100,100,100,100,100,100,100]
["Replace V-Belts",4.0379162082597307E-2,4.2142968548629561E-2,null,627.18732173316255,10,0,65.000001341104507,null,0,1,50,100,100,100,100,100,100,100,100,100,100,100,100,100,100,100,100,100,100,100,100,100,100,100,100,100,100,100,100,100]
["Drives - EE motor",2.6094535137308583E-2,2.7234373297128332E-2,null,354.64805769786494,10,0,68.000000901520252,null,0,1,50,100,100,100,100,100,100,100,100,100,100,100,100,100,100,100,100,100,100,100,100,100,100,100,100,100,100,100,100,100]
["Base Heating",0,0,null,0,20,0,0,null,0,1,50,100,100,100,100,100,100,100,100,100,100,100,100,100,100,100,100,100,100,100,100,100,100,100,100,100,100,100,100,100]
["Heat Pumps - Drying",1.2626313473320284E-2,1.3177844812698689E-2,null,2834.2917482528483,15,0,1905.9999287128448,null,0,1,50,100,100,100,100,100,100,100,100,100,100,100,100,100,100,100,100,100,100,100,100,100,100,100,100,100,100,100,100,100]
["Base Refrigeration",0,0,null,0,20,0,0,null,0,1,50,100,100,100,100,100,100,100,100,100,100,100,100,100,100,100,100,100,100,100,100,100,100,100,100,100,100,100,100,100]
["Base Other Process",0,0,null,0,15,0,0,null,0,1,50,100,100,100,100,100,100,100,100,100,100,100,100,100,100,100,100,100,100,100,100,100,100,100,100,100,100,100,100,100]
["Base Centrifugal Chiller, 0.58 kW/ton, 500 tons",0,0,null,0,20,0,999.93617162533121,null,0,1,50,100,100,100,100,100,100,100,100,100,100,100,100,100,100,100,100,100,100,100,100,100,100,100,100,100,100,100,100,100]
["Aerosole Duct Sealing - Chiller",1.6884667281574009E-3,1.4097766829844027E-3,null,1099.8977731750892,10,0,89.176129665767405,null,0,1,50,100,100,100,100,100,100,100,100,100,100,100,100,100,100,100,100,100,100,100,100,100,100,100,100,100,100,100,100,100]
["Centrifugal Chiller, 0.51 kW/ton, 500 tons",3.8300817839172227E-3,3.1979072509070211E-3,null,1216.3049754202516,20,0,1159.0169262020884,null,0,1,50,100,100,100,100,100,100,100,100,100,100,100,100,100,100,100,100,100,100,100,100,100,100,100,100,100,100,100,100,100]
["VSD for Chiller Pumps and Towers",1.3433762828113866E-3,1.1216451757083158E-3,null,921.44100869282249,15,0,190.89690549210866,null,0,1,50,100,100,100,100,100,100,100,100,100,100,100,100,100,100,100,100,100,100,100,100,100,100,100,100,100,100,100,100,100]
["High Efficiency Chiller Motors",7.5731979884700992E-4,6.3232030348745198E-4,null,267.22140132005023,20,0,88.591616639307389,null,0,1,50,100,100,100,100,100,100,100,100,100,100,100,100,100,100,100,100,100,100,100,100,100,100,100,100,100,100,100,100,100]
["EMS Optimization - Chiller",4.9624997446729661E-4,4.1434138515661779E-4,null,420.24607448768131,5,0,72.504127155548744,null,0,1,50,100,100,100,100,100,100,100,100,100,100,100,100,100,100,100,100,100,100,100,100,100,100,100,100,100,100,100,100,100]
["EMS - Chiller ",1.5776296927087137E-4,1.3172338655389004E-4,null,885.5929206125013,10,0,272.70986498872668,null,0,1,50,100,100,100,100,100,100,100,100,100,100,100,100,100,100,100,100,100,100,100,100,100,100,100,100,100,100,100,100,100]
["Chiller Tune Up/Diagnostics",7.8596959518698994E-4,6.5624130481889799E-4,null,665.59325750811013,10,0,241.68043285512672,null,0,1,50,100,100,100,100,100,100,100,100,100,100,100,100,100,100,100,100,100,100,100,100,100,100,100,100,100,100,100,100,100]
["Window Film (Standard) - Chiller",5.5963298785764802E-4,4.6726270891436712E-4,null,431.00948973226252,10,0,315.33253321199413,null,0,1,50,100,100,100,100,100,100,100,100,100,100,100,100,100,100,100,100,100,100,100,100,100,100,100,100,100,100,100,100,100]
["Roof Insulation - Chiller",3.3673310690838848E-4,2.811535901725428E-4,null,356.45031135819403,20,0,356.72030182391484,null,0,1,50,100,100,100,100,100,100,100,100,100,100,100,100,100,100,100,100,100,100,100,100,100,100,100,100,100,100,100,100,100]
["Cool Roof - Chiller",2.0782061353686646E-3,1.7351876132466794E-3,null,1947.3582287337779,15,0,3224.016905502197,null,0,1,50,100,100,100,100,100,100,100,100,100,100,100,100,100,100,100,100,100,100,100,100,100,100,100,100,100,100,100,100,100]
["Duct/Pipe Insulation - Chiller",1.00270733276407E-3,8.3720537338091488E-4,null,707.61350484442755,10,0,7433.123061787006,null,0,1,50,100,100,100,100,100,100,100,100,100,100,100,100,100,100,100,100,100,100,100,100,100,100,100,100,100,100,100,100,100]
["Base DX Packaged System, EER=10.3, 10 tons",0,0,null,0,15,0,0,null,0,1,50,100,100,100,100,100,100,100,100,100,100,100,100,100,100,100,100,100,100,100,100,100,100,100,100,100,100,100,100,100]
["Aerosole Duct Sealing",0,2.0567547268101382E-3,null,1099.8391275573249,10,0,51.447767114865805,null,0,1,50,100,100,100,100,100,100,100,100,100,100,100,100,100,100,100,100,100,100,100,100,100,100,100,100,100,100,100,100,100]
["DX Coil Cleaning",0,7.04282339568425E-4,null,499.95926598912934,5,0,25.952015568254659,null,0,1,50,100,100,100,100,100,100,100,100,100,100,100,100,100,100,100,100,100,100,100,100,100,100,100,100,100,100,100,100,100]
["DX Packaged System, EER=10.9, 10 tons",0,2.0426981509436021E-3,null,543.78007093483279,15,0,346.13175171646077,null,0,1,50,100,100,100,100,100,100,100,100,100,100,100,100,100,100,100,100,100,100,100,100,100,100,100,100,100,100,100,100,100]
["Hybrid Dessicant-DX System (Trane CDQ)",0,6.4005309282561176E-3,null,3407.7292923381096,15,0,947.31722215749335,null,0,1,50,100,100,100,100,100,100,100,100,100,100,100,100,100,100,100,100,100,100,100,100,100,100,100,100,100,100,100,100,100]
["Optimize Controls",0,3.7482474745427301E-4,null,394.79744709592813,5,0,55.772405504268256,null,0,1,50,100,100,100,100,100,100,100,100,100,100,100,100,100,100,100,100,100,100,100,100,100,100,100,100,100,100,100,100,100]
["Roof Insulation",0,4.0867296103484459E-4,null,355.12065389981524,20,0,205.80017412918161,null,0,1,50,100,100,100,100,100,100,100,100,100,100,100,100,100,100,100,100,100,100,100,100,100,100,100,100,100,100,100,100,100]
["DX Tune Up/ Advanced Diagnostics",0,3.5702469589103046E-4,null,384.0096568482121,10,0,174.28877109649591,null,0,1,50,100,100,100,100,100,100,100,100,100,100,100,100,100,100,100,100,100,100,100,100,100,100,100,100,100,100,100,100,100]
["Window Film (Standard)",0,6.1808515298335958E-4,null,390.76772257978007,10,0,190.98912408163847,null,0,1,50,100,100,100,100,100,100,100,100,100,100,100,100,100,100,100,100,100,100,100,100,100,100,100,100,100,100,100,100,100]
["Cool Roof - DX",0,2.4332679891062659E-3,null,1871.6904155438399,15,0,1860.009753174344,null,0,1,50,100,100,100,100,100,100,100,100,100,100,100,100,100,100,100,100,100,100,100,100,100,100,100,100,100,100,100,100,100]
["Geothermal Heat Pump, EER=13, 10 tons",0,9.801727995151627E-4,null,1054.2570996507504,15,0,2760.5132649974266,null,0,1,50,100,100,100,100,100,100,100,100,100,100,100,100,100,100,100,100,100,100,100,100,100,100,100,100,100,100,100,100,100]
["Duct/Pipe Insulation",0,1.1247067295149672E-3,null,651.55046914040611,10,0,4288.3402279540414,null,0,1,50,100,100,100,100,100,100,100,100,100,100,100,100,100,100,100,100,100,100,100,100,100,100,100,100,100,100,100,100,100]
["Base Lighting",0,0,null,0,10,0,0,null,0,1,50,100,100,100,100,100,100,100,100,100,100,100,100,100,100,100,100,100,100,100,100,100,100,100,100,100,100,100,100,100]
["CFL Screw-in 18W",1.0527864310434759E-2,1.0987733069134387E-2,null,11158.119425629397,2,0,190.16543641520647,null,0,1,50,100,100,100,100,100,100,100,100,100,100,100,100,100,100,100,100,100,100,100,100,100,100,100,100,100,100,100,100,100]
["Premium T8, Elecctronic Ballast",7.7391489009071945E-2,8.0772034857221092E-2,null,3756.3879350486995,15,0,275.1235949923485,null,0,1,50,100,100,100,100,100,100,100,100,100,100,100,100,100,100,100,100,100,100,100,100,100,100,100,100,100,100,100,100,100]
["High Bay T5",8.8003911960810432E-3,9.1848020182647688E-3,null,4227.1802212018965,10,0,404.42277589796061,null,0,1,50,100,100,100,100,100,100,100,100,100,100,100,100,100,100,100,100,100,100,100,100,100,100,100,100,100,100,100,100,100]
["CFL Hardwired, Modular 18W",8.2049572297758708E-3,8.5633588376595061E-3,null,8696.1505156633011,5,0,1374.0772475661408,null,0,1,50,100,100,100,100,100,100,100,100,100,100,100,100,100,100,100,100,100,100,100,100,100,100,100,100,100,100,100,100,100]
["Occupancy Sensor",1.2425546861691577E-2,1.2968308493391806E-2,null,1642.5384993259772,9,0,411.51761990594633,null,0,1,50,100,100,100,100,100,100,100,100,100,100,100,100,100,100,100,100,100,100,100,100,100,100,100,100,100,100,100,100,100]
["Base Other",0,0,null,0,15,0,0,null,0,1,50,100,100,100,100,100,100,100,100,100,100,100,100,100,100,100,100,100,100,100,100,100,100,100,100,100,100,100,100,100]
["Replace V-belts",1.0564973125599939E-4,1.1026462838394685E-4,null,6.3713379843388651,5,0,0.99999997473787516,null,0,1,50,100,100,100,100,100,100,100,100,100,100,100,100,100,100,100,100,100,100,100,100,100,100,100,100,100,100,100,100,100]
["Base Compressed Air",0,0,null,0,15,0,0,null,0,1,50,100,100,100,100,100,100,100,100,100,100,100,100,100,100,100,100,100,100,100,100,100,100,100,100,100,100,100,100,100]
["Comp Air - ASD (6-100 hp)",5.4180593224219102E-4,9.702539438081444E-3,null,684.22940641957518,10,0,27.9999990016222,null,0,1,50,100,100,100,100,100,100,100,100,100,100,100,100,100,100,100,100,100,100,100,100,100,100,100,100,100,100,100,100,100]
["Compressed Air- Sizing",1.0511694519264567E-2,1.7022199977948023E-2,null,988.50953434928567,10,0,49.000000581145287,null,0,1,50,100,100,100,100,100,100,100,100,100,100,100,100,100,100,100,100,100,100,100,100,100,100,100,100,100,100,100,100,100]
["Compressed Air-O&M",3.4947543920353534E-2,5.659259601391075E-2,null,1752.7642977852606,10,0,109.00000110268593,null,0,1,50,100,100,100,100,100,100,100,100,100,100,100,100,100,100,100,100,100,100,100,100,100,100,100,100,100,100,100,100,100]
["Compressed Air - System Optimization",2.5640526091131842E-2,4.1521199256994407E-2,null,1928.9681191069262,10,0,173.00000414252281,null,0,1,50,100,100,100,100,100,100,100,100,100,100,100,100,100,100,100,100,100,100,100,100,100,100,100,100,100,100,100,100,100]
["Comp Air - ASD (100+ hp)",6.5816337214317589E-4,1.1786242443844849E-2,null,497.12828082894902,6,0,62.000001780688763,null,0,1,50,100,100,100,100,100,100,100,100,100,100,100,100,100,100,100,100,100,100,100,100,100,100,100,100,100,100,100,100,100]
["Compressed Air - Controls",6.5223912580977435E-3,1.0562088550640973E-2,null,981.37493376657005,10,0,186.00000068545341,null,0,1,50,100,100,100,100,100,100,100,100,100,100,100,100,100,100,100,100,100,100,100,100,100,100,100,100,100,100,100,100,100]
["Comp Air - Motor practices-1 (100+ HP)",1.7018223310713754E-3,2.7558601511244608E-3,null,107.95124296859362,6,0,23.000000510364771,null,0,1,50,100,100,100,100,100,100,100,100,100,100,100,100,100,100,100,100,100,100,100,100,100,100,100,100,100,100,100,100,100]
["Comp Air - Motor practices-1 (6-100 HP)",1.624678340495586E-3,2.6309363881411069E-3,null,171.18562668635872,10,0,57.000000961124897,null,0,1,50,100,100,100,100,100,100,100,100,100,100,100,100,100,100,100,100,100,100,100,100,100,100,100,100,100,100,100,100,100]
["Comp Air - Motor practices-1 (1-5 HP)",4.3314503441066612E-4,7.0141701527579969E-4,null,339.43781652448934,15,0,228.00000384449959,null,0,1,50,100,100,100,100,100,100,100,100,100,100,100,100,100,100,100,100,100,100,100,100,100,100,100,100,100,100,100,100,100]
["Comp Air - Replace 100+ HP motor",1.3359108551832138E-3,2.1633183582309042E-3,null,223.00125713116239,6,0,96.000004559755325,null,0,1,50,100,100,100,100,100,100,100,100,100,100,100,100,100,100,100,100,100,100,100,100,100,100,100,100,100,100,100,100,100]
["Comp Air - Replace 1-5 HP motor",2.3421979647105751E-4,3.7928577614368913E-4,null,210.97511474131414,15,0,577.00000703334808,null,0,1,50,100,100,100,100,100,100,100,100,100,100,100,100,100,100,100,100,100,100,100,100,100,100,100,100,100,100,100,100,100]
["Comp Air - Replace 6-100 HP motor",1.4602965467042214E-3,2.3647433626947977E-3,null,248.16999678725304,10,0,320.99999487400055,null,0,1,50,100,100,100,100,100,100,100,100,100,100,100,100,100,100,100,100,100,100,100,100,100,100,100,100,100,100,100,100,100]
["Comp Air - ASD (1-5 hp)",4.2225951284171942E-5,7.5617289007837206E-4,null,450.61114958953823,15,0,828.00000905990601,null,0,1,50,100,100,100,100,100,100,100,100,100,100,100,100,100,100,100,100,100,100,100,100,100,100,100,100,100,100,100,100,100]
["Base Fans",0,0,null,0,15,0,0,null,0,1,50,100,100,100,100,100,100,100,100,100,100,100,100,100,100,100,100,100,100,100,100,100,100,100,100,100,100,100,100,100]
["Fans - ASD (6-100 hp)",2.1220945210523629E-3,3.8001993991906624E-2,null,685.76258347537782,10,0,27.9999990016222,null,0,1,50,100,100,100,100,100,100,100,100,100,100,100,100,100,100,100,100,100,100,100,100,100,100,100,100,100,100,100,100,100]
["Fans - O&M",1.1338373025032225E-2,1.8360888694297139E-2,null,210.06708092677013,10,0,10.999999940395355,null,0,1,50,100,100,100,100,100,100,100,100,100,100,100,100,100,100,100,100,100,100,100,100,100,100,100,100,100,100,100,100,100]
["Fans- Improve components",1.1574589125470167E-2,1.8743407201879021E-2,null,536.10869591833364,10,0,54.000001400709152,null,0,1,50,100,100,100,100,100,100,100,100,100,100,100,100,100,100,100,100,100,100,100,100,100,100,100,100,100,100,100,100,100]
["Fans - ASD (100+ hp)",3.4787357917051066E-3,6.229642239981352E-2,null,656.86596757050017,6,0,62.000001780688763,null,0,1,50,100,100,100,100,100,100,100,100,100,100,100,100,100,100,100,100,100,100,100,100,100,100,100,100,100,100,100,100,100]
["Fans - Motor practices-1 (100+ HP)",9.438628145439304E-3,1.5284521017492165E-2,null,147.44547440000309,6,0,23.000000510364771,null,0,1,50,100,100,100,100,100,100,100,100,100,100,100,100,100,100,100,100,100,100,100,100,100,100,100,100,100,100,100,100,100]
["Fans - Motor practices-1 (6-100 HP)",9.0107730001599516E-3,1.4591670228193479E-2,null,233.81431508459062,10,0,57.000000961124897,null,0,1,50,100,100,100,100,100,100,100,100,100,100,100,100,100,100,100,100,100,100,100,100,100,100,100,100,100,100,100,100,100]
["Fans - System Optimization",1.9072069191913468E-2,6.5401606697413656E-2,null,2494.2010951633315,10,0,649.99997615814209,null,0,1,50,100,100,100,100,100,100,100,100,100,100,100,100,100,100,100,100,100,100,100,100,100,100,100,100,100,100,100,100,100]
["Fans - Controls",9.6994779127151001E-2,0.15706930258422094,null,3594.0624058484827,10,0,1000.0000149011612,null,0,1,50,100,100,100,100,100,100,100,100,100,100,100,100,100,100,100,100,100,100,100,100,100,100,100,100,100,100,100,100,100]
["Fans - Motor practices-1 (1-5 HP)",2.0857757457907683E-3,3.3776183077748102E-3,null,402.53499243490307,15,0,228.00000384449959,null,0,1,50,100,100,100,100,100,100,100,100,100,100,100,100,100,100,100,100,100,100,100,100,100,100,100,100,100,100,100,100,100]
["Fans - Replace 100+ HP motor",6.4329733436074297E-3,1.0417288906846563E-2,null,264.45435653392963,6,0,96.000004559755325,null,0,1,50,100,100,100,100,100,100,100,100,100,100,100,100,100,100,100,100,100,100,100,100,100,100,100,100,100,100,100,100,100]
["Fans - Replace 1-5 HP motor",1.1278669541440601E-3,1.8264207361405064E-3,null,250.19270712348774,15,0,577.00000703334808,null,0,1,50,100,100,100,100,100,100,100,100,100,100,100,100,100,100,100,100,100,100,100,100,100,100,100,100,100,100,100,100,100]
["Fans - Replace 6-100 HP motor",7.0319428293154325E-3,1.1387235127003998E-2,null,294.30164500283126,10,0,320.99999487400055,null,0,1,50,100,100,100,100,100,100,100,100,100,100,100,100,100,100,100,100,100,100,100,100,100,100,100,100,100,100,100,100,100]
["Fans - ASD (1-5 hp)",1.9383932102133211E-4,3.4712312009527861E-3,null,535.76294535206625,15,0,828.00000905990601,null,0,1,50,100,100,100,100,100,100,100,100,100,100,100,100,100,100,100,100,100,100,100,100,100,100,100,100,100,100,100,100,100]
["Base Pumps",0,0,null,0,15,0,0,null,0,1,50,100,100,100,100,100,100,100,100,100,100,100,100,100,100,100,100,100,100,100,100,100,100,100,100,100,100,100,100,100]
["Pumps - ASD (6-100 hp)",3.5813174383794162E-3,6.4133431581979358E-2,null,685.17445371458427,10,0,27.9999990016222,null,0,1,50,100,100,100,100,100,100,100,100,100,100,100,100,100,100,100,100,100,100,100,100,100,100,100,100,100,100,100,100,100]
["Pumps - O&M",7.9467610801486913E-2,0.1286865367285514,null,1105.8783709911356,10,0,54.000001400709152,null,0,1,50,100,100,100,100,100,100,100,100,100,100,100,100,100,100,100,100,100,100,100,100,100,100,100,100,100,100,100,100,100]
["Pumps - Controls",0.23322016160656969,0.37766700910883522,null,3709.1572607618095,10,0,292.00000688433647,null,0,1,50,100,100,100,100,100,100,100,100,100,100,100,100,100,100,100,100,100,100,100,100,100,100,100,100,100,100,100,100,100]
["Pumps - Sizing",7.4038146846261033E-2,0.11989428909906251,null,2060.64293112015,10,0,217.00000390410423,null,0,1,50,100,100,100,100,100,100,100,100,100,100,100,100,100,100,100,100,100,100,100,100,100,100,100,100,100,100,100,100,100]
["Pumps - ASD (100+ hp)",4.7761527537081008E-3,8.5530275136300057E-2,null,530.88556061345218,6,0,62.000001780688763,null,0,1,50,100,100,100,100,100,100,100,100,100,100,100,100,100,100,100,100,100,100,100,100,100,100,100,100,100,100,100,100,100]
["Pumps - System Optimization",0.18383174178052708,0.29768946054775236,null,3410.9585878042371,10,0,715.00003337860107,null,0,1,50,100,100,100,100,100,100,100,100,100,100,100,100,100,100,100,100,100,100,100,100,100,100,100,100,100,100,100,100,100]
["Pumps - Motor practices-1 (100+ HP)",1.1066392416394783E-2,1.7920454632798698E-2,null,103.87919423962556,6,0,23.000000510364771,null,0,1,50,100,100,100,100,100,100,100,100,100,100,100,100,100,100,100,100,100,100,100,100,100,100,100,100,100,100,100,100,100]
["Pumps - Motor practices-1 (6-100 HP)",1.0564750349128533E-2,1.7108116377467175E-2,null,164.72830211651802,10,0,57.000000961124897,null,0,1,50,100,100,100,100,100,100,100,100,100,100,100,100,100,100,100,100,100,100,100,100,100,100,100,100,100,100,100,100,100]
["Pumps - Motor practices-1 (1-5 HP)",2.8166000859699471E-3,4.5610847835635534E-3,null,326.63382009672557,15,0,228.00000384449959,null,0,1,50,100,100,100,100,100,100,100,100,100,100,100,100,100,100,100,100,100,100,100,100,100,100,100,100,100,100,100,100,100]
["Pumps - Replace 100+ HP motor",8.6869901086982435E-3,1.4067349709004244E-2,null,214.58938561687458,6,0,96.000004559755325,null,0,1,50,100,100,100,100,100,100,100,100,100,100,100,100,100,100,100,100,100,100,100,100,100,100,100,100,100,100,100,100,100]
["Pumps - Replace 1-5 HP motor",1.5230545116922186E-3,2.4663709954496249E-3,null,203.01688356025861,15,0,577.00000703334808,null,0,1,50,100,100,100,100,100,100,100,100,100,100,100,100,100,100,100,100,100,100,100,100,100,100,100,100,100,100,100,100,100]
["Pumps - Replace 6-100 HP motor",9.4958294617989401E-3,1.5377150445058874E-2,null,238.8087306063735,10,0,320.99999487400055,null,0,1,50,100,100,100,100,100,100,100,100,100,100,100,100,100,100,100,100,100,100,100,100,100,100,100,100,100,100,100,100,100]
["Pumps - ASD (1-5 hp)",2.6626670923243003E-4,4.7682446677623138E-3,null,434.34430905384909,15,0,828.00000905990601,null,0,1,50,100,100,100,100,100,100,100,100,100,100,100,100,100,100,100,100,100,100,100,100,100,100,100,100,100,100,100,100,100]
["Base Drives",0,0,null,0,20,0,0,null,0,1,50,100,100,100,100,100,100,100,100,100,100,100,100,100,100,100,100,100,100,100,100,100,100,100,100,100,100,100,100,100]
["High Consistency forming",2.0441782333409774E-2,3.3102570298944617E-2,null,866.0305283841185,20,0,82.000000402331352,null,0,1,50,100,100,100,100,100,100,100,100,100,100,100,100,100,100,100,100,100,100,100,100,100,100,100,100,100,100,100,100,100]
["Gap Forming papermachine",2.1136606730041856E-2,3.422773996662782E-2,null,895.46725408322652,20,0,86.000002920627594,null,0,1,50,100,100,100,100,100,100,100,100,100,100,100,100,100,100,100,100,100,100,100,100,100,100,100,100,100,100,100,100,100]
["Drives - EE motor",4.2608206342123374E-2,6.8997953443955345E-2,null,328.20485780386434,10,0,60.248000798746951,null,0,1,50,100,100,100,100,100,100,100,100,100,100,100,100,100,100,100,100,100,100,100,100,100,100,100,100,100,100,100,100,100]
["Optimization control PM",6.2090912023530315E-2,0.10054743498688129,null,526.10505748028174,10,0,135.00000350177288,null,0,1,50,100,100,100,100,100,100,100,100,100,100,100,100,100,100,100,100,100,100,100,100,100,100,100,100,100,100,100,100,100]
["Base Heating",0,0,null,0,20,0,0,null,0,1,50,100,100,100,100,100,100,100,100,100,100,100,100,100,100,100,100,100,100,100,100,100,100,100,100,100,100,100,100,100]
["Base Refrigeration",0,0,null,0,20,0,0,null,0,1,50,100,100,100,100,100,100,100,100,100,100,100,100,100,100,100,100,100,100,100,100,100,100,100,100,100,100,100,100,100]
["Base Other Process",0,0,null,0,15,0,0,null,0,1,50,100,100,100,100,100,100,100,100,100,100,100,100,100,100,100,100,100,100,100,100,100,100,100,100,100,100,100,100,100]
["Base Centrifugal Chiller, 0.58 kW/ton, 500 tons",0,0,null,0,20,0,999.93617162533121,null,0,1,50,100,100,100,100,100,100,100,100,100,100,100,100,100,100,100,100,100,100,100,100,100,100,100,100,100,100,100,100,100]
["Aerosole Duct Sealing - Chiller",9.7005958985253726E-4,1.2566992542436552E-3,null,1099.9826726830584,10,0,89.176129665767405,null,0,1,50,100,100,100,100,100,100,100,100,100,100,100,100,100,100,100,100,100,100,100,100,100,100,100,100,100,100,100,100,100]
["Centrifugal Chiller, 0.51 kW/ton, 500 tons",2.2004474297958399E-3,2.8506502826771336E-3,null,1216.3905797586124,20,0,1159.0169262020884,null,0,1,50,100,100,100,100,100,100,100,100,100,100,100,100,100,100,100,100,100,100,100,100,100,100,100,100,100,100,100,100,100]
["VSD for Chiller Pumps and Towers",7.7178702684008876E-4,9.9983979459685205E-4,null,921.49917160557413,15,0,190.89690549210866,null,0,1,50,100,100,100,100,100,100,100,100,100,100,100,100,100,100,100,100,100,100,100,100,100,100,100,100,100,100,100,100,100]
["High Efficiency Chiller Motors",4.35087115984756E-4,5.636495529848665E-4,null,267.23649325532506,20,0,88.591616639307389,null,0,1,50,100,100,100,100,100,100,100,100,100,100,100,100,100,100,100,100,100,100,100,100,100,100,100,100,100,100,100,100,100]
["EMS Optimization - Chiller",2.8509997822129452E-4,3.6934321743064012E-4,null,420.26959075311845,5,0,72.504127155548744,null,0,1,50,100,100,100,100,100,100,100,100,100,100,100,100,100,100,100,100,100,100,100,100,100,100,100,100,100,100,100,100,100]
["EMS - Chiller ",9.0636593288824472E-5,1.1741849715703141E-4,null,885.64617875805061,10,0,272.70986498872668,null,0,1,50,100,100,100,100,100,100,100,100,100,100,100,100,100,100,100,100,100,100,100,100,100,100,100,100,100,100,100,100,100]
["Chiller Tune Up/Diagnostics",4.5154608057403338E-4,5.8497192198295233E-4,null,665.6299578589352,10,0,241.68043285512672,null,0,1,50,100,100,100,100,100,100,100,100,100,100,100,100,100,100,100,100,100,100,100,100,100,100,100,100,100,100,100,100,100]
["Window Film (Standard) - Chiller",3.2151261220478706E-4,4.1651529886850151E-4,null,431.03164414212915,10,0,315.33253321199413,null,0,1,50,100,100,100,100,100,100,100,100,100,100,100,100,100,100,100,100,100,100,100,100,100,100,100,100,100,100,100,100,100]
["Roof Insulation - Chiller",1.9345495129726104E-4,2.5061830795566637E-4,null,356.4680788389818,20,0,356.72030182391484,null,0,1,50,100,100,100,100,100,100,100,100,100,100,100,100,100,100,100,100,100,100,100,100,100,100,100,100,100,100,100,100,100]
["Cool Roof - Chiller",1.1939440770229947E-3,1.5467386198733553E-3,null,1947.4612628811353,15,0,3224.016905502197,null,0,1,50,100,100,100,100,100,100,100,100,100,100,100,100,100,100,100,100,100,100,100,100,100,100,100,100,100,100,100,100,100]
["Duct/Pipe Insulation - Chiller",5.7605608914778261E-4,7.4627297663701516E-4,null,707.64315249281719,10,0,7433.123061787006,null,0,1,50,100,100,100,100,100,100,100,100,100,100,100,100,100,100,100,100,100,100,100,100,100,100,100,100,100,100,100,100,100]
["Base DX Packaged System, EER=10.3, 10 tons",0,0,null,0,15,0,0,null,0,1,50,100,100,100,100,100,100,100,100,100,100,100,100,100,100,100,100,100,100,100,100,100,100,100,100,100,100,100,100,100]
["Aerosole Duct Sealing",0,2.5074612485997136E-3,null,1099.9523247601696,10,0,51.447767114865805,null,0,1,50,100,100,100,100,100,100,100,100,100,100,100,100,100,100,100,100,100,100,100,100,100,100,100,100,100,100,100,100,100]
["DX Coil Cleaning",0,7.9620318881966714E-4,null,497.99398130203627,5,0,25.952015568254659,null,0,1,50,100,100,100,100,100,100,100,100,100,100,100,100,100,100,100,100,100,100,100,100,100,100,100,100,100,100,100,100,100]
["DX Packaged System, EER=10.9, 10 tons",0,2.3092949210171175E-3,null,541.64014971294296,15,0,346.13175171646077,null,0,1,50,100,100,100,100,100,100,100,100,100,100,100,100,100,100,100,100,100,100,100,100,100,100,100,100,100,100,100,100,100]
["Hybrid Dessicant-DX System (Trane CDQ)",0,7.2358356327428385E-3,null,3394.2993246534993,15,0,947.31722215749335,null,0,1,50,100,100,100,100,100,100,100,100,100,100,100,100,100,100,100,100,100,100,100,100,100,100,100,100,100,100,100,100,100]
["Optimize Controls",0,4.5510562516814081E-4,null,393.23417315753721,5,0,55.772405504268256,null,0,1,50,100,100,100,100,100,100,100,100,100,100,100,100,100,100,100,100,100,100,100,100,100,100,100,100,100,100,100,100,100]
["Roof Insulation",0,4.9571589040883128E-4,null,353.36687670364233,20,0,205.80017412918161,null,0,1,50,100,100,100,100,100,100,100,100,100,100,100,100,100,100,100,100,100,100,100,100,100,100,100,100,100,100,100,100,100]
["DX Tune Up/ Advanced Diagnostics",0,4.0277635889896614E-4,null,381.69829267086675,10,0,174.28877109649591,null,0,1,50,100,100,100,100,100,100,100,100,100,100,100,100,100,100,100,100,100,100,100,100,100,100,100,100,100,100,100,100,100]
["Window Film (Standard)",0,7.4891473386451835E-4,null,388.41475298475928,10,0,190.98912408163847,null,0,1,50,100,100,100,100,100,100,100,100,100,100,100,100,100,100,100,100,100,100,100,100,100,100,100,100,100,100,100,100,100]
["Cool Roof - DX",0,2.9433132175585202E-3,null,1857.2635027795739,15,0,1860.009753174344,null,0,1,50,100,100,100,100,100,100,100,100,100,100,100,100,100,100,100,100,100,100,100,100,100,100,100,100,100,100,100,100,100]
["Geothermal Heat Pump, EER=13, 10 tons",0,1.0957552015080018E-3,null,1038.4122115412952,15,0,2760.5132649974266,null,0,1,50,100,100,100,100,100,100,100,100,100,100,100,100,100,100,100,100,100,100,100,100,100,100,100,100,100,100,100,100,100]
["Duct/Pipe Insulation",0,1.3504219895105801E-3,null,641.75792343704063,10,0,4288.3402279540414,null,0,1,50,100,100,100,100,100,100,100,100,100,100,100,100,100,100,100,100,100,100,100,100,100,100,100,100,100,100,100,100,100]
["Base Lighting",0,0,null,0,10,0,0,null,0,1,50,100,100,100,100,100,100,100,100,100,100,100,100,100,100,100,100,100,100,100,100,100,100,100,100,100,100,100,100,100]
["CFL Screw-in 18W",1.329792406773744E-2,2.1534103978930273E-2,null,11158.119575438317,2,0,190.16543641520647,null,0,1,50,100,100,100,100,100,100,100,100,100,100,100,100,100,100,100,100,100,100,100,100,100,100,100,100,100,100,100,100,100]
["Premium T8, Elecctronic Ballast",4.5302548633061795E-2,7.3361059049939517E-2,null,3669.053745760219,15,0,275.1235949923485,null,0,1,50,100,100,100,100,100,100,100,100,100,100,100,100,100,100,100,100,100,100,100,100,100,100,100,100,100,100,100,100,100]
["High Bay T5",4.6220332940246495E-3,7.4847280703821215E-3,null,4199.3541091449706,10,0,404.42277589796061,null,0,1,50,100,100,100,100,100,100,100,100,100,100,100,100,100,100,100,100,100,100,100,100,100,100,100,100,100,100,100,100,100]
["CFL Hardwired, Modular 18W",1.0344925486282139E-2,1.6752141156855627E-2,null,8680.295885805519,5,0,1374.0772475661408,null,0,1,50,100,100,100,100,100,100,100,100,100,100,100,100,100,100,100,100,100,100,100,100,100,100,100,100,100,100,100,100,100]
["Occupancy Sensor",7.8681994078063956E-3,1.2741434175107966E-2,null,1601.4252399377426,9,0,411.51761990594633,null,0,1,50,100,100,100,100,100,100,100,100,100,100,100,100,100,100,100,100,100,100,100,100,100,100,100,100,100,100,100,100,100]
["Base Other",0,0,null,0,15,0,0,null,0,1,50,100,100,100,100,100,100,100,100,100,100,100,100,100,100,100,100,100,100,100,100,100,100,100,100,100,100,100,100,100]
["Replace V-belts",6.7911130265020593E-5,1.0997245382094076E-4,null,6.3713380429519804,5,0,0.99999997473787516,null,0,1,50,100,100,100,100,100,100,100,100,100,100,100,100,100,100,100,100,100,100,100,100,100,100,100,100,100,100,100,100,100]
["Base Compressed Air",0,0,null,0,15,0,0,null,0,1,50,100,100,100,100,100,100,100,100,100,100,100,100,100,100,100,100,100,100,100,100,100,100,100,100,100,100,100,100,100]
["Comp Air - ASD (6-100 hp)",6.3810187987519199E-4,5.5645457871473358E-3,null,684.199414639628,10,0,27.9999990016222,null,0,1,50,100,100,100,100,100,100,100,100,100,100,100,100,100,100,100,100,100,100,100,100,100,100,100,100,100,100,100,100,100]
["Compressed Air- Sizing",1.2380508045381185E-2,9.7629138954163242E-3,null,988.51051375812074,10,0,49.000000581145287,null,0,1,50,100,100,100,100,100,100,100,100,100,100,100,100,100,100,100,100,100,100,100,100,100,100,100,100,100,100,100,100,100]
["Compressed Air-O&M",4.1160666054139212E-2,3.2458121838906666E-2,null,1752.7660307600181,10,0,109.00000110268593,null,0,1,50,100,100,100,100,100,100,100,100,100,100,100,100,100,100,100,100,100,100,100,100,100,100,100,100,100,100,100,100,100]
["Compressed Air - System Optimization",3.0199007136730974E-2,2.381407171032536E-2,null,1928.9700196658432,10,0,173.00000414252281,null,0,1,50,100,100,100,100,100,100,100,100,100,100,100,100,100,100,100,100,100,100,100,100,100,100,100,100,100,100,100,100,100]
["Comp Air - ASD (100+ hp)",7.7514043521654868E-4,6.7595858581006663E-3,null,497.10696499426723,6,0,62.000001780688763,null,0,1,50,100,100,100,100,100,100,100,100,100,100,100,100,100,100,100,100,100,100,100,100,100,100,100,100,100,100,100,100,100]
["Compressed Air - Controls",7.6819818680713215E-3,6.0577907828354089E-3,null,981.37747695040684,10,0,186.00000068545341,null,0,1,50,100,100,100,100,100,100,100,100,100,100,100,100,100,100,100,100,100,100,100,100,100,100,100,100,100,100,100,100,100]
["Comp Air - Motor practices-1 (100+ HP)",2.0043827033931305E-3,1.5805987666224586E-3,null,107.95152216164672,6,0,23.000000510364771,null,0,1,50,100,100,100,100,100,100,100,100,100,100,100,100,100,100,100,100,100,100,100,100,100,100,100,100,100,100,100,100,100]
["Comp Air - Motor practices-1 (6-100 HP)",1.9135235821652952E-3,1.5089498670854582E-3,null,171.18606936361692,10,0,57.000000961124897,null,0,1,50,100,100,100,100,100,100,100,100,100,100,100,100,100,100,100,100,100,100,100,100,100,100,100,100,100,100,100,100,100]
["Comp Air - Motor practices-1 (1-5 HP)",5.1015220484731472E-4,4.0229141091986404E-4,null,339.43869418225916,15,0,228.00000384449959,null,0,1,50,100,100,100,100,100,100,100,100,100,100,100,100,100,100,100,100,100,100,100,100,100,100,100,100,100,100,100,100,100]
["Comp Air - Replace 100+ HP motor",1.5734172495463878E-3,1.2407517585366753E-3,null,223.00183387395589,6,0,96.000004559755325,null,0,1,50,100,100,100,100,100,100,100,100,100,100,100,100,100,100,100,100,100,100,100,100,100,100,100,100,100,100,100,100,100]
["Comp Air - Replace 1-5 HP motor",2.7586082275041695E-4,2.1753594034743857E-4,null,210.9756601975588,15,0,577.00000703334808,null,0,1,50,100,100,100,100,100,100,100,100,100,100,100,100,100,100,100,100,100,100,100,100,100,100,100,100,100,100,100,100,100]
["Comp Air - Replace 6-100 HP motor",1.7199169883564697E-3,1.3562772547813474E-3,null,248.17063848531436,10,0,320.99999487400055,null,0,1,50,100,100,100,100,100,100,100,100,100,100,100,100,100,100,100,100,100,100,100,100,100,100,100,100,100,100,100,100,100]
["Comp Air - ASD (1-5 hp)",4.9730941361296368E-5,4.3367698634111412E-4,null,450.592403895671,15,0,828.00000905990601,null,0,1,50,100,100,100,100,100,100,100,100,100,100,100,100,100,100,100,100,100,100,100,100,100,100,100,100,100,100,100,100,100]
["Base Fans",0,0,null,0,15,0,0,null,0,1,50,100,100,100,100,100,100,100,100,100,100,100,100,100,100,100,100,100,100,100,100,100,100,100,100,100,100,100,100,100]
["Fans - ASD (6-100 hp)",1.1650322015459972E-3,1.0159623773983814E-2,null,685.73245714051768,10,0,27.9999990016222,null,0,1,50,100,100,100,100,100,100,100,100,100,100,100,100,100,100,100,100,100,100,100,100,100,100,100,100,100,100,100,100,100]
["Fans - O&M",6.2250585593675856E-3,4.9089028080478037E-3,null,210.06728189168822,10,0,10.999999940395355,null,0,1,50,100,100,100,100,100,100,100,100,100,100,100,100,100,100,100,100,100,100,100,100,100,100,100,100,100,100,100,100,100]
["Fans- Improve components",6.354747282134145E-3,5.0111716187408199E-3,null,536.10920922892103,10,0,54.000001400709152,null,0,1,50,100,100,100,100,100,100,100,100,100,100,100,100,100,100,100,100,100,100,100,100,100,100,100,100,100,100,100,100,100]
["Fans - ASD (100+ hp)",1.9098316337114994E-3,1.665462194470994E-2,null,656.8377635124823,6,0,62.000001780688763,null,0,1,50,100,100,100,100,100,100,100,100,100,100,100,100,100,100,100,100,100,100,100,100,100,100,100,100,100,100,100,100,100]
["Fans - Motor practices-1 (100+ HP)",5.1820579675186697E-3,4.0864224272941143E-3,null,147.44584970839972,6,0,23.000000510364771,null,0,1,50,100,100,100,100,100,100,100,100,100,100,100,100,100,100,100,100,100,100,100,100,100,100,100,100,100,100,100,100,100]
["Fans - Motor practices-1 (6-100 HP)",4.9471541079496462E-3,3.9011839745370057E-3,null,233.81491015721068,10,0,57.000000961124897,null,0,1,50,100,100,100,100,100,100,100,100,100,100,100,100,100,100,100,100,100,100,100,100,100,100,100,100,100,100,100,100,100]
["Fans - System Optimization",1.0470750049858354E-2,1.7485032015926175E-2,null,2494.1304218076839,10,0,649.99997615814209,null,0,1,50,100,100,100,100,100,100,100,100,100,100,100,100,100,100,100,100,100,100,100,100,100,100,100,100,100,100,100,100,100]
["Fans - Controls",5.3252781028441686E-2,4.199361722204098E-2,null,3594.0760579622493,10,0,1000.0000149011612,null,0,1,50,100,100,100,100,100,100,100,100,100,100,100,100,100,100,100,100,100,100,100,100,100,100,100,100,100,100,100,100,100]
["Fans - Motor practices-1 (1-5 HP)",1.1451477931371675E-3,9.0303073677942673E-4,null,402.53651494201898,15,0,228.00000384449959,null,0,1,50,100,100,100,100,100,100,100,100,100,100,100,100,100,100,100,100,100,100,100,100,100,100,100,100,100,100,100,100,100]
["Fans - Replace 100+ HP motor",3.5318778864069952E-3,2.7851376993354099E-3,null,264.45535695203364,6,0,96.000004559755325,null,0,1,50,100,100,100,100,100,100,100,100,100,100,100,100,100,100,100,100,100,100,100,100,100,100,100,100,100,100,100,100,100]
["Fans - Replace 1-5 HP motor",6.1922973062556981E-4,4.8830682225796732E-4,null,250.19365337269673,15,0,577.00000703334808,null,0,1,50,100,100,100,100,100,100,100,100,100,100,100,100,100,100,100,100,100,100,100,100,100,100,100,100,100,100,100,100,100]
["Fans - Replace 6-100 HP motor",3.8607284745246131E-3,3.0444598502908458E-3,null,294.3027581680924,10,0,320.99999487400055,null,0,1,50,100,100,100,100,100,100,100,100,100,100,100,100,100,100,100,100,100,100,100,100,100,100,100,100,100,100,100,100,100]
["Fans - ASD (1-5 hp)",1.0641836135682136E-4,9.28017708518657E-4,null,535.74123692488604,15,0,828.00000905990601,null,0,1,50,100,100,100,100,100,100,100,100,100,100,100,100,100,100,100,100,100,100,100,100,100,100,100,100,100,100,100,100,100]
["Base Pumps",0,0,null,0,15,0,0,null,0,1,50,100,100,100,100,100,100,100,100,100,100,100,100,100,100,100,100,100,100,100,100,100,100,100,100,100,100,100,100,100]
["Pumps - ASD (6-100 hp)",1.5492621453287987E-3,1.3510287958503432E-2,null,685.14437903085866,10,0,27.9999990016222,null,0,1,50,100,100,100,100,100,100,100,100,100,100,100,100,100,100,100,100,100,100,100,100,100,100,100,100,100,100,100,100,100]
["Pumps - O&M",3.4378880708504242E-2,2.7110200239572016E-2,null,1105.8794449355269,10,0,54.000001400709152,null,0,1,50,100,100,100,100,100,100,100,100,100,100,100,100,100,100,100,100,100,100,100,100,100,100,100,100,100,100,100,100,100]
["Pumps - Controls",0.1008945414819622,7.9562544396018731E-2,null,3709.1608812199374,10,0,292.00000688433647,null,0,1,50,100,100,100,100,100,100,100,100,100,100,100,100,100,100,100,100,100,100,100,100,100,100,100,100,100,100,100,100,100]
["Pumps - Sizing",3.2030013011957223E-2,2.5257950478168357E-2,null,2060.6449239156791,10,0,217.00000390410423,null,0,1,50,100,100,100,100,100,100,100,100,100,100,100,100,100,100,100,100,100,100,100,100,100,100,100,100,100,100,100,100,100]
["Pumps - ASD (100+ hp)",2.0661447295545333E-3,1.8017744991956627E-2,null,530.86279545393472,6,0,62.000001780688763,null,0,1,50,100,100,100,100,100,100,100,100,100,100,100,100,100,100,100,100,100,100,100,100,100,100,100,100,100,100,100,100,100]
["Pumps - System Optimization",7.9528498251995788E-2,6.2713894924180141E-2,null,3410.9674191813679,10,0,715.00003337860107,null,0,1,50,100,100,100,100,100,100,100,100,100,100,100,100,100,100,100,100,100,100,100,100,100,100,100,100,100,100,100,100,100]
["Pumps - Motor practices-1 (100+ HP)",4.7874950485259186E-3,3.7752814151215605E-3,null,103.87946125865022,6,0,23.000000510364771,null,0,1,50,100,100,100,100,100,100,100,100,100,100,100,100,100,100,100,100,100,100,100,100,100,100,100,100,100,100,100,100,100]
["Pumps - Motor practices-1 (6-100 HP)",4.5704768153036548E-3,3.6041470548095222E-3,null,164.72872549078701,10,0,57.000000961124897,null,0,1,50,100,100,100,100,100,100,100,100,100,100,100,100,100,100,100,100,100,100,100,100,100,100,100,100,100,100,100,100,100]
["Pumps - Motor practices-1 (1-5 HP)",1.218505403467397E-3,9.6087844630817442E-4,null,326.63465948348238,15,0,228.00000384449959,null,0,1,50,100,100,100,100,100,100,100,100,100,100,100,100,100,100,100,100,100,100,100,100,100,100,100,100,100,100,100,100,100]
["Pumps - Replace 100+ HP motor",3.7581282649849549E-3,2.9635522649384778E-3,null,214.58993721116812,6,0,96.000004559755325,null,0,1,50,100,100,100,100,100,100,100,100,100,100,100,100,100,100,100,100,100,100,100,100,100,100,100,100,100,100,100,100,100]
["Pumps - Replace 1-5 HP motor",6.5889728581482426E-4,5.195875196521946E-4,null,203.01740523115063,15,0,577.00000703334808,null,0,1,50,100,100,100,100,100,100,100,100,100,100,100,100,100,100,100,100,100,100,100,100,100,100,100,100,100,100,100,100,100]
["Pumps - Replace 6-100 HP motor",4.1080448617387948E-3,3.2394864666822707E-3,null,238.80934432278897,10,0,320.99999487400055,null,0,1,50,100,100,100,100,100,100,100,100,100,100,100,100,100,100,100,100,100,100,100,100,100,100,100,100,100,100,100,100,100]
["Pumps - ASD (1-5 hp)",1.1518605902666828E-4,1.0044761184849007E-3,null,434.32620088911693,15,0,828.00000905990601,null,0,1,50,100,100,100,100,100,100,100,100,100,100,100,100,100,100,100,100,100,100,100,100,100,100,100,100,100,100,100,100,100]
["Base Drives",0,0,null,0,20,0,0,null,0,1,50,100,100,100,100,100,100,100,100,100,100,100,100,100,100,100,100,100,100,100,100,100,100,100,100,100,100,100,100,100]
["Efficient practices printing press",0.15619771112589331,0.12317303932871497,null,1117.4433139561702,20,0,108.0000028014183,null,0,1,50,100,100,100,100,100,100,100,100,100,100,100,100,100,100,100,100,100,100,100,100,100,100,100,100,100,100,100,100,100]
["Efficient drives",3.0262806100006395E-2,2.3864381744678684E-2,null,360.83510330429993,10,0,60.999998822808266,null,0,1,50,100,100,100,100,100,100,100,100,100,100,100,100,100,100,100,100,100,100,100,100,100,100,100,100,100,100,100,100,100]
["Efficient Printing press (fewer cylinders)",0.13244266657219883,0.10444049186706054,null,2368.7474543776475,10,0,649.99997615814209,null,0,1,50,100,100,100,100,100,100,100,100,100,100,100,100,100,100,100,100,100,100,100,100,100,100,100,100,100,100,100,100,100]
["Light cylinders",5.7583767881684192E-2,4.5408909355077576E-2,null,1029.8901941003724,10,0,758.00001621246338,null,0,1,50,100,100,100,100,100,100,100,100,100,100,100,100,100,100,100,100,100,100,100,100,100,100,100,100,100,100,100,100,100]
["Base Heating",0,0,null,0,20,0,0,null,0,1,50,100,100,100,100,100,100,100,100,100,100,100,100,100,100,100,100,100,100,100,100,100,100,100,100,100,100,100,100,100]
["Base Refrigeration",0,0,null,0,20,0,0,null,0,1,50,100,100,100,100,100,100,100,100,100,100,100,100,100,100,100,100,100,100,100,100,100,100,100,100,100,100,100,100,100]
["Base Other Process",0,0,null,0,15,0,0,null,0,1,50,100,100,100,100,100,100,100,100,100,100,100,100,100,100,100,100,100,100,100,100,100,100,100,100,100,100,100,100,100]
["Base Centrifugal Chiller, 0.58 kW/ton, 500 tons",0,0,null,0,20,0,999.93617162533121,null,0,1,50,100,100,100,100,100,100,100,100,100,100,100,100,100,100,100,100,100,100,100,100,100,100,100,100,100,100,100,100,100]
["Aerosole Duct Sealing - Chiller",6.7614860070535875E-3,4.2655311116365259E-3,null,1099.9314051525112,10,0,89.176129665767405,null,0,1,50,100,100,100,100,100,100,100,100,100,100,100,100,100,100,100,100,100,100,100,100,100,100,100,100,100,100,100,100,100]
["Centrifugal Chiller, 0.51 kW/ton, 500 tons",1.5337568765971277E-2,9.6758133759155748E-3,null,1216.3388867557735,20,0,1159.0169262020884,null,0,1,50,100,100,100,100,100,100,100,100,100,100,100,100,100,100,100,100,100,100,100,100,100,100,100,100,100,100,100,100,100]
["VSD for Chiller Pumps and Towers",5.3795370528554459E-3,3.393718872037666E-3,null,921.46404949599912,15,0,190.89690549210866,null,0,1,50,100,100,100,100,100,100,100,100,100,100,100,100,100,100,100,100,100,100,100,100,100,100,100,100,100,100,100,100,100]
["High Efficiency Chiller Motors",3.0326716708097075E-3,1.913182301896762E-3,null,267.22737991003555,20,0,88.591616639307389,null,0,1,50,100,100,100,100,100,100,100,100,100,100,100,100,100,100,100,100,100,100,100,100,100,100,100,100,100,100,100,100,100]
["EMS Optimization - Chiller",1.9872224813513592E-3,1.2536533109888865E-3,null,420.25539033552548,5,0,72.504127155548744,null,0,1,50,100,100,100,100,100,100,100,100,100,100,100,100,100,100,100,100,100,100,100,100,100,100,100,100,100,100,100,100,100]
["EMS - Chiller ",6.317595052870717E-4,3.985499374047209E-4,null,885.61401847663831,10,0,272.70986498872668,null,0,1,50,100,100,100,100,100,100,100,100,100,100,100,100,100,100,100,100,100,100,100,100,100,100,100,100,100,100,100,100,100]
["Chiller Tune Up/Diagnostics",3.1473975271684874E-3,1.9855579171235054E-3,null,665.60779617478204,10,0,241.68043285512672,null,0,1,50,100,100,100,100,100,100,100,100,100,100,100,100,100,100,100,100,100,100,100,100,100,100,100,100,100,100,100,100,100]
["Window Film (Standard) - Chiller",2.2410343666775809E-3,1.4137723280559494E-3,null,431.01826612611194,10,0,315.33253321199413,null,0,1,50,100,100,100,100,100,100,100,100,100,100,100,100,100,100,100,100,100,100,100,100,100,100,100,100,100,100,100,100,100]
["Roof Insulation - Chiller",1.3484373086395929E-3,8.5067118176290302E-4,null,356.45734989619535,20,0,356.72030182391484,null,0,1,50,100,100,100,100,100,100,100,100,100,100,100,100,100,100,100,100,100,100,100,100,100,100,100,100,100,100,100,100,100]
["Cool Roof - Chiller",8.322122273691019E-3,5.2500695019172573E-3,null,1947.3990452968637,15,0,3224.016905502197,null,0,1,50,100,100,100,100,100,100,100,100,100,100,100,100,100,100,100,100,100,100,100,100,100,100,100,100,100,100,100,100,100]
["Duct/Pipe Insulation - Chiller",4.0152978510901681E-3,2.5330789546033376E-3,null,707.62524979747434,10,0,7433.123061787006,null,0,1,50,100,100,100,100,100,100,100,100,100,100,100,100,100,100,100,100,100,100,100,100,100,100,100,100,100,100,100,100,100]
["Base DX Packaged System, EER=10.3, 10 tons",0,0,null,0,15,0,0,null,0,1,50,100,100,100,100,100,100,100,100,100,100,100,100,100,100,100,100,100,100,100,100,100,100,100,100,100,100,100,100,100]
["Aerosole Duct Sealing",0,3.2013131179404073E-3,null,1099.8839616487144,10,0,51.447767114865805,null,0,1,50,100,100,100,100,100,100,100,100,100,100,100,100,100,100,100,100,100,100,100,100,100,100,100,100,100,100,100,100,100]
["DX Coil Cleaning",0,2.4727692541192028E-3,null,514.75874843070801,5,0,25.952015568254659,null,0,1,50,100,100,100,100,100,100,100,100,100,100,100,100,100,100,100,100,100,100,100,100,100,100,100,100,100,100,100,100,100]
["DX Packaged System, EER=10.9, 10 tons",0,7.1719992139066113E-3,null,559.87573440383858,15,0,346.13175171646077,null,0,1,50,100,100,100,100,100,100,100,100,100,100,100,100,100,100,100,100,100,100,100,100,100,100,100,100,100,100,100,100,100]
["Hybrid Dessicant-DX System (Trane CDQ)",0,2.2472482092638725E-2,null,3508.5886208958104,15,0,947.31722215749335,null,0,1,50,100,100,100,100,100,100,100,100,100,100,100,100,100,100,100,100,100,100,100,100,100,100,100,100,100,100,100,100,100]
["Optimize Controls",0,6.0064842894388384E-4,null,406.47934050796255,5,0,55.772405504268256,null,0,1,50,100,100,100,100,100,100,100,100,100,100,100,100,100,100,100,100,100,100,100,100,100,100,100,100,100,100,100,100,100]
["Roof Insulation",0,6.5960430366694028E-4,null,368.26085823332022,20,0,205.80017412918161,null,0,1,50,100,100,100,100,100,100,100,100,100,100,100,100,100,100,100,100,100,100,100,100,100,100,100,100,100,100,100,100,100]
["DX Tune Up/ Advanced Diagnostics",0,1.272597568951712E-3,null,401.39069254237603,10,0,174.28877109649591,null,0,1,50,100,100,100,100,100,100,100,100,100,100,100,100,100,100,100,100,100,100,100,100,100,100,100,100,100,100,100,100,100]
["Window Film (Standard)",0,1.0055438152547346E-3,null,408.45425497868735,10,0,190.98912408163847,null,0,1,50,100,100,100,100,100,100,100,100,100,100,100,100,100,100,100,100,100,100,100,100,100,100,100,100,100,100,100,100,100]
["Cool Roof - DX",0,4.0080329163411236E-3,null,1980.8309191351227,15,0,1860.009753174344,null,0,1,50,100,100,100,100,100,100,100,100,100,100,100,100,100,100,100,100,100,100,100,100,100,100,100,100,100,100,100,100,100]
["Geothermal Heat Pump, EER=13, 10 tons",0,3.7284954805071407E-3,null,1176.0067908150054,15,0,2760.5132649974266,null,0,1,50,100,100,100,100,100,100,100,100,100,100,100,100,100,100,100,100,100,100,100,100,100,100,100,100,100,100,100,100,100]
["Duct/Pipe Insulation",0,1.9526774282222438E-3,null,726.79399004553784,10,0,4288.3402279540414,null,0,1,50,100,100,100,100,100,100,100,100,100,100,100,100,100,100,100,100,100,100,100,100,100,100,100,100,100,100,100,100,100]
["Base Lighting",0,0,null,0,10,0,0,null,0,1,50,100,100,100,100,100,100,100,100,100,100,100,100,100,100,100,100,100,100,100,100,100,100,100,100,100,100,100,100,100]
["CFL Screw-in 18W",8.1795357107693305E-3,6.4501474863558582E-3,null,11158.120191977896,2,0,190.16543641520647,null,0,1,50,100,100,100,100,100,100,100,100,100,100,100,100,100,100,100,100,100,100,100,100,100,100,100,100,100,100,100,100,100]
["Premium T8, Elecctronic Ballast",0.21676964897579815,0.17093833389816915,null,3819.9250283999349,15,0,275.1235949923485,null,0,1,50,100,100,100,100,100,100,100,100,100,100,100,100,100,100,100,100,100,100,100,100,100,100,100,100,100,100,100,100,100]
["High Bay T5",6.1762790439166887E-3,4.8704366798839518E-3,null,4195.8020102592673,10,0,404.42277589796061,null,0,1,50,100,100,100,100,100,100,100,100,100,100,100,100,100,100,100,100,100,100,100,100,100,100,100,100,100,100,100,100,100]
["CFL Hardwired, Modular 18W",6.4440702240431977E-3,5.0816091312844754E-3,null,8790.6835580838851,5,0,1374.0772475661408,null,0,1,50,100,100,100,100,100,100,100,100,100,100,100,100,100,100,100,100,100,100,100,100,100,100,100,100,100,100,100,100,100]
["Occupancy Sensor",3.1741859537888745E-2,2.5030720905223233E-2,null,1688.4784661761832,9,0,411.51761990594633,null,0,1,50,100,100,100,100,100,100,100,100,100,100,100,100,100,100,100,100,100,100,100,100,100,100,100,100,100,100,100,100,100]
["Base Other",0,0,null,0,15,0,0,null,0,1,50,100,100,100,100,100,100,100,100,100,100,100,100,100,100,100,100,100,100,100,100,100,100,100,100,100,100,100,100,100]
["Replace V-belts",1.2675630171212529E-4,9.9956387474629683E-5,null,6.3713382841767974,5,0,0.99999997473787516,null,0,1,50,100,100,100,100,100,100,100,100,100,100,100,100,100,100,100,100,100,100,100,100,100,100,100,100,100,100,100,100,100]
["Base Compressed Air",0,0,null,0,15,0,0,null,0,1,50,100,100,100,100,100,100,100,100,100,100,100,100,100,100,100,100,100,100,100,100,100,100,100,100,100,100,100,100,100]
["Comp Air - ASD (6-100 hp)",1.3847231586151282E-3,1.2193615045536416E-2,null,684.22377369855235,10,0,27.9999990016222,null,0,1,50,100,100,100,100,100,100,100,100,100,100,100,100,100,100,100,100,100,100,100,100,100,100,100,100,100,100,100,100,100]
["Compressed Air- Sizing",2.6865540564671692E-2,2.1392739568353653E-2,null,988.50970999626804,10,0,49.000000581145287,null,0,1,50,100,100,100,100,100,100,100,100,100,100,100,100,100,100,100,100,100,100,100,100,100,100,100,100,100,100,100,100,100]
["Compressed Air-O&M",8.9318107289943313E-2,7.1123043416616905E-2,null,1752.7646093117332,10,0,109.00000110268593,null,0,1,50,100,100,100,100,100,100,100,100,100,100,100,100,100,100,100,100,100,100,100,100,100,100,100,100,100,100,100,100,100]
["Compressed Air - System Optimization",6.5531450958904572E-2,5.2181986084571336E-2,null,1928.9684620961746,10,0,173.00000414252281,null,0,1,50,100,100,100,100,100,100,100,100,100,100,100,100,100,100,100,100,100,100,100,100,100,100,100,100,100,100,100,100,100]
["Comp Air - ASD (100+ hp)",1.6821045604025059E-3,1.4812300457517118E-2,null,497.12427886711708,6,0,62.000001780688763,null,0,1,50,100,100,100,100,100,100,100,100,100,100,100,100,100,100,100,100,100,100,100,100,100,100,100,100,100,100,100,100,100]
["Compressed Air - Controls",1.6669778568185863E-2,1.3273964494139761E-2,null,981.37540547735716,10,0,186.00000068545341,null,0,1,50,100,100,100,100,100,100,100,100,100,100,100,100,100,100,100,100,100,100,100,100,100,100,100,100,100,100,100,100,100]
["Comp Air - Motor practices-1 (100+ HP)",4.3494786347478996E-3,3.4634428243605787E-3,null,107.95129486899091,6,0,23.000000510364771,null,0,1,50,100,100,100,100,100,100,100,100,100,100,100,100,100,100,100,100,100,100,100,100,100,100,100,100,100,100,100,100,100]
["Comp Air - Motor practices-1 (6-100 HP)",4.1523157860592387E-3,3.306444179036549E-3,null,171.18570898962179,10,0,57.000000961124897,null,0,1,50,100,100,100,100,100,100,100,100,100,100,100,100,100,100,100,100,100,100,100,100,100,100,100,100,100,100,100,100,100]
["Comp Air - Motor practices-1 (1-5 HP)",1.1070221835424033E-3,8.8150979921301418E-4,null,339.43797972309955,15,0,228.00000384449959,null,0,1,50,100,100,100,100,100,100,100,100,100,100,100,100,100,100,100,100,100,100,100,100,100,100,100,100,100,100,100,100,100]
["Comp Air - Replace 100+ HP motor",3.4142904441092645E-3,2.7187625763837155E-3,null,223.00136434493803,6,0,96.000004559755325,null,0,1,50,100,100,100,100,100,100,100,100,100,100,100,100,100,100,100,100,100,100,100,100,100,100,100,100,100,100,100,100,100]
["Comp Air - Replace 1-5 HP motor",5.9861360496088587E-4,4.766695433570206E-4,null,210.97521617722714,15,0,577.00000703334808,null,0,1,50,100,100,100,100,100,100,100,100,100,100,100,100,100,100,100,100,100,100,100,100,100,100,100,100,100,100,100,100,100]
["Comp Air - Replace 6-100 HP motor",3.7321925528892908E-3,2.9719045894763024E-3,null,248.17011610459352,10,0,320.99999487400055,null,0,1,50,100,100,100,100,100,100,100,100,100,100,100,100,100,100,100,100,100,100,100,100,100,100,100,100,100,100,100,100,100]
["Comp Air - ASD (1-5 hp)",1.0791922691319572E-4,9.5031667579494256E-4,null,450.60763046588136,15,0,828.00000905990601,null,0,1,50,100,100,100,100,100,100,100,100,100,100,100,100,100,100,100,100,100,100,100,100,100,100,100,100,100,100,100,100,100]
["Base Fans",0,0,null,0,15,0,0,null,0,1,50,100,100,100,100,100,100,100,100,100,100,100,100,100,100,100,100,100,100,100,100,100,100,100,100,100,100,100,100,100]
["Fans - ASD (6-100 hp)",3.3879932773134575E-3,2.9834039781454883E-2,null,685.75692548330289,10,0,27.9999990016222,null,0,1,50,100,100,100,100,100,100,100,100,100,100,100,100,100,100,100,100,100,100,100,100,100,100,100,100,100,100,100,100,100]
["Fans - O&M",1.8102235665507439E-2,1.4414614597645869E-2,null,210.06711698541514,10,0,10.999999940395355,null,0,1,50,100,100,100,100,100,100,100,100,100,100,100,100,100,100,100,100,100,100,100,100,100,100,100,100,100,100,100,100,100]
["Fans- Improve components",1.8479365568093962E-2,1.4714919062767305E-2,null,536.10878793354686,10,0,54.000001400709152,null,0,1,50,100,100,100,100,100,100,100,100,100,100,100,100,100,100,100,100,100,100,100,100,100,100,100,100,100,100,100,100,100]
["Fans - ASD (100+ hp)",5.5539164541745399E-3,4.8906757149208446E-2,null,656.8606707142967,6,0,62.000001780688763,null,0,1,50,100,100,100,100,100,100,100,100,100,100,100,100,100,100,100,100,100,100,100,100,100,100,100,100,100,100,100,100,100]
["Fans - Motor practices-1 (100+ HP)",1.5069209814682048E-2,1.1999448895894993E-2,null,147.44554374068409,6,0,23.000000510364771,null,0,1,50,100,100,100,100,100,100,100,100,100,100,100,100,100,100,100,100,100,100,100,100,100,100,100,100,100,100,100,100,100]
["Fans - Motor practices-1 (6-100 HP)",1.4386119130935824E-2,1.1455511167794037E-2,null,233.81442504456504,10,0,57.000000961124897,null,0,1,50,100,100,100,100,100,100,100,100,100,100,100,100,100,100,100,100,100,100,100,100,100,100,100,100,100,100,100,100,100]
["Fans - System Optimization",3.0449271033571642E-2,5.1344670079636244E-2,null,2494.1878126842153,10,0,649.99997615814209,null,0,1,50,100,100,100,100,100,100,100,100,100,100,100,100,100,100,100,100,100,100,100,100,100,100,100,100,100,100,100,100,100]
["Fans - Controls",0.15485672241126291,0.12331073424628358,null,3594.0649347228391,10,0,1000.0000149011612,null,0,1,50,100,100,100,100,100,100,100,100,100,100,100,100,100,100,100,100,100,100,100,100,100,100,100,100,100,100,100,100,100]
["Fans - Motor practices-1 (1-5 HP)",3.3300389845670715E-3,2.6516740498044315E-3,null,402.53527581192714,15,0,228.00000384449959,null,0,1,50,100,100,100,100,100,100,100,100,100,100,100,100,100,100,100,100,100,100,100,100,100,100,100,100,100,100,100,100,100]
["Fans - Replace 100+ HP motor",1.0270544215416037E-2,8.1783233468446462E-3,null,264.45454270100589,6,0,96.000004559755325,null,0,1,50,100,100,100,100,100,100,100,100,100,100,100,100,100,100,100,100,100,100,100,100,100,100,100,100,100,100,100,100,100]
["Fans - Replace 1-5 HP motor",1.8006925885018824E-3,1.4338720449623731E-3,null,250.19288325560774,15,0,577.00000703334808,null,0,1,50,100,100,100,100,100,100,100,100,100,100,100,100,100,100,100,100,100,100,100,100,100,100,100,100,100,100,100,100,100]
["Fans - Replace 6-100 HP motor",1.1226827143844847E-2,8.9398011065157778E-3,null,294.30185218499378,10,0,320.99999487400055,null,0,1,50,100,100,100,100,100,100,100,100,100,100,100,100,100,100,100,100,100,100,100,100,100,100,100,100,100,100,100,100,100]
["Fans - ASD (1-5 hp)",3.0947101178475922E-4,2.7251442730473231E-3,null,535.75886925145585,15,0,828.00000905990601,null,0,1,50,100,100,100,100,100,100,100,100,100,100,100,100,100,100,100,100,100,100,100,100,100,100,100,100,100,100,100,100,100]
["Base Pumps",0,0,null,0,15,0,0,null,0,1,50,100,100,100,100,100,100,100,100,100,100,100,100,100,100,100,100,100,100,100,100,100,100,100,100,100,100,100,100,100]
["Pumps - ASD (6-100 hp)",1.3941184773833631E-2,0.12276348478264251,null,685.1688054232219,10,0,27.9999990016222,null,0,1,50,100,100,100,100,100,100,100,100,100,100,100,100,100,100,100,100,100,100,100,100,100,100,100,100,100,100,100,100,100]
["Pumps - O&M",0.30935039699791145,0.24633237743392514,null,1105.8785633486589,10,0,54.000001400709152,null,0,1,50,100,100,100,100,100,100,100,100,100,100,100,100,100,100,100,100,100,100,100,100,100,100,100,100,100,100,100,100,100]
["Pumps - Controls",0.90787616294754225,0.72293197553571453,null,3709.1579055326961,10,0,292.00000688433647,null,0,1,50,100,100,100,100,100,100,100,100,100,100,100,100,100,100,100,100,100,100,100,100,100,100,100,100,100,100,100,100,100]
["Pumps - Sizing",0.28821465614622677,0.22950221544496871,null,2060.6432897331561,10,0,217.00000390410423,null,0,1,50,100,100,100,100,100,100,100,100,100,100,100,100,100,100,100,100,100,100,100,100,100,100,100,100,100,100,100,100,100]
["Pumps - ASD (100+ hp)",1.8592387299887693E-2,0.1637211106796852,null,530.88128635424221,6,0,62.000001780688763,null,0,1,50,100,100,100,100,100,100,100,100,100,100,100,100,100,100,100,100,100,100,100,100,100,100,100,100,100,100,100,100,100]
["Pumps - System Optimization",0.71561783515842792,0.56983874719218286,null,3410.9602191417166,10,0,715.00003337860107,null,0,1,50,100,100,100,100,100,100,100,100,100,100,100,100,100,100,100,100,100,100,100,100,100,100,100,100,100,100,100,100,100]
["Pumps - Motor practices-1 (100+ HP)",4.30791097911917E-2,3.430342949478412E-2,null,103.87924396370485,6,0,23.000000510364771,null,0,1,50,100,100,100,100,100,100,100,100,100,100,100,100,100,100,100,100,100,100,100,100,100,100,100,100,100,100,100,100,100]
["Pumps - Motor practices-1 (6-100 HP)",4.1126324016467812E-2,3.274844728957256E-2,null,164.72838096860062,10,0,57.000000961124897,null,0,1,50,100,100,100,100,100,100,100,100,100,100,100,100,100,100,100,100,100,100,100,100,100,100,100,100,100,100,100,100,100]
["Pumps - Motor practices-1 (1-5 HP)",1.0964424518634868E-2,8.7308527323091863E-3,null,326.63397645202207,15,0,228.00000384449959,null,0,1,50,100,100,100,100,100,100,100,100,100,100,100,100,100,100,100,100,100,100,100,100,100,100,100,100,100,100,100,100,100]
["Pumps - Replace 100+ HP motor",3.381660315002924E-2,2.6927795572677105E-2,null,214.58948833490305,6,0,96.000004559755325,null,0,1,50,100,100,100,100,100,100,100,100,100,100,100,100,100,100,100,100,100,100,100,100,100,100,100,100,100,100,100,100,100]
["Pumps - Replace 1-5 HP motor",5.9289269763491814E-3,4.721140466892911E-3,null,203.01698074272068,15,0,577.00000703334808,null,0,1,50,100,100,100,100,100,100,100,100,100,100,100,100,100,100,100,100,100,100,100,100,100,100,100,100,100,100,100,100,100]
["Pumps - Replace 6-100 HP motor",3.6965242561102021E-2,2.9435023102813256E-2,null,238.80884492044618,10,0,320.99999487400055,null,0,1,50,100,100,100,100,100,100,100,100,100,100,100,100,100,100,100,100,100,100,100,100,100,100,100,100,100,100,100,100,100]
["Pumps - ASD (1-5 hp)",1.0365110067597951E-3,9.1273234857504014E-3,null,434.3409099859341,15,0,828.00000905990601,null,0,1,50,100,100,100,100,100,100,100,100,100,100,100,100,100,100,100,100,100,100,100,100,100,100,100,100,100,100,100,100,100]
["Base Drives",0,0,null,0,20,0,0,null,0,1,50,100,100,100,100,100,100,100,100,100,100,100,100,100,100,100,100,100,100,100,100,100,100,100,100,100,100,100,100,100]
["Clean Room - Controls",9.3608964112769588E-2,7.4539806325773644E-2,null,1117.4432684597723,10,0,238.00000548362732,null,0,1,50,100,100,100,100,100,100,100,100,100,100,100,100,100,100,100,100,100,100,100,100,100,100,100,100,100,100,100,100,100]
["Drives - Process Controls (batch + site)",0.2090860224473032,0.16649293971326293,null,870.67454711389439,10,0,260.00000536441803,null,0,1,50,100,100,100,100,100,100,100,100,100,100,100,100,100,100,100,100,100,100,100,100,100,100,100,100,100,100,100,100,100]
["Process Drives - ASD",2.0905341009820201E-2,1.6646697085217287E-2,null,58.456372686841448,10,0,19.000000320374966,null,0,1,50,100,100,100,100,100,100,100,100,100,100,100,100,100,100,100,100,100,100,100,100,100,100,100,100,100,100,100,100,100]
["Clean Room - New Designs",0.13274922739825282,0.10570677492212543,null,3961.6860403110045,10,0,1428.0000329017639,null,0,1,50,100,100,100,100,100,100,100,100,100,100,100,100,100,100,100,100,100,100,100,100,100,100,100,100,100,100,100,100,100]
["Base Heating",0,0,null,0,20,0,0,null,0,1,50,100,100,100,100,100,100,100,100,100,100,100,100,100,100,100,100,100,100,100,100,100,100,100,100,100,100,100,100,100]
["Base Refrigeration",0,0,null,0,20,0,0,null,0,1,50,100,100,100,100,100,100,100,100,100,100,100,100,100,100,100,100,100,100,100,100,100,100,100,100,100,100,100,100,100]
["Base Other Process",0,0,null,0,15,0,0,null,0,1,50,100,100,100,100,100,100,100,100,100,100,100,100,100,100,100,100,100,100,100,100,100,100,100,100,100,100,100,100,100]
["Other Process Controls (batch + site)",0.17348049368488275,0.13814064201151388,null,884.64258770624804,10,0,260.00000536441803,null,0,1,50,100,100,100,100,100,100,100,100,100,100,100,100,100,100,100,100,100,100,100,100,100,100,100,100,100,100,100,100,100]
["Base Centrifugal Chiller, 0.58 kW/ton, 500 tons",0,0,null,0,20,0,999.93617162533121,null,0,1,50,100,100,100,100,100,100,100,100,100,100,100,100,100,100,100,100,100,100,100,100,100,100,100,100,100,100,100,100,100]
["Aerosole Duct Sealing - Chiller",3.3409558480935026E-3,2.1282935913063987E-3,null,1099.9730369500749,10,0,89.176129665767405,null,0,1,50,100,100,100,100,100,100,100,100,100,100,100,100,100,100,100,100,100,100,100,100,100,100,100,100,100,100,100,100,100]
["Centrifugal Chiller, 0.51 kW/ton, 500 tons",7.578506996706964E-3,4.8277464911624683E-3,null,1216.380864092431,20,0,1159.0169262020884,null,0,1,50,100,100,100,100,100,100,100,100,100,100,100,100,100,100,100,100,100,100,100,100,100,100,100,100,100,100,100,100,100]
["VSD for Chiller Pumps and Towers",2.6580949502054583E-3,1.6932897963420944E-3,null,921.49257045695538,15,0,190.89690549210866,null,0,1,50,100,100,100,100,100,100,100,100,100,100,100,100,100,100,100,100,100,100,100,100,100,100,100,100,100,100,100,100,100]
["High Efficiency Chiller Motors",1.4984752240739072E-3,9.545756846645586E-4,null,267.23478042312894,20,0,88.591616639307389,null,0,1,50,100,100,100,100,100,100,100,100,100,100,100,100,100,100,100,100,100,100,100,100,100,100,100,100,100,100,100,100,100]
["EMS Optimization - Chiller",9.819074461502274E-4,6.2550581926728763E-4,null,420.26692181841406,5,0,72.504127155548744,null,0,1,50,100,100,100,100,100,100,100,100,100,100,100,100,100,100,100,100,100,100,100,100,100,100,100,100,100,100,100,100,100]
["EMS - Chiller ",3.1215962968362686E-4,1.9885546817368426E-4,null,885.64013429178749,10,0,272.70986498872668,null,0,1,50,100,100,100,100,100,100,100,100,100,100,100,100,100,100,100,100,100,100,100,100,100,100,100,100,100,100,100,100,100]
["Chiller Tune Up/Diagnostics",1.5551614657201467E-3,9.9068659731842753E-4,null,665.62579262569693,10,0,241.68043285512672,null,0,1,50,100,100,100,100,100,100,100,100,100,100,100,100,100,100,100,100,100,100,100,100,100,100,100,100,100,100,100,100,100]
["Window Film (Standard) - Chiller",1.1073160832840996E-3,7.0539505182293412E-4,null,431.02912978470903,10,0,315.33253321199413,null,0,1,50,100,100,100,100,100,100,100,100,100,100,100,100,100,100,100,100,100,100,100,100,100,100,100,100,100,100,100,100,100]
["Roof Insulation - Chiller",6.6627500337341529E-4,4.244380603043524E-4,null,356.46606236940823,20,0,356.72030182391484,null,0,1,50,100,100,100,100,100,100,100,100,100,100,100,100,100,100,100,100,100,100,100,100,100,100,100,100,100,100,100,100,100]
["Cool Roof - Chiller",4.1120416509489834E-3,2.6194994159811406E-3,null,1947.4495692608195,15,0,3224.016905502197,null,0,1,50,100,100,100,100,100,100,100,100,100,100,100,100,100,100,100,100,100,100,100,100,100,100,100,100,100,100,100,100,100]
["Duct/Pipe Insulation - Chiller",1.9839870541179111E-3,1.2638619378713312E-3,null,707.63978776786303,10,0,7433.123061787006,null,0,1,50,100,100,100,100,100,100,100,100,100,100,100,100,100,100,100,100,100,100,100,100,100,100,100,100,100,100,100,100,100]
["Base DX Packaged System, EER=10.3, 10 tons",0,0,null,0,15,0,0,null,0,1,50,100,100,100,100,100,100,100,100,100,100,100,100,100,100,100,100,100,100,100,100,100,100,100,100,100,100,100,100,100]
["Aerosole Duct Sealing",0,3.0167579600818457E-3,null,1099.9394814256402,10,0,51.447767114865805,null,0,1,50,100,100,100,100,100,100,100,100,100,100,100,100,100,100,100,100,100,100,100,100,100,100,100,100,100,100,100,100,100]
["DX Coil Cleaning",0,2.4681723612936944E-3,null,515.46213672292401,5,0,25.952015568254659,null,0,1,50,100,100,100,100,100,100,100,100,100,100,100,100,100,100,100,100,100,100,100,100,100,100,100,100,100,100,100,100,100]
["DX Packaged System, EER=10.9, 10 tons",0,7.1586509849404581E-3,null,560.63956329871371,15,0,346.13175171646077,null,0,1,50,100,100,100,100,100,100,100,100,100,100,100,100,100,100,100,100,100,100,100,100,100,100,100,100,100,100,100,100,100]
["Hybrid Dessicant-DX System (Trane CDQ)",0,2.2430593599376211E-2,null,3513.365360747448,15,0,947.31722215749335,null,0,1,50,100,100,100,100,100,100,100,100,100,100,100,100,100,100,100,100,100,100,100,100,100,100,100,100,100,100,100,100,100]
["Optimize Controls",0,5.6675793873034561E-4,null,407.028999599538,5,0,55.772405504268256,null,0,1,50,100,100,100,100,100,100,100,100,100,100,100,100,100,100,100,100,100,100,100,100,100,100,100,100,100,100,100,100,100]
["Roof Insulation",0,6.2259113645115596E-4,null,368.87958657885531,20,0,205.80017412918161,null,0,1,50,100,100,100,100,100,100,100,100,100,100,100,100,100,100,100,100,100,100,100,100,100,100,100,100,100,100,100,100,100]
["DX Tune Up/ Advanced Diagnostics",0,1.2710904924714377E-3,null,402.21088498178403,10,0,174.28877109649591,null,0,1,50,100,100,100,100,100,100,100,100,100,100,100,100,100,100,100,100,100,100,100,100,100,100,100,100,100,100,100,100,100]
["Window Film (Standard)",0,9.4946159655272765E-4,null,409.28840109311079,10,0,190.98912408163847,null,0,1,50,100,100,100,100,100,100,100,100,100,100,100,100,100,100,100,100,100,100,100,100,100,100,100,100,100,100,100,100,100]
["Cool Roof - DX",0,3.7866432855398267E-3,null,1986.0040529451469,15,0,1860.009753174344,null,0,1,50,100,100,100,100,100,100,100,100,100,100,100,100,100,100,100,100,100,100,100,100,100,100,100,100,100,100,100,100,100]
["Geothermal Heat Pump, EER=13, 10 tons",0,3.7349337797551755E-3,null,1181.8442745038826,15,0,2760.5132649974266,null,0,1,50,100,100,100,100,100,100,100,100,100,100,100,100,100,100,100,100,100,100,100,100,100,100,100,100,100,100,100,100,100]
["Duct/Pipe Insulation",0,1.8491463595955192E-3,null,730.40160143141168,10,0,4288.3402279540414,null,0,1,50,100,100,100,100,100,100,100,100,100,100,100,100,100,100,100,100,100,100,100,100,100,100,100,100,100,100,100,100,100]
["Base Lighting",0,0,null,0,10,0,0,null,0,1,50,100,100,100,100,100,100,100,100,100,100,100,100,100,100,100,100,100,100,100,100,100,100,100,100,100,100,100,100,100]
["CFL Screw-in 18W",3.6712311043441331E-2,2.9233616469177187E-2,null,11158.119561927071,2,0,190.16543641520647,null,0,1,50,100,100,100,100,100,100,100,100,100,100,100,100,100,100,100,100,100,100,100,100,100,100,100,100,100,100,100,100,100]
["Premium T8, Elecctronic Ballast",0.1857426655974925,0.14790487696659971,null,3729.5842359117987,15,0,275.1235949923485,null,0,1,50,100,100,100,100,100,100,100,100,100,100,100,100,100,100,100,100,100,100,100,100,100,100,100,100,100,100,100,100,100]
["High Bay T5",5.515766341656092E-2,4.3921451192427026E-2,null,4295.0795521849423,10,0,404.42277589796061,null,0,1,50,100,100,100,100,100,100,100,100,100,100,100,100,100,100,100,100,100,100,100,100,100,100,100,100,100,100,100,100,100]
["CFL Hardwired, Modular 18W",2.8111587990003573E-2,2.2384953664912569E-2,null,8544.0673973623561,5,0,1374.0772475661408,null,0,1,50,100,100,100,100,100,100,100,100,100,100,100,100,100,100,100,100,100,100,100,100,100,100,100,100,100,100,100,100,100]
["Occupancy Sensor",3.2766912549323172E-2,2.6091938293193097E-2,null,1602.2974920710931,9,0,411.51761990594633,null,0,1,50,100,100,100,100,100,100,100,100,100,100,100,100,100,100,100,100,100,100,100,100,100,100,100,100,100,100,100,100,100]
["Base Other",0,0,null,0,15,0,0,null,0,1,50,100,100,100,100,100,100,100,100,100,100,100,100,100,100,100,100,100,100,100,100,100,100,100,100,100,100,100,100,100]
["Base Compressed Air",0,0,null,0,15,0,0,null,0,1,50,100,100,100,100,100,100,100,100,100,100,100,100,100,100,100,100,100,100,100,100,100,100,100,100,100,100,100,100,100]
["Comp Air - ASD (6-100 hp)",2.0623293287961894E-3,1.9769175416058049E-2,null,684.22609607459276,10,0,27.9999990016222,null,0,1,50,100,100,100,100,100,100,100,100,100,100,100,100,100,100,100,100,100,100,100,100,100,100,100,100,100,100,100,100,100]
["Compressed Air- Sizing",4.0011898743265641E-2,3.4683346459110018E-2,null,988.50968546757792,10,0,49.000000581145287,null,0,1,50,100,100,100,100,100,100,100,100,100,100,100,100,100,100,100,100,100,100,100,100,100,100,100,100,100,100,100,100,100]
["Compressed Air-O&M",0.13302494498991424,0.11530945542957471,null,1752.7645613629402,10,0,109.00000110268593,null,0,1,50,100,100,100,100,100,100,100,100,100,100,100,100,100,100,100,100,100,100,100,100,100,100,100,100,100,100,100,100,100]
["Compressed Air - System Optimization",9.7598548456328871E-2,8.4600940628612994E-2,null,1928.9684012388097,10,0,173.00000414252281,null,0,1,50,100,100,100,100,100,100,100,100,100,100,100,100,100,100,100,100,100,100,100,100,100,100,100,100,100,100,100,100,100]
["Comp Air - ASD (100+ hp)",2.5052323514505987E-3,2.401477645799651E-2,null,497.12592116088803,6,0,62.000001780688763,null,0,1,50,100,100,100,100,100,100,100,100,100,100,100,100,100,100,100,100,100,100,100,100,100,100,100,100,100,100,100,100,100]
["Compressed Air - Controls",2.4826948787469199E-2,2.1520639943719323E-2,null,981.37524517859288,10,0,186.00000068545341,null,0,1,50,100,100,100,100,100,100,100,100,100,100,100,100,100,100,100,100,100,100,100,100,100,100,100,100,100,100,100,100,100]
["Refinery Controls",9.2184450873868569E-3,7.9907861116921362E-3,null,182.19624741735885,10,0,41.000000201165676,null,0,1,50,100,100,100,100,100,100,100,100,100,100,100,100,100,100,100,100,100,100,100,100,100,100,100,100,100,100,100,100,100]
["Comp Air - Motor practices-1 (100+ HP)",6.3958493814764055E-3,5.5440873081627137E-3,null,106.58480466243958,6,0,23.000000510364771,null,0,1,50,100,100,100,100,100,100,100,100,100,100,100,100,100,100,100,100,100,100,100,100,100,100,100,100,100,100,100,100,100]
["Comp Air - Motor practices-1 (6-100 HP)",6.1059240822080195E-3,5.2927725763548669E-3,null,169.01877247736726,10,0,57.000000961124897,null,0,1,50,100,100,100,100,100,100,100,100,100,100,100,100,100,100,100,100,100,100,100,100,100,100,100,100,100,100,100,100,100]
["Power recovery",1.7796900318234091E-3,1.5426812498855684E-3,null,70.348706813465611,10,0,31.999999191612005,null,0,1,50,100,100,100,100,100,100,100,100,100,100,100,100,100,100,100,100,100,100,100,100,100,100,100,100,100,100,100,100,100]
["Comp Air - Motor practices-1 (1-5 HP)",1.623760709534767E-3,1.4075176890965056E-3,null,334.29705468280167,15,0,228.00000384449959,null,0,1,50,100,100,100,100,100,100,100,100,100,100,100,100,100,100,100,100,100,100,100,100,100,100,100,100,100,100,100,100,100]
["Comp Air - Replace 100+ HP motor",5.008021303393834E-3,4.3410821129663711E-3,null,219.62391895885892,6,0,96.000004559755325,null,0,1,50,100,100,100,100,100,100,100,100,100,100,100,100,100,100,100,100,100,100,100,100,100,100,100,100,100,100,100,100,100]
["Comp Air - Replace 1-5 HP motor",8.780359292908733E-4,7.6110420389053745E-4,null,207.77991142317043,15,0,577.00000703334808,null,0,1,50,100,100,100,100,100,100,100,100,100,100,100,100,100,100,100,100,100,100,100,100,100,100,100,100,100,100,100,100,100]
["Comp Air - Replace 6-100 HP motor",5.4743145337276273E-3,4.7452771191312925E-3,null,244.41147968079392,10,0,320.99999487400055,null,0,1,50,100,100,100,100,100,100,100,100,100,100,100,100,100,100,100,100,100,100,100,100,100,100,100,100,100,100,100,100,100]
["Comp Air - ASD (1-5 hp)",1.582945616390219E-4,1.5173876028211676E-3,null,443.78449246041941,15,0,828.00000905990601,null,0,1,50,100,100,100,100,100,100,100,100,100,100,100,100,100,100,100,100,100,100,100,100,100,100,100,100,100,100,100,100,100]
["Base Fans",0,0,null,0,15,0,0,null,0,1,50,100,100,100,100,100,100,100,100,100,100,100,100,100,100,100,100,100,100,100,100,100,100,100,100,100,100,100,100,100]
["Fans - ASD (6-100 hp)",1.1935465821094088E-3,1.1441156084770624E-2,null,685.75925827859521,10,0,27.9999990016222,null,0,1,50,100,100,100,100,100,100,100,100,100,100,100,100,100,100,100,100,100,100,100,100,100,100,100,100,100,100,100,100,100]
["Fans - O&M",6.3771636221157642E-3,5.5278900097061965E-3,null,210.06711184328844,10,0,10.999999940395355,null,0,1,50,100,100,100,100,100,100,100,100,100,100,100,100,100,100,100,100,100,100,100,100,100,100,100,100,100,100,100,100,100]
["Fans- Improve components",6.5100212014612751E-3,5.6430543882758245E-3,null,536.1087753366412,10,0,54.000001400709152,null,0,1,50,100,100,100,100,100,100,100,100,100,100,100,100,100,100,100,100,100,100,100,100,100,100,100,100,100,100,100,100,100]
["Fans - ASD (100+ hp)",1.9565733877072661E-3,1.8755415042540215E-2,null,656.86285397279278,6,0,62.000001780688763,null,0,1,50,100,100,100,100,100,100,100,100,100,100,100,100,100,100,100,100,100,100,100,100,100,100,100,100,100,100,100,100,100]
["Refinery Controls",7.5546218023510572E-3,6.548541148215019E-3,null,248.85320138010036,10,0,41.000000201165676,null,0,1,50,100,100,100,100,100,100,100,100,100,100,100,100,100,100,100,100,100,100,100,100,100,100,100,100,100,100,100,100,100]
["Fans - Motor practices-1 (100+ HP)",5.2414721489166009E-3,4.5434433307728877E-3,null,145.57912270257714,6,0,23.000000510364771,null,0,1,50,100,100,100,100,100,100,100,100,100,100,100,100,100,100,100,100,100,100,100,100,100,100,100,100,100,100,100,100,100]
["Fans - Motor practices-1 (6-100 HP)",5.0038750307319687E-3,4.3374880168159198E-3,null,230.85471419166061,10,0,57.000000961124897,null,0,1,50,100,100,100,100,100,100,100,100,100,100,100,100,100,100,100,100,100,100,100,100,100,100,100,100,100,100,100,100,100]
["Fans - System Optimization",1.0591091750078769E-2,1.9441072077548912E-2,null,2462.6212746015167,10,0,649.99997615814209,null,0,1,50,100,100,100,100,100,100,100,100,100,100,100,100,100,100,100,100,100,100,100,100,100,100,100,100,100,100,100,100,100]
["Fans - Controls",5.3863284064667678E-2,4.6690084732726081E-2,null,3548.5696112985697,10,0,1000.0000149011612,null,0,1,50,100,100,100,100,100,100,100,100,100,100,100,100,100,100,100,100,100,100,100,100,100,100,100,100,100,100,100,100,100]
["Power recovery",1.266307251038528E-3,1.0976678061009177E-3,null,83.425648985817617,10,0,31.999999191612005,null,0,1,50,100,100,100,100,100,100,100,100,100,100,100,100,100,100,100,100,100,100,100,100,100,100,100,100,100,100,100,100,100]
["Fans - Motor practices-1 (1-5 HP)",1.1553584746039414E-3,1.0014945433176124E-3,null,396.4386838681977,15,0,228.00000384449959,null,0,1,50,100,100,100,100,100,100,100,100,100,100,100,100,100,100,100,100,100,100,100,100,100,100,100,100,100,100,100,100,100]
["Fans - Replace 100+ HP motor",3.5633697871227084E-3,3.0888208950469575E-3,null,260.44925062423727,6,0,96.000004559755325,null,0,1,50,100,100,100,100,100,100,100,100,100,100,100,100,100,100,100,100,100,100,100,100,100,100,100,100,100,100,100,100,100]
["Fans - Replace 1-5 HP motor",6.2475107690197068E-4,5.4155035705572788E-4,null,246.40359065385974,15,0,577.00000703334808,null,0,1,50,100,100,100,100,100,100,100,100,100,100,100,100,100,100,100,100,100,100,100,100,100,100,100,100,100,100,100,100,100]
["Fans - Replace 6-100 HP motor",3.895152562843993E-3,3.3764187677033583E-3,null,289.84450795975675,10,0,320.99999487400055,null,0,1,50,100,100,100,100,100,100,100,100,100,100,100,100,100,100,100,100,100,100,100,100,100,100,100,100,100,100,100,100,100]
["Fans - ASD (1-5 hp)",1.0737146514523103E-4,1.0292465415183002E-3,null,527.64632502211748,15,0,828.00000905990601,null,0,1,50,100,100,100,100,100,100,100,100,100,100,100,100,100,100,100,100,100,100,100,100,100,100,100,100,100,100,100,100,100]
["Base Pumps",0,0,null,0,15,0,0,null,0,1,50,100,100,100,100,100,100,100,100,100,100,100,100,100,100,100,100,100,100,100,100,100,100,100,100,100,100,100,100,100]
["Pumps - ASD (6-100 hp)",8.0691194561759733E-3,7.7349352382717521E-2,null,685.17113421891156,10,0,27.9999990016222,null,0,1,50,100,100,100,100,100,100,100,100,100,100,100,100,100,100,100,100,100,100,100,100,100,100,100,100,100,100,100,100,100]
["Pumps - O&M",0.17905054743985419,0.15520563546350039,null,1105.8785379583956,10,0,54.000001400709152,null,0,1,50,100,100,100,100,100,100,100,100,100,100,100,100,100,100,100,100,100,100,100,100,100,100,100,100,100,100,100,100,100]
["Pumps - Controls",0.52547443463806554,0.45549480140640553,null,3709.1578428297498,10,0,292.00000688433647,null,0,1,50,100,100,100,100,100,100,100,100,100,100,100,100,100,100,100,100,100,100,100,100,100,100,100,100,100,100,100,100,100]
["Pumps - Sizing",0.16681727972256002,0.14460152328955936,null,2060.6432322442461,10,0,217.00000390410423,null,0,1,50,100,100,100,100,100,100,100,100,100,100,100,100,100,100,100,100,100,100,100,100,100,100,100,100,100,100,100,100,100]
["Pumps - ASD (100+ hp)",1.0761221705034197E-2,0.1031554352679899,null,530.88304150301303,6,0,62.000001780688763,null,0,1,50,100,100,100,100,100,100,100,100,100,100,100,100,100,100,100,100,100,100,100,100,100,100,100,100,100,100,100,100,100]
["Refinery Controls",4.0725847071043597E-2,3.5302215295230754E-2,null,201.22961190575217,10,0,41.000000201165676,null,0,1,50,100,100,100,100,100,100,100,100,100,100,100,100,100,100,100,100,100,100,100,100,100,100,100,100,100,100,100,100,100]
["Pumps - System Optimization",0.40895317751368931,0.35449116854641849,null,3367.7829976602752,10,0,715.00003337860107,null,0,1,50,100,100,100,100,100,100,100,100,100,100,100,100,100,100,100,100,100,100,100,100,100,100,100,100,100,100,100,100,100]
["Pumps - Motor practices-1 (100+ HP)",2.4618361319927892E-2,2.1339830943622042E-2,null,102.56429896525201,6,0,23.000000510364771,null,0,1,50,100,100,100,100,100,100,100,100,100,100,100,100,100,100,100,100,100,100,100,100,100,100,100,100,100,100,100,100,100]
["Pumps - Motor practices-1 (6-100 HP)",2.350240543237234E-2,2.0372491579661287E-2,null,162.64318320055594,10,0,57.000000961124897,null,0,1,50,100,100,100,100,100,100,100,100,100,100,100,100,100,100,100,100,100,100,100,100,100,100,100,100,100,100,100,100,100]
["Power recovery",6.8502320220038418E-3,5.937957907694579E-3,null,67.695069858094698,10,0,31.999999191612005,null,0,1,50,100,100,100,100,100,100,100,100,100,100,100,100,100,100,100,100,100,100,100,100,100,100,100,100,100,100,100,100,100]
["Pumps - Motor practices-1 (1-5 HP)",6.2500420913917795E-3,5.4176977861178453E-3,null,321.68697187445304,15,0,228.00000384449959,null,0,1,50,100,100,100,100,100,100,100,100,100,100,100,100,100,100,100,100,100,100,100,100,100,100,100,100,100,100,100,100,100]
["Pumps - Replace 100+ HP motor",1.9276451115611767E-2,1.6709325314320095E-2,null,211.33944332268118,6,0,96.000004559755325,null,0,1,50,100,100,100,100,100,100,100,100,100,100,100,100,100,100,100,100,100,100,100,100,100,100,100,100,100,100,100,100,100]
["Pumps - Replace 1-5 HP motor",3.3796614757321975E-3,2.9295777895832972E-3,null,199.94220584887535,15,0,577.00000703334808,null,0,1,50,100,100,100,100,100,100,100,100,100,100,100,100,100,100,100,100,100,100,100,100,100,100,100,100,100,100,100,100,100]
["Pumps - Replace 6-100 HP motor",2.1071267494283969E-2,1.8265118472035467E-2,null,235.1919877501507,10,0,320.99999487400055,null,0,1,50,100,100,100,100,100,100,100,100,100,100,100,100,100,100,100,100,100,100,100,100,100,100,100,100,100,100,100,100,100]
["Pumps - ASD (1-5 hp)",5.9084353110189398E-4,5.6637362649614069E-3,null,427.76408470503799,15,0,828.00000905990601,null,0,1,50,100,100,100,100,100,100,100,100,100,100,100,100,100,100,100,100,100,100,100,100,100,100,100,100,100,100,100,100,100]
["Base Drives",0,0,null,0,20,0,0,null,0,1,50,100,100,100,100,100,100,100,100,100,100,100,100,100,100,100,100,100,100,100,100,100,100,100,100,100,100,100,100,100]
["Base Heating",0,0,null,0,20,0,0,null,0,1,50,100,100,100,100,100,100,100,100,100,100,100,100,100,100,100,100,100,100,100,100,100,100,100,100,100,100,100,100,100]
["Base Refrigeration",0,0,null,0,20,0,0,null,0,1,50,100,100,100,100,100,100,100,100,100,100,100,100,100,100,100,100,100,100,100,100,100,100,100,100,100,100,100,100,100]
["Base Other Process",0,0,null,0,15,0,0,null,0,1,50,100,100,100,100,100,100,100,100,100,100,100,100,100,100,100,100,100,100,100,100,100,100,100,100,100,100,100,100,100]
["Refinery Controls",1.9295592565120805E-4,1.6725917616757703E-4,null,268.75219125103376,10,0,41.000000201165676,null,0,1,50,100,100,100,100,100,100,100,100,100,100,100,100,100,100,100,100,100,100,100,100,100,100,100,100,100,100,100,100,100]
["Efficient desalter",1.6722846929892784E-3,1.449579530263496E-3,null,2329.1856630971365,10,0,432.99999088048935,null,0,1,50,100,100,100,100,100,100,100,100,100,100,100,100,100,100,100,100,100,100,100,100,100,100,100,100,100,100,100,100,100]
["Power recovery",3.3698431871203629E-5,2.9210670436238318E-5,null,93.871461853733962,10,0,31.999999191612005,null,0,1,50,100,100,100,100,100,100,100,100,100,100,100,100,100,100,100,100,100,100,100,100,100,100,100,100,100,100,100,100,100]
["Base Centrifugal Chiller, 0.58 kW/ton, 500 tons",0,0,null,0,20,0,999.93617162533121,null,0,1,50,100,100,100,100,100,100,100,100,100,100,100,100,100,100,100,100,100,100,100,100,100,100,100,100,100,100,100,100,100]
["Aerosole Duct Sealing - Chiller",5.9282126966748658E-4,4.1109820766363497E-4,null,1099.976933979988,10,0,89.176129665767405,null,0,1,50,100,100,100,100,100,100,100,100,100,100,100,100,100,100,100,100,100,100,100,100,100,100,100,100,100,100,100,100,100]
["Centrifugal Chiller, 0.51 kW/ton, 500 tons",1.3447345431692155E-3,9.3252045560092184E-4,null,1216.3847934520597,20,0,1159.0169262020884,null,0,1,50,100,100,100,100,100,100,100,100,100,100,100,100,100,100,100,100,100,100,100,100,100,100,100,100,100,100,100,100,100]
["VSD for Chiller Pumps and Towers",4.7165370556471401E-4,3.2707327303610755E-4,null,921.49524019695002,15,0,190.89690549210866,null,0,1,50,100,100,100,100,100,100,100,100,100,100,100,100,100,100,100,100,100,100,100,100,100,100,100,100,100,100,100,100,100]
["High Efficiency Chiller Motors",2.6589011672979409E-4,1.8438432629855418E-4,null,267.23547315399719,20,0,88.591616639307389,null,0,1,50,100,100,100,100,100,100,100,100,100,100,100,100,100,100,100,100,100,100,100,100,100,100,100,100,100,100,100,100,100]
["EMS Optimization - Chiller",1.742300940727154E-4,1.2082170977862293E-4,null,420.26800123153521,5,0,72.504127155548744,null,0,1,50,100,100,100,100,100,100,100,100,100,100,100,100,100,100,100,100,100,100,100,100,100,100,100,100,100,100,100,100,100]
["EMS - Chiller ",5.53897541908254E-5,3.8410613511808847E-5,null,885.64257889019882,10,0,272.70986498872668,null,0,1,50,100,100,100,100,100,100,100,100,100,100,100,100,100,100,100,100,100,100,100,100,100,100,100,100,100,100,100,100,100]
["Chiller Tune Up/Diagnostics",2.759485319590837E-4,1.9135944120125817E-4,null,665.62747719586923,10,0,241.68043285512672,null,0,1,50,100,100,100,100,100,100,100,100,100,100,100,100,100,100,100,100,100,100,100,100,100,100,100,100,100,100,100,100,100]
["Window Film (Standard) - Chiller",1.9648261733924298E-4,1.3625295845158959E-4,null,431.0301466817146,10,0,315.33253321199413,null,0,1,50,100,100,100,100,100,100,100,100,100,100,100,100,100,100,100,100,100,100,100,100,100,100,100,100,100,100,100,100,100]
["Roof Insulation - Chiller",1.1822409983877276E-4,8.198375806189752E-5,null,356.46687790272023,20,0,356.72030182391484,null,0,1,50,100,100,100,100,100,100,100,100,100,100,100,100,100,100,100,100,100,100,100,100,100,100,100,100,100,100,100,100,100]
["Cool Roof - Chiller",7.2964239779798961E-4,5.0597827257175697E-4,null,1947.4542985826517,15,0,3224.016905502197,null,0,1,50,100,100,100,100,100,100,100,100,100,100,100,100,100,100,100,100,100,100,100,100,100,100,100,100,100,100,100,100,100]
["Duct/Pipe Insulation - Chiller",3.5203931832043393E-4,2.4412540540226098E-4,null,707.64114858602454,10,0,7433.123061787006,null,0,1,50,100,100,100,100,100,100,100,100,100,100,100,100,100,100,100,100,100,100,100,100,100,100,100,100,100,100,100,100,100]
["Base DX Packaged System, EER=10.3, 10 tons",0,0,null,0,15,0,0,null,0,1,50,100,100,100,100,100,100,100,100,100,100,100,100,100,100,100,100,100,100,100,100,100,100,100,100,100,100,100,100,100]
["Aerosole Duct Sealing",0,6.8953781040059304E-4,null,1099.9446830014738,10,0,51.447767114865805,null,0,1,50,100,100,100,100,100,100,100,100,100,100,100,100,100,100,100,100,100,100,100,100,100,100,100,100,100,100,100,100,100]
["DX Coil Cleaning",0,4.2079230541296409E-4,null,511.58556729004488,5,0,25.952015568254659,null,0,1,50,100,100,100,100,100,100,100,100,100,100,100,100,100,100,100,100,100,100,100,100,100,100,100,100,100,100,100,100,100]
["DX Packaged System, EER=10.9, 10 tons",0,1.220459595998852E-3,null,556.42312140269928,15,0,346.13175171646077,null,0,1,50,100,100,100,100,100,100,100,100,100,100,100,100,100,100,100,100,100,100,100,100,100,100,100,100,100,100,100,100,100]
["Hybrid Dessicant-DX System (Trane CDQ)",0,3.8241319465710305E-3,null,3486.941216805074,15,0,947.31722215749335,null,0,1,50,100,100,100,100,100,100,100,100,100,100,100,100,100,100,100,100,100,100,100,100,100,100,100,100,100,100,100,100,100]
["Optimize Controls",0,1.2856836280341144E-4,null,403.96737257380357,5,0,55.772405504268256,null,0,1,50,100,100,100,100,100,100,100,100,100,100,100,100,100,100,100,100,100,100,100,100,100,100,100,100,100,100,100,100,100]
["Roof Insulation",0,1.4096918094109412E-4,null,365.41830686393155,20,0,205.80017412918161,null,0,1,50,100,100,100,100,100,100,100,100,100,100,100,100,100,100,100,100,100,100,100,100,100,100,100,100,100,100,100,100,100]
["DX Tune Up/ Advanced Diagnostics",0,2.158498190188948E-4,null,397.610868728333,10,0,174.28877109649591,null,0,1,50,100,100,100,100,100,100,100,100,100,100,100,100,100,100,100,100,100,100,100,100,100,100,100,100,100,100,100,100,100]
["Window Film (Standard)",0,2.1453460132779352E-4,null,404.60739607143131,10,0,190.98912408163847,null,0,1,50,100,100,100,100,100,100,100,100,100,100,100,100,100,100,100,100,100,100,100,100,100,100,100,100,100,100,100,100,100]
["Cool Roof - DX",0,8.528403825571909E-4,null,1956.9418790377567,15,0,1860.009753174344,null,0,1,50,100,100,100,100,100,100,100,100,100,100,100,100,100,100,100,100,100,100,100,100,100,100,100,100,100,100,100,100,100]
["Geothermal Heat Pump, EER=13, 10 tons",0,6.2371091678330496E-4,null,1148.9203029438088,15,0,2760.5132649974266,null,0,1,50,100,100,100,100,100,100,100,100,100,100,100,100,100,100,100,100,100,100,100,100,100,100,100,100,100,100,100,100,100]
["Duct/Pipe Insulation",0,4.1088141363000279E-4,null,710.05397297098534,10,0,4288.3402279540414,null,0,1,50,100,100,100,100,100,100,100,100,100,100,100,100,100,100,100,100,100,100,100,100,100,100,100,100,100,100,100,100,100]
["Base Lighting",0,0,null,0,10,0,0,null,0,1,50,100,100,100,100,100,100,100,100,100,100,100,100,100,100,100,100,100,100,100,100,100,100,100,100,100,100,100,100,100]
["CFL Screw-in 18W",6.7774301724443115E-3,5.8748513856237616E-3,null,11158.120314053203,2,0,190.16543641520647,null,0,1,50,100,100,100,100,100,100,100,100,100,100,100,100,100,100,100,100,100,100,100,100,100,100,100,100,100,100,100,100,100]
["Premium T8, Elecctronic Ballast",3.4289803334005303E-2,2.9723286482329688E-2,null,3729.5844265317955,15,0,275.1235949923485,null,0,1,50,100,100,100,100,100,100,100,100,100,100,100,100,100,100,100,100,100,100,100,100,100,100,100,100,100,100,100,100,100]
["High Bay T5",1.0182611486455564E-2,8.8265504296442029E-3,null,4295.0797020377022,10,0,404.42277589796061,null,0,1,50,100,100,100,100,100,100,100,100,100,100,100,100,100,100,100,100,100,100,100,100,100,100,100,100,100,100,100,100,100]
["CFL Hardwired, Modular 18W",5.1896575373943342E-3,4.4985290882721268E-3,null,8544.067842471728,5,0,1374.0772475661408,null,0,1,50,100,100,100,100,100,100,100,100,100,100,100,100,100,100,100,100,100,100,100,100,100,100,100,100,100,100,100,100,100]
["Occupancy Sensor",6.0490731048796226E-3,5.2434926819946506E-3,null,1602.2975393335246,9,0,411.51761990594633,null,0,1,50,100,100,100,100,100,100,100,100,100,100,100,100,100,100,100,100,100,100,100,100,100,100,100,100,100,100,100,100,100]
["Base Other",0,0,null,0,15,0,0,null,0,1,50,100,100,100,100,100,100,100,100,100,100,100,100,100,100,100,100,100,100,100,100,100,100,100,100,100,100,100,100,100]
["Replace V-belts",4.3848791397834978E-6,3.8009264034747205E-6,null,6.3713383319385919,5,0,0.99999997473787516,null,0,1,50,100,100,100,100,100,100,100,100,100,100,100,100,100,100,100,100,100,100,100,100,100,100,100,100,100,100,100,100,100]
["Base Compressed Air",0,0,null,0,15,0,0,null,0,1,50,100,100,100,100,100,100,100,100,100,100,100,100,100,100,100,100,100,100,100,100,100,100,100,100,100,100,100,100,100]
["Comp Air - ASD (6-100 hp)",9.2638407251998528E-4,9.1228439482315352E-3,null,684.19527431095366,10,0,27.9999990016222,null,0,1,50,100,100,100,100,100,100,100,100,100,100,100,100,100,100,100,100,100,100,100,100,100,100,100,100,100,100,100,100,100]
["Compressed Air- Sizing",1.7973894531794394E-2,1.6005994067636805E-2,null,988.51060188606232,10,0,49.000000581145287,null,0,1,50,100,100,100,100,100,100,100,100,100,100,100,100,100,100,100,100,100,100,100,100,100,100,100,100,100,100,100,100,100]
["Compressed Air-O&M",5.9756632718630472E-2,5.3214082629918696E-2,null,1752.7661908667969,10,0,109.00000110268593,null,0,1,50,100,100,100,100,100,100,100,100,100,100,100,100,100,100,100,100,100,100,100,100,100,100,100,100,100,100,100,100,100]
["Compressed Air - System Optimization",4.384260891430608E-2,3.9042431063049436E-2,null,1928.9702028449271,10,0,173.00000414252281,null,0,1,50,100,100,100,100,100,100,100,100,100,100,100,100,100,100,100,100,100,100,100,100,100,100,100,100,100,100,100,100,100]
["Comp Air - ASD (100+ hp)",1.1253341847609125E-3,1.1082064622783851E-2,null,497.10402995364223,6,0,62.000001780688763,null,0,1,50,100,100,100,100,100,100,100,100,100,100,100,100,100,100,100,100,100,100,100,100,100,100,100,100,100,100,100,100,100]
["Compressed Air - Controls",1.1152625057335301E-2,9.9315621436699975E-3,null,981.37779442599049,10,0,186.00000068545341,null,0,1,50,100,100,100,100,100,100,100,100,100,100,100,100,100,100,100,100,100,100,100,100,100,100,100,100,100,100,100,100,100]
["Comp Air - Motor practices-1 (100+ HP)",2.9099429375993905E-3,2.5913432013294213E-3,null,107.95155767026388,6,0,23.000000510364771,null,0,1,50,100,100,100,100,100,100,100,100,100,100,100,100,100,100,100,100,100,100,100,100,100,100,100,100,100,100,100,100,100]
["Comp Air - Motor practices-1 (6-100 HP)",2.7780345671592501E-3,2.4738770288757128E-3,null,171.1861257332381,10,0,57.000000961124897,null,0,1,50,100,100,100,100,100,100,100,100,100,100,100,100,100,100,100,100,100,100,100,100,100,100,100,100,100,100,100,100,100]
["Comp Air - Motor practices-1 (1-5 HP)",7.4063391393507539E-4,6.5954443049421642E-4,null,339.43880607238515,15,0,228.00000384449959,null,0,1,50,100,100,100,100,100,100,100,100,100,100,100,100,100,100,100,100,100,100,100,100,100,100,100,100,100,100,100,100,100]
["Comp Air - Replace 100+ HP motor",2.2842715642695647E-3,2.0341744546177654E-3,null,223.00190722913115,6,0,96.000004559755325,null,0,1,50,100,100,100,100,100,100,100,100,100,100,100,100,100,100,100,100,100,100,100,100,100,100,100,100,100,100,100,100,100]
["Comp Air - Replace 1-5 HP motor",4.0049200799316447E-4,3.5664350276092243E-4,null,210.97572979002058,15,0,577.00000703334808,null,0,1,50,100,100,100,100,100,100,100,100,100,100,100,100,100,100,100,100,100,100,100,100,100,100,100,100,100,100,100,100,100]
["Comp Air - Replace 6-100 HP motor",2.4969584341591735E-3,2.2235749638783177E-3,null,248.17072026488086,10,0,320.99999487400055,null,0,1,50,100,100,100,100,100,100,100,100,100,100,100,100,100,100,100,100,100,100,100,100,100,100,100,100,100,100,100,100,100]
["Comp Air - ASD (1-5 hp)",7.2198450586463732E-5,7.1099581430919382E-4,null,450.58982444826756,15,0,828.00000905990601,null,0,1,50,100,100,100,100,100,100,100,100,100,100,100,100,100,100,100,100,100,100,100,100,100,100,100,100,100,100,100,100,100]
["Base Fans",0,0,null,0,15,0,0,null,0,1,50,100,100,100,100,100,100,100,100,100,100,100,100,100,100,100,100,100,100,100,100,100,100,100,100,100,100,100,100,100]
["Fans - ASD (6-100 hp)",1.6913713858084096E-3,1.6656285086228479E-2,null,685.72829823716472,10,0,27.9999990016222,null,0,1,50,100,100,100,100,100,100,100,100,100,100,100,100,100,100,100,100,100,100,100,100,100,100,100,100,100,100,100,100,100]
["Fans - O&M",9.03747611163838E-3,8.0479936484222827E-3,null,210.06730007474772,10,0,10.999999940395355,null,0,1,50,100,100,100,100,100,100,100,100,100,100,100,100,100,100,100,100,100,100,100,100,100,100,100,100,100,100,100,100,100]
["Fans- Improve components",9.2257568601882747E-3,8.2156601794019183E-3,null,536.10925517967758,10,0,54.000001400709152,null,0,1,50,100,100,100,100,100,100,100,100,100,100,100,100,100,100,100,100,100,100,100,100,100,100,100,100,100,100,100,100,100]
["Fans - ASD (100+ hp)",2.7726572870516481E-3,2.7304571075895206E-2,null,656.83387060207724,6,0,62.000001780688763,null,0,1,50,100,100,100,100,100,100,100,100,100,100,100,100,100,100,100,100,100,100,100,100,100,100,100,100,100,100,100,100,100]
["Fans - Motor practices-1 (100+ HP)",7.5232602202203354E-3,6.6995640950894683E-3,null,147.44589501763051,6,0,23.000000510364771,null,0,1,50,100,100,100,100,100,100,100,100,100,100,100,100,100,100,100,100,100,100,100,100,100,100,100,100,100,100,100,100,100]
["Fans - Motor practices-1 (6-100 HP)",7.1822291356502818E-3,6.3958713418660476E-3,null,233.81498209071756,10,0,57.000000961124897,null,0,1,50,100,100,100,100,100,100,100,100,100,100,100,100,100,100,100,100,100,100,100,100,100,100,100,100,100,100,100,100,100]
["Fans - System Optimization",1.5201266329274847E-2,2.866605155468813E-2,null,2494.120612316573,10,0,649.99997615814209,null,0,1,50,100,100,100,100,100,100,100,100,100,100,100,100,100,100,100,100,100,100,100,100,100,100,100,100,100,100,100,100,100]
["Fans - Controls",7.731187037929528E-2,6.8847257140624091E-2,null,3594.0777433188009,10,0,1000.0000149011612,null,0,1,50,100,100,100,100,100,100,100,100,100,100,100,100,100,100,100,100,100,100,100,100,100,100,100,100,100,100,100,100,100]
["Fans - Motor practices-1 (1-5 HP)",1.6625144743536667E-3,1.4804914297674207E-3,null,402.53671057301045,15,0,228.00000384449959,null,0,1,50,100,100,100,100,100,100,100,100,100,100,100,100,100,100,100,100,100,100,100,100,100,100,100,100,100,100,100,100,100]
["Fans - Replace 100+ HP motor",5.1275461027369892E-3,4.5661485526558819E-3,null,264.45548529409837,6,0,96.000004559755325,null,0,1,50,100,100,100,100,100,100,100,100,100,100,100,100,100,100,100,100,100,100,100,100,100,100,100,100,100,100,100,100,100]
["Fans - Replace 1-5 HP motor",8.989917253640192E-4,8.0056418477239934E-4,null,250.19377502260247,15,0,577.00000703334808,null,0,1,50,100,100,100,100,100,100,100,100,100,100,100,100,100,100,100,100,100,100,100,100,100,100,100,100,100,100,100,100,100]
["Fans - Replace 6-100 HP motor",5.6049682043225729E-3,4.9912993352100006E-3,null,294.30290116757135,10,0,320.99999487400055,null,0,1,50,100,100,100,100,100,100,100,100,100,100,100,100,100,100,100,100,100,100,100,100,100,100,100,100,100,100,100,100,100]
["Fans - ASD (1-5 hp)",1.544962084622707E-4,1.5214475747199736E-3,null,535.7382453202697,15,0,828.00000905990601,null,0,1,50,100,100,100,100,100,100,100,100,100,100,100,100,100,100,100,100,100,100,100,100,100,100,100,100,100,100,100,100,100]
["Base Pumps",0,0,null,0,15,0,0,null,0,1,50,100,100,100,100,100,100,100,100,100,100,100,100,100,100,100,100,100,100,100,100,100,100,100,100,100,100,100,100,100]
["Pumps - ASD (6-100 hp)",2.2491890540683591E-3,2.2149561244635366E-2,null,685.1402272577044,10,0,27.9999990016222,null,0,1,50,100,100,100,100,100,100,100,100,100,100,100,100,100,100,100,100,100,100,100,100,100,100,100,100,100,100,100,100,100]
["Pumps - O&M",4.9910906066617682E-2,4.4446331038580214E-2,null,1105.8795401880507,10,0,54.000001400709152,null,0,1,50,100,100,100,100,100,100,100,100,100,100,100,100,100,100,100,100,100,100,100,100,100,100,100,100,100,100,100,100,100]
["Pumps - Controls",0.14647765873877749,0.13044031902306594,null,3709.161181329278,10,0,292.00000688433647,null,0,1,50,100,100,100,100,100,100,100,100,100,100,100,100,100,100,100,100,100,100,100,100,100,100,100,100,100,100,100,100,100]
["Pumps - Sizing",4.6500844257209413E-2,4.1409625276503256E-2,null,2060.6451101841831,10,0,217.00000390410423,null,0,1,50,100,100,100,100,100,100,100,100,100,100,100,100,100,100,100,100,100,100,100,100,100,100,100,100,100,100,100,100,100]
["Pumps - ASD (100+ hp)",2.9995897301650855E-3,2.9539356114548981E-2,null,530.85965975901649,6,0,62.000001780688763,null,0,1,50,100,100,100,100,100,100,100,100,100,100,100,100,100,100,100,100,100,100,100,100,100,100,100,100,100,100,100,100,100]
["Pumps - System Optimization",0.11545868337736662,0.10281750557322267,null,3410.9684835523208,10,0,715.00003337860107,null,0,1,50,100,100,100,100,100,100,100,100,100,100,100,100,100,100,100,100,100,100,100,100,100,100,100,100,100,100,100,100,100]
["Pumps - Motor practices-1 (100+ HP)",6.9504378678253969E-3,6.189458110099702E-3,null,103.87949571139532,6,0,23.000000510364771,null,0,1,50,100,100,100,100,100,100,100,100,100,100,100,100,100,100,100,100,100,100,100,100,100,100,100,100,100,100,100,100,100]
["Pumps - Motor practices-1 (6-100 HP)",6.6353729498353766E-3,5.908888576360188E-3,null,164.72878018373049,10,0,57.000000961124897,null,0,1,50,100,100,100,100,100,100,100,100,100,100,100,100,100,100,100,100,100,100,100,100,100,100,100,100,100,100,100,100,100]
["Pumps - Motor practices-1 (1-5 HP)",1.7690140707215328E-3,1.5753307482386859E-3,null,326.63476804457702,15,0,228.00000384449959,null,0,1,50,100,100,100,100,100,100,100,100,100,100,100,100,100,100,100,100,100,100,100,100,100,100,100,100,100,100,100,100,100]
["Pumps - Replace 100+ HP motor",5.4560133724799557E-3,4.8586530603249795E-3,null,214.59000838505267,6,0,96.000004559755325,null,0,1,50,100,100,100,100,100,100,100,100,100,100,100,100,100,100,100,100,100,100,100,100,100,100,100,100,100,100,100,100,100]
["Pumps - Replace 1-5 HP motor",9.5658055082464507E-4,8.5184780597393796E-4,null,203.01747275266791,15,0,577.00000703334808,null,0,1,50,100,100,100,100,100,100,100,100,100,100,100,100,100,100,100,100,100,100,100,100,100,100,100,100,100,100,100,100,100]
["Pumps - Replace 6-100 HP motor",5.9640188235041761E-3,5.3110387256040045E-3,null,238.80942366939721,10,0,320.99999487400055,null,0,1,50,100,100,100,100,100,100,100,100,100,100,100,100,100,100,100,100,100,100,100,100,100,100,100,100,100,100,100,100,100]
["Pumps - ASD (1-5 hp)",1.6722496499221433E-4,1.6467978078709266E-3,null,434.32371128343749,15,0,828.00000905990601,null,0,1,50,100,100,100,100,100,100,100,100,100,100,100,100,100,100,100,100,100,100,100,100,100,100,100,100,100,100,100,100,100]
["Base Drives",0,0,null,0,20,0,0,null,0,1,50,100,100,100,100,100,100,100,100,100,100,100,100,100,100,100,100,100,100,100,100,100,100,100,100,100,100,100,100,100]
["O&M - Extruders/Injection Moulding",0.22676620439138317,0.20193834540469158,null,1117.4432671075474,12,0,54.000001400709152,null,0,1,50,100,100,100,100,100,100,100,100,100,100,100,100,100,100,100,100,100,100,100,100,100,100,100,100,100,100,100,100,100]
["Extruders/injection Moulding-multipump",0.32224671023372903,0.28696501602324775,null,3969.8642227651144,12,0,1071.0000246763229,null,0,1,50,100,100,100,100,100,100,100,100,100,100,100,100,100,100,100,100,100,100,100,100,100,100,100,100,100,100,100,100,100]
["Injection Moulding - Impulse Cooling",0.1171371578257126,0.10431220957381543,null,2308.8824667108202,12,0,750.00002980232239,null,0,1,50,100,100,100,100,100,100,100,100,100,100,100,100,100,100,100,100,100,100,100,100,100,100,100,100,100,100,100,100,100]
["Direct drive Extruders",0.16556398958189131,0.14743695254105144,null,8158.5510473349286,12,0,3332.0000767707825,null,0,1,50,100,100,100,100,100,100,100,100,100,100,100,100,100,100,100,100,100,100,100,100,100,100,100,100,100,100,100,100,100]
["Injection Moulding - Direct drive",0.10226011264615392,9.1064001375711107E-2,null,2015.642051720934,12,0,1046.999990940094,null,0,1,50,100,100,100,100,100,100,100,100,100,100,100,100,100,100,100,100,100,100,100,100,100,100,100,100,100,100,100,100,100]
["Base Heating",0,0,null,0,20,0,0,null,0,1,50,100,100,100,100,100,100,100,100,100,100,100,100,100,100,100,100,100,100,100,100,100,100,100,100,100,100,100,100,100]
["Base Refrigeration",0,0,null,0,20,0,0,null,0,1,50,100,100,100,100,100,100,100,100,100,100,100,100,100,100,100,100,100,100,100,100,100,100,100,100,100,100,100,100,100]
["Base Other Process",0,0,null,0,15,0,0,null,0,1,50,100,100,100,100,100,100,100,100,100,100,100,100,100,100,100,100,100,100,100,100,100,100,100,100,100,100,100,100,100]
["Base Centrifugal Chiller, 0.58 kW/ton, 500 tons",0,0,null,0,20,0,999.93617162533121,null,0,1,50,100,100,100,100,100,100,100,100,100,100,100,100,100,100,100,100,100,100,100,100,100,100,100,100,100,100,100,100,100]
["Aerosole Duct Sealing - Chiller",4.4449155626644825E-3,3.1666056553073282E-3,null,1099.9243371424539,10,0,89.176129665767405,null,0,1,50,100,100,100,100,100,100,100,100,100,100,100,100,100,100,100,100,100,100,100,100,100,100,100,100,100,100,100,100,100]
["Centrifugal Chiller, 0.51 kW/ton, 500 tons",1.0082729841668683E-2,7.1830451866727717E-3,null,1216.3317600526004,20,0,1159.0169262020884,null,0,1,50,100,100,100,100,100,100,100,100,100,100,100,100,100,100,100,100,100,100,100,100,100,100,100,100,100,100,100,100,100]
["VSD for Chiller Pumps and Towers",3.5364439032774054E-3,2.519400673852723E-3,null,921.45920732441539,15,0,190.89690549210866,null,0,1,50,100,100,100,100,100,100,100,100,100,100,100,100,100,100,100,100,100,100,100,100,100,100,100,100,100,100,100,100,100]
["High Efficiency Chiller Motors",1.9936435175915883E-3,1.4202930850924806E-3,null,267.22612347481191,20,0,88.591616639307389,null,0,1,50,100,100,100,100,100,100,100,100,100,100,100,100,100,100,100,100,100,100,100,100,100,100,100,100,100,100,100,100,100]
["EMS Optimization - Chiller",1.3063772868145179E-3,9.306772302131479E-4,null,420.2534325567442,5,0,72.504127155548744,null,0,1,50,100,100,100,100,100,100,100,100,100,100,100,100,100,100,100,100,100,100,100,100,100,100,100,100,100,100,100,100,100]
["EMS - Chiller ",4.1531131465636419E-4,2.9587224755190121E-4,null,885.60958463128179,10,0,272.70986498872668,null,0,1,50,100,100,100,100,100,100,100,100,100,100,100,100,100,100,100,100,100,100,100,100,100,100,100,100,100,100,100,100,100]
["Chiller Tune Up/Diagnostics",2.0690632080660413E-3,1.4740228837829127E-3,null,665.60474079191522,10,0,241.68043285512672,null,0,1,50,100,100,100,100,100,100,100,100,100,100,100,100,100,100,100,100,100,100,100,100,100,100,100,100,100,100,100,100,100]
["Window Film (Standard) - Chiller",1.4732308705830916E-3,1.0495455179277376E-3,null,431.01642172082563,10,0,315.33253321199413,null,0,1,50,100,100,100,100,100,100,100,100,100,100,100,100,100,100,100,100,100,100,100,100,100,100,100,100,100,100,100,100,100]
["Roof Insulation - Chiller",8.8644768546708723E-4,6.3151486554932656E-4,null,356.45587071166051,20,0,356.72030182391484,null,0,1,50,100,100,100,100,100,100,100,100,100,100,100,100,100,100,100,100,100,100,100,100,100,100,100,100,100,100,100,100,100]
["Cool Roof - Chiller",5.4708692044349938E-3,3.8975060646204308E-3,null,1947.3904674748178,15,0,3224.016905502197,null,0,1,50,100,100,100,100,100,100,100,100,100,100,100,100,100,100,100,100,100,100,100,100,100,100,100,100,100,100,100,100,100]
["Duct/Pipe Insulation - Chiller",2.6396138839100813E-3,1.8804893219629289E-3,null,707.6227815489367,10,0,7433.123061787006,null,0,1,50,100,100,100,100,100,100,100,100,100,100,100,100,100,100,100,100,100,100,100,100,100,100,100,100,100,100,100,100,100]
["Base DX Packaged System, EER=10.3, 10 tons",0,0,null,0,15,0,0,null,0,1,50,100,100,100,100,100,100,100,100,100,100,100,100,100,100,100,100,100,100,100,100,100,100,100,100,100,100,100,100,100]
["Aerosole Duct Sealing",0,5.6794615819012522E-3,null,1099.874551274007,10,0,51.447767114865805,null,0,1,50,100,100,100,100,100,100,100,100,100,100,100,100,100,100,100,100,100,100,100,100,100,100,100,100,100,100,100,100,100]
["DX Coil Cleaning",0,2.4482429264539663E-3,null,505.33423076549622,5,0,25.952015568254659,null,0,1,50,100,100,100,100,100,100,100,100,100,100,100,100,100,100,100,100,100,100,100,100,100,100,100,100,100,100,100,100,100]
["DX Packaged System, EER=10.9, 10 tons",0,7.1008658545813766E-3,null,549.62538831744405,15,0,346.13175171646077,null,0,1,50,100,100,100,100,100,100,100,100,100,100,100,100,100,100,100,100,100,100,100,100,100,100,100,100,100,100,100,100,100]
["Hybrid Dessicant-DX System (Trane CDQ)",0,2.2249606104846258E-2,null,3444.3541522183118,15,0,947.31722215749335,null,0,1,50,100,100,100,100,100,100,100,100,100,100,100,100,100,100,100,100,100,100,100,100,100,100,100,100,100,100,100,100,100]
["Optimize Controls",0,1.0461142029650613E-3,null,399.03822744459694,5,0,55.772405504268256,null,0,1,50,100,100,100,100,100,100,100,100,100,100,100,100,100,100,100,100,100,100,100,100,100,100,100,100,100,100,100,100,100]
["Roof Insulation",0,1.1435600668245037E-3,null,359.87222916739722,20,0,205.80017412918161,null,0,1,50,100,100,100,100,100,100,100,100,100,100,100,100,100,100,100,100,100,100,100,100,100,100,100,100,100,100,100,100,100]
["DX Tune Up/ Advanced Diagnostics",0,1.2479203098885239E-3,null,390.2717598863926,10,0,174.28877109649591,null,0,1,50,100,100,100,100,100,100,100,100,100,100,100,100,100,100,100,100,100,100,100,100,100,100,100,100,100,100,100,100,100]
["Window Film (Standard)",0,1.734537294553574E-3,null,397.13973333738386,10,0,190.98912408163847,null,0,1,50,100,100,100,100,100,100,100,100,100,100,100,100,100,100,100,100,100,100,100,100,100,100,100,100,100,100,100,100,100]
["Cool Roof - DX",0,6.8594202066685466E-3,null,1910.8245288958947,15,0,1860.009753174344,null,0,1,50,100,100,100,100,100,100,100,100,100,100,100,100,100,100,100,100,100,100,100,100,100,100,100,100,100,100,100,100,100]
["Geothermal Heat Pump, EER=13, 10 tons",0,3.5089529757204247E-3,null,1097.3819741064526,15,0,2760.5132649974266,null,0,1,50,100,100,100,100,100,100,100,100,100,100,100,100,100,100,100,100,100,100,100,100,100,100,100,100,100,100,100,100,100]
["Duct/Pipe Insulation",0,3.2326689551914101E-3,null,678.20240598608143,10,0,4288.3402279540414,null,0,1,50,100,100,100,100,100,100,100,100,100,100,100,100,100,100,100,100,100,100,100,100,100,100,100,100,100,100,100,100,100]
["Base Lighting",0,0,null,0,10,0,0,null,0,1,50,100,100,100,100,100,100,100,100,100,100,100,100,100,100,100,100,100,100,100,100,100,100,100,100,100,100,100,100,100]
["CFL Screw-in 18W",5.4738099170031508E-2,4.8745011218321185E-2,null,11158.119543200955,2,0,190.16543641520647,null,0,1,50,100,100,100,100,100,100,100,100,100,100,100,100,100,100,100,100,100,100,100,100,100,100,100,100,100,100,100,100,100]
["Premium T8, Elecctronic Ballast",0.16546419317907371,0.14734808250631054,null,3646.5684061504148,15,0,275.1235949923485,null,0,1,50,100,100,100,100,100,100,100,100,100,100,100,100,100,100,100,100,100,100,100,100,100,100,100,100,100,100,100,100,100]
["High Bay T5",7.7290030057310553E-3,6.8827808041070039E-3,null,4169.898795975475,10,0,404.42277589796061,null,0,1,50,100,100,100,100,100,100,100,100,100,100,100,100,100,100,100,100,100,100,100,100,100,100,100,100,100,100,100,100,100]
["CFL Hardwired, Modular 18W",4.2760273777831016E-2,3.8078597112484604E-2,null,8716.4927856000468,5,0,1374.0772475661408,null,0,1,50,100,100,100,100,100,100,100,100,100,100,100,100,100,100,100,100,100,100,100,100,100,100,100,100,100,100,100,100,100]
["Occupancy Sensor",2.8730042780676795E-2,2.5584488297570745E-2,null,1598.248139950387,9,0,411.51761990594633,null,0,1,50,100,100,100,100,100,100,100,100,100,100,100,100,100,100,100,100,100,100,100,100,100,100,100,100,100,100,100,100,100]
["Base Other",0,0,null,0,15,0,0,null,0,1,50,100,100,100,100,100,100,100,100,100,100,100,100,100,100,100,100,100,100,100,100,100,100,100,100,100,100,100,100,100]
["Replace V-belts",1.6719628658633579E-4,1.488905349087205E-4,null,6.3713380303398468,5,0,0.99999997473787516,null,0,1,50,100,100,100,100,100,100,100,100,100,100,100,100,100,100,100,100,100,100,100,100,100,100,100,100,100,100,100,100,100]
["Base Compressed Air",0,0,null,0,15,0,0,null,0,1,50,100,100,100,100,100,100,100,100,100,100,100,100,100,100,100,100,100,100,100,100,100,100,100,100,100,100,100,100,100]
["Comp Air - ASD (6-100 hp)",2.1514348765491855E-3,2.2243265813202347E-2,null,684.20908775637554,10,0,27.9999990016222,null,0,1,50,100,100,100,100,100,100,100,100,100,100,100,100,100,100,100,100,100,100,100,100,100,100,100,100,100,100,100,100,100]
["Compressed Air- Sizing",4.1741723297419535E-2,3.9024919703499271E-2,null,988.51021224911972,10,0,49.000000581145287,null,0,1,50,100,100,100,100,100,100,100,100,100,100,100,100,100,100,100,100,100,100,100,100,100,100,100,100,100,100,100,100,100]
["Compressed Air-O&M",0.13877597968717786,0.12974360031755952,null,1752.7654959932429,10,0,109.00000110268593,null,0,1,50,100,100,100,100,100,100,100,100,100,100,100,100,100,100,100,100,100,100,100,100,100,100,100,100,100,100,100,100,100]
["Compressed Air - System Optimization",0.10181800252886455,9.5191071646657729E-2,null,1928.969430867965,10,0,173.00000414252281,null,0,1,50,100,100,100,100,100,100,100,100,100,100,100,100,100,100,100,100,100,100,100,100,100,100,100,100,100,100,100,100,100]
["Comp Air - ASD (100+ hp)",2.6134755243512448E-3,2.7020214006052038E-2,null,497.11383758418333,6,0,62.000001780688763,null,0,1,50,100,100,100,100,100,100,100,100,100,100,100,100,100,100,100,100,100,100,100,100,100,100,100,100,100,100,100,100,100]
["Compressed Air - Controls",2.5900309865046718E-2,2.4214561185634687E-2,null,981.37666697045267,10,0,186.00000068545341,null,0,1,50,100,100,100,100,100,100,100,100,100,100,100,100,100,100,100,100,100,100,100,100,100,100,100,100,100,100,100,100,100]
["Comp Air - Motor practices-1 (100+ HP)",6.757908829597984E-3,6.3180632854929024E-3,null,107.95143304103804,6,0,23.000000510364771,null,0,1,50,100,100,100,100,100,100,100,100,100,100,100,100,100,100,100,100,100,100,100,100,100,100,100,100,100,100,100,100,100]
["Comp Air - Motor practices-1 (6-100 HP)",6.451571293988892E-3,6.0316640478732201E-3,null,171.18592803662676,10,0,57.000000961124897,null,0,1,50,100,100,100,100,100,100,100,100,100,100,100,100,100,100,100,100,100,100,100,100,100,100,100,100,100,100,100,100,100]
["Comp Air - Motor practices-1 (1-5 HP)",1.7200118937597108E-3,1.6080631258265751E-3,null,339.43841394551202,15,0,228.00000384449959,null,0,1,50,100,100,100,100,100,100,100,100,100,100,100,100,100,100,100,100,100,100,100,100,100,100,100,100,100,100,100,100,100]
["Comp Air - Replace 100+ HP motor",5.3048803032204163E-3,4.9596066361411997E-3,null,223.00164977213876,6,0,96.000004559755325,null,0,1,50,100,100,100,100,100,100,100,100,100,100,100,100,100,100,100,100,100,100,100,100,100,100,100,100,100,100,100,100,100]
["Comp Air - Replace 1-5 HP motor",9.3008300589598927E-4,8.6954758345887619E-4,null,210.97548601657246,15,0,577.00000703334808,null,0,1,50,100,100,100,100,100,100,100,100,100,100,100,100,100,100,100,100,100,100,100,100,100,100,100,100,100,100,100,100,100]
["Comp Air - Replace 6-100 HP motor",5.798813860169034E-3,5.4213920124046465E-3,null,248.17043359943943,10,0,320.99999487400055,null,0,1,50,100,100,100,100,100,100,100,100,100,100,100,100,100,100,100,100,100,100,100,100,100,100,100,100,100,100,100,100,100]
["Comp Air - ASD (1-5 hp)",1.6767354464664478E-4,1.7335440937907036E-3,null,450.59844731254572,15,0,828.00000905990601,null,0,1,50,100,100,100,100,100,100,100,100,100,100,100,100,100,100,100,100,100,100,100,100,100,100,100,100,100,100,100,100,100]
["Base Fans",0,0,null,0,15,0,0,null,0,1,50,100,100,100,100,100,100,100,100,100,100,100,100,100,100,100,100,100,100,100,100,100,100,100,100,100,100,100,100,100]
["Fans - ASD (6-100 hp)",4.8767012110519274E-3,5.0419263214223506E-2,null,685.74217365402262,10,0,27.9999990016222,null,0,1,50,100,100,100,100,100,100,100,100,100,100,100,100,100,100,100,100,100,100,100,100,100,100,100,100,100,100,100,100,100]
["Fans - O&M",2.6057057891511311E-2,2.4361107103321823E-2,null,210.06721999449195,10,0,10.999999940395355,null,0,1,50,100,100,100,100,100,100,100,100,100,100,100,100,100,100,100,100,100,100,100,100,100,100,100,100,100,100,100,100,100]
["Fans- Improve components",2.6599913276763105E-2,2.4868630179671981E-2,null,536.10905127978276,10,0,54.000001400709152,null,0,1,50,100,100,100,100,100,100,100,100,100,100,100,100,100,100,100,100,100,100,100,100,100,100,100,100,100,100,100,100,100]
["Fans - ASD (100+ hp)",7.994350062115782E-3,8.2652026967531961E-2,null,656.84685985657484,6,0,62.000001780688763,null,0,1,50,100,100,100,100,100,100,100,100,100,100,100,100,100,100,100,100,100,100,100,100,100,100,100,100,100,100,100,100,100]
["Fans - Motor practices-1 (100+ HP)",2.1691220077847344E-2,2.0279424396961926E-2,null,147.44573064708334,6,0,23.000000510364771,null,0,1,50,100,100,100,100,100,100,100,100,100,100,100,100,100,100,100,100,100,100,100,100,100,100,100,100,100,100,100,100,100]
["Fans - Motor practices-1 (6-100 HP)",2.0707952166048989E-2,1.9360153502668728E-2,null,233.8147213503328,10,0,57.000000961124897,null,0,1,50,100,100,100,100,100,100,100,100,100,100,100,100,100,100,100,100,100,100,100,100,100,100,100,100,100,100,100,100,100]
["Fans - System Optimization",4.3829228793091493E-2,8.6772701639106831E-2,null,2494.1532319567873,10,0,649.99997615814209,null,0,1,50,100,100,100,100,100,100,100,100,100,100,100,100,100,100,100,100,100,100,100,100,100,100,100,100,100,100,100,100,100]
["Fans - Controls",0.22290706461427046,0.20839892584052452,null,3594.0717156641745,10,0,1000.0000149011612,null,0,1,50,100,100,100,100,100,100,100,100,100,100,100,100,100,100,100,100,100,100,100,100,100,100,100,100,100,100,100,100,100]
["Fans - Motor practices-1 (1-5 HP)",4.7933934720111844E-3,4.4814104587789791E-3,null,402.53602833727808,15,0,228.00000384449959,null,0,1,50,100,100,100,100,100,100,100,100,100,100,100,100,100,100,100,100,100,100,100,100,100,100,100,100,100,100,100,100,100]
["Fans - Replace 100+ HP motor",1.4783838825483064E-2,1.3821617257225647E-2,null,264.45503727326235,6,0,96.000004559755325,null,0,1,50,100,100,100,100,100,100,100,100,100,100,100,100,100,100,100,100,100,100,100,100,100,100,100,100,100,100,100,100,100]
["Fans - Replace 1-5 HP motor",2.5919901048737861E-3,2.4232877256703338E-3,null,250.19335092483334,15,0,577.00000703334808,null,0,1,50,100,100,100,100,100,100,100,100,100,100,100,100,100,100,100,100,100,100,100,100,100,100,100,100,100,100,100,100,100]
["Fans - Replace 6-100 HP motor",1.6160351334538706E-2,1.5108538014042593E-2,null,294.30240240249981,10,0,320.99999487400055,null,0,1,50,100,100,100,100,100,100,100,100,100,100,100,100,100,100,100,100,100,100,100,100,100,100,100,100,100,100,100,100,100]
["Fans - ASD (1-5 hp)",4.4545548034821664E-4,4.6054773794621051E-3,null,535.74823686879392,15,0,828.00000905990601,null,0,1,50,100,100,100,100,100,100,100,100,100,100,100,100,100,100,100,100,100,100,100,100,100,100,100,100,100,100,100,100,100]
["Base Pumps",0,0,null,0,15,0,0,null,0,1,50,100,100,100,100,100,100,100,100,100,100,100,100,100,100,100,100,100,100,100,100,100,100,100,100,100,100,100,100,100]
["Pumps - ASD (6-100 hp)",6.2782427792755641E-3,6.4909528288039753E-2,null,685.15407888579909,10,0,27.9999990016222,null,0,1,50,100,100,100,100,100,100,100,100,100,100,100,100,100,100,100,100,100,100,100,100,100,100,100,100,100,100,100,100,100]
["Pumps - O&M",0.13931524765018172,0.13024776946278011,null,1105.8791147458935,10,0,54.000001400709152,null,0,1,50,100,100,100,100,100,100,100,100,100,100,100,100,100,100,100,100,100,100,100,100,100,100,100,100,100,100,100,100,100]
["Pumps - Controls",0.40885996711610434,0.38224888974978433,null,3709.1597745053564,10,0,292.00000688433647,null,0,1,50,100,100,100,100,100,100,100,100,100,100,100,100,100,100,100,100,100,100,100,100,100,100,100,100,100,100,100,100,100]
["Pumps - Sizing",0.12979681427370571,0.12134885324953774,null,2060.6443083138802,10,0,217.00000390410423,null,0,1,50,100,100,100,100,100,100,100,100,100,100,100,100,100,100,100,100,100,100,100,100,100,100,100,100,100,100,100,100,100]
["Pumps - ASD (100+ hp)",8.3728592878910806E-3,8.6565360070681024E-2,null,530.87013566455948,6,0,62.000001780688763,null,0,1,50,100,100,100,100,100,100,100,100,100,100,100,100,100,100,100,100,100,100,100,100,100,100,100,100,100,100,100,100,100]
["Pumps - System Optimization",0.32227711928026553,0.3013013768639714,null,3410.9646181005746,10,0,715.00003337860107,null,0,1,50,100,100,100,100,100,100,100,100,100,100,100,100,100,100,100,100,100,100,100,100,100,100,100,100,100,100,100,100,100]
["Pumps - Motor practices-1 (100+ HP)",1.9400594070579244E-2,1.8137886172307202E-2,null,103.87937587371552,6,0,23.000000510364771,null,0,1,50,100,100,100,100,100,100,100,100,100,100,100,100,100,100,100,100,100,100,100,100,100,100,100,100,100,100,100,100,100]
["Pumps - Motor practices-1 (6-100 HP)",1.8521160753736561E-2,1.7315691690066231E-2,null,164.72859008779815,10,0,57.000000961124897,null,0,1,50,100,100,100,100,100,100,100,100,100,100,100,100,100,100,100,100,100,100,100,100,100,100,100,100,100,100,100,100,100]
["Pumps - Motor practices-1 (1-5 HP)",4.9378074473646703E-3,4.6164250999349505E-3,null,326.63439099339439,15,0,228.00000384449959,null,0,1,50,100,100,100,100,100,100,100,100,100,100,100,100,100,100,100,100,100,100,100,100,100,100,100,100,100,100,100,100,100]
["Pumps - Replace 100+ HP motor",1.5229242055624665E-2,1.4238030953615363E-2,null,214.58976082635584,6,0,96.000004559755325,null,0,1,50,100,100,100,100,100,100,100,100,100,100,100,100,100,100,100,100,100,100,100,100,100,100,100,100,100,100,100,100,100]
["Pumps - Replace 1-5 HP motor",2.6700808348143644E-3,2.4962958390106643E-3,null,203.01723835128738,15,0,577.00000703334808,null,0,1,50,100,100,100,100,100,100,100,100,100,100,100,100,100,100,100,100,100,100,100,100,100,100,100,100,100,100,100,100,100]
["Pumps - Replace 6-100 HP motor",1.664722573634966E-2,1.5563723687642611E-2,null,238.80914802510199,10,0,320.99999487400055,null,0,1,50,100,100,100,100,100,100,100,100,100,100,100,100,100,100,100,100,100,100,100,100,100,100,100,100,100,100,100,100,100]
["Pumps - ASD (1-5 hp)",4.6678060686949538E-4,4.8259537056959696E-3,null,434.33203812668569,15,0,828.00000905990601,null,0,1,50,100,100,100,100,100,100,100,100,100,100,100,100,100,100,100,100,100,100,100,100,100,100,100,100,100,100,100,100,100]
["Base Drives",0,0,null,0,20,0,0,null,0,1,50,100,100,100,100,100,100,100,100,100,100,100,100,100,100,100,100,100,100,100,100,100,100,100,100,100,100,100,100,100]
["Process control",3.829904307731543E-2,3.5806309915946653E-2,null,214.4588179780138,10,0,21.99999988079071,null,0,1,50,100,100,100,100,100,100,100,100,100,100,100,100,100,100,100,100,100,100,100,100,100,100,100,100,100,100,100,100,100]
["Drives - EE motor",4.0399503158034221E-2,3.7770059361708602E-2,null,377.03421104110947,10,0,56.644000750966363,null,0,1,50,100,100,100,100,100,100,100,100,100,100,100,100,100,100,100,100,100,100,100,100,100,100,100,100,100,100,100,100,100]
["Process optimization",2.5087207584399949E-2,2.3454380514921127E-2,null,1123.8239815148088,10,0,324.99998807907104,null,0,1,50,100,100,100,100,100,100,100,100,100,100,100,100,100,100,100,100,100,100,100,100,100,100,100,100,100,100,100,100,100]
["Efficient grinding",0.1861639663642041,0.17404729046002584,null,2606.1032449276299,15,0,2500.9998679161072,null,0,1,50,100,100,100,100,100,100,100,100,100,100,100,100,100,100,100,100,100,100,100,100,100,100,100,100,100,100,100,100,100]
["Drives - Process Controls (batch + site)",3.5370257959494937E-2,3.3068147831996124E-2,null,198.0588313461962,10,0,260.00000536441803,null,0,1,50,100,100,100,100,100,100,100,100,100,100,100,100,100,100,100,100,100,100,100,100,100,100,100,100,100,100,100,100,100]
["Base Heating",0,0,null,0,20,0,0,null,0,1,50,100,100,100,100,100,100,100,100,100,100,100,100,100,100,100,100,100,100,100,100,100,100,100,100,100,100,100,100,100]
["Top-heating (glass)",1.8917920546094692E-2,1.7686627957551625E-2,null,433.29434662582543,8,0,43.000001460313797,null,0,1,50,100,100,100,100,100,100,100,100,100,100,100,100,100,100,100,100,100,100,100,100,100,100,100,100,100,100,100,100,100]
["Base Refrigeration",0,0,null,0,20,0,0,null,0,1,50,100,100,100,100,100,100,100,100,100,100,100,100,100,100,100,100,100,100,100,100,100,100,100,100,100,100,100,100,100]
["Base Other Process",0,0,null,0,15,0,0,null,0,1,50,100,100,100,100,100,100,100,100,100,100,100,100,100,100,100,100,100,100,100,100,100,100,100,100,100,100,100,100,100]
["Base Centrifugal Chiller, 0.58 kW/ton, 500 tons",0,0,null,0,20,0,999.93617162533121,null,0,1,50,100,100,100,100,100,100,100,100,100,100,100,100,100,100,100,100,100,100,100,100,100,100,100,100,100,100,100,100,100]
["Aerosole Duct Sealing - Chiller",3.6461222039755985E-3,2.7270484638960537E-3,null,1099.947919190425,10,0,89.176129665767405,null,0,1,50,100,100,100,100,100,100,100,100,100,100,100,100,100,100,100,100,100,100,100,100,100,100,100,100,100,100,100,100,100]
["Centrifugal Chiller, 0.51 kW/ton, 500 tons",8.2707523058977838E-3,6.1859534895650041E-3,null,1216.3555378937797,20,0,1159.0169262020884,null,0,1,50,100,100,100,100,100,100,100,100,100,100,100,100,100,100,100,100,100,100,100,100,100,100,100,100,100,100,100,100,100]
["VSD for Chiller Pumps and Towers",2.9009001586607695E-3,2.1696736639726221E-3,null,921.47536292730535,15,0,190.89690549210866,null,0,1,50,100,100,100,100,100,100,100,100,100,100,100,100,100,100,100,100,100,100,100,100,100,100,100,100,100,100,100,100,100]
["High Efficiency Chiller Motors",1.635357517792705E-3,1.2231348696855981E-3,null,267.23031548504855,20,0,88.591616639307389,null,0,1,50,100,100,100,100,100,100,100,100,100,100,100,100,100,100,100,100,100,100,100,100,100,100,100,100,100,100,100,100,100]
["EMS Optimization - Chiller",1.0716026161554223E-3,8.0148500374103038E-4,null,420.25996455086971,5,0,72.504127155548744,null,0,1,50,100,100,100,100,100,100,100,100,100,100,100,100,100,100,100,100,100,100,100,100,100,100,100,100,100,100,100,100,100]
["EMS - Chiller ",3.40674330840557E-4,2.5480095252829719E-4,null,885.62437786843145,10,0,272.70986498872668,null,0,1,50,100,100,100,100,100,100,100,100,100,100,100,100,100,100,100,100,100,100,100,100,100,100,100,100,100,100,100,100,100]
["Chiller Tune Up/Diagnostics",1.69722259010483E-3,1.2694056859060866E-3,null,665.6149348640073,10,0,241.68043285512672,null,0,1,50,100,100,100,100,100,100,100,100,100,100,100,100,100,100,100,100,100,100,100,100,100,100,100,100,100,100,100,100,100]
["Window Film (Standard) - Chiller",1.2084686964595921E-3,9.0385141198867289E-4,null,431.02257544348379,10,0,315.33253321199413,null,0,1,50,100,100,100,100,100,100,100,100,100,100,100,100,100,100,100,100,100,100,100,100,100,100,100,100,100,100,100,100,100]
["Roof Insulation - Chiller",7.2713913173647082E-4,5.4385002512491866E-4,null,356.46080589961667,20,0,356.72030182391484,null,0,1,50,100,100,100,100,100,100,100,100,100,100,100,100,100,100,100,100,100,100,100,100,100,100,100,100,100,100,100,100,100]
["Cool Roof - Chiller",4.4876720126179204E-3,3.3564698010217636E-3,null,1947.4190867616958,15,0,3224.016905502197,null,0,1,50,100,100,100,100,100,100,100,100,100,100,100,100,100,100,100,100,100,100,100,100,100,100,100,100,100,100,100,100,100]
["Duct/Pipe Insulation - Chiller",2.1652290848762912E-3,1.6194423334074475E-3,null,707.63101664750286,10,0,7433.123061787006,null,0,1,50,100,100,100,100,100,100,100,100,100,100,100,100,100,100,100,100,100,100,100,100,100,100,100,100,100,100,100,100,100]
["Base DX Packaged System, EER=10.3, 10 tons",0,0,null,0,15,0,0,null,0,1,50,100,100,100,100,100,100,100,100,100,100,100,100,100,100,100,100,100,100,100,100,100,100,100,100,100,100,100,100,100]
["Aerosole Duct Sealing",0,4.9609931411506037E-3,null,1099.9059840495761,10,0,51.447767114865805,null,0,1,50,100,100,100,100,100,100,100,100,100,100,100,100,100,100,100,100,100,100,100,100,100,100,100,100,100,100,100,100,100]
["DX Coil Cleaning",0,1.8684201718791073E-3,null,502.34050038301956,5,0,25.952015568254659,null,0,1,50,100,100,100,100,100,100,100,100,100,100,100,100,100,100,100,100,100,100,100,100,100,100,100,100,100,100,100,100,100]
["DX Packaged System, EER=10.9, 10 tons",0,5.4191455663231752E-3,null,546.3685985371892,15,0,346.13175171646077,null,0,1,50,100,100,100,100,100,100,100,100,100,100,100,100,100,100,100,100,100,100,100,100,100,100,100,100,100,100,100,100,100]
["Hybrid Dessicant-DX System (Trane CDQ)",0,1.6980134969106504E-2,null,3423.9392289798379,15,0,947.31722215749335,null,0,1,50,100,100,100,100,100,100,100,100,100,100,100,100,100,100,100,100,100,100,100,100,100,100,100,100,100,100,100,100,100]
["Optimize Controls",0,9.0833100187165915E-4,null,396.67103756569679,5,0,55.772405504268256,null,0,1,50,100,100,100,100,100,100,100,100,100,100,100,100,100,100,100,100,100,100,100,100,100,100,100,100,100,100,100,100,100]
["Roof Insulation",0,9.9149095593449826E-4,null,357.21448455369062,20,0,205.80017412918161,null,0,1,50,100,100,100,100,100,100,100,100,100,100,100,100,100,100,100,100,100,100,100,100,100,100,100,100,100,100,100,100,100]
["DX Tune Up/ Advanced Diagnostics",0,9.4943593509711757E-4,null,386.76340603110759,10,0,174.28877109649591,null,0,1,50,100,100,100,100,100,100,100,100,100,100,100,100,100,100,100,100,100,100,100,100,100,100,100,100,100,100,100,100,100]
["Window Film (Standard)",0,1.5014492327919732E-3,null,393.56937849876039,10,0,190.98912408163847,null,0,1,50,100,100,100,100,100,100,100,100,100,100,100,100,100,100,100,100,100,100,100,100,100,100,100,100,100,100,100,100,100]
["Cool Roof - DX",0,5.9226406317888182E-3,null,1888.8598347717545,15,0,1860.009753174344,null,0,1,50,100,100,100,100,100,100,100,100,100,100,100,100,100,100,100,100,100,100,100,100,100,100,100,100,100,100,100,100,100]
["Geothermal Heat Pump, EER=13, 10 tons",0,2.6341891981737147E-3,null,1073.0665953904561,15,0,2760.5132649974266,null,0,1,50,100,100,100,100,100,100,100,100,100,100,100,100,100,100,100,100,100,100,100,100,100,100,100,100,100,100,100,100,100]
["Duct/Pipe Insulation",0,2.7610807891360251E-3,null,663.17501939808028,10,0,4288.3402279540414,null,0,1,50,100,100,100,100,100,100,100,100,100,100,100,100,100,100,100,100,100,100,100,100,100,100,100,100,100,100,100,100,100]
["Base Lighting",0,0,null,0,10,0,0,null,0,1,50,100,100,100,100,100,100,100,100,100,100,100,100,100,100,100,100,100,100,100,100,100,100,100,100,100,100,100,100,100]
["CFL Screw-in 18W",5.3361736019531092E-2,4.988863177889595E-2,null,11158.120217222595,2,0,190.16543641520647,null,0,1,50,100,100,100,100,100,100,100,100,100,100,100,100,100,100,100,100,100,100,100,100,100,100,100,100,100,100,100,100,100]
["Premium T8, Elecctronic Ballast",0.10721186509450692,0.10023386904187014,null,3616.4392938281762,15,0,275.1235949923485,null,0,1,50,100,100,100,100,100,100,100,100,100,100,100,100,100,100,100,100,100,100,100,100,100,100,100,100,100,100,100,100,100]
["High Bay T5",6.0888358737211337E-2,5.6925376407361332E-2,null,4327.0129412364358,10,0,404.42277589796061,null,0,1,50,100,100,100,100,100,100,100,100,100,100,100,100,100,100,100,100,100,100,100,100,100,100,100,100,100,100,100,100,100]
["CFL Hardwired, Modular 18W",3.9990231599956787E-2,3.7387425669824455E-2,null,8362.0932336903534,5,0,1374.0772475661408,null,0,1,50,100,100,100,100,100,100,100,100,100,100,100,100,100,100,100,100,100,100,100,100,100,100,100,100,100,100,100,100,100]
["Occupancy Sensor",2.3192064635317203E-2,2.1682584921154182E-2,null,1520.5973307933039,9,0,411.51761990594633,null,0,1,50,100,100,100,100,100,100,100,100,100,100,100,100,100,100,100,100,100,100,100,100,100,100,100,100,100,100,100,100,100]
["Base Other",0,0,null,0,15,0,0,null,0,1,50,100,100,100,100,100,100,100,100,100,100,100,100,100,100,100,100,100,100,100,100,100,100,100,100,100,100,100,100,100]
["Replace V-belts",1.8688015960433295E-4,1.7471686951619158E-4,null,6.3713382940555618,5,0,0.99999997473787516,null,0,1,50,100,100,100,100,100,100,100,100,100,100,100,100,100,100,100,100,100,100,100,100,100,100,100,100,100,100,100,100,100]
["Base Compressed Air",0,0,null,0,15,0,0,null,0,1,50,100,100,100,100,100,100,100,100,100,100,100,100,100,100,100,100,100,100,100,100,100,100,100,100,100,100,100,100,100]
["Comp Air - ASD (6-100 hp)",3.8989678755899755E-4,6.8451717898792381E-3,null,684.20069267544295,10,0,27.9999990016222,null,0,1,50,100,100,100,100,100,100,100,100,100,100,100,100,100,100,100,100,100,100,100,100,100,100,100,100,100,100,100,100,100]
["Compressed Air- Sizing",7.5647967164222292E-3,1.200973025538252E-2,null,988.51045377320384,10,0,49.000000581145287,null,0,1,50,100,100,100,100,100,100,100,100,100,100,100,100,100,100,100,100,100,100,100,100,100,100,100,100,100,100,100,100,100]
["Compressed Air-O&M",2.5150185323399174E-2,3.9927965407345091E-2,null,1752.7659262395691,10,0,109.00000110268593,null,0,1,50,100,100,100,100,100,100,100,100,100,100,100,100,100,100,100,100,100,100,100,100,100,100,100,100,100,100,100,100,100]
["Compressed Air - System Optimization",1.8452340552222165E-2,2.9294591899814287E-2,null,1928.9699079799291,10,0,173.00000414252281,null,0,1,50,100,100,100,100,100,100,100,100,100,100,100,100,100,100,100,100,100,100,100,100,100,100,100,100,100,100,100,100,100]
["Comp Air - ASD (100+ hp)",4.7363088030044344E-4,8.3152384017980332E-3,null,497.10787626531578,6,0,62.000001780688763,null,0,1,50,100,100,100,100,100,100,100,100,100,100,100,100,100,100,100,100,100,100,100,100,100,100,100,100,100,100,100,100,100]
["Compressed Air - Controls",4.6938806821028448E-3,7.4519174746135583E-3,null,981.37735555008487,10,0,186.00000068545341,null,0,1,50,100,100,100,100,100,100,100,100,100,100,100,100,100,100,100,100,100,100,100,100,100,100,100,100,100,100,100,100,100]
["Comp Air - Motor practices-1 (100+ HP)",1.2247273473239542E-3,1.944354307078766E-3,null,107.95150908844529,6,0,23.000000510364771,null,0,1,50,100,100,100,100,100,100,100,100,100,100,100,100,100,100,100,100,100,100,100,100,100,100,100,100,100,100,100,100,100]
["Comp Air - Motor practices-1 (6-100 HP)",1.169210179902828E-3,1.8562162869488648E-3,null,171.18604866186323,10,0,57.000000961124897,null,0,1,50,100,100,100,100,100,100,100,100,100,100,100,100,100,100,100,100,100,100,100,100,100,100,100,100,100,100,100,100,100]
["Comp Air - Motor practices-1 (1-5 HP)",3.1171559988340321E-4,4.948738758395831E-4,null,339.43865318946007,15,0,228.00000384449959,null,0,1,50,100,100,100,100,100,100,100,100,100,100,100,100,100,100,100,100,100,100,100,100,100,100,100,100,100,100,100,100,100]
["Comp Air - Replace 100+ HP motor",9.6139680861378519E-4,1.5262956524359731E-3,null,223.00180686927521,6,0,96.000004559755325,null,0,1,50,100,100,100,100,100,100,100,100,100,100,100,100,100,100,100,100,100,100,100,100,100,100,100,100,100,100,100,100,100]
["Comp Air - Replace 1-5 HP motor",1.6855777754224452E-4,2.6759918562445383E-4,null,210.97563474175578,15,0,577.00000703334808,null,0,1,50,100,100,100,100,100,100,100,100,100,100,100,100,100,100,100,100,100,100,100,100,100,100,100,100,100,100,100,100,100]
["Comp Air - Replace 6-100 HP motor",1.0509117683988902E-3,1.668407933987006E-3,null,248.1706085023616,10,0,320.99999487400055,null,0,1,50,100,100,100,100,100,100,100,100,100,100,100,100,100,100,100,100,100,100,100,100,100,100,100,100,100,100,100,100,100]
["Comp Air - ASD (1-5 hp)",3.038689147580022E-5,5.3348347293268072E-4,null,450.59320595359776,15,0,828.00000905990601,null,0,1,50,100,100,100,100,100,100,100,100,100,100,100,100,100,100,100,100,100,100,100,100,100,100,100,100,100,100,100,100,100]
["Base Fans",0,0,null,0,15,0,0,null,0,1,50,100,100,100,100,100,100,100,100,100,100,100,100,100,100,100,100,100,100,100,100,100,100,100,100,100,100,100,100,100]
["Fans - ASD (6-100 hp)",8.8378695749766266E-4,1.5516089751857193E-2,null,685.73374090998175,10,0,27.9999990016222,null,0,1,50,100,100,100,100,100,100,100,100,100,100,100,100,100,100,100,100,100,100,100,100,100,100,100,100,100,100,100,100,100]
["Fans - O&M",4.7222857326518052E-3,7.4970128033806805E-3,null,210.06726962218059,10,0,10.999999940395355,null,0,1,50,100,100,100,100,100,100,100,100,100,100,100,100,100,100,100,100,100,100,100,100,100,100,100,100,100,100,100,100,100]
["Fans- Improve components",4.82066668556899E-3,7.6532005703616405E-3,null,536.10917769868922,10,0,54.000001400709152,null,0,1,50,100,100,100,100,100,100,100,100,100,100,100,100,100,100,100,100,100,100,100,100,100,100,100,100,100,100,100,100,100]
["Fans - ASD (100+ hp)",1.4487876092976512E-3,2.5435449557763379E-2,null,656.83896561341101,6,0,62.000001780688763,null,0,1,50,100,100,100,100,100,100,100,100,100,100,100,100,100,100,100,100,100,100,100,100,100,100,100,100,100,100,100,100,100]
["Fans - Motor practices-1 (100+ HP)",3.9310725399787985E-3,6.2408974873042313E-3,null,147.44583119510546,6,0,23.000000510364771,null,0,1,50,100,100,100,100,100,100,100,100,100,100,100,100,100,100,100,100,100,100,100,100,100,100,100,100,100,100,100,100,100]
["Fans - Motor practices-1 (6-100 HP)",3.7528761333880233E-3,5.9579961938712161E-3,null,233.81488083945578,10,0,57.000000961124897,null,0,1,50,100,100,100,100,100,100,100,100,100,100,100,100,100,100,100,100,100,100,100,100,100,100,100,100,100,100,100,100,100]
["Fans - System Optimization",7.9430474882981987E-3,2.6703660445496862E-2,null,2494.1334127879968,10,0,649.99997615814209,null,0,1,50,100,100,100,100,100,100,100,100,100,100,100,100,100,100,100,100,100,100,100,100,100,100,100,100,100,100,100,100,100]
["Fans - Controls",4.0397180886535641E-2,6.4133811351727063E-2,null,3594.0753989498598,10,0,1000.0000149011612,null,0,1,50,100,100,100,100,100,100,100,100,100,100,100,100,100,100,100,100,100,100,100,100,100,100,100,100,100,100,100,100,100]
["Fans - Motor practices-1 (1-5 HP)",8.6870097722604165E-4,1.3791334784216353E-3,null,402.53644442381005,15,0,228.00000384449959,null,0,1,50,100,100,100,100,100,100,100,100,100,100,100,100,100,100,100,100,100,100,100,100,100,100,100,100,100,100,100,100,100]
["Fans - Replace 100+ HP motor",2.6792574624343031E-3,4.2535392046562275E-3,null,264.4553105363035,6,0,96.000004559755325,null,0,1,50,100,100,100,100,100,100,100,100,100,100,100,100,100,100,100,100,100,100,100,100,100,100,100,100,100,100,100,100,100]
["Fans - Replace 1-5 HP motor",4.697432727934313E-4,7.4575566363636794E-4,null,250.1936095698598,15,0,577.00000703334808,null,0,1,50,100,100,100,100,100,100,100,100,100,100,100,100,100,100,100,100,100,100,100,100,100,100,100,100,100,100,100,100,100]
["Fans - Replace 6-100 HP motor",2.928721182154322E-3,4.6495831559547271E-3,null,294.30270659622113,10,0,320.99999487400055,null,0,1,50,100,100,100,100,100,100,100,100,100,100,100,100,100,100,100,100,100,100,100,100,100,100,100,100,100,100,100,100,100]
["Fans - ASD (1-5 hp)",8.0728366443173132E-5,1.4172969725641186E-3,null,535.74216401384047,15,0,828.00000905990601,null,0,1,50,100,100,100,100,100,100,100,100,100,100,100,100,100,100,100,100,100,100,100,100,100,100,100,100,100,100,100,100,100]
["Base Pumps",0,0,null,0,15,0,0,null,0,1,50,100,100,100,100,100,100,100,100,100,100,100,100,100,100,100,100,100,100,100,100,100,100,100,100,100,100,100,100,100]
["Pumps - ASD (6-100 hp)",1.1377832888899728E-3,1.9975343015431146E-2,null,685.14566059936669,10,0,27.9999990016222,null,0,1,50,100,100,100,100,100,100,100,100,100,100,100,100,100,100,100,100,100,100,100,100,100,100,100,100,100,100,100,100,100]
["Pumps - O&M",2.5247915962591475E-2,4.0083120748378588E-2,null,1105.8793786250442,10,0,54.000001400709152,null,0,1,50,100,100,100,100,100,100,100,100,100,100,100,100,100,100,100,100,100,100,100,100,100,100,100,100,100,100,100,100,100]
["Pumps - Controls",7.4097144687385499E-2,0.11763524569770881,null,3709.1606495334777,10,0,292.00000688433647,null,0,1,50,100,100,100,100,100,100,100,100,100,100,100,100,100,100,100,100,100,100,100,100,100,100,100,100,100,100,100,100,100]
["Pumps - Sizing",2.352290306696592E-2,3.7344522430390034E-2,null,2060.6448045609991,10,0,217.00000390410423,null,0,1,50,100,100,100,100,100,100,100,100,100,100,100,100,100,100,100,100,100,100,100,100,100,100,100,100,100,100,100,100,100]
["Pumps - ASD (100+ hp)",1.5173835257370522E-3,2.6639744763814165E-2,null,530.86376826143135,6,0,62.000001780688763,null,0,1,50,100,100,100,100,100,100,100,100,100,100,100,100,100,100,100,100,100,100,100,100,100,100,100,100,100,100,100,100,100]
["Pumps - System Optimization",5.840587775575154E-2,9.272408281014162E-2,null,3410.9669828474953,10,0,715.00003337860107,null,0,1,50,100,100,100,100,100,100,100,100,100,100,100,100,100,100,100,100,100,100,100,100,100,100,100,100,100,100,100,100,100]
["Pumps - Motor practices-1 (100+ HP)",3.515945344546446E-3,5.5818492900152044E-3,null,103.87944894639456,6,0,23.000000510364771,null,0,1,50,100,100,100,100,100,100,100,100,100,100,100,100,100,100,100,100,100,100,100,100,100,100,100,100,100,100,100,100,100]
["Pumps - Motor practices-1 (6-100 HP)",3.3565667475360973E-3,5.328822800298655E-3,null,164.7287059946112,10,0,57.000000961124897,null,0,1,50,100,100,100,100,100,100,100,100,100,100,100,100,100,100,100,100,100,100,100,100,100,100,100,100,100,100,100,100,100]
["Pumps - Motor practices-1 (1-5 HP)",8.9487265441347437E-4,1.420683145271199E-3,null,326.63462087906822,15,0,228.00000384449959,null,0,1,50,100,100,100,100,100,100,100,100,100,100,100,100,100,100,100,100,100,100,100,100,100,100,100,100,100,100,100,100,100]
["Pumps - Replace 100+ HP motor",2.7599764477320449E-3,4.381687161072503E-3,null,214.58991177836339,6,0,96.000004559755325,null,0,1,50,100,100,100,100,100,100,100,100,100,100,100,100,100,100,100,100,100,100,100,100,100,100,100,100,100,100,100,100,100]
["Pumps - Replace 1-5 HP motor",4.838954029496259E-4,7.6822332166952994E-4,null,203.01738125896421,15,0,577.00000703334808,null,0,1,50,100,100,100,100,100,100,100,100,100,100,100,100,100,100,100,100,100,100,100,100,100,100,100,100,100,100,100,100,100]
["Pumps - Replace 6-100 HP motor",3.0169558536474917E-3,4.7896628756786998E-3,null,238.80931608649681,10,0,320.99999487400055,null,0,1,50,100,100,100,100,100,100,100,100,100,100,100,100,100,100,100,100,100,100,100,100,100,100,100,100,100,100,100,100,100]
["Pumps - ASD (1-5 hp)",8.4593018916398824E-5,1.4851462366040498E-3,null,434.32697648978399,15,0,828.00000905990601,null,0,1,50,100,100,100,100,100,100,100,100,100,100,100,100,100,100,100,100,100,100,100,100,100,100,100,100,100,100,100,100,100]
["Base Drives",0,0,null,0,20,0,0,null,0,1,50,100,100,100,100,100,100,100,100,100,100,100,100,100,100,100,100,100,100,100,100,100,100,100,100,100,100,100,100,100]
["Efficient drives - rolling",2.0522424075482808E-2,3.2581017913946519E-2,null,634.10015819191267,10,0,99.999997764825821,null,0,1,50,100,100,100,100,100,100,100,100,100,100,100,100,100,100,100,100,100,100,100,100,100,100,100,100,100,100,100,100,100]
["Drives - Process Control",1.7092947372293294E-2,2.7136444627130697E-2,null,528.13647125076409,15,0,162.00000420212746,null,0,1,50,100,100,100,100,100,100,100,100,100,100,100,100,100,100,100,100,100,100,100,100,100,100,100,100,100,100,100,100,100]
["Drives - Process Controls (batch + site)",1.6654666669765845E-2,2.6440638353570495E-2,null,514.5945104286443,10,0,260.00000536441803,null,0,1,50,100,100,100,100,100,100,100,100,100,100,100,100,100,100,100,100,100,100,100,100,100,100,100,100,100,100,100,100,100]
["Base Heating",0,0,null,0,20,0,0,null,0,1,50,100,100,100,100,100,100,100,100,100,100,100,100,100,100,100,100,100,100,100,100,100,100,100,100,100,100,100,100,100]
["Near Net Shape Casting",1.1368950902626131E-2,1.8049134530055567E-2,null,1399.8740136446909,15,0,130.00000268220901,null,0,1,50,100,100,100,100,100,100,100,100,100,100,100,100,100,100,100,100,100,100,100,100,100,100,100,100,100,100,100,100,100]
["Efficient electric melting",4.1665668711839833E-2,6.6147638977929968E-2,null,1140.0775750334824,20,0,357.00000822544098,null,0,1,50,100,100,100,100,100,100,100,100,100,100,100,100,100,100,100,100,100,100,100,100,100,100,100,100,100,100,100,100,100]
["Heating - Process Control",4.2852724795204203E-2,6.8032187088557752E-2,null,527.65128786700132,15,0,162.00000420212746,null,0,1,50,100,100,100,100,100,100,100,100,100,100,100,100,100,100,100,100,100,100,100,100,100,100,100,100,100,100,100,100,100]
["Intelligent extruder (DOE)",8.2660078280531529E-4,1.3122959945280547E-3,null,203.56090292205084,10,0,173.00000414252281,null,0,1,50,100,100,100,100,100,100,100,100,100,100,100,100,100,100,100,100,100,100,100,100,100,100,100,100,100,100,100,100,100]
["Base Refrigeration",0,0,null,0,20,0,0,null,0,1,50,100,100,100,100,100,100,100,100,100,100,100,100,100,100,100,100,100,100,100,100,100,100,100,100,100,100,100,100,100]
["Base Other Process",0,0,null,0,15,0,0,null,0,1,50,100,100,100,100,100,100,100,100,100,100,100,100,100,100,100,100,100,100,100,100,100,100,100,100,100,100,100,100,100]
["Base Centrifugal Chiller, 0.58 kW/ton, 500 tons",0,0,null,0,20,0,999.93617162533121,null,0,1,50,100,100,100,100,100,100,100,100,100,100,100,100,100,100,100,100,100,100,100,100,100,100,100,100,100,100,100,100,100]
["Aerosole Duct Sealing - Chiller",5.5472933575427758E-4,7.0454231549159677E-4,null,1099.9335628490669,10,0,89.176129665767405,null,0,1,50,100,100,100,100,100,100,100,100,100,100,100,100,100,100,100,100,100,100,100,100,100,100,100,100,100,100,100,100,100]
["Centrifugal Chiller, 0.51 kW/ton, 500 tons",1.2583325400322097E-3,1.5981641212597061E-3,null,1216.341062368248,20,0,1159.0169262020884,null,0,1,50,100,100,100,100,100,100,100,100,100,100,100,100,100,100,100,100,100,100,100,100,100,100,100,100,100,100,100,100,100]
["VSD for Chiller Pumps and Towers",4.4135060637504747E-4,5.6054395921984281E-4,null,921.46552769403775,15,0,190.89690549210866,null,0,1,50,100,100,100,100,100,100,100,100,100,100,100,100,100,100,100,100,100,100,100,100,100,100,100,100,100,100,100,100,100]
["High Efficiency Chiller Motors",2.4880788842770259E-4,3.1600219156802854E-4,null,267.22776346898786,20,0,88.591616639307389,null,0,1,50,100,100,100,100,100,100,100,100,100,100,100,100,100,100,100,100,100,100,100,100,100,100,100,100,100,100,100,100,100]
["EMS Optimization - Chiller",1.6303664773851718E-4,2.070671405028483E-4,null,420.2559879974699,5,0,72.504127155548744,null,0,1,50,100,100,100,100,100,100,100,100,100,100,100,100,100,100,100,100,100,100,100,100,100,100,100,100,100,100,100,100,100]
["EMS - Chiller ",5.1831117968495079E-5,6.5828888999332232E-5,null,885.61537202198951,10,0,272.70986498872668,null,0,1,50,100,100,100,100,100,100,100,100,100,100,100,100,100,100,100,100,100,100,100,100,100,100,100,100,100,100,100,100,100]
["Chiller Tune Up/Diagnostics",2.5822027280037553E-4,3.2795653155475926E-4,null,665.60872890825908,10,0,241.68043285512672,null,0,1,50,100,100,100,100,100,100,100,100,100,100,100,100,100,100,100,100,100,100,100,100,100,100,100,100,100,100,100,100,100]
["Window Film (Standard) - Chiller",1.8385998131792414E-4,2.3351412772832272E-4,null,431.01882917746184,10,0,315.33253321199413,null,0,1,50,100,100,100,100,100,100,100,100,100,100,100,100,100,100,100,100,100,100,100,100,100,100,100,100,100,100,100,100,100]
["Roof Insulation - Chiller",1.1062911495693727E-4,1.4050616722219311E-4,null,356.45780145454944,20,0,356.72030182391484,null,0,1,50,100,100,100,100,100,100,100,100,100,100,100,100,100,100,100,100,100,100,100,100,100,100,100,100,100,100,100,100,100]
["Cool Roof - Chiller",6.8276744309489653E-4,8.6715903467819461E-4,null,1947.4016638946612,15,0,3224.016905502197,null,0,1,50,100,100,100,100,100,100,100,100,100,100,100,100,100,100,100,100,100,100,100,100,100,100,100,100,100,100,100,100,100]
["Duct/Pipe Insulation - Chiller",3.2942484977957557E-4,4.1839097283108472E-4,null,707.62600329115423,10,0,7433.123061787006,null,0,1,50,100,100,100,100,100,100,100,100,100,100,100,100,100,100,100,100,100,100,100,100,100,100,100,100,100,100,100,100,100]
["Base DX Packaged System, EER=10.3, 10 tons",0,0,null,0,15,0,0,null,0,1,50,100,100,100,100,100,100,100,100,100,100,100,100,100,100,100,100,100,100,100,100,100,100,100,100,100,100,100,100,100]
["Aerosole Duct Sealing",0,8.7678040093916573E-4,null,1099.886854673593,10,0,51.447767114865805,null,0,1,50,100,100,100,100,100,100,100,100,100,100,100,100,100,100,100,100,100,100,100,100,100,100,100,100,100,100,100,100,100]
["DX Coil Cleaning",0,6.3938204737261221E-4,null,514.04342802718656,5,0,25.952015568254659,null,0,1,50,100,100,100,100,100,100,100,100,100,100,100,100,100,100,100,100,100,100,100,100,100,100,100,100,100,100,100,100,100]
["DX Packaged System, EER=10.9, 10 tons",0,1.8544581214547824E-3,null,559.09765558169613,15,0,346.13175171646077,null,0,1,50,100,100,100,100,100,100,100,100,100,100,100,100,100,100,100,100,100,100,100,100,100,100,100,100,100,100,100,100,100]
["Hybrid Dessicant-DX System (Trane CDQ)",0,5.8106909276121801E-3,null,3503.7120950342428,15,0,947.31722215749335,null,0,1,50,100,100,100,100,100,100,100,100,100,100,100,100,100,100,100,100,100,100,100,100,100,100,100,100,100,100,100,100,100]
["Optimize Controls",0,1.6427733019079262E-4,null,405.91418769936547,5,0,55.772405504268256,null,0,1,50,100,100,100,100,100,100,100,100,100,100,100,100,100,100,100,100,100,100,100,100,100,100,100,100,100,100,100,100,100]
["Roof Insulation",0,1.80339226184487E-4,null,367.62136685653638,20,0,205.80017412918161,null,0,1,50,100,100,100,100,100,100,100,100,100,100,100,100,100,100,100,100,100,100,100,100,100,100,100,100,100,100,100,100,100]
["DX Tune Up/ Advanced Diagnostics",0,3.2881423520554685E-4,null,400.5401430859402,10,0,174.28877109649591,null,0,1,50,100,100,100,100,100,100,100,100,100,100,100,100,100,100,100,100,100,100,100,100,100,100,100,100,100,100,100,100,100]
["Window Film (Standard)",0,2.7481552291418849E-4,null,407.58871288816056,10,0,190.98912408163847,null,0,1,50,100,100,100,100,100,100,100,100,100,100,100,100,100,100,100,100,100,100,100,100,100,100,100,100,100,100,100,100,100]
["Cool Roof - DX",0,1.0947422886181807E-3,null,1975.4520147095334,15,0,1860.009753174344,null,0,1,50,100,100,100,100,100,100,100,100,100,100,100,100,100,100,100,100,100,100,100,100,100,100,100,100,100,100,100,100,100]
["Geothermal Heat Pump, EER=13, 10 tons",0,9.6040100088359088E-4,null,1169.8981160998846,15,0,2760.5132649974266,null,0,1,50,100,100,100,100,100,100,100,100,100,100,100,100,100,100,100,100,100,100,100,100,100,100,100,100,100,100,100,100,100]
["Duct/Pipe Insulation",0,5.3202281036081539E-4,null,723.01871268471746,10,0,4288.3402279540414,null,0,1,50,100,100,100,100,100,100,100,100,100,100,100,100,100,100,100,100,100,100,100,100,100,100,100,100,100,100,100,100,100]
["Base Lighting",0,0,null,0,10,0,0,null,0,1,50,100,100,100,100,100,100,100,100,100,100,100,100,100,100,100,100,100,100,100,100,100,100,100,100,100,100,100,100,100]
["CFL Screw-in 18W",1.4262698570986783E-2,2.2643194387435325E-2,null,11158.119881219194,2,0,190.16543641520647,null,0,1,50,100,100,100,100,100,100,100,100,100,100,100,100,100,100,100,100,100,100,100,100,100,100,100,100,100,100,100,100,100]
["Premium T8, Elecctronic Ballast",2.3001383503651027E-2,3.6516567693057861E-2,null,3544.8070115895412,15,0,275.1235949923485,null,0,1,50,100,100,100,100,100,100,100,100,100,100,100,100,100,100,100,100,100,100,100,100,100,100,100,100,100,100,100,100,100]
["High Bay T5",4.8076769296350888E-3,7.6325782759765516E-3,null,4196.466297199242,10,0,404.42277589796061,null,0,1,50,100,100,100,100,100,100,100,100,100,100,100,100,100,100,100,100,100,100,100,100,100,100,100,100,100,100,100,100,100]
["CFL Hardwired, Modular 18W",1.0939459532761634E-2,1.7367282037193493E-2,null,8558.2542668750575,5,0,1374.0772475661408,null,0,1,50,100,100,100,100,100,100,100,100,100,100,100,100,100,100,100,100,100,100,100,100,100,100,100,100,100,100,100,100,100]
["Occupancy Sensor",4.7533850930147189E-3,7.54638556818515E-3,null,1525.4424742170925,9,0,411.51761990594633,null,0,1,50,100,100,100,100,100,100,100,100,100,100,100,100,100,100,100,100,100,100,100,100,100,100,100,100,100,100,100,100,100]
["Base Other",0,0,null,0,15,0,0,null,0,1,50,100,100,100,100,100,100,100,100,100,100,100,100,100,100,100,100,100,100,100,100,100,100,100,100,100,100,100,100,100]
["Replace V-belts",1.0837081812498929E-5,1.7204749076876543E-5,null,6.3713381625918331,5,0,0.99999997473787516,null,0,1,50,100,100,100,100,100,100,100,100,100,100,100,100,100,100,100,100,100,100,100,100,100,100,100,100,100,100,100,100,100]
["Base Compressed Air",0,0,null,0,15,0,0,null,0,1,50,100,100,100,100,100,100,100,100,100,100,100,100,100,100,100,100,100,100,100,100,100,100,100,100,100,100,100,100,100]
["Comp Air - ASD (6-100 hp)",3.3826542754296562E-3,5.0419324638778594E-2,null,684.20127618664662,10,0,27.9999990016222,null,0,1,50,100,100,100,100,100,100,100,100,100,100,100,100,100,100,100,100,100,100,100,100,100,100,100,100,100,100,100,100,100]
["Compressed Air- Sizing",6.563036828560713E-2,8.8459717587491174E-2,null,988.51043942590604,10,0,49.000000581145287,null,0,1,50,100,100,100,100,100,100,100,100,100,100,100,100,100,100,100,100,100,100,100,100,100,100,100,100,100,100,100,100,100]
["Compressed Air-O&M",0.21819699679439469,0.29409624262467782,null,1752.7659004360951,10,0,109.00000110268593,null,0,1,50,100,100,100,100,100,100,100,100,100,100,100,100,100,100,100,100,100,100,100,100,100,100,100,100,100,100,100,100,100]
["Compressed Air - System Optimization",0.16008809633694143,0.21577431547326134,null,1928.9698789222364,10,0,173.00000414252281,null,0,1,50,100,100,100,100,100,100,100,100,100,100,100,100,100,100,100,100,100,100,100,100,100,100,100,100,100,100,100,100,100]
["Comp Air - ASD (100+ hp)",4.109111798637155E-3,6.1247359287465712E-2,null,497.10829022149295,6,0,62.000001780688763,null,0,1,50,100,100,100,100,100,100,100,100,100,100,100,100,100,100,100,100,100,100,100,100,100,100,100,100,100,100,100,100,100]
["Compressed Air - Controls",4.0722985613161393E-2,5.4888368003409849E-2,null,981.37730943140934,10,0,186.00000068545341,null,0,1,50,100,100,100,100,100,100,100,100,100,100,100,100,100,100,100,100,100,100,100,100,100,100,100,100,100,100,100,100,100]
["Comp Air - Motor practices-1 (100+ HP)",1.0625441398553467E-2,1.4321472969162115E-2,null,107.95150395990993,6,0,23.000000510364771,null,0,1,50,100,100,100,100,100,100,100,100,100,100,100,100,100,100,100,100,100,100,100,100,100,100,100,100,100,100,100,100,100]
["Comp Air - Motor practices-1 (6-100 HP)",1.0143787738450193E-2,1.3672277362605375E-2,null,171.18604052340447,10,0,57.000000961124897,null,0,1,50,100,100,100,100,100,100,100,100,100,100,100,100,100,100,100,100,100,100,100,100,100,100,100,100,100,100,100,100,100]
["Comp Air - Motor practices-1 (1-5 HP)",2.7043699535191472E-3,3.6450778593735784E-3,null,339.43863704094747,15,0,228.00000384449959,null,0,1,50,100,100,100,100,100,100,100,100,100,100,100,100,100,100,100,100,100,100,100,100,100,100,100,100,100,100,100,100,100]
["Comp Air - Replace 100+ HP motor",8.3408486574500489E-3,1.124219071066593E-2,null,223.00179627467884,6,0,96.000004559755325,null,0,1,50,100,100,100,100,100,100,100,100,100,100,100,100,100,100,100,100,100,100,100,100,100,100,100,100,100,100,100,100,100]
["Comp Air - Replace 1-5 HP motor",1.4623669433865782E-3,1.9710474007751141E-3,null,210.97562470022697,15,0,577.00000703334808,null,0,1,50,100,100,100,100,100,100,100,100,100,100,100,100,100,100,100,100,100,100,100,100,100,100,100,100,100,100,100,100,100]
["Comp Air - Replace 6-100 HP motor",9.1174590278717965E-3,1.2288942935856329E-2,null,248.17059669827611,10,0,320.99999487400055,null,0,1,50,100,100,100,100,100,100,100,100,100,100,100,100,100,100,100,100,100,100,100,100,100,100,100,100,100,100,100,100,100]
["Comp Air - ASD (1-5 hp)",2.6362962453615194E-4,3.9294667860194608E-3,null,450.59356982707357,15,0,828.00000905990601,null,0,1,50,100,100,100,100,100,100,100,100,100,100,100,100,100,100,100,100,100,100,100,100,100,100,100,100,100,100,100,100,100]
["Base Fans",0,0,null,0,15,0,0,null,0,1,50,100,100,100,100,100,100,100,100,100,100,100,100,100,100,100,100,100,100,100,100,100,100,100,100,100,100,100,100,100]
["Fans - ASD (6-100 hp)",1.8173305863563311E-3,2.7087775855498354E-2,null,685.73432703899596,10,0,27.9999990016222,null,0,1,50,100,100,100,100,100,100,100,100,100,100,100,100,100,100,100,100,100,100,100,100,100,100,100,100,100,100,100,100,100]
["Fans - O&M",9.7104248604072338E-3,1.3088170358394186E-2,null,210.06726666825014,10,0,10.999999940395355,null,0,1,50,100,100,100,100,100,100,100,100,100,100,100,100,100,100,100,100,100,100,100,100,100,100,100,100,100,100,100,100,100]
["Fans- Improve components",9.9127253794424816E-3,1.336084057569031E-2,null,536.10917020296756,10,0,54.000001400709152,null,0,1,50,100,100,100,100,100,100,100,100,100,100,100,100,100,100,100,100,100,100,100,100,100,100,100,100,100,100,100,100,100]
["Fans - ASD (100+ hp)",2.9791410271559427E-3,4.4404856767043081E-2,null,656.83951428072703,6,0,62.000001780688763,null,0,1,50,100,100,100,100,100,100,100,100,100,100,100,100,100,100,100,100,100,100,100,100,100,100,100,100,100,100,100,100,100]
["Fans - Motor practices-1 (100+ HP)",8.0834548132138785E-3,1.0895263101318907E-2,null,147.44582454337518,6,0,23.000000510364771,null,0,1,50,100,100,100,100,100,100,100,100,100,100,100,100,100,100,100,100,100,100,100,100,100,100,100,100,100,100,100,100,100]
["Fans - Motor practices-1 (6-100 HP)",7.7170299795506101E-3,1.0401378362445597E-2,null,233.81487028344418,10,0,57.000000961124897,null,0,1,50,100,100,100,100,100,100,100,100,100,100,100,100,100,100,100,100,100,100,100,100,100,100,100,100,100,100,100,100,100]
["Fans - System Optimization",1.6333278826139552E-2,4.6618868689005867E-2,null,2494.1347930995476,10,0,649.99997615814209,null,0,1,50,100,100,100,100,100,100,100,100,100,100,100,100,100,100,100,100,100,100,100,100,100,100,100,100,100,100,100,100,100]
["Fans - Controls",8.3068621951426738E-2,0.11196382147708837,null,3594.0751532683425,10,0,1000.0000149011612,null,0,1,50,100,100,100,100,100,100,100,100,100,100,100,100,100,100,100,100,100,100,100,100,100,100,100,100,100,100,100,100,100]
["Fans - Motor practices-1 (1-5 HP)",1.7863076424106707E-3,2.4076700116076964E-3,null,402.53641625727863,15,0,228.00000384449959,null,0,1,50,100,100,100,100,100,100,100,100,100,100,100,100,100,100,100,100,100,100,100,100,100,100,100,100,100,100,100,100,100]
["Fans - Replace 100+ HP motor",5.5093504058516792E-3,7.4257633123635466E-3,null,264.45529204890187,6,0,96.000004559755325,null,0,1,50,100,100,100,100,100,100,100,100,100,100,100,100,100,100,100,100,100,100,100,100,100,100,100,100,100,100,100,100,100]
["Fans - Replace 1-5 HP motor",9.6593191459656098E-4,1.30192876569146E-3,null,250.19359205777357,15,0,577.00000703334808,null,0,1,50,100,100,100,100,100,100,100,100,100,100,100,100,100,100,100,100,100,100,100,100,100,100,100,100,100,100,100,100,100]
["Fans - Replace 6-100 HP motor",6.0223220272285919E-3,8.1171707498462736E-3,null,294.30268600596389,10,0,320.99999487400055,null,0,1,50,100,100,100,100,100,100,100,100,100,100,100,100,100,100,100,100,100,100,100,100,100,100,100,100,100,100,100,100,100]
["Fans - ASD (1-5 hp)",1.6600167992441409E-4,2.4742973739545265E-3,null,535.74258584498818,15,0,828.00000905990601,null,0,1,50,100,100,100,100,100,100,100,100,100,100,100,100,100,100,100,100,100,100,100,100,100,100,100,100,100,100,100,100,100]
["Base Pumps",0,0,null,0,15,0,0,null,0,1,50,100,100,100,100,100,100,100,100,100,100,100,100,100,100,100,100,100,100,100,100,100,100,100,100,100,100,100,100,100]
["Pumps - ASD (6-100 hp)",2.4166898328386649E-3,3.6021378276280221E-2,null,685.1462457234901,10,0,27.9999990016222,null,0,1,50,100,100,100,100,100,100,100,100,100,100,100,100,100,100,100,100,100,100,100,100,100,100,100,100,100,100,100,100,100]
["Pumps - O&M",5.3627373010098137E-2,7.2281512283889862E-2,null,1105.8793630310802,10,0,54.000001400709152,null,0,1,50,100,100,100,100,100,100,100,100,100,100,100,100,100,100,100,100,100,100,100,100,100,100,100,100,100,100,100,100,100]
["Pumps - Controls",0.1573846817687822,0.21213052532750776,null,3709.1605990638186,10,0,292.00000688433647,null,0,1,50,100,100,100,100,100,100,100,100,100,100,100,100,100,100,100,100,100,100,100,100,100,100,100,100,100,100,100,100,100]
["Pumps - Sizing",4.9963390975042744E-2,6.7343023829030471E-2,null,2060.6447746731415,10,0,217.00000390410423,null,0,1,50,100,100,100,100,100,100,100,100,100,100,100,100,100,100,100,100,100,100,100,100,100,100,100,100,100,100,100,100,100]
["Pumps - ASD (100+ hp)",3.2229733886291021E-3,4.8039240298299375E-2,null,530.8642104729222,6,0,62.000001780688763,null,0,1,50,100,100,100,100,100,100,100,100,100,100,100,100,100,100,100,100,100,100,100,100,100,100,100,100,100,100,100,100,100]
["Pumps - System Optimization",0.12405592990861609,0.16720845564988837,null,3410.9668265056957,10,0,715.00003337860107,null,0,1,50,100,100,100,100,100,100,100,100,100,100,100,100,100,100,100,100,100,100,100,100,100,100,100,100,100,100,100,100,100]
["Pumps - Motor practices-1 (100+ HP)",7.4679789975922537E-3,1.0065695657862099E-2,null,103.87944399224081,6,0,23.000000510364771,null,0,1,50,100,100,100,100,100,100,100,100,100,100,100,100,100,100,100,100,100,100,100,100,100,100,100,100,100,100,100,100,100]
["Pumps - Motor practices-1 (6-100 HP)",7.1294538217577235E-3,9.6094153986951633E-3,null,164.72869813289884,10,0,57.000000961124897,null,0,1,50,100,100,100,100,100,100,100,100,100,100,100,100,100,100,100,100,100,100,100,100,100,100,100,100,100,100,100,100,100]
["Pumps - Motor practices-1 (1-5 HP)",1.9007377912177844E-3,2.561904383764827E-3,null,326.63460527972308,15,0,228.00000384449959,null,0,1,50,100,100,100,100,100,100,100,100,100,100,100,100,100,100,100,100,100,100,100,100,100,100,100,100,100,100,100,100,100]
["Pumps - Replace 100+ HP motor",5.8622771760251094E-3,7.9014547222112878E-3,null,214.58990154400669,6,0,96.000004559755325,null,0,1,50,100,100,100,100,100,100,100,100,100,100,100,100,100,100,100,100,100,100,100,100,100,100,100,100,100,100,100,100,100]
["Pumps - Replace 1-5 HP motor",1.0278091243786707E-3,1.385329798557944E-3,null,203.01737155893784,15,0,577.00000703334808,null,0,1,50,100,100,100,100,100,100,100,100,100,100,100,100,100,100,100,100,100,100,100,100,100,100,100,100,100,100,100,100,100]
["Pumps - Replace 6-100 HP motor",6.4081095530604303E-3,8.6371534419340326E-3,null,238.80930468382689,10,0,320.99999487400055,null,0,1,50,100,100,100,100,100,100,100,100,100,100,100,100,100,100,100,100,100,100,100,100,100,100,100,100,100,100,100,100,100]
["Pumps - ASD (1-5 hp)",1.7967839877655668E-4,2.6781523563593991E-3,null,434.32732777651472,15,0,828.00000905990601,null,0,1,50,100,100,100,100,100,100,100,100,100,100,100,100,100,100,100,100,100,100,100,100,100,100,100,100,100,100,100,100,100]
["Base Drives",0,0,null,0,20,0,0,null,0,1,50,100,100,100,100,100,100,100,100,100,100,100,100,100,100,100,100,100,100,100,100,100,100,100,100,100,100,100,100,100]
["Drives - Optimization process (M&T)",6.8626335359671747E-2,9.2497823851345543E-2,null,1117.4432959493186,10,0,87.000001221895218,null,0,1,50,100,100,100,100,100,100,100,100,100,100,100,100,100,100,100,100,100,100,100,100,100,100,100,100,100,100,100,100,100]
["Machinery",2.9469488334084717E-2,3.9720371583724448E-2,null,767.76315101519947,10,0,136.0000018030405,null,0,1,50,100,100,100,100,100,100,100,100,100,100,100,100,100,100,100,100,100,100,100,100,100,100,100,100,100,100,100,100,100]
["Drives - Scheduling",3.9446189260602645E-3,2.9085102778061863E-2,null,585.61653593737219,10,0,108.0000028014183,null,0,1,50,100,100,100,100,100,100,100,100,100,100,100,100,100,100,100,100,100,100,100,100,100,100,100,100,100,100,100,100,100]
["Base Heating",0,0,null,0,20,0,0,null,0,1,50,100,100,100,100,100,100,100,100,100,100,100,100,100,100,100,100,100,100,100,100,100,100,100,100,100,100,100,100,100]
["Heating - Optimization process (M&T)",7.9827931016947795E-2,0.10759586480793133,null,1117.4432959493186,10,0,87.000001221895218,null,0,1,50,100,100,100,100,100,100,100,100,100,100,100,100,100,100,100,100,100,100,100,100,100,100,100,100,100,100,100,100,100]
["Heating - Scheduling",4.6312517336455751E-3,3.4147894939674794E-2,null,591.07501233492951,10,0,108.0000028014183,null,0,1,50,100,100,100,100,100,100,100,100,100,100,100,100,100,100,100,100,100,100,100,100,100,100,100,100,100,100,100,100,100]
["Efficient Curing ovens",0.15180379771226435,0.2046083455740785,null,2428.5396837527283,15,0,865.9999817609787,null,0,1,50,100,100,100,100,100,100,100,100,100,100,100,100,100,100,100,100,100,100,100,100,100,100,100,100,100,100,100,100,100]
["Base Refrigeration",0,0,null,0,20,0,0,null,0,1,50,100,100,100,100,100,100,100,100,100,100,100,100,100,100,100,100,100,100,100,100,100,100,100,100,100,100,100,100,100]
["Base Other Process",0,0,null,0,15,0,0,null,0,1,50,100,100,100,100,100,100,100,100,100,100,100,100,100,100,100,100,100,100,100,100,100,100,100,100,100,100,100,100,100]
["New transformers welding",1.8843975994458934E-2,2.5398802996826422E-2,null,3033.0603761611615,15,0,540.99999368190765,null,0,1,50,100,100,100,100,100,100,100,100,100,100,100,100,100,100,100,100,100,100,100,100,100,100,100,100,100,100,100,100,100]
["Base Centrifugal Chiller, 0.58 kW/ton, 500 tons",0,0,null,0,20,0,999.93617162533121,null,0,1,50,100,100,100,100,100,100,100,100,100,100,100,100,100,100,100,100,100,100,100,100,100,100,100,100,100,100,100,100,100]
["Aerosole Duct Sealing - Chiller",4.6589201915765866E-3,5.0236110145749028E-3,null,1099.9345849000265,10,0,89.176129665767405,null,0,1,50,100,100,100,100,100,100,100,100,100,100,100,100,100,100,100,100,100,100,100,100,100,100,100,100,100,100,100,100,100]
["Centrifugal Chiller, 0.51 kW/ton, 500 tons",1.0568163643399683E-2,1.1395418058201767E-2,null,1216.3420929052861,20,0,1159.0169262020884,null,0,1,50,100,100,100,100,100,100,100,100,100,100,100,100,100,100,100,100,100,100,100,100,100,100,100,100,100,100,100,100,100]
["VSD for Chiller Pumps and Towers",3.706703018743832E-3,3.9968562128165934E-3,null,921.46622788183993,15,0,190.89690549210866,null,0,1,50,100,100,100,100,100,100,100,100,100,100,100,100,100,100,100,100,100,100,100,100,100,100,100,100,100,100,100,100,100]
["High Efficiency Chiller Motors",2.0896241311007639E-3,2.2531956697388602E-3,null,267.22794515182113,20,0,88.591616639307389,null,0,1,50,100,100,100,100,100,100,100,100,100,100,100,100,100,100,100,100,100,100,100,100,100,100,100,100,100,100,100,100,100]
["EMS Optimization - Chiller",1.3692705379754822E-3,1.4764542584230829E-3,null,420.25627109583462,5,0,72.504127155548744,null,0,1,50,100,100,100,100,100,100,100,100,100,100,100,100,100,100,100,100,100,100,100,100,100,100,100,100,100,100,100,100,100]
["EMS - Chiller ",4.353059716337848E-4,4.6938084017054005E-4,null,885.6160131646418,10,0,272.70986498872668,null,0,1,50,100,100,100,100,100,100,100,100,100,100,100,100,100,100,100,100,100,100,100,100,100,100,100,100,100,100,100,100,100]
["Chiller Tune Up/Diagnostics",2.1686744254869493E-3,2.3384338608334033E-3,null,665.60917072208679,10,0,241.68043285512672,null,0,1,50,100,100,100,100,100,100,100,100,100,100,100,100,100,100,100,100,100,100,100,100,100,100,100,100,100,100,100,100,100]
["Window Film (Standard) - Chiller",1.5441561465653183E-3,1.665029557736212E-3,null,431.01909588153518,10,0,315.33253321199413,null,0,1,50,100,100,100,100,100,100,100,100,100,100,100,100,100,100,100,100,100,100,100,100,100,100,100,100,100,100,100,100,100]
["Roof Insulation - Chiller",9.2912347443081312E-4,1.0018533754859681E-3,null,356.45801534701087,20,0,356.72030182391484,null,0,1,50,100,100,100,100,100,100,100,100,100,100,100,100,100,100,100,100,100,100,100,100,100,100,100,100,100,100,100,100,100]
["Cool Roof - Chiller",5.7342525301982356E-3,6.1831181875879352E-3,null,1947.40290426246,15,0,3224.016905502197,null,0,1,50,100,100,100,100,100,100,100,100,100,100,100,100,100,100,100,100,100,100,100,100,100,100,100,100,100,100,100,100,100]
["Duct/Pipe Insulation - Chiller",2.7666887855666978E-3,2.9832595720791595E-3,null,707.62636020298214,10,0,7433.123061787006,null,0,1,50,100,100,100,100,100,100,100,100,100,100,100,100,100,100,100,100,100,100,100,100,100,100,100,100,100,100,100,100,100]
["Base DX Packaged System, EER=10.3, 10 tons",0,0,null,0,15,0,0,null,0,1,50,100,100,100,100,100,100,100,100,100,100,100,100,100,100,100,100,100,100,100,100,100,100,100,100,100,100,100,100,100]
["Aerosole Duct Sealing",0,6.7351849533526156E-3,null,1099.8882075726644,10,0,51.447767114865805,null,0,1,50,100,100,100,100,100,100,100,100,100,100,100,100,100,100,100,100,100,100,100,100,100,100,100,100,100,100,100,100,100]
["DX Coil Cleaning",0,4.1175228476586509E-3,null,511.58743143890246,5,0,25.952015568254659,null,0,1,50,100,100,100,100,100,100,100,100,100,100,100,100,100,100,100,100,100,100,100,100,100,100,100,100,100,100,100,100,100]
["DX Packaged System, EER=10.9, 10 tons",0,1.1942426777838163E-2,null,556.42636967049521,15,0,346.13175171646077,null,0,1,50,100,100,100,100,100,100,100,100,100,100,100,100,100,100,100,100,100,100,100,100,100,100,100,100,100,100,100,100,100]
["Hybrid Dessicant-DX System (Trane CDQ)",0,3.741995860214669E-2,null,3486.9716357569055,15,0,947.31722215749335,null,0,1,50,100,100,100,100,100,100,100,100,100,100,100,100,100,100,100,100,100,100,100,100,100,100,100,100,100,100,100,100,100]
["Optimize Controls",0,1.2559018497010305E-3,null,403.97467138899469,5,0,55.772405504268256,null,0,1,50,100,100,100,100,100,100,100,100,100,100,100,100,100,100,100,100,100,100,100,100,100,100,100,100,100,100,100,100,100]
["Roof Insulation",0,1.3770564914038026E-3,null,365.42995264986058,20,0,205.80017412918161,null,0,1,50,100,100,100,100,100,100,100,100,100,100,100,100,100,100,100,100,100,100,100,100,100,100,100,100,100,100,100,100,100]
["DX Tune Up/ Advanced Diagnostics",0,2.1122168954913704E-3,null,397.62934266991169,10,0,174.28877109649591,null,0,1,50,100,100,100,100,100,100,100,100,100,100,100,100,100,100,100,100,100,100,100,100,100,100,100,100,100,100,100,100,100]
["Window Film (Standard)",0,2.0957128830988935E-3,null,404.62667763248805,10,0,190.98912408163847,null,0,1,50,100,100,100,100,100,100,100,100,100,100,100,100,100,100,100,100,100,100,100,100,100,100,100,100,100,100,100,100,100]
["Cool Roof - DX",0,8.3312661188284943E-3,null,1957.0748605615872,15,0,1860.009753174344,null,0,1,50,100,100,100,100,100,100,100,100,100,100,100,100,100,100,100,100,100,100,100,100,100,100,100,100,100,100,100,100,100]
["Geothermal Heat Pump, EER=13, 10 tons",0,6.1041294862393784E-3,null,1149.1154153564089,15,0,2760.5132649974266,null,0,1,50,100,100,100,100,100,100,100,100,100,100,100,100,100,100,100,100,100,100,100,100,100,100,100,100,100,100,100,100,100]
["Duct/Pipe Insulation",0,4.0142463393818464E-3,null,710.17461708234771,10,0,4288.3402279540414,null,0,1,50,100,100,100,100,100,100,100,100,100,100,100,100,100,100,100,100,100,100,100,100,100,100,100,100,100,100,100,100,100]
["Base Lighting",0,0,null,0,10,0,0,null,0,1,50,100,100,100,100,100,100,100,100,100,100,100,100,100,100,100,100,100,100,100,100,100,100,100,100,100,100,100,100,100]
["CFL Screw-in 18W",5.10810432337837E-2,6.8849448457626194E-2,null,11158.119942612404,2,0,190.16543641520647,null,0,1,50,100,100,100,100,100,100,100,100,100,100,100,100,100,100,100,100,100,100,100,100,100,100,100,100,100,100,100,100,100]
["Premium T8, Elecctronic Ballast",0.26725668607057773,0.36022121451902184,null,3722.8713637252986,15,0,275.1235949923485,null,0,1,50,100,100,100,100,100,100,100,100,100,100,100,100,100,100,100,100,100,100,100,100,100,100,100,100,100,100,100,100,100]
["High Bay T5",2.4812895599838295E-2,3.344399543421353E-2,null,4209.3284160531912,10,0,404.42277589796061,null,0,1,50,100,100,100,100,100,100,100,100,100,100,100,100,100,100,100,100,100,100,100,100,100,100,100,100,100,100,100,100,100]
["CFL Hardwired, Modular 18W",3.9851376328708082E-2,5.3713571744247561E-2,null,8705.1165912723263,5,0,1374.0772475661408,null,0,1,50,100,100,100,100,100,100,100,100,100,100,100,100,100,100,100,100,100,100,100,100,100,100,100,100,100,100,100,100,100]
["Occupancy Sensor",4.3895977377892581E-2,5.9165076526423124E-2,null,1629.5611912690065,9,0,411.51761990594633,null,0,1,50,100,100,100,100,100,100,100,100,100,100,100,100,100,100,100,100,100,100,100,100,100,100,100,100,100,100,100,100,100]
["Base Other",0,0,null,0,15,0,0,null,0,1,50,100,100,100,100,100,100,100,100,100,100,100,100,100,100,100,100,100,100,100,100,100,100,100,100,100,100,100,100,100]
["Replace V-belts",2.4982044112465123E-4,3.3671981807719764E-4,null,6.3713381866103989,5,0,0.99999997473787516,null,0,1,50,100,100,100,100,100,100,100,100,100,100,100,100,100,100,100,100,100,100,100,100,100,100,100,100,100,100,100,100,100]
["Base Compressed Air",0,0,null,0,15,0,0,null,0,1,50,100,100,100,100,100,100,100,100,100,100,100,100,100,100,100,100,100,100,100,100,100,100,100,100,100,100,100,100,100]
["Comp Air - ASD (6-100 hp)",1.5929076437821927E-3,1.0008948679536021E-2,null,684.140632264396,10,0,27.9999990016222,null,0,1,50,100,100,100,100,100,100,100,100,100,100,100,100,100,100,100,100,100,100,100,100,100,100,100,100,100,100,100,100,100]
["Compressed Air- Sizing",3.0908445129856372E-2,1.756209493071377E-2,null,988.51234736367473,10,0,49.000000581145287,null,0,1,50,100,100,100,100,100,100,100,100,100,100,100,100,100,100,100,100,100,100,100,100,100,100,100,100,100,100,100,100,100]
["Compressed Air-O&M",0.10275928775678114,5.8387549390308317E-2,null,1752.7692827788144,10,0,109.00000110268593,null,0,1,50,100,100,100,100,100,100,100,100,100,100,100,100,100,100,100,100,100,100,100,100,100,100,100,100,100,100,100,100,100]
["Compressed Air - System Optimization",7.5393057598603763E-2,4.2838131426561461E-2,null,1928.9736000270127,10,0,173.00000414252281,null,0,1,50,100,100,100,100,100,100,100,100,100,100,100,100,100,100,100,100,100,100,100,100,100,100,100,100,100,100,100,100,100]
["Comp Air - ASD (100+ hp)",1.9350036550792454E-3,1.2158490389572762E-2,null,497.06520077065329,6,0,62.000001780688763,null,0,1,50,100,100,100,100,100,100,100,100,100,100,100,100,100,100,100,100,100,100,100,100,100,100,100,100,100,100,100,100,100]
["Compressed Air - Controls",1.9178442829655522E-2,1.0897139347599472E-2,null,981.38240008767025,10,0,186.00000068545341,null,0,1,50,100,100,100,100,100,100,100,100,100,100,100,100,100,100,100,100,100,100,100,100,100,100,100,100,100,100,100,100,100]
["Comp Air - Motor practices-1 (100+ HP)",5.0040392946038813E-3,2.843281593740388E-3,null,107.95206382606115,6,0,23.000000510364771,null,0,1,50,100,100,100,100,100,100,100,100,100,100,100,100,100,100,100,100,100,100,100,100,100,100,100,100,100,100,100,100,100]
["Comp Air - Motor practices-1 (6-100 HP)",4.7772050620838308E-3,2.714394996297003E-3,null,171.1869283301659,10,0,57.000000961124897,null,0,1,50,100,100,100,100,100,100,100,100,100,100,100,100,100,100,100,100,100,100,100,100,100,100,100,100,100,100,100,100,100]
["Comp Air - Motor practices-1 (1-5 HP)",1.2736198907163528E-3,7.2366737739258864E-4,null,339.44039741988229,15,0,228.00000384449959,null,0,1,50,100,100,100,100,100,100,100,100,100,100,100,100,100,100,100,100,100,100,100,100,100,100,100,100,100,100,100,100,100]
["Comp Air - Replace 100+ HP motor",3.9281129947041447E-3,2.2319431799863276E-3,null,223.00295282271952,6,0,96.000004559755325,null,0,1,50,100,100,100,100,100,100,100,100,100,100,100,100,100,100,100,100,100,100,100,100,100,100,100,100,100,100,100,100,100]
["Comp Air - Replace 1-5 HP motor",6.8870001462743467E-4,3.9131748571809104E-4,null,210.97671884231954,15,0,577.00000703334808,null,0,1,50,100,100,100,100,100,100,100,100,100,100,100,100,100,100,100,100,100,100,100,100,100,100,100,100,100,100,100,100,100]
["Comp Air - Replace 6-100 HP motor",4.2938567468533461E-3,2.4397577908013873E-3,null,248.17188375229841,10,0,320.99999487400055,null,0,1,50,100,100,100,100,100,100,100,100,100,100,100,100,100,100,100,100,100,100,100,100,100,100,100,100,100,100,100,100,100]
["Comp Air - ASD (1-5 hp)",1.2414498127121288E-4,7.8005824833334296E-4,null,450.5556783319131,15,0,828.00000905990601,null,0,1,50,100,100,100,100,100,100,100,100,100,100,100,100,100,100,100,100,100,100,100,100,100,100,100,100,100,100,100,100,100]
["Base Fans",0,0,null,0,15,0,0,null,0,1,50,100,100,100,100,100,100,100,100,100,100,100,100,100,100,100,100,100,100,100,100,100,100,100,100,100,100,100,100,100]
["Fans - ASD (6-100 hp)",5.5631438973546691E-4,3.49557125818592E-3,null,685.6734110616112,10,0,27.9999990016222,null,0,1,50,100,100,100,100,100,100,100,100,100,100,100,100,100,100,100,100,100,100,100,100,100,100,100,100,100,100,100,100,100]
["Fans - O&M",2.9727882847174892E-3,1.6891302634531753E-3,null,210.06765831194318,10,0,10.999999940395355,null,0,1,50,100,100,100,100,100,100,100,100,100,100,100,100,100,100,100,100,100,100,100,100,100,100,100,100,100,100,100,100,100]
["Fans- Improve components",3.0347213747869781E-3,1.7243204777322545E-3,null,536.11016979240094,10,0,54.000001400709152,null,0,1,50,100,100,100,100,100,100,100,100,100,100,100,100,100,100,100,100,100,100,100,100,100,100,100,100,100,100,100,100,100]
["Fans - ASD (100+ hp)",9.1196525717040849E-4,5.7302841706914336E-3,null,656.78248598165305,6,0,62.000001780688763,null,0,1,50,100,100,100,100,100,100,100,100,100,100,100,100,100,100,100,100,100,100,100,100,100,100,100,100,100,100,100,100,100]
["Fans - Motor practices-1 (100+ HP)",2.4747091257843272E-3,1.4061230324053512E-3,null,147.44657342006806,6,0,23.000000510364771,null,0,1,50,100,100,100,100,100,100,100,100,100,100,100,100,100,100,100,100,100,100,100,100,100,100,100,100,100,100,100,100,100]
["Fans - Motor practices-1 (6-100 HP)",2.3625300016389614E-3,1.3423831574550518E-3,null,233.81605781302551,10,0,57.000000961124897,null,0,1,50,100,100,100,100,100,100,100,100,100,100,100,100,100,100,100,100,100,100,100,100,100,100,100,100,100,100,100,100,100]
["Fans - System Optimization",5.0000392927573292E-3,6.0161717561548365E-3,null,2493.9918097933632,10,0,649.99997615814209,null,0,1,50,100,100,100,100,100,100,100,100,100,100,100,100,100,100,100,100,100,100,100,100,100,100,100,100,100,100,100,100,100]
["Fans - Controls",2.5431105738344808E-2,1.4449885501953324E-2,null,3594.1024513591974,10,0,1000.0000149011612,null,0,1,50,100,100,100,100,100,100,100,100,100,100,100,100,100,100,100,100,100,100,100,100,100,100,100,100,100,100,100,100,100]
["Fans - Motor practices-1 (1-5 HP)",5.4687049487450149E-4,3.1073033617324007E-4,null,402.53947240077252,15,0,228.00000384449959,null,0,1,50,100,100,100,100,100,100,100,100,100,100,100,100,100,100,100,100,100,100,100,100,100,100,100,100,100,100,100,100,100]
["Fans - Replace 100+ HP motor",1.686664218261046E-3,9.5835804722268364E-4,null,264.45729988358147,6,0,96.000004559755325,null,0,1,50,100,100,100,100,100,100,100,100,100,100,100,100,100,100,100,100,100,100,100,100,100,100,100,100,100,100,100,100,100]
["Fans - Replace 1-5 HP motor",2.957159514896908E-4,1.6802500387092209E-4,null,250.19549157132559,15,0,577.00000703334808,null,0,1,50,100,100,100,100,100,100,100,100,100,100,100,100,100,100,100,100,100,100,100,100,100,100,100,100,100,100,100,100,100]
["Fans - Replace 6-100 HP motor",1.8437083004028468E-3,1.0475900699690162E-3,null,294.30492042107346,10,0,320.99999487400055,null,0,1,50,100,100,100,100,100,100,100,100,100,100,100,100,100,100,100,100,100,100,100,100,100,100,100,100,100,100,100,100,100]
["Fans - ASD (1-5 hp)",5.0816160017839951E-5,3.1930058198603023E-4,null,535.69869859160463,15,0,828.00000905990601,null,0,1,50,100,100,100,100,100,100,100,100,100,100,100,100,100,100,100,100,100,100,100,100,100,100,100,100,100,100,100,100,100]
["Base Pumps",0,0,null,0,15,0,0,null,0,1,50,100,100,100,100,100,100,100,100,100,100,100,100,100,100,100,100,100,100,100,100,100,100,100,100,100,100,100,100,100]
["Pumps - ASD (6-100 hp)",7.3978803969520449E-4,4.6484179744800801E-3,null,685.08543417896794,10,0,27.9999990016222,null,0,1,50,100,100,100,100,100,100,100,100,100,100,100,100,100,100,100,100,100,100,100,100,100,100,100,100,100,100,100,100,100]
["Pumps - O&M",1.6417698770304506E-2,9.3284920395246794E-3,null,1105.8814530021943,10,0,54.000001400709152,null,0,1,50,100,100,100,100,100,100,100,100,100,100,100,100,100,100,100,100,100,100,100,100,100,100,100,100,100,100,100,100,100]
["Pumps - Controls",4.8182376904684202E-2,2.7377096247721437E-2,null,3709.1676124082046,10,0,292.00000688433647,null,0,1,50,100,100,100,100,100,100,100,100,100,100,100,100,100,100,100,100,100,100,100,100,100,100,100,100,100,100,100,100,100]
["Pumps - Sizing",1.529599262273558E-2,8.691141640136851E-3,null,2060.6486674414637,10,0,217.00000390410423,null,0,1,50,100,100,100,100,100,100,100,100,100,100,100,100,100,100,100,100,100,100,100,100,100,100,100,100,100,100,100,100,100]
["Pumps - ASD (100+ hp)",9.8660658076871557E-4,6.1992888742499076E-3,null,530.81818956596794,6,0,62.000001780688763,null,0,1,50,100,100,100,100,100,100,100,100,100,100,100,100,100,100,100,100,100,100,100,100,100,100,100,100,100,100,100,100,100]
["Pumps - System Optimization",3.7979103672335979E-2,2.1579623991913304E-2,null,3410.9844455466186,10,0,715.00003337860107,null,0,1,50,100,100,100,100,100,100,100,100,100,100,100,100,100,100,100,100,100,100,100,100,100,100,100,100,100,100,100,100,100]
["Pumps - Motor practices-1 (100+ HP)",2.2862844829348141E-3,1.2990606599338065E-3,null,103.87998020357172,6,0,23.000000510364771,null,0,1,50,100,100,100,100,100,100,100,100,100,100,100,100,100,100,100,100,100,100,100,100,100,100,100,100,100,100,100,100,100]
["Pumps - Motor practices-1 (6-100 HP)",2.1826466904481907E-3,1.2401739465319227E-3,null,164.72954842902007,10,0,57.000000961124897,null,0,1,50,100,100,100,100,100,100,100,100,100,100,100,100,100,100,100,100,100,100,100,100,100,100,100,100,100,100,100,100,100]
["Pumps - Motor practices-1 (1-5 HP)",5.8190138443595606E-4,3.3063479288081282E-4,null,326.63629128095727,15,0,228.00000384449959,null,0,1,50,100,100,100,100,100,100,100,100,100,100,100,100,100,100,100,100,100,100,100,100,100,100,100,100,100,100,100,100,100]
["Pumps - Replace 100+ HP motor",1.7947068874321374E-3,1.0197475996436673E-3,null,214.59100922690766,6,0,96.000004559755325,null,0,1,50,100,100,100,100,100,100,100,100,100,100,100,100,100,100,100,100,100,100,100,100,100,100,100,100,100,100,100,100,100]
["Pumps - Replace 1-5 HP motor",3.1465863158541005E-4,1.7878818347072064E-4,null,203.01841947243716,15,0,577.00000703334808,null,0,1,50,100,100,100,100,100,100,100,100,100,100,100,100,100,100,100,100,100,100,100,100,100,100,100,100,100,100,100,100,100]
["Pumps - Replace 6-100 HP motor",1.9618107441446084E-3,1.1146955590943357E-3,null,238.81053735860132,10,0,320.99999487400055,null,0,1,50,100,100,100,100,100,100,100,100,100,100,100,100,100,100,100,100,100,100,100,100,100,100,100,100,100,100,100,100,100]
["Pumps - ASD (1-5 hp)",5.5002725403169471E-5,3.4560663824035931E-4,null,434.29072821308034,15,0,828.00000905990601,null,0,1,50,100,100,100,100,100,100,100,100,100,100,100,100,100,100,100,100,100,100,100,100,100,100,100,100,100,100,100,100,100]
["Base Drives",0,0,null,0,20,0,0,null,0,1,50,100,100,100,100,100,100,100,100,100,100,100,100,100,100,100,100,100,100,100,100,100,100,100,100,100,100,100,100,100]
["Drives - Optimization process (M&T)",2.2244289916050129E-2,1.2639145370487511E-2,null,1117.4433044221255,10,0,87.000001221895218,null,0,1,50,100,100,100,100,100,100,100,100,100,100,100,100,100,100,100,100,100,100,100,100,100,100,100,100,100,100,100,100,100]
["Machinery",9.5521324088140257E-3,5.4274958008901659E-3,null,767.76315672678845,10,0,136.0000018030405,null,0,1,50,100,100,100,100,100,100,100,100,100,100,100,100,100,100,100,100,100,100,100,100,100,100,100,100,100,100,100,100,100]
["Drives - Scheduling",1.2784890294064417E-3,3.973937289384181E-3,null,585.56828620505598,10,0,108.0000028014183,null,0,1,50,100,100,100,100,100,100,100,100,100,100,100,100,100,100,100,100,100,100,100,100,100,100,100,100,100,100,100,100,100]
["Base Heating",0,0,null,0,20,0,0,null,0,1,50,100,100,100,100,100,100,100,100,100,100,100,100,100,100,100,100,100,100,100,100,100,100,100,100,100,100,100,100,100]
["Heating - Optimization process (M&T)",8.3228186404903353E-3,4.7290030424149195E-3,null,1117.4433044221253,10,0,87.000001221895218,null,0,1,50,100,100,100,100,100,100,100,100,100,100,100,100,100,100,100,100,100,100,100,100,100,100,100,100,100,100,100,100,100]
["Heating - Scheduling",4.8281211472206984E-4,1.5007286119234327E-3,null,591.02631291329635,10,0,108.0000028014183,null,0,1,50,100,100,100,100,100,100,100,100,100,100,100,100,100,100,100,100,100,100,100,100,100,100,100,100,100,100,100,100,100]
["Efficient Curing ovens",1.1304995788890023E-2,6.4234680328200851E-3,null,2428.541078976818,15,0,865.9999817609787,null,0,1,50,100,100,100,100,100,100,100,100,100,100,100,100,100,100,100,100,100,100,100,100,100,100,100,100,100,100,100,100,100]
["Base Refrigeration",0,0,null,0,20,0,0,null,0,1,50,100,100,100,100,100,100,100,100,100,100,100,100,100,100,100,100,100,100,100,100,100,100,100,100,100,100,100,100,100]
["Base Other Process",0,0,null,0,15,0,0,null,0,1,50,100,100,100,100,100,100,100,100,100,100,100,100,100,100,100,100,100,100,100,100,100,100,100,100,100,100,100,100,100]
["New transformers welding",5.5583242248945204E-3,3.1582247920646936E-3,null,3033.0604011300015,15,0,540.99999368190765,null,0,1,50,100,100,100,100,100,100,100,100,100,100,100,100,100,100,100,100,100,100,100,100,100,100,100,100,100,100,100,100,100]
["Base Centrifugal Chiller, 0.58 kW/ton, 500 tons",0,0,null,0,20,0,999.93617162533121,null,0,1,50,100,100,100,100,100,100,100,100,100,100,100,100,100,100,100,100,100,100,100,100,100,100,100,100,100,100,100,100,100]
["Aerosole Duct Sealing - Chiller",3.2315068769421616E-3,1.4689067366377355E-3,null,1099.8309455652234,10,0,89.176129665767405,null,0,1,50,100,100,100,100,100,100,100,100,100,100,100,100,100,100,100,100,100,100,100,100,100,100,100,100,100,100,100,100,100]
["Centrifugal Chiller, 0.51 kW/ton, 500 tons",7.330320306383341E-3,3.3320544531682274E-3,null,1216.237592144168,20,0,1159.0169262020884,null,0,1,50,100,100,100,100,100,100,100,100,100,100,100,100,100,100,100,100,100,100,100,100,100,100,100,100,100,100,100,100,100]
["VSD for Chiller Pumps and Towers",2.5710768757909856E-3,1.1687031119168112E-3,null,921.39522514513646,15,0,190.89690549210866,null,0,1,50,100,100,100,100,100,100,100,100,100,100,100,100,100,100,100,100,100,100,100,100,100,100,100,100,100,100,100,100,100]
["High Efficiency Chiller Motors",1.449435746580274E-3,6.588523600760442E-4,null,267.2095213528325,20,0,88.591616639307389,null,0,1,50,100,100,100,100,100,100,100,100,100,100,100,100,100,100,100,100,100,100,100,100,100,100,100,100,100,100,100,100,100]
["EMS Optimization - Chiller",9.4977412069001063E-4,4.3172725830182689E-4,null,420.22756308859323,5,0,72.504127155548744,null,0,1,50,100,100,100,100,100,100,100,100,100,100,100,100,100,100,100,100,100,100,100,100,100,100,100,100,100,100,100,100,100]
["EMS - Chiller ",3.0194196502169934E-4,1.3725008282009237E-4,null,885.55099762256282,10,0,272.70986498872668,null,0,1,50,100,100,100,100,100,100,100,100,100,100,100,100,100,100,100,100,100,100,100,100,100,100,100,100,100,100,100,100,100]
["Chiller Tune Up/Diagnostics",1.5042702282813023E-3,6.8377780279919181E-4,null,665.56436787109647,10,0,241.68043285512672,null,0,1,50,100,100,100,100,100,100,100,100,100,100,100,100,100,100,100,100,100,100,100,100,100,100,100,100,100,100,100,100,100]
["Window Film (Standard) - Chiller",1.0710868772089671E-3,4.8687092101914369E-4,null,430.99205012678715,10,0,315.33253321199413,null,0,1,50,100,100,100,100,100,100,100,100,100,100,100,100,100,100,100,100,100,100,100,100,100,100,100,100,100,100,100,100,100]
["Roof Insulation - Chiller",6.4447747249996414E-4,2.9295227799801531E-4,null,356.4363250093084,20,0,356.72030182391484,null,0,1,50,100,100,100,100,100,100,100,100,100,100,100,100,100,100,100,100,100,100,100,100,100,100,100,100,100,100,100,100,100]
["Cool Roof - Chiller",3.9774936880442261E-3,1.8080008787822262E-3,null,1947.2771222307492,15,0,3224.016905502197,null,0,1,50,100,100,100,100,100,100,100,100,100,100,100,100,100,100,100,100,100,100,100,100,100,100,100,100,100,100,100,100,100]
["Duct/Pipe Insulation - Chiller",1.9191054179901032E-3,8.7234438426172514E-4,null,707.5901658650896,10,0,7433.123061787006,null,0,1,50,100,100,100,100,100,100,100,100,100,100,100,100,100,100,100,100,100,100,100,100,100,100,100,100,100,100,100,100,100]
["Base DX Packaged System, EER=10.3, 10 tons",0,0,null,0,15,0,0,null,0,1,50,100,100,100,100,100,100,100,100,100,100,100,100,100,100,100,100,100,100,100,100,100,100,100,100,100,100,100,100,100]
["Aerosole Duct Sealing",0,2.5168853467503367E-3,null,1099.7500281737716,10,0,51.447767114865805,null,0,1,50,100,100,100,100,100,100,100,100,100,100,100,100,100,100,100,100,100,100,100,100,100,100,100,100,100,100,100,100,100]
["DX Coil Cleaning",0,1.122383506790369E-3,null,505.97868844604045,5,0,25.952015568254659,null,0,1,50,100,100,100,100,100,100,100,100,100,100,100,100,100,100,100,100,100,100,100,100,100,100,100,100,100,100,100,100,100]
["DX Packaged System, EER=10.9, 10 tons",0,3.255368650781105E-3,null,550.32899306434069,15,0,346.13175171646077,null,0,1,50,100,100,100,100,100,100,100,100,100,100,100,100,100,100,100,100,100,100,100,100,100,100,100,100,100,100,100,100,100]
["Hybrid Dessicant-DX System (Trane CDQ)",0,1.0200323816364296E-2,null,3448.7853985096544,15,0,947.31722215749335,null,0,1,50,100,100,100,100,100,100,100,100,100,100,100,100,100,100,100,100,100,100,100,100,100,100,100,100,100,100,100,100,100]
["Optimize Controls",0,4.6424993898175814E-4,null,399.55983173041056,5,0,55.772405504268256,null,0,1,50,100,100,100,100,100,100,100,100,100,100,100,100,100,100,100,100,100,100,100,100,100,100,100,100,100,100,100,100,100]
["Roof Insulation",0,5.0766820162832956E-4,null,360.46564243277015,20,0,205.80017412918161,null,0,1,50,100,100,100,100,100,100,100,100,100,100,100,100,100,100,100,100,100,100,100,100,100,100,100,100,100,100,100,100,100]
["DX Tune Up/ Advanced Diagnostics",0,5.7253091797517561E-4,null,391.0623068098206,10,0,174.28877109649591,null,0,1,50,100,100,100,100,100,100,100,100,100,100,100,100,100,100,100,100,100,100,100,100,100,100,100,100,100,100,100,100,100]
["Window Film (Standard)",0,7.7031623839371064E-4,null,397.94523864282399,10,0,190.98912408163847,null,0,1,50,100,100,100,100,100,100,100,100,100,100,100,100,100,100,100,100,100,100,100,100,100,100,100,100,100,100,100,100,100]
["Cool Roof - DX",0,3.0480767436714636E-3,null,1915.8162762595084,15,0,1860.009753174344,null,0,1,50,100,100,100,100,100,100,100,100,100,100,100,100,100,100,100,100,100,100,100,100,100,100,100,100,100,100,100,100,100]
["Geothermal Heat Pump, EER=13, 10 tons",0,1.6148726364338163E-3,null,1103.0248298926749,15,0,2760.5132649974266,null,0,1,50,100,100,100,100,100,100,100,100,100,100,100,100,100,100,100,100,100,100,100,100,100,100,100,100,100,100,100,100,100]
["Duct/Pipe Insulation",0,1.4401052030357526E-3,null,681.68992466343661,10,0,4288.3402279540414,null,0,1,50,100,100,100,100,100,100,100,100,100,100,100,100,100,100,100,100,100,100,100,100,100,100,100,100,100,100,100,100,100]
["Base Lighting",0,0,null,0,10,0,0,null,0,1,50,100,100,100,100,100,100,100,100,100,100,100,100,100,100,100,100,100,100,100,100,100,100,100,100,100,100,100,100,100]
["CFL Screw-in 18W",1.9240780941768013E-2,1.0932559694308001E-2,null,11158.120059946925,2,0,190.16543641520647,null,0,1,50,100,100,100,100,100,100,100,100,100,100,100,100,100,100,100,100,100,100,100,100,100,100,100,100,100,100,100,100,100]
["Premium T8, Elecctronic Ballast",0.12863303759532355,7.3088944072860373E-2,null,3747.3339067394904,15,0,275.1235949923485,null,0,1,50,100,100,100,100,100,100,100,100,100,100,100,100,100,100,100,100,100,100,100,100,100,100,100,100,100,100,100,100,100]
["High Bay T5",1.2195911445662002E-2,6.9296838995113186E-3,null,4216.1169696405777,10,0,404.42277589796061,null,0,1,50,100,100,100,100,100,100,100,100,100,100,100,100,100,100,100,100,100,100,100,100,100,100,100,100,100,100,100,100,100]
["CFL Hardwired, Modular 18W",1.5019847240574289E-2,8.5342365808296072E-3,null,8710.3147891766639,5,0,1374.0772475661408,null,0,1,50,100,100,100,100,100,100,100,100,100,100,100,100,100,100,100,100,100,100,100,100,100,100,100,100,100,100,100,100,100]
["Occupancy Sensor",2.0666838129949416E-2,1.174284153185267E-2,null,1641.2482990935584,9,0,411.51761990594633,null,0,1,50,100,100,100,100,100,100,100,100,100,100,100,100,100,100,100,100,100,100,100,100,100,100,100,100,100,100,100,100,100]
["Base Other",0,0,null,0,15,0,0,null,0,1,50,100,100,100,100,100,100,100,100,100,100,100,100,100,100,100,100,100,100,100,100,100,100,100,100,100,100,100,100,100]
["Replace V-belts",8.7586049072146084E-5,4.976615620581146E-5,null,6.37133823251812,5,0,0.99999997473787516,null,0,1,50,100,100,100,100,100,100,100,100,100,100,100,100,100,100,100,100,100,100,100,100,100,100,100,100,100,100,100,100,100]
["Base Compressed Air",0,0,null,0,15,0,0,null,0,1,50,100,100,100,100,100,100,100,100,100,100,100,100,100,100,100,100,100,100,100,100,100,100,100,100,100,100,100,100,100]
["Comp Air - ASD (6-100 hp)",3.2536945752452136E-3,3.369354317279518E-2,null,684.20169419119657,10,0,27.9999990016222,null,0,1,50,100,100,100,100,100,100,100,100,100,100,100,100,100,100,100,100,100,100,100,100,100,100,100,100,100,100,100,100,100]
["Compressed Air- Sizing",6.3128249759229302E-2,5.9114625791429738E-2,null,988.51044473347588,10,0,49.000000581145287,null,0,1,50,100,100,100,100,100,100,100,100,100,100,100,100,100,100,100,100,100,100,100,100,100,100,100,100,100,100,100,100,100]
["Compressed Air-O&M",0.20987836662820483,0.19653453330739537,null,1752.765908147175,10,0,109.00000110268593,null,0,1,50,100,100,100,100,100,100,100,100,100,100,100,100,100,100,100,100,100,100,100,100,100,100,100,100,100,100,100,100,100]
["Compressed Air - System Optimization",0.15398483304391658,0.14419464847615387,null,1928.9698843228039,10,0,173.00000414252281,null,0,1,50,100,100,100,100,100,100,100,100,100,100,100,100,100,100,100,100,100,100,100,100,100,100,100,100,100,100,100,100,100]
["Comp Air - ASD (100+ hp)",3.9524566862410623E-3,4.0929554669841654E-2,null,497.10858425151986,6,0,62.000001780688763,null,0,1,50,100,100,100,100,100,100,100,100,100,100,100,100,100,100,100,100,100,100,100,100,100,100,100,100,100,100,100,100,100]
["Compressed Air - Controls",3.9170445065006859E-2,3.6680031696318421E-2,null,981.37728751986469,10,0,186.00000068545341,null,0,1,50,100,100,100,100,100,100,100,100,100,100,100,100,100,100,100,100,100,100,100,100,100,100,100,100,100,100,100,100,100]
["Comp Air - Motor practices-1 (100+ HP)",1.0220352494470099E-2,9.5705538403395383E-3,null,107.95150129033428,6,0,23.000000510364771,null,0,1,50,100,100,100,100,100,100,100,100,100,100,100,100,100,100,100,100,100,100,100,100,100,100,100,100,100,100,100,100,100]
["Comp Air - Motor practices-1 (6-100 HP)",9.7570616044024838E-3,9.136718470225836E-3,null,171.18603626301353,10,0,57.000000961124897,null,0,1,50,100,100,100,100,100,100,100,100,100,100,100,100,100,100,100,100,100,100,100,100,100,100,100,100,100,100,100,100,100]
["Comp Air - Motor practices-1 (1-5 HP)",2.6012673878757623E-3,2.4358816980387479E-3,null,339.43862854149853,15,0,228.00000384449959,null,0,1,50,100,100,100,100,100,100,100,100,100,100,100,100,100,100,100,100,100,100,100,100,100,100,100,100,100,100,100,100,100]
["Comp Air - Replace 100+ HP motor",8.0228585509188686E-3,7.5127741197324044E-3,null,223.00179075868343,6,0,96.000004559755325,null,0,1,50,100,100,100,100,100,100,100,100,100,100,100,100,100,100,100,100,100,100,100,100,100,100,100,100,100,100,100,100,100]
["Comp Air - Replace 1-5 HP motor",1.4066150356412885E-3,1.3171840147900931E-3,null,210.975619396242,15,0,577.00000703334808,null,0,1,50,100,100,100,100,100,100,100,100,100,100,100,100,100,100,100,100,100,100,100,100,100,100,100,100,100,100,100,100,100]
["Comp Air - Replace 6-100 HP motor",8.7698610908306749E-3,8.2122830682705844E-3,null,248.17059049548342,10,0,320.99999487400055,null,0,1,50,100,100,100,100,100,100,100,100,100,100,100,100,100,100,100,100,100,100,100,100,100,100,100,100,100,100,100,100,100]
["Comp Air - ASD (1-5 hp)",2.535790465923092E-4,2.6259307247455134E-3,null,450.59382771760471,15,0,828.00000905990601,null,0,1,50,100,100,100,100,100,100,100,100,100,100,100,100,100,100,100,100,100,100,100,100,100,100,100,100,100,100,100,100,100]
["Base Fans",0,0,null,0,15,0,0,null,0,1,50,100,100,100,100,100,100,100,100,100,100,100,100,100,100,100,100,100,100,100,100,100,100,100,100,100,100,100,100,100]
["Fans - ASD (6-100 hp)",9.5100681110320804E-4,9.8481244340868461E-3,null,685.73474691884235,10,0,27.9999990016222,null,0,1,50,100,100,100,100,100,100,100,100,100,100,100,100,100,100,100,100,100,100,100,100,100,100,100,100,100,100,100,100,100]
["Fans - O&M",5.0814500355257303E-3,4.7583770890786414E-3,null,210.06726771700679,10,0,10.999999940395355,null,0,1,50,100,100,100,100,100,100,100,100,100,100,100,100,100,100,100,100,100,100,100,100,100,100,100,100,100,100,100,100,100]
["Fans- Improve components",5.1873135804559279E-3,4.8575099474640884E-3,null,536.10917308023909,10,0,54.000001400709152,null,0,1,50,100,100,100,100,100,100,100,100,100,100,100,100,100,100,100,100,100,100,100,100,100,100,100,100,100,100,100,100,100]
["Fans - ASD (100+ hp)",1.5589807319559711E-3,1.6143981367321678E-2,null,656.83990711606907,6,0,62.000001780688763,null,0,1,50,100,100,100,100,100,100,100,100,100,100,100,100,100,100,100,100,100,100,100,100,100,100,100,100,100,100,100,100,100]
["Fans - Motor practices-1 (100+ HP)",4.2300590762360483E-3,3.9611166208639685E-3,null,147.44582193073509,6,0,23.000000510364771,null,0,1,50,100,100,100,100,100,100,100,100,100,100,100,100,100,100,100,100,100,100,100,100,100,100,100,100,100,100,100,100,100]
["Fans - Motor practices-1 (6-100 HP)",4.0383095416159425E-3,3.7815583085714414E-3,null,233.81486610343782,10,0,57.000000961124897,null,0,1,50,100,100,100,100,100,100,100,100,100,100,100,100,100,100,100,100,100,100,100,100,100,100,100,100,100,100,100,100,100]
["Fans - System Optimization",8.5471824909608019E-3,1.6948911804817675E-2,null,2494.1357994979544,10,0,649.99997615814209,null,0,1,50,100,100,100,100,100,100,100,100,100,100,100,100,100,100,100,100,100,100,100,100,100,100,100,100,100,100,100,100,100]
["Fans - Controls",4.3469677486382932E-2,4.0705923697907979E-2,null,3594.0750432505984,10,0,1000.0000149011612,null,0,1,50,100,100,100,100,100,100,100,100,100,100,100,100,100,100,100,100,100,100,100,100,100,100,100,100,100,100,100,100,100]
["Fans - Motor practices-1 (1-5 HP)",9.3477193549991434E-4,8.7534017461539349E-4,null,402.53640089641164,15,0,228.00000384449959,null,0,1,50,100,100,100,100,100,100,100,100,100,100,100,100,100,100,100,100,100,100,100,100,100,100,100,100,100,100,100,100,100]
["Fans - Replace 100+ HP motor",2.883034266619068E-3,2.6997341517477867E-3,null,264.45528203776882,6,0,96.000004559755325,null,0,1,50,100,100,100,100,100,100,100,100,100,100,100,100,100,100,100,100,100,100,100,100,100,100,100,100,100,100,100,100,100]
["Fans - Replace 1-5 HP motor",5.0547062770176388E-4,4.7333336690172275E-4,null,250.19358248518196,15,0,577.00000703334808,null,0,1,50,100,100,100,100,100,100,100,100,100,100,100,100,100,100,100,100,100,100,100,100,100,100,100,100,100,100,100,100,100]
["Fans - Replace 6-100 HP motor",3.1514714958371208E-3,2.9511044402356829E-3,null,294.30267478875226,10,0,320.99999487400055,null,0,1,50,100,100,100,100,100,100,100,100,100,100,100,100,100,100,100,100,100,100,100,100,100,100,100,100,100,100,100,100,100]
["Fans - ASD (1-5 hp)",8.6868465935020705E-5,8.9956396940408037E-4,null,535.74288629687726,15,0,828.00000905990601,null,0,1,50,100,100,100,100,100,100,100,100,100,100,100,100,100,100,100,100,100,100,100,100,100,100,100,100,100,100,100,100,100]
["Base Pumps",0,0,null,0,15,0,0,null,0,1,50,100,100,100,100,100,100,100,100,100,100,100,100,100,100,100,100,100,100,100,100,100,100,100,100,100,100,100,100,100]
["Pumps - ASD (6-100 hp)",1.2646507506125014E-3,1.3096055477505543E-2,null,685.14666488347359,10,0,27.9999990016222,null,0,1,50,100,100,100,100,100,100,100,100,100,100,100,100,100,100,100,100,100,100,100,100,100,100,100,100,100,100,100,100,100]
["Pumps - O&M",2.8063119854739919E-2,2.6278897879795201E-2,null,1105.8793694073843,10,0,54.000001400709152,null,0,1,50,100,100,100,100,100,100,100,100,100,100,100,100,100,100,100,100,100,100,100,100,100,100,100,100,100,100,100,100,100]
["Pumps - Controls",8.2359156342552434E-2,7.7122852704720427E-2,null,3709.1606290175209,10,0,292.00000688433647,null,0,1,50,100,100,100,100,100,100,100,100,100,100,100,100,100,100,100,100,100,100,100,100,100,100,100,100,100,100,100,100,100]
["Pumps - Sizing",2.6145763775820469E-2,2.448344516969253E-2,null,2060.6447826715976,10,0,217.00000390410423,null,0,1,50,100,100,100,100,100,100,100,100,100,100,100,100,100,100,100,100,100,100,100,100,100,100,100,100,100,100,100,100,100]
["Pumps - ASD (100+ hp)",1.6865778887223193E-3,1.7465310155506675E-2,null,530.86452493481988,6,0,62.000001780688763,null,0,1,50,100,100,100,100,100,100,100,100,100,100,100,100,100,100,100,100,100,100,100,100,100,100,100,100,100,100,100,100,100]
["Pumps - System Optimization",6.4918271252638909E-2,6.0790839707467473E-2,null,3410.9667657525283,10,0,715.00003337860107,null,0,1,50,100,100,100,100,100,100,100,100,100,100,100,100,100,100,100,100,100,100,100,100,100,100,100,100,100,100,100,100,100]
["Pumps - Motor practices-1 (100+ HP)",3.907981524346224E-3,3.6595164018114325E-3,null,103.87944124076287,6,0,23.000000510364771,null,0,1,50,100,100,100,100,100,100,100,100,100,100,100,100,100,100,100,100,100,100,100,100,100,100,100,100,100,100,100,100,100]
["Pumps - Motor practices-1 (6-100 HP)",3.7308318379962145E-3,3.4936296956602155E-3,null,164.72869374365206,10,0,57.000000961124897,null,0,1,50,100,100,100,100,100,100,100,100,100,100,100,100,100,100,100,100,100,100,100,100,100,100,100,100,100,100,100,100,100]
["Pumps - Motor practices-1 (1-5 HP)",9.9465306086098321E-4,9.3141412456949858E-4,null,326.6345965267181,15,0,228.00000384449959,null,0,1,50,100,100,100,100,100,100,100,100,100,100,100,100,100,100,100,100,100,100,100,100,100,100,100,100,100,100,100,100,100]
["Pumps - Replace 100+ HP motor",3.0677203165349067E-3,2.8726780678441769E-3,null,214.58989585887102,6,0,96.000004559755325,null,0,1,50,100,100,100,100,100,100,100,100,100,100,100,100,100,100,100,100,100,100,100,100,100,100,100,100,100,100,100,100,100]
["Pumps - Replace 1-5 HP motor",5.3785087883495455E-4,5.0365491765073976E-4,null,203.01736609815714,15,0,577.00000703334808,null,0,1,50,100,100,100,100,100,100,100,100,100,100,100,100,100,100,100,100,100,100,100,100,100,100,100,100,100,100,100,100,100]
["Pumps - Replace 6-100 HP motor",3.3533535298897834E-3,3.1401510389066855E-3,null,238.80929829522722,10,0,320.99999487400055,null,0,1,50,100,100,100,100,100,100,100,100,100,100,100,100,100,100,100,100,100,100,100,100,100,100,100,100,100,100,100,100,100]
["Pumps - ASD (1-5 hp)",9.4025476363029394E-5,9.7367819072003857E-4,null,434.32757604420004,15,0,828.00000905990601,null,0,1,50,100,100,100,100,100,100,100,100,100,100,100,100,100,100,100,100,100,100,100,100,100,100,100,100,100,100,100,100,100]
["Base Drives",0,0,null,0,20,0,0,null,0,1,50,100,100,100,100,100,100,100,100,100,100,100,100,100,100,100,100,100,100,100,100,100,100,100,100,100,100,100,100,100]
["Machinery",6.4726349597876154E-3,6.0611120218239684E-3,null,381.56601034579518,10,0,68.000000901520252,null,0,1,50,100,100,100,100,100,100,100,100,100,100,100,100,100,100,100,100,100,100,100,100,100,100,100,100,100,100,100,100,100]
["Drives - Scheduling",1.629845075199721E-3,8.3491518944149232E-3,null,547.50551663280908,10,0,108.0000028014183,null,0,1,50,100,100,100,100,100,100,100,100,100,100,100,100,100,100,100,100,100,100,100,100,100,100,100,100,100,100,100,100,100]
["Clean Room - Controls",4.5007419550322732E-2,4.2145897830253569E-2,null,1105.5068518249102,10,0,297.50000685453415,null,0,1,50,100,100,100,100,100,100,100,100,100,100,100,100,100,100,100,100,100,100,100,100,100,100,100,100,100,100,100,100,100]
["Base Heating",0,0,null,0,20,0,0,null,0,1,50,100,100,100,100,100,100,100,100,100,100,100,100,100,100,100,100,100,100,100,100,100,100,100,100,100,100,100,100,100]
["Efficient Curing ovens",6.4196081191051108E-2,6.0114565687454574E-2,null,2497.8144796329279,15,0,865.9999817609787,null,0,1,50,100,100,100,100,100,100,100,100,100,100,100,100,100,100,100,100,100,100,100,100,100,100,100,100,100,100,100,100,100]
["Base Refrigeration",0,0,null,0,20,0,0,null,0,1,50,100,100,100,100,100,100,100,100,100,100,100,100,100,100,100,100,100,100,100,100,100,100,100,100,100,100,100,100,100]
["Base Other Process",0,0,null,0,15,0,0,null,0,1,50,100,100,100,100,100,100,100,100,100,100,100,100,100,100,100,100,100,100,100,100,100,100,100,100,100,100,100,100,100]
["Efficient processes (welding, etc.)",9.2499598724429241E-2,8.6618577028624466E-2,null,3033.0604372213243,15,0,540.99999368190765,null,0,1,50,100,100,100,100,100,100,100,100,100,100,100,100,100,100,100,100,100,100,100,100,100,100,100,100,100,100,100,100,100]
["Base Centrifugal Chiller, 0.58 kW/ton, 500 tons",0,0,null,0,20,0,999.93617162533121,null,0,1,50,100,100,100,100,100,100,100,100,100,100,100,100,100,100,100,100,100,100,100,100,100,100,100,100,100,100,100,100,100]
["Aerosole Duct Sealing - Chiller",1.4043836754419252E-2,1.0520756175940674E-2,null,1099.9352911095505,10,0,89.176129665767405,null,0,1,50,100,100,100,100,100,100,100,100,100,100,100,100,100,100,100,100,100,100,100,100,100,100,100,100,100,100,100,100,100]
["Centrifugal Chiller, 0.51 kW/ton, 500 tons",3.1856642847430013E-2,2.3864986316960022E-2,null,1216.3428049783565,20,0,1159.0169262020884,null,0,1,50,100,100,100,100,100,100,100,100,100,100,100,100,100,100,100,100,100,100,100,100,100,100,100,100,100,100,100,100,100]
["VSD for Chiller Pumps and Towers",1.1173474509341039E-2,8.3704619333370041E-3,null,921.46671169248339,15,0,190.89690549210866,null,0,1,50,100,100,100,100,100,100,100,100,100,100,100,100,100,100,100,100,100,100,100,100,100,100,100,100,100,100,100,100,100]
["High Efficiency Chiller Motors",6.2989563918439684E-3,4.7187805953825225E-3,null,267.22807068967353,20,0,88.591616639307389,null,0,1,50,100,100,100,100,100,100,100,100,100,100,100,100,100,100,100,100,100,100,100,100,100,100,100,100,100,100,100,100,100]
["EMS Optimization - Chiller",4.1275247743102544E-3,3.0920810687298868E-3,null,420.25646670903257,5,0,72.504127155548744,null,0,1,50,100,100,100,100,100,100,100,100,100,100,100,100,100,100,100,100,100,100,100,100,100,100,100,100,100,100,100,100,100]
["EMS - Chiller ",1.3121849882567994E-3,9.8300617990558828E-4,null,885.61645617666557,10,0,272.70986498872668,null,0,1,50,100,100,100,100,100,100,100,100,100,100,100,100,100,100,100,100,100,100,100,100,100,100,100,100,100,100,100,100,100]
["Chiller Tune Up/Diagnostics",6.5372452772307346E-3,4.8972915896663286E-3,null,665.60947600330269,10,0,241.68043285512672,null,0,1,50,100,100,100,100,100,100,100,100,100,100,100,100,100,100,100,100,100,100,100,100,100,100,100,100,100,100,100,100,100]
["Window Film (Standard) - Chiller",4.6546992226877389E-3,3.48700689495186E-3,null,431.01928016669899,10,0,315.33253321199413,null,0,1,50,100,100,100,100,100,100,100,100,100,100,100,100,100,100,100,100,100,100,100,100,100,100,100,100,100,100,100,100,100]
["Roof Insulation - Chiller",2.8007467171467706E-3,2.098142682582467E-3,null,356.45816314080037,20,0,356.72030182391484,null,0,1,50,100,100,100,100,100,100,100,100,100,100,100,100,100,100,100,100,100,100,100,100,100,100,100,100,100,100,100,100,100]
["Cool Roof - Chiller",1.7285312233014802E-2,1.2949065031771193E-2,null,1947.4037613224705,15,0,3224.016905502197,null,0,1,50,100,100,100,100,100,100,100,100,100,100,100,100,100,100,100,100,100,100,100,100,100,100,100,100,100,100,100,100,100]
["Duct/Pipe Insulation - Chiller",8.339896940015596E-3,6.2477244482899265E-3,null,707.62660681912064,10,0,7433.123061787006,null,0,1,50,100,100,100,100,100,100,100,100,100,100,100,100,100,100,100,100,100,100,100,100,100,100,100,100,100,100,100,100,100]
["Base DX Packaged System, EER=10.3, 10 tons",0,0,null,0,15,0,0,null,0,1,50,100,100,100,100,100,100,100,100,100,100,100,100,100,100,100,100,100,100,100,100,100,100,100,100,100,100,100,100,100]
["Aerosole Duct Sealing",0,1.3401177208425895E-2,null,1099.8891449379853,10,0,51.447767114865805,null,0,1,50,100,100,100,100,100,100,100,100,100,100,100,100,100,100,100,100,100,100,100,100,100,100,100,100,100,100,100,100,100]
["DX Coil Cleaning",0,6.8280199723545825E-3,null,508.58296315188454,5,0,25.952015568254659,null,0,1,50,100,100,100,100,100,100,100,100,100,100,100,100,100,100,100,100,100,100,100,100,100,100,100,100,100,100,100,100,100]
["DX Packaged System, EER=10.9, 10 tons",0,1.9803927896731501E-2,null,553.15854958019156,15,0,346.13175171646077,null,0,1,50,100,100,100,100,100,100,100,100,100,100,100,100,100,100,100,100,100,100,100,100,100,100,100,100,100,100,100,100,100]
["Hybrid Dessicant-DX System (Trane CDQ)",0,6.2052892627687338E-2,null,3466.4929363686492,15,0,947.31722215749335,null,0,1,50,100,100,100,100,100,100,100,100,100,100,100,100,100,100,100,100,100,100,100,100,100,100,100,100,100,100,100,100,100]
["Optimize Controls",0,2.4842230738497417E-3,null,401.6020988810576,5,0,55.772405504268256,null,0,1,50,100,100,100,100,100,100,100,100,100,100,100,100,100,100,100,100,100,100,100,100,100,100,100,100,100,100,100,100,100]
["Roof Insulation",0,2.7199068368194187E-3,null,362.75496044977598,20,0,205.80017412918161,null,0,1,50,100,100,100,100,100,100,100,100,100,100,100,100,100,100,100,100,100,100,100,100,100,100,100,100,100,100,100,100,100]
["DX Tune Up/ Advanced Diagnostics",0,3.4919262979215132E-3,null,394.08341521415139,10,0,174.28877109649591,null,0,1,50,100,100,100,100,100,100,100,100,100,100,100,100,100,100,100,100,100,100,100,100,100,100,100,100,100,100,100,100,100]
["Window Film (Standard)",0,4.1327064799161909E-3,null,401.01834231147768,10,0,190.98912408163847,null,0,1,50,100,100,100,100,100,100,100,100,100,100,100,100,100,100,100,100,100,100,100,100,100,100,100,100,100,100,100,100,100]
["Cool Roof - DX",0,1.6387809873179036E-2,null,1934.7475009669058,15,0,1860.009753174344,null,0,1,50,100,100,100,100,100,100,100,100,100,100,100,100,100,100,100,100,100,100,100,100,100,100,100,100,100,100,100,100,100]
["Geothermal Heat Pump, EER=13, 10 tons",0,9.9599413898055142E-3,null,1124.0350979239256,15,0,2760.5132649974266,null,0,1,50,100,100,100,100,100,100,100,100,100,100,100,100,100,100,100,100,100,100,100,100,100,100,100,100,100,100,100,100,100]
["Duct/Pipe Insulation",0,7.8129185098686355E-3,null,694.67451523913758,10,0,4288.3402279540414,null,0,1,50,100,100,100,100,100,100,100,100,100,100,100,100,100,100,100,100,100,100,100,100,100,100,100,100,100,100,100,100,100]
["Base Lighting",0,0,null,0,10,0,0,null,0,1,50,100,100,100,100,100,100,100,100,100,100,100,100,100,100,100,100,100,100,100,100,100,100,100,100,100,100,100,100,100]
["CFL Screw-in 18W",4.897269882515301E-2,4.5859069055245984E-2,null,11158.120229548646,2,0,190.16543641520647,null,0,1,50,100,100,100,100,100,100,100,100,100,100,100,100,100,100,100,100,100,100,100,100,100,100,100,100,100,100,100,100,100]
["Premium T8, Elecctronic Ballast",0.38914217724166117,0.3644009500507317,null,3759.6520998355122,15,0,275.1235949923485,null,0,1,50,100,100,100,100,100,100,100,100,100,100,100,100,100,100,100,100,100,100,100,100,100,100,100,100,100,100,100,100,100]
["High Bay T5",1.5617200618459471E-2,1.4624276357906548E-2,null,4191.7353561005566,10,0,404.42277589796061,null,0,1,50,100,100,100,100,100,100,100,100,100,100,100,100,100,100,100,100,100,100,100,100,100,100,100,100,100,100,100,100,100]
["CFL Hardwired, Modular 18W",3.8460249427148839E-2,3.601498950790348E-2,null,8762.9250064148437,5,0,1374.0772475661408,null,0,1,50,100,100,100,100,100,100,100,100,100,100,100,100,100,100,100,100,100,100,100,100,100,100,100,100,100,100,100,100,100]
["Occupancy Sensor",6.0428354394292297E-2,5.6586386773510015E-2,null,1656.5890743582715,9,0,411.51761990594633,null,0,1,50,100,100,100,100,100,100,100,100,100,100,100,100,100,100,100,100,100,100,100,100,100,100,100,100,100,100,100,100,100]
["Base Other",0,0,null,0,15,0,0,null,0,1,50,100,100,100,100,100,100,100,100,100,100,100,100,100,100,100,100,100,100,100,100,100,100,100,100,100,100,100,100,100]
["Replace V-belts",2.1071238269721295E-4,1.9731552356154459E-4,null,6.3713382988761502,5,0,0.99999997473787516,null,0,1,50,100,100,100,100,100,100,100,100,100,100,100,100,100,100,100,100,100,100,100,100,100,100,100,100,100,100,100,100,100]
["Base Compressed Air",0,0,null,0,15,0,0,null,0,1,50,100,100,100,100,100,100,100,100,100,100,100,100,100,100,100,100,100,100,100,100,100,100,100,100,100,100,100,100,100]
["Comp Air - ASD (6-100 hp)",1.4858219473006102E-3,1.5542123744835533E-2,null,684.18415006480484,10,0,27.9999990016222,null,0,1,50,100,100,100,100,100,100,100,100,100,100,100,100,100,100,100,100,100,100,100,100,100,100,100,100,100,100,100,100,100]
["Compressed Air- Sizing",2.8828703116200206E-2,2.7269049179744587E-2,null,988.51097971443642,10,0,49.000000581145287,null,0,1,50,100,100,100,100,100,100,100,100,100,100,100,100,100,100,100,100,100,100,100,100,100,100,100,100,100,100,100,100,100]
["Compressed Air-O&M",9.5844905408173711E-2,9.0659625882884468E-2,null,1752.7668581096468,10,0,109.00000110268593,null,0,1,50,100,100,100,100,100,100,100,100,100,100,100,100,100,100,100,100,100,100,100,100,100,100,100,100,100,100,100,100,100]
["Compressed Air - System Optimization",7.0320071637106116E-2,6.6515704298811831E-2,null,1928.97093226571,10,0,173.00000414252281,null,0,1,50,100,100,100,100,100,100,100,100,100,100,100,100,100,100,100,100,100,100,100,100,100,100,100,100,100,100,100,100,100]
["Comp Air - ASD (100+ hp)",1.8049174891556592E-3,1.8879954638332981E-2,null,497.09612134212102,6,0,62.000001780688763,null,0,1,50,100,100,100,100,100,100,100,100,100,100,100,100,100,100,100,100,100,100,100,100,100,100,100,100,100,100,100,100,100]
["Compressed Air - Controls",1.7887937738173588E-2,1.6920187215510023E-2,null,981.3787481100378,10,0,186.00000068545341,null,0,1,50,100,100,100,100,100,100,100,100,100,100,100,100,100,100,100,100,100,100,100,100,100,100,100,100,100,100,100,100,100]
["Comp Air - Motor practices-1 (100+ HP)",4.6673207090965497E-3,4.4148152430233071E-3,null,107.95166216378992,6,0,23.000000510364771,null,0,1,50,100,100,100,100,100,100,100,100,100,100,100,100,100,100,100,100,100,100,100,100,100,100,100,100,100,100,100,100,100]
["Comp Air - Motor practices-1 (6-100 HP)",4.4557500063318401E-3,4.2146906701131239E-3,null,171.18629139275754,10,0,57.000000961124897,null,0,1,50,100,100,100,100,100,100,100,100,100,100,100,100,100,100,100,100,100,100,100,100,100,100,100,100,100,100,100,100,100]
["Comp Air - Motor practices-1 (1-5 HP)",1.1879188275481824E-3,1.1236515496166224E-3,null,339.43913447063824,15,0,228.00000384449959,null,0,1,50,100,100,100,100,100,100,100,100,100,100,100,100,100,100,100,100,100,100,100,100,100,100,100,100,100,100,100,100,100]
["Comp Air - Replace 100+ HP motor",3.663792797879665E-3,3.4655789262206349E-3,null,223.00212308552281,6,0,96.000004559755325,null,0,1,50,100,100,100,100,100,100,100,100,100,100,100,100,100,100,100,100,100,100,100,100,100,100,100,100,100,100,100,100,100]
["Comp Air - Replace 1-5 HP motor",6.4235783367517856E-4,6.0760580477306643E-4,null,210.97593386989243,15,0,577.00000703334808,null,0,1,50,100,100,100,100,100,100,100,100,100,100,100,100,100,100,100,100,100,100,100,100,100,100,100,100,100,100,100,100,100]
["Comp Air - Replace 6-100 HP motor",4.0049258884165984E-3,3.7882564669062036E-3,null,248.17096038161179,10,0,320.99999487400055,null,0,1,50,100,100,100,100,100,100,100,100,100,100,100,100,100,100,100,100,100,100,100,100,100,100,100,100,100,100,100,100,100]
["Comp Air - ASD (1-5 hp)",1.1579876406960373E-4,1.2112882865531333E-3,null,450.58286886836657,15,0,828.00000905990601,null,0,1,50,100,100,100,100,100,100,100,100,100,100,100,100,100,100,100,100,100,100,100,100,100,100,100,100,100,100,100,100,100]
["Base Fans",0,0,null,0,15,0,0,null,0,1,50,100,100,100,100,100,100,100,100,100,100,100,100,100,100,100,100,100,100,100,100,100,100,100,100,100,100,100,100,100]
["Fans - ASD (6-100 hp)",6.4163346705014776E-4,6.7116701041054503E-3,null,685.71712408508358,10,0,27.9999990016222,null,0,1,50,100,100,100,100,100,100,100,100,100,100,100,100,100,100,100,100,100,100,100,100,100,100,100,100,100,100,100,100,100]
["Fans - O&M",3.4284863825223347E-3,3.2430027601397311E-3,null,210.06737757039988,10,0,10.999999940395355,null,0,1,50,100,100,100,100,100,100,100,100,100,100,100,100,100,100,100,100,100,100,100,100,100,100,100,100,100,100,100,100,100]
["Fans- Improve components",3.499913182806777E-3,3.3105653182561156E-3,null,536.10945327380307,10,0,54.000001400709152,null,0,1,50,100,100,100,100,100,100,100,100,100,100,100,100,100,100,100,100,100,100,100,100,100,100,100,100,100,100,100,100,100]
["Fans - ASD (100+ hp)",1.0518271612322536E-3,1.1002413800489733E-2,null,656.82340922913693,6,0,62.000001780688763,null,0,1,50,100,100,100,100,100,100,100,100,100,100,100,100,100,100,100,100,100,100,100,100,100,100,100,100,100,100,100,100,100]
["Fans - Motor practices-1 (100+ HP)",2.8540501890927899E-3,2.6996439851675407E-3,null,147.44603623356278,6,0,23.000000510364771,null,0,1,50,100,100,100,100,100,100,100,100,100,100,100,100,100,100,100,100,100,100,100,100,100,100,100,100,100,100,100,100,100]
["Fans - Motor practices-1 (6-100 HP)",2.724675448879357E-3,2.5772685130806858E-3,null,233.81520596773345,10,0,57.000000961124897,null,0,1,50,100,100,100,100,100,100,100,100,100,100,100,100,100,100,100,100,100,100,100,100,100,100,100,100,100,100,100,100,100]
["Fans - System Optimization",5.7667392228807138E-3,1.1551086846822581E-2,null,2494.0944154437584,10,0,649.99997615814209,null,0,1,50,100,100,100,100,100,100,100,100,100,100,100,100,100,100,100,100,100,100,100,100,100,100,100,100,100,100,100,100,100]
["Fans - Controls",2.9329314040335119E-2,2.7742576686518937E-2,null,3594.0828686384734,10,0,1000.0000149011612,null,0,1,50,100,100,100,100,100,100,100,100,100,100,100,100,100,100,100,100,100,100,100,100,100,100,100,100,100,100,100,100,100]
["Fans - Motor practices-1 (1-5 HP)",6.3069756676727932E-4,5.96576366838282E-4,null,402.53727978375667,15,0,228.00000384449959,null,0,1,50,100,100,100,100,100,100,100,100,100,100,100,100,100,100,100,100,100,100,100,100,100,100,100,100,100,100,100,100,100]
["Fans - Replace 100+ HP motor",1.9452046294539133E-3,1.8399676354305975E-3,null,264.45585937768135,6,0,96.000004559755325,null,0,1,50,100,100,100,100,100,100,100,100,100,100,100,100,100,100,100,100,100,100,100,100,100,100,100,100,100,100,100,100,100]
["Fans - Replace 1-5 HP motor",3.4104478630834947E-4,3.2259401378037614E-4,null,250.19412877147263,15,0,577.00000703334808,null,0,1,50,100,100,100,100,100,100,100,100,100,100,100,100,100,100,100,100,100,100,100,100,100,100,100,100,100,100,100,100,100]
["Fans - Replace 6-100 HP motor",2.1263212218977871E-3,2.0112856876757E-3,null,294.30331735063373,10,0,320.99999487400055,null,0,1,50,100,100,100,100,100,100,100,100,100,100,100,100,100,100,100,100,100,100,100,100,100,100,100,100,100,100,100,100,100]
["Fans - ASD (1-5 hp)",5.8609282318577364E-5,6.1306990386448743E-4,null,535.73019178533855,15,0,828.00000905990601,null,0,1,50,100,100,100,100,100,100,100,100,100,100,100,100,100,100,100,100,100,100,100,100,100,100,100,100,100,100,100,100,100]
["Base Pumps",0,0,null,0,15,0,0,null,0,1,50,100,100,100,100,100,100,100,100,100,100,100,100,100,100,100,100,100,100,100,100,100,100,100,100,100,100,100,100,100]
["Pumps - ASD (6-100 hp)",8.5324548061388884E-4,8.9251924623372971E-3,null,685.12907226284221,10,0,27.9999990016222,null,0,1,50,100,100,100,100,100,100,100,100,100,100,100,100,100,100,100,100,100,100,100,100,100,100,100,100,100,100,100,100,100]
["Pumps - O&M",1.8934364054783111E-2,1.7910001102579013E-2,null,1105.879954912775,10,0,54.000001400709152,null,0,1,50,100,100,100,100,100,100,100,100,100,100,100,100,100,100,100,100,100,100,100,100,100,100,100,100,100,100,100,100,100]
["Pumps - Controls",5.5568242398202031E-2,5.2561959817645228E-2,null,3709.162585934459,10,0,292.00000688433647,null,0,1,50,100,100,100,100,100,100,100,100,100,100,100,100,100,100,100,100,100,100,100,100,100,100,100,100,100,100,100,100,100]
["Pumps - Sizing",1.7640711835833895E-2,1.6686336415415608E-2,null,2060.6458767980753,10,0,217.00000390410423,null,0,1,50,100,100,100,100,100,100,100,100,100,100,100,100,100,100,100,100,100,100,100,100,100,100,100,100,100,100,100,100,100]
["Pumps - ASD (100+ hp)",1.1379156085616026E-3,1.1902923652174401E-2,null,530.8512137561039,6,0,62.000001780688763,null,0,1,50,100,100,100,100,100,100,100,100,100,100,100,100,100,100,100,100,100,100,100,100,100,100,100,100,100,100,100,100,100]
["Pumps - System Optimization",4.3800808818729421E-2,4.1431153006648069E-2,null,3410.9718070595059,10,0,715.00003337860107,null,0,1,50,100,100,100,100,100,100,100,100,100,100,100,100,100,100,100,100,100,100,100,100,100,100,100,100,100,100,100,100,100]
["Pumps - Motor practices-1 (100+ HP)",2.6367423147054701E-3,2.4940926258181979E-3,null,103.87959549628567,6,0,23.000000510364771,null,0,1,50,100,100,100,100,100,100,100,100,100,100,100,100,100,100,100,100,100,100,100,100,100,100,100,100,100,100,100,100,100]
["Pumps - Motor practices-1 (6-100 HP)",2.5172181895592193E-3,2.3810348433143599E-3,null,164.72893837806703,10,0,57.000000961124897,null,0,1,50,100,100,100,100,100,100,100,100,100,100,100,100,100,100,100,100,100,100,100,100,100,100,100,100,100,100,100,100,100]
["Pumps - Motor practices-1 (1-5 HP)",6.7109933819780383E-4,6.3479237286696367E-4,null,326.63508164348264,15,0,228.00000384449959,null,0,1,50,100,100,100,100,100,100,100,100,100,100,100,100,100,100,100,100,100,100,100,100,100,100,100,100,100,100,100,100,100]
["Pumps - Replace 100+ HP motor",2.0698122337413668E-3,1.9578338771338278E-3,null,214.59021451461612,6,0,96.000004559755325,null,0,1,50,100,100,100,100,100,100,100,100,100,100,100,100,100,100,100,100,100,100,100,100,100,100,100,100,100,100,100,100,100]
["Pumps - Replace 1-5 HP motor",3.6289172885266177E-4,3.4325902074467242E-4,null,203.01766763538342,15,0,577.00000703334808,null,0,1,50,100,100,100,100,100,100,100,100,100,100,100,100,100,100,100,100,100,100,100,100,100,100,100,100,100,100,100,100,100]
["Pumps - Replace 6-100 HP motor",2.2625309498587104E-3,2.1401263696708204E-3,null,238.80965296534274,10,0,320.99999487400055,null,0,1,50,100,100,100,100,100,100,100,100,100,100,100,100,100,100,100,100,100,100,100,100,100,100,100,100,100,100,100,100,100]
["Pumps - ASD (1-5 hp)",6.3438002646464128E-5,6.6357970350876152E-4,null,434.31699160515154,15,0,828.00000905990601,null,0,1,50,100,100,100,100,100,100,100,100,100,100,100,100,100,100,100,100,100,100,100,100,100,100,100,100,100,100,100,100,100]
["Base Drives",0,0,null,0,20,0,0,null,0,1,50,100,100,100,100,100,100,100,100,100,100,100,100,100,100,100,100,100,100,100,100,100,100,100,100,100,100,100,100,100]
["Drives - Optimization process (M&T)",1.2703710258593001E-2,1.2016430236576605E-2,null,1129.3309947971441,10,0,87.000001221895218,null,0,1,50,100,100,100,100,100,100,100,100,100,100,100,100,100,100,100,100,100,100,100,100,100,100,100,100,100,100,100,100,100]
["Machinery",8.6726183112251724E-3,8.2034233136576828E-3,null,1233.5617189678082,10,0,209.84800278209147,null,0,1,50,100,100,100,100,100,100,100,100,100,100,100,100,100,100,100,100,100,100,100,100,100,100,100,100,100,100,100,100,100]
["Drives - Scheduling",9.044789895261816E-4,4.6802409682750058E-3,null,586.47935474256394,10,0,108.0000028014183,null,0,1,50,100,100,100,100,100,100,100,100,100,100,100,100,100,100,100,100,100,100,100,100,100,100,100,100,100,100,100,100,100]
["Base Heating",0,0,null,0,20,0,0,null,0,1,50,100,100,100,100,100,100,100,100,100,100,100,100,100,100,100,100,100,100,100,100,100,100,100,100,100,100,100,100,100]
["Heating - Optimization process (M&T)",8.7224718464933466E-3,8.2505797361832594E-3,null,1129.3309947971441,10,0,87.000001221895218,null,0,1,50,100,100,100,100,100,100,100,100,100,100,100,100,100,100,100,100,100,100,100,100,100,100,100,100,100,100,100,100,100]
["Efficient Curing ovens",1.4815374986726037E-2,1.4013852357526368E-2,null,2455.2984471754403,15,0,865.9999817609787,null,0,1,50,100,100,100,100,100,100,100,100,100,100,100,100,100,100,100,100,100,100,100,100,100,100,100,100,100,100,100,100,100]
["Base Refrigeration",0,0,null,0,20,0,0,null,0,1,50,100,100,100,100,100,100,100,100,100,100,100,100,100,100,100,100,100,100,100,100,100,100,100,100,100,100,100,100,100]
["Base Other Process",0,0,null,0,15,0,0,null,0,1,50,100,100,100,100,100,100,100,100,100,100,100,100,100,100,100,100,100,100,100,100,100,100,100,100,100,100,100,100,100]
["New transformers welding",1.7636651329991163E-2,1.6682495585910586E-2,null,3033.0603881159391,15,0,540.99999368190765,null,0,1,50,100,100,100,100,100,100,100,100,100,100,100,100,100,100,100,100,100,100,100,100,100,100,100,100,100,100,100,100,100]
["Base Centrifugal Chiller, 0.58 kW/ton, 500 tons",0,0,null,0,20,0,999.93617162533121,null,0,1,50,100,100,100,100,100,100,100,100,100,100,100,100,100,100,100,100,100,100,100,100,100,100,100,100,100,100,100,100,100]
["Aerosole Duct Sealing - Chiller",3.0993262477273464E-3,2.3453203436225875E-3,null,1099.9052812648447,10,0,89.176129665767405,null,0,1,50,100,100,100,100,100,100,100,100,100,100,100,100,100,100,100,100,100,100,100,100,100,100,100,100,100,100,100,100,100]
["Centrifugal Chiller, 0.51 kW/ton, 500 tons",7.0304410857507781E-3,5.3200712623080711E-3,null,1216.3125458914135,20,0,1159.0169262020884,null,0,1,50,100,100,100,100,100,100,100,100,100,100,100,100,100,100,100,100,100,100,100,100,100,100,100,100,100,100,100,100,100]
["VSD for Chiller Pumps and Towers",2.4658799165865981E-3,1.8659792067845843E-3,null,921.44615240697613,15,0,190.89690549210866,null,0,1,50,100,100,100,100,100,100,100,100,100,100,100,100,100,100,100,100,100,100,100,100,100,100,100,100,100,100,100,100,100]
["High Efficiency Chiller Motors",1.3901232358001989E-3,1.051933241121468E-3,null,267.22273600631064,20,0,88.591616639307389,null,0,1,50,100,100,100,100,100,100,100,100,100,100,100,100,100,100,100,100,100,100,100,100,100,100,100,100,100,100,100,100,100]
["EMS Optimization - Chiller",9.1090790134493247E-4,6.8930169379792473E-4,null,420.2481541982861,5,0,72.504127155548744,null,0,1,50,100,100,100,100,100,100,100,100,100,100,100,100,100,100,100,100,100,100,100,100,100,100,100,100,100,100,100,100,100]
["EMS - Chiller ",2.8958709473641517E-4,2.1913617678484039E-4,null,885.59763058319493,10,0,272.70986498872668,null,0,1,50,100,100,100,100,100,100,100,100,100,100,100,100,100,100,100,100,100,100,100,100,100,100,100,100,100,100,100,100,100]
["Chiller Tune Up/Diagnostics",1.4427121399624297E-3,1.0917282858899683E-3,null,665.5965031848865,10,0,241.68043285512672,null,0,1,50,100,100,100,100,100,100,100,100,100,100,100,100,100,100,100,100,100,100,100,100,100,100,100,100,100,100,100,100,100]
["Window Film (Standard) - Chiller",1.0272522544876768E-3,7.7734172459215729E-4,null,431.01144901713235,10,0,315.33253321199413,null,0,1,50,100,100,100,100,100,100,100,100,100,100,100,100,100,100,100,100,100,100,100,100,100,100,100,100,100,100,100,100,100]
["Roof Insulation - Chiller",6.1810115406526155E-4,4.6772914342555665E-4,null,356.45188267693362,20,0,356.72030182391484,null,0,1,50,100,100,100,100,100,100,100,100,100,100,100,100,100,100,100,100,100,100,100,100,100,100,100,100,100,100,100,100,100]
["Cool Roof - Chiller",3.8147183403175375E-3,2.8866714290879556E-3,null,1947.3673408148063,15,0,3224.016905502197,null,0,1,50,100,100,100,100,100,100,100,100,100,100,100,100,100,100,100,100,100,100,100,100,100,100,100,100,100,100,100,100,100]
["Duct/Pipe Insulation - Chiller",1.8405500120930551E-3,1.3927799275671433E-3,null,707.61612686063404,10,0,7433.123061787006,null,0,1,50,100,100,100,100,100,100,100,100,100,100,100,100,100,100,100,100,100,100,100,100,100,100,100,100,100,100,100,100,100]
["Base DX Packaged System, EER=10.3, 10 tons",0,0,null,0,15,0,0,null,0,1,50,100,100,100,100,100,100,100,100,100,100,100,100,100,100,100,100,100,100,100,100,100,100,100,100,100,100,100,100,100]
["Aerosole Duct Sealing",0,2.7531216766773317E-3,null,1099.8491490578667,10,0,51.447767114865805,null,0,1,50,100,100,100,100,100,100,100,100,100,100,100,100,100,100,100,100,100,100,100,100,100,100,100,100,100,100,100,100,100]
["DX Coil Cleaning",0,1.451806676811212E-3,null,509.17207951044816,5,0,25.952015568254659,null,0,1,50,100,100,100,100,100,100,100,100,100,100,100,100,100,100,100,100,100,100,100,100,100,100,100,100,100,100,100,100,100]
["DX Packaged System, EER=10.9, 10 tons",0,4.2108136085683111E-3,null,553.80016045287755,15,0,346.13175171646077,null,0,1,50,100,100,100,100,100,100,100,100,100,100,100,100,100,100,100,100,100,100,100,100,100,100,100,100,100,100,100,100,100]
["Hybrid Dessicant-DX System (Trane CDQ)",0,1.3194034038030392E-2,null,3470.5208287603646,15,0,947.31722215749335,null,0,1,50,100,100,100,100,100,100,100,100,100,100,100,100,100,100,100,100,100,100,100,100,100,100,100,100,100,100,100,100,100]
["Optimize Controls",0,5.1097076090253577E-4,null,402.07140120073871,5,0,55.772405504268256,null,0,1,50,100,100,100,100,100,100,100,100,100,100,100,100,100,100,100,100,100,100,100,100,100,100,100,100,100,100,100,100,100]
["Roof Insulation",0,5.5961267035261795E-4,null,363.28596636972298,20,0,205.80017412918161,null,0,1,50,100,100,100,100,100,100,100,100,100,100,100,100,100,100,100,100,100,100,100,100,100,100,100,100,100,100,100,100,100]
["DX Tune Up/ Advanced Diagnostics",0,7.4293865441387439E-4,null,394.78878873735357,10,0,174.28877109649591,null,0,1,50,100,100,100,100,100,100,100,100,100,100,100,100,100,100,100,100,100,100,100,100,100,100,100,100,100,100,100,100,100]
["Window Film (Standard)",0,8.5056954657658729E-4,null,401.7364680211233,10,0,190.98912408163847,null,0,1,50,100,100,100,100,100,100,100,100,100,100,100,100,100,100,100,100,100,100,100,100,100,100,100,100,100,100,100,100,100]
["Cool Roof - DX",0,3.3745542183829702E-3,null,1939.1952527879455,15,0,1860.009753174344,null,0,1,50,100,100,100,100,100,100,100,100,100,100,100,100,100,100,100,100,100,100,100,100,100,100,100,100,100,100,100,100,100]
["Geothermal Heat Pump, EER=13, 10 tons",0,2.124714086058156E-3,null,1129.0478634603508,15,0,2760.5132649974266,null,0,1,50,100,100,100,100,100,100,100,100,100,100,100,100,100,100,100,100,100,100,100,100,100,100,100,100,100,100,100,100,100]
["Duct/Pipe Insulation",0,1.6122933049078361E-3,null,697.77253968154696,10,0,4288.3402279540414,null,0,1,50,100,100,100,100,100,100,100,100,100,100,100,100,100,100,100,100,100,100,100,100,100,100,100,100,100,100,100,100,100]
["Base Lighting",0,0,null,0,10,0,0,null,0,1,50,100,100,100,100,100,100,100,100,100,100,100,100,100,100,100,100,100,100,100,100,100,100,100,100,100,100,100,100,100]
["CFL Screw-in 18W",1.7703980610011029E-2,1.6746182302607424E-2,null,11158.119998790749,2,0,190.16543641520647,null,0,1,50,100,100,100,100,100,100,100,100,100,100,100,100,100,100,100,100,100,100,100,100,100,100,100,100,100,100,100,100,100]
["Premium T8, Elecctronic Ballast",0.14525817712199712,0.1373996034346022,null,3763.4905276665631,15,0,275.1235949923485,null,0,1,50,100,100,100,100,100,100,100,100,100,100,100,100,100,100,100,100,100,100,100,100,100,100,100,100,100,100,100,100,100]
["High Bay T5",1.0435537305427451E-2,9.8709671001068634E-3,null,4208.5804340230316,10,0,404.42277589796061,null,0,1,50,100,100,100,100,100,100,100,100,100,100,100,100,100,100,100,100,100,100,100,100,100,100,100,100,100,100,100,100,100]
["CFL Hardwired, Modular 18W",1.3859487870022788E-2,1.3109679433388919E-2,null,8735.0880111138304,5,0,1374.0772475661408,null,0,1,50,100,100,100,100,100,100,100,100,100,100,100,100,100,100,100,100,100,100,100,100,100,100,100,100,100,100,100,100,100]
["Occupancy Sensor",2.2778636968130976E-2,2.1546296037939259E-2,null,1653.012587631956,9,0,411.51761990594633,null,0,1,50,100,100,100,100,100,100,100,100,100,100,100,100,100,100,100,100,100,100,100,100,100,100,100,100,100,100,100,100,100]
["Base Other",0,0,null,0,15,0,0,null,0,1,50,100,100,100,100,100,100,100,100,100,100,100,100,100,100,100,100,100,100,100,100,100,100,100,100,100,100,100,100,100]
["Replace V-belts",1.3224869655466051E-4,1.2509394528675862E-4,null,6.3713382085905934,5,0,0.99999997473787516,null,0,1,50,100,100,100,100,100,100,100,100,100,100,100,100,100,100,100,100,100,100,100,100,100,100,100,100,100,100,100,100,100]
["Base Compressed Air",0,0,null,0,15,0,0,null,0,1,50,100,100,100,100,100,100,100,100,100,100,100,100,100,100,100,100,100,100,100,100,100,100,100,100,100,100,100,100,100]
["Comp Air - ASD (6-100 hp)",5.0626864721639412E-4,5.1714051357165261E-3,null,684.20232400967745,10,0,27.9999990016222,null,0,1,50,100,100,100,100,100,100,100,100,100,100,100,100,100,100,100,100,100,100,100,100,100,100,100,100,100,100,100,100,100]
["Compressed Air- Sizing",9.8226251051875477E-3,9.0731145639274449E-3,null,988.51037768377114,10,0,49.000000581145287,null,0,1,50,100,100,100,100,100,100,100,100,100,100,100,100,100,100,100,100,100,100,100,100,100,100,100,100,100,100,100,100,100]
["Compressed Air-O&M",3.2656639873277153E-2,3.0164791150044324E-2,null,1752.765793628429,10,0,109.00000110268593,null,0,1,50,100,100,100,100,100,100,100,100,100,100,100,100,100,100,100,100,100,100,100,100,100,100,100,100,100,100,100,100,100]
["Compressed Air - System Optimization",2.3959721719422199E-2,2.2131487026347992E-2,null,1928.9697662231511,10,0,173.00000414252281,null,0,1,50,100,100,100,100,100,100,100,100,100,100,100,100,100,100,100,100,100,100,100,100,100,100,100,100,100,100,100,100,100]
["Comp Air - ASD (100+ hp)",6.1499469095035162E-4,6.2820139479418634E-3,null,497.10903936977525,6,0,62.000001780688763,null,0,1,50,100,100,100,100,100,100,100,100,100,100,100,100,100,100,100,100,100,100,100,100,100,100,100,100,100,100,100,100,100]
["Compressed Air - Controls",6.0948401182386296E-3,5.6297763631837508E-3,null,981.37720093101063,10,0,186.00000068545341,null,0,1,50,100,100,100,100,100,100,100,100,100,100,100,100,100,100,100,100,100,100,100,100,100,100,100,100,100,100,100,100,100]
["Comp Air - Motor practices-1 (100+ HP)",1.5902656885073731E-3,1.4689212531678777E-3,null,107.95149243208679,6,0,23.000000510364771,null,0,1,50,100,100,100,100,100,100,100,100,100,100,100,100,100,100,100,100,100,100,100,100,100,100,100,100,100,100,100,100,100]
["Comp Air - Motor practices-1 (6-100 HP)",1.5181785858006994E-3,1.4023347211120187E-3,null,171.18602228545222,10,0,57.000000961124897,null,0,1,50,100,100,100,100,100,100,100,100,100,100,100,100,100,100,100,100,100,100,100,100,100,100,100,100,100,100,100,100,100]
["Comp Air - Motor practices-1 (1-5 HP)",4.0475182036137666E-4,3.7386743327478677E-4,null,339.43860095871582,15,0,228.00000384449959,null,0,1,50,100,100,100,100,100,100,100,100,100,100,100,100,100,100,100,100,100,100,100,100,100,100,100,100,100,100,100,100,100]
["Comp Air - Replace 100+ HP motor",1.2483401804749736E-3,1.1530862015920369E-3,null,223.00177246300626,6,0,96.000004559755325,null,0,1,50,100,100,100,100,100,100,100,100,100,100,100,100,100,100,100,100,100,100,100,100,100,100,100,100,100,100,100,100,100]
["Comp Air - Replace 1-5 HP motor",2.1886638760176231E-4,2.0216589635035473E-4,null,210.97560230689092,15,0,577.00000703334808,null,0,1,50,100,100,100,100,100,100,100,100,100,100,100,100,100,100,100,100,100,100,100,100,100,100,100,100,100,100,100,100,100]
["Comp Air - Replace 6-100 HP motor",1.3645722300437023E-3,1.2604492222147237E-3,null,248.17057030001916,10,0,320.99999487400055,null,0,1,50,100,100,100,100,100,100,100,100,100,100,100,100,100,100,100,100,100,100,100,100,100,100,100,100,100,100,100,100,100]
["Comp Air - ASD (1-5 hp)",3.9456413086913888E-5,4.0303719852397723E-4,null,450.59422964605864,15,0,828.00000905990601,null,0,1,50,100,100,100,100,100,100,100,100,100,100,100,100,100,100,100,100,100,100,100,100,100,100,100,100,100,100,100,100,100]
["Base Fans",0,0,null,0,15,0,0,null,0,1,50,100,100,100,100,100,100,100,100,100,100,100,100,100,100,100,100,100,100,100,100,100,100,100,100,100,100,100,100,100]
["Fans - ASD (6-100 hp)",2.214202089320285E-4,2.2617509733583977E-3,null,685.73537956288635,10,0,27.9999990016222,null,0,1,50,100,100,100,100,100,100,100,100,100,100,100,100,100,100,100,100,100,100,100,100,100,100,100,100,100,100,100,100,100]
["Fans - O&M",1.183098379762931E-3,1.0928226441541517E-3,null,210.06725405789743,10,0,10.999999940395355,null,0,1,50,100,100,100,100,100,100,100,100,100,100,100,100,100,100,100,100,100,100,100,100,100,100,100,100,100,100,100,100,100]
["Fans- Improve components",1.207746262099659E-3,1.1155897820429052E-3,null,536.109137705021,10,0,54.000001400709152,null,0,1,50,100,100,100,100,100,100,100,100,100,100,100,100,100,100,100,100,100,100,100,100,100,100,100,100,100,100,100,100,100]
["Fans - ASD (100+ hp)",3.629730391861296E-4,3.7076770392448716E-3,null,656.840500014908,6,0,62.000001780688763,null,0,1,50,100,100,100,100,100,100,100,100,100,100,100,100,100,100,100,100,100,100,100,100,100,100,100,100,100,100,100,100,100]
["Fans - Motor practices-1 (100+ HP)",9.8487161035241944E-4,9.0972147015648465E-4,null,147.44580762998783,6,0,23.000000510364771,null,0,1,50,100,100,100,100,100,100,100,100,100,100,100,100,100,100,100,100,100,100,100,100,100,100,100,100,100,100,100,100,100]
["Fans - Motor practices-1 (6-100 HP)",9.4022715789303336E-4,8.6848359051941101E-4,null,233.81484352078542,10,0,57.000000961124897,null,0,1,50,100,100,100,100,100,100,100,100,100,100,100,100,100,100,100,100,100,100,100,100,100,100,100,100,100,100,100,100,100]
["Fans - System Optimization",1.9900154774308782E-3,3.8925385910792113E-3,null,2494.1372311311175,10,0,649.99997615814209,null,0,1,50,100,100,100,100,100,100,100,100,100,100,100,100,100,100,100,100,100,100,100,100,100,100,100,100,100,100,100,100,100]
["Fans - Controls",1.0120910580509823E-2,9.3486395138642243E-3,null,3594.0745597830005,10,0,1000.0000149011612,null,0,1,50,100,100,100,100,100,100,100,100,100,100,100,100,100,100,100,100,100,100,100,100,100,100,100,100,100,100,100,100,100]
["Fans - Motor practices-1 (1-5 HP)",2.1764006321219845E-4,2.0103314603565781E-4,null,402.53635455925087,15,0,228.00000384449959,null,0,1,50,100,100,100,100,100,100,100,100,100,100,100,100,100,100,100,100,100,100,100,100,100,100,100,100,100,100,100,100,100]
["Fans - Replace 100+ HP motor",6.7124796510198989E-4,6.2002872174741716E-4,null,264.4552513885356,6,0,96.000004559755325,null,0,1,50,100,100,100,100,100,100,100,100,100,100,100,100,100,100,100,100,100,100,100,100,100,100,100,100,100,100,100,100,100]
["Fans - Replace 1-5 HP motor",1.1768716540951867E-4,1.0870710457029643E-4,null,250.19355374931939,15,0,577.00000703334808,null,0,1,50,100,100,100,100,100,100,100,100,100,100,100,100,100,100,100,100,100,100,100,100,100,100,100,100,100,100,100,100,100]
["Fans - Replace 6-100 HP motor",7.3374737669904249E-4,6.7775914671279979E-4,null,294.30264087616285,10,0,320.99999487400055,null,0,1,50,100,100,100,100,100,100,100,100,100,100,100,100,100,100,100,100,100,100,100,100,100,100,100,100,100,100,100,100,100]
["Fans - ASD (1-5 hp)",2.0225336411228471E-5,2.0659665409601219E-4,null,535.74334733248895,15,0,828.00000905990601,null,0,1,50,100,100,100,100,100,100,100,100,100,100,100,100,100,100,100,100,100,100,100,100,100,100,100,100,100,100,100,100,100]
["Base Pumps",0,0,null,0,15,0,0,null,0,1,50,100,100,100,100,100,100,100,100,100,100,100,100,100,100,100,100,100,100,100,100,100,100,100,100,100,100,100,100,100]
["Pumps - ASD (6-100 hp)",2.9444503439495027E-4,3.0076809445508295E-3,null,685.14729644287831,10,0,27.9999990016222,null,0,1,50,100,100,100,100,100,100,100,100,100,100,100,100,100,100,100,100,100,100,100,100,100,100,100,100,100,100,100,100,100]
["Pumps - O&M",6.5338498479146677E-3,6.0352876729787164E-3,null,1105.879294521538,10,0,54.000001400709152,null,0,1,50,100,100,100,100,100,100,100,100,100,100,100,100,100,100,100,100,100,100,100,100,100,100,100,100,100,100,100,100,100]
["Pumps - Controls",1.9175428845178234E-2,1.7712257249119467E-2,null,3709.1603558259021,10,0,292.00000688433647,null,0,1,50,100,100,100,100,100,100,100,100,100,100,100,100,100,100,100,100,100,100,100,100,100,100,100,100,100,100,100,100,100]
["Pumps - Sizing",6.0874377610876784E-3,5.6229388392271245E-3,null,2060.6446531133483,10,0,217.00000390410423,null,0,1,50,100,100,100,100,100,100,100,100,100,100,100,100,100,100,100,100,100,100,100,100,100,100,100,100,100,100,100,100,100]
["Pumps - ASD (100+ hp)",3.9268112570664358E-4,4.0111375676603906E-3,null,530.8650099192281,6,0,62.000001780688763,null,0,1,50,100,100,100,100,100,100,100,100,100,100,100,100,100,100,100,100,100,100,100,100,100,100,100,100,100,100,100,100,100]
["Pumps - System Optimization",1.5114720872163879E-2,1.3961399585789213E-2,null,3410.9664274645688,10,0,715.00003337860107,null,0,1,50,100,100,100,100,100,100,100,100,100,100,100,100,100,100,100,100,100,100,100,100,100,100,100,100,100,100,100,100,100]
["Pumps - Motor practices-1 (100+ HP)",9.0988330544856553E-4,8.4045511069947285E-4,null,103.87943325499751,6,0,23.000000510364771,null,0,1,50,100,100,100,100,100,100,100,100,100,100,100,100,100,100,100,100,100,100,100,100,100,100,100,100,100,100,100,100,100]
["Pumps - Motor practices-1 (6-100 HP)",8.6863808978116614E-4,8.0235709077539205E-4,null,164.72868114702058,10,0,57.000000961124897,null,0,1,50,100,100,100,100,100,100,100,100,100,100,100,100,100,100,100,100,100,100,100,100,100,100,100,100,100,100,100,100,100]
["Pumps - Motor practices-1 (1-5 HP)",2.3158200975989217E-4,2.139112592606624E-4,null,326.63457167712352,15,0,228.00000384449959,null,0,1,50,100,100,100,100,100,100,100,100,100,100,100,100,100,100,100,100,100,100,100,100,100,100,100,100,100,100,100,100,100]
["Pumps - Replace 100+ HP motor",7.142478756495958E-4,6.5974754542837155E-4,null,214.58987936540663,6,0,96.000004559755325,null,0,1,50,100,100,100,100,100,100,100,100,100,100,100,100,100,100,100,100,100,100,100,100,100,100,100,100,100,100,100,100,100]
["Pumps - Replace 1-5 HP motor",1.2522616418241163E-4,1.1567084377761295E-4,null,203.01735070554327,15,0,577.00000703334808,null,0,1,50,100,100,100,100,100,100,100,100,100,100,100,100,100,100,100,100,100,100,100,100,100,100,100,100,100,100,100,100,100]
["Pumps - Replace 6-100 HP motor",7.8075097775696879E-4,7.2117616128362753E-4,null,238.80928009915147,10,0,320.99999487400055,null,0,1,50,100,100,100,100,100,100,100,100,100,100,100,100,100,100,100,100,100,100,100,100,100,100,100,100,100,100,100,100,100]
["Pumps - ASD (1-5 hp)",2.1891683510480187E-5,2.2361796480592334E-4,null,434.32796639261807,15,0,828.00000905990601,null,0,1,50,100,100,100,100,100,100,100,100,100,100,100,100,100,100,100,100,100,100,100,100,100,100,100,100,100,100,100,100,100]
["Base Drives",0,0,null,0,20,0,0,null,0,1,50,100,100,100,100,100,100,100,100,100,100,100,100,100,100,100,100,100,100,100,100,100,100,100,100,100,100,100,100,100]
["Drives - Optimization process (M&T)",8.0124045826426293E-3,7.4010220213393549E-3,null,1117.4432634103227,10,0,87.000001221895218,null,0,1,50,100,100,100,100,100,100,100,100,100,100,100,100,100,100,100,100,100,100,100,100,100,100,100,100,100,100,100,100,100]
["Machinery",3.4406829720450526E-3,3.1781433628198181E-3,null,767.76312908038994,10,0,136.0000018030405,null,0,1,50,100,100,100,100,100,100,100,100,100,100,100,100,100,100,100,100,100,100,100,100,100,100,100,100,100,100,100,100,100]
["Drives - Scheduling",4.6055101798227476E-4,2.3271877052387416E-3,null,585.61736843288691,10,0,108.0000028014183,null,0,1,50,100,100,100,100,100,100,100,100,100,100,100,100,100,100,100,100,100,100,100,100,100,100,100,100,100,100,100,100,100]
["Base Heating",0,0,null,0,20,0,0,null,0,1,50,100,100,100,100,100,100,100,100,100,100,100,100,100,100,100,100,100,100,100,100,100,100,100,100,100,100,100,100,100]
["Efficient Curing ovens",9.2775157007894422E-3,8.5695994625146574E-3,null,2497.8143465779281,15,0,865.9999817609787,null,0,1,50,100,100,100,100,100,100,100,100,100,100,100,100,100,100,100,100,100,100,100,100,100,100,100,100,100,100,100,100,100]
["Base Refrigeration",0,0,null,0,20,0,0,null,0,1,50,100,100,100,100,100,100,100,100,100,100,100,100,100,100,100,100,100,100,100,100,100,100,100,100,100,100,100,100,100]
["Base Other Process",0,0,null,0,15,0,0,null,0,1,50,100,100,100,100,100,100,100,100,100,100,100,100,100,100,100,100,100,100,100,100,100,100,100,100,100,100,100,100,100]
["New transformers welding",4.837635715459347E-3,4.4685023193778593E-3,null,3033.0602802707313,15,0,540.99999368190765,null,0,1,50,100,100,100,100,100,100,100,100,100,100,100,100,100,100,100,100,100,100,100,100,100,100,100,100,100,100,100,100,100]
["Base Centrifugal Chiller, 0.58 kW/ton, 500 tons",0,0,null,0,20,0,999.93617162533121,null,0,1,50,100,100,100,100,100,100,100,100,100,100,100,100,100,100,100,100,100,100,100,100,100,100,100,100,100,100,100,100,100]
["Aerosole Duct Sealing - Chiller",1.62636788360057E-3,1.2018150049709964E-3,null,1099.93640897869,10,0,89.176129665767405,null,0,1,50,100,100,100,100,100,100,100,100,100,100,100,100,100,100,100,100,100,100,100,100,100,100,100,100,100,100,100,100,100]
["Centrifugal Chiller, 0.51 kW/ton, 500 tons",3.6892066654197211E-3,2.7261629866452445E-3,null,1216.3439321288126,20,0,1159.0169262020884,null,0,1,50,100,100,100,100,100,100,100,100,100,100,100,100,100,100,100,100,100,100,100,100,100,100,100,100,100,100,100,100,100]
["VSD for Chiller Pumps and Towers",1.2939609767913928E-3,9.5618078384087832E-4,null,921.46747752299234,15,0,190.89690549210866,null,0,1,50,100,100,100,100,100,100,100,100,100,100,100,100,100,100,100,100,100,100,100,100,100,100,100,100,100,100,100,100,100]
["High Efficiency Chiller Motors",7.2946003015579087E-4,5.3903917963934241E-4,null,267.22826940522413,20,0,88.591616639307389,null,0,1,50,100,100,100,100,100,100,100,100,100,100,100,100,100,100,100,100,100,100,100,100,100,100,100,100,100,100,100,100,100]
["EMS Optimization - Chiller",4.7799415307330878E-4,3.5321685286856727E-4,null,420.25677634778492,5,0,72.504127155548744,null,0,1,50,100,100,100,100,100,100,100,100,100,100,100,100,100,100,100,100,100,100,100,100,100,100,100,100,100,100,100,100,100]
["EMS - Chiller ",1.5195954499425319E-4,1.1229148285832194E-4,null,885.61715742642502,10,0,272.70986498872668,null,0,1,50,100,100,100,100,100,100,100,100,100,100,100,100,100,100,100,100,100,100,100,100,100,100,100,100,100,100,100,100,100]
["Chiller Tune Up/Diagnostics",7.5705541623287344E-4,5.5943096761660119E-4,null,665.60995923701796,10,0,241.68043285512672,null,0,1,50,100,100,100,100,100,100,100,100,100,100,100,100,100,100,100,100,100,100,100,100,100,100,100,100,100,100,100,100,100]
["Window Film (Standard) - Chiller",5.3904434277708951E-4,3.9833028309684725E-4,null,431.01957187410943,10,0,315.33253321199413,null,0,1,50,100,100,100,100,100,100,100,100,100,100,100,100,100,100,100,100,100,100,100,100,100,100,100,100,100,100,100,100,100]
["Roof Insulation - Chiller",3.243446182621644E-4,2.3967654116858659E-4,null,356.45839708552063,20,0,356.72030182391484,null,0,1,50,100,100,100,100,100,100,100,100,100,100,100,100,100,100,100,100,100,100,100,100,100,100,100,100,100,100,100,100,100]
["Cool Roof - Chiller",2.0017512435572759E-3,1.4792069524888168E-3,null,1947.4051179741102,15,0,3224.016905502197,null,0,1,50,100,100,100,100,100,100,100,100,100,100,100,100,100,100,100,100,100,100,100,100,100,100,100,100,100,100,100,100,100]
["Duct/Pipe Insulation - Chiller",9.6581400586622358E-4,7.1369446972321341E-4,null,707.62699719088664,10,0,7433.123061787006,null,0,1,50,100,100,100,100,100,100,100,100,100,100,100,100,100,100,100,100,100,100,100,100,100,100,100,100,100,100,100,100,100]
["Base DX Packaged System, EER=10.3, 10 tons",0,0,null,0,15,0,0,null,0,1,50,100,100,100,100,100,100,100,100,100,100,100,100,100,100,100,100,100,100,100,100,100,100,100,100,100,100,100,100,100]
["Aerosole Duct Sealing",0,2.3871472825407357E-3,null,1099.8906392322049,10,0,51.447767114865805,null,0,1,50,100,100,100,100,100,100,100,100,100,100,100,100,100,100,100,100,100,100,100,100,100,100,100,100,100,100,100,100,100]
["DX Coil Cleaning",0,1.3369654856644911E-3,null,510.20767432852887,5,0,25.952015568254659,null,0,1,50,100,100,100,100,100,100,100,100,100,100,100,100,100,100,100,100,100,100,100,100,100,100,100,100,100,100,100,100,100]
["DX Packaged System, EER=10.9, 10 tons",0,3.8777224801270402E-3,null,554.92562901514168,15,0,346.13175171646077,null,0,1,50,100,100,100,100,100,100,100,100,100,100,100,100,100,100,100,100,100,100,100,100,100,100,100,100,100,100,100,100,100]
["Hybrid Dessicant-DX System (Trane CDQ)",0,1.2150310765641456E-2,null,3477.566473056183,15,0,947.31722215749335,null,0,1,50,100,100,100,100,100,100,100,100,100,100,100,100,100,100,100,100,100,100,100,100,100,100,100,100,100,100,100,100,100]
["Optimize Controls",0,4.4392671323042885E-4,null,402.88489690497141,5,0,55.772405504268256,null,0,1,50,100,100,100,100,100,100,100,100,100,100,100,100,100,100,100,100,100,100,100,100,100,100,100,100,100,100,100,100,100]
["Roof Insulation",0,4.8642594510262173E-4,null,364.20037417381201,20,0,205.80017412918161,null,0,1,50,100,100,100,100,100,100,100,100,100,100,100,100,100,100,100,100,100,100,100,100,100,100,100,100,100,100,100,100,100]
["DX Tune Up/ Advanced Diagnostics",0,6.8487374673972237E-4,null,395.99834790897125,10,0,174.28877109649591,null,0,1,50,100,100,100,100,100,100,100,100,100,100,100,100,100,100,100,100,100,100,100,100,100,100,100,100,100,100,100,100,100]
["Window Film (Standard)",0,7.3973375786531501E-4,null,402.96696053379486,10,0,190.98912408163847,null,0,1,50,100,100,100,100,100,100,100,100,100,100,100,100,100,100,100,100,100,100,100,100,100,100,100,100,100,100,100,100,100]
["Cool Roof - DX",0,2.9373306165432328E-3,null,1946.7964013816083,15,0,1860.009753174344,null,0,1,50,100,100,100,100,100,100,100,100,100,100,100,100,100,100,100,100,100,100,100,100,100,100,100,100,100,100,100,100,100]
["Geothermal Heat Pump, EER=13, 10 tons",0,1.9673684296038739E-3,null,1137.5449147527029,15,0,2760.5132649974266,null,0,1,50,100,100,100,100,100,100,100,100,100,100,100,100,100,100,100,100,100,100,100,100,100,100,100,100,100,100,100,100,100]
["Duct/Pipe Insulation",0,1.4084377263617054E-3,null,703.02383073368333,10,0,4288.3402279540414,null,0,1,50,100,100,100,100,100,100,100,100,100,100,100,100,100,100,100,100,100,100,100,100,100,100,100,100,100,100,100,100,100]
["Base Lighting",0,0,null,0,10,0,0,null,0,1,50,100,100,100,100,100,100,100,100,100,100,100,100,100,100,100,100,100,100,100,100,100,100,100,100,100,100,100,100,100]
["CFL Screw-in 18W",1.0084612338039398E-2,9.3151109907986893E-3,null,11158.119492000438,2,0,190.16543641520647,null,0,1,50,100,100,100,100,100,100,100,100,100,100,100,100,100,100,100,100,100,100,100,100,100,100,100,100,100,100,100,100,100]
["Premium T8, Elecctronic Ballast",9.6220242972991532E-2,8.8878205012815431E-2,null,3773.9580756680111,15,0,275.1235949923485,null,0,1,50,100,100,100,100,100,100,100,100,100,100,100,100,100,100,100,100,100,100,100,100,100,100,100,100,100,100,100,100,100]
["High Bay T5",5.5386256989240143E-3,5.1160036095148102E-3,null,4203.49268146348,10,0,404.42277589796061,null,0,1,50,100,100,100,100,100,100,100,100,100,100,100,100,100,100,100,100,100,100,100,100,100,100,100,100,100,100,100,100,100]
["CFL Hardwired, Modular 18W",7.9090526095801032E-3,7.3055562693675087E-3,null,8750.9713936480221,5,0,1374.0772475661408,null,0,1,50,100,100,100,100,100,100,100,100,100,100,100,100,100,100,100,100,100,100,100,100,100,100,100,100,100,100,100,100,100]
["Occupancy Sensor",1.4857531176011969E-2,1.3723834621957339E-2,null,1660.6243638715091,9,0,411.51761990594633,null,0,1,50,100,100,100,100,100,100,100,100,100,100,100,100,100,100,100,100,100,100,100,100,100,100,100,100,100,100,100,100,100]
["Base Other",0,0,null,0,15,0,0,null,0,1,50,100,100,100,100,100,100,100,100,100,100,100,100,100,100,100,100,100,100,100,100,100,100,100,100,100,100,100,100,100]
["Replace V-belts",5.0274373001228903E-5,4.643821188175756E-5,null,6.3713380103069817,5,0,0.99999997473787516,null,0,1,50,100,100,100,100,100,100,100,100,100,100,100,100,100,100,100,100,100,100,100,100,100,100,100,100,100,100,100,100,100]
["Base Compressed Air",0,0,null,0,15,0,0,null,0,1,50,100,100,100,100,100,100,100,100,100,100,100,100,100,100,100,100,100,100,100,100,100,100,100,100,100,100,100,100,100]
["Comp Air - ASD (6-100 hp)",5.641216662668247E-4,5.9847144483279125E-3,null,684.20837800143079,10,0,27.9999990016222,null,0,1,50,100,100,100,100,100,100,100,100,100,100,100,100,100,100,100,100,100,100,100,100,100,100,100,100,100,100,100,100,100]
["Compressed Air- Sizing",1.0944990722961755E-2,1.0499952814079901E-2,null,988.51020548573069,10,0,49.000000581145287,null,0,1,50,100,100,100,100,100,100,100,100,100,100,100,100,100,100,100,100,100,100,100,100,100,100,100,100,100,100,100,100,100]
["Compressed Air-O&M",3.6388095473321821E-2,3.4908507017968764E-2,null,1752.7654866796331,10,0,109.00000110268593,null,0,1,50,100,100,100,100,100,100,100,100,100,100,100,100,100,100,100,100,100,100,100,100,100,100,100,100,100,100,100,100,100]
["Compressed Air - System Optimization",2.6697438667801426E-2,2.5611885232630964E-2,null,1928.9694254804933,10,0,173.00000414252281,null,0,1,50,100,100,100,100,100,100,100,100,100,100,100,100,100,100,100,100,100,100,100,100,100,100,100,100,100,100,100,100,100]
["Comp Air - ASD (100+ hp)",6.8527206249541965E-4,7.2699877680500093E-3,null,497.11333797087138,6,0,62.000001780688763,null,0,1,50,100,100,100,100,100,100,100,100,100,100,100,100,100,100,100,100,100,100,100,100,100,100,100,100,100,100,100,100,100]
["Compressed Air - Controls",6.7912544560059457E-3,6.5151129993078795E-3,null,981.37670578062557,10,0,186.00000068545341,null,0,1,50,100,100,100,100,100,100,100,100,100,100,100,100,100,100,100,100,100,100,100,100,100,100,100,100,100,100,100,100,100]
["Comp Air - Motor practices-1 (100+ HP)",1.7719741140218501E-3,1.6999232850848599E-3,null,107.95143771876958,6,0,23.000000510364771,null,0,1,50,100,100,100,100,100,100,100,100,100,100,100,100,100,100,100,100,100,100,100,100,100,100,100,100,100,100,100,100,100]
["Comp Air - Motor practices-1 (6-100 HP)",1.6916501271063786E-3,1.6228653785229259E-3,null,171.18593549707018,10,0,57.000000961124897,null,0,1,50,100,100,100,100,100,100,100,100,100,100,100,100,100,100,100,100,100,100,100,100,100,100,100,100,100,100,100,100,100]
["Comp Air - Motor practices-1 (1-5 HP)",4.5099995130055964E-4,4.3266169224552532E-4,null,339.43842881998245,15,0,228.00000384449959,null,0,1,50,100,100,100,100,100,100,100,100,100,100,100,100,100,100,100,100,100,100,100,100,100,100,100,100,100,100,100,100,100]
["Comp Air - Replace 100+ HP motor",1.390979193771716E-3,1.3344201260334821E-3,null,223.00165943724525,6,0,96.000004559755325,null,0,1,50,100,100,100,100,100,100,100,100,100,100,100,100,100,100,100,100,100,100,100,100,100,100,100,100,100,100,100,100,100]
["Comp Air - Replace 1-5 HP motor",2.4387470339762283E-4,2.3395843295240755E-4,null,210.9754952951204,15,0,577.00000703334808,null,0,1,50,100,100,100,100,100,100,100,100,100,100,100,100,100,100,100,100,100,100,100,100,100,100,100,100,100,100,100,100,100]
["Comp Air - Replace 6-100 HP motor",1.5204922581276373E-3,1.4586670165942148E-3,null,248.17044445661796,10,0,320.99999487400055,null,0,1,50,100,100,100,100,100,100,100,100,100,100,100,100,100,100,100,100,100,100,100,100,100,100,100,100,100,100,100,100,100]
["Comp Air - ASD (1-5 hp)",4.3965209703449799E-5,4.6642283299849253E-4,null,450.59800902508164,15,0,828.00000905990601,null,0,1,50,100,100,100,100,100,100,100,100,100,100,100,100,100,100,100,100,100,100,100,100,100,100,100,100,100,100,100,100,100]
["Base Fans",0,0,null,0,15,0,0,null,0,1,50,100,100,100,100,100,100,100,100,100,100,100,100,100,100,100,100,100,100,100,100,100,100,100,100,100,100,100,100,100]
["Fans - ASD (6-100 hp)",2.0208589028758274E-4,2.1439104713188895E-3,null,685.74146071486359,10,0,27.9999990016222,null,0,1,50,100,100,100,100,100,100,100,100,100,100,100,100,100,100,100,100,100,100,100,100,100,100,100,100,100,100,100,100,100]
["Fans - O&M",1.0797809740257685E-3,1.0358756406276595E-3,null,210.06721867036674,10,0,10.999999940395355,null,0,1,50,100,100,100,100,100,100,100,100,100,100,100,100,100,100,100,100,100,100,100,100,100,100,100,100,100,100,100,100,100]
["Fans- Improve components",1.1022764108526723E-3,1.0574563830141356E-3,null,536.10904758414779,10,0,54.000001400709152,null,0,1,50,100,100,100,100,100,100,100,100,100,100,100,100,100,100,100,100,100,100,100,100,100,100,100,100,100,100,100,100,100]
["Fans - ASD (100+ hp)",3.3127832086461299E-4,3.5145009877328545E-3,null,656.84619280816582,6,0,62.000001780688763,null,0,1,50,100,100,100,100,100,100,100,100,100,100,100,100,100,100,100,100,100,100,100,100,100,100,100,100,100,100,100,100,100]
["Fans - Motor practices-1 (100+ HP)",8.988646278728726E-4,8.6231559421154835E-4,null,147.44573539378857,6,0,23.000000510364771,null,0,1,50,100,100,100,100,100,100,100,100,100,100,100,100,100,100,100,100,100,100,100,100,100,100,100,100,100,100,100,100,100]
["Fans - Motor practices-1 (6-100 HP)",8.581188912186418E-4,8.2322663351039403E-4,null,233.81472893575398,10,0,57.000000961124897,null,0,1,50,100,100,100,100,100,100,100,100,100,100,100,100,100,100,100,100,100,100,100,100,100,100,100,100,100,100,100,100,100]
["Fans - System Optimization",1.8162424735727707E-3,3.6897201179147726E-3,null,2494.1515256690159,10,0,649.99997615814209,null,0,1,50,100,100,100,100,100,100,100,100,100,100,100,100,100,100,100,100,100,100,100,100,100,100,100,100,100,100,100,100,100]
["Fans - Controls",9.2370682451323113E-3,8.8614767403000193E-3,null,3594.0719119894466,10,0,1000.0000149011612,null,0,1,50,100,100,100,100,100,100,100,100,100,100,100,100,100,100,100,100,100,100,100,100,100,100,100,100,100,100,100,100,100]
["Fans - Motor practices-1 (1-5 HP)",1.9863391602273581E-4,1.9055719628332873E-4,null,402.53605511435421,15,0,228.00000384449959,null,0,1,50,100,100,100,100,100,100,100,100,100,100,100,100,100,100,100,100,100,100,100,100,100,100,100,100,100,100,100,100,100]
["Fans - Replace 100+ HP motor",6.1262898935634754E-4,5.8771867821541882E-4,null,264.45505473815967,6,0,96.000004559755325,null,0,1,50,100,100,100,100,100,100,100,100,100,100,100,100,100,100,100,100,100,100,100,100,100,100,100,100,100,100,100,100,100]
["Fans - Replace 1-5 HP motor",1.0740973965753279E-4,1.0304231650107006E-4,null,250.19336760757298,15,0,577.00000703334808,null,0,1,50,100,100,100,100,100,100,100,100,100,100,100,100,100,100,100,100,100,100,100,100,100,100,100,100,100,100,100,100,100]
["Fans - Replace 6-100 HP motor",6.6967043043618748E-4,6.424407382834026E-4,null,294.30242195860103,10,0,320.99999487400055,null,0,1,50,100,100,100,100,100,100,100,100,100,100,100,100,100,100,100,100,100,100,100,100,100,100,100,100,100,100,100,100,100]
["Fans - ASD (1-5 hp)",1.8459255808909724E-5,1.9583253321227691E-4,null,535.74772646469478,15,0,828.00000905990601,null,0,1,50,100,100,100,100,100,100,100,100,100,100,100,100,100,100,100,100,100,100,100,100,100,100,100,100,100,100,100,100,100]
["Base Pumps",0,0,null,0,15,0,0,null,0,1,50,100,100,100,100,100,100,100,100,100,100,100,100,100,100,100,100,100,100,100,100,100,100,100,100,100,100,100,100,100]
["Pumps - ASD (6-100 hp)",2.6873421694852324E-4,2.8509763887905764E-3,null,685.15336716895479,10,0,27.9999990016222,null,0,1,50,100,100,100,100,100,100,100,100,100,100,100,100,100,100,100,100,100,100,100,100,100,100,100,100,100,100,100,100,100]
["Pumps - O&M",5.9632629562055128E-3,5.7207887373306896E-3,null,1105.8791064508832,10,0,54.000001400709152,null,0,1,50,100,100,100,100,100,100,100,100,100,100,100,100,100,100,100,100,100,100,100,100,100,100,100,100,100,100,100,100,100]
["Pumps - Controls",1.7500880402027574E-2,1.6789271281942159E-2,null,3709.1597331832172,10,0,292.00000688433647,null,0,1,50,100,100,100,100,100,100,100,100,100,100,100,100,100,100,100,100,100,100,100,100,100,100,100,100,100,100,100,100,100]
["Pumps - Sizing",5.5558350557122927E-3,5.329927398239411E-3,null,2060.6442989759244,10,0,217.00000390410423,null,0,1,50,100,100,100,100,100,100,100,100,100,100,100,100,100,100,100,100,100,100,100,100,100,100,100,100,100,100,100,100,100]
["Pumps - ASD (100+ hp)",3.583922980116559E-4,3.8021506570983074E-3,null,530.86960138630229,6,0,62.000001780688763,null,0,1,50,100,100,100,100,100,100,100,100,100,100,100,100,100,100,100,100,100,100,100,100,100,100,100,100,100,100,100,100,100]
["Pumps - System Optimization",1.3794780658640727E-2,1.3233866493137984E-2,null,3410.9647286504319,10,0,715.00003337860107,null,0,1,50,100,100,100,100,100,100,100,100,100,100,100,100,100,100,100,100,100,100,100,100,100,100,100,100,100,100,100,100,100]
["Pumps - Motor practices-1 (100+ HP)",8.3042489677076048E-4,7.966587137837836E-4,null,103.87938066067304,6,0,23.000000510364771,null,0,1,50,100,100,100,100,100,100,100,100,100,100,100,100,100,100,100,100,100,100,100,100,100,100,100,100,100,100,100,100,100]
["Pumps - Motor practices-1 (6-100 HP)",7.927815485893906E-4,7.605459943057166E-4,null,164.72859771983983,10,0,57.000000961124897,null,0,1,50,100,100,100,100,100,100,100,100,100,100,100,100,100,100,100,100,100,100,100,100,100,100,100,100,100,100,100,100,100]
["Pumps - Motor practices-1 (1-5 HP)",2.11358385564862E-4,2.0276427193632364E-4,null,326.63440620504963,15,0,228.00000384449959,null,0,1,50,100,100,100,100,100,100,100,100,100,100,100,100,100,100,100,100,100,100,100,100,100,100,100,100,100,100,100,100,100]
["Pumps - Replace 100+ HP motor",6.5187394344966732E-4,6.2536788017464036E-4,null,214.58977071701972,6,0,96.000004559755325,null,0,1,50,100,100,100,100,100,100,100,100,100,100,100,100,100,100,100,100,100,100,100,100,100,100,100,100,100,100,100,100,100]
["Pumps - Replace 1-5 HP motor",1.1429039724192839E-4,1.0964319737842221E-4,null,203.01724783814865,15,0,577.00000703334808,null,0,1,50,100,100,100,100,100,100,100,100,100,100,100,100,100,100,100,100,100,100,100,100,100,100,100,100,100,100,100,100,100]
["Pumps - Replace 6-100 HP motor",7.125694537549077E-4,6.8359543014364266E-4,null,238.80915912947717,10,0,320.99999487400055,null,0,1,50,100,100,100,100,100,100,100,100,100,100,100,100,100,100,100,100,100,100,100,100,100,100,100,100,100,100,100,100,100]
["Pumps - ASD (1-5 hp)",1.9980101709734241E-5,2.1196704635122036E-4,null,434.33161609094049,15,0,828.00000905990601,null,0,1,50,100,100,100,100,100,100,100,100,100,100,100,100,100,100,100,100,100,100,100,100,100,100,100,100,100,100,100,100,100]
["Base Drives",0,0,null,0,20,0,0,null,0,1,50,100,100,100,100,100,100,100,100,100,100,100,100,100,100,100,100,100,100,100,100,100,100,100,100,100,100,100,100,100]
["Efficient Machinery",2.3963923342432349E-3,2.2989518283271617E-3,null,381.56599917233746,10,0,68.000000901520252,null,0,1,50,100,100,100,100,100,100,100,100,100,100,100,100,100,100,100,100,100,100,100,100,100,100,100,100,100,100,100,100,100]
["Drives - Scheduling",6.034302440637105E-4,3.1668235390800146E-3,null,547.51046986323945,10,0,108.0000028014183,null,0,1,50,100,100,100,100,100,100,100,100,100,100,100,100,100,100,100,100,100,100,100,100,100,100,100,100,100,100,100,100,100]
["Process Drives - ASD",1.1204501766502713E-3,1.0748911792747293E-3,null,60.943537771771517,10,0,19.608000330626965,null,0,1,50,100,100,100,100,100,100,100,100,100,100,100,100,100,100,100,100,100,100,100,100,100,100,100,100,100,100,100,100,100]
["Base Heating",0,0,null,0,20,0,0,null,0,1,50,100,100,100,100,100,100,100,100,100,100,100,100,100,100,100,100,100,100,100,100,100,100,100,100,100,100,100,100,100]
["Efficient Curing ovens",7.6923656950258785E-3,7.3795838544632522E-3,null,2497.8143958401365,15,0,865.9999817609787,null,0,1,50,100,100,100,100,100,100,100,100,100,100,100,100,100,100,100,100,100,100,100,100,100,100,100,100,100,100,100,100,100]
["Base Refrigeration",0,0,null,0,20,0,0,null,0,1,50,100,100,100,100,100,100,100,100,100,100,100,100,100,100,100,100,100,100,100,100,100,100,100,100,100,100,100,100,100]
["Base Other Process",0,0,null,0,15,0,0,null,0,1,50,100,100,100,100,100,100,100,100,100,100,100,100,100,100,100,100,100,100,100,100,100,100,100,100,100,100,100,100,100]
["Process control",1.7440089049567783E-4,1.6730951786888342E-4,null,437.7612862276959,15,0,173.00000414252281,null,0,1,50,100,100,100,100,100,100,100,100,100,100,100,100,100,100,100,100,100,100,100,100,100,100,100,100,100,100,100,100,100]
["Base Centrifugal Chiller, 0.58 kW/ton, 500 tons",0,0,null,0,20,0,999.93617162533121,null,0,1,50,100,100,100,100,100,100,100,100,100,100,100,100,100,100,100,100,100,100,100,100,100,100,100,100,100,100,100,100,100]
["Aerosole Duct Sealing - Chiller",1.5713635888784691E-3,1.2059758366849574E-3,null,1099.9467159428168,10,0,89.176129665767405,null,0,1,50,100,100,100,100,100,100,100,100,100,100,100,100,100,100,100,100,100,100,100,100,100,100,100,100,100,100,100,100,100]
["Centrifugal Chiller, 0.51 kW/ton, 500 tons",3.5644335414261978E-3,2.7355990382196931E-3,null,1216.3543246583451,20,0,1159.0169262020884,null,0,1,50,100,100,100,100,100,100,100,100,100,100,100,100,100,100,100,100,100,100,100,100,100,100,100,100,100,100,100,100,100]
["VSD for Chiller Pumps and Towers",1.250196657707363E-3,9.5948956114954393E-4,null,921.47453860925725,15,0,190.89690549210866,null,0,1,50,100,100,100,100,100,100,100,100,100,100,100,100,100,100,100,100,100,100,100,100,100,100,100,100,100,100,100,100,100]
["High Efficiency Chiller Motors",7.047876809256362E-4,5.4090403978126133E-4,null,267.23010159383722,20,0,88.591616639307389,null,0,1,50,100,100,100,100,100,100,100,100,100,100,100,100,100,100,100,100,100,100,100,100,100,100,100,100,100,100,100,100,100]
["EMS Optimization - Chiller",4.618270439652011E-4,3.544388196923846E-4,null,420.25963126545821,5,0,72.504127155548744,null,0,1,50,100,100,100,100,100,100,100,100,100,100,100,100,100,100,100,100,100,100,100,100,100,100,100,100,100,100,100,100,100]
["EMS - Chiller ",1.468199195062719E-4,1.1268001659308427E-4,null,885.62362306402247,10,0,272.70986498872668,null,0,1,50,100,100,100,100,100,100,100,100,100,100,100,100,100,100,100,100,100,100,100,100,100,100,100,100,100,100,100,100,100]
["Chiller Tune Up/Diagnostics",7.3144959616559216E-4,5.6136628401722358E-4,null,665.61441472661522,10,0,241.68043285512672,null,0,1,50,100,100,100,100,100,100,100,100,100,100,100,100,100,100,100,100,100,100,100,100,100,100,100,100,100,100,100,100,100]
["Window Film (Standard) - Chiller",5.2081205611139293E-4,3.9970810038486077E-4,null,431.02226145941387,10,0,315.33253321199413,null,0,1,50,100,100,100,100,100,100,100,100,100,100,100,100,100,100,100,100,100,100,100,100,100,100,100,100,100,100,100,100,100]
["Roof Insulation - Chiller",3.1337413682046099E-4,2.4050553259746598E-4,null,356.46055408954601,20,0,356.72030182391484,null,0,1,50,100,100,100,100,100,100,100,100,100,100,100,100,100,100,100,100,100,100,100,100,100,100,100,100,100,100,100,100,100]
["Cool Roof - Chiller",1.9340456603688669E-3,1.4843237745600115E-3,null,1947.4176265063825,15,0,3224.016905502197,null,0,1,50,100,100,100,100,100,100,100,100,100,100,100,100,100,100,100,100,100,100,100,100,100,100,100,100,100,100,100,100,100]
["Duct/Pipe Insulation - Chiller",9.3314586205144089E-4,7.1616229986580678E-4,null,707.63059646664408,10,0,7433.123061787006,null,0,1,50,100,100,100,100,100,100,100,100,100,100,100,100,100,100,100,100,100,100,100,100,100,100,100,100,100,100,100,100,100]
["Base DX Packaged System, EER=10.3, 10 tons",0,0,null,0,15,0,0,null,0,1,50,100,100,100,100,100,100,100,100,100,100,100,100,100,100,100,100,100,100,100,100,100,100,100,100,100,100,100,100,100]
["Aerosole Duct Sealing",0,1.6789240791309462E-3,null,1099.9043874560987,10,0,51.447767114865805,null,0,1,50,100,100,100,100,100,100,100,100,100,100,100,100,100,100,100,100,100,100,100,100,100,100,100,100,100,100,100,100,100]
["DX Coil Cleaning",0,8.4081288230251688E-4,null,508.2781798900981,5,0,25.952015568254659,null,0,1,50,100,100,100,100,100,100,100,100,100,100,100,100,100,100,100,100,100,100,100,100,100,100,100,100,100,100,100,100,100]
["DX Packaged System, EER=10.9, 10 tons",0,2.4386846997373366E-3,null,552.82672574869287,15,0,346.13175171646077,null,0,1,50,100,100,100,100,100,100,100,100,100,100,100,100,100,100,100,100,100,100,100,100,100,100,100,100,100,100,100,100,100]
["Hybrid Dessicant-DX System (Trane CDQ)",0,7.6412781720375609E-3,null,3464.4107890105424,15,0,947.31722215749335,null,0,1,50,100,100,100,100,100,100,100,100,100,100,100,100,100,100,100,100,100,100,100,100,100,100,100,100,100,100,100,100,100]
["Optimize Controls",0,3.1103599279978247E-4,null,401.35986457273793,5,0,55.772405504268256,null,0,1,50,100,100,100,100,100,100,100,100,100,100,100,100,100,100,100,100,100,100,100,100,100,100,100,100,100,100,100,100,100]
["Roof Insulation",0,3.4049313780711206E-4,null,362.48129909228101,20,0,205.80017412918161,null,0,1,50,100,100,100,100,100,100,100,100,100,100,100,100,100,100,100,100,100,100,100,100,100,100,100,100,100,100,100,100,100]
["DX Tune Up/ Advanced Diagnostics",0,4.2986257275686595E-4,null,393.72029983689487,10,0,174.28877109649591,null,0,1,50,100,100,100,100,100,100,100,100,100,100,100,100,100,100,100,100,100,100,100,100,100,100,100,100,100,100,100,100,100]
["Window Film (Standard)",0,5.1726865189403992E-4,null,400.64870801394648,10,0,190.98912408163847,null,0,1,50,100,100,100,100,100,100,100,100,100,100,100,100,100,100,100,100,100,100,100,100,100,100,100,100,100,100,100,100,100]
["Cool Roof - DX",0,2.0506395257466662E-3,null,1932.4604415978531,15,0,1860.009753174344,null,0,1,50,100,100,100,100,100,100,100,100,100,100,100,100,100,100,100,100,100,100,100,100,100,100,100,100,100,100,100,100,100]
["Geothermal Heat Pump, EER=13, 10 tons",0,1.2244115496361904E-3,null,1121.4646563779452,15,0,2760.5132649974266,null,0,1,50,100,100,100,100,100,100,100,100,100,100,100,100,100,100,100,100,100,100,100,100,100,100,100,100,100,100,100,100,100]
["Duct/Pipe Insulation",0,9.7656485923720924E-4,null,693.08591866483971,10,0,4288.3402279540414,null,0,1,50,100,100,100,100,100,100,100,100,100,100,100,100,100,100,100,100,100,100,100,100,100,100,100,100,100,100,100,100,100]
["Base Lighting",0,0,null,0,10,0,0,null,0,1,50,100,100,100,100,100,100,100,100,100,100,100,100,100,100,100,100,100,100,100,100,100,100,100,100,100,100,100,100,100]
["CFL Screw-in 18W",7.7418542710418837E-3,7.4270601590263911E-3,null,11158.119765069865,2,0,190.16543641520647,null,0,1,50,100,100,100,100,100,100,100,100,100,100,100,100,100,100,100,100,100,100,100,100,100,100,100,100,100,100,100,100,100]
["Premium T8, Elecctronic Ballast",8.1851756426427655E-2,7.8523554928558587E-2,null,3779.0782075218358,15,0,275.1235949923485,null,0,1,50,100,100,100,100,100,100,100,100,100,100,100,100,100,100,100,100,100,100,100,100,100,100,100,100,100,100,100,100,100]
["High Bay T5",7.828420038371905E-4,7.510106046892971E-4,null,4178.8180960687287,10,0,404.42277589796061,null,0,1,50,100,100,100,100,100,100,100,100,100,100,100,100,100,100,100,100,100,100,100,100,100,100,100,100,100,100,100,100,100]
["CFL Hardwired, Modular 18W",6.104094428310055E-3,5.8558938140972558E-3,null,8797.6619429718521,5,0,1374.0772475661408,null,0,1,50,100,100,100,100,100,100,100,100,100,100,100,100,100,100,100,100,100,100,100,100,100,100,100,100,100,100,100,100,100]
["Occupancy Sensor",1.2325304147436121E-2,1.1824140855209636E-2,null,1671.7495223856238,9,0,411.51761990594633,null,0,1,50,100,100,100,100,100,100,100,100,100,100,100,100,100,100,100,100,100,100,100,100,100,100,100,100,100,100,100,100,100]
["Base Other",0,0,null,0,15,0,0,null,0,1,50,100,100,100,100,100,100,100,100,100,100,100,100,100,100,100,100,100,100,100,100,100,100,100,100,100,100,100,100,100]
["Replace V-belts",7.0355861720645794E-5,6.7495098621774555E-5,null,6.3713381171481851,5,0,0.99999997473787516,null,0,1,50,100,100,100,100,100,100,100,100,100,100,100,100,100,100,100,100,100,100,100,100,100,100,100,100,100,100,100,100,100]

{"sheet":"Industrial_Results","index":26,"n_rows":1347,"n_cols":30,"rows_kept":1347,"cut":false,"hidden":false,"merged":[]}
[]
[{"$f":"NOW()","v":"2019-05-14T07:55:39.620"}]
[]
[]
[]
[]
[]
["Targets",0,null,0,0,null,0]
["Measure Name","TRC","Part ","RIM","UCT","Incentive","Payback",null,null,null,null,null,null,null,null,null,null,null,null,null,null,null,"Inc.","Yr Pb"]
["Base Compressed Air",{"$error":"#DIV/0!"},0,{"$error":"#DIV/0!"},null,0,0,15,null,{"$f":"IF(B10<1.01,0,1)","v":{"$error":"#DIV/0!"}},null,{"$f":"IF(D10<1.01,0,1)","v":{"$error":"#DIV/0!"}},null,null,null,null,null,null,null,null,null,81.430000000000007,0,0,5.2020547378738717,3.7027577039754127,3.7232790808231782,5.638802605440584,231,0]
["Comp Air - ASD (6-100 hp)",4.7777958755131325,119.36511609451647,1.3424190283359478,null,0,4.9531892055851801,10,null,{"$f":"IF(B11<1.01,0,1)","v":1},null,{"$f":"IF(D11<1.01,0,1)","v":1},null,null,null,null,null,null,null,null,null,null,0,0,5.2020547378738717,3.7027577039754127,3.7232790808231782,5.638802605440584,231]
["Compressed Air- Sizing",5.6512263673637344,185.04920463537957,1.6399444369548262,null,0,2.2018435543112629,10,null,1,null,1,null,null,null,null,null,null,null,null,null,{"$f":"+V10-F10","v":81.430000000000007},230,2,5.2020547378738717,3.7027577039754127,3.7232790808231782,5.638802605440584,231,2]
[null,null,null,null,null,null,null,null,null,0,null,0,null,null,null,null,null,null,null,null,null,null,450,2,5.2020547378738717,3.7027577039754127,3.7232790808231782,5.638802605440584,231,2]
[null,null,null,null,null,null,null,null,null,0,null,0,null,null,null,null,null,null,null,null,null,null,null,null,4.2323209593405258,2.3121664773713135,3.7279222706104509,5.6458345872237592,231]
[null,null,null,null,null,null,null,null,null,0,null,0]
[null,null,null,null,null,null,null,null,null,0,null,0]
[null,null,null,null,null,null,null,null,null,0,null,0]
[null,null,null,null,null,null,null,null,null,0,null,0]
[null,null,null,null,null,null,null,null,null,0,null,0]
[null,null,null,null,null,null,null,null,null,0,null,0]
[null,null,null,null,null,null,null,null,null,0,null,0]
[null,null,null,null,null,null,null,null,null,0,null,0]
[null,null,null,null,null,null,null,null,null,0,null,0]
[null,null,null,null,null,null,null,null,null,0,null,0]
[null,null,null,null,null,null,null,null,null,0,null,0]
[null,null,null,null,null,null,null,null,null,0,null,0]
[null,null,null,null,null,null,null,null,null,0,null,0]
[null,null,null,null,null,null,null,null,null,0,null,0]
[null,null,null,null,null,null,null,null,null,0,null,0]
[null,null,null,null,null,null,null,null,null,0,null,0]
[null,null,null,null,null,null,null,null,null,0,null,0]
[null,null,null,null,null,null,null,null,null,0,null,0]
[null,null,null,null,null,null,null,null,null,0,null,0]
[null,null,null,null,null,null,null,null,null,0,null,0]
[null,null,null,null,null,null,null,null,null,0,null,0]
[null,null,null,null,null,null,null,null,null,0,null,0]
[null,null,null,null,null,null,null,null,null,0,null,0]
[null,null,null,null,null,null,null,null,null,0,null,0]
[null,null,null,null,null,null,null,null,null,0,null,0]
[null,null,null,null,null,null,null,null,null,0,null,0]
[null,null,null,null,null,null,null,null,null,0,null,0]
[null,null,null,null,null,null,null,null,null,0,null,0]
[null,null,null,null,null,null,null,null,null,0,null,0]
[null,null,null,null,null,null,null,null,null,0,null,0]
[null,null,null,null,null,null,null,null,null,0,null,0]
[null,null,null,null,null,null,null,null,null,0,null,0]
[null,null,null,null,null,null,null,null,null,0,null,0]
[null,null,null,null,null,null,null,null,null,0,null,0]
[null,null,null,null,null,null,null,null,null,0,null,0]
[null,null,null,null,null,null,null,null,null,0,null,0]
[null,null,null,null,null,null,null,null,null,0,null,0]
[null,null,null,null,null,null,null,null,null,0,null,0]
[null,null,null,null,null,null,null,null,null,0,null,0]
[null,null,null,null,null,null,null,null,null,0,null,0]
[null,null,null,null,null,null,null,null,null,0,null,0]
[null,null,null,null,null,null,null,null,null,0,null,0]
[null,null,null,null,null,null,null,null,null,0,null,0]
[null,null,null,null,null,null,null,null,null,0,null,0]
[null,null,null,null,null,null,null,null,null,0,null,0]
[null,null,null,null,null,null,null,null,null,0,null,0]
[null,null,null,null,null,null,null,null,null,0,null,0]
[null,null,null,null,null,null,null,null,null,0,null,0]
[null,null,null,null,null,null,null,null,null,0,null,0]
[null,null,null,null,null,null,null,null,null,0,null,0]
[null,null,null,null,null,null,null,null,null,0,null,0]
[null,null,null,null,null,null,null,null,null,0,null,0]
[null,null,null,null,null,null,null,null,null,0,null,0]
[null,null,null,null,null,null,null,null,null,0,null,0]
[null,null,null,null,null,null,null,null,null,0,null,0]
[null,null,null,null,null,null,null,null,null,0,null,0]
[null,null,null,null,null,null,null,null,null,0,null,0]
[null,null,null,null,null,null,null,null,null,0,null,0]
[null,null,null,null,null,null,null,null,null,0,null,0]
[null,null,null,null,null,null,null,null,null,0,null,0]
[null,null,null,null,null,null,null,null,null,{"$f":"IF(B75<1.01,0,1)","v":0},null,{"$f":"IF(D75<1.01,0,1)","v":0}]
[null,null,null,null,null,null,null,null,null,0,null,0]
[null,null,null,null,null,null,null,null,null,0,null,0]
[null,null,null,null,null,null,null,null,null,0,null,0]
[null,null,null,null,null,null,null,null,null,0,null,0]
[null,null,null,null,null,null,null,null,null,0,null,0]
[null,null,null,null,null,null,null,null,null,0,null,0]
[null,null,null,null,null,null,null,null,null,0,null,0]
[null,null,null,null,null,null,null,null,null,0,null,0]
[null,null,null,null,null,null,null,null,null,0,null,0]
[null,null,null,null,null,null,null,null,null,0,null,0]
[null,null,null,null,null,null,null,null,null,0,null,0]
[null,null,null,null,null,null,null,null,null,0,null,0]
[null,null,null,null,null,null,null,null,null,0,null,0]
[null,null,null,null,null,null,null,null,null,0,null,0]
[null,null,null,null,null,null,null,null,null,0,null,0]
[null,null,null,null,null,null,null,null,null,0,null,0]
[null,null,null,null,null,null,null,null,null,0,null,0]
[null,null,null,null,null,null,null,null,null,0,null,0]
[null,null,null,null,null,null,null,null,null,0,null,0]
[null,null,null,null,null,null,null,null,null,0,null,0]
[null,null,null,null,null,null,null,null,null,0,null,0]
[null,null,null,null,null,null,null,null,null,0,null,0]
[null,null,null,null,null,null,null,null,null,0,null,0]
[null,null,null,null,null,null,null,null,null,0,null,0]
[null,null,null,null,null,null,null,null,null,0,null,0]
[null,null,null,null,null,null,null,null,null,0,null,0]
[null,null,null,null,null,null,null,null,null,0,null,0]
[null,null,null,null,null,null,null,null,null,0,null,0]
[null,null,null,null,null,null,null,null,null,0,null,0]
[null,null,null,null,null,null,null,null,null,0,null,0]
[null,null,null,null,null,null,null,null,null,0,null,0]
[null,null,null,null,null,null,null,null,null,0,null,0]
[null,null,null,null,null,null,null,null,null,0,null,0]
[null,null,null,null,null,null,null,null,null,0,null,0]
[null,null,null,null,null,null,null,null,null,0,null,0]
[null,null,null,null,null,null,null,null,null,0,null,0]
[null,null,null,null,null,null,null,null,null,0,null,0]
[null,null,null,null,null,null,null,null,null,0,null,0]
[null,null,null,null,null,null,null,null,null,0,null,0]
[null,null,null,null,null,null,null,null,null,0,null,0]
[null,null,null,null,null,null,null,null,null,0,null,0]
[null,null,null,null,null,null,null,null,null,0,null,0]
[null,null,null,null,null,null,null,null,null,0,null,0]
[null,null,null,null,null,null,null,null,null,0,null,0]
[null,null,null,null,null,null,null,null,null,0,null,0]
[null,null,null,null,null,null,null,null,null,0,null,0]
[null,null,null,null,null,null,null,null,null,0,null,0]
[null,null,null,null,null,null,null,null,null,0,null,0]
[null,null,null,null,null,null,null,null,null,0,null,0]
[null,null,null,null,null,null,null,null,null,0,null,0]
[null,null,null,null,null,null,null,null,null,0,null,0]
[null,null,null,null,null,null,null,null,null,0,null,0]
[null,null,null,null,null,null,null,null,null,0,null,0]
[null,null,null,null,null,null,null,null,null,0,null,0]
[null,null,null,null,null,null,null,null,null,0,null,0]
[null,null,null,null,null,null,null,null,null,0,null,0]
[null,null,null,null,null,null,null,null,null,0,null,0]
[null,null,null,null,null,null,null,null,null,0,null,0]
[null,null,null,null,null,null,null,null,null,0,null,0]
[null,null,null,null,null,null,null,null,null,0,null,0]
[null,null,null,null,null,null,null,null,null,0,null,0]
[null,null,null,null,null,null,null,null,null,0,null,0]
[null,null,null,null,null,null,null,null,null,0,null,0]
[null,null,null,null,null,null,null,null,null,{"$f":"IF(B139<1.01,0,1)","v":0},null,{"$f":"IF(D139<1.01,0,1)","v":0}]
[null,null,null,null,null,null,null,null,null,0,null,0]
[null,null,null,null,null,null,null,null,null,0,null,0]
[null,null,null,null,null,null,null,null,null,0,null,0]
[null,null,null,null,null,null,null,null,null,0,null,0]
[null,null,null,null,null,null,null,null,null,0,null,0]
[null,null,null,null,null,null,null,null,null,0,null,0]
[null,null,null,null,null,null,null,null,null,0,null,0]
[null,null,null,null,null,null,null,null,null,0,null,0]
[null,null,null,null,null,null,null,null,null,0,null,0]
[null,null,null,null,null,null,null,null,null,0,null,0]
[null,null,null,null,null,null,null,null,null,0,null,0]
[null,null,null,null,null,null,null,null,null,0,null,0]
[null,null,null,null,null,null,null,null,null,0,null,0]
[null,null,null,null,null,null,null,null,null,0,null,0]
[null,null,null,null,null,null,null,null,null,0,null,0]
[null,null,null,null,null,null,null,null,null,0,null,0]
[null,null,null,null,null,null,null,null,null,0,null,0]
[null,null,null,null,null,null,null,null,null,0,null,0]
[null,null,null,null,null,null,null,null,null,0,null,0]
[null,null,null,null,null,null,null,null,null,0,null,0]
[null,null,null,null,null,null,null,null,null,0,null,0]
[null,null,null,null,null,null,null,null,null,0,null,0]
[null,null,null,null,null,null,null,null,null,0,null,0]
[null,null,null,null,null,null,null,null,null,0,null,0]
[null,null,null,null,null,null,null,null,null,0,null,0]
[null,null,null,null,null,null,null,null,null,0,null,0]
[null,null,null,null,null,null,null,null,null,0,null,0]
[null,null,null,null,null,null,null,null,null,0,null,0]
[null,null,null,null,null,null,null,null,null,0,null,0]
[null,null,null,null,null,null,null,null,null,0,null,0]
[null,null,null,null,null,null,null,null,null,0,null,0]
[null,null,null,null,null,null,null,null,null,0,null,0]
[null,null,null,null,null,null,null,null,null,0,null,0]
[null,null,null,null,null,null,null,null,null,0,null,0]
[null,null,null,null,null,null,null,null,null,0,null,0]
[null,null,null,null,null,null,null,null,null,0,null,0]
[null,null,null,null,null,null,null,null,null,0,null,0]
[null,null,null,null,null,null,null,null,null,0,null,0]
[null,null,null,null,null,null,null,null,null,0,null,0]
[null,null,null,null,null,null,null,null,null,0,null,0]
[null,null,null,null,null,null,null,null,null,0,null,0]
[null,null,null,null,null,null,null,null,null,0,null,0]
[null,null,null,null,null,null,null,null,null,0,null,0]
[null,null,null,null,null,null,null,null,null,0,null,0]
[null,null,null,null,null,null,null,null,null,0,null,0]
[null,null,null,null,null,null,null,null,null,0,null,0]
[null,null,null,null,null,null,null,null,null,0,null,0]
[null,null,null,null,null,null,null,null,null,0,null,0]
[null,null,null,null,null,null,null,null,null,0,null,0]
[null,null,null,null,null,null,null,null,null,0,null,0]
[null,null,null,null,null,null,null,null,null,0,null,0]
[null,null,null,null,null,null,null,null,null,0,null,0]
[null,null,null,null,null,null,null,null,null,0,null,0]
[null,null,null,null,null,null,null,null,null,0,null,0]
[null,null,null,null,null,null,null,null,null,0,null,0]
[null,null,null,null,null,null,null,null,null,0,null,0]
[null,null,null,null,null,null,null,null,null,0,null,0]
[null,null,null,null,null,null,null,null,null,0,null,0]
[null,null,null,null,null,null,null,null,null,0,null,0]
[null,null,null,null,null,null,null,null,null,0,null,0]
[null,null,null,null,null,null,null,null,null,0,null,0]
[null,null,null,null,null,null,null,null,null,0,null,0]
[null,null,null,null,null,null,null,null,null,0,null,0]
[null,null,null,null,null,null,null,null,null,{"$f":"IF(B203<1.01,0,1)","v":0},null,{"$f":"IF(D203<1.01,0,1)","v":0}]
[null,null,null,null,null,null,null,null,null,0,null,0]
[null,null,null,null,null,null,null,null,null,0,null,0]
[null,null,null,null,null,null,null,null,null,0,null,0]
[null,null,null,null,null,null,null,null,null,0,null,0]
[null,null,null,null,null,null,null,null,null,0,null,0]
[null,null,null,null,null,null,null,null,null,0,null,0]
[null,null,null,null,null,null,null,null,null,0,null,0]
[null,null,null,null,null,null,null,null,null,0,null,0]
[null,null,null,null,null,null,null,null,null,0,null,0]
[null,null,null,null,null,null,null,null,null,0,null,0]
[null,null,null,null,null,null,null,null,null,0,null,0]
[null,null,null,null,null,null,null,null,null,0,null,0]
[null,null,null,null,null,null,null,null,null,0,null,0]
[null,null,null,null,null,null,null,null,null,0,null,0]
[null,null,null,null,null,null,null,null,null,0,null,0]
[null,null,null,null,null,null,null,null,null,0,null,0]
[null,null,null,null,null,null,null,null,null,0,null,0]
[null,null,null,null,null,null,null,null,null,0,null,0]
[null,null,null,null,null,null,null,null,null,0,null,0]
[null,null,null,null,null,null,null,null,null,0,null,0]
[null,null,null,null,null,null,null,null,null,0,null,0]
[null,null,null,null,null,null,null,null,null,0,null,0]
[null,null,null,null,null,null,null,null,null,0,null,0]
[null,null,null,null,null,null,null,null,null,0,null,0]
[null,null,null,null,null,null,null,null,null,0,null,0]
[null,null,null,null,null,null,null,null,null,0,null,0]
[null,null,null,null,null,null,null,null,null,0,null,0]
[null,null,null,null,null,null,null,null,null,0,null,0]
[null,null,null,null,null,null,null,null,null,0,null,0]
[null,null,null,null,null,null,null,null,null,0,null,0]
[null,null,null,null,null,null,null,null,null,0,null,0]
[null,null,null,null,null,null,null,null,null,0,null,0]
[null,null,null,null,null,null,null,null,null,0,null,0]
[null,null,null,null,null,null,null,null,null,0,null,0]
[null,null,null,null,null,null,null,null,null,0,null,0]
[null,null,null,null,null,null,null,null,null,0,null,0]
[null,null,null,null,null,null,null,null,null,0,null,0]
[null,null,null,null,null,null,null,null,null,0,null,0]
[null,null,null,null,null,null,null,null,null,0,null,0]
[null,null,null,null,null,null,null,null,null,0,null,0]
[null,null,null,null,null,null,null,null,null,0,null,0]
[null,null,null,null,null,null,null,null,null,0,null,0]
[null,null,null,null,null,null,null,null,null,0,null,0]
[null,null,null,null,null,null,null,null,null,0,null,0]
[null,null,null,null,null,null,null,null,null,0,null,0]
[null,null,null,null,null,null,null,null,null,0,null,0]
[null,null,null,null,null,null,null,null,null,0,null,0]
[null,null,null,null,null,null,null,null,null,0,null,0]
[null,null,null,null,null,null,null,null,null,0,null,0]
[null,null,null,null,null,null,null,null,null,0,null,0]
[null,null,null,null,null,null,null,null,null,0,null,0]
[null,null,null,null,null,null,null,null,null,0,null,0]
[null,null,null,null,null,null,null,null,null,0,null,0]
[null,null,null,null,null,null,null,null,null,0,null,0]
[null,null,null,null,null,null,null,null,null,0,null,0]
[null,null,null,null,null,null,null,null,null,0,null,0]
[null,null,null,null,null,null,null,null,null,0,null,0]
[null,null,null,null,null,null,null,null,null,0,null,0]
[null,null,null,null,null,null,null,null,null,0,null,0]
[null,null,null,null,null,null,null,null,null,0,null,0]
[null,null,null,null,null,null,null,null,null,0,null,0]
[null,null,null,null,null,null,null,null,null,0,null,0]
[null,null,null,null,null,null,null,null,null,0,null,0]
[null,null,null,null,null,null,null,null,null,{"$f":"IF(B267<1.01,0,1)","v":0},null,{"$f":"IF(D267<1.01,0,1)","v":0}]
[null,null,null,null,null,null,null,null,null,0,null,0]
[null,null,null,null,null,null,null,null,null,0,null,0]
[null,null,null,null,null,null,null,null,null,0,null,0]
[null,null,null,null,null,null,null,null,null,0,null,0]
[null,null,null,null,null,null,null,null,null,0,null,0]
[null,null,null,null,null,null,null,null,null,0,null,0]
[null,null,null,null,null,null,null,null,null,0,null,0]
[null,null,null,null,null,null,null,null,null,0,null,0]
[null,null,null,null,null,null,null,null,null,0,null,0]
[null,null,null,null,null,null,null,null,null,0,null,0]
[null,null,null,null,null,null,null,null,null,0,null,0]
[null,null,null,null,null,null,null,null,null,0,null,0]
[null,null,null,null,null,null,null,null,null,0,null,0]
[null,null,null,null,null,null,null,null,null,0,null,0]
[null,null,null,null,null,null,null,null,null,0,null,0]
[null,null,null,null,null,null,null,null,null,0,null,0]
[null,null,null,null,null,null,null,null,null,0,null,0]
[null,null,null,null,null,null,null,null,null,0,null,0]
[null,null,null,null,null,null,null,null,null,0,null,0]
[null,null,null,null,null,null,null,null,null,0,null,0]
[null,null,null,null,null,null,null,null,null,0,null,0]
[null,null,null,null,null,null,null,null,null,0,null,0]
[null,null,null,null,null,null,null,null,null,0,null,0]
[null,null,null,null,null,null,null,null,null,0,null,0]
[null,null,null,null,null,null,null,null,null,0,null,0]
[null,null,null,null,null,null,null,null,null,0,null,0]
[null,null,null,null,null,null,null,null,null,0,null,0]
[null,null,null,null,null,null,null,null,null,0,null,0]
[null,null,null,null,null,null,null,null,null,0,null,0]
[null,null,null,null,null,null,null,null,null,0,null,0]
[null,null,null,null,null,null,null,null,null,0,null,0]
[null,null,null,null,null,null,null,null,null,0,null,0]
[null,null,null,null,null,null,null,null,null,0,null,0]
[null,null,null,null,null,null,null,null,null,0,null,0]
[null,null,null,null,null,null,null,null,null,0,null,0]
[null,null,null,null,null,null,null,null,null,0,null,0]
[null,null,null,null,null,null,null,null,null,0,null,0]
[null,null,null,null,null,null,null,null,null,0,null,0]
[null,null,null,null,null,null,null,null,null,0,null,0]
[null,null,null,null,null,null,null,null,null,0,null,0]
[null,null,null,null,null,null,null,null,null,0,null,0]
[null,null,null,null,null,null,null,null,null,0,null,0]
[null,null,null,null,null,null,null,null,null,0,null,0]
[null,null,null,null,null,null,null,null,null,0,null,0]
[null,null,null,null,null,null,null,null,null,0,null,0]
[null,null,null,null,null,null,null,null,null,0,null,0]
[null,null,null,null,null,null,null,null,null,0,null,0]
[null,null,null,null,null,null,null,null,null,0,null,0]
[null,null,null,null,null,null,null,null,null,0,null,0]
[null,null,null,null,null,null,null,null,null,0,null,0]
[null,null,null,null,null,null,null,null,null,0,null,0]
[null,null,null,null,null,null,null,null,null,0,null,0]
[null,null,null,null,null,null,null,null,null,0,null,0]
[null,null,null,null,null,null,null,null,null,0,null,0]
[null,null,null,null,null,null,null,null,null,0,null,0]
[null,null,null,null,null,null,null,null,null,0,null,0]
[null,null,null,null,null,null,null,null,null,0,null,0]
[null,null,null,null,null,null,null,null,null,0,null,0]
[null,null,null,null,null,null,null,null,null,0,null,0]
[null,null,null,null,null,null,null,null,null,0,null,0]
[null,null,null,null,null,null,null,null,null,0,null,0]
[null,null,null,null,null,null,null,null,null,0,null,0]
[null,null,null,null,null,null,null,null,null,0,null,0]
[null,null,null,null,null,null,null,null,null,{"$f":"IF(B331<1.01,0,1)","v":0},null,{"$f":"IF(D331<1.01,0,1)","v":0}]
[null,null,null,null,null,null,null,null,null,0,null,0]
[null,null,null,null,null,null,null,null,null,0,null,0]
[null,null,null,null,null,null,null,null,null,0,null,0]
[null,null,null,null,null,null,null,null,null,0,null,0]
[null,null,null,null,null,null,null,null,null,0,null,0]
[null,null,null,null,null,null,null,null,null,0,null,0]
[null,null,null,null,null,null,null,null,null,0,null,0]
[null,null,null,null,null,null,null,null,null,0,null,0]
[null,null,null,null,null,null,null,null,null,0,null,0]
[null,null,null,null,null,null,null,null,null,0,null,0]
[null,null,null,null,null,null,null,null,null,0,null,0]
[null,null,null,null,null,null,null,null,null,0,null,0]
[null,null,null,null,null,null,null,null,null,0,null,0]
[null,null,null,null,null,null,null,null,null,0,null,0]
[null,null,null,null,null,null,null,null,null,0,null,0]
[null,null,null,null,null,null,null,null,null,0,null,0]
[null,null,null,null,null,null,null,null,null,0,null,0]
[null,null,null,null,null,null,null,null,null,0,null,0]
[null,null,null,null,null,null,null,null,null,0,null,0]
[null,null,null,null,null,null,null,null,null,0,null,0]
[null,null,null,null,null,null,null,null,null,0,null,0]
[null,null,null,null,null,null,null,null,null,0,null,0]
[null,null,null,null,null,null,null,null,null,0,null,0]
[null,null,null,null,null,null,null,null,null,0,null,0]
[null,null,null,null,null,null,null,null,null,0,null,0]
[null,null,null,null,null,null,null,null,null,0,null,0]
[null,null,null,null,null,null,null,null,null,0,null,0]
[null,null,null,null,null,null,null,null,null,0,null,0]
[null,null,null,null,null,null,null,null,null,0,null,0]
[null,null,null,null,null,null,null,null,null,0,null,0]
[null,null,null,null,null,null,null,null,null,0,null,0]
[null,null,null,null,null,null,null,null,null,0,null,0]
[null,null,null,null,null,null,null,null,null,0,null,0]
[null,null,null,null,null,null,null,null,null,0,null,0]
[null,null,null,null,null,null,null,null,null,0,null,0]
[null,null,null,null,null,null,null,null,null,0,null,0]
[null,null,null,null,null,null,null,null,null,0,null,0]
[null,null,null,null,null,null,null,null,null,0,null,0]
[null,null,null,null,null,null,null,null,null,0,null,0]
[null,null,null,null,null,null,null,null,null,0,null,0]
[null,null,null,null,null,null,null,null,null,0,null,0]
[null,null,null,null,null,null,null,null,null,0,null,0]
[null,null,null,null,null,null,null,null,null,0,null,0]
[null,null,null,null,null,null,null,null,null,0,null,0]
[null,null,null,null,null,null,null,null,null,0,null,0]
[null,null,null,null,null,null,null,null,null,0,null,0]
[null,null,null,null,null,null,null,null,null,0,null,0]
[null,null,null,null,null,null,null,null,null,0,null,0]
[null,null,null,null,null,null,null,null,null,0,null,0]
[null,null,null,null,null,null,null,null,null,0,null,0]
[null,null,null,null,null,null,null,null,null,0,null,0]
[null,null,null,null,null,null,null,null,null,0,null,0]
[null,null,null,null,null,null,null,null,null,0,null,0]
[null,null,null,null,null,null,null,null,null,0,null,0]
[null,null,null,null,null,null,null,null,null,0,null,0]
[null,null,null,null,null,null,null,null,null,0,null,0]
[null,null,null,null,null,null,null,null,null,0,null,0]
[null,null,null,null,null,null,null,null,null,0,null,0]
[null,null,null,null,null,null,null,null,null,0,null,0]
[null,null,null,null,null,null,null,null,null,0,null,0]
[null,null,null,null,null,null,null,null,null,0,null,0]
[null,null,null,null,null,null,null,null,null,0,null,0]
[null,null,null,null,null,null,null,null,null,0,null,0]
[null,null,null,null,null,null,null,null,null,{"$f":"IF(B395<1.01,0,1)","v":0},null,{"$f":"IF(D395<1.01,0,1)","v":0}]
[null,null,null,null,null,null,null,null,null,0,null,0]
[null,null,null,null,null,null,null,null,null,0,null,0]
[null,null,null,null,null,null,null,null,null,0,null,0]
[null,null,null,null,null,null,null,null,null,0,null,0]
[null,null,null,null,null,null,null,null,null,0,null,0]
[null,null,null,null,null,null,null,null,null,0,null,0]
[null,null,null,null,null,null,null,null,null,0,null,0]
[null,null,null,null,null,null,null,null,null,0,null,0]
[null,null,null,null,null,null,null,null,null,0,null,0]
[null,null,null,null,null,null,null,null,null,0,null,0]
[null,null,null,null,null,null,null,null,null,0,null,0]
[null,null,null,null,null,null,null,null,null,0,null,0]
[null,null,null,null,null,null,null,null,null,0,null,0]
[null,null,null,null,null,null,null,null,null,0,null,0]
[null,null,null,null,null,null,null,null,null,0,null,0]
[null,null,null,null,null,null,null,null,null,0,null,0]
[null,null,null,null,null,null,null,null,null,0,null,0]
[null,null,null,null,null,null,null,null,null,0,null,0]
[null,null,null,null,null,null,null,null,null,0,null,0]
[null,null,null,null,null,null,null,null,null,0,null,0]
[null,null,null,null,null,null,null,null,null,0,null,0]
[null,null,null,null,null,null,null,null,null,0,null,0]
[null,null,null,null,null,null,null,null,null,0,null,0]
[null,null,null,null,null,null,null,null,null,0,null,0]
[null,null,null,null,null,null,null,null,null,0,null,0]
[null,null,null,null,null,null,null,null,null,0,null,0]
[null,null,null,null,null,null,null,null,null,0,null,0]
[null,null,null,null,null,null,null,null,null,0,null,0]
[null,null,null,null,null,null,null,null,null,0,null,0]
[null,null,null,null,null,null,null,null,null,0,null,0]
[null,null,null,null,null,null,null,null,null,0,null,0]
[null,null,null,null,null,null,null,null,null,0,null,0]
[null,null,null,null,null,null,null,null,null,0,null,0]
[null,null,null,null,null,null,null,null,null,0,null,0]
[null,null,null,null,null,null,null,null,null,0,null,0]
[null,null,null,null,null,null,null,null,null,0,null,0]
[null,null,null,null,null,null,null,null,null,0,null,0]
[null,null,null,null,null,null,null,null,null,0,null,0]
[null,null,null,null,null,null,null,null,null,0,null,0]
[null,null,null,null,null,null,null,null,null,0,null,0]
[null,null,null,null,null,null,null,null,null,0,null,0]
[null,null,null,null,null,null,null,null,null,0,null,0]
[null,null,null,null,null,null,null,null,null,0,null,0]
[null,null,null,null,null,null,null,null,null,0,null,0]
[null,null,null,null,null,null,null,null,null,0,null,0]
[null,null,null,null,null,null,null,null,null,0,null,0]
[null,null,null,null,null,null,null,null,null,0,null,0]
[null,null,null,null,null,null,null,null,null,0,null,0]
[null,null,null,null,null,null,null,null,null,0,null,0]
[null,null,null,null,null,null,null,null,null,0,null,0]
[null,null,null,null,null,null,null,null,null,0,null,0]
[null,null,null,null,null,null,null,null,null,0,null,0]
[null,null,null,null,null,null,null,null,null,0,null,0]
[null,null,null,null,null,null,null,null,null,0,null,0]
[null,null,null,null,null,null,null,null,null,0,null,0]
[null,null,null,null,null,null,null,null,null,0,null,0]
[null,null,null,null,null,null,null,null,null,0,null,0]
[null,null,null,null,null,null,null,null,null,0,null,0]
[null,null,null,null,null,null,null,null,null,0,null,0]
[null,null,null,null,null,null,null,null,null,0,null,0]
[null,null,null,null,null,null,null,null,null,0,null,0]
[null,null,null,null,null,null,null,null,null,0,null,0]
[null,null,null,null,null,null,null,null,null,0,null,0]
[null,null,null,null,null,null,null,null,null,{"$f":"IF(B459<1.01,0,1)","v":0},null,{"$f":"IF(D459<1.01,0,1)","v":0}]
[null,null,null,null,null,null,null,null,null,0,null,0]
[null,null,null,null,null,null,null,null,null,0,null,0]
[null,null,null,null,null,null,null,null,null,0,null,0]
[null,null,null,null,null,null,null,null,null,0,null,0]
[null,null,null,null,null,null,null,null,null,0,null,0]
[null,null,null,null,null,null,null,null,null,0,null,0]
[null,null,null,null,null,null,null,null,null,0,null,0]
[null,null,null,null,null,null,null,null,null,0,null,0]
[null,null,null,null,null,null,null,null,null,0,null,0]
[null,null,null,null,null,null,null,null,null,0,null,0]
[null,null,null,null,null,null,null,null,null,0,null,0]
[null,null,null,null,null,null,null,null,null,0,null,0]
[null,null,null,null,null,null,null,null,null,0,null,0]
[null,null,null,null,null,null,null,null,null,0,null,0]
[null,null,null,null,null,null,null,null,null,0,null,0]
[null,null,null,null,null,null,null,null,null,0,null,0]
[null,null,null,null,null,null,null,null,null,0,null,0]
[null,null,null,null,null,null,null,null,null,0,null,0]
[null,null,null,null,null,null,null,null,null,0,null,0]
[null,null,null,null,null,null,null,null,null,0,null,0]
[null,null,null,null,null,null,null,null,null,0,null,0]
[null,null,null,null,null,null,null,null,null,0,null,0]
[null,null,null,null,null,null,null,null,null,0,null,0]
[null,null,null,null,null,null,null,null,null,0,null,0]
[null,null,null,null,null,null,null,null,null,0,null,0]
[null,null,null,null,null,null,null,null,null,0,null,0]
[null,null,null,null,null,null,null,null,null,0,null,0]
[null,null,null,null,null,null,null,null,null,0,null,0]
[null,null,null,null,null,null,null,null,null,0,null,0]
[null,null,null,null,null,null,null,null,null,0,null,0]
[null,null,null,null,null,null,null,null,null,0,null,0]
[null,null,null,null,null,null,null,null,null,0,null,0]
[null,null,null,null,null,null,null,null,null,0,null,0]
[null,null,null,null,null,null,null,null,null,0,null,0]
[null,null,null,null,null,null,null,null,null,0,null,0]
[null,null,null,null,null,null,null,null,null,0,null,0]
[null,null,null,null,null,null,null,null,null,0,null,0]
[null,null,null,null,null,null,null,null,null,0,null,0]
[null,null,null,null,null,null,null,null,null,0,null,0]
[null,null,null,null,null,null,null,null,null,0,null,0]
[null,null,null,null,null,null,null,null,null,0,null,0]
[null,null,null,null,null,null,null,null,null,0,null,0]
[null,null,null,null,null,null,null,null,null,0,null,0]
[null,null,null,null,null,null,null,null,null,0,null,0]
[null,null,null,null,null,null,null,null,null,0,null,0]
[null,null,null,null,null,null,null,null,null,0,null,0]
[null,null,null,null,null,null,null,null,null,0,null,0]
[null,null,null,null,null,null,null,null,null,0,null,0]
[null,null,null,null,null,null,null,null,null,0,null,0]
[null,null,null,null,null,null,null,null,null,0,null,0]
[null,null,null,null,null,null,null,null,null,0,null,0]
[null,null,null,null,null,null,null,null,null,0,null,0]
[null,null,null,null,null,null,null,null,null,0,null,0]
[null,null,null,null,null,null,null,null,null,0,null,0]
[null,null,null,null,null,null,null,null,null,0,null,0]
[null,null,null,null,null,null,null,null,null,0,null,0]
[null,null,null,null,null,null,null,null,null,0,null,0]
[null,null,null,null,null,null,null,null,null,0,null,0]
[null,null,null,null,null,null,null,null,null,0,null,0]
[null,null,null,null,null,null,null,null,null,0,null,0]
[null,null,null,null,null,null,null,null,null,0,null,0]
[null,null,null,null,null,null,null,null,null,0,null,0]
[null,null,null,null,null,null,null,null,null,0,null,0]
[null,null,null,null,null,null,null,null,null,{"$f":"IF(B523<1.01,0,1)","v":0},null,{"$f":"IF(D523<1.01,0,1)","v":0}]
[null,null,null,null,null,null,null,null,null,0,null,0]
[null,null,null,null,null,null,null,null,null,0,null,0]
[null,null,null,null,null,null,null,null,null,0,null,0]
[null,null,null,null,null,null,null,null,null,0,null,0]
[null,null,null,null,null,null,null,null,null,0,null,0]
[null,null,null,null,null,null,null,null,null,0,null,0]
[null,null,null,null,null,null,null,null,null,0,null,0]
[null,null,null,null,null,null,null,null,null,0,null,0]
[null,null,null,null,null,null,null,null,null,0,null,0]
[null,null,null,null,null,null,null,null,null,0,null,0]
[null,null,null,null,null,null,null,null,null,0,null,0]
[null,null,null,null,null,null,null,null,null,0,null,0]
[null,null,null,null,null,null,null,null,null,0,null,0]
[null,null,null,null,null,null,null,null,null,0,null,0]
[null,null,null,null,null,null,null,null,null,0,null,0]
[null,null,null,null,null,null,null,null,null,0,null,0]
[null,null,null,null,null,null,null,null,null,0,null,0]
[null,null,null,null,null,null,null,null,null,0,null,0]
[null,null,null,null,null,null,null,null,null,0,null,0]
[null,null,null,null,null,null,null,null,null,0,null,0]
[null,null,null,null,null,null,null,null,null,0,null,0]
[null,null,null,null,null,null,null,null,null,0,null,0]
[null,null,null,null,null,null,null,null,null,0,null,0]
[null,null,null,null,null,null,null,null,null,0,null,0]
[null,null,null,null,null,null,null,null,null,0,null,0]
[null,null,null,null,null,null,null,null,null,0,null,0]
[null,null,null,null,null,null,null,null,null,0,null,0]
[null,null,null,null,null,null,null,null,null,0,null,0]
[null,null,null,null,null,null,null,null,null,0,null,0]
[null,null,null,null,null,null,null,null,null,0,null,0]
[null,null,null,null,null,null,null,null,null,0,null,0]
[null,null,null,null,null,null,null,null,null,0,null,0]
[null,null,null,null,null,null,null,null,null,0,null,0]
[null,null,null,null,null,null,null,null,null,0,null,0]
[null,null,null,null,null,null,null,null,null,0,null,0]
[null,null,null,null,null,null,null,null,null,0,null,0]
[null,null,null,null,null,null,null,null,null,0,null,0]
[null,null,null,null,null,null,null,null,null,0,null,0]
[null,null,null,null,null,null,null,null,null,0,null,0]
[null,null,null,null,null,null,null,null,null,0,null,0]
[null,null,null,null,null,null,null,null,null,0,null,0]
[null,null,null,null,null,null,null,null,null,0,null,0]
[null,null,null,null,null,null,null,null,null,0,null,0]
[null,null,null,null,null,null,null,null,null,0,null,0]
[null,null,null,null,null,null,null,null,null,0,null,0]
[null,null,null,null,null,null,null,null,null,0,null,0]
[null,null,null,null,null,null,null,null,null,0,null,0]
[null,null,null,null,null,null,null,null,null,0,null,0]
[null,null,null,null,null,null,null,null,null,0,null,0]
[null,null,null,null,null,null,null,null,null,0,null,0]
[null,null,null,null,null,null,null,null,null,0,null,0]
[null,null,null,null,null,null,null,null,null,0,null,0]
[null,null,null,null,null,null,null,null,null,0,null,0]
[null,null,null,null,null,null,null,null,null,0,null,0]
[null,null,null,null,null,null,null,null,null,0,null,0]
[null,null,null,null,null,null,null,null,null,0,null,0]
[null,null,null,null,null,null,null,null,null,0,null,0]
[null,null,null,null,null,null,null,null,null,0,null,0]
[null,null,null,null,null,null,null,null,null,0,null,0]
[null,null,null,null,null,null,null,null,null,0,null,0]
[null,null,null,null,null,null,null,null,null,0,null,0]
[null,null,null,null,null,null,null,null,null,0,null,0]
[null,null,null,null,null,null,null,null,null,0,null,0]
[null,null,null,null,null,null,null,null,null,{"$f":"IF(B587<1.01,0,1)","v":0},null,{"$f":"IF(D587<1.01,0,1)","v":0}]
[null,null,null,null,null,null,null,null,null,0,null,0]
[null,null,null,null,null,null,null,null,null,0,null,0]
[null,null,null,null,null,null,null,null,null,0,null,0]
[null,null,null,null,null,null,null,null,null,0,null,0]
[null,null,null,null,null,null,null,null,null,0,null,0]
[null,null,null,null,null,null,null,null,null,0,null,0]
[null,null,null,null,null,null,null,null,null,0,null,0]
[null,null,null,null,null,null,null,null,null,0,null,0]
[null,null,null,null,null,null,null,null,null,0,null,0]
[null,null,null,null,null,null,null,null,null,0,null,0]
[null,null,null,null,null,null,null,null,null,0,null,0]
[null,null,null,null,null,null,null,null,null,0,null,0]
[null,null,null,null,null,null,null,null,null,0,null,0]
[null,null,null,null,null,null,null,null,null,0,null,0]
[null,null,null,null,null,null,null,null,null,0,null,0]
[null,null,null,null,null,null,null,null,null,0,null,0]
[null,null,null,null,null,null,null,null,null,0,null,0]
[null,null,null,null,null,null,null,null,null,0,null,0]
[null,null,null,null,null,null,null,null,null,0,null,0]
[null,null,null,null,null,null,null,null,null,0,null,0]
[null,null,null,null,null,null,null,null,null,0,null,0]
[null,null,null,null,null,null,null,null,null,0,null,0]
[null,null,null,null,null,null,null,null,null,0,null,0]
[null,null,null,null,null,null,null,null,null,0,null,0]
[null,null,null,null,null,null,null,null,null,0,null,0]
[null,null,null,null,null,null,null,null,null,0,null,0]
[null,null,null,null,null,null,null,null,null,0,null,0]
[null,null,null,null,null,null,null,null,null,0,null,0]
[null,null,null,null,null,null,null,null,null,0,null,0]
[null,null,null,null,null,null,null,null,null,0,null,0]
[null,null,null,null,null,null,null,null,null,0,null,0]
[null,null,null,null,null,null,null,null,null,0,null,0]
[null,null,null,null,null,null,null,null,null,0,null,0]
[null,null,null,null,null,null,null,null,null,0,null,0]
[null,null,null,null,null,null,null,null,null,0,null,0]
[null,null,null,null,null,null,null,null,null,0,null,0]
[null,null,null,null,null,null,null,null,null,0,null,0]
[null,null,null,null,null,null,null,null,null,0,null,0]
[null,null,null,null,null,null,null,null,null,0,null,0]
[null,null,null,null,null,null,null,null,null,0,null,0]
[null,null,null,null,null,null,null,null,null,0,null,0]
[null,null,null,null,null,null,null,null,null,0,null,0]
[null,null,null,null,null,null,null,null,null,0,null,0]
[null,null,null,null,null,null,null,null,null,0,null,0]
[null,null,null,null,null,null,null,null,null,0,null,0]
[null,null,null,null,null,null,null,null,null,0,null,0]
[null,null,null,null,null,null,null,null,null,0,null,0]
[null,null,null,null,null,null,null,null,null,0,null,0]
[null,null,null,null,null,null,null,null,null,0,null,0]
[null,null,null,null,null,null,null,null,null,0,null,0]
[null,null,null,null,null,null,null,null,null,0,null,0]
[null,null,null,null,null,null,null,null,null,0,null,0]
[null,null,null,null,null,null,null,null,null,0,null,0]
[null,null,null,null,null,null,null,null,null,0,null,0]
[null,null,null,null,null,null,null,null,null,0,null,0]
[null,null,null,null,null,null,null,null,null,0,null,0]
[null,null,null,null,null,null,null,null,null,0,null,0]
[null,null,null,null,null,null,null,null,null,0,null,0]
[null,null,null,null,null,null,null,null,null,0,null,0]
[null,null,null,null,null,null,null,null,null,0,null,0]
[null,null,null,null,null,null,null,null,null,0,null,0]
[null,null,null,null,null,null,null,null,null,0,null,0]
[null,null,null,null,null,null,null,null,null,0,null,0]
[null,null,null,null,null,null,null,null,null,{"$f":"IF(B651<1.01,0,1)","v":0},null,{"$f":"IF(D651<1.01,0,1)","v":0}]
[null,null,null,null,null,null,null,null,null,0,null,0]
[null,null,null,null,null,null,null,null,null,0,null,0]
[null,null,null,null,null,null,null,null,null,0,null,0]
[null,null,null,null,null,null,null,null,null,0,null,0]
[null,null,null,null,null,null,null,null,null,0,null,0]
[null,null,null,null,null,null,null,null,null,0,null,0]
[null,null,null,null,null,null,null,null,null,0,null,0]
[null,null,null,null,null,null,null,null,null,0,null,0]
[null,null,null,null,null,null,null,null,null,0,null,0]
[null,null,null,null,null,null,null,null,null,0,null,0]
[null,null,null,null,null,null,null,null,null,0,null,0]
[null,null,null,null,null,null,null,null,null,0,null,0]
[null,null,null,null,null,null,null,null,null,0,null,0]
[null,null,null,null,null,null,null,null,null,0,null,0]
[null,null,null,null,null,null,null,null,null,0,null,0]
[null,null,null,null,null,null,null,null,null,0,null,0]
[null,null,null,null,null,null,null,null,null,0,null,0]
[null,null,null,null,null,null,null,null,null,0,null,0]
[null,null,null,null,null,null,null,null,null,0,null,0]
[null,null,null,null,null,null,null,null,null,0,null,0]
[null,null,null,null,null,null,null,null,null,0,null,0]
[null,null,null,null,null,null,null,null,null,0,null,0]
[null,null,null,null,null,null,null,null,null,0,null,0]
[null,null,null,null,null,null,null,null,null,0,null,0]
[null,null,null,null,null,null,null,null,null,0,null,0]
[null,null,null,null,null,null,null,null,null,0,null,0]
[null,null,null,null,null,null,null,null,null,0,null,0]
[null,null,null,null,null,null,null,null,null,0,null,0]
[null,null,null,null,null,null,null,null,null,0,null,0]
[null,null,null,null,null,null,null,null,null,0,null,0]
[null,null,null,null,null,null,null,null,null,0,null,0]
[null,null,null,null,null,null,null,null,null,0,null,0]
[null,null,null,null,null,null,null,null,null,0,null,0]
[null,null,null,null,null,null,null,null,null,0,null,0]
[null,null,null,null,null,null,null,null,null,0,null,0]
[null,null,null,null,null,null,null,null,null,0,null,0]
[null,null,null,null,null,null,null,null,null,0,null,0]
[null,null,null,null,null,null,null,null,null,0,null,0]
[null,null,null,null,null,null,null,null,null,0,null,0]
[null,null,null,null,null,null,null,null,null,0,null,0]
[null,null,null,null,null,null,null,null,null,0,null,0]
[null,null,null,null,null,null,null,null,null,0,null,0]
[null,null,null,null,null,null,null,null,null,0,null,0]
[null,null,null,null,null,null,null,null,null,0,null,0]
[null,null,null,null,null,null,null,null,null,0,null,0]
[null,null,null,null,null,null,null,null,null,0,null,0]
[null,null,null,null,null,null,null,null,null,0,null,0]
[null,null,null,null,null,null,null,null,null,0,null,0]
[null,null,null,null,null,null,null,null,null,0,null,0]
[null,null,null,null,null,null,null,null,null,0,null,0]
[null,null,null,null,null,null,null,null,null,0,null,0]
[null,null,null,null,null,null,null,null,null,0,null,0]
[null,null,null,null,null,null,null,null,null,0,null,0]
[null,null,null,null,null,null,null,null,null,0,null,0]
[null,null,null,null,null,null,null,null,null,0,null,0]
[null,null,null,null,null,null,null,null,null,0,null,0]
[null,null,null,null,null,null,null,null,null,0,null,0]
[null,null,null,null,null,null,null,null,null,0,null,0]
[null,null,null,null,null,null,null,null,null,0,null,0]
[null,null,null,null,null,null,null,null,null,0,null,0]
[null,null,null,null,null,null,null,null,null,0,null,0]
[null,null,null,null,null,null,null,null,null,0,null,0]
[null,null,null,null,null,null,null,null,null,0,null,0]
[null,null,null,null,null,null,null,null,null,{"$f":"IF(B715<1.01,0,1)","v":0},null,{"$f":"IF(D715<1.01,0,1)","v":0}]
[null,null,null,null,null,null,null,null,null,0,null,0]
[null,null,null,null,null,null,null,null,null,0,null,0]
[null,null,null,null,null,null,null,null,null,0,null,0]
[null,null,null,null,null,null,null,null,null,0,null,0]
[null,null,null,null,null,null,null,null,null,0,null,0]
[null,null,null,null,null,null,null,null,null,0,null,0]
[null,null,null,null,null,null,null,null,null,0,null,0]
[null,null,null,null,null,null,null,null,null,0,null,0]
[null,null,null,null,null,null,null,null,null,0,null,0]
[null,null,null,null,null,null,null,null,null,0,null,0]
[null,null,null,null,null,null,null,null,null,0,null,0]
[null,null,null,null,null,null,null,null,null,0,null,0]
[null,null,null,null,null,null,null,null,null,0,null,0]
[null,null,null,null,null,null,null,null,null,0,null,0]
[null,null,null,null,null,null,null,null,null,0,null,0]
[null,null,null,null,null,null,null,null,null,0,null,0]
[null,null,null,null,null,null,null,null,null,0,null,0]
[null,null,null,null,null,null,null,null,null,0,null,0]
[null,null,null,null,null,null,null,null,null,0,null,0]
[null,null,null,null,null,null,null,null,null,0,null,0]
[null,null,null,null,null,null,null,null,null,0,null,0]
[null,null,null,null,null,null,null,null,null,0,null,0]
[null,null,null,null,null,null,null,null,null,0,null,0]
[null,null,null,null,null,null,null,null,null,0,null,0]
[null,null,null,null,null,null,null,null,null,0,null,0]
[null,null,null,null,null,null,null,null,null,0,null,0]
[null,null,null,null,null,null,null,null,null,0,null,0]
[null,null,null,null,null,null,null,null,null,0,null,0]
[null,null,null,null,null,null,null,null,null,0,null,0]
[null,null,null,null,null,null,null,null,null,0,null,0]
[null,null,null,null,null,null,null,null,null,0,null,0]
[null,null,null,null,null,null,null,null,null,0,null,0]
[null,null,null,null,null,null,null,null,null,0,null,0]
[null,null,null,null,null,null,null,null,null,0,null,0]
[null,null,null,null,null,null,null,null,null,0,null,0]
[null,null,null,null,null,null,null,null,null,0,null,0]
[null,null,null,null,null,null,null,null,null,0,null,0]
[null,null,null,null,null,null,null,null,null,0,null,0]
[null,null,null,null,null,null,null,null,null,0,null,0]
[null,null,null,null,null,null,null,null,null,0,null,0]
[null,null,null,null,null,null,null,null,null,0,null,0]
[null,null,null,null,null,null,null,null,null,0,null,0]
[null,null,null,null,null,null,null,null,null,0,null,0]
[null,null,null,null,null,null,null,null,null,0,null,0]
[null,null,null,null,null,null,null,null,null,0,null,0]
[null,null,null,null,null,null,null,null,null,0,null,0]
[null,null,null,null,null,null,null,null,null,0,null,0]
[null,null,null,null,null,null,null,null,null,0,null,0]
[null,null,null,null,null,null,null,null,null,0,null,0]
[null,null,null,null,null,null,null,null,null,0,null,0]
[null,null,null,null,null,null,null,null,null,0,null,0]
[null,null,null,null,null,null,null,null,null,0,null,0]
[null,null,null,null,null,null,null,null,null,0,null,0]
[null,null,null,null,null,null,null,null,null,0,null,0]
[null,null,null,null,null,null,null,null,null,0,null,0]
[null,null,null,null,null,null,null,null,null,0,null,0]
[null,null,null,null,null,null,null,null,null,0,null,0]
[null,null,null,null,null,null,null,null,null,0,null,0]
[null,null,null,null,null,null,null,null,null,0,null,0]
[null,null,null,null,null,null,null,null,null,0,null,0]
[null,null,null,null,null,null,null,null,null,0,null,0]
[null,null,null,null,null,null,null,null,null,0,null,0]
[null,null,null,null,null,null,null,null,null,0,null,0]
[null,null,null,null,null,null,null,null,null,{"$f":"IF(B779<1.01,0,1)","v":0},null,{"$f":"IF(D779<1.01,0,1)","v":0}]
[null,null,null,null,null,null,null,null,null,0,null,0]
[null,null,null,null,null,null,null,null,null,0,null,0]
[null,null,null,null,null,null,null,null,null,0,null,0]
[null,null,null,null,null,null,null,null,null,0,null,0]
[null,null,null,null,null,null,null,null,null,0,null,0]
[null,null,null,null,null,null,null,null,null,0,null,0]
[null,null,null,null,null,null,null,null,null,0,null,0]
[null,null,null,null,null,null,null,null,null,0,null,0]
[null,null,null,null,null,null,null,null,null,0,null,0]
[null,null,null,null,null,null,null,null,null,0,null,0]
[null,null,null,null,null,null,null,null,null,0,null,0]
[null,null,null,null,null,null,null,null,null,0,null,0]
[null,null,null,null,null,null,null,null,null,0,null,0]
[null,null,null,null,null,null,null,null,null,0,null,0]
[null,null,null,null,null,null,null,null,null,0,null,0]
[null,null,null,null,null,null,null,null,null,0,null,0]
[null,null,null,null,null,null,null,null,null,0,null,0]
[null,null,null,null,null,null,null,null,null,0,null,0]
[null,null,null,null,null,null,null,null,null,0,null,0]
[null,null,null,null,null,null,null,null,null,0,null,0]
[null,null,null,null,null,null,null,null,null,0,null,0]
[null,null,null,null,null,null,null,null,null,0,null,0]
[null,null,null,null,null,null,null,null,null,0,null,0]
[null,null,null,null,null,null,null,null,null,0,null,0]
[null,null,null,null,null,null,null,null,null,0,null,0]
[null,null,null,null,null,null,null,null,null,0,null,0]
[null,null,null,null,null,null,null,null,null,0,null,0]
[null,null,null,null,null,null,null,null,null,0,null,0]
[null,null,null,null,null,null,null,null,null,0,null,0]
[null,null,null,null,null,null,null,null,null,0,null,0]
[null,null,null,null,null,null,null,null,null,0,null,0]
[null,null,null,null,null,null,null,null,null,0,null,0]
[null,null,null,null,null,null,null,null,null,0,null,0]
[null,null,null,null,null,null,null,null,null,0,null,0]
[null,null,null,null,null,null,null,null,null,0,null,0]
[null,null,null,null,null,null,null,null,null,0,null,0]
[null,null,null,null,null,null,null,null,null,0,null,0]
[null,null,null,null,null,null,null,null,null,0,null,0]
[null,null,null,null,null,null,null,null,null,0,null,0]
[null,null,null,null,null,null,null,null,null,0,null,0]
[null,null,null,null,null,null,null,null,null,0,null,0]
[null,null,null,null,null,null,null,null,null,0,null,0]
[null,null,null,null,null,null,null,null,null,0,null,0]
[null,null,null,null,null,null,null,null,null,0,null,0]
[null,null,null,null,null,null,null,null,null,0,null,0]
[null,null,null,null,null,null,null,null,null,0,null,0]
[null,null,null,null,null,null,null,null,null,0,null,0]
[null,null,null,null,null,null,null,null,null,0,null,0]
[null,null,null,null,null,null,null,null,null,0,null,0]
[null,null,null,null,null,null,null,null,null,0,null,0]
[null,null,null,null,null,null,null,null,null,0,null,0]
[null,null,null,null,null,null,null,null,null,0,null,0]
[null,null,null,null,null,null,null,null,null,0,null,0]
[null,null,null,null,null,null,null,null,null,0,null,0]
[null,null,null,null,null,null,null,null,null,0,null,0]
[null,null,null,null,null,null,null,null,null,0,null,0]
[null,null,null,null,null,null,null,null,null,0,null,0]
[null,null,null,null,null,null,null,null,null,0,null,0]
[null,null,null,null,null,null,null,null,null,0,null,0]
[null,null,null,null,null,null,null,null,null,0,null,0]
[null,null,null,null,null,null,null,null,null,0,null,0]
[null,null,null,null,null,null,null,null,null,0,null,0]
[null,null,null,null,null,null,null,null,null,0,null,0]
[null,null,null,null,null,null,null,null,null,{"$f":"IF(B843<1.01,0,1)","v":0},null,{"$f":"IF(D843<1.01,0,1)","v":0}]
[null,null,null,null,null,null,null,null,null,0,null,0]
[null,null,null,null,null,null,null,null,null,0,null,0]
[null,null,null,null,null,null,null,null,null,0,null,0]
[null,null,null,null,null,null,null,null,null,0,null,0]
[null,null,null,null,null,null,null,null,null,0,null,0]
[null,null,null,null,null,null,null,null,null,0,null,0]
[null,null,null,null,null,null,null,null,null,0,null,0]
[null,null,null,null,null,null,null,null,null,0,null,0]
[null,null,null,null,null,null,null,null,null,0,null,0]
[null,null,null,null,null,null,null,null,null,0,null,0]
[null,null,null,null,null,null,null,null,null,0,null,0]
[null,null,null,null,null,null,null,null,null,0,null,0]
[null,null,null,null,null,null,null,null,null,0,null,0]
[null,null,null,null,null,null,null,null,null,0,null,0]
[null,null,null,null,null,null,null,null,null,0,null,0]
[null,null,null,null,null,null,null,null,null,0,null,0]
[null,null,null,null,null,null,null,null,null,0,null,0]
[null,null,null,null,null,null,null,null,null,0,null,0]
[null,null,null,null,null,null,null,null,null,0,null,0]
[null,null,null,null,null,null,null,null,null,0,null,0]
[null,null,null,null,null,null,null,null,null,0,null,0]
[null,null,null,null,null,null,null,null,null,0,null,0]
[null,null,null,null,null,null,null,null,null,0,null,0]
[null,null,null,null,null,null,null,null,null,0,null,0]
[null,null,null,null,null,null,null,null,null,0,null,0]
[null,null,null,null,null,null,null,null,null,0,null,0]
[null,null,null,null,null,null,null,null,null,0,null,0]
[null,null,null,null,null,null,null,null,null,0,null,0]
[null,null,null,null,null,null,null,null,null,0,null,0]
[null,null,null,null,null,null,null,null,null,0,null,0]
[null,null,null,null,null,null,null,null,null,0,null,0]
[null,null,null,null,null,null,null,null,null,0,null,0]
[null,null,null,null,null,null,null,null,null,0,null,0]
[null,null,null,null,null,null,null,null,null,0,null,0]
[null,null,null,null,null,null,null,null,null,0,null,0]
[null,null,null,null,null,null,null,null,null,0,null,0]
[null,null,null,null,null,null,null,null,null,0,null,0]
[null,null,null,null,null,null,null,null,null,0,null,0]
[null,null,null,null,null,null,null,null,null,0,null,0]
[null,null,null,null,null,null,null,null,null,0,null,0]
[null,null,null,null,null,null,null,null,null,0,null,0]
[null,null,null,null,null,null,null,null,null,0,null,0]
[null,null,null,null,null,null,null,null,null,0,null,0]
[null,null,null,null,null,null,null,null,null,0,null,0]
[null,null,null,null,null,null,null,null,null,0,null,0]
[null,null,null,null,null,null,null,null,null,0,null,0]
[null,null,null,null,null,null,null,null,null,0,null,0]
[null,null,null,null,null,null,null,null,null,0,null,0]
[null,null,null,null,null,null,null,null,null,0,null,0]
[null,null,null,null,null,null,null,null,null,0,null,0]
[null,null,null,null,null,null,null,null,null,0,null,0]
[null,null,null,null,null,null,null,null,null,0,null,0]
[null,null,null,null,null,null,null,null,null,0,null,0]
[null,null,null,null,null,null,null,null,null,0,null,0]
[null,null,null,null,null,null,null,null,null,0,null,0]
[null,null,null,null,null,null,null,null,null,0,null,0]
[null,null,null,null,null,null,null,null,null,0,null,0]
[null,null,null,null,null,null,null,null,null,0,null,0]
[null,null,null,null,null,null,null,null,null,0,null,0]
[null,null,null,null,null,null,null,null,null,0,null,0]
[null,null,null,null,null,null,null,null,null,0,null,0]
[null,null,null,null,null,null,null,null,null,0,null,0]
[null,null,null,null,null,null,null,null,null,0,null,0]
[null,null,null,null,null,null,null,null,null,{"$f":"IF(B907<1.01,0,1)","v":0},null,{"$f":"IF(D907<1.01,0,1)","v":0}]
[null,null,null,null,null,null,null,null,null,0,null,0]
[null,null,null,null,null,null,null,null,null,0,null,0]
[null,null,null,null,null,null,null,null,null,0,null,0]
[null,null,null,null,null,null,null,null,null,0,null,0]
[null,null,null,null,null,null,null,null,null,0,null,0]
[null,null,null,null,null,null,null,null,null,0,null,0]
[null,null,null,null,null,null,null,null,null,0,null,0]
[null,null,null,null,null,null,null,null,null,0,null,0]
[null,null,null,null,null,null,null,null,null,0,null,0]
[null,null,null,null,null,null,null,null,null,0,null,0]
[null,null,null,null,null,null,null,null,null,0,null,0]
[null,null,null,null,null,null,null,null,null,0,null,0]
[null,null,null,null,null,null,null,null,null,0,null,0]
[null,null,null,null,null,null,null,null,null,0,null,0]
[null,null,null,null,null,null,null,null,null,0,null,0]
[null,null,null,null,null,null,null,null,null,0,null,0]
[null,null,null,null,null,null,null,null,null,0,null,0]
[null,null,null,null,null,null,null,null,null,0,null,0]
[null,null,null,null,null,null,null,null,null,0,null,0]
[null,null,null,null,null,null,null,null,null,0,null,0]
[null,null,null,null,null,null,null,null,null,0,null,0]
[null,null,null,null,null,null,null,null,null,0,null,0]
[null,null,null,null,null,null,null,null,null,0,null,0]
[null,null,null,null,null,null,null,null,null,0,null,0]
[null,null,null,null,null,null,null,null,null,0,null,0]
[null,null,null,null,null,null,null,null,null,0,null,0]
[null,null,null,null,null,null,null,null,null,0,null,0]
[null,null,null,null,null,null,null,null,null,0,null,0]
[null,null,null,null,null,null,null,null,null,0,null,0]
[null,null,null,null,null,null,null,null,null,0,null,0]
[null,null,null,null,null,null,null,null,null,0,null,0]
[null,null,null,null,null,null,null,null,null,0,null,0]
[null,null,null,null,null,null,null,null,null,0,null,0]
[null,null,null,null,null,null,null,null,null,0,null,0]
[null,null,null,null,null,null,null,null,null,0,null,0]
[null,null,null,null,null,null,null,null,null,0,null,0]
[null,null,null,null,null,null,null,null,null,0,null,0]
[null,null,null,null,null,null,null,null,null,0,null,0]
[null,null,null,null,null,null,null,null,null,0,null,0]
[null,null,null,null,null,null,null,null,null,0,null,0]
[null,null,null,null,null,null,null,null,null,0,null,0]
[null,null,null,null,null,null,null,null,null,0,null,0]
[null,null,null,null,null,null,null,null,null,0,null,0]
[null,null,null,null,null,null,null,null,null,0,null,0]
[null,null,null,null,null,null,null,null,null,0,null,0]
[null,null,null,null,null,null,null,null,null,0,null,0]
[null,null,null,null,null,null,null,null,null,0,null,0]
[null,null,null,null,null,null,null,null,null,0,null,0]
[null,null,null,null,null,null,null,null,null,0,null,0]
[null,null,null,null,null,null,null,null,null,0,null,0]
[null,null,null,null,null,null,null,null,null,0,null,0]
[null,null,null,null,null,null,null,null,null,0,null,0]
[null,null,null,null,null,null,null,null,null,0,null,0]
[null,null,null,null,null,null,null,null,null,0,null,0]
[null,null,null,null,null,null,null,null,null,0,null,0]
[null,null,null,null,null,null,null,null,null,0,null,0]
[null,null,null,null,null,null,null,null,null,0,null,0]
[null,null,null,null,null,null,null,null,null,0,null,0]
[null,null,null,null,null,null,null,null,null,0,null,0]
[null,null,null,null,null,null,null,null,null,0,null,0]
[null,null,null,null,null,null,null,null,null,0,null,0]
[null,null,null,null,null,null,null,null,null,0,null,0]
[null,null,null,null,null,null,null,null,null,0,null,0]
[null,null,null,null,null,null,null,null,null,{"$f":"IF(B971<1.01,0,1)","v":0},null,{"$f":"IF(D971<1.01,0,1)","v":0}]
[null,null,null,null,null,null,null,null,null,0,null,0]
[null,null,null,null,null,null,null,null,null,0,null,0]
[null,null,null,null,null,null,null,null,null,0,null,0]
[null,null,null,null,null,null,null,null,null,0,null,0]
[null,null,null,null,null,null,null,null,null,0,null,0]
[null,null,null,null,null,null,null,null,null,0,null,0]
[null,null,null,null,null,null,null,null,null,0,null,0]
[null,null,null,null,null,null,null,null,null,0,null,0]
[null,null,null,null,null,null,null,null,null,0,null,0]
[null,null,null,null,null,null,null,null,null,0,null,0]
[null,null,null,null,null,null,null,null,null,0,null,0]
[null,null,null,null,null,null,null,null,null,0,null,0]
[null,null,null,null,null,null,null,null,null,0,null,0]
[null,null,null,null,null,null,null,null,null,0,null,0]
[null,null,null,null,null,null,null,null,null,0,null,0]
[null,null,null,null,null,null,null,null,null,0,null,0]
[null,null,null,null,null,null,null,null,null,0,null,0]
[null,null,null,null,null,null,null,null,null,0,null,0]
[null,null,null,null,null,null,null,null,null,0,null,0]
[null,null,null,null,null,null,null,null,null,0,null,0]
[null,null,null,null,null,null,null,null,null,0,null,0]
[null,null,null,null,null,null,null,null,null,0,null,0]
[null,null,null,null,null,null,null,null,null,0,null,0]
[null,null,null,null,null,null,null,null,null,0,null,0]
[null,null,null,null,null,null,null,null,null,0,null,0]
[null,null,null,null,null,null,null,null,null,0,null,0]
[null,null,null,null,null,null,null,null,null,0,null,0]
[null,null,null,null,null,null,null,null,null,0,null,0]
[null,null,null,null,null,null,null,null,null,0,null,0]
[null,null,null,null,null,null,null,null,null,0,null,0]
[null,null,null,null,null,null,null,null,null,0,null,0]
[null,null,null,null,null,null,null,null,null,0,null,0]
[null,null,null,null,null,null,null,null,null,0,null,0]
[null,null,null,null,null,null,null,null,null,0,null,0]
[null,null,null,null,null,null,null,null,null,0,null,0]
[null,null,null,null,null,null,null,null,null,0,null,0]
[null,null,null,null,null,null,null,null,null,0,null,0]
[null,null,null,null,null,null,null,null,null,0,null,0]
[null,null,null,null,null,null,null,null,null,0,null,0]
[null,null,null,null,null,null,null,null,null,0,null,0]
[null,null,null,null,null,null,null,null,null,0,null,0]
[null,null,null,null,null,null,null,null,null,0,null,0]
[null,null,null,null,null,null,null,null,null,0,null,0]
[null,null,null,null,null,null,null,null,null,0,null,0]
[null,null,null,null,null,null,null,null,null,0,null,0]
[null,null,null,null,null,null,null,null,null,0,null,0]
[null,null,null,null,null,null,null,null,null,0,null,0]
[null,null,null,null,null,null,null,null,null,0,null,0]
[null,null,null,null,null,null,null,null,null,0,null,0]
[null,null,null,null,null,null,null,null,null,0,null,0]
[null,null,null,null,null,null,null,null,null,0,null,0]
[null,null,null,null,null,null,null,null,null,0,null,0]
[null,null,null,null,null,null,null,null,null,0,null,0]
[null,null,null,null,null,null,null,null,null,0,null,0]
[null,null,null,null,null,null,null,null,null,0,null,0]
[null,null,null,null,null,null,null,null,null,0,null,0]
[null,null,null,null,null,null,null,null,null,0,null,0]
[null,null,null,null,null,null,null,null,null,0,null,0]
[null,null,null,null,null,null,null,null,null,0,null,0]
[null,null,null,null,null,null,null,null,null,0,null,0]
[null,null,null,null,null,null,null,null,null,0,null,0]
[null,null,null,null,null,null,null,null,null,0,null,0]
[null,null,null,null,null,null,null,null,null,0,null,0]
[null,null,null,null,null,null,null,null,null,{"$f":"IF(B1035<1.01,0,1)","v":0},null,{"$f":"IF(D1035<1.01,0,1)","v":0}]
[null,null,null,null,null,null,null,null,null,0,null,0]
[null,null,null,null,null,null,null,null,null,0,null,0]
[null,null,null,null,null,null,null,null,null,0,null,0]
[null,null,null,null,null,null,null,null,null,0,null,0]
[null,null,null,null,null,null,null,null,null,0,null,0]
[null,null,null,null,null,null,null,null,null,0,null,0]
[null,null,null,null,null,null,null,null,null,0,null,0]
[null,null,null,null,null,null,null,null,null,0,null,0]
[null,null,null,null,null,null,null,null,null,0,null,0]
[null,null,null,null,null,null,null,null,null,0,null,0]
[null,null,null,null,null,null,null,null,null,0,null,0]
[null,null,null,null,null,null,null,null,null,0,null,0]
[null,null,null,null,null,null,null,null,null,0,null,0]
[null,null,null,null,null,null,null,null,null,0,null,0]
[null,null,null,null,null,null,null,null,null,0,null,0]
[null,null,null,null,null,null,null,null,null,0,null,0]
[null,null,null,null,null,null,null,null,null,0,null,0]
[null,null,null,null,null,null,null,null,null,0,null,0]
[null,null,null,null,null,null,null,null,null,0,null,0]
[null,null,null,null,null,null,null,null,null,0,null,0]
[null,null,null,null,null,null,null,null,null,0,null,0]
[null,null,null,null,null,null,null,null,null,0,null,0]
[null,null,null,null,null,null,null,null,null,0,null,0]
[null,null,null,null,null,null,null,null,null,0,null,0]
[null,null,null,null,null,null,null,null,null,0,null,0]
[null,null,null,null,null,null,null,null,null,0,null,0]
[null,null,null,null,null,null,null,null,null,0,null,0]
[null,null,null,null,null,null,null,null,null,0,null,0]
[null,null,null,null,null,null,null,null,null,0,null,0]
[null,null,null,null,null,null,null,null,null,0,null,0]
[null,null,null,null,null,null,null,null,null,0,null,0]
[null,null,null,null,null,null,null,null,null,0,null,0]
[null,null,null,null,null,null,null,null,null,0,null,0]
[null,null,null,null,null,null,null,null,null,0,null,0]
[null,null,null,null,null,null,null,null,null,0,null,0]
[null,null,null,null,null,null,null,null,null,0,null,0]
[null,null,null,null,null,null,null,null,null,0,null,0]
[null,null,null,null,null,null,null,null,null,0,null,0]
[null,null,null,null,null,null,null,null,null,0,null,0]
[null,null,null,null,null,null,null,null,null,0,null,0]
[null,null,null,null,null,null,null,null,null,0,null,0]
[null,null,null,null,null,null,null,null,null,0,null,0]
[null,null,null,null,null,null,null,null,null,0,null,0]
[null,null,null,null,null,null,null,null,null,0,null,0]
[null,null,null,null,null,null,null,null,null,0,null,0]
[null,null,null,null,null,null,null,null,null,0,null,0]
[null,null,null,null,null,null,null,null,null,0,null,0]
[null,null,null,null,null,null,null,null,null,0,null,0]
[null,null,null,null,null,null,null,null,null,0,null,0]
[null,null,null,null,null,null,null,null,null,0,null,0]
[null,null,null,null,null,null,null,null,null,0,null,0]
[null,null,null,null,null,null,null,null,null,0,null,0]
[null,null,null,null,null,null,null,null,null,0,null,0]
[null,null,null,null,null,null,null,null,null,0,null,0]
[null,null,null,null,null,null,null,null,null,0,null,0]
[null,null,null,null,null,null,null,null,null,0,null,0]
[null,null,null,null,null,null,null,null,null,0,null,0]
[null,null,null,null,null,null,null,null,null,0,null,0]
[null,null,null,null,null,null,null,null,null,0,null,0]
[null,null,null,null,null,null,null,null,null,0,null,0]
[null,null,null,null,null,null,null,null,null,0,null,0]
[null,null,null,null,null,null,null,null,null,0,null,0]
[null,null,null,null,null,null,null,null,null,0,null,0]
[null,null,null,null,null,null,null,null,null,{"$f":"IF(B1099<1.01,0,1)","v":0},null,{"$f":"IF(D1099<1.01,0,1)","v":0}]
[null,null,null,null,null,null,null,null,null,0,null,0]
[null,null,null,null,null,null,null,null,null,0,null,0]
[null,null,null,null,null,null,null,null,null,0,null,0]
[null,null,null,null,null,null,null,null,null,0,null,0]
[null,null,null,null,null,null,null,null,null,0,null,0]
[null,null,null,null,null,null,null,null,null,0,null,0]
[null,null,null,null,null,null,null,null,null,0,null,0]
[null,null,null,null,null,null,null,null,null,0,null,0]
[null,null,null,null,null,null,null,null,null,0,null,0]
[null,null,null,null,null,null,null,null,null,0,null,0]
[null,null,null,null,null,null,null,null,null,0,null,0]
[null,null,null,null,null,null,null,null,null,0,null,0]
[null,null,null,null,null,null,null,null,null,0,null,0]
[null,null,null,null,null,null,null,null,null,0,null,0]
[null,null,null,null,null,null,null,null,null,0,null,0]
[null,null,null,null,null,null,null,null,null,0,null,0]
[null,null,null,null,null,null,null,null,null,0,null,0]
[null,null,null,null,null,null,null,null,null,0,null,0]
[null,null,null,null,null,null,null,null,null,0,null,0]
[null,null,null,null,null,null,null,null,null,0,null,0]
[null,null,null,null,null,null,null,null,null,0,null,0]
[null,null,null,null,null,null,null,null,null,0,null,0]
[null,null,null,null,null,null,null,null,null,0,null,0]
[null,null,null,null,null,null,null,null,null,0,null,0]
[null,null,null,null,null,null,null,null,null,0,null,0]
[null,null,null,null,null,null,null,null,null,0,null,0]
[null,null,null,null,null,null,null,null,null,0,null,0]
[null,null,null,null,null,null,null,null,null,0,null,0]
[null,null,null,null,null,null,null,null,null,0,null,0]
[null,null,null,null,null,null,null,null,null,0,null,0]
[null,null,null,null,null,null,null,null,null,0,null,0]
[null,null,null,null,null,null,null,null,null,0,null,0]
[null,null,null,null,null,null,null,null,null,0,null,0]
[null,null,null,null,null,null,null,null,null,0,null,0]
[null,null,null,null,null,null,null,null,null,0,null,0]
[null,null,null,null,null,null,null,null,null,0,null,0]
[null,null,null,null,null,null,null,null,null,0,null,0]
[null,null,null,null,null,null,null,null,null,0,null,0]
[null,null,null,null,null,null,null,null,null,0,null,0]
[null,null,null,null,null,null,null,null,null,0,null,0]
[null,null,null,null,null,null,null,null,null,0,null,0]
[null,null,null,null,null,null,null,null,null,0,null,0]
[null,null,null,null,null,null,null,null,null,0,null,0]
[null,null,null,null,null,null,null,null,null,0,null,0]
[null,null,null,null,null,null,null,null,null,0,null,0]
[null,null,null,null,null,null,null,null,null,0,null,0]
[null,null,null,null,null,null,null,null,null,0,null,0]
[null,null,null,null,null,null,null,null,null,0,null,0]
[null,null,null,null,null,null,null,null,null,0,null,0]
[null,null,null,null,null,null,null,null,null,0,null,0]
[null,null,null,null,null,null,null,null,null,0,null,0]
[null,null,null,null,null,null,null,null,null,0,null,0]
[null,null,null,null,null,null,null,null,null,0,null,0]
[null,null,null,null,null,null,null,null,null,0,null,0]
[null,null,null,null,null,null,null,null,null,0,null,0]
[null,null,null,null,null,null,null,null,null,0,null,0]
[null,null,null,null,null,null,null,null,null,0,null,0]
[null,null,null,null,null,null,null,null,null,0,null,0]
[null,null,null,null,null,null,null,null,null,0,null,0]
[null,null,null,null,null,null,null,null,null,0,null,0]
[null,null,null,null,null,null,null,null,null,0,null,0]
[null,null,null,null,null,null,null,null,null,0,null,0]
[null,null,null,null,null,null,null,null,null,0,null,0]
[null,null,null,null,null,null,null,null,null,{"$f":"IF(B1163<1.01,0,1)","v":0},null,{"$f":"IF(D1163<1.01,0,1)","v":0}]
[null,null,null,null,null,null,null,null,null,0,null,0]
[null,null,null,null,null,null,null,null,null,0,null,0]
[null,null,null,null,null,null,null,null,null,0,null,0]
[null,null,null,null,null,null,null,null,null,0,null,0]
[null,null,null,null,null,null,null,null,null,0,null,0]
[null,null,null,null,null,null,null,null,null,0,null,0]
[null,null,null,null,null,null,null,null,null,0,null,0]
[null,null,null,null,null,null,null,null,null,0,null,0]
[null,null,null,null,null,null,null,null,null,0,null,0]
[null,null,null,null,null,null,null,null,null,0,null,0]
[null,null,null,null,null,null,null,null,null,0,null,0]
[null,null,null,null,null,null,null,null,null,0,null,0]
[null,null,null,null,null,null,null,null,null,0,null,0]
[null,null,null,null,null,null,null,null,null,0,null,0]
[null,null,null,null,null,null,null,null,null,0,null,0]
[null,null,null,null,null,null,null,null,null,0,null,0]
[null,null,null,null,null,null,null,null,null,0,null,0]
[null,null,null,null,null,null,null,null,null,0,null,0]
[null,null,null,null,null,null,null,null,null,0,null,0]
[null,null,null,null,null,null,null,null,null,0,null,0]
[null,null,null,null,null,null,null,null,null,0,null,0]
[null,null,null,null,null,null,null,null,null,0,null,0]
[null,null,null,null,null,null,null,null,null,0,null,0]
[null,null,null,null,null,null,null,null,null,0,null,0]
[null,null,null,null,null,null,null,null,null,0,null,0]
[null,null,null,null,null,null,null,null,null,0,null,0]
[null,null,null,null,null,null,null,null,null,0,null,0]
[null,null,null,null,null,null,null,null,null,0,null,0]
[null,null,null,null,null,null,null,null,null,0,null,0]
[null,null,null,null,null,null,null,null,null,0,null,0]
[null,null,null,null,null,null,null,null,null,0,null,0]
[null,null,null,null,null,null,null,null,null,0,null,0]
[null,null,null,null,null,null,null,null,null,0,null,0]
[null,null,null,null,null,null,null,null,null,0,null,0]
[null,null,null,null,null,null,null,null,null,0,null,0]
[null,null,null,null,null,null,null,null,null,0,null,0]
[null,null,null,null,null,null,null,null,null,0,null,0]
[null,null,null,null,null,null,null,null,null,0,null,0]
[null,null,null,null,null,null,null,null,null,0,null,0]
[null,null,null,null,null,null,null,null,null,0,null,0]
[null,null,null,null,null,null,null,null,null,0,null,0]
[null,null,null,null,null,null,null,null,null,0,null,0]
[null,null,null,null,null,null,null,null,null,0,null,0]
[null,null,null,null,null,null,null,null,null,0,null,0]
[null,null,null,null,null,null,null,null,null,0,null,0]
[null,null,null,null,null,null,null,null,null,0,null,0]
[null,null,null,null,null,null,null,null,null,0,null,0]
[null,null,null,null,null,null,null,null,null,0,null,0]
[null,null,null,null,null,null,null,null,null,0,null,0]
[null,null,null,null,null,null,null,null,null,0,null,0]
[null,null,null,null,null,null,null,null,null,0,null,0]
[null,null,null,null,null,null,null,null,null,0,null,0]
[null,null,null,null,null,null,null,null,null,0,null,0]
[null,null,null,null,null,null,null,null,null,0,null,0]
[null,null,null,null,null,null,null,null,null,0,null,0]
[null,null,null,null,null,null,null,null,null,0,null,0]
[null,null,null,null,null,null,null,null,null,0,null,0]
[null,null,null,null,null,null,null,null,null,0,null,0]
[null,null,null,null,null,null,null,null,null,0,null,0]
[null,null,null,null,null,null,null,null,null,0,null,0]
[null,null,null,null,null,null,null,null,null,0,null,0]
[null,null,null,null,null,null,null,null,null,0,null,0]
[null,null,null,null,null,null,null,null,null,0,null,0]
[null,null,null,null,null,null,null,null,null,{"$f":"IF(B1227<1.01,0,1)","v":0},null,{"$f":"IF(D1227<1.01,0,1)","v":0}]
[null,null,null,null,null,null,null,null,null,0,null,0]
[null,null,null,null,null,null,null,null,null,0,null,0]
[null,null,null,null,null,null,null,null,null,0,null,0]
[null,null,null,null,null,null,null,null,null,0,null,0]
[null,null,null,null,null,null,null,null,null,0,null,0]
[null,null,null,null,null,null,null,null,null,0,null,0]
[null,null,null,null,null,null,null,null,null,0,null,0]
[null,null,null,null,null,null,null,null,null,0,null,0]
[null,null,null,null,null,null,null,null,null,0,null,0]
[null,null,null,null,null,null,null,null,null,0,null,0]
[null,null,null,null,null,null,null,null,null,0,null,0]
[null,null,null,null,null,null,null,null,null,0,null,0]
[null,null,null,null,null,null,null,null,null,0,null,0]
[null,null,null,null,null,null,null,null,null,0,null,0]
[null,null,null,null,null,null,null,null,null,0,null,0]
[null,null,null,null,null,null,null,null,null,0,null,0]
[null,null,null,null,null,null,null,null,null,0,null,0]
[null,null,null,null,null,null,null,null,null,0,null,0]
[null,null,null,null,null,null,null,null,null,0,null,0]
[null,null,null,null,null,null,null,null,null,0,null,0]
[null,null,null,null,null,null,null,null,null,0,null,0]
[null,null,null,null,null,null,null,null,null,0,null,0]
[null,null,null,null,null,null,null,null,null,0,null,0]
[null,null,null,null,null,null,null,null,null,0,null,0]
[null,null,null,null,null,null,null,null,null,0,null,0]
[null,null,null,null,null,null,null,null,null,0,null,0]
[null,null,null,null,null,null,null,null,null,0,null,0]
[null,null,null,null,null,null,null,null,null,0,null,0]
[null,null,null,null,null,null,null,null,null,0,null,0]
[null,null,null,null,null,null,null,null,null,0,null,0]
[null,null,null,null,null,null,null,null,null,0,null,0]
[null,null,null,null,null,null,null,null,null,0,null,0]
[null,null,null,null,null,null,null,null,null,0,null,0]
[null,null,null,null,null,null,null,null,null,0,null,0]
[null,null,null,null,null,null,null,null,null,0,null,0]
[null,null,null,null,null,null,null,null,null,0,null,0]
[null,null,null,null,null,null,null,null,null,0,null,0]
[null,null,null,null,null,null,null,null,null,0,null,0]
[null,null,null,null,null,null,null,null,null,0,null,0]
[null,null,null,null,null,null,null,null,null,0,null,0]
[null,null,null,null,null,null,null,null,null,0,null,0]
[null,null,null,null,null,null,null,null,null,0,null,0]
[null,null,null,null,null,null,null,null,null,0,null,0]
[null,null,null,null,null,null,null,null,null,0,null,0]
[null,null,null,null,null,null,null,null,null,0,null,0]
[null,null,null,null,null,null,null,null,null,0,null,0]
[null,null,null,null,null,null,null,null,null,0,null,0]
[null,null,null,null,null,null,null,null,null,0,null,0]
[null,null,null,null,null,null,null,null,null,0,null,0]
[null,null,null,null,null,null,null,null,null,0,null,0]
[null,null,null,null,null,null,null,null,null,0,null,0]
[null,null,null,null,null,null,null,null,null,0,null,0]
[null,null,null,null,null,null,null,null,null,0,null,0]
[null,null,null,null,null,null,null,null,null,0,null,0]
[null,null,null,null,null,null,null,null,null,0,null,0]
[null,null,null,null,null,null,null,null,null,0,null,0]
[null,null,null,null,null,null,null,null,null,0,null,0]
[null,null,null,null,null,null,null,null,null,0,null,0]
[null,null,null,null,null,null,null,null,null,0,null,0]
[null,null,null,null,null,null,null,null,null,0,null,0]
[null,null,null,null,null,null,null,null,null,0,null,0]
[null,null,null,null,null,null,null,null,null,0,null,0]
[null,null,null,null,null,null,null,null,null,0,null,0]
[null,null,null,null,null,null,null,null,null,{"$f":"IF(B1291<1.01,0,1)","v":0},null,{"$f":"IF(D1291<1.01,0,1)","v":0}]
[null,null,null,null,null,null,null,null,null,0,null,0]
[null,null,null,null,null,null,null,null,null,0,null,0]
[null,null,null,null,null,null,null,null,null,0,null,0]
[null,null,null,null,null,null,null,null,null,0,null,0]
[null,null,null,null,null,null,null,null,null,0,null,0]
[null,null,null,null,null,null,null,null,null,0,null,0]
[null,null,null,null,null,null,null,null,null,0,null,0]
[null,null,null,null,null,null,null,null,null,0,null,0]
[null,null,null,null,null,null,null,null,null,0,null,0]
[null,null,null,null,null,null,null,null,null,0,null,0]
[null,null,null,null,null,null,null,null,null,0,null,0]
[null,null,null,null,null,null,null,null,null,0,null,0]
[null,null,null,null,null,null,null,null,null,0,null,0]
[null,null,null,null,null,null,null,null,null,0,null,0]
[null,null,null,null,null,null,null,null,null,0,null,0]
[null,null,null,null,null,null,null,null,null,0,null,0]
[null,null,null,null,null,null,null,null,null,0,null,0]
[null,null,null,null,null,null,null,null,null,0,null,0]
[null,null,null,null,null,null,null,null,null,0,null,0]
[null,null,null,null,null,null,null,null,null,0,null,0]
[null,null,null,null,null,null,null,null,null,0,null,0]
[null,null,null,null,null,null,null,null,null,0,null,0]
[null,null,null,null,null,null,null,null,null,0,null,0]
[null,null,null,null,null,null,null,null,null,0,null,0]
[null,null,null,null,null,null,null,null,null,0,null,0]
[null,null,null,null,null,null,null,null,null,0,null,0]
[null,null,null,null,null,null,null,null,null,0,null,0]
[null,null,null,null,null,null,null,null,null,0,null,0]
[null,null,null,null,null,null,null,null,null,0,null,0]
[null,null,null,null,null,null,null,null,null,0,null,0]
[null,null,null,null,null,null,null,null,null,0,null,0]
[null,null,null,null,null,null,null,null,null,0,null,0]
[null,null,null,null,null,null,null,null,null,0,null,0]
[null,null,null,null,null,null,null,null,null,0,null,0]
[null,null,null,null,null,null,null,null,null,0,null,0]
[null,null,null,null,null,null,null,null,null,0,null,0]
[null,null,null,null,null,null,null,null,null,0,null,0]
[null,null,null,null,null,null,null,null,null,0,null,0]
[null,null,null,null,null,null,null,null,null,0,null,0]
[null,null,null,null,null,null,null,null,null,0,null,0]
[null,null,null,null,null,null,null,null,null,0,null,0]
[null,null,null,null,null,null,null,null,null,0,null,0]
[null,null,null,null,null,null,null,null,null,0,null,0]
[null,null,null,null,null,null,null,null,null,0,null,0]
[null,null,null,null,null,null,null,null,null,0,null,0]
[null,null,null,null,null,null,null,null,null,0,null,0]
[null,null,null,null,null,null,null,null,null,0,null,0]
[null,null,null,null,null,null,null,null,null,0,null,0]
[null,null,null,null,null,null,null,null,null,0,null,0]
[null,null,null,null,null,null,null,null,null,0,null,0]
[null,null,null,null,null,null,null,null,null,0,null,0]
[null,null,null,null,null,null,null,null,null,0,null,0]
[]
[null,null,null,null,null,null,null,null,null,{"$f":"SUM(J10:J1344)","v":{"$error":"#DIV/0!"}},null,{"$f":"SUM(L10:L1344)","v":{"$error":"#DIV/0!"}}]
[]
[null,null,null,null,null,null,null,null,null,{"$f":"+J1345/A1344","v":{"$error":"#DIV/0!"}},null,{"$f":"+L1345/A1344","v":{"$error":"#DIV/0!"}}]