## Table 1 System Fuel
TABLE 1
TAMPA ELECTRIC COMPANY
DSM Goals 2018 - SYSTEM AVOIDED UNIT FUEL COSTS
2018 - 2047
|  |  |  | HIGH FUEL SENSITIVITY | [6 empty] | HIGH FUEL SENSITIVITY |  |  | HIGH FUEL SENSITIVITY
|  |  |  | BASE RUN | MARGINAL |  |  |  | FUTURE CT |  | REPLACEMENT FUEL
|  | No New Conservation | Base Case | AVERAGE | ON | OFF | 24-Hour | 2018 GFI Firm Gas | AVERAGE CAPACITY | TOTAL | Avoided Unit | AVERAGE
|  | Expansion Plan | Unit Retirement | SYSTEM | PEAK | PEAK | Average |  | CAPACITY |  | Expansion | SYSTEM
| YEAR |  |  | $/MWh | $/MWh | $/MWh | $/MWh | $/mmBTU | FACTOR % | $/MWh | Plan | $/MWh
1 | 2018 |  |  | 27.541 | 33.8782 | 32.7403 | 33.0314 | 4.5876 | 0 | 0 |  | 34.4685 | 6.9275
2 | 2019 |  |  | 28.857 | 34.3103 | 32.9571 | 33.3037 | 4.647 | 0 | 0 |  | 34.0815 | 5.2245
3 | 2020 |  |  | 31.0844 | 37.5321 | 35.5055 | 36.0245 | 5.0841 | 0 | 0 |  | 35.7207 | 4.6364
4 | 2021 | (2) BB NG CT (392 MW) | Big Bend 1 & 2 | 33.2541 | 40.1263 | 38.5054 | 38.9198 | 5.4162 | 0 | 0 | (2) BB NG CT (392 MW) | 38.251 | 4.9968
5 | 2022 |  |  | 34.6569 | 42.2012 | 39.9052 | 40.49 | 5.5997 | 0 | 0 |  | 39.9983 | 5.3414
6 | 2023 | BB ST Exp (335 MW) + NG CT (245 MW) |  | 34.9928 | 42.9141 | 41.2676 | 41.6871 | 5.9911 | 0.037275 | 77.7875 | BB ST Exp (335 MW) | 40.3471 | 5.3543
7 | 2024 |  |  | 36.8906 | 45.704 | 44.841 | 45.0622 | 6.3507 | 1.4897 | 73.917 |  | 42.4174 | 5.5268
8 | 2025 |  |  | 38.8451 | 49.9888 | 46.3852 | 47.3072 | 6.7065 | 1.9653 | 77.3713 |  | 44.2144 | 5.3693
9 | 2026 | NG CT (245 MW) |  | 40.2846 | 50.4016 | 48.2696 | 48.8148 | 7.0711 | 0.38114 | 84.1968 | NG CT (245 MW) | 45.6192 | 5.3346
10 | 2027 |  |  | 42.6432 | 55.2179 | 50.384 | 51.6201 | 7.4513 | 0.57217 | 87.364 |  | 47.8944 | 5.2512
11 | 2028 |  |  | 46.66 | 62.3514 | 57.4036 | 58.6609 | 8.2894 | 1.3285 | 96.4222 |  | 51.9648 | 5.3048
12 | 2029 | NG CT (245 MW) |  | 49.5369 | 65.2613 | 61.2457 | 62.2729 | 8.6672 | 2.5664 | 100.4337 | NG CT (245 MW) | 54.7823 | 5.2454
13 | 2030 |  |  | 54.0217 | 78.3886 | 67.8538 | 70.5499 | 9.4805 | 3.0813 | 109.6856 |  | 59.1308 | 5.109
14 | 2031 |  |  | 55.9661 | 76.635 | 68.2261 | 70.3781 | 9.8347 | 2.6591 | 114.2476 |  | 60.614 | 4.6479
15 | 2032 | NG CT (245 MW) |  | 59.8895 | 84.7006 | 74.0719 | 76.7919 | 10.6453 | 3.7224 | 122.1815 | NG CT (245 MW) | 64.4963 | 4.6068
16 | 2033 |  |  | 61.0022 | 87.3457 | 75.7224 | 78.6841 | 10.7649 | 4.8239 | 124.9535 |  | 66.0628 | 5.0606
17 | 2034 |  |  | 65.6128 | 94.73 | 80.9173 | 84.4369 | 11.4962 | 6.3149 | 132.6269 |  | 70.7759 | 5.1631
18 | 2035 | NG CT (245 MW) |  | 68.3816 | 109.4787 | 93.8102 | 97.8185 | 11.9565 | 6.3452 | 138.8188 | NG CT (245 MW) | 73.7017 | 5.32
19 | 2036 |  |  | 70.7351 | 96.3348 | 87.4052 | 89.6925 | 12.1844 | 7.9653 | 140.8948 |  | 75.1445 | 4.4094
20 | 2037 | NG CT (245 MW) |  | 75.184 | 105.0635 | 90.6445 | 94.3329 | 12.4662 | 11.4421 | 143.5725 | NG CT (245 MW) | 79.7001 | 4.5161
21 | 2038 |  |  | 76.9506 | 109.4106 | 94.0787 | 97.9991 | 12.7111 | 12.4271 | 147.0339 |  | 81.4078 | 4.4572
22 | 2039 |  | Polk 1 | 80.14 | 105.2279 | 99.2561 | 100.7779 | 13.0732 | 13.9414 | 151.126 |  | 85.093 | 4.953
23 | 2040 |  |  | 80.8037 | 134.5481 | 94.2592 | 104.5377 | 13.3382 | 10.5122 | 154.9161 |  | 84.6896 | 3.8859
24 | 2041 |  | Big Bend 3 | 86.0534 | 114.8327 | 106.5757 | 108.6892 | 13.7025 | 14.891 | 160.0863 |  | 90.8767 | 4.8234
25 | 2042 |  |  | 90.8062 | 120.2382 | 115.828 | 116.9569 | 14.2777 | 15.9934 | 166.593 |  | 96.2196 | 5.4135
26 | 2043 | NG CT (245 MW) + NG CC (506 MW) | Bayside 1 & 2 | 93.2508 | 129.1678 | 112.6238 | 116.8558 | 14.9745 | 14.3826 | 172.2293 | NG CT (245 MW) + NG CC (506 MW) | 100.1078 | 6.857
27 | 2044 | NG CT (37 MW) + NG CC (1128 MW) |  | 93.1033 | 136.225 | 113.5365 | 119.3221 | 15.4724 | 10.3978 | 183.5255 | NG CT (37 MW) + NG CC (1128 MW) | 99.2181 | 6.1148
28 | 2045 |  |  | 95.4689 | 140.961 | 114.6212 | 121.3326 | 16.0447 | 8.262 | 189.807 |  | 101.8133 | 6.3444
29 | 2046 |  |  | 99.072 | 136.2056 | 116.7381 | 121.7183 | 16.6085 | 8.7792 | 196.3989 |  | 104.974 | 5.9019
30 | 2047 |  |  | 98.9306 | 140.322 | 120.0569 | 125.2436 | 17.429 | 7.0217 | 197.7779 |  | 104.7662 | 5.8357

## Table 2 - 7FA
DRAFT TABLE 2 |  |  |  |  | Enter Unit In-Service Yr | 2023
TAMPA ELECTRIC COMPANY
AVOIDED UNIT PARAMETERS
DATA
SOURCE
1. | In-service Date: |  | 2023-01-01 |  | TYSP 2018 Schedule 9
2. | Type of Unit: |  | 7FA.05 CT |  | TYSP 2018 Schedule 9
3. | Type of Fuel: |  | Natural Gas |  | TYSP 2018 Schedule 9
4. | Average Annual heat rate:
|  | Average (Btu/kWh) | 11110 |  | TYSP 2018 Schedule 9 & see beige box below for check
5. | Cost of Fuel:
|  | Natural Gas (2023 $/MMBtu) | 4.2783 |  | See beige box below for calculation
6. | Construction Cost (W/O AFUDC)
| a: 2018 $000 |  | 122819.7069 | no Transm cost | TYSP 2018 Revenue Requirement sheet - RR Input Tab
| b: $/kW (based on winter rating) |  | 501.9195 |  | Calculation
7. | Construction Escalation Rate
| 2018 & beyond |  | 2.4% |  | TYSP 2018 Revenue Requirement sheet - RR Input Tab
8. | In-service Cost (W/AFUDC)
| a: 2023 $000 |  | 144380.8731 |  | TYSP 2018 Revenue Requirement sheet - RR Input Tab
| b: $/kW |  | 590.0322 |  | Calculation
9. | Incremental Capital Structure
| a: Debt |  | 46% |  | TYSP 2018 Revenue Requirement sheet - RR Input Tab
| c: Common Stock |  | 54% |  | TYSP 2018 Revenue Requirement sheet - RR Input Tab
10. | Cost of Capital
| a: Debt |  | 4.5% |  | TYSP 2018 Revenue Requirement sheet - RR Input Tab
| c: Common Stock |  | 10.25% |  | TYSP 2018 Revenue Requirement sheet - RR Input Tab
11. | Book Life |  | 30 |  | TYSP 2018 Revenue Requirement sheet - RR Input Tab
12. | Tax Life |  | 15 |  | TYSP 2018 Revenue Requirement sheet - RR Input Tab
13. | AFUDC Rate |  | 6.46% |  | TYSP 2018 Revenue Requirement sheet - RR Input Tab
14. | Effective Tax Rate |  | 25.34% |  | TYSP 2018 Revenue Requirement sheet - RR Input Tab
15. | Other Taxes (2023) |  | 1.21% |  | TYSP 2018 Revenue Requirement sheet - RR Input Tab
16. | Other Taxes Escalation Rate |  | 0% |  | N/A
17. | Discount Rate for Present Worth |  | 7.08% |  | TYSP 2018 Revenue Requirement sheet - RR Input Tab
18. | Fixed O&M Costs (2018 $/kW/yr) |  | 5.5575 |  | Supply Side Tech Cost 2017 - Information from Black & Veatch January 2017 Tampa Electric Company Supply-Side Technology Characterization report.
19. | Variable O&M Costs (2018 $/MWh) |  | 11.4566 |  | Supply Side Tech Cost 2017 - Information from Black & Veatch January 2017 Tampa Electric Company Supply-Side Technology Characterization report.
20. | O&M Escalation Rate
| 2018 & beyond |  | 2.4% |  | TYSP 2018 Revenue Requirement sheet - RR Input Tab
21. | Value of K-factor |  | 1.5213 |  | Fixed Charge Rate sheet - Input Tab
22. | Capacity (kW) Winter |  | 245000 |  | Supply Side Tech Cost 2017 - Information from Black & Veatch January 2017 Tampa Electric Company Supply-Side Technology Characterization report.
23 | Capacity (kW) Summer |  | 229000 |  | Supply Side Tech Cost 2017 - Information from Black & Veatch January 2017 Tampa Electric Company Supply-Side Technology Characterization report.
Source: TYSP 2018 as of 4/1/2018
[6 empty] | GE_7FA_CT1 Heat Rate | Fuel Cost ($/MMBtu) | Fuel Expense ($000) | GWh | MMBtu x 1000
[5 empty] | GE_7FA_CT1 | 11110 | 4.2783 | 4312.61 | 88.55 | 1008.02
[9 empty] | 88.55 | 1008.02
[5 empty] | Average Heat Rate | 11110
[5 empty] | Weighted Average w/GWh | 11110
[5 empty] | Weighted Average w/MMBtu | 11110
[5 empty] | Average $/MMBtu | 4.2783
[5 empty] | Weighted Average w/GWh | 4.2783
[5 empty] | Weighted Average w/MMBtu | 4.2783

## Spending for Avoided Unit
Source: TYSP 2018 as of 4/1/2018
H:\- Annual Studies\ConsAvdUnit\DSM2018\RR\RR_TYSP_Rev0_V18.0.xlsx
7FA CT 1
7FA CT 1 | 2020 | 2021 | 2022
1st year | 831.9562 | 0 | 0
2nd year | 0 | 4049.2975 | 0
3rd year | 0 | 0 | 7481.5256
4th year | 0 | 0 | 0
5th year | 0 | 0 | 0
6th year | 0 | 0 | 0
7th year | 0 | 0 | 0
8th year | 0 | 0 | 0 | Cummulative AFUDC
Total AFUDC | 831.9562 | 4049.2975 | 7481.5256 | 12362.7793
7FA CT 1 | 2020 | 2021 | 2022
1st year | 25757.1594 | 0 | 0
2nd year | 0 | 73850.9274 | 0
3rd year | 0 | 0 | 32410.007
4th year | 0 | 0 | 0
5th year | 0 | 0 | 0
6th year | 0 | 0 | 0
7th year | 0 | 0 | 0
8th year | 0 | 0 | 0 | Cummulative Cap Ex
Total Cap Ex | 25757.1594 | 73850.9274 | 32410.007 | 132018.0938
|  | Total |  | 144380.8731

## PaR Fuel Out
Note:
Base Run: | DSM2018_Base_High_TSJMW .@19-Jan-14 10:28 |  |  | Copy Paste from PAR Using Station Fuel, Fuel Cost
Change Run: | DSM2018_w30mw_High_TSJMW .@19-Jan-14 11:45 |  |  | Also using Entities to Variable - Data Aggregation in Data Eplorer
| BASE CASE FUEL COSTS | [18 empty] | CHANGE CASE FUEL COSTS
| Section | Variable | TOD | Date | Iteration | Value | Section | Variable | TOD | Date | Iteration | Value | Section | Variable | TOD | Date | Iteration | Value | Check | Section | Variable | TOD | Date | Iteration | Value | Section | Variable | TOD | Date | Iteration | Value | Section | Variable | TOD | Date | Iteration | Value | Check
| StationFuel_DSM2018_Base_High32273 | Fuel Cost | ALL | 2018-01-01 | Expected Values | 43988.82 | StationFuel_DSM2018_Base_High32273 | Fuel Cost | Off Peak | 2018-01-01 | Expected Values | 31625 | StationFuel_DSM2018_Base_High32273 | Fuel Cost | On Peak | 2018-01-01 | Expected Values | 12363.82 | 0 | StationFuel_DSM2018_w30mw_High32276 | Fuel Cost | ALL | 2018-01-01 | Expected Values | 43192.68 | StationFuel_DSM2018_w30mw_High32276 | Fuel Cost | Off Peak | 2018-01-01 | Expected Values | 31034.22 | StationFuel_DSM2018_w30mw_High32276 | Fuel Cost | On Peak | 2018-01-01 | Expected Values | 12158.46 | 0
| StationFuel_DSM2018_Base_High32273 | Fuel Cost | ALL | 2018-02-01 | Expected Values | 39838.46 | StationFuel_DSM2018_Base_High32273 | Fuel Cost | Off Peak | 2018-02-01 | Expected Values | 29034.26 | StationFuel_DSM2018_Base_High32273 | Fuel Cost | On Peak | 2018-02-01 | Expected Values | 10804.2 | 0 | StationFuel_DSM2018_w30mw_High32276 | Fuel Cost | ALL | 2018-02-01 | Expected Values | 39118.5 | StationFuel_DSM2018_w30mw_High32276 | Fuel Cost | Off Peak | 2018-02-01 | Expected Values | 28492.94 | StationFuel_DSM2018_w30mw_High32276 | Fuel Cost | On Peak | 2018-02-01 | Expected Values | 10625.56 | 0
| StationFuel_DSM2018_Base_High32273 | Fuel Cost | ALL | 2018-03-01 | Expected Values | 44466.88 | StationFuel_DSM2018_Base_High32273 | Fuel Cost | Off Peak | 2018-03-01 | Expected Values | 32971.52 | StationFuel_DSM2018_Base_High32273 | Fuel Cost | On Peak | 2018-03-01 | Expected Values | 11495.36 | 0 | StationFuel_DSM2018_w30mw_High32276 | Fuel Cost | ALL | 2018-03-01 | Expected Values | 43647.15 | StationFuel_DSM2018_w30mw_High32276 | Fuel Cost | Off Peak | 2018-03-01 | Expected Values | 32352.37 | StationFuel_DSM2018_w30mw_High32276 | Fuel Cost | On Peak | 2018-03-01 | Expected Values | 11294.78 | 0
| StationFuel_DSM2018_Base_High32273 | Fuel Cost | ALL | 2018-04-01 | Expected Values | 44632.11 | StationFuel_DSM2018_Base_High32273 | Fuel Cost | Off Peak | 2018-04-01 | Expected Values | 29801.74 | StationFuel_DSM2018_Base_High32273 | Fuel Cost | On Peak | 2018-04-01 | Expected Values | 14830.37 | 0 | StationFuel_DSM2018_w30mw_High32276 | Fuel Cost | ALL | 2018-04-01 | Expected Values | 43969.16 | StationFuel_DSM2018_w30mw_High32276 | Fuel Cost | Off Peak | 2018-04-01 | Expected Values | 29323.08 | StationFuel_DSM2018_w30mw_High32276 | Fuel Cost | On Peak | 2018-04-01 | Expected Values | 14646.08 | 0
| StationFuel_DSM2018_Base_High32273 | Fuel Cost | ALL | 2018-05-01 | Expected Values | 46666.46 | StationFuel_DSM2018_Base_High32273 | Fuel Cost | Off Peak | 2018-05-01 | Expected Values | 30828.26 | StationFuel_DSM2018_Base_High32273 | Fuel Cost | On Peak | 2018-05-01 | Expected Values | 15838.2 | 0 | StationFuel_DSM2018_w30mw_High32276 | Fuel Cost | ALL | 2018-05-01 | Expected Values | 45962.05 | StationFuel_DSM2018_w30mw_High32276 | Fuel Cost | Off Peak | 2018-05-01 | Expected Values | 30326.18 | StationFuel_DSM2018_w30mw_High32276 | Fuel Cost | On Peak | 2018-05-01 | Expected Values | 15635.87 | 0
| StationFuel_DSM2018_Base_High32273 | Fuel Cost | ALL | 2018-06-01 | Expected Values | 50206.38 | StationFuel_DSM2018_Base_High32273 | Fuel Cost | Off Peak | 2018-06-01 | Expected Values | 34491.65 | StationFuel_DSM2018_Base_High32273 | Fuel Cost | On Peak | 2018-06-01 | Expected Values | 15714.73 | 0 | StationFuel_DSM2018_w30mw_High32276 | Fuel Cost | ALL | 2018-06-01 | Expected Values | 49528.08 | StationFuel_DSM2018_w30mw_High32276 | Fuel Cost | Off Peak | 2018-06-01 | Expected Values | 33992.32 | StationFuel_DSM2018_w30mw_High32276 | Fuel Cost | On Peak | 2018-06-01 | Expected Values | 15535.75 | -0.01
| StationFuel_DSM2018_Base_High32273 | Fuel Cost | ALL | 2018-07-01 | Expected Values | 52448.04 | StationFuel_DSM2018_Base_High32273 | Fuel Cost | Off Peak | 2018-07-01 | Expected Values | 35508.23 | StationFuel_DSM2018_Base_High32273 | Fuel Cost | On Peak | 2018-07-01 | Expected Values | 16939.81 | 0 | StationFuel_DSM2018_w30mw_High32276 | Fuel Cost | ALL | 2018-07-01 | Expected Values | 51733.54 | StationFuel_DSM2018_w30mw_High32276 | Fuel Cost | Off Peak | 2018-07-01 | Expected Values | 34990.22 | StationFuel_DSM2018_w30mw_High32276 | Fuel Cost | On Peak | 2018-07-01 | Expected Values | 16743.32 | 0
| StationFuel_DSM2018_Base_High32273 | Fuel Cost | ALL | 2018-08-01 | Expected Values | 54015.56 | StationFuel_DSM2018_Base_High32273 | Fuel Cost | Off Peak | 2018-08-01 | Expected Values | 36181.61 | StationFuel_DSM2018_Base_High32273 | Fuel Cost | On Peak | 2018-08-01 | Expected Values | 17833.94 | -0.01 | StationFuel_DSM2018_w30mw_High32276 | Fuel Cost | ALL | 2018-08-01 | Expected Values | 53358.6 | StationFuel_DSM2018_w30mw_High32276 | Fuel Cost | Off Peak | 2018-08-01 | Expected Values | 35698.26 | StationFuel_DSM2018_w30mw_High32276 | Fuel Cost | On Peak | 2018-08-01 | Expected Values | 17660.34 | 0
| StationFuel_DSM2018_Base_High32273 | Fuel Cost | ALL | 2018-09-01 | Expected Values | 49108.72 | StationFuel_DSM2018_Base_High32273 | Fuel Cost | Off Peak | 2018-09-01 | Expected Values | 34831.13 | StationFuel_DSM2018_Base_High32273 | Fuel Cost | On Peak | 2018-09-01 | Expected Values | 14277.6 | 0.01 | StationFuel_DSM2018_w30mw_High32276 | Fuel Cost | ALL | 2018-09-01 | Expected Values | 48428 | StationFuel_DSM2018_w30mw_High32276 | Fuel Cost | Off Peak | 2018-09-01 | Expected Values | 34327.2 | StationFuel_DSM2018_w30mw_High32276 | Fuel Cost | On Peak | 2018-09-01 | Expected Values | 14100.82 | 0.02
| StationFuel_DSM2018_Base_High32273 | Fuel Cost | ALL | 2018-10-01 | Expected Values | 43485.8 | StationFuel_DSM2018_Base_High32273 | Fuel Cost | Off Peak | 2018-10-01 | Expected Values | 28560.85 | StationFuel_DSM2018_Base_High32273 | Fuel Cost | On Peak | 2018-10-01 | Expected Values | 14924.94 | -0.01 | StationFuel_DSM2018_w30mw_High32276 | Fuel Cost | ALL | 2018-10-01 | Expected Values | 42776.81 | StationFuel_DSM2018_w30mw_High32276 | Fuel Cost | Off Peak | 2018-10-01 | Expected Values | 28045 | StationFuel_DSM2018_w30mw_High32276 | Fuel Cost | On Peak | 2018-10-01 | Expected Values | 14731.81 | 0
| StationFuel_DSM2018_Base_High32273 | Fuel Cost | ALL | 2018-11-01 | Expected Values | 39086.87 | StationFuel_DSM2018_Base_High32273 | Fuel Cost | Off Peak | 2018-11-01 | Expected Values | 28682.71 | StationFuel_DSM2018_Base_High32273 | Fuel Cost | On Peak | 2018-11-01 | Expected Values | 10404.17 | 0.01 | StationFuel_DSM2018_w30mw_High32276 | Fuel Cost | ALL | 2018-11-01 | Expected Values | 38367.86 | StationFuel_DSM2018_w30mw_High32276 | Fuel Cost | Off Peak | 2018-11-01 | Expected Values | 28152.32 | StationFuel_DSM2018_w30mw_High32276 | Fuel Cost | On Peak | 2018-11-01 | Expected Values | 10215.55 | 0.01
| StationFuel_DSM2018_Base_High32273 | Fuel Cost | ALL | 2018-12-01 | Expected Values | 42542.7 | StationFuel_DSM2018_Base_High32273 | Fuel Cost | Off Peak | 2018-12-01 | Expected Values | 31853.73 | StationFuel_DSM2018_Base_High32273 | Fuel Cost | On Peak | 2018-12-01 | Expected Values | 10688.97 | 0 | StationFuel_DSM2018_w30mw_High32276 | Fuel Cost | ALL | 2018-12-01 | Expected Values | 41866.88 | StationFuel_DSM2018_w30mw_High32276 | Fuel Cost | Off Peak | 2018-12-01 | Expected Values | 31338.89 | StationFuel_DSM2018_w30mw_High32276 | Fuel Cost | On Peak | 2018-12-01 | Expected Values | 10527.99 | 0
| StationFuel_DSM2018_Base_High32273 | Fuel Cost | ALL | 2019-01-01 | Expected Values | 44789.5 | StationFuel_DSM2018_Base_High32273 | Fuel Cost | Off Peak | 2019-01-01 | Expected Values | 31990.58 | StationFuel_DSM2018_Base_High32273 | Fuel Cost | On Peak | 2019-01-01 | Expected Values | 12798.92 | 0 | StationFuel_DSM2018_w30mw_High32276 | Fuel Cost | ALL | 2019-01-01 | Expected Values | 44002.14 | StationFuel_DSM2018_w30mw_High32276 | Fuel Cost | Off Peak | 2019-01-01 | Expected Values | 31399.92 | StationFuel_DSM2018_w30mw_High32276 | Fuel Cost | On Peak | 2019-01-01 | Expected Values | 12602.21 | -0.01
| StationFuel_DSM2018_Base_High32273 | Fuel Cost | ALL | 2019-02-01 | Expected Values | 39966.62 | StationFuel_DSM2018_Base_High32273 | Fuel Cost | Off Peak | 2019-02-01 | Expected Values | 28878.08 | StationFuel_DSM2018_Base_High32273 | Fuel Cost | On Peak | 2019-02-01 | Expected Values | 11088.54 | 0 | StationFuel_DSM2018_w30mw_High32276 | Fuel Cost | ALL | 2019-02-01 | Expected Values | 39236.58 | StationFuel_DSM2018_w30mw_High32276 | Fuel Cost | Off Peak | 2019-02-01 | Expected Values | 28326.97 | StationFuel_DSM2018_w30mw_High32276 | Fuel Cost | On Peak | 2019-02-01 | Expected Values | 10909.61 | 0
| StationFuel_DSM2018_Base_High32273 | Fuel Cost | ALL | 2019-03-01 | Expected Values | 43389.3 | StationFuel_DSM2018_Base_High32273 | Fuel Cost | Off Peak | 2019-03-01 | Expected Values | 32329.09 | StationFuel_DSM2018_Base_High32273 | Fuel Cost | On Peak | 2019-03-01 | Expected Values | 11060.21 | 0 | StationFuel_DSM2018_w30mw_High32276 | Fuel Cost | ALL | 2019-03-01 | Expected Values | 42598.34 | StationFuel_DSM2018_w30mw_High32276 | Fuel Cost | Off Peak | 2019-03-01 | Expected Values | 31718.98 | StationFuel_DSM2018_w30mw_High32276 | Fuel Cost | On Peak | 2019-03-01 | Expected Values | 10879.36 | 0
| StationFuel_DSM2018_Base_High32273 | Fuel Cost | ALL | 2019-04-01 | Expected Values | 43895 | StationFuel_DSM2018_Base_High32273 | Fuel Cost | Off Peak | 2019-04-01 | Expected Values | 28976.14 | StationFuel_DSM2018_Base_High32273 | Fuel Cost | On Peak | 2019-04-01 | Expected Values | 14918.85 | -0.01 | StationFuel_DSM2018_w30mw_High32276 | Fuel Cost | ALL | 2019-04-01 | Expected Values | 43162.34 | StationFuel_DSM2018_w30mw_High32276 | Fuel Cost | Off Peak | 2019-04-01 | Expected Values | 28452.54 | StationFuel_DSM2018_w30mw_High32276 | Fuel Cost | On Peak | 2019-04-01 | Expected Values | 14709.8 | 0
| StationFuel_DSM2018_Base_High32273 | Fuel Cost | ALL | 2019-05-01 | Expected Values | 49586.59 | StationFuel_DSM2018_Base_High32273 | Fuel Cost | Off Peak | 2019-05-01 | Expected Values | 32885.5 | StationFuel_DSM2018_Base_High32273 | Fuel Cost | On Peak | 2019-05-01 | Expected Values | 16701.09 | 0 | StationFuel_DSM2018_w30mw_High32276 | Fuel Cost | ALL | 2019-05-01 | Expected Values | 48883.81 | StationFuel_DSM2018_w30mw_High32276 | Fuel Cost | Off Peak | 2019-05-01 | Expected Values | 32380.18 | StationFuel_DSM2018_w30mw_High32276 | Fuel Cost | On Peak | 2019-05-01 | Expected Values | 16503.64 | 0.01
| StationFuel_DSM2018_Base_High32273 | Fuel Cost | ALL | 2019-06-01 | Expected Values | 54790.48 | StationFuel_DSM2018_Base_High32273 | Fuel Cost | Off Peak | 2019-06-01 | Expected Values | 38228.98 | StationFuel_DSM2018_Base_High32273 | Fuel Cost | On Peak | 2019-06-01 | Expected Values | 16561.5 | 0 | StationFuel_DSM2018_w30mw_High32276 | Fuel Cost | ALL | 2019-06-01 | Expected Values | 54148.08 | StationFuel_DSM2018_w30mw_High32276 | Fuel Cost | Off Peak | 2019-06-01 | Expected Values | 37748.89 | StationFuel_DSM2018_w30mw_High32276 | Fuel Cost | On Peak | 2019-06-01 | Expected Values | 16399.2 | 0.01
| StationFuel_DSM2018_Base_High32273 | Fuel Cost | ALL | 2019-07-01 | Expected Values | 57567.06 | StationFuel_DSM2018_Base_High32273 | Fuel Cost | Off Peak | 2019-07-01 | Expected Values | 37963.98 | StationFuel_DSM2018_Base_High32273 | Fuel Cost | On Peak | 2019-07-01 | Expected Values | 19603.08 | 0 | StationFuel_DSM2018_w30mw_High32276 | Fuel Cost | ALL | 2019-07-01 | Expected Values | 56822.76 | StationFuel_DSM2018_w30mw_High32276 | Fuel Cost | Off Peak | 2019-07-01 | Expected Values | 37440.03 | StationFuel_DSM2018_w30mw_High32276 | Fuel Cost | On Peak | 2019-07-01 | Expected Values | 19382.74 | 0.01
| StationFuel_DSM2018_Base_High32273 | Fuel Cost | ALL | 2019-08-01 | Expected Values | 58671.92 | StationFuel_DSM2018_Base_High32273 | Fuel Cost | Off Peak | 2019-08-01 | Expected Values | 39987.56 | StationFuel_DSM2018_Base_High32273 | Fuel Cost | On Peak | 2019-08-01 | Expected Values | 18684.36 | 0 | StationFuel_DSM2018_w30mw_High32276 | Fuel Cost | ALL | 2019-08-01 | Expected Values | 57955.41 | StationFuel_DSM2018_w30mw_High32276 | Fuel Cost | Off Peak | 2019-08-01 | Expected Values | 39467.21 | StationFuel_DSM2018_w30mw_High32276 | Fuel Cost | On Peak | 2019-08-01 | Expected Values | 18488.2 | 0
| StationFuel_DSM2018_Base_High32273 | Fuel Cost | ALL | 2019-09-01 | Expected Values | 55178.26 | StationFuel_DSM2018_Base_High32273 | Fuel Cost | Off Peak | 2019-09-01 | Expected Values | 38092.04 | StationFuel_DSM2018_Base_High32273 | Fuel Cost | On Peak | 2019-09-01 | Expected Values | 17086.22 | 0 | StationFuel_DSM2018_w30mw_High32276 | Fuel Cost | ALL | 2019-09-01 | Expected Values | 54492.45 | StationFuel_DSM2018_w30mw_High32276 | Fuel Cost | Off Peak | 2019-09-01 | Expected Values | 37588.02 | StationFuel_DSM2018_w30mw_High32276 | Fuel Cost | On Peak | 2019-09-01 | Expected Values | 16904.43 | 0
| StationFuel_DSM2018_Base_High32273 | Fuel Cost | ALL | 2019-10-01 | Expected Values | 50503.37 | StationFuel_DSM2018_Base_High32273 | Fuel Cost | Off Peak | 2019-10-01 | Expected Values | 33257.91 | StationFuel_DSM2018_Base_High32273 | Fuel Cost | On Peak | 2019-10-01 | Expected Values | 17245.45 | -0.01 | StationFuel_DSM2018_w30mw_High32276 | Fuel Cost | ALL | 2019-10-01 | Expected Values | 49805.54 | StationFuel_DSM2018_w30mw_High32276 | Fuel Cost | Off Peak | 2019-10-01 | Expected Values | 32774.46 | StationFuel_DSM2018_w30mw_High32276 | Fuel Cost | On Peak | 2019-10-01 | Expected Values | 17031.08 | 0
| StationFuel_DSM2018_Base_High32273 | Fuel Cost | ALL | 2019-11-01 | Expected Values | 39912.32 | StationFuel_DSM2018_Base_High32273 | Fuel Cost | Off Peak | 2019-11-01 | Expected Values | 29743.88 | StationFuel_DSM2018_Base_High32273 | Fuel Cost | On Peak | 2019-11-01 | Expected Values | 10168.45 | 0.01 | StationFuel_DSM2018_w30mw_High32276 | Fuel Cost | ALL | 2019-11-01 | Expected Values | 39206.19 | StationFuel_DSM2018_w30mw_High32276 | Fuel Cost | Off Peak | 2019-11-01 | Expected Values | 29205.91 | StationFuel_DSM2018_w30mw_High32276 | Fuel Cost | On Peak | 2019-11-01 | Expected Values | 10000.29 | 0.01
| StationFuel_DSM2018_Base_High32273 | Fuel Cost | ALL | 2019-12-01 | Expected Values | 44857.62 | StationFuel_DSM2018_Base_High32273 | Fuel Cost | Off Peak | 2019-12-01 | Expected Values | 32946.55 | StationFuel_DSM2018_Base_High32273 | Fuel Cost | On Peak | 2019-12-01 | Expected Values | 11911.07 | 0 | StationFuel_DSM2018_w30mw_High32276 | Fuel Cost | ALL | 2019-12-01 | Expected Values | 44144.27 | StationFuel_DSM2018_w30mw_High32276 | Fuel Cost | Off Peak | 2019-12-01 | Expected Values | 32408.43 | StationFuel_DSM2018_w30mw_High32276 | Fuel Cost | On Peak | 2019-12-01 | Expected Values | 11735.85 | 0.01
| StationFuel_DSM2018_Base_High32273 | Fuel Cost | ALL | 2020-01-01 | Expected Values | 48542.78 | StationFuel_DSM2018_Base_High32273 | Fuel Cost | Off Peak | 2020-01-01 | Expected Values | 34546.73 | StationFuel_DSM2018_Base_High32273 | Fuel Cost | On Peak | 2020-01-01 | Expected Values | 13996.05 | 0 | StationFuel_DSM2018_w30mw_High32276 | Fuel Cost | ALL | 2020-01-01 | Expected Values | 47711.25 | StationFuel_DSM2018_w30mw_High32276 | Fuel Cost | Off Peak | 2020-01-01 | Expected Values | 33930.61 | StationFuel_DSM2018_w30mw_High32276 | Fuel Cost | On Peak | 2020-01-01 | Expected Values | 13780.63 | -0.01
| StationFuel_DSM2018_Base_High32273 | Fuel Cost | ALL | 2020-02-01 | Expected Values | 42678.59 | StationFuel_DSM2018_Base_High32273 | Fuel Cost | Off Peak | 2020-02-01 | Expected Values | 31043.46 | StationFuel_DSM2018_Base_High32273 | Fuel Cost | On Peak | 2020-02-01 | Expected Values | 11635.12 | -0.01 | StationFuel_DSM2018_w30mw_High32276 | Fuel Cost | ALL | 2020-02-01 | Expected Values | 41889.36 | StationFuel_DSM2018_w30mw_High32276 | Fuel Cost | Off Peak | 2020-02-01 | Expected Values | 30444.08 | StationFuel_DSM2018_w30mw_High32276 | Fuel Cost | On Peak | 2020-02-01 | Expected Values | 11445.27 | -0.01
| StationFuel_DSM2018_Base_High32273 | Fuel Cost | ALL | 2020-03-01 | Expected Values | 48450.2 | StationFuel_DSM2018_Base_High32273 | Fuel Cost | Off Peak | 2020-03-01 | Expected Values | 35438.1 | StationFuel_DSM2018_Base_High32273 | Fuel Cost | On Peak | 2020-03-01 | Expected Values | 13012.1 | 0 | StationFuel_DSM2018_w30mw_High32276 | Fuel Cost | ALL | 2020-03-01 | Expected Values | 47594.15 | StationFuel_DSM2018_w30mw_High32276 | Fuel Cost | Off Peak | 2020-03-01 | Expected Values | 34789.36 | StationFuel_DSM2018_w30mw_High32276 | Fuel Cost | On Peak | 2020-03-01 | Expected Values | 12804.79 | 0
| StationFuel_DSM2018_Base_High32273 | Fuel Cost | ALL | 2020-04-01 | Expected Values | 47498.84 | StationFuel_DSM2018_Base_High32273 | Fuel Cost | Off Peak | 2020-04-01 | Expected Values | 31208.8 | StationFuel_DSM2018_Base_High32273 | Fuel Cost | On Peak | 2020-04-01 | Expected Values | 16290.03 | -0.01 | StationFuel_DSM2018_w30mw_High32276 | Fuel Cost | ALL | 2020-04-01 | Expected Values | 46758.11 | StationFuel_DSM2018_w30mw_High32276 | Fuel Cost | Off Peak | 2020-04-01 | Expected Values | 30679.02 | StationFuel_DSM2018_w30mw_High32276 | Fuel Cost | On Peak | 2020-04-01 | Expected Values | 16079.08 | -0.01
| StationFuel_DSM2018_Base_High32273 | Fuel Cost | ALL | 2020-05-01 | Expected Values | 53793.43 | StationFuel_DSM2018_Base_High32273 | Fuel Cost | Off Peak | 2020-05-01 | Expected Values | 37225.77 | StationFuel_DSM2018_Base_High32273 | Fuel Cost | On Peak | 2020-05-01 | Expected Values | 16567.66 | 0 | StationFuel_DSM2018_w30mw_High32276 | Fuel Cost | ALL | 2020-05-01 | Expected Values | 52956.85 | StationFuel_DSM2018_w30mw_High32276 | Fuel Cost | Off Peak | 2020-05-01 | Expected Values | 36613.86 | StationFuel_DSM2018_w30mw_High32276 | Fuel Cost | On Peak | 2020-05-01 | Expected Values | 16343 | 0.01
| StationFuel_DSM2018_Base_High32273 | Fuel Cost | ALL | 2020-06-01 | Expected Values | 60016.49 | StationFuel_DSM2018_Base_High32273 | Fuel Cost | Off Peak | 2020-06-01 | Expected Values | 40107.74 | StationFuel_DSM2018_Base_High32273 | Fuel Cost | On Peak | 2020-06-01 | Expected Values | 19908.75 | 0 | StationFuel_DSM2018_w30mw_High32276 | Fuel Cost | ALL | 2020-06-01 | Expected Values | 59352.32 | StationFuel_DSM2018_w30mw_High32276 | Fuel Cost | Off Peak | 2020-06-01 | Expected Values | 39636.52 | StationFuel_DSM2018_w30mw_High32276 | Fuel Cost | On Peak | 2020-06-01 | Expected Values | 19715.8 | 0
| StationFuel_DSM2018_Base_High32273 | Fuel Cost | ALL | 2020-07-01 | Expected Values | 62783.55 | StationFuel_DSM2018_Base_High32273 | Fuel Cost | Off Peak | 2020-07-01 | Expected Values | 41383.17 | StationFuel_DSM2018_Base_High32273 | Fuel Cost | On Peak | 2020-07-01 | Expected Values | 21400.38 | 0 | StationFuel_DSM2018_w30mw_High32276 | Fuel Cost | ALL | 2020-07-01 | Expected Values | 62057.76 | StationFuel_DSM2018_w30mw_High32276 | Fuel Cost | Off Peak | 2020-07-01 | Expected Values | 40861.41 | StationFuel_DSM2018_w30mw_High32276 | Fuel Cost | On Peak | 2020-07-01 | Expected Values | 21196.36 | 0.01
| StationFuel_DSM2018_Base_High32273 | Fuel Cost | ALL | 2020-08-01 | Expected Values | 64137.02 | StationFuel_DSM2018_Base_High32273 | Fuel Cost | Off Peak | 2020-08-01 | Expected Values | 44760.35 | StationFuel_DSM2018_Base_High32273 | Fuel Cost | On Peak | 2020-08-01 | Expected Values | 19376.67 | 0 | StationFuel_DSM2018_w30mw_High32276 | Fuel Cost | ALL | 2020-08-01 | Expected Values | 63367.79 | StationFuel_DSM2018_w30mw_High32276 | Fuel Cost | Off Peak | 2020-08-01 | Expected Values | 44194.91 | StationFuel_DSM2018_w30mw_High32276 | Fuel Cost | On Peak | 2020-08-01 | Expected Values | 19172.88 | 0
| StationFuel_DSM2018_Base_High32273 | Fuel Cost | ALL | 2020-09-01 | Expected Values | 60280.6 | StationFuel_DSM2018_Base_High32273 | Fuel Cost | Off Peak | 2020-09-01 | Expected Values | 40714.98 | StationFuel_DSM2018_Base_High32273 | Fuel Cost | On Peak | 2020-09-01 | Expected Values | 19565.62 | 0 | StationFuel_DSM2018_w30mw_High32276 | Fuel Cost | ALL | 2020-09-01 | Expected Values | 59460.72 | StationFuel_DSM2018_w30mw_High32276 | Fuel Cost | Off Peak | 2020-09-01 | Expected Values | 40147.77 | StationFuel_DSM2018_w30mw_High32276 | Fuel Cost | On Peak | 2020-09-01 | Expected Values | 19312.95 | 0
| StationFuel_DSM2018_Base_High32273 | Fuel Cost | ALL | 2020-10-01 | Expected Values | 55175.9 | StationFuel_DSM2018_Base_High32273 | Fuel Cost | Off Peak | 2020-10-01 | Expected Values | 37461.96 | StationFuel_DSM2018_Base_High32273 | Fuel Cost | On Peak | 2020-10-01 | Expected Values | 17713.95 | 0.01 | StationFuel_DSM2018_w30mw_High32276 | Fuel Cost | ALL | 2020-10-01 | Expected Values | 54455.08 | StationFuel_DSM2018_w30mw_High32276 | Fuel Cost | Off Peak | 2020-10-01 | Expected Values | 36944.5 | StationFuel_DSM2018_w30mw_High32276 | Fuel Cost | On Peak | 2020-10-01 | Expected Values | 17510.58 | 0
| StationFuel_DSM2018_Base_High32273 | Fuel Cost | ALL | 2020-11-01 | Expected Values | 42912.32 | StationFuel_DSM2018_Base_High32273 | Fuel Cost | Off Peak | 2020-11-01 | Expected Values | 31885.91 | StationFuel_DSM2018_Base_High32273 | Fuel Cost | On Peak | 2020-11-01 | Expected Values | 11026.41 | 0 | StationFuel_DSM2018_w30mw_High32276 | Fuel Cost | ALL | 2020-11-01 | Expected Values | 42126.65 | StationFuel_DSM2018_w30mw_High32276 | Fuel Cost | Off Peak | 2020-11-01 | Expected Values | 31285.3 | StationFuel_DSM2018_w30mw_High32276 | Fuel Cost | On Peak | 2020-11-01 | Expected Values | 10841.36 | 0.01
| StationFuel_DSM2018_Base_High32273 | Fuel Cost | ALL | 2020-12-01 | Expected Values | 49388.73 | StationFuel_DSM2018_Base_High32273 | Fuel Cost | Off Peak | 2020-12-01 | Expected Values | 35649.49 | StationFuel_DSM2018_Base_High32273 | Fuel Cost | On Peak | 2020-12-01 | Expected Values | 13739.24 | 0 | StationFuel_DSM2018_w30mw_High32276 | Fuel Cost | ALL | 2020-12-01 | Expected Values | 48590.95 | StationFuel_DSM2018_w30mw_High32276 | Fuel Cost | Off Peak | 2020-12-01 | Expected Values | 35056.02 | StationFuel_DSM2018_w30mw_High32276 | Fuel Cost | On Peak | 2020-12-01 | Expected Values | 13534.92 | -0.01
| StationFuel_DSM2018_Base_High32273 | Fuel Cost | ALL | 2021-01-01 | Expected Values | 53033.65 | StationFuel_DSM2018_Base_High32273 | Fuel Cost | Off Peak | 2021-01-01 | Expected Values | 38867.55 | StationFuel_DSM2018_Base_High32273 | Fuel Cost | On Peak | 2021-01-01 | Expected Values | 14166.09 | -0.01 | StationFuel_DSM2018_w30mw_High32276 | Fuel Cost | ALL | 2021-01-01 | Expected Values | 52126.89 | StationFuel_DSM2018_w30mw_High32276 | Fuel Cost | Off Peak | 2021-01-01 | Expected Values | 38174.86 | StationFuel_DSM2018_w30mw_High32276 | Fuel Cost | On Peak | 2021-01-01 | Expected Values | 13952.02 | -0.01
| StationFuel_DSM2018_Base_High32273 | Fuel Cost | ALL | 2021-02-01 | Expected Values | 46817.57 | StationFuel_DSM2018_Base_High32273 | Fuel Cost | Off Peak | 2021-02-01 | Expected Values | 33541.89 | StationFuel_DSM2018_Base_High32273 | Fuel Cost | On Peak | 2021-02-01 | Expected Values | 13275.67 | -0.01 | StationFuel_DSM2018_w30mw_High32276 | Fuel Cost | ALL | 2021-02-01 | Expected Values | 45970.58 | StationFuel_DSM2018_w30mw_High32276 | Fuel Cost | Off Peak | 2021-02-01 | Expected Values | 32901.99 | StationFuel_DSM2018_w30mw_High32276 | Fuel Cost | On Peak | 2021-02-01 | Expected Values | 13068.58 | -0.01
| StationFuel_DSM2018_Base_High32273 | Fuel Cost | ALL | 2021-03-01 | Expected Values | 50584.87 | StationFuel_DSM2018_Base_High32273 | Fuel Cost | Off Peak | 2021-03-01 | Expected Values | 36383.09 | StationFuel_DSM2018_Base_High32273 | Fuel Cost | On Peak | 2021-03-01 | Expected Values | 14201.77 | -0.01 | StationFuel_DSM2018_w30mw_High32276 | Fuel Cost | ALL | 2021-03-01 | Expected Values | 49659.79 | StationFuel_DSM2018_w30mw_High32276 | Fuel Cost | Off Peak | 2021-03-01 | Expected Values | 35682.15 | StationFuel_DSM2018_w30mw_High32276 | Fuel Cost | On Peak | 2021-03-01 | Expected Values | 13977.63 | -0.01
| StationFuel_DSM2018_Base_High32273 | Fuel Cost | ALL | 2021-04-01 | Expected Values | 50366.3 | StationFuel_DSM2018_Base_High32273 | Fuel Cost | Off Peak | 2021-04-01 | Expected Values | 32987.46 | StationFuel_DSM2018_Base_High32273 | Fuel Cost | On Peak | 2021-04-01 | Expected Values | 17378.84 | 0 | StationFuel_DSM2018_w30mw_High32276 | Fuel Cost | ALL | 2021-04-01 | Expected Values | 49568.79 | StationFuel_DSM2018_w30mw_High32276 | Fuel Cost | Off Peak | 2021-04-01 | Expected Values | 32413.81 | StationFuel_DSM2018_w30mw_High32276 | Fuel Cost | On Peak | 2021-04-01 | Expected Values | 17154.97 | -0.01
| StationFuel_DSM2018_Base_High32273 | Fuel Cost | ALL | 2021-05-01 | Expected Values | 57488.29 | StationFuel_DSM2018_Base_High32273 | Fuel Cost | Off Peak | 2021-05-01 | Expected Values | 39738.47 | StationFuel_DSM2018_Base_High32273 | Fuel Cost | On Peak | 2021-05-01 | Expected Values | 17749.82 | 0 | StationFuel_DSM2018_w30mw_High32276 | Fuel Cost | ALL | 2021-05-01 | Expected Values | 56696.74 | StationFuel_DSM2018_w30mw_High32276 | Fuel Cost | Off Peak | 2021-05-01 | Expected Values | 39145.11 | StationFuel_DSM2018_w30mw_High32276 | Fuel Cost | On Peak | 2021-05-01 | Expected Values | 17551.62 | -0.01
| StationFuel_DSM2018_Base_High32273 | Fuel Cost | ALL | 2021-06-01 | Expected Values | 64994.72 | StationFuel_DSM2018_Base_High32273 | Fuel Cost | Off Peak | 2021-06-01 | Expected Values | 43446.04 | StationFuel_DSM2018_Base_High32273 | Fuel Cost | On Peak | 2021-06-01 | Expected Values | 21548.68 | 0 | StationFuel_DSM2018_w30mw_High32276 | Fuel Cost | ALL | 2021-06-01 | Expected Values | 64206.51 | StationFuel_DSM2018_w30mw_High32276 | Fuel Cost | Off Peak | 2021-06-01 | Expected Values | 42879.6 | StationFuel_DSM2018_w30mw_High32276 | Fuel Cost | On Peak | 2021-06-01 | Expected Values | 21326.91 | 0
| StationFuel_DSM2018_Base_High32273 | Fuel Cost | ALL | 2021-07-01 | Expected Values | 68049.09 | StationFuel_DSM2018_Base_High32273 | Fuel Cost | Off Peak | 2021-07-01 | Expected Values | 45766.08 | StationFuel_DSM2018_Base_High32273 | Fuel Cost | On Peak | 2021-07-01 | Expected Values | 22283.01 | 0 | StationFuel_DSM2018_w30mw_High32276 | Fuel Cost | ALL | 2021-07-01 | Expected Values | 67226.86 | StationFuel_DSM2018_w30mw_High32276 | Fuel Cost | Off Peak | 2021-07-01 | Expected Values | 45177.07 | StationFuel_DSM2018_w30mw_High32276 | Fuel Cost | On Peak | 2021-07-01 | Expected Values | 22049.79 | 0
| StationFuel_DSM2018_Base_High32273 | Fuel Cost | ALL | 2021-08-01 | Expected Values | 69798.31 | StationFuel_DSM2018_Base_High32273 | Fuel Cost | Off Peak | 2021-08-01 | Expected Values | 47780.77 | StationFuel_DSM2018_Base_High32273 | Fuel Cost | On Peak | 2021-08-01 | Expected Values | 22017.54 | 0 | StationFuel_DSM2018_w30mw_High32276 | Fuel Cost | ALL | 2021-08-01 | Expected Values | 68935.93 | StationFuel_DSM2018_w30mw_High32276 | Fuel Cost | Off Peak | 2021-08-01 | Expected Values | 47165.68 | StationFuel_DSM2018_w30mw_High32276 | Fuel Cost | On Peak | 2021-08-01 | Expected Values | 21770.24 | -0.01
| StationFuel_DSM2018_Base_High32273 | Fuel Cost | ALL | 2021-09-01 | Expected Values | 64844.32 | StationFuel_DSM2018_Base_High32273 | Fuel Cost | Off Peak | 2021-09-01 | Expected Values | 43696.38 | StationFuel_DSM2018_Base_High32273 | Fuel Cost | On Peak | 2021-09-01 | Expected Values | 21147.93 | -0.01 | StationFuel_DSM2018_w30mw_High32276 | Fuel Cost | ALL | 2021-09-01 | Expected Values | 64048.85 | StationFuel_DSM2018_w30mw_High32276 | Fuel Cost | Off Peak | 2021-09-01 | Expected Values | 43132.05 | StationFuel_DSM2018_w30mw_High32276 | Fuel Cost | On Peak | 2021-09-01 | Expected Values | 20916.8 | 0
| StationFuel_DSM2018_Base_High32273 | Fuel Cost | ALL | 2021-10-01 | Expected Values | 60199.56 | StationFuel_DSM2018_Base_High32273 | Fuel Cost | Off Peak | 2021-10-01 | Expected Values | 41689.84 | StationFuel_DSM2018_Base_High32273 | Fuel Cost | On Peak | 2021-10-01 | Expected Values | 18509.72 | 0 | StationFuel_DSM2018_w30mw_High32276 | Fuel Cost | ALL | 2021-10-01 | Expected Values | 59328.12 | StationFuel_DSM2018_w30mw_High32276 | Fuel Cost | Off Peak | 2021-10-01 | Expected Values | 41057.38 | StationFuel_DSM2018_w30mw_High32276 | Fuel Cost | On Peak | 2021-10-01 | Expected Values | 18270.74 | 0
| StationFuel_DSM2018_Base_High32273 | Fuel Cost | ALL | 2021-11-01 | Expected Values | 48988.53 | StationFuel_DSM2018_Base_High32273 | Fuel Cost | Off Peak | 2021-11-01 | Expected Values | 35795.09 | StationFuel_DSM2018_Base_High32273 | Fuel Cost | On Peak | 2021-11-01 | Expected Values | 13193.44 | 0 | StationFuel_DSM2018_w30mw_High32276 | Fuel Cost | ALL | 2021-11-01 | Expected Values | 48192.17 | StationFuel_DSM2018_w30mw_High32276 | Fuel Cost | Off Peak | 2021-11-01 | Expected Values | 35194.09 | StationFuel_DSM2018_w30mw_High32276 | Fuel Cost | On Peak | 2021-11-01 | Expected Values | 12998.08 | 0
| StationFuel_DSM2018_Base_High32273 | Fuel Cost | ALL | 2021-12-01 | Expected Values | 54423.95 | StationFuel_DSM2018_Base_High32273 | Fuel Cost | Off Peak | 2021-12-01 | Expected Values | 39247.25 | StationFuel_DSM2018_Base_High32273 | Fuel Cost | On Peak | 2021-12-01 | Expected Values | 15176.71 | 0.01 | StationFuel_DSM2018_w30mw_High32276 | Fuel Cost | ALL | 2021-12-01 | Expected Values | 53534.32 | StationFuel_DSM2018_w30mw_High32276 | Fuel Cost | Off Peak | 2021-12-01 | Expected Values | 38581.66 | StationFuel_DSM2018_w30mw_High32276 | Fuel Cost | On Peak | 2021-12-01 | Expected Values | 14952.66 | 0
| StationFuel_DSM2018_Base_High32273 | Fuel Cost | ALL | 2022-01-01 | Expected Values | 52913.38 | StationFuel_DSM2018_Base_High32273 | Fuel Cost | Off Peak | 2022-01-01 | Expected Values | 38765.47 | StationFuel_DSM2018_Base_High32273 | Fuel Cost | On Peak | 2022-01-01 | Expected Values | 14147.9 | -0.01 | StationFuel_DSM2018_w30mw_High32276 | Fuel Cost | ALL | 2022-01-01 | Expected Values | 52049.52 | StationFuel_DSM2018_w30mw_High32276 | Fuel Cost | Off Peak | 2022-01-01 | Expected Values | 38102.04 | StationFuel_DSM2018_w30mw_High32276 | Fuel Cost | On Peak | 2022-01-01 | Expected Values | 13947.47 | -0.01
| StationFuel_DSM2018_Base_High32273 | Fuel Cost | ALL | 2022-02-01 | Expected Values | 46087.58 | StationFuel_DSM2018_Base_High32273 | Fuel Cost | Off Peak | 2022-02-01 | Expected Values | 33118.55 | StationFuel_DSM2018_Base_High32273 | Fuel Cost | On Peak | 2022-02-01 | Expected Values | 12969.04 | 0.01 | StationFuel_DSM2018_w30mw_High32276 | Fuel Cost | ALL | 2022-02-01 | Expected Values | 45282.63 | StationFuel_DSM2018_w30mw_High32276 | Fuel Cost | Off Peak | 2022-02-01 | Expected Values | 32502.03 | StationFuel_DSM2018_w30mw_High32276 | Fuel Cost | On Peak | 2022-02-01 | Expected Values | 12780.6 | 0
| StationFuel_DSM2018_Base_High32273 | Fuel Cost | ALL | 2022-03-01 | Expected Values | 49939.48 | StationFuel_DSM2018_Base_High32273 | Fuel Cost | Off Peak | 2022-03-01 | Expected Values | 35900.64 | StationFuel_DSM2018_Base_High32273 | Fuel Cost | On Peak | 2022-03-01 | Expected Values | 14038.84 | 0 | StationFuel_DSM2018_w30mw_High32276 | Fuel Cost | ALL | 2022-03-01 | Expected Values | 49054.76 | StationFuel_DSM2018_w30mw_High32276 | Fuel Cost | Off Peak | 2022-03-01 | Expected Values | 35245.72 | StationFuel_DSM2018_w30mw_High32276 | Fuel Cost | On Peak | 2022-03-01 | Expected Values | 13809.03 | -0.01
| StationFuel_DSM2018_Base_High32273 | Fuel Cost | ALL | 2022-04-01 | Expected Values | 55191.26 | StationFuel_DSM2018_Base_High32273 | Fuel Cost | Off Peak | 2022-04-01 | Expected Values | 36792.26 | StationFuel_DSM2018_Base_High32273 | Fuel Cost | On Peak | 2022-04-01 | Expected Values | 18398.99 | -0.01 | StationFuel_DSM2018_w30mw_High32276 | Fuel Cost | ALL | 2022-04-01 | Expected Values | 54358.72 | StationFuel_DSM2018_w30mw_High32276 | Fuel Cost | Off Peak | 2022-04-01 | Expected Values | 36184.73 | StationFuel_DSM2018_w30mw_High32276 | Fuel Cost | On Peak | 2022-04-01 | Expected Values | 18173.99 | 0
| StationFuel_DSM2018_Base_High32273 | Fuel Cost | ALL | 2022-05-01 | Expected Values | 63422.01 | StationFuel_DSM2018_Base_High32273 | Fuel Cost | Off Peak | 2022-05-01 | Expected Values | 42558.72 | StationFuel_DSM2018_Base_High32273 | Fuel Cost | On Peak | 2022-05-01 | Expected Values | 20863.29 | 0 | StationFuel_DSM2018_w30mw_High32276 | Fuel Cost | ALL | 2022-05-01 | Expected Values | 62507.19 | StationFuel_DSM2018_w30mw_High32276 | Fuel Cost | Off Peak | 2022-05-01 | Expected Values | 41898.09 | StationFuel_DSM2018_w30mw_High32276 | Fuel Cost | On Peak | 2022-05-01 | Expected Values | 20609.09 | -0.01
| StationFuel_DSM2018_Base_High32273 | Fuel Cost | ALL | 2022-06-01 | Expected Values | 71052.15 | StationFuel_DSM2018_Base_High32273 | Fuel Cost | Off Peak | 2022-06-01 | Expected Values | 47198.49 | StationFuel_DSM2018_Base_High32273 | Fuel Cost | On Peak | 2022-06-01 | Expected Values | 23853.66 | 0 | StationFuel_DSM2018_w30mw_High32276 | Fuel Cost | ALL | 2022-06-01 | Expected Values | 70162.82 | StationFuel_DSM2018_w30mw_High32276 | Fuel Cost | Off Peak | 2022-06-01 | Expected Values | 46569.83 | StationFuel_DSM2018_w30mw_High32276 | Fuel Cost | On Peak | 2022-06-01 | Expected Values | 23592.98 | -0.01
| StationFuel_DSM2018_Base_High32273 | Fuel Cost | ALL | 2022-07-01 | Expected Values | 74000.53 | StationFuel_DSM2018_Base_High32273 | Fuel Cost | Off Peak | 2022-07-01 | Expected Values | 50720.1 | StationFuel_DSM2018_Base_High32273 | Fuel Cost | On Peak | 2022-07-01 | Expected Values | 23280.43 | 0 | StationFuel_DSM2018_w30mw_High32276 | Fuel Cost | ALL | 2022-07-01 | Expected Values | 73105.39 | StationFuel_DSM2018_w30mw_High32276 | Fuel Cost | Off Peak | 2022-07-01 | Expected Values | 50069.81 | StationFuel_DSM2018_w30mw_High32276 | Fuel Cost | On Peak | 2022-07-01 | Expected Values | 23035.58 | 0
| StationFuel_DSM2018_Base_High32273 | Fuel Cost | ALL | 2022-08-01 | Expected Values | 74284.78 | StationFuel_DSM2018_Base_High32273 | Fuel Cost | Off Peak | 2022-08-01 | Expected Values | 49775.77 | StationFuel_DSM2018_Base_High32273 | Fuel Cost | On Peak | 2022-08-01 | Expected Values | 24509.01 | 0 | StationFuel_DSM2018_w30mw_High32276 | Fuel Cost | ALL | 2022-08-01 | Expected Values | 73376.97 | StationFuel_DSM2018_w30mw_High32276 | Fuel Cost | Off Peak | 2022-08-01 | Expected Values | 49136.2 | StationFuel_DSM2018_w30mw_High32276 | Fuel Cost | On Peak | 2022-08-01 | Expected Values | 24240.77 | 0
| StationFuel_DSM2018_Base_High32273 | Fuel Cost | ALL | 2022-09-01 | Expected Values | 70703.05 | StationFuel_DSM2018_Base_High32273 | Fuel Cost | Off Peak | 2022-09-01 | Expected Values | 47479.88 | StationFuel_DSM2018_Base_High32273 | Fuel Cost | On Peak | 2022-09-01 | Expected Values | 23223.16 | -0.01 | StationFuel_DSM2018_w30mw_High32276 | Fuel Cost | ALL | 2022-09-01 | Expected Values | 69826.61 | StationFuel_DSM2018_w30mw_High32276 | Fuel Cost | Off Peak | 2022-09-01 | Expected Values | 46856.65 | StationFuel_DSM2018_w30mw_High32276 | Fuel Cost | On Peak | 2022-09-01 | Expected Values | 22969.95 | -0.01
| StationFuel_DSM2018_Base_High32273 | Fuel Cost | ALL | 2022-10-01 | Expected Values | 62628.05 | StationFuel_DSM2018_Base_High32273 | Fuel Cost | Off Peak | 2022-10-01 | Expected Values | 42735.04 | StationFuel_DSM2018_Base_High32273 | Fuel Cost | On Peak | 2022-10-01 | Expected Values | 19893.01 | 0 | StationFuel_DSM2018_w30mw_High32276 | Fuel Cost | ALL | 2022-10-01 | Expected Values | 61755.81 | StationFuel_DSM2018_w30mw_High32276 | Fuel Cost | Off Peak | 2022-10-01 | Expected Values | 42090.84 | StationFuel_DSM2018_w30mw_High32276 | Fuel Cost | On Peak | 2022-10-01 | Expected Values | 19664.97 | 0
| StationFuel_DSM2018_Base_High32273 | Fuel Cost | ALL | 2022-11-01 | Expected Values | 49442.11 | StationFuel_DSM2018_Base_High32273 | Fuel Cost | Off Peak | 2022-11-01 | Expected Values | 36092.55 | StationFuel_DSM2018_Base_High32273 | Fuel Cost | On Peak | 2022-11-01 | Expected Values | 13349.56 | 0 | StationFuel_DSM2018_w30mw_High32276 | Fuel Cost | ALL | 2022-11-01 | Expected Values | 48561.53 | StationFuel_DSM2018_w30mw_High32276 | Fuel Cost | Off Peak | 2022-11-01 | Expected Values | 35424.42 | StationFuel_DSM2018_w30mw_High32276 | Fuel Cost | On Peak | 2022-11-01 | Expected Values | 13137.12 | 0.01
| StationFuel_DSM2018_Base_High32273 | Fuel Cost | ALL | 2022-12-01 | Expected Values | 55835.89 | StationFuel_DSM2018_Base_High32273 | Fuel Cost | Off Peak | 2022-12-01 | Expected Values | 40853.58 | StationFuel_DSM2018_Base_High32273 | Fuel Cost | On Peak | 2022-12-01 | Expected Values | 14982.31 | 0 | StationFuel_DSM2018_w30mw_High32276 | Fuel Cost | ALL | 2022-12-01 | Expected Values | 54951.49 | StationFuel_DSM2018_w30mw_High32276 | Fuel Cost | Off Peak | 2022-12-01 | Expected Values | 40190.21 | StationFuel_DSM2018_w30mw_High32276 | Fuel Cost | On Peak | 2022-12-01 | Expected Values | 14761.27 | -0.01
| StationFuel_DSM2018_Base_High32273 | Fuel Cost | ALL | 2023-01-01 | Expected Values | 54710.17 | StationFuel_DSM2018_Base_High32273 | Fuel Cost | Off Peak | 2023-01-01 | Expected Values | 39403.98 | StationFuel_DSM2018_Base_High32273 | Fuel Cost | On Peak | 2023-01-01 | Expected Values | 15306.2 | 0.01 | StationFuel_DSM2018_w30mw_High32276 | Fuel Cost | ALL | 2023-01-01 | Expected Values | 53821.76 | StationFuel_DSM2018_w30mw_High32276 | Fuel Cost | Off Peak | 2023-01-01 | Expected Values | 38728 | StationFuel_DSM2018_w30mw_High32276 | Fuel Cost | On Peak | 2023-01-01 | Expected Values | 15093.77 | 0.01
| StationFuel_DSM2018_Base_High32273 | Fuel Cost | ALL | 2023-02-01 | Expected Values | 48095.98 | StationFuel_DSM2018_Base_High32273 | Fuel Cost | Off Peak | 2023-02-01 | Expected Values | 34774.73 | StationFuel_DSM2018_Base_High32273 | Fuel Cost | On Peak | 2023-02-01 | Expected Values | 13321.26 | 0.01 | StationFuel_DSM2018_w30mw_High32276 | Fuel Cost | ALL | 2023-02-01 | Expected Values | 47284.26 | StationFuel_DSM2018_w30mw_High32276 | Fuel Cost | Off Peak | 2023-02-01 | Expected Values | 34149.47 | StationFuel_DSM2018_w30mw_High32276 | Fuel Cost | On Peak | 2023-02-01 | Expected Values | 13134.8 | 0.01
| StationFuel_DSM2018_Base_High32273 | Fuel Cost | ALL | 2023-03-01 | Expected Values | 51070.65 | StationFuel_DSM2018_Base_High32273 | Fuel Cost | Off Peak | 2023-03-01 | Expected Values | 36728.94 | StationFuel_DSM2018_Base_High32273 | Fuel Cost | On Peak | 2023-03-01 | Expected Values | 14341.72 | 0.01 | StationFuel_DSM2018_w30mw_High32276 | Fuel Cost | ALL | 2023-03-01 | Expected Values | 50218.81 | StationFuel_DSM2018_w30mw_High32276 | Fuel Cost | Off Peak | 2023-03-01 | Expected Values | 36096.93 | StationFuel_DSM2018_w30mw_High32276 | Fuel Cost | On Peak | 2023-03-01 | Expected Values | 14121.89 | 0.01
| StationFuel_DSM2018_Base_High32273 | Fuel Cost | ALL | 2023-04-01 | Expected Values | 55876.78 | StationFuel_DSM2018_Base_High32273 | Fuel Cost | Off Peak | 2023-04-01 | Expected Values | 37890.26 | StationFuel_DSM2018_Base_High32273 | Fuel Cost | On Peak | 2023-04-01 | Expected Values | 17986.5 | -0.02 | StationFuel_DSM2018_w30mw_High32276 | Fuel Cost | ALL | 2023-04-01 | Expected Values | 55064.64 | StationFuel_DSM2018_w30mw_High32276 | Fuel Cost | Off Peak | 2023-04-01 | Expected Values | 37291.89 | StationFuel_DSM2018_w30mw_High32276 | Fuel Cost | On Peak | 2023-04-01 | Expected Values | 17772.74 | -0.01
| StationFuel_DSM2018_Base_High32273 | Fuel Cost | ALL | 2023-05-01 | Expected Values | 65331.42 | StationFuel_DSM2018_Base_High32273 | Fuel Cost | Off Peak | 2023-05-01 | Expected Values | 43032 | StationFuel_DSM2018_Base_High32273 | Fuel Cost | On Peak | 2023-05-01 | Expected Values | 22299.42 | 0 | StationFuel_DSM2018_w30mw_High32276 | Fuel Cost | ALL | 2023-05-01 | Expected Values | 64384.11 | StationFuel_DSM2018_w30mw_High32276 | Fuel Cost | Off Peak | 2023-05-01 | Expected Values | 42368.16 | StationFuel_DSM2018_w30mw_High32276 | Fuel Cost | On Peak | 2023-05-01 | Expected Values | 22015.94 | -0.01
| StationFuel_DSM2018_Base_High32273 | Fuel Cost | ALL | 2023-06-01 | Expected Values | 72085.28 | StationFuel_DSM2018_Base_High32273 | Fuel Cost | Off Peak | 2023-06-01 | Expected Values | 47751.42 | StationFuel_DSM2018_Base_High32273 | Fuel Cost | On Peak | 2023-06-01 | Expected Values | 24333.86 | 0 | StationFuel_DSM2018_w30mw_High32276 | Fuel Cost | ALL | 2023-06-01 | Expected Values | 71172.3 | StationFuel_DSM2018_w30mw_High32276 | Fuel Cost | Off Peak | 2023-06-01 | Expected Values | 47101.78 | StationFuel_DSM2018_w30mw_High32276 | Fuel Cost | On Peak | 2023-06-01 | Expected Values | 24070.52 | 0
| StationFuel_DSM2018_Base_High32273 | Fuel Cost | ALL | 2023-07-01 | Expected Values | 75297.92 | StationFuel_DSM2018_Base_High32273 | Fuel Cost | Off Peak | 2023-07-01 | Expected Values | 51590.08 | StationFuel_DSM2018_Base_High32273 | Fuel Cost | On Peak | 2023-07-01 | Expected Values | 23707.84 | 0 | StationFuel_DSM2018_w30mw_High32276 | Fuel Cost | ALL | 2023-07-01 | Expected Values | 74300.21 | StationFuel_DSM2018_w30mw_High32276 | Fuel Cost | Off Peak | 2023-07-01 | Expected Values | 50865.17 | StationFuel_DSM2018_w30mw_High32276 | Fuel Cost | On Peak | 2023-07-01 | Expected Values | 23435.04 | 0
| StationFuel_DSM2018_Base_High32273 | Fuel Cost | ALL | 2023-08-01 | Expected Values | 76198.52 | StationFuel_DSM2018_Base_High32273 | Fuel Cost | Off Peak | 2023-08-01 | Expected Values | 51111.39 | StationFuel_DSM2018_Base_High32273 | Fuel Cost | On Peak | 2023-08-01 | Expected Values | 25087.11 | -0.02 | StationFuel_DSM2018_w30mw_High32276 | Fuel Cost | ALL | 2023-08-01 | Expected Values | 75224 | StationFuel_DSM2018_w30mw_High32276 | Fuel Cost | Off Peak | 2023-08-01 | Expected Values | 50413.67 | StationFuel_DSM2018_w30mw_High32276 | Fuel Cost | On Peak | 2023-08-01 | Expected Values | 24810.32 | -0.01
| StationFuel_DSM2018_Base_High32273 | Fuel Cost | ALL | 2023-09-01 | Expected Values | 71218.15 | StationFuel_DSM2018_Base_High32273 | Fuel Cost | Off Peak | 2023-09-01 | Expected Values | 48714.89 | StationFuel_DSM2018_Base_High32273 | Fuel Cost | On Peak | 2023-09-01 | Expected Values | 22503.25 | -0.01 | StationFuel_DSM2018_w30mw_High32276 | Fuel Cost | ALL | 2023-09-01 | Expected Values | 70306.42 | StationFuel_DSM2018_w30mw_High32276 | Fuel Cost | Off Peak | 2023-09-01 | Expected Values | 48042.14 | StationFuel_DSM2018_w30mw_High32276 | Fuel Cost | On Peak | 2023-09-01 | Expected Values | 22264.28 | 0
| StationFuel_DSM2018_Base_High32273 | Fuel Cost | ALL | 2023-10-01 | Expected Values | 65051.32 | StationFuel_DSM2018_Base_High32273 | Fuel Cost | Off Peak | 2023-10-01 | Expected Values | 43478.03 | StationFuel_DSM2018_Base_High32273 | Fuel Cost | On Peak | 2023-10-01 | Expected Values | 21573.28 | -0.01 | StationFuel_DSM2018_w30mw_High32276 | Fuel Cost | ALL | 2023-10-01 | Expected Values | 64037.85 | StationFuel_DSM2018_w30mw_High32276 | Fuel Cost | Off Peak | 2023-10-01 | Expected Values | 42728.49 | StationFuel_DSM2018_w30mw_High32276 | Fuel Cost | On Peak | 2023-10-01 | Expected Values | 21309.35 | -0.01
| StationFuel_DSM2018_Base_High32273 | Fuel Cost | ALL | 2023-11-01 | Expected Values | 50745.44 | StationFuel_DSM2018_Base_High32273 | Fuel Cost | Off Peak | 2023-11-01 | Expected Values | 37061.25 | StationFuel_DSM2018_Base_High32273 | Fuel Cost | On Peak | 2023-11-01 | Expected Values | 13684.18 | -0.01 | StationFuel_DSM2018_w30mw_High32276 | Fuel Cost | ALL | 2023-11-01 | Expected Values | 49919.82 | StationFuel_DSM2018_w30mw_High32276 | Fuel Cost | Off Peak | 2023-11-01 | Expected Values | 36443.06 | StationFuel_DSM2018_w30mw_High32276 | Fuel Cost | On Peak | 2023-11-01 | Expected Values | 13476.76 | 0
| StationFuel_DSM2018_Base_High32273 | Fuel Cost | ALL | 2023-12-01 | Expected Values | 56729.67 | StationFuel_DSM2018_Base_High32273 | Fuel Cost | Off Peak | 2023-12-01 | Expected Values | 42204.77 | StationFuel_DSM2018_Base_High32273 | Fuel Cost | On Peak | 2023-12-01 | Expected Values | 14524.9 | 0 | StationFuel_DSM2018_w30mw_High32276 | Fuel Cost | ALL | 2023-12-01 | Expected Values | 55853.66 | StationFuel_DSM2018_w30mw_High32276 | Fuel Cost | Off Peak | 2023-12-01 | Expected Values | 41530.88 | StationFuel_DSM2018_w30mw_High32276 | Fuel Cost | On Peak | 2023-12-01 | Expected Values | 14322.79 | 0.01
| StationFuel_DSM2018_Base_High32273 | Fuel Cost | ALL | 2024-01-01 | Expected Values | 57177.95 | StationFuel_DSM2018_Base_High32273 | Fuel Cost | Off Peak | 2024-01-01 | Expected Values | 40492.15 | StationFuel_DSM2018_Base_High32273 | Fuel Cost | On Peak | 2024-01-01 | Expected Values | 16685.8 | 0 | StationFuel_DSM2018_w30mw_High32276 | Fuel Cost | ALL | 2024-01-01 | Expected Values | 56228.58 | StationFuel_DSM2018_w30mw_High32276 | Fuel Cost | Off Peak | 2024-01-01 | Expected Values | 39782.21 | StationFuel_DSM2018_w30mw_High32276 | Fuel Cost | On Peak | 2024-01-01 | Expected Values | 16446.37 | 0
| StationFuel_DSM2018_Base_High32273 | Fuel Cost | ALL | 2024-02-01 | Expected Values | 50227.16 | StationFuel_DSM2018_Base_High32273 | Fuel Cost | Off Peak | 2024-02-01 | Expected Values | 35828.86 | StationFuel_DSM2018_Base_High32273 | Fuel Cost | On Peak | 2024-02-01 | Expected Values | 14398.3 | 0 | StationFuel_DSM2018_w30mw_High32276 | Fuel Cost | ALL | 2024-02-01 | Expected Values | 49447.74 | StationFuel_DSM2018_w30mw_High32276 | Fuel Cost | Off Peak | 2024-02-01 | Expected Values | 35244.08 | StationFuel_DSM2018_w30mw_High32276 | Fuel Cost | On Peak | 2024-02-01 | Expected Values | 14203.66 | 0
| StationFuel_DSM2018_Base_High32273 | Fuel Cost | ALL | 2024-03-01 | Expected Values | 54205.57 | StationFuel_DSM2018_Base_High32273 | Fuel Cost | Off Peak | 2024-03-01 | Expected Values | 40164.75 | StationFuel_DSM2018_Base_High32273 | Fuel Cost | On Peak | 2024-03-01 | Expected Values | 14040.82 | 0 | StationFuel_DSM2018_w30mw_High32276 | Fuel Cost | ALL | 2024-03-01 | Expected Values | 53209.58 | StationFuel_DSM2018_w30mw_High32276 | Fuel Cost | Off Peak | 2024-03-01 | Expected Values | 39397.49 | StationFuel_DSM2018_w30mw_High32276 | Fuel Cost | On Peak | 2024-03-01 | Expected Values | 13812.1 | 0.01
| StationFuel_DSM2018_Base_High32273 | Fuel Cost | ALL | 2024-04-01 | Expected Values | 59368.28 | StationFuel_DSM2018_Base_High32273 | Fuel Cost | Off Peak | 2024-04-01 | Expected Values | 38754.02 | StationFuel_DSM2018_Base_High32273 | Fuel Cost | On Peak | 2024-04-01 | Expected Values | 20614.27 | 0.01 | StationFuel_DSM2018_w30mw_High32276 | Fuel Cost | ALL | 2024-04-01 | Expected Values | 58417.04 | StationFuel_DSM2018_w30mw_High32276 | Fuel Cost | Off Peak | 2024-04-01 | Expected Values | 38076.3 | StationFuel_DSM2018_w30mw_High32276 | Fuel Cost | On Peak | 2024-04-01 | Expected Values | 20340.74 | 0
| StationFuel_DSM2018_Base_High32273 | Fuel Cost | ALL | 2024-05-01 | Expected Values | 68200.85 | StationFuel_DSM2018_Base_High32273 | Fuel Cost | Off Peak | 2024-05-01 | Expected Values | 44759.24 | StationFuel_DSM2018_Base_High32273 | Fuel Cost | On Peak | 2024-05-01 | Expected Values | 23441.61 | 0 | StationFuel_DSM2018_w30mw_High32276 | Fuel Cost | ALL | 2024-05-01 | Expected Values | 67177.74 | StationFuel_DSM2018_w30mw_High32276 | Fuel Cost | Off Peak | 2024-05-01 | Expected Values | 44020.99 | StationFuel_DSM2018_w30mw_High32276 | Fuel Cost | On Peak | 2024-05-01 | Expected Values | 23156.76 | 0.01
| StationFuel_DSM2018_Base_High32273 | Fuel Cost | ALL | 2024-06-01 | Expected Values | 76789.08 | StationFuel_DSM2018_Base_High32273 | Fuel Cost | Off Peak | 2024-06-01 | Expected Values | 53102.51 | StationFuel_DSM2018_Base_High32273 | Fuel Cost | On Peak | 2024-06-01 | Expected Values | 23686.58 | 0.01 | StationFuel_DSM2018_w30mw_High32276 | Fuel Cost | ALL | 2024-06-01 | Expected Values | 75814.89 | StationFuel_DSM2018_w30mw_High32276 | Fuel Cost | Off Peak | 2024-06-01 | Expected Values | 52366.18 | StationFuel_DSM2018_w30mw_High32276 | Fuel Cost | On Peak | 2024-06-01 | Expected Values | 23448.73 | 0.02
| StationFuel_DSM2018_Base_High32273 | Fuel Cost | ALL | 2024-07-01 | Expected Values | 80887.94 | StationFuel_DSM2018_Base_High32273 | Fuel Cost | Off Peak | 2024-07-01 | Expected Values | 52867.08 | StationFuel_DSM2018_Base_High32273 | Fuel Cost | On Peak | 2024-07-01 | Expected Values | 28020.87 | 0.01 | StationFuel_DSM2018_w30mw_High32276 | Fuel Cost | ALL | 2024-07-01 | Expected Values | 79830.78 | StationFuel_DSM2018_w30mw_High32276 | Fuel Cost | Off Peak | 2024-07-01 | Expected Values | 52115.1 | StationFuel_DSM2018_w30mw_High32276 | Fuel Cost | On Peak | 2024-07-01 | Expected Values | 27715.7 | 0.02
| StationFuel_DSM2018_Base_High32273 | Fuel Cost | ALL | 2024-08-01 | Expected Values | 82014.87 | StationFuel_DSM2018_Base_High32273 | Fuel Cost | Off Peak | 2024-08-01 | Expected Values | 55426.61 | StationFuel_DSM2018_Base_High32273 | Fuel Cost | On Peak | 2024-08-01 | Expected Values | 26588.27 | 0.01 | StationFuel_DSM2018_w30mw_High32276 | Fuel Cost | ALL | 2024-08-01 | Expected Values | 81001.7 | StationFuel_DSM2018_w30mw_High32276 | Fuel Cost | Off Peak | 2024-08-01 | Expected Values | 54675.66 | StationFuel_DSM2018_w30mw_High32276 | Fuel Cost | On Peak | 2024-08-01 | Expected Values | 26326.05 | 0.01
| StationFuel_DSM2018_Base_High32273 | Fuel Cost | ALL | 2024-09-01 | Expected Values | 78724.84 | StationFuel_DSM2018_Base_High32273 | Fuel Cost | Off Peak | 2024-09-01 | Expected Values | 54137.53 | StationFuel_DSM2018_Base_High32273 | Fuel Cost | On Peak | 2024-09-01 | Expected Values | 24587.31 | 0 | StationFuel_DSM2018_w30mw_High32276 | Fuel Cost | ALL | 2024-09-01 | Expected Values | 77858.61 | StationFuel_DSM2018_w30mw_High32276 | Fuel Cost | Off Peak | 2024-09-01 | Expected Values | 53456.85 | StationFuel_DSM2018_w30mw_High32276 | Fuel Cost | On Peak | 2024-09-01 | Expected Values | 24401.76 | 0
| StationFuel_DSM2018_Base_High32273 | Fuel Cost | ALL | 2024-10-01 | Expected Values | 71794.56 | StationFuel_DSM2018_Base_High32273 | Fuel Cost | Off Peak | 2024-10-01 | Expected Values | 46960.95 | StationFuel_DSM2018_Base_High32273 | Fuel Cost | On Peak | 2024-10-01 | Expected Values | 24833.62 | 0.01 | StationFuel_DSM2018_w30mw_High32276 | Fuel Cost | ALL | 2024-10-01 | Expected Values | 70683.28 | StationFuel_DSM2018_w30mw_High32276 | Fuel Cost | Off Peak | 2024-10-01 | Expected Values | 46194.76 | StationFuel_DSM2018_w30mw_High32276 | Fuel Cost | On Peak | 2024-10-01 | Expected Values | 24488.52 | 0
| StationFuel_DSM2018_Base_High32273 | Fuel Cost | ALL | 2024-11-01 | Expected Values | 53521.22 | StationFuel_DSM2018_Base_High32273 | Fuel Cost | Off Peak | 2024-11-01 | Expected Values | 39799.37 | StationFuel_DSM2018_Base_High32273 | Fuel Cost | On Peak | 2024-11-01 | Expected Values | 13721.85 | 0 | StationFuel_DSM2018_w30mw_High32276 | Fuel Cost | ALL | 2024-11-01 | Expected Values | 52481.9 | StationFuel_DSM2018_w30mw_High32276 | Fuel Cost | Off Peak | 2024-11-01 | Expected Values | 39006.72 | StationFuel_DSM2018_w30mw_High32276 | Fuel Cost | On Peak | 2024-11-01 | Expected Values | 13475.18 | 0
| StationFuel_DSM2018_Base_High32273 | Fuel Cost | ALL | 2024-12-01 | Expected Values | 60148.2 | StationFuel_DSM2018_Base_High32273 | Fuel Cost | Off Peak | 2024-12-01 | Expected Values | 43897.99 | StationFuel_DSM2018_Base_High32273 | Fuel Cost | On Peak | 2024-12-01 | Expected Values | 16250.2 | -0.01 | StationFuel_DSM2018_w30mw_High32276 | Fuel Cost | ALL | 2024-12-01 | Expected Values | 59160.94 | StationFuel_DSM2018_w30mw_High32276 | Fuel Cost | Off Peak | 2024-12-01 | Expected Values | 43158.36 | StationFuel_DSM2018_w30mw_High32276 | Fuel Cost | On Peak | 2024-12-01 | Expected Values | 16002.58 | 0
| StationFuel_DSM2018_Base_High32273 | Fuel Cost | ALL | 2025-01-01 | Expected Values | 61622.25 | StationFuel_DSM2018_Base_High32273 | Fuel Cost | Off Peak | 2025-01-01 | Expected Values | 43540.68 | StationFuel_DSM2018_Base_High32273 | Fuel Cost | On Peak | 2025-01-01 | Expected Values | 18081.58 | 0.01 | StationFuel_DSM2018_w30mw_High32276 | Fuel Cost | ALL | 2025-01-01 | Expected Values | 60627.77 | StationFuel_DSM2018_w30mw_High32276 | Fuel Cost | Off Peak | 2025-01-01 | Expected Values | 42788.69 | StationFuel_DSM2018_w30mw_High32276 | Fuel Cost | On Peak | 2025-01-01 | Expected Values | 17839.08 | 0
| StationFuel_DSM2018_Base_High32273 | Fuel Cost | ALL | 2025-02-01 | Expected Values | 54135.74 | StationFuel_DSM2018_Base_High32273 | Fuel Cost | Off Peak | 2025-02-01 | Expected Values | 38720.03 | StationFuel_DSM2018_Base_High32273 | Fuel Cost | On Peak | 2025-02-01 | Expected Values | 15415.72 | 0.01 | StationFuel_DSM2018_w30mw_High32276 | Fuel Cost | ALL | 2025-02-01 | Expected Values | 53194.2 | StationFuel_DSM2018_w30mw_High32276 | Fuel Cost | Off Peak | 2025-02-01 | Expected Values | 38018.01 | StationFuel_DSM2018_w30mw_High32276 | Fuel Cost | On Peak | 2025-02-01 | Expected Values | 15176.2 | 0.01
| StationFuel_DSM2018_Base_High32273 | Fuel Cost | ALL | 2025-03-01 | Expected Values | 57963.15 | StationFuel_DSM2018_Base_High32273 | Fuel Cost | Off Peak | 2025-03-01 | Expected Values | 42911.8 | StationFuel_DSM2018_Base_High32273 | Fuel Cost | On Peak | 2025-03-01 | Expected Values | 15051.36 | 0.01 | StationFuel_DSM2018_w30mw_High32276 | Fuel Cost | ALL | 2025-03-01 | Expected Values | 56969.05 | StationFuel_DSM2018_w30mw_High32276 | Fuel Cost | Off Peak | 2025-03-01 | Expected Values | 42147.68 | StationFuel_DSM2018_w30mw_High32276 | Fuel Cost | On Peak | 2025-03-01 | Expected Values | 14821.37 | 0
| StationFuel_DSM2018_Base_High32273 | Fuel Cost | ALL | 2025-04-01 | Expected Values | 62894.3 | StationFuel_DSM2018_Base_High32273 | Fuel Cost | Off Peak | 2025-04-01 | Expected Values | 40787.1 | StationFuel_DSM2018_Base_High32273 | Fuel Cost | On Peak | 2025-04-01 | Expected Values | 22107.22 | 0.02 | StationFuel_DSM2018_w30mw_High32276 | Fuel Cost | ALL | 2025-04-01 | Expected Values | 61845.5 | StationFuel_DSM2018_w30mw_High32276 | Fuel Cost | Off Peak | 2025-04-01 | Expected Values | 40044.47 | StationFuel_DSM2018_w30mw_High32276 | Fuel Cost | On Peak | 2025-04-01 | Expected Values | 21801.04 | 0.01
| StationFuel_DSM2018_Base_High32273 | Fuel Cost | ALL | 2025-05-01 | Expected Values | 74241.07 | StationFuel_DSM2018_Base_High32273 | Fuel Cost | Off Peak | 2025-05-01 | Expected Values | 49694.32 | StationFuel_DSM2018_Base_High32273 | Fuel Cost | On Peak | 2025-05-01 | Expected Values | 24546.76 | 0.01 | StationFuel_DSM2018_w30mw_High32276 | Fuel Cost | ALL | 2025-05-01 | Expected Values | 73179.91 | StationFuel_DSM2018_w30mw_High32276 | Fuel Cost | Off Peak | 2025-05-01 | Expected Values | 48937.09 | StationFuel_DSM2018_w30mw_High32276 | Fuel Cost | On Peak | 2025-05-01 | Expected Values | 24242.83 | 0.01
| StationFuel_DSM2018_Base_High32273 | Fuel Cost | ALL | 2025-06-01 | Expected Values | 82582.37 | StationFuel_DSM2018_Base_High32273 | Fuel Cost | Off Peak | 2025-06-01 | Expected Values | 55893.03 | StationFuel_DSM2018_Base_High32273 | Fuel Cost | On Peak | 2025-06-01 | Expected Values | 26689.35 | 0.01 | StationFuel_DSM2018_w30mw_High32276 | Fuel Cost | ALL | 2025-06-01 | Expected Values | 81544.8 | StationFuel_DSM2018_w30mw_High32276 | Fuel Cost | Off Peak | 2025-06-01 | Expected Values | 55142.71 | StationFuel_DSM2018_w30mw_High32276 | Fuel Cost | On Peak | 2025-06-01 | Expected Values | 26402.1 | 0.01
| StationFuel_DSM2018_Base_High32273 | Fuel Cost | ALL | 2025-07-01 | Expected Values | 85515.59 | StationFuel_DSM2018_Base_High32273 | Fuel Cost | Off Peak | 2025-07-01 | Expected Values | 55704.31 | StationFuel_DSM2018_Base_High32273 | Fuel Cost | On Peak | 2025-07-01 | Expected Values | 29811.3 | 0.02 | StationFuel_DSM2018_w30mw_High32276 | Fuel Cost | ALL | 2025-07-01 | Expected Values | 84455.74 | StationFuel_DSM2018_w30mw_High32276 | Fuel Cost | Off Peak | 2025-07-01 | Expected Values | 54956.02 | StationFuel_DSM2018_w30mw_High32276 | Fuel Cost | On Peak | 2025-07-01 | Expected Values | 29499.73 | 0.01
| StationFuel_DSM2018_Base_High32273 | Fuel Cost | ALL | 2025-08-01 | Expected Values | 88866.54 | StationFuel_DSM2018_Base_High32273 | Fuel Cost | Off Peak | 2025-08-01 | Expected Values | 61363.17 | StationFuel_DSM2018_Base_High32273 | Fuel Cost | On Peak | 2025-08-01 | Expected Values | 27503.39 | 0.02 | StationFuel_DSM2018_w30mw_High32276 | Fuel Cost | ALL | 2025-08-01 | Expected Values | 87836.21 | StationFuel_DSM2018_w30mw_High32276 | Fuel Cost | Off Peak | 2025-08-01 | Expected Values | 60625.62 | StationFuel_DSM2018_w30mw_High32276 | Fuel Cost | On Peak | 2025-08-01 | Expected Values | 27210.62 | 0.03
| StationFuel_DSM2018_Base_High32273 | Fuel Cost | ALL | 2025-09-01 | Expected Values | 84120.67 | StationFuel_DSM2018_Base_High32273 | Fuel Cost | Off Peak | 2025-09-01 | Expected Values | 56433.22 | StationFuel_DSM2018_Base_High32273 | Fuel Cost | On Peak | 2025-09-01 | Expected Values | 27687.49 | 0.04 | StationFuel_DSM2018_w30mw_High32276 | Fuel Cost | ALL | 2025-09-01 | Expected Values | 83084.84 | StationFuel_DSM2018_w30mw_High32276 | Fuel Cost | Off Peak | 2025-09-01 | Expected Values | 55704.91 | StationFuel_DSM2018_w30mw_High32276 | Fuel Cost | On Peak | 2025-09-01 | Expected Values | 27379.96 | 0.03
| StationFuel_DSM2018_Base_High32273 | Fuel Cost | ALL | 2025-10-01 | Expected Values | 74046.82 | StationFuel_DSM2018_Base_High32273 | Fuel Cost | Off Peak | 2025-10-01 | Expected Values | 48573.67 | StationFuel_DSM2018_Base_High32273 | Fuel Cost | On Peak | 2025-10-01 | Expected Values | 25473.17 | 0.02 | StationFuel_DSM2018_w30mw_High32276 | Fuel Cost | ALL | 2025-10-01 | Expected Values | 72941.68 | StationFuel_DSM2018_w30mw_High32276 | Fuel Cost | Off Peak | 2025-10-01 | Expected Values | 47792.26 | StationFuel_DSM2018_w30mw_High32276 | Fuel Cost | On Peak | 2025-10-01 | Expected Values | 25149.44 | 0.02
| StationFuel_DSM2018_Base_High32273 | Fuel Cost | ALL | 2025-11-01 | Expected Values | 57082.26 | StationFuel_DSM2018_Base_High32273 | Fuel Cost | Off Peak | 2025-11-01 | Expected Values | 43147.15 | StationFuel_DSM2018_Base_High32273 | Fuel Cost | On Peak | 2025-11-01 | Expected Values | 13935.12 | 0.01 | StationFuel_DSM2018_w30mw_High32276 | Fuel Cost | ALL | 2025-11-01 | Expected Values | 56070.54 | StationFuel_DSM2018_w30mw_High32276 | Fuel Cost | Off Peak | 2025-11-01 | Expected Values | 42359.67 | StationFuel_DSM2018_w30mw_High32276 | Fuel Cost | On Peak | 2025-11-01 | Expected Values | 13710.88 | 0.01
| StationFuel_DSM2018_Base_High32273 | Fuel Cost | ALL | 2025-12-01 | Expected Values | 63563.62 | StationFuel_DSM2018_Base_High32273 | Fuel Cost | Off Peak | 2025-12-01 | Expected Values | 45634.03 | StationFuel_DSM2018_Base_High32273 | Fuel Cost | On Peak | 2025-12-01 | Expected Values | 17929.59 | 0 | StationFuel_DSM2018_w30mw_High32276 | Fuel Cost | ALL | 2025-12-01 | Expected Values | 62588.51 | StationFuel_DSM2018_w30mw_High32276 | Fuel Cost | Off Peak | 2025-12-01 | Expected Values | 44913.25 | StationFuel_DSM2018_w30mw_High32276 | Fuel Cost | On Peak | 2025-12-01 | Expected Values | 17675.25 | -0.01
| StationFuel_DSM2018_Base_High32273 | Fuel Cost | ALL | 2026-01-01 | Expected Values | 63700.52 | StationFuel_DSM2018_Base_High32273 | Fuel Cost | Off Peak | 2026-01-01 | Expected Values | 45716.45 | StationFuel_DSM2018_Base_High32273 | Fuel Cost | On Peak | 2026-01-01 | Expected Values | 17984.09 | 0.02 | StationFuel_DSM2018_w30mw_High32276 | Fuel Cost | ALL | 2026-01-01 | Expected Values | 62657.02 | StationFuel_DSM2018_w30mw_High32276 | Fuel Cost | Off Peak | 2026-01-01 | Expected Values | 44929.05 | StationFuel_DSM2018_w30mw_High32276 | Fuel Cost | On Peak | 2026-01-01 | Expected Values | 17727.98 | 0.01
| StationFuel_DSM2018_Base_High32273 | Fuel Cost | ALL | 2026-02-01 | Expected Values | 55443.25 | StationFuel_DSM2018_Base_High32273 | Fuel Cost | Off Peak | 2026-02-01 | Expected Values | 39636.91 | StationFuel_DSM2018_Base_High32273 | Fuel Cost | On Peak | 2026-02-01 | Expected Values | 15806.35 | 0.01 | StationFuel_DSM2018_w30mw_High32276 | Fuel Cost | ALL | 2026-02-01 | Expected Values | 54542.28 | StationFuel_DSM2018_w30mw_High32276 | Fuel Cost | Off Peak | 2026-02-01 | Expected Values | 38952.86 | StationFuel_DSM2018_w30mw_High32276 | Fuel Cost | On Peak | 2026-02-01 | Expected Values | 15589.43 | 0.01
| StationFuel_DSM2018_Base_High32273 | Fuel Cost | ALL | 2026-03-01 | Expected Values | 61949.32 | StationFuel_DSM2018_Base_High32273 | Fuel Cost | Off Peak | 2026-03-01 | Expected Values | 45220.87 | StationFuel_DSM2018_Base_High32273 | Fuel Cost | On Peak | 2026-03-01 | Expected Values | 16728.46 | 0.01 | StationFuel_DSM2018_w30mw_High32276 | Fuel Cost | ALL | 2026-03-01 | Expected Values | 60928.52 | StationFuel_DSM2018_w30mw_High32276 | Fuel Cost | Off Peak | 2026-03-01 | Expected Values | 44442.53 | StationFuel_DSM2018_w30mw_High32276 | Fuel Cost | On Peak | 2026-03-01 | Expected Values | 16486 | 0.01
| StationFuel_DSM2018_Base_High32273 | Fuel Cost | ALL | 2026-04-01 | Expected Values | 66064 | StationFuel_DSM2018_Base_High32273 | Fuel Cost | Off Peak | 2026-04-01 | Expected Values | 42592.38 | StationFuel_DSM2018_Base_High32273 | Fuel Cost | On Peak | 2026-04-01 | Expected Values | 23471.64 | 0.02 | StationFuel_DSM2018_w30mw_High32276 | Fuel Cost | ALL | 2026-04-01 | Expected Values | 65096.78 | StationFuel_DSM2018_w30mw_High32276 | Fuel Cost | Off Peak | 2026-04-01 | Expected Values | 41898.44 | StationFuel_DSM2018_w30mw_High32276 | Fuel Cost | On Peak | 2026-04-01 | Expected Values | 23198.35 | 0.01
| StationFuel_DSM2018_Base_High32273 | Fuel Cost | ALL | 2026-05-01 | Expected Values | 76020.42 | StationFuel_DSM2018_Base_High32273 | Fuel Cost | Off Peak | 2026-05-01 | Expected Values | 51831.89 | StationFuel_DSM2018_Base_High32273 | Fuel Cost | On Peak | 2026-05-01 | Expected Values | 24188.55 | 0.02 | StationFuel_DSM2018_w30mw_High32276 | Fuel Cost | ALL | 2026-05-01 | Expected Values | 74949.95 | StationFuel_DSM2018_w30mw_High32276 | Fuel Cost | Off Peak | 2026-05-01 | Expected Values | 51054.07 | StationFuel_DSM2018_w30mw_High32276 | Fuel Cost | On Peak | 2026-05-01 | Expected Values | 23895.9 | 0.02
| StationFuel_DSM2018_Base_High32273 | Fuel Cost | ALL | 2026-06-01 | Expected Values | 86678.87 | StationFuel_DSM2018_Base_High32273 | Fuel Cost | Off Peak | 2026-06-01 | Expected Values | 57213.18 | StationFuel_DSM2018_Base_High32273 | Fuel Cost | On Peak | 2026-06-01 | Expected Values | 29465.7 | 0.01 | StationFuel_DSM2018_w30mw_High32276 | Fuel Cost | ALL | 2026-06-01 | Expected Values | 85456.18 | StationFuel_DSM2018_w30mw_High32276 | Fuel Cost | Off Peak | 2026-06-01 | Expected Values | 56341.89 | StationFuel_DSM2018_w30mw_High32276 | Fuel Cost | On Peak | 2026-06-01 | Expected Values | 29114.3 | 0.01
| StationFuel_DSM2018_Base_High32273 | Fuel Cost | ALL | 2026-07-01 | Expected Values | 91167.53 | StationFuel_DSM2018_Base_High32273 | Fuel Cost | Off Peak | 2026-07-01 | Expected Values | 59229.85 | StationFuel_DSM2018_Base_High32273 | Fuel Cost | On Peak | 2026-07-01 | Expected Values | 31937.69 | 0.01 | StationFuel_DSM2018_w30mw_High32276 | Fuel Cost | ALL | 2026-07-01 | Expected Values | 90057.69 | StationFuel_DSM2018_w30mw_High32276 | Fuel Cost | Off Peak | 2026-07-01 | Expected Values | 58444.27 | StationFuel_DSM2018_w30mw_High32276 | Fuel Cost | On Peak | 2026-07-01 | Expected Values | 31613.43 | 0.01
| StationFuel_DSM2018_Base_High32273 | Fuel Cost | ALL | 2026-08-01 | Expected Values | 91528.54 | StationFuel_DSM2018_Base_High32273 | Fuel Cost | Off Peak | 2026-08-01 | Expected Values | 63344.08 | StationFuel_DSM2018_Base_High32273 | Fuel Cost | On Peak | 2026-08-01 | Expected Values | 28184.48 | 0.02 | StationFuel_DSM2018_w30mw_High32276 | Fuel Cost | ALL | 2026-08-01 | Expected Values | 90399.12 | StationFuel_DSM2018_w30mw_High32276 | Fuel Cost | Off Peak | 2026-08-01 | Expected Values | 62516.59 | StationFuel_DSM2018_w30mw_High32276 | Fuel Cost | On Peak | 2026-08-01 | Expected Values | 27882.54 | 0.01
| StationFuel_DSM2018_Base_High32273 | Fuel Cost | ALL | 2026-09-01 | Expected Values | 86815.98 | StationFuel_DSM2018_Base_High32273 | Fuel Cost | Off Peak | 2026-09-01 | Expected Values | 58057.45 | StationFuel_DSM2018_Base_High32273 | Fuel Cost | On Peak | 2026-09-01 | Expected Values | 28758.54 | 0.01 | StationFuel_DSM2018_w30mw_High32276 | Fuel Cost | ALL | 2026-09-01 | Expected Values | 85753 | StationFuel_DSM2018_w30mw_High32276 | Fuel Cost | Off Peak | 2026-09-01 | Expected Values | 57300.38 | StationFuel_DSM2018_w30mw_High32276 | Fuel Cost | On Peak | 2026-09-01 | Expected Values | 28452.63 | 0.01
| StationFuel_DSM2018_Base_High32273 | Fuel Cost | ALL | 2026-10-01 | Expected Values | 77628.01 | StationFuel_DSM2018_Base_High32273 | Fuel Cost | Off Peak | 2026-10-01 | Expected Values | 51903.06 | StationFuel_DSM2018_Base_High32273 | Fuel Cost | On Peak | 2026-10-01 | Expected Values | 25724.96 | 0.01 | StationFuel_DSM2018_w30mw_High32276 | Fuel Cost | ALL | 2026-10-01 | Expected Values | 76618.04 | StationFuel_DSM2018_w30mw_High32276 | Fuel Cost | Off Peak | 2026-10-01 | Expected Values | 51170.93 | StationFuel_DSM2018_w30mw_High32276 | Fuel Cost | On Peak | 2026-10-01 | Expected Values | 25447.12 | 0.01
| StationFuel_DSM2018_Base_High32273 | Fuel Cost | ALL | 2026-11-01 | Expected Values | 59643.69 | StationFuel_DSM2018_Base_High32273 | Fuel Cost | Off Peak | 2026-11-01 | Expected Values | 44264.04 | StationFuel_DSM2018_Base_High32273 | Fuel Cost | On Peak | 2026-11-01 | Expected Values | 15379.65 | 0 | StationFuel_DSM2018_w30mw_High32276 | Fuel Cost | ALL | 2026-11-01 | Expected Values | 58571.93 | StationFuel_DSM2018_w30mw_High32276 | Fuel Cost | Off Peak | 2026-11-01 | Expected Values | 43438.5 | StationFuel_DSM2018_w30mw_High32276 | Fuel Cost | On Peak | 2026-11-01 | Expected Values | 15133.43 | 0
| StationFuel_DSM2018_Base_High32273 | Fuel Cost | ALL | 2026-12-01 | Expected Values | 66584.2 | StationFuel_DSM2018_Base_High32273 | Fuel Cost | Off Peak | 2026-12-01 | Expected Values | 47806.98 | StationFuel_DSM2018_Base_High32273 | Fuel Cost | On Peak | 2026-12-01 | Expected Values | 18777.22 | 0 | StationFuel_DSM2018_w30mw_High32276 | Fuel Cost | ALL | 2026-12-01 | Expected Values | 65503.34 | StationFuel_DSM2018_w30mw_High32276 | Fuel Cost | Off Peak | 2026-12-01 | Expected Values | 46989.73 | StationFuel_DSM2018_w30mw_High32276 | Fuel Cost | On Peak | 2026-12-01 | Expected Values | 18513.62 | 0.01
| StationFuel_DSM2018_Base_High32273 | Fuel Cost | ALL | 2027-01-01 | Expected Values | 68174.99 | StationFuel_DSM2018_Base_High32273 | Fuel Cost | Off Peak | 2027-01-01 | Expected Values | 49566.27 | StationFuel_DSM2018_Base_High32273 | Fuel Cost | On Peak | 2027-01-01 | Expected Values | 18608.7 | -0.02 | StationFuel_DSM2018_w30mw_High32276 | Fuel Cost | ALL | 2027-01-01 | Expected Values | 67059.66 | StationFuel_DSM2018_w30mw_High32276 | Fuel Cost | Off Peak | 2027-01-01 | Expected Values | 48711.09 | StationFuel_DSM2018_w30mw_High32276 | Fuel Cost | On Peak | 2027-01-01 | Expected Values | 18348.56 | -0.01
| StationFuel_DSM2018_Base_High32273 | Fuel Cost | ALL | 2027-02-01 | Expected Values | 61392.8 | StationFuel_DSM2018_Base_High32273 | Fuel Cost | Off Peak | 2027-02-01 | Expected Values | 43651 | StationFuel_DSM2018_Base_High32273 | Fuel Cost | On Peak | 2027-02-01 | Expected Values | 17741.79 | -0.01 | StationFuel_DSM2018_w30mw_High32276 | Fuel Cost | ALL | 2027-02-01 | Expected Values | 60348.68 | StationFuel_DSM2018_w30mw_High32276 | Fuel Cost | Off Peak | 2027-02-01 | Expected Values | 42880.94 | StationFuel_DSM2018_w30mw_High32276 | Fuel Cost | On Peak | 2027-02-01 | Expected Values | 17467.73 | -0.01
| StationFuel_DSM2018_Base_High32273 | Fuel Cost | ALL | 2027-03-01 | Expected Values | 65853.19 | StationFuel_DSM2018_Base_High32273 | Fuel Cost | Off Peak | 2027-03-01 | Expected Values | 47310.9 | StationFuel_DSM2018_Base_High32273 | Fuel Cost | On Peak | 2027-03-01 | Expected Values | 18542.27 | -0.02 | StationFuel_DSM2018_w30mw_High32276 | Fuel Cost | ALL | 2027-03-01 | Expected Values | 64826.96 | StationFuel_DSM2018_w30mw_High32276 | Fuel Cost | Off Peak | 2027-03-01 | Expected Values | 46541.42 | StationFuel_DSM2018_w30mw_High32276 | Fuel Cost | On Peak | 2027-03-01 | Expected Values | 18285.52 | -0.02
| StationFuel_DSM2018_Base_High32273 | Fuel Cost | ALL | 2027-04-01 | Expected Values | 69618.53 | StationFuel_DSM2018_Base_High32273 | Fuel Cost | Off Peak | 2027-04-01 | Expected Values | 44576.67 | StationFuel_DSM2018_Base_High32273 | Fuel Cost | On Peak | 2027-04-01 | Expected Values | 25041.86 | 0 | StationFuel_DSM2018_w30mw_High32276 | Fuel Cost | ALL | 2027-04-01 | Expected Values | 68604.76 | StationFuel_DSM2018_w30mw_High32276 | Fuel Cost | Off Peak | 2027-04-01 | Expected Values | 43861.44 | StationFuel_DSM2018_w30mw_High32276 | Fuel Cost | On Peak | 2027-04-01 | Expected Values | 24743.31 | -0.01
| StationFuel_DSM2018_Base_High32273 | Fuel Cost | ALL | 2027-05-01 | Expected Values | 81705.46 | StationFuel_DSM2018_Base_High32273 | Fuel Cost | Off Peak | 2027-05-01 | Expected Values | 55538.4 | StationFuel_DSM2018_Base_High32273 | Fuel Cost | On Peak | 2027-05-01 | Expected Values | 26167.06 | 0 | StationFuel_DSM2018_w30mw_High32276 | Fuel Cost | ALL | 2027-05-01 | Expected Values | 80532.04 | StationFuel_DSM2018_w30mw_High32276 | Fuel Cost | Off Peak | 2027-05-01 | Expected Values | 54673.24 | StationFuel_DSM2018_w30mw_High32276 | Fuel Cost | On Peak | 2027-05-01 | Expected Values | 25858.79 | -0.01
| StationFuel_DSM2018_Base_High32273 | Fuel Cost | ALL | 2027-06-01 | Expected Values | 93222.27 | StationFuel_DSM2018_Base_High32273 | Fuel Cost | Off Peak | 2027-06-01 | Expected Values | 61581.09 | StationFuel_DSM2018_Base_High32273 | Fuel Cost | On Peak | 2027-06-01 | Expected Values | 31641.17 | -0.01 | StationFuel_DSM2018_w30mw_High32276 | Fuel Cost | ALL | 2027-06-01 | Expected Values | 91994.3 | StationFuel_DSM2018_w30mw_High32276 | Fuel Cost | Off Peak | 2027-06-01 | Expected Values | 60730.95 | StationFuel_DSM2018_w30mw_High32276 | Fuel Cost | On Peak | 2027-06-01 | Expected Values | 31263.35 | 0
| StationFuel_DSM2018_Base_High32273 | Fuel Cost | ALL | 2027-07-01 | Expected Values | 96828.43 | StationFuel_DSM2018_Base_High32273 | Fuel Cost | Off Peak | 2027-07-01 | Expected Values | 64256.47 | StationFuel_DSM2018_Base_High32273 | Fuel Cost | On Peak | 2027-07-01 | Expected Values | 32571.96 | 0 | StationFuel_DSM2018_w30mw_High32276 | Fuel Cost | ALL | 2027-07-01 | Expected Values | 95641.55 | StationFuel_DSM2018_w30mw_High32276 | Fuel Cost | Off Peak | 2027-07-01 | Expected Values | 63412.45 | StationFuel_DSM2018_w30mw_High32276 | Fuel Cost | On Peak | 2027-07-01 | Expected Values | 32229.09 | -0.01
| StationFuel_DSM2018_Base_High32273 | Fuel Cost | ALL | 2027-08-01 | Expected Values | 97985.6 | StationFuel_DSM2018_Base_High32273 | Fuel Cost | Off Peak | 2027-08-01 | Expected Values | 66448.33 | StationFuel_DSM2018_Base_High32273 | Fuel Cost | On Peak | 2027-08-01 | Expected Values | 31537.26 | -0.01 | StationFuel_DSM2018_w30mw_High32276 | Fuel Cost | ALL | 2027-08-01 | Expected Values | 96809.59 | StationFuel_DSM2018_w30mw_High32276 | Fuel Cost | Off Peak | 2027-08-01 | Expected Values | 65614.13 | StationFuel_DSM2018_w30mw_High32276 | Fuel Cost | On Peak | 2027-08-01 | Expected Values | 31195.46 | 0
| StationFuel_DSM2018_Base_High32273 | Fuel Cost | ALL | 2027-09-01 | Expected Values | 94654.39 | StationFuel_DSM2018_Base_High32273 | Fuel Cost | Off Peak | 2027-09-01 | Expected Values | 63186.41 | StationFuel_DSM2018_Base_High32273 | Fuel Cost | On Peak | 2027-09-01 | Expected Values | 31467.95 | -0.03 | StationFuel_DSM2018_w30mw_High32276 | Fuel Cost | ALL | 2027-09-01 | Expected Values | 93464.22 | StationFuel_DSM2018_w30mw_High32276 | Fuel Cost | Off Peak | 2027-09-01 | Expected Values | 62360.4 | StationFuel_DSM2018_w30mw_High32276 | Fuel Cost | On Peak | 2027-09-01 | Expected Values | 31103.8 | -0.02
| StationFuel_DSM2018_Base_High32273 | Fuel Cost | ALL | 2027-10-01 | Expected Values | 84261.68 | StationFuel_DSM2018_Base_High32273 | Fuel Cost | Off Peak | 2027-10-01 | Expected Values | 57799.86 | StationFuel_DSM2018_Base_High32273 | Fuel Cost | On Peak | 2027-10-01 | Expected Values | 26461.82 | 0 | StationFuel_DSM2018_w30mw_High32276 | Fuel Cost | ALL | 2027-10-01 | Expected Values | 83116.08 | StationFuel_DSM2018_w30mw_High32276 | Fuel Cost | Off Peak | 2027-10-01 | Expected Values | 56958.75 | StationFuel_DSM2018_w30mw_High32276 | Fuel Cost | On Peak | 2027-10-01 | Expected Values | 26157.32 | -0.01
| StationFuel_DSM2018_Base_High32273 | Fuel Cost | ALL | 2027-11-01 | Expected Values | 63676.34 | StationFuel_DSM2018_Base_High32273 | Fuel Cost | Off Peak | 2027-11-01 | Expected Values | 46395.51 | StationFuel_DSM2018_Base_High32273 | Fuel Cost | On Peak | 2027-11-01 | Expected Values | 17280.83 | 0 | StationFuel_DSM2018_w30mw_High32276 | Fuel Cost | ALL | 2027-11-01 | Expected Values | 62662.16 | StationFuel_DSM2018_w30mw_High32276 | Fuel Cost | Off Peak | 2027-11-01 | Expected Values | 45648.47 | StationFuel_DSM2018_w30mw_High32276 | Fuel Cost | On Peak | 2027-11-01 | Expected Values | 17013.68 | -0.01
| StationFuel_DSM2018_Base_High32273 | Fuel Cost | ALL | 2027-12-01 | Expected Values | 71051.37 | StationFuel_DSM2018_Base_High32273 | Fuel Cost | Off Peak | 2027-12-01 | Expected Values | 51043.13 | StationFuel_DSM2018_Base_High32273 | Fuel Cost | On Peak | 2027-12-01 | Expected Values | 20008.23 | -0.01 | StationFuel_DSM2018_w30mw_High32276 | Fuel Cost | ALL | 2027-12-01 | Expected Values | 69948.07 | StationFuel_DSM2018_w30mw_High32276 | Fuel Cost | Off Peak | 2027-12-01 | Expected Values | 50212.07 | StationFuel_DSM2018_w30mw_High32276 | Fuel Cost | On Peak | 2027-12-01 | Expected Values | 19735.99 | -0.01
| StationFuel_DSM2018_Base_High32273 | Fuel Cost | ALL | 2028-01-01 | Expected Values | 75149.8 | StationFuel_DSM2018_Base_High32273 | Fuel Cost | Off Peak | 2028-01-01 | Expected Values | 54397.14 | StationFuel_DSM2018_Base_High32273 | Fuel Cost | On Peak | 2028-01-01 | Expected Values | 20752.67 | 0.01 | StationFuel_DSM2018_w30mw_High32276 | Fuel Cost | ALL | 2028-01-01 | Expected Values | 73961.17 | StationFuel_DSM2018_w30mw_High32276 | Fuel Cost | Off Peak | 2028-01-01 | Expected Values | 53493.34 | StationFuel_DSM2018_w30mw_High32276 | Fuel Cost | On Peak | 2028-01-01 | Expected Values | 20467.84 | 0.01
| StationFuel_DSM2018_Base_High32273 | Fuel Cost | ALL | 2028-02-01 | Expected Values | 66633.32 | StationFuel_DSM2018_Base_High32273 | Fuel Cost | Off Peak | 2028-02-01 | Expected Values | 47318.11 | StationFuel_DSM2018_Base_High32273 | Fuel Cost | On Peak | 2028-02-01 | Expected Values | 19315.21 | 0 | StationFuel_DSM2018_w30mw_High32276 | Fuel Cost | ALL | 2028-02-01 | Expected Values | 65384.63 | StationFuel_DSM2018_w30mw_High32276 | Fuel Cost | Off Peak | 2028-02-01 | Expected Values | 46361.67 | StationFuel_DSM2018_w30mw_High32276 | Fuel Cost | On Peak | 2028-02-01 | Expected Values | 19022.96 | 0
| StationFuel_DSM2018_Base_High32273 | Fuel Cost | ALL | 2028-03-01 | Expected Values | 74286.54 | StationFuel_DSM2018_Base_High32273 | Fuel Cost | Off Peak | 2028-03-01 | Expected Values | 53299.18 | StationFuel_DSM2018_Base_High32273 | Fuel Cost | On Peak | 2028-03-01 | Expected Values | 20987.35 | -0.01 | StationFuel_DSM2018_w30mw_High32276 | Fuel Cost | ALL | 2028-03-01 | Expected Values | 73109.96 | StationFuel_DSM2018_w30mw_High32276 | Fuel Cost | Off Peak | 2028-03-01 | Expected Values | 52416.48 | StationFuel_DSM2018_w30mw_High32276 | Fuel Cost | On Peak | 2028-03-01 | Expected Values | 20693.48 | 0
| StationFuel_DSM2018_Base_High32273 | Fuel Cost | ALL | 2028-04-01 | Expected Values | 79659.49 | StationFuel_DSM2018_Base_High32273 | Fuel Cost | Off Peak | 2028-04-01 | Expected Values | 53243.22 | StationFuel_DSM2018_Base_High32273 | Fuel Cost | On Peak | 2028-04-01 | Expected Values | 26416.25 | -0.02 | StationFuel_DSM2018_w30mw_High32276 | Fuel Cost | ALL | 2028-04-01 | Expected Values | 78395.87 | StationFuel_DSM2018_w30mw_High32276 | Fuel Cost | Off Peak | 2028-04-01 | Expected Values | 52314.13 | StationFuel_DSM2018_w30mw_High32276 | Fuel Cost | On Peak | 2028-04-01 | Expected Values | 26081.73 | -0.01
| StationFuel_DSM2018_Base_High32273 | Fuel Cost | ALL | 2028-05-01 | Expected Values | 93120.25 | StationFuel_DSM2018_Base_High32273 | Fuel Cost | Off Peak | 2028-05-01 | Expected Values | 60531.12 | StationFuel_DSM2018_Base_High32273 | Fuel Cost | On Peak | 2028-05-01 | Expected Values | 32589.12 | -0.01 | StationFuel_DSM2018_w30mw_High32276 | Fuel Cost | ALL | 2028-05-01 | Expected Values | 91764.87 | StationFuel_DSM2018_w30mw_High32276 | Fuel Cost | Off Peak | 2028-05-01 | Expected Values | 59565.21 | StationFuel_DSM2018_w30mw_High32276 | Fuel Cost | On Peak | 2028-05-01 | Expected Values | 32199.66 | 0
| StationFuel_DSM2018_Base_High32273 | Fuel Cost | ALL | 2028-06-01 | Expected Values | 104219.38 | StationFuel_DSM2018_Base_High32273 | Fuel Cost | Off Peak | 2028-06-01 | Expected Values | 68391.35 | StationFuel_DSM2018_Base_High32273 | Fuel Cost | On Peak | 2028-06-01 | Expected Values | 35828.01 | -0.02 | StationFuel_DSM2018_w30mw_High32276 | Fuel Cost | ALL | 2028-06-01 | Expected Values | 102902.17 | StationFuel_DSM2018_w30mw_High32276 | Fuel Cost | Off Peak | 2028-06-01 | Expected Values | 67483.53 | StationFuel_DSM2018_w30mw_High32276 | Fuel Cost | On Peak | 2028-06-01 | Expected Values | 35418.63 | -0.01
| StationFuel_DSM2018_Base_High32273 | Fuel Cost | ALL | 2028-07-01 | Expected Values | 108149.52 | StationFuel_DSM2018_Base_High32273 | Fuel Cost | Off Peak | 2028-07-01 | Expected Values | 73519.87 | StationFuel_DSM2018_Base_High32273 | Fuel Cost | On Peak | 2028-07-01 | Expected Values | 34629.64 | -0.01 | StationFuel_DSM2018_w30mw_High32276 | Fuel Cost | ALL | 2028-07-01 | Expected Values | 106760.96 | StationFuel_DSM2018_w30mw_High32276 | Fuel Cost | Off Peak | 2028-07-01 | Expected Values | 72547.26 | StationFuel_DSM2018_w30mw_High32276 | Fuel Cost | On Peak | 2028-07-01 | Expected Values | 34213.68 | -0.02
| StationFuel_DSM2018_Base_High32273 | Fuel Cost | ALL | 2028-08-01 | Expected Values | 110252.29 | StationFuel_DSM2018_Base_High32273 | Fuel Cost | Off Peak | 2028-08-01 | Expected Values | 73277.05 | StationFuel_DSM2018_Base_High32273 | Fuel Cost | On Peak | 2028-08-01 | Expected Values | 36975.23 | -0.01 | StationFuel_DSM2018_w30mw_High32276 | Fuel Cost | ALL | 2028-08-01 | Expected Values | 108944.29 | StationFuel_DSM2018_w30mw_High32276 | Fuel Cost | Off Peak | 2028-08-01 | Expected Values | 72328.96 | StationFuel_DSM2018_w30mw_High32276 | Fuel Cost | On Peak | 2028-08-01 | Expected Values | 36615.31 | -0.02
| StationFuel_DSM2018_Base_High32273 | Fuel Cost | ALL | 2028-09-01 | Expected Values | 102000.7 | StationFuel_DSM2018_Base_High32273 | Fuel Cost | Off Peak | 2028-09-01 | Expected Values | 69357.96 | StationFuel_DSM2018_Base_High32273 | Fuel Cost | On Peak | 2028-09-01 | Expected Values | 32642.72 | -0.02 | StationFuel_DSM2018_w30mw_High32276 | Fuel Cost | ALL | 2028-09-01 | Expected Values | 100685.63 | StationFuel_DSM2018_w30mw_High32276 | Fuel Cost | Off Peak | 2028-09-01 | Expected Values | 68395.03 | StationFuel_DSM2018_w30mw_High32276 | Fuel Cost | On Peak | 2028-09-01 | Expected Values | 32290.59 | -0.01
| StationFuel_DSM2018_Base_High32273 | Fuel Cost | ALL | 2028-10-01 | Expected Values | 90993.97 | StationFuel_DSM2018_Base_High32273 | Fuel Cost | Off Peak | 2028-10-01 | Expected Values | 60073.67 | StationFuel_DSM2018_Base_High32273 | Fuel Cost | On Peak | 2028-10-01 | Expected Values | 30920.28 | -0.02 | StationFuel_DSM2018_w30mw_High32276 | Fuel Cost | ALL | 2028-10-01 | Expected Values | 89747.54 | StationFuel_DSM2018_w30mw_High32276 | Fuel Cost | Off Peak | 2028-10-01 | Expected Values | 59188.35 | StationFuel_DSM2018_w30mw_High32276 | Fuel Cost | On Peak | 2028-10-01 | Expected Values | 30559.16 | -0.03
| StationFuel_DSM2018_Base_High32273 | Fuel Cost | ALL | 2028-11-01 | Expected Values | 69791.37 | StationFuel_DSM2018_Base_High32273 | Fuel Cost | Off Peak | 2028-11-01 | Expected Values | 51299.15 | StationFuel_DSM2018_Base_High32273 | Fuel Cost | On Peak | 2028-11-01 | Expected Values | 18492.23 | 0.01 | StationFuel_DSM2018_w30mw_High32276 | Fuel Cost | ALL | 2028-11-01 | Expected Values | 68632.23 | StationFuel_DSM2018_w30mw_High32276 | Fuel Cost | Off Peak | 2028-11-01 | Expected Values | 50433.36 | StationFuel_DSM2018_w30mw_High32276 | Fuel Cost | On Peak | 2028-11-01 | Expected Values | 18198.86 | -0.01
| StationFuel_DSM2018_Base_High32273 | Fuel Cost | ALL | 2028-12-01 | Expected Values | 79284.27 | StationFuel_DSM2018_Base_High32273 | Fuel Cost | Off Peak | 2028-12-01 | Expected Values | 58653.13 | StationFuel_DSM2018_Base_High32273 | Fuel Cost | On Peak | 2028-12-01 | Expected Values | 20631.14 | 0 | StationFuel_DSM2018_w30mw_High32276 | Fuel Cost | ALL | 2028-12-01 | Expected Values | 77943.05 | StationFuel_DSM2018_w30mw_High32276 | Fuel Cost | Off Peak | 2028-12-01 | Expected Values | 57657.79 | StationFuel_DSM2018_w30mw_High32276 | Fuel Cost | On Peak | 2028-12-01 | Expected Values | 20285.26 | 0
| StationFuel_DSM2018_Base_High32273 | Fuel Cost | ALL | 2029-01-01 | Expected Values | 80360.05 | StationFuel_DSM2018_Base_High32273 | Fuel Cost | Off Peak | 2029-01-01 | Expected Values | 56361.76 | StationFuel_DSM2018_Base_High32273 | Fuel Cost | On Peak | 2029-01-01 | Expected Values | 23998.29 | 0 | StationFuel_DSM2018_w30mw_High32276 | Fuel Cost | ALL | 2029-01-01 | Expected Values | 79054.33 | StationFuel_DSM2018_w30mw_High32276 | Fuel Cost | Off Peak | 2029-01-01 | Expected Values | 55364.4 | StationFuel_DSM2018_w30mw_High32276 | Fuel Cost | On Peak | 2029-01-01 | Expected Values | 23689.93 | 0
| StationFuel_DSM2018_Base_High32273 | Fuel Cost | ALL | 2029-02-01 | Expected Values | 70351.92 | StationFuel_DSM2018_Base_High32273 | Fuel Cost | Off Peak | 2029-02-01 | Expected Values | 50213.69 | StationFuel_DSM2018_Base_High32273 | Fuel Cost | On Peak | 2029-02-01 | Expected Values | 20138.23 | 0 | StationFuel_DSM2018_w30mw_High32276 | Fuel Cost | ALL | 2029-02-01 | Expected Values | 69246.84 | StationFuel_DSM2018_w30mw_High32276 | Fuel Cost | Off Peak | 2029-02-01 | Expected Values | 49384.11 | StationFuel_DSM2018_w30mw_High32276 | Fuel Cost | On Peak | 2029-02-01 | Expected Values | 19862.74 | 0.01
| StationFuel_DSM2018_Base_High32273 | Fuel Cost | ALL | 2029-03-01 | Expected Values | 76273.06 | StationFuel_DSM2018_Base_High32273 | Fuel Cost | Off Peak | 2029-03-01 | Expected Values | 55618.74 | StationFuel_DSM2018_Base_High32273 | Fuel Cost | On Peak | 2029-03-01 | Expected Values | 20654.32 | 0 | StationFuel_DSM2018_w30mw_High32276 | Fuel Cost | ALL | 2029-03-01 | Expected Values | 74963.05 | StationFuel_DSM2018_w30mw_High32276 | Fuel Cost | Off Peak | 2029-03-01 | Expected Values | 54620.93 | StationFuel_DSM2018_w30mw_High32276 | Fuel Cost | On Peak | 2029-03-01 | Expected Values | 20342.12 | 0
| StationFuel_DSM2018_Base_High32273 | Fuel Cost | ALL | 2029-04-01 | Expected Values | 84510.29 | StationFuel_DSM2018_Base_High32273 | Fuel Cost | Off Peak | 2029-04-01 | Expected Values | 55841.56 | StationFuel_DSM2018_Base_High32273 | Fuel Cost | On Peak | 2029-04-01 | Expected Values | 28668.74 | 0.01 | StationFuel_DSM2018_w30mw_High32276 | Fuel Cost | ALL | 2029-04-01 | Expected Values | 83284.29 | StationFuel_DSM2018_w30mw_High32276 | Fuel Cost | Off Peak | 2029-04-01 | Expected Values | 54954.67 | StationFuel_DSM2018_w30mw_High32276 | Fuel Cost | On Peak | 2029-04-01 | Expected Values | 28329.63 | 0.01
| StationFuel_DSM2018_Base_High32273 | Fuel Cost | ALL | 2029-05-01 | Expected Values | 103729.91 | StationFuel_DSM2018_Base_High32273 | Fuel Cost | Off Peak | 2029-05-01 | Expected Values | 67644.49 | StationFuel_DSM2018_Base_High32273 | Fuel Cost | On Peak | 2029-05-01 | Expected Values | 36085.45 | 0.03 | StationFuel_DSM2018_w30mw_High32276 | Fuel Cost | ALL | 2029-05-01 | Expected Values | 102157.38 | StationFuel_DSM2018_w30mw_High32276 | Fuel Cost | Off Peak | 2029-05-01 | Expected Values | 66550.51 | StationFuel_DSM2018_w30mw_High32276 | Fuel Cost | On Peak | 2029-05-01 | Expected Values | 35606.9 | 0.03
| StationFuel_DSM2018_Base_High32273 | Fuel Cost | ALL | 2029-06-01 | Expected Values | 116345.64 | StationFuel_DSM2018_Base_High32273 | Fuel Cost | Off Peak | 2029-06-01 | Expected Values | 78196.34 | StationFuel_DSM2018_Base_High32273 | Fuel Cost | On Peak | 2029-06-01 | Expected Values | 38149.34 | 0.04 | StationFuel_DSM2018_w30mw_High32276 | Fuel Cost | ALL | 2029-06-01 | Expected Values | 114776.16 | StationFuel_DSM2018_w30mw_High32276 | Fuel Cost | Off Peak | 2029-06-01 | Expected Values | 77084.74 | StationFuel_DSM2018_w30mw_High32276 | Fuel Cost | On Peak | 2029-06-01 | Expected Values | 37691.45 | 0.03
| StationFuel_DSM2018_Base_High32273 | Fuel Cost | ALL | 2029-07-01 | Expected Values | 117870.34 | StationFuel_DSM2018_Base_High32273 | Fuel Cost | Off Peak | 2029-07-01 | Expected Values | 78125.8 | StationFuel_DSM2018_Base_High32273 | Fuel Cost | On Peak | 2029-07-01 | Expected Values | 39744.55 | 0.01 | StationFuel_DSM2018_w30mw_High32276 | Fuel Cost | ALL | 2029-07-01 | Expected Values | 116433.28 | StationFuel_DSM2018_w30mw_High32276 | Fuel Cost | Off Peak | 2029-07-01 | Expected Values | 77093.77 | StationFuel_DSM2018_w30mw_High32276 | Fuel Cost | On Peak | 2029-07-01 | Expected Values | 39339.53 | 0.02
| StationFuel_DSM2018_Base_High32273 | Fuel Cost | ALL | 2029-08-01 | Expected Values | 117800.88 | StationFuel_DSM2018_Base_High32273 | Fuel Cost | Off Peak | 2029-08-01 | Expected Values | 77183.69 | StationFuel_DSM2018_Base_High32273 | Fuel Cost | On Peak | 2029-08-01 | Expected Values | 40617.21 | 0.02 | StationFuel_DSM2018_w30mw_High32276 | Fuel Cost | ALL | 2029-08-01 | Expected Values | 116356.06 | StationFuel_DSM2018_w30mw_High32276 | Fuel Cost | Off Peak | 2029-08-01 | Expected Values | 76153.66 | StationFuel_DSM2018_w30mw_High32276 | Fuel Cost | On Peak | 2029-08-01 | Expected Values | 40202.41 | 0.01
| StationFuel_DSM2018_Base_High32273 | Fuel Cost | ALL | 2029-09-01 | Expected Values | 109987.56 | StationFuel_DSM2018_Base_High32273 | Fuel Cost | Off Peak | 2029-09-01 | Expected Values | 76748.71 | StationFuel_DSM2018_Base_High32273 | Fuel Cost | On Peak | 2029-09-01 | Expected Values | 33238.87 | 0.02 | StationFuel_DSM2018_w30mw_High32276 | Fuel Cost | ALL | 2029-09-01 | Expected Values | 108626.12 | StationFuel_DSM2018_w30mw_High32276 | Fuel Cost | Off Peak | 2029-09-01 | Expected Values | 75738.44 | StationFuel_DSM2018_w30mw_High32276 | Fuel Cost | On Peak | 2029-09-01 | Expected Values | 32887.69 | 0.01
| StationFuel_DSM2018_Base_High32273 | Fuel Cost | ALL | 2029-10-01 | Expected Values | 98115.52 | StationFuel_DSM2018_Base_High32273 | Fuel Cost | Off Peak | 2029-10-01 | Expected Values | 62744.4 | StationFuel_DSM2018_Base_High32273 | Fuel Cost | On Peak | 2029-10-01 | Expected Values | 35371.12 | 0 | StationFuel_DSM2018_w30mw_High32276 | Fuel Cost | ALL | 2029-10-01 | Expected Values | 96748.9 | StationFuel_DSM2018_w30mw_High32276 | Fuel Cost | Off Peak | 2029-10-01 | Expected Values | 61779.34 | StationFuel_DSM2018_w30mw_High32276 | Fuel Cost | On Peak | 2029-10-01 | Expected Values | 34969.55 | -0.01
| StationFuel_DSM2018_Base_High32273 | Fuel Cost | ALL | 2029-11-01 | Expected Values | 74690.49 | StationFuel_DSM2018_Base_High32273 | Fuel Cost | Off Peak | 2029-11-01 | Expected Values | 54368.21 | StationFuel_DSM2018_Base_High32273 | Fuel Cost | On Peak | 2029-11-01 | Expected Values | 20322.29 | 0.01 | StationFuel_DSM2018_w30mw_High32276 | Fuel Cost | ALL | 2029-11-01 | Expected Values | 73456.44 | StationFuel_DSM2018_w30mw_High32276 | Fuel Cost | Off Peak | 2029-11-01 | Expected Values | 53443.21 | StationFuel_DSM2018_w30mw_High32276 | Fuel Cost | On Peak | 2029-11-01 | Expected Values | 20013.23 | 0
| StationFuel_DSM2018_Base_High32273 | Fuel Cost | ALL | 2029-12-01 | Expected Values | 85244.22 | StationFuel_DSM2018_Base_High32273 | Fuel Cost | Off Peak | 2029-12-01 | Expected Values | 62922.51 | StationFuel_DSM2018_Base_High32273 | Fuel Cost | On Peak | 2029-12-01 | Expected Values | 22321.71 | 0 | StationFuel_DSM2018_w30mw_High32276 | Fuel Cost | ALL | 2029-12-01 | Expected Values | 83963.23 | StationFuel_DSM2018_w30mw_High32276 | Fuel Cost | Off Peak | 2029-12-01 | Expected Values | 61935.38 | StationFuel_DSM2018_w30mw_High32276 | Fuel Cost | On Peak | 2029-12-01 | Expected Values | 22027.85 | 0
| StationFuel_DSM2018_Base_High32273 | Fuel Cost | ALL | 2030-01-01 | Expected Values | 89057.14 | StationFuel_DSM2018_Base_High32273 | Fuel Cost | Off Peak | 2030-01-01 | Expected Values | 62304.57 | StationFuel_DSM2018_Base_High32273 | Fuel Cost | On Peak | 2030-01-01 | Expected Values | 26752.54 | -0.03 | StationFuel_DSM2018_w30mw_High32276 | Fuel Cost | ALL | 2030-01-01 | Expected Values | 87662.95 | StationFuel_DSM2018_w30mw_High32276 | Fuel Cost | Off Peak | 2030-01-01 | Expected Values | 61269.12 | StationFuel_DSM2018_w30mw_High32276 | Fuel Cost | On Peak | 2030-01-01 | Expected Values | 26393.8 | -0.03
| StationFuel_DSM2018_Base_High32273 | Fuel Cost | ALL | 2030-02-01 | Expected Values | 77300.21 | StationFuel_DSM2018_Base_High32273 | Fuel Cost | Off Peak | 2030-02-01 | Expected Values | 55200.68 | StationFuel_DSM2018_Base_High32273 | Fuel Cost | On Peak | 2030-02-01 | Expected Values | 22099.52 | -0.01 | StationFuel_DSM2018_w30mw_High32276 | Fuel Cost | ALL | 2030-02-01 | Expected Values | 76071.69 | StationFuel_DSM2018_w30mw_High32276 | Fuel Cost | Off Peak | 2030-02-01 | Expected Values | 54271.14 | StationFuel_DSM2018_w30mw_High32276 | Fuel Cost | On Peak | 2030-02-01 | Expected Values | 21800.53 | -0.02
| StationFuel_DSM2018_Base_High32273 | Fuel Cost | ALL | 2030-03-01 | Expected Values | 82789.34 | StationFuel_DSM2018_Base_High32273 | Fuel Cost | Off Peak | 2030-03-01 | Expected Values | 61203.19 | StationFuel_DSM2018_Base_High32273 | Fuel Cost | On Peak | 2030-03-01 | Expected Values | 21586.14 | -0.01 | StationFuel_DSM2018_w30mw_High32276 | Fuel Cost | ALL | 2030-03-01 | Expected Values | 81430.83 | StationFuel_DSM2018_w30mw_High32276 | Fuel Cost | Off Peak | 2030-03-01 | Expected Values | 60165.75 | StationFuel_DSM2018_w30mw_High32276 | Fuel Cost | On Peak | 2030-03-01 | Expected Values | 21265.06 | -0.02
| StationFuel_DSM2018_Base_High32273 | Fuel Cost | ALL | 2030-04-01 | Expected Values | 93121.47 | StationFuel_DSM2018_Base_High32273 | Fuel Cost | Off Peak | 2030-04-01 | Expected Values | 60078.45 | StationFuel_DSM2018_Base_High32273 | Fuel Cost | On Peak | 2030-04-01 | Expected Values | 33043.05 | 0.03 | StationFuel_DSM2018_w30mw_High32276 | Fuel Cost | ALL | 2030-04-01 | Expected Values | 91540.86 | StationFuel_DSM2018_w30mw_High32276 | Fuel Cost | Off Peak | 2030-04-01 | Expected Values | 58969.19 | StationFuel_DSM2018_w30mw_High32276 | Fuel Cost | On Peak | 2030-04-01 | Expected Values | 32571.7 | 0.03
| StationFuel_DSM2018_Base_High32273 | Fuel Cost | ALL | 2030-05-01 | Expected Values | 111972.7 | StationFuel_DSM2018_Base_High32273 | Fuel Cost | Off Peak | 2030-05-01 | Expected Values | 72800.44 | StationFuel_DSM2018_Base_High32273 | Fuel Cost | On Peak | 2030-05-01 | Expected Values | 39172.29 | 0.03 | StationFuel_DSM2018_w30mw_High32276 | Fuel Cost | ALL | 2030-05-01 | Expected Values | 110272.67 | StationFuel_DSM2018_w30mw_High32276 | Fuel Cost | Off Peak | 2030-05-01 | Expected Values | 71619.42 | StationFuel_DSM2018_w30mw_High32276 | Fuel Cost | On Peak | 2030-05-01 | Expected Values | 38653.27 | 0.02
| StationFuel_DSM2018_Base_High32273 | Fuel Cost | ALL | 2030-06-01 | Expected Values | 130186.16 | StationFuel_DSM2018_Base_High32273 | Fuel Cost | Off Peak | 2030-06-01 | Expected Values | 88919.22 | StationFuel_DSM2018_Base_High32273 | Fuel Cost | On Peak | 2030-06-01 | Expected Values | 41266.97 | 0.03 | StationFuel_DSM2018_w30mw_High32276 | Fuel Cost | ALL | 2030-06-01 | Expected Values | 128377.82 | StationFuel_DSM2018_w30mw_High32276 | Fuel Cost | Off Peak | 2030-06-01 | Expected Values | 87677.98 | StationFuel_DSM2018_w30mw_High32276 | Fuel Cost | On Peak | 2030-06-01 | Expected Values | 40699.87 | 0.03
| StationFuel_DSM2018_Base_High32273 | Fuel Cost | ALL | 2030-07-01 | Expected Values | 132622.79 | StationFuel_DSM2018_Base_High32273 | Fuel Cost | Off Peak | 2030-07-01 | Expected Values | 85733.03 | StationFuel_DSM2018_Base_High32273 | Fuel Cost | On Peak | 2030-07-01 | Expected Values | 46889.79 | 0.03 | StationFuel_DSM2018_w30mw_High32276 | Fuel Cost | ALL | 2030-07-01 | Expected Values | 130893.87 | StationFuel_DSM2018_w30mw_High32276 | Fuel Cost | Off Peak | 2030-07-01 | Expected Values | 84604.67 | StationFuel_DSM2018_w30mw_High32276 | Fuel Cost | On Peak | 2030-07-01 | Expected Values | 46289.23 | 0.03
| StationFuel_DSM2018_Base_High32273 | Fuel Cost | ALL | 2030-08-01 | Expected Values | 129413.25 | StationFuel_DSM2018_Base_High32273 | Fuel Cost | Off Peak | 2030-08-01 | Expected Values | 86748.42 | StationFuel_DSM2018_Base_High32273 | Fuel Cost | On Peak | 2030-08-01 | Expected Values | 42664.86 | 0.03 | StationFuel_DSM2018_w30mw_High32276 | Fuel Cost | ALL | 2030-08-01 | Expected Values | 127858.97 | StationFuel_DSM2018_w30mw_High32276 | Fuel Cost | Off Peak | 2030-08-01 | Expected Values | 85612.58 | StationFuel_DSM2018_w30mw_High32276 | Fuel Cost | On Peak | 2030-08-01 | Expected Values | 42246.42 | 0.03
| StationFuel_DSM2018_Base_High32273 | Fuel Cost | ALL | 2030-09-01 | Expected Values | 121380.53 | StationFuel_DSM2018_Base_High32273 | Fuel Cost | Off Peak | 2030-09-01 | Expected Values | 82629.76 | StationFuel_DSM2018_Base_High32273 | Fuel Cost | On Peak | 2030-09-01 | Expected Values | 38750.78 | 0.01 | StationFuel_DSM2018_w30mw_High32276 | Fuel Cost | ALL | 2030-09-01 | Expected Values | 119802.99 | StationFuel_DSM2018_w30mw_High32276 | Fuel Cost | Off Peak | 2030-09-01 | Expected Values | 81561.58 | StationFuel_DSM2018_w30mw_High32276 | Fuel Cost | On Peak | 2030-09-01 | Expected Values | 38241.42 | 0.01
| StationFuel_DSM2018_Base_High32273 | Fuel Cost | ALL | 2030-10-01 | Expected Values | 108355.06 | StationFuel_DSM2018_Base_High32273 | Fuel Cost | Off Peak | 2030-10-01 | Expected Values | 69896.05 | StationFuel_DSM2018_Base_High32273 | Fuel Cost | On Peak | 2030-10-01 | Expected Values | 38459.04 | 0.03 | StationFuel_DSM2018_w30mw_High32276 | Fuel Cost | ALL | 2030-10-01 | Expected Values | 106827.98 | StationFuel_DSM2018_w30mw_High32276 | Fuel Cost | Off Peak | 2030-10-01 | Expected Values | 68807.71 | StationFuel_DSM2018_w30mw_High32276 | Fuel Cost | On Peak | 2030-10-01 | Expected Values | 38020.29 | 0.02
| StationFuel_DSM2018_Base_High32273 | Fuel Cost | ALL | 2030-11-01 | Expected Values | 84923.99 | StationFuel_DSM2018_Base_High32273 | Fuel Cost | Off Peak | 2030-11-01 | Expected Values | 63027.38 | StationFuel_DSM2018_Base_High32273 | Fuel Cost | On Peak | 2030-11-01 | Expected Values | 21896.64 | 0.03 | StationFuel_DSM2018_w30mw_High32276 | Fuel Cost | ALL | 2030-11-01 | Expected Values | 83445.15 | StationFuel_DSM2018_w30mw_High32276 | Fuel Cost | Off Peak | 2030-11-01 | Expected Values | 61910.98 | StationFuel_DSM2018_w30mw_High32276 | Fuel Cost | On Peak | 2030-11-01 | Expected Values | 21534.19 | 0.02
| StationFuel_DSM2018_Base_High32273 | Fuel Cost | ALL | 2030-12-01 | Expected Values | 93037.7 | StationFuel_DSM2018_Base_High32273 | Fuel Cost | Off Peak | 2030-12-01 | Expected Values | 67681.7 | StationFuel_DSM2018_Base_High32273 | Fuel Cost | On Peak | 2030-12-01 | Expected Values | 25355.98 | -0.02 | StationFuel_DSM2018_w30mw_High32276 | Fuel Cost | ALL | 2030-12-01 | Expected Values | 91606.1 | StationFuel_DSM2018_w30mw_High32276 | Fuel Cost | Off Peak | 2030-12-01 | Expected Values | 66602.83 | StationFuel_DSM2018_w30mw_High32276 | Fuel Cost | On Peak | 2030-12-01 | Expected Values | 25003.24 | -0.03
| StationFuel_DSM2018_Base_High32273 | Fuel Cost | ALL | 2031-01-01 | Expected Values | 93162.88 | StationFuel_DSM2018_Base_High32273 | Fuel Cost | Off Peak | 2031-01-01 | Expected Values | 64961.97 | StationFuel_DSM2018_Base_High32273 | Fuel Cost | On Peak | 2031-01-01 | Expected Values | 28200.91 | 0 | StationFuel_DSM2018_w30mw_High32276 | Fuel Cost | ALL | 2031-01-01 | Expected Values | 91631.47 | StationFuel_DSM2018_w30mw_High32276 | Fuel Cost | Off Peak | 2031-01-01 | Expected Values | 63852.18 | StationFuel_DSM2018_w30mw_High32276 | Fuel Cost | On Peak | 2031-01-01 | Expected Values | 27779.29 | 0
| StationFuel_DSM2018_Base_High32273 | Fuel Cost | ALL | 2031-02-01 | Expected Values | 81686.55 | StationFuel_DSM2018_Base_High32273 | Fuel Cost | Off Peak | 2031-02-01 | Expected Values | 58300.87 | StationFuel_DSM2018_Base_High32273 | Fuel Cost | On Peak | 2031-02-01 | Expected Values | 23385.69 | 0.01 | StationFuel_DSM2018_w30mw_High32276 | Fuel Cost | ALL | 2031-02-01 | Expected Values | 80418.43 | StationFuel_DSM2018_w30mw_High32276 | Fuel Cost | Off Peak | 2031-02-01 | Expected Values | 57345.72 | StationFuel_DSM2018_w30mw_High32276 | Fuel Cost | On Peak | 2031-02-01 | Expected Values | 23072.71 | 0
| StationFuel_DSM2018_Base_High32273 | Fuel Cost | ALL | 2031-03-01 | Expected Values | 89575.29 | StationFuel_DSM2018_Base_High32273 | Fuel Cost | Off Peak | 2031-03-01 | Expected Values | 66336.74 | StationFuel_DSM2018_Base_High32273 | Fuel Cost | On Peak | 2031-03-01 | Expected Values | 23238.56 | 0.01 | StationFuel_DSM2018_w30mw_High32276 | Fuel Cost | ALL | 2031-03-01 | Expected Values | 88192.45 | StationFuel_DSM2018_w30mw_High32276 | Fuel Cost | Off Peak | 2031-03-01 | Expected Values | 65262.75 | StationFuel_DSM2018_w30mw_High32276 | Fuel Cost | On Peak | 2031-03-01 | Expected Values | 22929.69 | -0.01
| StationFuel_DSM2018_Base_High32273 | Fuel Cost | ALL | 2031-04-01 | Expected Values | 98708.51 | StationFuel_DSM2018_Base_High32273 | Fuel Cost | Off Peak | 2031-04-01 | Expected Values | 63310.79 | StationFuel_DSM2018_Base_High32273 | Fuel Cost | On Peak | 2031-04-01 | Expected Values | 35397.75 | 0.03 | StationFuel_DSM2018_w30mw_High32276 | Fuel Cost | ALL | 2031-04-01 | Expected Values | 97165.21 | StationFuel_DSM2018_w30mw_High32276 | Fuel Cost | Off Peak | 2031-04-01 | Expected Values | 62219.22 | StationFuel_DSM2018_w30mw_High32276 | Fuel Cost | On Peak | 2031-04-01 | Expected Values | 34946.02 | 0.03
| StationFuel_DSM2018_Base_High32273 | Fuel Cost | ALL | 2031-05-01 | Expected Values | 116540.72 | StationFuel_DSM2018_Base_High32273 | Fuel Cost | Off Peak | 2031-05-01 | Expected Values | 77282.54 | StationFuel_DSM2018_Base_High32273 | Fuel Cost | On Peak | 2031-05-01 | Expected Values | 39258.23 | 0.05 | StationFuel_DSM2018_w30mw_High32276 | Fuel Cost | ALL | 2031-05-01 | Expected Values | 115075.22 | StationFuel_DSM2018_w30mw_High32276 | Fuel Cost | Off Peak | 2031-05-01 | Expected Values | 76225.28 | StationFuel_DSM2018_w30mw_High32276 | Fuel Cost | On Peak | 2031-05-01 | Expected Values | 38849.99 | 0.05
| StationFuel_DSM2018_Base_High32273 | Fuel Cost | ALL | 2031-06-01 | Expected Values | 131100.16 | StationFuel_DSM2018_Base_High32273 | Fuel Cost | Off Peak | 2031-06-01 | Expected Values | 87955.8 | StationFuel_DSM2018_Base_High32273 | Fuel Cost | On Peak | 2031-06-01 | Expected Values | 43144.4 | 0.04 | StationFuel_DSM2018_w30mw_High32276 | Fuel Cost | ALL | 2031-06-01 | Expected Values | 129561.88 | StationFuel_DSM2018_w30mw_High32276 | Fuel Cost | Off Peak | 2031-06-01 | Expected Values | 86834.42 | StationFuel_DSM2018_w30mw_High32276 | Fuel Cost | On Peak | 2031-06-01 | Expected Values | 42727.51 | 0.05
| StationFuel_DSM2018_Base_High32273 | Fuel Cost | ALL | 2031-07-01 | Expected Values | 137022.46 | StationFuel_DSM2018_Base_High32273 | Fuel Cost | Off Peak | 2031-07-01 | Expected Values | 88244.99 | StationFuel_DSM2018_Base_High32273 | Fuel Cost | On Peak | 2031-07-01 | Expected Values | 48777.53 | 0.06 | StationFuel_DSM2018_w30mw_High32276 | Fuel Cost | ALL | 2031-07-01 | Expected Values | 135229.58 | StationFuel_DSM2018_w30mw_High32276 | Fuel Cost | Off Peak | 2031-07-01 | Expected Values | 87133.72 | StationFuel_DSM2018_w30mw_High32276 | Fuel Cost | On Peak | 2031-07-01 | Expected Values | 48095.91 | 0.05
| StationFuel_DSM2018_Base_High32273 | Fuel Cost | ALL | 2031-08-01 | Expected Values | 138249.99 | StationFuel_DSM2018_Base_High32273 | Fuel Cost | Off Peak | 2031-08-01 | Expected Values | 94529.6 | StationFuel_DSM2018_Base_High32273 | Fuel Cost | On Peak | 2031-08-01 | Expected Values | 43720.45 | 0.06 | StationFuel_DSM2018_w30mw_High32276 | Fuel Cost | ALL | 2031-08-01 | Expected Values | 136654.83 | StationFuel_DSM2018_w30mw_High32276 | Fuel Cost | Off Peak | 2031-08-01 | Expected Values | 93367.89 | StationFuel_DSM2018_w30mw_High32276 | Fuel Cost | On Peak | 2031-08-01 | Expected Values | 43286.99 | 0.05
| StationFuel_DSM2018_Base_High32273 | Fuel Cost | ALL | 2031-09-01 | Expected Values | 127542.74 | StationFuel_DSM2018_Base_High32273 | Fuel Cost | Off Peak | 2031-09-01 | Expected Values | 84859.65 | StationFuel_DSM2018_Base_High32273 | Fuel Cost | On Peak | 2031-09-01 | Expected Values | 42683.14 | 0.05 | StationFuel_DSM2018_w30mw_High32276 | Fuel Cost | ALL | 2031-09-01 | Expected Values | 125970.05 | StationFuel_DSM2018_w30mw_High32276 | Fuel Cost | Off Peak | 2031-09-01 | Expected Values | 83720.92 | StationFuel_DSM2018_w30mw_High32276 | Fuel Cost | On Peak | 2031-09-01 | Expected Values | 42249.18 | 0.05
| StationFuel_DSM2018_Base_High32273 | Fuel Cost | ALL | 2031-10-01 | Expected Values | 113684.89 | StationFuel_DSM2018_Base_High32273 | Fuel Cost | Off Peak | 2031-10-01 | Expected Values | 73920.76 | StationFuel_DSM2018_Base_High32273 | Fuel Cost | On Peak | 2031-10-01 | Expected Values | 39764.16 | 0.03 | StationFuel_DSM2018_w30mw_High32276 | Fuel Cost | ALL | 2031-10-01 | Expected Values | 112065.04 | StationFuel_DSM2018_w30mw_High32276 | Fuel Cost | Off Peak | 2031-10-01 | Expected Values | 72765.74 | StationFuel_DSM2018_w30mw_High32276 | Fuel Cost | On Peak | 2031-10-01 | Expected Values | 39299.33 | 0.03
| StationFuel_DSM2018_Base_High32273 | Fuel Cost | ALL | 2031-11-01 | Expected Values | 86889.07 | StationFuel_DSM2018_Base_High32273 | Fuel Cost | Off Peak | 2031-11-01 | Expected Values | 65484.03 | StationFuel_DSM2018_Base_High32273 | Fuel Cost | On Peak | 2031-11-01 | Expected Values | 21405.08 | 0.04 | StationFuel_DSM2018_w30mw_High32276 | Fuel Cost | ALL | 2031-11-01 | Expected Values | 85419.53 | StationFuel_DSM2018_w30mw_High32276 | Fuel Cost | Off Peak | 2031-11-01 | Expected Values | 64353.19 | StationFuel_DSM2018_w30mw_High32276 | Fuel Cost | On Peak | 2031-11-01 | Expected Values | 21066.38 | 0.04
| StationFuel_DSM2018_Base_High32273 | Fuel Cost | ALL | 2031-12-01 | Expected Values | 100294.91 | StationFuel_DSM2018_Base_High32273 | Fuel Cost | Off Peak | 2031-12-01 | Expected Values | 71753.51 | StationFuel_DSM2018_Base_High32273 | Fuel Cost | On Peak | 2031-12-01 | Expected Values | 28541.41 | 0.01 | StationFuel_DSM2018_w30mw_High32276 | Fuel Cost | ALL | 2031-12-01 | Expected Values | 98741.3 | StationFuel_DSM2018_w30mw_High32276 | Fuel Cost | Off Peak | 2031-12-01 | Expected Values | 70631.61 | StationFuel_DSM2018_w30mw_High32276 | Fuel Cost | On Peak | 2031-12-01 | Expected Values | 28109.69 | 0
| StationFuel_DSM2018_Base_High32273 | Fuel Cost | ALL | 2032-01-01 | Expected Values | 102158.12 | StationFuel_DSM2018_Base_High32273 | Fuel Cost | Off Peak | 2032-01-01 | Expected Values | 72536.55 | StationFuel_DSM2018_Base_High32273 | Fuel Cost | On Peak | 2032-01-01 | Expected Values | 29621.57 | 0 | StationFuel_DSM2018_w30mw_High32276 | Fuel Cost | ALL | 2032-01-01 | Expected Values | 100555.49 | StationFuel_DSM2018_w30mw_High32276 | Fuel Cost | Off Peak | 2032-01-01 | Expected Values | 71326.72 | StationFuel_DSM2018_w30mw_High32276 | Fuel Cost | On Peak | 2032-01-01 | Expected Values | 29228.78 | 0.01
| StationFuel_DSM2018_Base_High32273 | Fuel Cost | ALL | 2032-02-01 | Expected Values | 87854.23 | StationFuel_DSM2018_Base_High32273 | Fuel Cost | Off Peak | 2032-02-01 | Expected Values | 63088.5 | StationFuel_DSM2018_Base_High32273 | Fuel Cost | On Peak | 2032-02-01 | Expected Values | 24765.73 | 0 | StationFuel_DSM2018_w30mw_High32276 | Fuel Cost | ALL | 2032-02-01 | Expected Values | 86355.67 | StationFuel_DSM2018_w30mw_High32276 | Fuel Cost | Off Peak | 2032-02-01 | Expected Values | 61944.15 | StationFuel_DSM2018_w30mw_High32276 | Fuel Cost | On Peak | 2032-02-01 | Expected Values | 24411.53 | 0.01
| StationFuel_DSM2018_Base_High32273 | Fuel Cost | ALL | 2032-03-01 | Expected Values | 95014.28 | StationFuel_DSM2018_Base_High32273 | Fuel Cost | Off Peak | 2032-03-01 | Expected Values | 67979.18 | StationFuel_DSM2018_Base_High32273 | Fuel Cost | On Peak | 2032-03-01 | Expected Values | 27035.11 | 0.01 | StationFuel_DSM2018_w30mw_High32276 | Fuel Cost | ALL | 2032-03-01 | Expected Values | 93482.53 | StationFuel_DSM2018_w30mw_High32276 | Fuel Cost | Off Peak | 2032-03-01 | Expected Values | 66836.93 | StationFuel_DSM2018_w30mw_High32276 | Fuel Cost | On Peak | 2032-03-01 | Expected Values | 26645.6 | 0
| StationFuel_DSM2018_Base_High32273 | Fuel Cost | ALL | 2032-04-01 | Expected Values | 107168.3 | StationFuel_DSM2018_Base_High32273 | Fuel Cost | Off Peak | 2032-04-01 | Expected Values | 67976.63 | StationFuel_DSM2018_Base_High32273 | Fuel Cost | On Peak | 2032-04-01 | Expected Values | 39191.7 | 0.03 | StationFuel_DSM2018_w30mw_High32276 | Fuel Cost | ALL | 2032-04-01 | Expected Values | 105738.77 | StationFuel_DSM2018_w30mw_High32276 | Fuel Cost | Off Peak | 2032-04-01 | Expected Values | 66925.48 | StationFuel_DSM2018_w30mw_High32276 | Fuel Cost | On Peak | 2032-04-01 | Expected Values | 38813.32 | 0.03
| StationFuel_DSM2018_Base_High32273 | Fuel Cost | ALL | 2032-05-01 | Expected Values | 127458.67 | StationFuel_DSM2018_Base_High32273 | Fuel Cost | Off Peak | 2032-05-01 | Expected Values | 86241.74 | StationFuel_DSM2018_Base_High32273 | Fuel Cost | On Peak | 2032-05-01 | Expected Values | 41216.99 | 0.06 | StationFuel_DSM2018_w30mw_High32276 | Fuel Cost | ALL | 2032-05-01 | Expected Values | 125728.28 | StationFuel_DSM2018_w30mw_High32276 | Fuel Cost | Off Peak | 2032-05-01 | Expected Values | 84981.92 | StationFuel_DSM2018_w30mw_High32276 | Fuel Cost | On Peak | 2032-05-01 | Expected Values | 40746.41 | 0.05
| StationFuel_DSM2018_Base_High32273 | Fuel Cost | ALL | 2032-06-01 | Expected Values | 142456.69 | StationFuel_DSM2018_Base_High32273 | Fuel Cost | Off Peak | 2032-06-01 | Expected Values | 93144.55 | StationFuel_DSM2018_Base_High32273 | Fuel Cost | On Peak | 2032-06-01 | Expected Values | 49312.17 | 0.03 | StationFuel_DSM2018_w30mw_High32276 | Fuel Cost | ALL | 2032-06-01 | Expected Values | 140555.53 | StationFuel_DSM2018_w30mw_High32276 | Fuel Cost | Off Peak | 2032-06-01 | Expected Values | 91891.88 | StationFuel_DSM2018_w30mw_High32276 | Fuel Cost | On Peak | 2032-06-01 | Expected Values | 48663.68 | 0.03
| StationFuel_DSM2018_Base_High32273 | Fuel Cost | ALL | 2032-07-01 | Expected Values | 147663.18 | StationFuel_DSM2018_Base_High32273 | Fuel Cost | Off Peak | 2032-07-01 | Expected Values | 97028.69 | StationFuel_DSM2018_Base_High32273 | Fuel Cost | On Peak | 2032-07-01 | Expected Values | 50634.51 | 0.02 | StationFuel_DSM2018_w30mw_High32276 | Fuel Cost | ALL | 2032-07-01 | Expected Values | 145979.07 | StationFuel_DSM2018_w30mw_High32276 | Fuel Cost | Off Peak | 2032-07-01 | Expected Values | 95864.37 | StationFuel_DSM2018_w30mw_High32276 | Fuel Cost | On Peak | 2032-07-01 | Expected Values | 50114.71 | 0.01
| StationFuel_DSM2018_Base_High32273 | Fuel Cost | ALL | 2032-08-01 | Expected Values | 148622.22 | StationFuel_DSM2018_Base_High32273 | Fuel Cost | Off Peak | 2032-08-01 | Expected Values | 100014.17 | StationFuel_DSM2018_Base_High32273 | Fuel Cost | On Peak | 2032-08-01 | Expected Values | 48608.05 | 0 | StationFuel_DSM2018_w30mw_High32276 | Fuel Cost | ALL | 2032-08-01 | Expected Values | 146587.94 | StationFuel_DSM2018_w30mw_High32276 | Fuel Cost | Off Peak | 2032-08-01 | Expected Values | 98596.25 | StationFuel_DSM2018_w30mw_High32276 | Fuel Cost | On Peak | 2032-08-01 | Expected Values | 47991.71 | 0.02
| StationFuel_DSM2018_Base_High32273 | Fuel Cost | ALL | 2032-09-01 | Expected Values | 139805.58 | StationFuel_DSM2018_Base_High32273 | Fuel Cost | Off Peak | 2032-09-01 | Expected Values | 92506.28 | StationFuel_DSM2018_Base_High32273 | Fuel Cost | On Peak | 2032-09-01 | Expected Values | 47299.33 | 0.03 | StationFuel_DSM2018_w30mw_High32276 | Fuel Cost | ALL | 2032-09-01 | Expected Values | 138077.41 | StationFuel_DSM2018_w30mw_High32276 | Fuel Cost | Off Peak | 2032-09-01 | Expected Values | 91331.16 | StationFuel_DSM2018_w30mw_High32276 | Fuel Cost | On Peak | 2032-09-01 | Expected Values | 46746.29 | 0.04
| StationFuel_DSM2018_Base_High32273 | Fuel Cost | ALL | 2032-10-01 | Expected Values | 124252.17 | StationFuel_DSM2018_Base_High32273 | Fuel Cost | Off Peak | 2032-10-01 | Expected Values | 84554.77 | StationFuel_DSM2018_Base_High32273 | Fuel Cost | On Peak | 2032-10-01 | Expected Values | 39697.43 | 0.03 | StationFuel_DSM2018_w30mw_High32276 | Fuel Cost | ALL | 2032-10-01 | Expected Values | 122364.74 | StationFuel_DSM2018_w30mw_High32276 | Fuel Cost | Off Peak | 2032-10-01 | Expected Values | 83217.12 | StationFuel_DSM2018_w30mw_High32276 | Fuel Cost | On Peak | 2032-10-01 | Expected Values | 39147.64 | 0.02
| StationFuel_DSM2018_Base_High32273 | Fuel Cost | ALL | 2032-11-01 | Expected Values | 95342.78 | StationFuel_DSM2018_Base_High32273 | Fuel Cost | Off Peak | 2032-11-01 | Expected Values | 69355.66 | StationFuel_DSM2018_Base_High32273 | Fuel Cost | On Peak | 2032-11-01 | Expected Values | 25987.15 | 0.03 | StationFuel_DSM2018_w30mw_High32276 | Fuel Cost | ALL | 2032-11-01 | Expected Values | 93924.12 | StationFuel_DSM2018_w30mw_High32276 | Fuel Cost | Off Peak | 2032-11-01 | Expected Values | 68300.35 | StationFuel_DSM2018_w30mw_High32276 | Fuel Cost | On Peak | 2032-11-01 | Expected Values | 25623.8 | 0.03
| StationFuel_DSM2018_Base_High32273 | Fuel Cost | ALL | 2032-12-01 | Expected Values | 106943.89 | StationFuel_DSM2018_Base_High32273 | Fuel Cost | Off Peak | 2032-12-01 | Expected Values | 76589.22 | StationFuel_DSM2018_Base_High32273 | Fuel Cost | On Peak | 2032-12-01 | Expected Values | 30354.68 | 0.01 | StationFuel_DSM2018_w30mw_High32276 | Fuel Cost | ALL | 2032-12-01 | Expected Values | 105334.85 | StationFuel_DSM2018_w30mw_High32276 | Fuel Cost | Off Peak | 2032-12-01 | Expected Values | 75403.15 | StationFuel_DSM2018_w30mw_High32276 | Fuel Cost | On Peak | 2032-12-01 | Expected Values | 29931.72 | 0.02
| StationFuel_DSM2018_Base_High32273 | Fuel Cost | ALL | 2033-01-01 | Expected Values | 102715.01 | StationFuel_DSM2018_Base_High32273 | Fuel Cost | Off Peak | 2033-01-01 | Expected Values | 73858.35 | StationFuel_DSM2018_Base_High32273 | Fuel Cost | On Peak | 2033-01-01 | Expected Values | 28856.65 | -0.01 | StationFuel_DSM2018_w30mw_High32276 | Fuel Cost | ALL | 2033-01-01 | Expected Values | 101112.92 | StationFuel_DSM2018_w30mw_High32276 | Fuel Cost | Off Peak | 2033-01-01 | Expected Values | 72627.54 | StationFuel_DSM2018_w30mw_High32276 | Fuel Cost | On Peak | 2033-01-01 | Expected Values | 28485.37 | -0.01
| StationFuel_DSM2018_Base_High32273 | Fuel Cost | ALL | 2033-02-01 | Expected Values | 93981.61 | StationFuel_DSM2018_Base_High32273 | Fuel Cost | Off Peak | 2033-02-01 | Expected Values | 66348.67 | StationFuel_DSM2018_Base_High32273 | Fuel Cost | On Peak | 2033-02-01 | Expected Values | 27632.93 | -0.01 | StationFuel_DSM2018_w30mw_High32276 | Fuel Cost | ALL | 2033-02-01 | Expected Values | 92455.6 | StationFuel_DSM2018_w30mw_High32276 | Fuel Cost | Off Peak | 2033-02-01 | Expected Values | 65238.36 | StationFuel_DSM2018_w30mw_High32276 | Fuel Cost | On Peak | 2033-02-01 | Expected Values | 27217.24 | 0
| StationFuel_DSM2018_Base_High32273 | Fuel Cost | ALL | 2033-03-01 | Expected Values | 101107.35 | StationFuel_DSM2018_Base_High32273 | Fuel Cost | Off Peak | 2033-03-01 | Expected Values | 72425.5 | StationFuel_DSM2018_Base_High32273 | Fuel Cost | On Peak | 2033-03-01 | Expected Values | 28681.83 | -0.02 | StationFuel_DSM2018_w30mw_High32276 | Fuel Cost | ALL | 2033-03-01 | Expected Values | 99462.29 | StationFuel_DSM2018_w30mw_High32276 | Fuel Cost | Off Peak | 2033-03-01 | Expected Values | 71197.35 | StationFuel_DSM2018_w30mw_High32276 | Fuel Cost | On Peak | 2033-03-01 | Expected Values | 28264.94 | 0
| StationFuel_DSM2018_Base_High32273 | Fuel Cost | ALL | 2033-04-01 | Expected Values | 112088.41 | StationFuel_DSM2018_Base_High32273 | Fuel Cost | Off Peak | 2033-04-01 | Expected Values | 72752.94 | StationFuel_DSM2018_Base_High32273 | Fuel Cost | On Peak | 2033-04-01 | Expected Values | 39335.49 | 0.02 | StationFuel_DSM2018_w30mw_High32276 | Fuel Cost | ALL | 2033-04-01 | Expected Values | 110429.52 | StationFuel_DSM2018_w30mw_High32276 | Fuel Cost | Off Peak | 2033-04-01 | Expected Values | 71582.04 | StationFuel_DSM2018_w30mw_High32276 | Fuel Cost | On Peak | 2033-04-01 | Expected Values | 38847.5 | 0.02
| StationFuel_DSM2018_Base_High32273 | Fuel Cost | ALL | 2033-05-01 | Expected Values | 130926.02 | StationFuel_DSM2018_Base_High32273 | Fuel Cost | Off Peak | 2033-05-01 | Expected Values | 86686.69 | StationFuel_DSM2018_Base_High32273 | Fuel Cost | On Peak | 2033-05-01 | Expected Values | 44239.35 | 0.02 | StationFuel_DSM2018_w30mw_High32276 | Fuel Cost | ALL | 2033-05-01 | Expected Values | 129132.94 | StationFuel_DSM2018_w30mw_High32276 | Fuel Cost | Off Peak | 2033-05-01 | Expected Values | 85370.27 | StationFuel_DSM2018_w30mw_High32276 | Fuel Cost | On Peak | 2033-05-01 | Expected Values | 43762.69 | 0.02
| StationFuel_DSM2018_Base_High32273 | Fuel Cost | ALL | 2033-06-01 | Expected Values | 144351.49 | StationFuel_DSM2018_Base_High32273 | Fuel Cost | Off Peak | 2033-06-01 | Expected Values | 94142 | StationFuel_DSM2018_Base_High32273 | Fuel Cost | On Peak | 2033-06-01 | Expected Values | 50209.51 | 0.02 | StationFuel_DSM2018_w30mw_High32276 | Fuel Cost | ALL | 2033-06-01 | Expected Values | 142644.32 | StationFuel_DSM2018_w30mw_High32276 | Fuel Cost | Off Peak | 2033-06-01 | Expected Values | 92898.15 | StationFuel_DSM2018_w30mw_High32276 | Fuel Cost | On Peak | 2033-06-01 | Expected Values | 49746.18 | 0.01
| StationFuel_DSM2018_Base_High32273 | Fuel Cost | ALL | 2033-07-01 | Expected Values | 153039.68 | StationFuel_DSM2018_Base_High32273 | Fuel Cost | Off Peak | 2033-07-01 | Expected Values | 102748.03 | StationFuel_DSM2018_Base_High32273 | Fuel Cost | On Peak | 2033-07-01 | Expected Values | 50291.67 | 0.02 | StationFuel_DSM2018_w30mw_High32276 | Fuel Cost | ALL | 2033-07-01 | Expected Values | 151153.1 | StationFuel_DSM2018_w30mw_High32276 | Fuel Cost | Off Peak | 2033-07-01 | Expected Values | 101444.44 | StationFuel_DSM2018_w30mw_High32276 | Fuel Cost | On Peak | 2033-07-01 | Expected Values | 49708.67 | 0.01
| StationFuel_DSM2018_Base_High32273 | Fuel Cost | ALL | 2033-08-01 | Expected Values | 152965.33 | StationFuel_DSM2018_Base_High32273 | Fuel Cost | Off Peak | 2033-08-01 | Expected Values | 100675.79 | StationFuel_DSM2018_Base_High32273 | Fuel Cost | On Peak | 2033-08-01 | Expected Values | 52289.55 | 0.01 | StationFuel_DSM2018_w30mw_High32276 | Fuel Cost | ALL | 2033-08-01 | Expected Values | 150997.66 | StationFuel_DSM2018_w30mw_High32276 | Fuel Cost | Off Peak | 2033-08-01 | Expected Values | 99416.38 | StationFuel_DSM2018_w30mw_High32276 | Fuel Cost | On Peak | 2033-08-01 | Expected Values | 51581.3 | 0.02
| StationFuel_DSM2018_Base_High32273 | Fuel Cost | ALL | 2033-09-01 | Expected Values | 143126.3 | StationFuel_DSM2018_Base_High32273 | Fuel Cost | Off Peak | 2033-09-01 | Expected Values | 94417.91 | StationFuel_DSM2018_Base_High32273 | Fuel Cost | On Peak | 2033-09-01 | Expected Values | 48708.41 | 0.02 | StationFuel_DSM2018_w30mw_High32276 | Fuel Cost | ALL | 2033-09-01 | Expected Values | 141412.07 | StationFuel_DSM2018_w30mw_High32276 | Fuel Cost | Off Peak | 2033-09-01 | Expected Values | 93219.83 | StationFuel_DSM2018_w30mw_High32276 | Fuel Cost | On Peak | 2033-09-01 | Expected Values | 48192.24 | 0
| StationFuel_DSM2018_Base_High32273 | Fuel Cost | ALL | 2033-10-01 | Expected Values | 126627.54 | StationFuel_DSM2018_Base_High32273 | Fuel Cost | Off Peak | 2033-10-01 | Expected Values | 85207.2 | StationFuel_DSM2018_Base_High32273 | Fuel Cost | On Peak | 2033-10-01 | Expected Values | 41420.35 | 0.01 | StationFuel_DSM2018_w30mw_High32276 | Fuel Cost | ALL | 2033-10-01 | Expected Values | 125141.29 | StationFuel_DSM2018_w30mw_High32276 | Fuel Cost | Off Peak | 2033-10-01 | Expected Values | 84176.98 | StationFuel_DSM2018_w30mw_High32276 | Fuel Cost | On Peak | 2033-10-01 | Expected Values | 40964.32 | 0.01
| StationFuel_DSM2018_Base_High32273 | Fuel Cost | ALL | 2033-11-01 | Expected Values | 98134.82 | StationFuel_DSM2018_Base_High32273 | Fuel Cost | Off Peak | 2033-11-01 | Expected Values | 71535.06 | StationFuel_DSM2018_Base_High32273 | Fuel Cost | On Peak | 2033-11-01 | Expected Values | 26599.78 | 0.02 | StationFuel_DSM2018_w30mw_High32276 | Fuel Cost | ALL | 2033-11-01 | Expected Values | 96313.63 | StationFuel_DSM2018_w30mw_High32276 | Fuel Cost | Off Peak | 2033-11-01 | Expected Values | 70164.58 | StationFuel_DSM2018_w30mw_High32276 | Fuel Cost | On Peak | 2033-11-01 | Expected Values | 26149.07 | 0.02
| StationFuel_DSM2018_Base_High32273 | Fuel Cost | ALL | 2033-12-01 | Expected Values | 109183.67 | StationFuel_DSM2018_Base_High32273 | Fuel Cost | Off Peak | 2033-12-01 | Expected Values | 79046.5 | StationFuel_DSM2018_Base_High32273 | Fuel Cost | On Peak | 2033-12-01 | Expected Values | 30137.15 | -0.02 | StationFuel_DSM2018_w30mw_High32276 | Fuel Cost | ALL | 2033-12-01 | Expected Values | 107488.75 | StationFuel_DSM2018_w30mw_High32276 | Fuel Cost | Off Peak | 2033-12-01 | Expected Values | 77802.1 | StationFuel_DSM2018_w30mw_High32276 | Fuel Cost | On Peak | 2033-12-01 | Expected Values | 29686.63 | -0.02
| StationFuel_DSM2018_Base_High32273 | Fuel Cost | ALL | 2034-01-01 | Expected Values | 110659.29 | StationFuel_DSM2018_Base_High32273 | Fuel Cost | Off Peak | 2034-01-01 | Expected Values | 78065.27 | StationFuel_DSM2018_Base_High32273 | Fuel Cost | On Peak | 2034-01-01 | Expected Values | 32594.04 | 0.02 | StationFuel_DSM2018_w30mw_High32276 | Fuel Cost | ALL | 2034-01-01 | Expected Values | 108934.59 | StationFuel_DSM2018_w30mw_High32276 | Fuel Cost | Off Peak | 2034-01-01 | Expected Values | 76764.63 | StationFuel_DSM2018_w30mw_High32276 | Fuel Cost | On Peak | 2034-01-01 | Expected Values | 32169.96 | 0
| StationFuel_DSM2018_Base_High32273 | Fuel Cost | ALL | 2034-02-01 | Expected Values | 96989.54 | StationFuel_DSM2018_Base_High32273 | Fuel Cost | Off Peak | 2034-02-01 | Expected Values | 69347.42 | StationFuel_DSM2018_Base_High32273 | Fuel Cost | On Peak | 2034-02-01 | Expected Values | 27642.12 | 0 | StationFuel_DSM2018_w30mw_High32276 | Fuel Cost | ALL | 2034-02-01 | Expected Values | 95386.64 | StationFuel_DSM2018_w30mw_High32276 | Fuel Cost | Off Peak | 2034-02-01 | Expected Values | 68118.81 | StationFuel_DSM2018_w30mw_High32276 | Fuel Cost | On Peak | 2034-02-01 | Expected Values | 27267.84 | 0.01
| StationFuel_DSM2018_Base_High32273 | Fuel Cost | ALL | 2034-03-01 | Expected Values | 107167.4 | StationFuel_DSM2018_Base_High32273 | Fuel Cost | Off Peak | 2034-03-01 | Expected Values | 76787.52 | StationFuel_DSM2018_Base_High32273 | Fuel Cost | On Peak | 2034-03-01 | Expected Values | 30379.88 | 0 | StationFuel_DSM2018_w30mw_High32276 | Fuel Cost | ALL | 2034-03-01 | Expected Values | 105403.28 | StationFuel_DSM2018_w30mw_High32276 | Fuel Cost | Off Peak | 2034-03-01 | Expected Values | 75444.07 | StationFuel_DSM2018_w30mw_High32276 | Fuel Cost | On Peak | 2034-03-01 | Expected Values | 29959.22 | 0.01
| StationFuel_DSM2018_Base_High32273 | Fuel Cost | ALL | 2034-04-01 | Expected Values | 120314.19 | StationFuel_DSM2018_Base_High32273 | Fuel Cost | Off Peak | 2034-04-01 | Expected Values | 79692.49 | StationFuel_DSM2018_Base_High32273 | Fuel Cost | On Peak | 2034-04-01 | Expected Values | 40621.72 | 0.02 | StationFuel_DSM2018_w30mw_High32276 | Fuel Cost | ALL | 2034-04-01 | Expected Values | 118446.14 | StationFuel_DSM2018_w30mw_High32276 | Fuel Cost | Off Peak | 2034-04-01 | Expected Values | 78377.41 | StationFuel_DSM2018_w30mw_High32276 | Fuel Cost | On Peak | 2034-04-01 | Expected Values | 40068.75 | 0.02
| StationFuel_DSM2018_Base_High32273 | Fuel Cost | ALL | 2034-05-01 | Expected Values | 149830.51 | StationFuel_DSM2018_Base_High32273 | Fuel Cost | Off Peak | 2034-05-01 | Expected Values | 96184.84 | StationFuel_DSM2018_Base_High32273 | Fuel Cost | On Peak | 2034-05-01 | Expected Values | 53645.75 | 0.08 | StationFuel_DSM2018_w30mw_High32276 | Fuel Cost | ALL | 2034-05-01 | Expected Values | 148068.9 | StationFuel_DSM2018_w30mw_High32276 | Fuel Cost | Off Peak | 2034-05-01 | Expected Values | 95008.25 | StationFuel_DSM2018_w30mw_High32276 | Fuel Cost | On Peak | 2034-05-01 | Expected Values | 53060.72 | 0.07
| StationFuel_DSM2018_Base_High32273 | Fuel Cost | ALL | 2034-06-01 | Expected Values | 165303.69 | StationFuel_DSM2018_Base_High32273 | Fuel Cost | Off Peak | 2034-06-01 | Expected Values | 107038.62 | StationFuel_DSM2018_Base_High32273 | Fuel Cost | On Peak | 2034-06-01 | Expected Values | 58265.11 | 0.04 | StationFuel_DSM2018_w30mw_High32276 | Fuel Cost | ALL | 2034-06-01 | Expected Values | 163290.36 | StationFuel_DSM2018_w30mw_High32276 | Fuel Cost | Off Peak | 2034-06-01 | Expected Values | 105866.95 | StationFuel_DSM2018_w30mw_High32276 | Fuel Cost | On Peak | 2034-06-01 | Expected Values | 57423.45 | 0.04
| StationFuel_DSM2018_Base_High32273 | Fuel Cost | ALL | 2034-07-01 | Expected Values | 165300.34 | StationFuel_DSM2018_Base_High32273 | Fuel Cost | Off Peak | 2034-07-01 | Expected Values | 111277.32 | StationFuel_DSM2018_Base_High32273 | Fuel Cost | On Peak | 2034-07-01 | Expected Values | 54023.06 | 0.04 | StationFuel_DSM2018_w30mw_High32276 | Fuel Cost | ALL | 2034-07-01 | Expected Values | 163061.08 | StationFuel_DSM2018_w30mw_High32276 | Fuel Cost | Off Peak | 2034-07-01 | Expected Values | 109761.27 | StationFuel_DSM2018_w30mw_High32276 | Fuel Cost | On Peak | 2034-07-01 | Expected Values | 53299.84 | 0.03
| StationFuel_DSM2018_Base_High32273 | Fuel Cost | ALL | 2034-08-01 | Expected Values | 166495.09 | StationFuel_DSM2018_Base_High32273 | Fuel Cost | Off Peak | 2034-08-01 | Expected Values | 109470.56 | StationFuel_DSM2018_Base_High32273 | Fuel Cost | On Peak | 2034-08-01 | Expected Values | 57024.57 | 0.04 | StationFuel_DSM2018_w30mw_High32276 | Fuel Cost | ALL | 2034-08-01 | Expected Values | 164532.41 | StationFuel_DSM2018_w30mw_High32276 | Fuel Cost | Off Peak | 2034-08-01 | Expected Values | 108068.3 | StationFuel_DSM2018_w30mw_High32276 | Fuel Cost | On Peak | 2034-08-01 | Expected Values | 56464.14 | 0.03
| StationFuel_DSM2018_Base_High32273 | Fuel Cost | ALL | 2034-09-01 | Expected Values | 155463.11 | StationFuel_DSM2018_Base_High32273 | Fuel Cost | Off Peak | 2034-09-01 | Expected Values | 104931.56 | StationFuel_DSM2018_Base_High32273 | Fuel Cost | On Peak | 2034-09-01 | Expected Values | 50531.58 | 0.03 | StationFuel_DSM2018_w30mw_High32276 | Fuel Cost | ALL | 2034-09-01 | Expected Values | 153427.22 | StationFuel_DSM2018_w30mw_High32276 | Fuel Cost | Off Peak | 2034-09-01 | Expected Values | 103436.56 | StationFuel_DSM2018_w30mw_High32276 | Fuel Cost | On Peak | 2034-09-01 | Expected Values | 49990.71 | 0.05
| StationFuel_DSM2018_Base_High32273 | Fuel Cost | ALL | 2034-10-01 | Expected Values | 138173.65 | StationFuel_DSM2018_Base_High32273 | Fuel Cost | Off Peak | 2034-10-01 | Expected Values | 90508.13 | StationFuel_DSM2018_Base_High32273 | Fuel Cost | On Peak | 2034-10-01 | Expected Values | 47665.56 | 0.04 | StationFuel_DSM2018_w30mw_High32276 | Fuel Cost | ALL | 2034-10-01 | Expected Values | 136417.35 | StationFuel_DSM2018_w30mw_High32276 | Fuel Cost | Off Peak | 2034-10-01 | Expected Values | 89275.13 | StationFuel_DSM2018_w30mw_High32276 | Fuel Cost | On Peak | 2034-10-01 | Expected Values | 47142.26 | 0.04
| StationFuel_DSM2018_Base_High32273 | Fuel Cost | ALL | 2034-11-01 | Expected Values | 104552.2 | StationFuel_DSM2018_Base_High32273 | Fuel Cost | Off Peak | 2034-11-01 | Expected Values | 76827.24 | StationFuel_DSM2018_Base_High32273 | Fuel Cost | On Peak | 2034-11-01 | Expected Values | 27724.99 | 0.03 | StationFuel_DSM2018_w30mw_High32276 | Fuel Cost | ALL | 2034-11-01 | Expected Values | 102845.54 | StationFuel_DSM2018_w30mw_High32276 | Fuel Cost | Off Peak | 2034-11-01 | Expected Values | 75542.6 | StationFuel_DSM2018_w30mw_High32276 | Fuel Cost | On Peak | 2034-11-01 | Expected Values | 27302.98 | 0.04
| StationFuel_DSM2018_Base_High32273 | Fuel Cost | ALL | 2034-12-01 | Expected Values | 118831.53 | StationFuel_DSM2018_Base_High32273 | Fuel Cost | Off Peak | 2034-12-01 | Expected Values | 87601.75 | StationFuel_DSM2018_Base_High32273 | Fuel Cost | On Peak | 2034-12-01 | Expected Values | 31229.79 | 0.01 | StationFuel_DSM2018_w30mw_High32276 | Fuel Cost | ALL | 2034-12-01 | Expected Values | 117263.66 | StationFuel_DSM2018_w30mw_High32276 | Fuel Cost | Off Peak | 2034-12-01 | Expected Values | 86351.17 | StationFuel_DSM2018_w30mw_High32276 | Fuel Cost | On Peak | 2034-12-01 | Expected Values | 30912.5 | 0.01
| StationFuel_DSM2018_Base_High32273 | Fuel Cost | ALL | 2035-01-01 | Expected Values | 116509.63 | StationFuel_DSM2018_Base_High32273 | Fuel Cost | Off Peak | 2035-01-01 | Expected Values | 80920.56 | StationFuel_DSM2018_Base_High32273 | Fuel Cost | On Peak | 2035-01-01 | Expected Values | 35589.1 | 0.03 | StationFuel_DSM2018_w30mw_High32276 | Fuel Cost | ALL | 2035-01-01 | Expected Values | 114678.86 | StationFuel_DSM2018_w30mw_High32276 | Fuel Cost | Off Peak | 2035-01-01 | Expected Values | 79518.38 | StationFuel_DSM2018_w30mw_High32276 | Fuel Cost | On Peak | 2035-01-01 | Expected Values | 35160.51 | 0.03
| StationFuel_DSM2018_Base_High32273 | Fuel Cost | ALL | 2035-02-01 | Expected Values | 104334.91 | StationFuel_DSM2018_Base_High32273 | Fuel Cost | Off Peak | 2035-02-01 | Expected Values | 74083.48 | StationFuel_DSM2018_Base_High32273 | Fuel Cost | On Peak | 2035-02-01 | Expected Values | 30251.44 | 0.01 | StationFuel_DSM2018_w30mw_High32276 | Fuel Cost | ALL | 2035-02-01 | Expected Values | 102695.72 | StationFuel_DSM2018_w30mw_High32276 | Fuel Cost | Off Peak | 2035-02-01 | Expected Values | 72851.09 | StationFuel_DSM2018_w30mw_High32276 | Fuel Cost | On Peak | 2035-02-01 | Expected Values | 29844.63 | 0
| StationFuel_DSM2018_Base_High32273 | Fuel Cost | ALL | 2035-03-01 | Expected Values | 111109.9 | StationFuel_DSM2018_Base_High32273 | Fuel Cost | Off Peak | 2035-03-01 | Expected Values | 80941.06 | StationFuel_DSM2018_Base_High32273 | Fuel Cost | On Peak | 2035-03-01 | Expected Values | 30168.86 | 0.02 | StationFuel_DSM2018_w30mw_High32276 | Fuel Cost | ALL | 2035-03-01 | Expected Values | 109043.75 | StationFuel_DSM2018_w30mw_High32276 | Fuel Cost | Off Peak | 2035-03-01 | Expected Values | 79366.79 | StationFuel_DSM2018_w30mw_High32276 | Fuel Cost | On Peak | 2035-03-01 | Expected Values | 29676.97 | 0.01
| StationFuel_DSM2018_Base_High32273 | Fuel Cost | ALL | 2035-04-01 | Expected Values | 126259.2 | StationFuel_DSM2018_Base_High32273 | Fuel Cost | Off Peak | 2035-04-01 | Expected Values | 82506.13 | StationFuel_DSM2018_Base_High32273 | Fuel Cost | On Peak | 2035-04-01 | Expected Values | 43753.07 | 0 | StationFuel_DSM2018_w30mw_High32276 | Fuel Cost | ALL | 2035-04-01 | Expected Values | 124430.32 | StationFuel_DSM2018_w30mw_High32276 | Fuel Cost | Off Peak | 2035-04-01 | Expected Values | 81189.51 | StationFuel_DSM2018_w30mw_High32276 | Fuel Cost | On Peak | 2035-04-01 | Expected Values | 43240.82 | 0.01
| StationFuel_DSM2018_Base_High32273 | Fuel Cost | ALL | 2035-05-01 | Expected Values | 152974.71 | StationFuel_DSM2018_Base_High32273 | Fuel Cost | Off Peak | 2035-05-01 | Expected Values | 98700.38 | StationFuel_DSM2018_Base_High32273 | Fuel Cost | On Peak | 2035-05-01 | Expected Values | 54274.35 | 0.02 | StationFuel_DSM2018_w30mw_High32276 | Fuel Cost | ALL | 2035-05-01 | Expected Values | 151027.8 | StationFuel_DSM2018_w30mw_High32276 | Fuel Cost | Off Peak | 2035-05-01 | Expected Values | 97365.36 | StationFuel_DSM2018_w30mw_High32276 | Fuel Cost | On Peak | 2035-05-01 | Expected Values | 53662.46 | 0.02
| StationFuel_DSM2018_Base_High32273 | Fuel Cost | ALL | 2035-06-01 | Expected Values | 178703.81 | StationFuel_DSM2018_Base_High32273 | Fuel Cost | Off Peak | 2035-06-01 | Expected Values | 119196.54 | StationFuel_DSM2018_Base_High32273 | Fuel Cost | On Peak | 2035-06-01 | Expected Values | 59507.31 | 0.04 | StationFuel_DSM2018_w30mw_High32276 | Fuel Cost | ALL | 2035-06-01 | Expected Values | 175323.54 | StationFuel_DSM2018_w30mw_High32276 | Fuel Cost | Off Peak | 2035-06-01 | Expected Values | 116628.94 | StationFuel_DSM2018_w30mw_High32276 | Fuel Cost | On Peak | 2035-06-01 | Expected Values | 58694.64 | 0.04
| StationFuel_DSM2018_Base_High32273 | Fuel Cost | ALL | 2035-07-01 | Expected Values | 177333.22 | StationFuel_DSM2018_Base_High32273 | Fuel Cost | Off Peak | 2035-07-01 | Expected Values | 116100.63 | StationFuel_DSM2018_Base_High32273 | Fuel Cost | On Peak | 2035-07-01 | Expected Values | 61232.61 | 0.02 | StationFuel_DSM2018_w30mw_High32276 | Fuel Cost | ALL | 2035-07-01 | Expected Values | 175076.7 | StationFuel_DSM2018_w30mw_High32276 | Fuel Cost | Off Peak | 2035-07-01 | Expected Values | 114447.58 | StationFuel_DSM2018_w30mw_High32276 | Fuel Cost | On Peak | 2035-07-01 | Expected Values | 60629.14 | 0.02
| StationFuel_DSM2018_Base_High32273 | Fuel Cost | ALL | 2035-08-01 | Expected Values | 175560.8 | StationFuel_DSM2018_Base_High32273 | Fuel Cost | Off Peak | 2035-08-01 | Expected Values | 113817.22 | StationFuel_DSM2018_Base_High32273 | Fuel Cost | On Peak | 2035-08-01 | Expected Values | 61743.59 | 0.01 | StationFuel_DSM2018_w30mw_High32276 | Fuel Cost | ALL | 2035-08-01 | Expected Values | 172921.97 | StationFuel_DSM2018_w30mw_High32276 | Fuel Cost | Off Peak | 2035-08-01 | Expected Values | 112339.24 | StationFuel_DSM2018_w30mw_High32276 | Fuel Cost | On Peak | 2035-08-01 | Expected Values | 60582.73 | 0
| StationFuel_DSM2018_Base_High32273 | Fuel Cost | ALL | 2035-09-01 | Expected Values | 164119.64 | StationFuel_DSM2018_Base_High32273 | Fuel Cost | Off Peak | 2035-09-01 | Expected Values | 113746.32 | StationFuel_DSM2018_Base_High32273 | Fuel Cost | On Peak | 2035-09-01 | Expected Values | 50373.32 | 0 | StationFuel_DSM2018_w30mw_High32276 | Fuel Cost | ALL | 2035-09-01 | Expected Values | 161963.5 | StationFuel_DSM2018_w30mw_High32276 | Fuel Cost | Off Peak | 2035-09-01 | Expected Values | 112162.36 | StationFuel_DSM2018_w30mw_High32276 | Fuel Cost | On Peak | 2035-09-01 | Expected Values | 49801.13 | -0.01
| StationFuel_DSM2018_Base_High32273 | Fuel Cost | ALL | 2035-10-01 | Expected Values | 144975.5 | StationFuel_DSM2018_Base_High32273 | Fuel Cost | Off Peak | 2035-10-01 | Expected Values | 91600.9 | StationFuel_DSM2018_Base_High32273 | Fuel Cost | On Peak | 2035-10-01 | Expected Values | 53374.61 | 0.01 | StationFuel_DSM2018_w30mw_High32276 | Fuel Cost | ALL | 2035-10-01 | Expected Values | 142841.29 | StationFuel_DSM2018_w30mw_High32276 | Fuel Cost | Off Peak | 2035-10-01 | Expected Values | 90255.68 | StationFuel_DSM2018_w30mw_High32276 | Fuel Cost | On Peak | 2035-10-01 | Expected Values | 52585.62 | 0.01
| StationFuel_DSM2018_Base_High32273 | Fuel Cost | ALL | 2035-11-01 | Expected Values | 110423.45 | StationFuel_DSM2018_Base_High32273 | Fuel Cost | Off Peak | 2035-11-01 | Expected Values | 80432.96 | StationFuel_DSM2018_Base_High32273 | Fuel Cost | On Peak | 2035-11-01 | Expected Values | 29990.5 | 0.01 | StationFuel_DSM2018_w30mw_High32276 | Fuel Cost | ALL | 2035-11-01 | Expected Values | 108696.62 | StationFuel_DSM2018_w30mw_High32276 | Fuel Cost | Off Peak | 2035-11-01 | Expected Values | 79129.5 | StationFuel_DSM2018_w30mw_High32276 | Fuel Cost | On Peak | 2035-11-01 | Expected Values | 29567.13 | 0.01
| StationFuel_DSM2018_Base_High32273 | Fuel Cost | ALL | 2035-12-01 | Expected Values | 125141.53 | StationFuel_DSM2018_Base_High32273 | Fuel Cost | Off Peak | 2035-12-01 | Expected Values | 92051.88 | StationFuel_DSM2018_Base_High32273 | Fuel Cost | On Peak | 2035-12-01 | Expected Values | 33089.67 | 0.02 | StationFuel_DSM2018_w30mw_High32276 | Fuel Cost | ALL | 2035-12-01 | Expected Values | 123277.16 | StationFuel_DSM2018_w30mw_High32276 | Fuel Cost | Off Peak | 2035-12-01 | Expected Values | 90660.96 | StationFuel_DSM2018_w30mw_High32276 | Fuel Cost | On Peak | 2035-12-01 | Expected Values | 32616.23 | 0.03
| StationFuel_DSM2018_Base_High32273 | Fuel Cost | ALL | 2036-01-01 | Expected Values | 121931.7 | StationFuel_DSM2018_Base_High32273 | Fuel Cost | Off Peak | 2036-01-01 | Expected Values | 84615.71 | StationFuel_DSM2018_Base_High32273 | Fuel Cost | On Peak | 2036-01-01 | Expected Values | 37316.02 | 0.03 | StationFuel_DSM2018_w30mw_High32276 | Fuel Cost | ALL | 2036-01-01 | Expected Values | 120092.49 | StationFuel_DSM2018_w30mw_High32276 | Fuel Cost | Off Peak | 2036-01-01 | Expected Values | 83232.2 | StationFuel_DSM2018_w30mw_High32276 | Fuel Cost | On Peak | 2036-01-01 | Expected Values | 36860.31 | 0.02
| StationFuel_DSM2018_Base_High32273 | Fuel Cost | ALL | 2036-02-01 | Expected Values | 106215.52 | StationFuel_DSM2018_Base_High32273 | Fuel Cost | Off Peak | 2036-02-01 | Expected Values | 74936.49 | StationFuel_DSM2018_Base_High32273 | Fuel Cost | On Peak | 2036-02-01 | Expected Values | 31279.07 | 0.04 | StationFuel_DSM2018_w30mw_High32276 | Fuel Cost | ALL | 2036-02-01 | Expected Values | 104548.45 | StationFuel_DSM2018_w30mw_High32276 | Fuel Cost | Off Peak | 2036-02-01 | Expected Values | 73710.17 | StationFuel_DSM2018_w30mw_High32276 | Fuel Cost | On Peak | 2036-02-01 | Expected Values | 30838.32 | 0.04
| StationFuel_DSM2018_Base_High32273 | Fuel Cost | ALL | 2036-03-01 | Expected Values | 114073.2 | StationFuel_DSM2018_Base_High32273 | Fuel Cost | Off Peak | 2036-03-01 | Expected Values | 84396.98 | StationFuel_DSM2018_Base_High32273 | Fuel Cost | On Peak | 2036-03-01 | Expected Values | 29676.25 | 0.03 | StationFuel_DSM2018_w30mw_High32276 | Fuel Cost | ALL | 2036-03-01 | Expected Values | 112352.35 | StationFuel_DSM2018_w30mw_High32276 | Fuel Cost | Off Peak | 2036-03-01 | Expected Values | 83073.33 | StationFuel_DSM2018_w30mw_High32276 | Fuel Cost | On Peak | 2036-03-01 | Expected Values | 29279.05 | 0.03
| StationFuel_DSM2018_Base_High32273 | Fuel Cost | ALL | 2036-04-01 | Expected Values | 129174.98 | StationFuel_DSM2018_Base_High32273 | Fuel Cost | Off Peak | 2036-04-01 | Expected Values | 82545.89 | StationFuel_DSM2018_Base_High32273 | Fuel Cost | On Peak | 2036-04-01 | Expected Values | 46629.11 | 0.02 | StationFuel_DSM2018_w30mw_High32276 | Fuel Cost | ALL | 2036-04-01 | Expected Values | 127416.93 | StationFuel_DSM2018_w30mw_High32276 | Fuel Cost | Off Peak | 2036-04-01 | Expected Values | 81271.15 | StationFuel_DSM2018_w30mw_High32276 | Fuel Cost | On Peak | 2036-04-01 | Expected Values | 46145.81 | 0.03
| StationFuel_DSM2018_Base_High32273 | Fuel Cost | ALL | 2036-05-01 | Expected Values | 154477.29 | StationFuel_DSM2018_Base_High32273 | Fuel Cost | Off Peak | 2036-05-01 | Expected Values | 101944.33 | StationFuel_DSM2018_Base_High32273 | Fuel Cost | On Peak | 2036-05-01 | Expected Values | 52532.98 | 0.02 | StationFuel_DSM2018_w30mw_High32276 | Fuel Cost | ALL | 2036-05-01 | Expected Values | 152541.29 | StationFuel_DSM2018_w30mw_High32276 | Fuel Cost | Off Peak | 2036-05-01 | Expected Values | 100595.36 | StationFuel_DSM2018_w30mw_High32276 | Fuel Cost | On Peak | 2036-05-01 | Expected Values | 51945.94 | 0.01
| StationFuel_DSM2018_Base_High32273 | Fuel Cost | ALL | 2036-06-01 | Expected Values | 174185.39 | StationFuel_DSM2018_Base_High32273 | Fuel Cost | Off Peak | 2036-06-01 | Expected Values | 116209.63 | StationFuel_DSM2018_Base_High32273 | Fuel Cost | On Peak | 2036-06-01 | Expected Values | 57975.77 | 0.01 | StationFuel_DSM2018_w30mw_High32276 | Fuel Cost | ALL | 2036-06-01 | Expected Values | 172133.39 | StationFuel_DSM2018_w30mw_High32276 | Fuel Cost | Off Peak | 2036-06-01 | Expected Values | 114710.3 | StationFuel_DSM2018_w30mw_High32276 | Fuel Cost | On Peak | 2036-06-01 | Expected Values | 57423.11 | 0.02
| StationFuel_DSM2018_Base_High32273 | Fuel Cost | ALL | 2036-07-01 | Expected Values | 182761.51 | StationFuel_DSM2018_Base_High32273 | Fuel Cost | Off Peak | 2036-07-01 | Expected Values | 117047.02 | StationFuel_DSM2018_Base_High32273 | Fuel Cost | On Peak | 2036-07-01 | Expected Values | 65714.5 | 0.01 | StationFuel_DSM2018_w30mw_High32276 | Fuel Cost | ALL | 2036-07-01 | Expected Values | 180447.26 | StationFuel_DSM2018_w30mw_High32276 | Fuel Cost | Off Peak | 2036-07-01 | Expected Values | 115434.4 | StationFuel_DSM2018_w30mw_High32276 | Fuel Cost | On Peak | 2036-07-01 | Expected Values | 65012.87 | 0.01
| StationFuel_DSM2018_Base_High32273 | Fuel Cost | ALL | 2036-08-01 | Expected Values | 186259.81 | StationFuel_DSM2018_Base_High32273 | Fuel Cost | Off Peak | 2036-08-01 | Expected Values | 126341.16 | StationFuel_DSM2018_Base_High32273 | Fuel Cost | On Peak | 2036-08-01 | Expected Values | 59918.67 | 0.02 | StationFuel_DSM2018_w30mw_High32276 | Fuel Cost | ALL | 2036-08-01 | Expected Values | 184122.91 | StationFuel_DSM2018_w30mw_High32276 | Fuel Cost | Off Peak | 2036-08-01 | Expected Values | 124790.87 | StationFuel_DSM2018_w30mw_High32276 | Fuel Cost | On Peak | 2036-08-01 | Expected Values | 59332.06 | 0.02
| StationFuel_DSM2018_Base_High32273 | Fuel Cost | ALL | 2036-09-01 | Expected Values | 182633.21 | StationFuel_DSM2018_Base_High32273 | Fuel Cost | Off Peak | 2036-09-01 | Expected Values | 120217.52 | StationFuel_DSM2018_Base_High32273 | Fuel Cost | On Peak | 2036-09-01 | Expected Values | 62415.72 | 0.03 | StationFuel_DSM2018_w30mw_High32276 | Fuel Cost | ALL | 2036-09-01 | Expected Values | 180632.57 | StationFuel_DSM2018_w30mw_High32276 | Fuel Cost | Off Peak | 2036-09-01 | Expected Values | 118779.89 | StationFuel_DSM2018_w30mw_High32276 | Fuel Cost | On Peak | 2036-09-01 | Expected Values | 61852.72 | 0.04
| StationFuel_DSM2018_Base_High32273 | Fuel Cost | ALL | 2036-10-01 | Expected Values | 157326.19 | StationFuel_DSM2018_Base_High32273 | Fuel Cost | Off Peak | 2036-10-01 | Expected Values | 101446.39 | StationFuel_DSM2018_Base_High32273 | Fuel Cost | On Peak | 2036-10-01 | Expected Values | 55879.83 | 0.03 | StationFuel_DSM2018_w30mw_High32276 | Fuel Cost | ALL | 2036-10-01 | Expected Values | 155186.61 | StationFuel_DSM2018_w30mw_High32276 | Fuel Cost | Off Peak | 2036-10-01 | Expected Values | 99998.26 | StationFuel_DSM2018_w30mw_High32276 | Fuel Cost | On Peak | 2036-10-01 | Expected Values | 55188.37 | 0.02
| StationFuel_DSM2018_Base_High32273 | Fuel Cost | ALL | 2036-11-01 | Expected Values | 122001.95 | StationFuel_DSM2018_Base_High32273 | Fuel Cost | Off Peak | 2036-11-01 | Expected Values | 92110.2 | StationFuel_DSM2018_Base_High32273 | Fuel Cost | On Peak | 2036-11-01 | Expected Values | 29891.77 | 0.02 | StationFuel_DSM2018_w30mw_High32276 | Fuel Cost | ALL | 2036-11-01 | Expected Values | 120138.71 | StationFuel_DSM2018_w30mw_High32276 | Fuel Cost | Off Peak | 2036-11-01 | Expected Values | 90678.7 | StationFuel_DSM2018_w30mw_High32276 | Fuel Cost | On Peak | 2036-11-01 | Expected Values | 29460.03 | 0.02
| StationFuel_DSM2018_Base_High32273 | Fuel Cost | ALL | 2036-12-01 | Expected Values | 135439.56 | StationFuel_DSM2018_Base_High32273 | Fuel Cost | Off Peak | 2036-12-01 | Expected Values | 96504.95 | StationFuel_DSM2018_Base_High32273 | Fuel Cost | On Peak | 2036-12-01 | Expected Values | 38934.64 | 0.03 | StationFuel_DSM2018_w30mw_High32276 | Fuel Cost | ALL | 2036-12-01 | Expected Values | 133420.34 | StationFuel_DSM2018_w30mw_High32276 | Fuel Cost | Off Peak | 2036-12-01 | Expected Values | 95044.31 | StationFuel_DSM2018_w30mw_High32276 | Fuel Cost | On Peak | 2036-12-01 | Expected Values | 38376.07 | 0.04
| StationFuel_DSM2018_Base_High32273 | Fuel Cost | ALL | 2037-01-01 | Expected Values | 133153.04 | StationFuel_DSM2018_Base_High32273 | Fuel Cost | Off Peak | 2037-01-01 | Expected Values | 94246.81 | StationFuel_DSM2018_Base_High32273 | Fuel Cost | On Peak | 2037-01-01 | Expected Values | 38906.25 | 0.02 | StationFuel_DSM2018_w30mw_High32276 | Fuel Cost | ALL | 2037-01-01 | Expected Values | 131410.74 | StationFuel_DSM2018_w30mw_High32276 | Fuel Cost | Off Peak | 2037-01-01 | Expected Values | 92830.12 | StationFuel_DSM2018_w30mw_High32276 | Fuel Cost | On Peak | 2037-01-01 | Expected Values | 38580.63 | 0.01
| StationFuel_DSM2018_Base_High32273 | Fuel Cost | ALL | 2037-02-01 | Expected Values | 112913.78 | StationFuel_DSM2018_Base_High32273 | Fuel Cost | Off Peak | 2037-02-01 | Expected Values | 80076.89 | StationFuel_DSM2018_Base_High32273 | Fuel Cost | On Peak | 2037-02-01 | Expected Values | 32836.91 | 0.02 | StationFuel_DSM2018_w30mw_High32276 | Fuel Cost | ALL | 2037-02-01 | Expected Values | 111108.19 | StationFuel_DSM2018_w30mw_High32276 | Fuel Cost | Off Peak | 2037-02-01 | Expected Values | 78727.35 | StationFuel_DSM2018_w30mw_High32276 | Fuel Cost | On Peak | 2037-02-01 | Expected Values | 32380.85 | 0.01
| StationFuel_DSM2018_Base_High32273 | Fuel Cost | ALL | 2037-03-01 | Expected Values | 124990.69 | StationFuel_DSM2018_Base_High32273 | Fuel Cost | Off Peak | 2037-03-01 | Expected Values | 90932.67 | StationFuel_DSM2018_Base_High32273 | Fuel Cost | On Peak | 2037-03-01 | Expected Values | 34058.04 | 0.02 | StationFuel_DSM2018_w30mw_High32276 | Fuel Cost | ALL | 2037-03-01 | Expected Values | 123157.2 | StationFuel_DSM2018_w30mw_High32276 | Fuel Cost | Off Peak | 2037-03-01 | Expected Values | 89581.92 | StationFuel_DSM2018_w30mw_High32276 | Fuel Cost | On Peak | 2037-03-01 | Expected Values | 33575.3 | 0.02
| StationFuel_DSM2018_Base_High32273 | Fuel Cost | ALL | 2037-04-01 | Expected Values | 141117.12 | StationFuel_DSM2018_Base_High32273 | Fuel Cost | Off Peak | 2037-04-01 | Expected Values | 89150.65 | StationFuel_DSM2018_Base_High32273 | Fuel Cost | On Peak | 2037-04-01 | Expected Values | 51966.46 | -0.01 | StationFuel_DSM2018_w30mw_High32276 | Fuel Cost | ALL | 2037-04-01 | Expected Values | 139286.2 | StationFuel_DSM2018_w30mw_High32276 | Fuel Cost | Off Peak | 2037-04-01 | Expected Values | 87928.45 | StationFuel_DSM2018_w30mw_High32276 | Fuel Cost | On Peak | 2037-04-01 | Expected Values | 51357.73 | -0.02
| StationFuel_DSM2018_Base_High32273 | Fuel Cost | ALL | 2037-05-01 | Expected Values | 168479.56 | StationFuel_DSM2018_Base_High32273 | Fuel Cost | Off Peak | 2037-05-01 | Expected Values | 113085.12 | StationFuel_DSM2018_Base_High32273 | Fuel Cost | On Peak | 2037-05-01 | Expected Values | 55394.44 | 0 | StationFuel_DSM2018_w30mw_High32276 | Fuel Cost | ALL | 2037-05-01 | Expected Values | 166242.81 | StationFuel_DSM2018_w30mw_High32276 | Fuel Cost | Off Peak | 2037-05-01 | Expected Values | 111502.47 | StationFuel_DSM2018_w30mw_High32276 | Fuel Cost | On Peak | 2037-05-01 | Expected Values | 54740.35 | 0.01
| StationFuel_DSM2018_Base_High32273 | Fuel Cost | ALL | 2037-06-01 | Expected Values | 190430.19 | StationFuel_DSM2018_Base_High32273 | Fuel Cost | Off Peak | 2037-06-01 | Expected Values | 123271.11 | StationFuel_DSM2018_Base_High32273 | Fuel Cost | On Peak | 2037-06-01 | Expected Values | 67159.12 | 0.04 | StationFuel_DSM2018_w30mw_High32276 | Fuel Cost | ALL | 2037-06-01 | Expected Values | 188081.58 | StationFuel_DSM2018_w30mw_High32276 | Fuel Cost | Off Peak | 2037-06-01 | Expected Values | 121696.2 | StationFuel_DSM2018_w30mw_High32276 | Fuel Cost | On Peak | 2037-06-01 | Expected Values | 66385.42 | 0.04
| StationFuel_DSM2018_Base_High32273 | Fuel Cost | ALL | 2037-07-01 | Expected Values | 197739.29 | StationFuel_DSM2018_Base_High32273 | Fuel Cost | Off Peak | 2037-07-01 | Expected Values | 125697.62 | StationFuel_DSM2018_Base_High32273 | Fuel Cost | On Peak | 2037-07-01 | Expected Values | 72041.71 | 0.04 | StationFuel_DSM2018_w30mw_High32276 | Fuel Cost | ALL | 2037-07-01 | Expected Values | 195724.54 | StationFuel_DSM2018_w30mw_High32276 | Fuel Cost | Off Peak | 2037-07-01 | Expected Values | 124249.98 | StationFuel_DSM2018_w30mw_High32276 | Fuel Cost | On Peak | 2037-07-01 | Expected Values | 71474.58 | 0.02
| StationFuel_DSM2018_Base_High32273 | Fuel Cost | ALL | 2037-08-01 | Expected Values | 197666.68 | StationFuel_DSM2018_Base_High32273 | Fuel Cost | Off Peak | 2037-08-01 | Expected Values | 134143.97 | StationFuel_DSM2018_Base_High32273 | Fuel Cost | On Peak | 2037-08-01 | Expected Values | 63522.75 | 0.04 | StationFuel_DSM2018_w30mw_High32276 | Fuel Cost | ALL | 2037-08-01 | Expected Values | 195004.9 | StationFuel_DSM2018_w30mw_High32276 | Fuel Cost | Off Peak | 2037-08-01 | Expected Values | 132346.37 | StationFuel_DSM2018_w30mw_High32276 | Fuel Cost | On Peak | 2037-08-01 | Expected Values | 62658.58 | 0.05
| StationFuel_DSM2018_Base_High32273 | Fuel Cost | ALL | 2037-09-01 | Expected Values | 182330.03 | StationFuel_DSM2018_Base_High32273 | Fuel Cost | Off Peak | 2037-09-01 | Expected Values | 119865.01 | StationFuel_DSM2018_Base_High32273 | Fuel Cost | On Peak | 2037-09-01 | Expected Values | 62465.06 | 0.04 | StationFuel_DSM2018_w30mw_High32276 | Fuel Cost | ALL | 2037-09-01 | Expected Values | 180210.72 | StationFuel_DSM2018_w30mw_High32276 | Fuel Cost | Off Peak | 2037-09-01 | Expected Values | 118480.43 | StationFuel_DSM2018_w30mw_High32276 | Fuel Cost | On Peak | 2037-09-01 | Expected Values | 61730.33 | 0.04
| StationFuel_DSM2018_Base_High32273 | Fuel Cost | ALL | 2037-10-01 | Expected Values | 163734.73 | StationFuel_DSM2018_Base_High32273 | Fuel Cost | Off Peak | 2037-10-01 | Expected Values | 107744.25 | StationFuel_DSM2018_Base_High32273 | Fuel Cost | On Peak | 2037-10-01 | Expected Values | 55990.49 | 0.01 | StationFuel_DSM2018_w30mw_High32276 | Fuel Cost | ALL | 2037-10-01 | Expected Values | 161691.31 | StationFuel_DSM2018_w30mw_High32276 | Fuel Cost | Off Peak | 2037-10-01 | Expected Values | 106232.58 | StationFuel_DSM2018_w30mw_High32276 | Fuel Cost | On Peak | 2037-10-01 | Expected Values | 55458.74 | 0.01
| StationFuel_DSM2018_Base_High32273 | Fuel Cost | ALL | 2037-11-01 | Expected Values | 125833.1 | StationFuel_DSM2018_Base_High32273 | Fuel Cost | Off Peak | 2037-11-01 | Expected Values | 93281.17 | StationFuel_DSM2018_Base_High32273 | Fuel Cost | On Peak | 2037-11-01 | Expected Values | 32551.95 | 0.02 | StationFuel_DSM2018_w30mw_High32276 | Fuel Cost | ALL | 2037-11-01 | Expected Values | 123885.45 | StationFuel_DSM2018_w30mw_High32276 | Fuel Cost | Off Peak | 2037-11-01 | Expected Values | 91812.27 | StationFuel_DSM2018_w30mw_High32276 | Fuel Cost | On Peak | 2037-11-01 | Expected Values | 32073.18 | 0
| StationFuel_DSM2018_Base_High32273 | Fuel Cost | ALL | 2037-12-01 | Expected Values | 140446.67 | StationFuel_DSM2018_Base_High32273 | Fuel Cost | Off Peak | 2037-12-01 | Expected Values | 100426.47 | StationFuel_DSM2018_Base_High32273 | Fuel Cost | On Peak | 2037-12-01 | Expected Values | 40020.24 | 0.04 | StationFuel_DSM2018_w30mw_High32276 | Fuel Cost | ALL | 2037-12-01 | Expected Values | 138449.36 | StationFuel_DSM2018_w30mw_High32276 | Fuel Cost | Off Peak | 2037-12-01 | Expected Values | 98951.85 | StationFuel_DSM2018_w30mw_High32276 | Fuel Cost | On Peak | 2037-12-01 | Expected Values | 39497.53 | 0.02
| StationFuel_DSM2018_Base_High32273 | Fuel Cost | ALL | 2038-01-01 | Expected Values | 135357.99 | StationFuel_DSM2018_Base_High32273 | Fuel Cost | Off Peak | 2038-01-01 | Expected Values | 97156.27 | StationFuel_DSM2018_Base_High32273 | Fuel Cost | On Peak | 2038-01-01 | Expected Values | 38201.74 | 0.02 | StationFuel_DSM2018_w30mw_High32276 | Fuel Cost | ALL | 2038-01-01 | Expected Values | 133317.45 | StationFuel_DSM2018_w30mw_High32276 | Fuel Cost | Off Peak | 2038-01-01 | Expected Values | 95587.34 | StationFuel_DSM2018_w30mw_High32276 | Fuel Cost | On Peak | 2038-01-01 | Expected Values | 37730.13 | 0.02
| StationFuel_DSM2018_Base_High32273 | Fuel Cost | ALL | 2038-02-01 | Expected Values | 117926.6 | StationFuel_DSM2018_Base_High32273 | Fuel Cost | Off Peak | 2038-02-01 | Expected Values | 83358.13 | StationFuel_DSM2018_Base_High32273 | Fuel Cost | On Peak | 2038-02-01 | Expected Values | 34568.49 | 0.02 | StationFuel_DSM2018_w30mw_High32276 | Fuel Cost | ALL | 2038-02-01 | Expected Values | 116100.64 | StationFuel_DSM2018_w30mw_High32276 | Fuel Cost | Off Peak | 2038-02-01 | Expected Values | 82012.17 | StationFuel_DSM2018_w30mw_High32276 | Fuel Cost | On Peak | 2038-02-01 | Expected Values | 34088.48 | 0.01
| StationFuel_DSM2018_Base_High32273 | Fuel Cost | ALL | 2038-03-01 | Expected Values | 124788.43 | StationFuel_DSM2018_Base_High32273 | Fuel Cost | Off Peak | 2038-03-01 | Expected Values | 89682.81 | StationFuel_DSM2018_Base_High32273 | Fuel Cost | On Peak | 2038-03-01 | Expected Values | 35105.62 | 0 | StationFuel_DSM2018_w30mw_High32276 | Fuel Cost | ALL | 2038-03-01 | Expected Values | 122848.52 | StationFuel_DSM2018_w30mw_High32276 | Fuel Cost | Off Peak | 2038-03-01 | Expected Values | 88235.05 | StationFuel_DSM2018_w30mw_High32276 | Fuel Cost | On Peak | 2038-03-01 | Expected Values | 34613.49 | 0.02
| StationFuel_DSM2018_Base_High32273 | Fuel Cost | ALL | 2038-04-01 | Expected Values | 145348.32 | StationFuel_DSM2018_Base_High32273 | Fuel Cost | Off Peak | 2038-04-01 | Expected Values | 91574.82 | StationFuel_DSM2018_Base_High32273 | Fuel Cost | On Peak | 2038-04-01 | Expected Values | 53773.51 | 0.01 | StationFuel_DSM2018_w30mw_High32276 | Fuel Cost | ALL | 2038-04-01 | Expected Values | 143362.32 | StationFuel_DSM2018_w30mw_High32276 | Fuel Cost | Off Peak | 2038-04-01 | Expected Values | 90207.82 | StationFuel_DSM2018_w30mw_High32276 | Fuel Cost | On Peak | 2038-04-01 | Expected Values | 53154.51 | 0.01
| StationFuel_DSM2018_Base_High32273 | Fuel Cost | ALL | 2038-05-01 | Expected Values | 171671.6 | StationFuel_DSM2018_Base_High32273 | Fuel Cost | Off Peak | 2038-05-01 | Expected Values | 115190.33 | StationFuel_DSM2018_Base_High32273 | Fuel Cost | On Peak | 2038-05-01 | Expected Values | 56481.29 | 0.02 | StationFuel_DSM2018_w30mw_High32276 | Fuel Cost | ALL | 2038-05-01 | Expected Values | 169095.03 | StationFuel_DSM2018_w30mw_High32276 | Fuel Cost | Off Peak | 2038-05-01 | Expected Values | 113444.35 | StationFuel_DSM2018_w30mw_High32276 | Fuel Cost | On Peak | 2038-05-01 | Expected Values | 55650.7 | 0.02
| StationFuel_DSM2018_Base_High32273 | Fuel Cost | ALL | 2038-06-01 | Expected Values | 192238.68 | StationFuel_DSM2018_Base_High32273 | Fuel Cost | Off Peak | 2038-06-01 | Expected Values | 124546.8 | StationFuel_DSM2018_Base_High32273 | Fuel Cost | On Peak | 2038-06-01 | Expected Values | 67691.91 | 0.03 | StationFuel_DSM2018_w30mw_High32276 | Fuel Cost | ALL | 2038-06-01 | Expected Values | 190059.93 | StationFuel_DSM2018_w30mw_High32276 | Fuel Cost | Off Peak | 2038-06-01 | Expected Values | 123100.5 | StationFuel_DSM2018_w30mw_High32276 | Fuel Cost | On Peak | 2038-06-01 | Expected Values | 66959.44 | 0.01
| StationFuel_DSM2018_Base_High32273 | Fuel Cost | ALL | 2038-07-01 | Expected Values | 202825.78 | StationFuel_DSM2018_Base_High32273 | Fuel Cost | Off Peak | 2038-07-01 | Expected Values | 131598.86 | StationFuel_DSM2018_Base_High32273 | Fuel Cost | On Peak | 2038-07-01 | Expected Values | 71226.93 | 0.01 | StationFuel_DSM2018_w30mw_High32276 | Fuel Cost | ALL | 2038-07-01 | Expected Values | 200869.17 | StationFuel_DSM2018_w30mw_High32276 | Fuel Cost | Off Peak | 2038-07-01 | Expected Values | 130160.76 | StationFuel_DSM2018_w30mw_High32276 | Fuel Cost | On Peak | 2038-07-01 | Expected Values | 70708.42 | 0.01
| StationFuel_DSM2018_Base_High32273 | Fuel Cost | ALL | 2038-08-01 | Expected Values | 202824.55 | StationFuel_DSM2018_Base_High32273 | Fuel Cost | Off Peak | 2038-08-01 | Expected Values | 135080.45 | StationFuel_DSM2018_Base_High32273 | Fuel Cost | On Peak | 2038-08-01 | Expected Values | 67744.11 | 0.01 | StationFuel_DSM2018_w30mw_High32276 | Fuel Cost | ALL | 2038-08-01 | Expected Values | 199972.83 | StationFuel_DSM2018_w30mw_High32276 | Fuel Cost | Off Peak | 2038-08-01 | Expected Values | 133297.54 | StationFuel_DSM2018_w30mw_High32276 | Fuel Cost | On Peak | 2038-08-01 | Expected Values | 66675.32 | 0.03
| StationFuel_DSM2018_Base_High32273 | Fuel Cost | ALL | 2038-09-01 | Expected Values | 187885.96 | StationFuel_DSM2018_Base_High32273 | Fuel Cost | Off Peak | 2038-09-01 | Expected Values | 123925.41 | StationFuel_DSM2018_Base_High32273 | Fuel Cost | On Peak | 2038-09-01 | Expected Values | 63960.58 | 0.03 | StationFuel_DSM2018_w30mw_High32276 | Fuel Cost | ALL | 2038-09-01 | Expected Values | 185978.01 | StationFuel_DSM2018_w30mw_High32276 | Fuel Cost | Off Peak | 2038-09-01 | Expected Values | 122369.18 | StationFuel_DSM2018_w30mw_High32276 | Fuel Cost | On Peak | 2038-09-01 | Expected Values | 63608.84 | 0.01
| StationFuel_DSM2018_Base_High32273 | Fuel Cost | ALL | 2038-10-01 | Expected Values | 166479.13 | StationFuel_DSM2018_Base_High32273 | Fuel Cost | Off Peak | 2038-10-01 | Expected Values | 112548.01 | StationFuel_DSM2018_Base_High32273 | Fuel Cost | On Peak | 2038-10-01 | Expected Values | 53931.13 | 0.01 | StationFuel_DSM2018_w30mw_High32276 | Fuel Cost | ALL | 2038-10-01 | Expected Values | 164465.9 | StationFuel_DSM2018_w30mw_High32276 | Fuel Cost | Off Peak | 2038-10-01 | Expected Values | 111146.11 | StationFuel_DSM2018_w30mw_High32276 | Fuel Cost | On Peak | 2038-10-01 | Expected Values | 53319.81 | 0.02
| StationFuel_DSM2018_Base_High32273 | Fuel Cost | ALL | 2038-11-01 | Expected Values | 130912.07 | StationFuel_DSM2018_Base_High32273 | Fuel Cost | Off Peak | 2038-11-01 | Expected Values | 95269.86 | StationFuel_DSM2018_Base_High32273 | Fuel Cost | On Peak | 2038-11-01 | Expected Values | 35642.24 | 0.03 | StationFuel_DSM2018_w30mw_High32276 | Fuel Cost | ALL | 2038-11-01 | Expected Values | 128792.51 | StationFuel_DSM2018_w30mw_High32276 | Fuel Cost | Off Peak | 2038-11-01 | Expected Values | 93694.24 | StationFuel_DSM2018_w30mw_High32276 | Fuel Cost | On Peak | 2038-11-01 | Expected Values | 35098.3 | 0.03
| StationFuel_DSM2018_Base_High32273 | Fuel Cost | ALL | 2038-12-01 | Expected Values | 144651.79 | StationFuel_DSM2018_Base_High32273 | Fuel Cost | Off Peak | 2038-12-01 | Expected Values | 103221.7 | StationFuel_DSM2018_Base_High32273 | Fuel Cost | On Peak | 2038-12-01 | Expected Values | 41430.13 | 0.04 | StationFuel_DSM2018_w30mw_High32276 | Fuel Cost | ALL | 2038-12-01 | Expected Values | 142515.01 | StationFuel_DSM2018_w30mw_High32276 | Fuel Cost | Off Peak | 2038-12-01 | Expected Values | 101651.59 | StationFuel_DSM2018_w30mw_High32276 | Fuel Cost | On Peak | 2038-12-01 | Expected Values | 40863.45 | 0.03
| StationFuel_DSM2018_Base_High32273 | Fuel Cost | ALL | 2039-01-01 | Expected Values | 138860.5 | StationFuel_DSM2018_Base_High32273 | Fuel Cost | Off Peak | 2039-01-01 | Expected Values | 99997.19 | StationFuel_DSM2018_Base_High32273 | Fuel Cost | On Peak | 2039-01-01 | Expected Values | 38863.29 | -0.02 | StationFuel_DSM2018_w30mw_High32276 | Fuel Cost | ALL | 2039-01-01 | Expected Values | 136830.38 | StationFuel_DSM2018_w30mw_High32276 | Fuel Cost | Off Peak | 2039-01-01 | Expected Values | 98387.3 | StationFuel_DSM2018_w30mw_High32276 | Fuel Cost | On Peak | 2039-01-01 | Expected Values | 38443.07 | -0.01
| StationFuel_DSM2018_Base_High32273 | Fuel Cost | ALL | 2039-02-01 | Expected Values | 123862.04 | StationFuel_DSM2018_Base_High32273 | Fuel Cost | Off Peak | 2039-02-01 | Expected Values | 87076.33 | StationFuel_DSM2018_Base_High32273 | Fuel Cost | On Peak | 2039-02-01 | Expected Values | 36785.7 | -0.01 | StationFuel_DSM2018_w30mw_High32276 | Fuel Cost | ALL | 2039-02-01 | Expected Values | 121772.92 | StationFuel_DSM2018_w30mw_High32276 | Fuel Cost | Off Peak | 2039-02-01 | Expected Values | 85532.21 | StationFuel_DSM2018_w30mw_High32276 | Fuel Cost | On Peak | 2039-02-01 | Expected Values | 36240.7 | -0.01
| StationFuel_DSM2018_Base_High32273 | Fuel Cost | ALL | 2039-03-01 | Expected Values | 131191.72 | StationFuel_DSM2018_Base_High32273 | Fuel Cost | Off Peak | 2039-03-01 | Expected Values | 94169.02 | StationFuel_DSM2018_Base_High32273 | Fuel Cost | On Peak | 2039-03-01 | Expected Values | 37022.68 | -0.02 | StationFuel_DSM2018_w30mw_High32276 | Fuel Cost | ALL | 2039-03-01 | Expected Values | 129166.99 | StationFuel_DSM2018_w30mw_High32276 | Fuel Cost | Off Peak | 2039-03-01 | Expected Values | 92667.72 | StationFuel_DSM2018_w30mw_High32276 | Fuel Cost | On Peak | 2039-03-01 | Expected Values | 36499.25 | -0.02
| StationFuel_DSM2018_Base_High32273 | Fuel Cost | ALL | 2039-04-01 | Expected Values | 149707.67 | StationFuel_DSM2018_Base_High32273 | Fuel Cost | Off Peak | 2039-04-01 | Expected Values | 96620.2 | StationFuel_DSM2018_Base_High32273 | Fuel Cost | On Peak | 2039-04-01 | Expected Values | 53087.49 | 0.02 | StationFuel_DSM2018_w30mw_High32276 | Fuel Cost | ALL | 2039-04-01 | Expected Values | 147680.23 | StationFuel_DSM2018_w30mw_High32276 | Fuel Cost | Off Peak | 2039-04-01 | Expected Values | 95166.86 | StationFuel_DSM2018_w30mw_High32276 | Fuel Cost | On Peak | 2039-04-01 | Expected Values | 52513.38 | 0.01
| StationFuel_DSM2018_Base_High32273 | Fuel Cost | ALL | 2039-05-01 | Expected Values | 185924.25 | StationFuel_DSM2018_Base_High32273 | Fuel Cost | Off Peak | 2039-05-01 | Expected Values | 121450.01 | StationFuel_DSM2018_Base_High32273 | Fuel Cost | On Peak | 2039-05-01 | Expected Values | 64474.29 | 0.05 | StationFuel_DSM2018_w30mw_High32276 | Fuel Cost | ALL | 2039-05-01 | Expected Values | 184174.15 | StationFuel_DSM2018_w30mw_High32276 | Fuel Cost | Off Peak | 2039-05-01 | Expected Values | 119692.02 | StationFuel_DSM2018_w30mw_High32276 | Fuel Cost | On Peak | 2039-05-01 | Expected Values | 64482.19 | 0.06
| StationFuel_DSM2018_Base_High32273 | Fuel Cost | ALL | 2039-06-01 | Expected Values | 207975.11 | StationFuel_DSM2018_Base_High32273 | Fuel Cost | Off Peak | 2039-06-01 | Expected Values | 134947.44 | StationFuel_DSM2018_Base_High32273 | Fuel Cost | On Peak | 2039-06-01 | Expected Values | 73027.7 | 0.03 | StationFuel_DSM2018_w30mw_High32276 | Fuel Cost | ALL | 2039-06-01 | Expected Values | 205481.68 | StationFuel_DSM2018_w30mw_High32276 | Fuel Cost | Off Peak | 2039-06-01 | Expected Values | 133139.98 | StationFuel_DSM2018_w30mw_High32276 | Fuel Cost | On Peak | 2039-06-01 | Expected Values | 72341.75 | 0.05
| StationFuel_DSM2018_Base_High32273 | Fuel Cost | ALL | 2039-07-01 | Expected Values | 210561.23 | StationFuel_DSM2018_Base_High32273 | Fuel Cost | Off Peak | 2039-07-01 | Expected Values | 140552.44 | StationFuel_DSM2018_Base_High32273 | Fuel Cost | On Peak | 2039-07-01 | Expected Values | 70008.83 | 0.04 | StationFuel_DSM2018_w30mw_High32276 | Fuel Cost | ALL | 2039-07-01 | Expected Values | 208037.4 | StationFuel_DSM2018_w30mw_High32276 | Fuel Cost | Off Peak | 2039-07-01 | Expected Values | 138964.12 | StationFuel_DSM2018_w30mw_High32276 | Fuel Cost | On Peak | 2039-07-01 | Expected Values | 69073.33 | 0.05
| StationFuel_DSM2018_Base_High32273 | Fuel Cost | ALL | 2039-08-01 | Expected Values | 207976.38 | StationFuel_DSM2018_Base_High32273 | Fuel Cost | Off Peak | 2039-08-01 | Expected Values | 135863.65 | StationFuel_DSM2018_Base_High32273 | Fuel Cost | On Peak | 2039-08-01 | Expected Values | 72112.76 | 0.03 | StationFuel_DSM2018_w30mw_High32276 | Fuel Cost | ALL | 2039-08-01 | Expected Values | 205206.3 | StationFuel_DSM2018_w30mw_High32276 | Fuel Cost | Off Peak | 2039-08-01 | Expected Values | 134028.12 | StationFuel_DSM2018_w30mw_High32276 | Fuel Cost | On Peak | 2039-08-01 | Expected Values | 71178.22 | 0.04
| StationFuel_DSM2018_Base_High32273 | Fuel Cost | ALL | 2039-09-01 | Expected Values | 194650.22 | StationFuel_DSM2018_Base_High32273 | Fuel Cost | Off Peak | 2039-09-01 | Expected Values | 128072.34 | StationFuel_DSM2018_Base_High32273 | Fuel Cost | On Peak | 2039-09-01 | Expected Values | 66577.93 | 0.05 | StationFuel_DSM2018_w30mw_High32276 | Fuel Cost | ALL | 2039-09-01 | Expected Values | 192589.7 | StationFuel_DSM2018_w30mw_High32276 | Fuel Cost | Off Peak | 2039-09-01 | Expected Values | 126511.23 | StationFuel_DSM2018_w30mw_High32276 | Fuel Cost | On Peak | 2039-09-01 | Expected Values | 66078.48 | 0.01
| StationFuel_DSM2018_Base_High32273 | Fuel Cost | ALL | 2039-10-01 | Expected Values | 170676.65 | StationFuel_DSM2018_Base_High32273 | Fuel Cost | Off Peak | 2039-10-01 | Expected Values | 113602.55 | StationFuel_DSM2018_Base_High32273 | Fuel Cost | On Peak | 2039-10-01 | Expected Values | 57074.11 | 0.01 | StationFuel_DSM2018_w30mw_High32276 | Fuel Cost | ALL | 2039-10-01 | Expected Values | 168244.57 | StationFuel_DSM2018_w30mw_High32276 | Fuel Cost | Off Peak | 2039-10-01 | Expected Values | 112124.33 | StationFuel_DSM2018_w30mw_High32276 | Fuel Cost | On Peak | 2039-10-01 | Expected Values | 56120.25 | 0.01
| StationFuel_DSM2018_Base_High32273 | Fuel Cost | ALL | 2039-11-01 | Expected Values | 134175.22 | StationFuel_DSM2018_Base_High32273 | Fuel Cost | Off Peak | 2039-11-01 | Expected Values | 97889.5 | StationFuel_DSM2018_Base_High32273 | Fuel Cost | On Peak | 2039-11-01 | Expected Values | 36285.74 | 0.02 | StationFuel_DSM2018_w30mw_High32276 | Fuel Cost | ALL | 2039-11-01 | Expected Values | 132064.35 | StationFuel_DSM2018_w30mw_High32276 | Fuel Cost | Off Peak | 2039-11-01 | Expected Values | 96293.82 | StationFuel_DSM2018_w30mw_High32276 | Fuel Cost | On Peak | 2039-11-01 | Expected Values | 35770.55 | 0.02
| StationFuel_DSM2018_Base_High32273 | Fuel Cost | ALL | 2039-12-01 | Expected Values | 147386.64 | StationFuel_DSM2018_Base_High32273 | Fuel Cost | Off Peak | 2039-12-01 | Expected Values | 107214.03 | StationFuel_DSM2018_Base_High32273 | Fuel Cost | On Peak | 2039-12-01 | Expected Values | 40172.58 | -0.03 | StationFuel_DSM2018_w30mw_High32276 | Fuel Cost | ALL | 2039-12-01 | Expected Values | 145431.26 | StationFuel_DSM2018_w30mw_High32276 | Fuel Cost | Off Peak | 2039-12-01 | Expected Values | 105667.32 | StationFuel_DSM2018_w30mw_High32276 | Fuel Cost | On Peak | 2039-12-01 | Expected Values | 39763.93 | -0.01
| StationFuel_DSM2018_Base_High32273 | Fuel Cost | ALL | 2040-01-01 | Expected Values | 142281.89 | StationFuel_DSM2018_Base_High32273 | Fuel Cost | Off Peak | 2040-01-01 | Expected Values | 100639.41 | StationFuel_DSM2018_Base_High32273 | Fuel Cost | On Peak | 2040-01-01 | Expected Values | 41642.5 | 0.02 | StationFuel_DSM2018_w30mw_High32276 | Fuel Cost | ALL | 2040-01-01 | Expected Values | 140195.32 | StationFuel_DSM2018_w30mw_High32276 | Fuel Cost | Off Peak | 2040-01-01 | Expected Values | 99103.55 | StationFuel_DSM2018_w30mw_High32276 | Fuel Cost | On Peak | 2040-01-01 | Expected Values | 41091.78 | 0.01
| StationFuel_DSM2018_Base_High32273 | Fuel Cost | ALL | 2040-02-01 | Expected Values | 123204.82 | StationFuel_DSM2018_Base_High32273 | Fuel Cost | Off Peak | 2040-02-01 | Expected Values | 87365.75 | StationFuel_DSM2018_Base_High32273 | Fuel Cost | On Peak | 2040-02-01 | Expected Values | 35839.08 | 0.01 | StationFuel_DSM2018_w30mw_High32276 | Fuel Cost | ALL | 2040-02-01 | Expected Values | 121102.09 | StationFuel_DSM2018_w30mw_High32276 | Fuel Cost | Off Peak | 2040-02-01 | Expected Values | 85851.64 | StationFuel_DSM2018_w30mw_High32276 | Fuel Cost | On Peak | 2040-02-01 | Expected Values | 35250.46 | 0.01
| StationFuel_DSM2018_Base_High32273 | Fuel Cost | ALL | 2040-03-01 | Expected Values | 136857.56 | StationFuel_DSM2018_Base_High32273 | Fuel Cost | Off Peak | 2040-03-01 | Expected Values | 99758.78 | StationFuel_DSM2018_Base_High32273 | Fuel Cost | On Peak | 2040-03-01 | Expected Values | 37098.8 | 0.02 | StationFuel_DSM2018_w30mw_High32276 | Fuel Cost | ALL | 2040-03-01 | Expected Values | 134773.52 | StationFuel_DSM2018_w30mw_High32276 | Fuel Cost | Off Peak | 2040-03-01 | Expected Values | 98193.99 | StationFuel_DSM2018_w30mw_High32276 | Fuel Cost | On Peak | 2040-03-01 | Expected Values | 36579.55 | 0.02
| StationFuel_DSM2018_Base_High32273 | Fuel Cost | ALL | 2040-04-01 | Expected Values | 153292.15 | StationFuel_DSM2018_Base_High32273 | Fuel Cost | Off Peak | 2040-04-01 | Expected Values | 99037.57 | StationFuel_DSM2018_Base_High32273 | Fuel Cost | On Peak | 2040-04-01 | Expected Values | 54254.57 | -0.01 | StationFuel_DSM2018_w30mw_High32276 | Fuel Cost | ALL | 2040-04-01 | Expected Values | 151023.91 | StationFuel_DSM2018_w30mw_High32276 | Fuel Cost | Off Peak | 2040-04-01 | Expected Values | 97811.83 | StationFuel_DSM2018_w30mw_High32276 | Fuel Cost | On Peak | 2040-04-01 | Expected Values | 53212.07 | -0.01
| StationFuel_DSM2018_Base_High32273 | Fuel Cost | ALL | 2040-05-01 | Expected Values | 179435.08 | StationFuel_DSM2018_Base_High32273 | Fuel Cost | Off Peak | 2040-05-01 | Expected Values | 114682.2 | StationFuel_DSM2018_Base_High32273 | Fuel Cost | On Peak | 2040-05-01 | Expected Values | 64752.87 | -0.01 | StationFuel_DSM2018_w30mw_High32276 | Fuel Cost | ALL | 2040-05-01 | Expected Values | 176816.23 | StationFuel_DSM2018_w30mw_High32276 | Fuel Cost | Off Peak | 2040-05-01 | Expected Values | 113117.06 | StationFuel_DSM2018_w30mw_High32276 | Fuel Cost | On Peak | 2040-05-01 | Expected Values | 63699.17 | 0
| StationFuel_DSM2018_Base_High32273 | Fuel Cost | ALL | 2040-06-01 | Expected Values | 200060.06 | StationFuel_DSM2018_Base_High32273 | Fuel Cost | Off Peak | 2040-06-01 | Expected Values | 132015.04 | StationFuel_DSM2018_Base_High32273 | Fuel Cost | On Peak | 2040-06-01 | Expected Values | 68045.01 | -0.01 | StationFuel_DSM2018_w30mw_High32276 | Fuel Cost | ALL | 2040-06-01 | Expected Values | 197543 | StationFuel_DSM2018_w30mw_High32276 | Fuel Cost | Off Peak | 2040-06-01 | Expected Values | 130869.37 | StationFuel_DSM2018_w30mw_High32276 | Fuel Cost | On Peak | 2040-06-01 | Expected Values | 66673.61 | -0.02
| StationFuel_DSM2018_Base_High32273 | Fuel Cost | ALL | 2040-07-01 | Expected Values | 213031.55 | StationFuel_DSM2018_Base_High32273 | Fuel Cost | Off Peak | 2040-07-01 | Expected Values | 139164.03 | StationFuel_DSM2018_Base_High32273 | Fuel Cost | On Peak | 2040-07-01 | Expected Values | 73867.49 | -0.03 | StationFuel_DSM2018_w30mw_High32276 | Fuel Cost | ALL | 2040-07-01 | Expected Values | 210407.8 | StationFuel_DSM2018_w30mw_High32276 | Fuel Cost | Off Peak | 2040-07-01 | Expected Values | 137205.43 | StationFuel_DSM2018_w30mw_High32276 | Fuel Cost | On Peak | 2040-07-01 | Expected Values | 73202.34 | -0.03
| StationFuel_DSM2018_Base_High32273 | Fuel Cost | ALL | 2040-08-01 | Expected Values | 214018.04 | StationFuel_DSM2018_Base_High32273 | Fuel Cost | Off Peak | 2040-08-01 | Expected Values | 140799.6 | StationFuel_DSM2018_Base_High32273 | Fuel Cost | On Peak | 2040-08-01 | Expected Values | 73218.4 | -0.04 | StationFuel_DSM2018_w30mw_High32276 | Fuel Cost | ALL | 2040-08-01 | Expected Values | 211385.65 | StationFuel_DSM2018_w30mw_High32276 | Fuel Cost | Off Peak | 2040-08-01 | Expected Values | 139001.59 | StationFuel_DSM2018_w30mw_High32276 | Fuel Cost | On Peak | 2040-08-01 | Expected Values | 72384.03 | -0.03
| StationFuel_DSM2018_Base_High32273 | Fuel Cost | ALL | 2040-09-01 | Expected Values | 198784.24 | StationFuel_DSM2018_Base_High32273 | Fuel Cost | Off Peak | 2040-09-01 | Expected Values | 136080.02 | StationFuel_DSM2018_Base_High32273 | Fuel Cost | On Peak | 2040-09-01 | Expected Values | 62704.18 | -0.04 | StationFuel_DSM2018_w30mw_High32276 | Fuel Cost | ALL | 2040-09-01 | Expected Values | 196566.09 | StationFuel_DSM2018_w30mw_High32276 | Fuel Cost | Off Peak | 2040-09-01 | Expected Values | 134524.24 | StationFuel_DSM2018_w30mw_High32276 | Fuel Cost | On Peak | 2040-09-01 | Expected Values | 62041.82 | -0.03
| StationFuel_DSM2018_Base_High32273 | Fuel Cost | ALL | 2040-10-01 | Expected Values | 174058.81 | StationFuel_DSM2018_Base_High32273 | Fuel Cost | Off Peak | 2040-10-01 | Expected Values | 111564.33 | StationFuel_DSM2018_Base_High32273 | Fuel Cost | On Peak | 2040-10-01 | Expected Values | 62494.47 | -0.01 | StationFuel_DSM2018_w30mw_High32276 | Fuel Cost | ALL | 2040-10-01 | Expected Values | 171829.84 | StationFuel_DSM2018_w30mw_High32276 | Fuel Cost | Off Peak | 2040-10-01 | Expected Values | 110062.63 | StationFuel_DSM2018_w30mw_High32276 | Fuel Cost | On Peak | 2040-10-01 | Expected Values | 61767.2 | -0.01
| StationFuel_DSM2018_Base_High32273 | Fuel Cost | ALL | 2040-11-01 | Expected Values | 133824.95 | StationFuel_DSM2018_Base_High32273 | Fuel Cost | Off Peak | 2040-11-01 | Expected Values | 98184.25 | StationFuel_DSM2018_Base_High32273 | Fuel Cost | On Peak | 2040-11-01 | Expected Values | 35640.69 | -0.01 | StationFuel_DSM2018_w30mw_High32276 | Fuel Cost | ALL | 2040-11-01 | Expected Values | 131755.99 | StationFuel_DSM2018_w30mw_High32276 | Fuel Cost | Off Peak | 2040-11-01 | Expected Values | 96636.48 | StationFuel_DSM2018_w30mw_High32276 | Fuel Cost | On Peak | 2040-11-01 | Expected Values | 35119.5 | -0.01
| StationFuel_DSM2018_Base_High32273 | Fuel Cost | ALL | 2040-12-01 | Expected Values | 150669.61 | StationFuel_DSM2018_Base_High32273 | Fuel Cost | Off Peak | 2040-12-01 | Expected Values | 111406.46 | StationFuel_DSM2018_Base_High32273 | Fuel Cost | On Peak | 2040-12-01 | Expected Values | 39263.17 | 0.02 | StationFuel_DSM2018_w30mw_High32276 | Fuel Cost | ALL | 2040-12-01 | Expected Values | 148820.57 | StationFuel_DSM2018_w30mw_High32276 | Fuel Cost | Off Peak | 2040-12-01 | Expected Values | 109968.94 | StationFuel_DSM2018_w30mw_High32276 | Fuel Cost | On Peak | 2040-12-01 | Expected Values | 38851.64 | 0.01
| StationFuel_DSM2018_Base_High32273 | Fuel Cost | ALL | 2041-01-01 | Expected Values | 147493.03 | StationFuel_DSM2018_Base_High32273 | Fuel Cost | Off Peak | 2041-01-01 | Expected Values | 102840.37 | StationFuel_DSM2018_Base_High32273 | Fuel Cost | On Peak | 2041-01-01 | Expected Values | 44652.66 | 0 | StationFuel_DSM2018_w30mw_High32276 | Fuel Cost | ALL | 2041-01-01 | Expected Values | 145596.74 | StationFuel_DSM2018_w30mw_High32276 | Fuel Cost | Off Peak | 2041-01-01 | Expected Values | 101327.2 | StationFuel_DSM2018_w30mw_High32276 | Fuel Cost | On Peak | 2041-01-01 | Expected Values | 44269.54 | 0
| StationFuel_DSM2018_Base_High32273 | Fuel Cost | ALL | 2041-02-01 | Expected Values | 126770.33 | StationFuel_DSM2018_Base_High32273 | Fuel Cost | Off Peak | 2041-02-01 | Expected Values | 90215.98 | StationFuel_DSM2018_Base_High32273 | Fuel Cost | On Peak | 2041-02-01 | Expected Values | 36554.35 | 0 | StationFuel_DSM2018_w30mw_High32276 | Fuel Cost | ALL | 2041-02-01 | Expected Values | 124872.93 | StationFuel_DSM2018_w30mw_High32276 | Fuel Cost | Off Peak | 2041-02-01 | Expected Values | 88805.35 | StationFuel_DSM2018_w30mw_High32276 | Fuel Cost | On Peak | 2041-02-01 | Expected Values | 36067.6 | 0.02
| StationFuel_DSM2018_Base_High32273 | Fuel Cost | ALL | 2041-03-01 | Expected Values | 137540.3 | StationFuel_DSM2018_Base_High32273 | Fuel Cost | Off Peak | 2041-03-01 | Expected Values | 101821.9 | StationFuel_DSM2018_Base_High32273 | Fuel Cost | On Peak | 2041-03-01 | Expected Values | 35718.39 | -0.01 | StationFuel_DSM2018_w30mw_High32276 | Fuel Cost | ALL | 2041-03-01 | Expected Values | 135311.24 | StationFuel_DSM2018_w30mw_High32276 | Fuel Cost | Off Peak | 2041-03-01 | Expected Values | 100135.06 | StationFuel_DSM2018_w30mw_High32276 | Fuel Cost | On Peak | 2041-03-01 | Expected Values | 35176.18 | 0
| StationFuel_DSM2018_Base_High32273 | Fuel Cost | ALL | 2041-04-01 | Expected Values | 159247.85 | StationFuel_DSM2018_Base_High32273 | Fuel Cost | Off Peak | 2041-04-01 | Expected Values | 101735.23 | StationFuel_DSM2018_Base_High32273 | Fuel Cost | On Peak | 2041-04-01 | Expected Values | 57512.6 | -0.02 | StationFuel_DSM2018_w30mw_High32276 | Fuel Cost | ALL | 2041-04-01 | Expected Values | 157000.29 | StationFuel_DSM2018_w30mw_High32276 | Fuel Cost | Off Peak | 2041-04-01 | Expected Values | 100115.97 | StationFuel_DSM2018_w30mw_High32276 | Fuel Cost | On Peak | 2041-04-01 | Expected Values | 56884.3 | -0.02
| StationFuel_DSM2018_Base_High32273 | Fuel Cost | ALL | 2041-05-01 | Expected Values | 191654.37 | StationFuel_DSM2018_Base_High32273 | Fuel Cost | Off Peak | 2041-05-01 | Expected Values | 123247.59 | StationFuel_DSM2018_Base_High32273 | Fuel Cost | On Peak | 2041-05-01 | Expected Values | 68406.74 | -0.04 | StationFuel_DSM2018_w30mw_High32276 | Fuel Cost | ALL | 2041-05-01 | Expected Values | 188734.15 | StationFuel_DSM2018_w30mw_High32276 | Fuel Cost | Off Peak | 2041-05-01 | Expected Values | 121335.24 | StationFuel_DSM2018_w30mw_High32276 | Fuel Cost | On Peak | 2041-05-01 | Expected Values | 67398.87 | -0.04
| StationFuel_DSM2018_Base_High32273 | Fuel Cost | ALL | 2041-06-01 | Expected Values | 219405.14 | StationFuel_DSM2018_Base_High32273 | Fuel Cost | Off Peak | 2041-06-01 | Expected Values | 148505.94 | StationFuel_DSM2018_Base_High32273 | Fuel Cost | On Peak | 2041-06-01 | Expected Values | 70899.17 | -0.03 | StationFuel_DSM2018_w30mw_High32276 | Fuel Cost | ALL | 2041-06-01 | Expected Values | 217081.97 | StationFuel_DSM2018_w30mw_High32276 | Fuel Cost | Off Peak | 2041-06-01 | Expected Values | 146951.73 | StationFuel_DSM2018_w30mw_High32276 | Fuel Cost | On Peak | 2041-06-01 | Expected Values | 70130.22 | -0.02
| StationFuel_DSM2018_Base_High32273 | Fuel Cost | ALL | 2041-07-01 | Expected Values | 227558.12 | StationFuel_DSM2018_Base_High32273 | Fuel Cost | Off Peak | 2041-07-01 | Expected Values | 144870.17 | StationFuel_DSM2018_Base_High32273 | Fuel Cost | On Peak | 2041-07-01 | Expected Values | 82687.93 | -0.02 | StationFuel_DSM2018_w30mw_High32276 | Fuel Cost | ALL | 2041-07-01 | Expected Values | 224557.83 | StationFuel_DSM2018_w30mw_High32276 | Fuel Cost | Off Peak | 2041-07-01 | Expected Values | 142756.94 | StationFuel_DSM2018_w30mw_High32276 | Fuel Cost | On Peak | 2041-07-01 | Expected Values | 81800.88 | -0.01
| StationFuel_DSM2018_Base_High32273 | Fuel Cost | ALL | 2041-08-01 | Expected Values | 230791.77 | StationFuel_DSM2018_Base_High32273 | Fuel Cost | Off Peak | 2041-08-01 | Expected Values | 152959.87 | StationFuel_DSM2018_Base_High32273 | Fuel Cost | On Peak | 2041-08-01 | Expected Values | 77831.87 | -0.03 | StationFuel_DSM2018_w30mw_High32276 | Fuel Cost | ALL | 2041-08-01 | Expected Values | 228608.6 | StationFuel_DSM2018_w30mw_High32276 | Fuel Cost | Off Peak | 2041-08-01 | Expected Values | 151303.25 | StationFuel_DSM2018_w30mw_High32276 | Fuel Cost | On Peak | 2041-08-01 | Expected Values | 77305.32 | -0.03
| StationFuel_DSM2018_Base_High32273 | Fuel Cost | ALL | 2041-09-01 | Expected Values | 213812.13 | StationFuel_DSM2018_Base_High32273 | Fuel Cost | Off Peak | 2041-09-01 | Expected Values | 144303.56 | StationFuel_DSM2018_Base_High32273 | Fuel Cost | On Peak | 2041-09-01 | Expected Values | 69508.53 | -0.04 | StationFuel_DSM2018_w30mw_High32276 | Fuel Cost | ALL | 2041-09-01 | Expected Values | 211428.26 | StationFuel_DSM2018_w30mw_High32276 | Fuel Cost | Off Peak | 2041-09-01 | Expected Values | 142398.8 | StationFuel_DSM2018_w30mw_High32276 | Fuel Cost | On Peak | 2041-09-01 | Expected Values | 69029.43 | -0.03
| StationFuel_DSM2018_Base_High32273 | Fuel Cost | ALL | 2041-10-01 | Expected Values | 189404.93 | StationFuel_DSM2018_Base_High32273 | Fuel Cost | Off Peak | 2041-10-01 | Expected Values | 120840.29 | StationFuel_DSM2018_Base_High32273 | Fuel Cost | On Peak | 2041-10-01 | Expected Values | 68564.62 | -0.02 | StationFuel_DSM2018_w30mw_High32276 | Fuel Cost | ALL | 2041-10-01 | Expected Values | 186834.26 | StationFuel_DSM2018_w30mw_High32276 | Fuel Cost | Off Peak | 2041-10-01 | Expected Values | 119101.06 | StationFuel_DSM2018_w30mw_High32276 | Fuel Cost | On Peak | 2041-10-01 | Expected Values | 67733.19 | -0.01
| StationFuel_DSM2018_Base_High32273 | Fuel Cost | ALL | 2041-11-01 | Expected Values | 148545.56 | StationFuel_DSM2018_Base_High32273 | Fuel Cost | Off Peak | 2041-11-01 | Expected Values | 110599.19 | StationFuel_DSM2018_Base_High32273 | Fuel Cost | On Peak | 2041-11-01 | Expected Values | 37946.35 | -0.02 | StationFuel_DSM2018_w30mw_High32276 | Fuel Cost | ALL | 2041-11-01 | Expected Values | 146151.67 | StationFuel_DSM2018_w30mw_High32276 | Fuel Cost | Off Peak | 2041-11-01 | Expected Values | 108764.04 | StationFuel_DSM2018_w30mw_High32276 | Fuel Cost | On Peak | 2041-11-01 | Expected Values | 37387.61 | -0.02
| StationFuel_DSM2018_Base_High32273 | Fuel Cost | ALL | 2041-12-01 | Expected Values | 160779.02 | StationFuel_DSM2018_Base_High32273 | Fuel Cost | Off Peak | 2041-12-01 | Expected Values | 116758.05 | StationFuel_DSM2018_Base_High32273 | Fuel Cost | On Peak | 2041-12-01 | Expected Values | 44021.01 | 0.04 | StationFuel_DSM2018_w30mw_High32276 | Fuel Cost | ALL | 2041-12-01 | Expected Values | 158493.06 | StationFuel_DSM2018_w30mw_High32276 | Fuel Cost | Off Peak | 2041-12-01 | Expected Values | 115032.19 | StationFuel_DSM2018_w30mw_High32276 | Fuel Cost | On Peak | 2041-12-01 | Expected Values | 43460.89 | 0.02
| StationFuel_DSM2018_Base_High32273 | Fuel Cost | ALL | 2042-01-01 | Expected Values | 159420.83 | StationFuel_DSM2018_Base_High32273 | Fuel Cost | Off Peak | 2042-01-01 | Expected Values | 111199.11 | StationFuel_DSM2018_Base_High32273 | Fuel Cost | On Peak | 2042-01-01 | Expected Values | 48221.7 | -0.02 | StationFuel_DSM2018_w30mw_High32276 | Fuel Cost | ALL | 2042-01-01 | Expected Values | 157230.44 | StationFuel_DSM2018_w30mw_High32276 | Fuel Cost | Off Peak | 2042-01-01 | Expected Values | 109471.66 | StationFuel_DSM2018_w30mw_High32276 | Fuel Cost | On Peak | 2042-01-01 | Expected Values | 47758.76 | -0.02
| StationFuel_DSM2018_Base_High32273 | Fuel Cost | ALL | 2042-02-01 | Expected Values | 138904.62 | StationFuel_DSM2018_Base_High32273 | Fuel Cost | Off Peak | 2042-02-01 | Expected Values | 98828.59 | StationFuel_DSM2018_Base_High32273 | Fuel Cost | On Peak | 2042-02-01 | Expected Values | 40076.02 | -0.01 | StationFuel_DSM2018_w30mw_High32276 | Fuel Cost | ALL | 2042-02-01 | Expected Values | 136766.83 | StationFuel_DSM2018_w30mw_High32276 | Fuel Cost | Off Peak | 2042-02-01 | Expected Values | 97254.98 | StationFuel_DSM2018_w30mw_High32276 | Fuel Cost | On Peak | 2042-02-01 | Expected Values | 39511.83 | -0.02
| StationFuel_DSM2018_Base_High32273 | Fuel Cost | ALL | 2042-03-01 | Expected Values | 150726.57 | StationFuel_DSM2018_Base_High32273 | Fuel Cost | Off Peak | 2042-03-01 | Expected Values | 111603.81 | StationFuel_DSM2018_Base_High32273 | Fuel Cost | On Peak | 2042-03-01 | Expected Values | 39122.75 | -0.01 | StationFuel_DSM2018_w30mw_High32276 | Fuel Cost | ALL | 2042-03-01 | Expected Values | 148325.94 | StationFuel_DSM2018_w30mw_High32276 | Fuel Cost | Off Peak | 2042-03-01 | Expected Values | 109810.07 | StationFuel_DSM2018_w30mw_High32276 | Fuel Cost | On Peak | 2042-03-01 | Expected Values | 38515.85 | -0.02
| StationFuel_DSM2018_Base_High32273 | Fuel Cost | ALL | 2042-04-01 | Expected Values | 172432.7 | StationFuel_DSM2018_Base_High32273 | Fuel Cost | Off Peak | 2042-04-01 | Expected Values | 109408 | StationFuel_DSM2018_Base_High32273 | Fuel Cost | On Peak | 2042-04-01 | Expected Values | 63024.74 | 0.04 | StationFuel_DSM2018_w30mw_High32276 | Fuel Cost | ALL | 2042-04-01 | Expected Values | 169888.08 | StationFuel_DSM2018_w30mw_High32276 | Fuel Cost | Off Peak | 2042-04-01 | Expected Values | 107613.83 | StationFuel_DSM2018_w30mw_High32276 | Fuel Cost | On Peak | 2042-04-01 | Expected Values | 62274.3 | 0.05
| StationFuel_DSM2018_Base_High32273 | Fuel Cost | ALL | 2042-05-01 | Expected Values | 199720.55 | StationFuel_DSM2018_Base_High32273 | Fuel Cost | Off Peak | 2042-05-01 | Expected Values | 131418.8 | StationFuel_DSM2018_Base_High32273 | Fuel Cost | On Peak | 2042-05-01 | Expected Values | 68301.8 | 0.05 | StationFuel_DSM2018_w30mw_High32276 | Fuel Cost | ALL | 2042-05-01 | Expected Values | 196927.21 | StationFuel_DSM2018_w30mw_High32276 | Fuel Cost | Off Peak | 2042-05-01 | Expected Values | 129464.81 | StationFuel_DSM2018_w30mw_High32276 | Fuel Cost | On Peak | 2042-05-01 | Expected Values | 67462.45 | 0.05
| StationFuel_DSM2018_Base_High32273 | Fuel Cost | ALL | 2042-06-01 | Expected Values | 229405.95 | StationFuel_DSM2018_Base_High32273 | Fuel Cost | Off Peak | 2042-06-01 | Expected Values | 152402.77 | StationFuel_DSM2018_Base_High32273 | Fuel Cost | On Peak | 2042-06-01 | Expected Values | 77003.23 | 0.05 | StationFuel_DSM2018_w30mw_High32276 | Fuel Cost | ALL | 2042-06-01 | Expected Values | 226745.58 | StationFuel_DSM2018_w30mw_High32276 | Fuel Cost | Off Peak | 2042-06-01 | Expected Values | 150331.58 | StationFuel_DSM2018_w30mw_High32276 | Fuel Cost | On Peak | 2042-06-01 | Expected Values | 76414.05 | 0.05
| StationFuel_DSM2018_Base_High32273 | Fuel Cost | ALL | 2042-07-01 | Expected Values | 239605.8 | StationFuel_DSM2018_Base_High32273 | Fuel Cost | Off Peak | 2042-07-01 | Expected Values | 152576.33 | StationFuel_DSM2018_Base_High32273 | Fuel Cost | On Peak | 2042-07-01 | Expected Values | 87029.53 | 0.06 | StationFuel_DSM2018_w30mw_High32276 | Fuel Cost | ALL | 2042-07-01 | Expected Values | 236727.9 | StationFuel_DSM2018_w30mw_High32276 | Fuel Cost | Off Peak | 2042-07-01 | Expected Values | 150528.23 | StationFuel_DSM2018_w30mw_High32276 | Fuel Cost | On Peak | 2042-07-01 | Expected Values | 86199.74 | 0.07
| StationFuel_DSM2018_Base_High32273 | Fuel Cost | ALL | 2042-08-01 | Expected Values | 238867.8 | StationFuel_DSM2018_Base_High32273 | Fuel Cost | Off Peak | 2042-08-01 | Expected Values | 162349.71 | StationFuel_DSM2018_Base_High32273 | Fuel Cost | On Peak | 2042-08-01 | Expected Values | 76518.16 | 0.07 | StationFuel_DSM2018_w30mw_High32276 | Fuel Cost | ALL | 2042-08-01 | Expected Values | 236085.2 | StationFuel_DSM2018_w30mw_High32276 | Fuel Cost | Off Peak | 2042-08-01 | Expected Values | 160289.9 | StationFuel_DSM2018_w30mw_High32276 | Fuel Cost | On Peak | 2042-08-01 | Expected Values | 75795.36 | 0.06
| StationFuel_DSM2018_Base_High32273 | Fuel Cost | ALL | 2042-09-01 | Expected Values | 223172.88 | StationFuel_DSM2018_Base_High32273 | Fuel Cost | Off Peak | 2042-09-01 | Expected Values | 146831.23 | StationFuel_DSM2018_Base_High32273 | Fuel Cost | On Peak | 2042-09-01 | Expected Values | 76341.69 | 0.04 | StationFuel_DSM2018_w30mw_High32276 | Fuel Cost | ALL | 2042-09-01 | Expected Values | 220231.17 | StationFuel_DSM2018_w30mw_High32276 | Fuel Cost | Off Peak | 2042-09-01 | Expected Values | 144626.84 | StationFuel_DSM2018_w30mw_High32276 | Fuel Cost | On Peak | 2042-09-01 | Expected Values | 75604.38 | 0.05
| StationFuel_DSM2018_Base_High32273 | Fuel Cost | ALL | 2042-10-01 | Expected Values | 200325.18 | StationFuel_DSM2018_Base_High32273 | Fuel Cost | Off Peak | 2042-10-01 | Expected Values | 129001.78 | StationFuel_DSM2018_Base_High32273 | Fuel Cost | On Peak | 2042-10-01 | Expected Values | 71323.45 | 0.05 | StationFuel_DSM2018_w30mw_High32276 | Fuel Cost | ALL | 2042-10-01 | Expected Values | 197991.57 | StationFuel_DSM2018_w30mw_High32276 | Fuel Cost | Off Peak | 2042-10-01 | Expected Values | 127426.93 | StationFuel_DSM2018_w30mw_High32276 | Fuel Cost | On Peak | 2042-10-01 | Expected Values | 70564.69 | 0.05
| StationFuel_DSM2018_Base_High32273 | Fuel Cost | ALL | 2042-11-01 | Expected Values | 153989.84 | StationFuel_DSM2018_Base_High32273 | Fuel Cost | Off Peak | 2042-11-01 | Expected Values | 116767.87 | StationFuel_DSM2018_Base_High32273 | Fuel Cost | On Peak | 2042-11-01 | Expected Values | 37222.01 | 0.04 | StationFuel_DSM2018_w30mw_High32276 | Fuel Cost | ALL | 2042-11-01 | Expected Values | 151540.71 | StationFuel_DSM2018_w30mw_High32276 | Fuel Cost | Off Peak | 2042-11-01 | Expected Values | 114871.49 | StationFuel_DSM2018_w30mw_High32276 | Fuel Cost | On Peak | 2042-11-01 | Expected Values | 36669.27 | 0.05
| StationFuel_DSM2018_Base_High32273 | Fuel Cost | ALL | 2042-12-01 | Expected Values | 166719.31 | StationFuel_DSM2018_Base_High32273 | Fuel Cost | Off Peak | 2042-12-01 | Expected Values | 119118.81 | StationFuel_DSM2018_Base_High32273 | Fuel Cost | On Peak | 2042-12-01 | Expected Values | 47600.48 | -0.02 | StationFuel_DSM2018_w30mw_High32276 | Fuel Cost | ALL | 2042-12-01 | Expected Values | 164347.14 | StationFuel_DSM2018_w30mw_High32276 | Fuel Cost | Off Peak | 2042-12-01 | Expected Values | 117356.81 | StationFuel_DSM2018_w30mw_High32276 | Fuel Cost | On Peak | 2042-12-01 | Expected Values | 46990.31 | -0.02
| StationFuel_DSM2018_Base_High32273 | Fuel Cost | ALL | 2043-01-01 | Expected Values | 166119.04 | StationFuel_DSM2018_Base_High32273 | Fuel Cost | Off Peak | 2043-01-01 | Expected Values | 118104.65 | StationFuel_DSM2018_Base_High32273 | Fuel Cost | On Peak | 2043-01-01 | Expected Values | 48014.4 | 0.01 | StationFuel_DSM2018_w30mw_High32276 | Fuel Cost | ALL | 2043-01-01 | Expected Values | 163884.1 | StationFuel_DSM2018_w30mw_High32276 | Fuel Cost | Off Peak | 2043-01-01 | Expected Values | 116454.43 | StationFuel_DSM2018_w30mw_High32276 | Fuel Cost | On Peak | 2043-01-01 | Expected Values | 47429.68 | 0.01
| StationFuel_DSM2018_Base_High32273 | Fuel Cost | ALL | 2043-02-01 | Expected Values | 145568.49 | StationFuel_DSM2018_Base_High32273 | Fuel Cost | Off Peak | 2043-02-01 | Expected Values | 103574.68 | StationFuel_DSM2018_Base_High32273 | Fuel Cost | On Peak | 2043-02-01 | Expected Values | 41993.83 | 0.02 | StationFuel_DSM2018_w30mw_High32276 | Fuel Cost | ALL | 2043-02-01 | Expected Values | 143580.55 | StationFuel_DSM2018_w30mw_High32276 | Fuel Cost | Off Peak | 2043-02-01 | Expected Values | 102027.42 | StationFuel_DSM2018_w30mw_High32276 | Fuel Cost | On Peak | 2043-02-01 | Expected Values | 41553.14 | 0.01
| StationFuel_DSM2018_Base_High32273 | Fuel Cost | ALL | 2043-03-01 | Expected Values | 157671.16 | StationFuel_DSM2018_Base_High32273 | Fuel Cost | Off Peak | 2043-03-01 | Expected Values | 115209.14 | StationFuel_DSM2018_Base_High32273 | Fuel Cost | On Peak | 2043-03-01 | Expected Values | 42462.02 | 0 | StationFuel_DSM2018_w30mw_High32276 | Fuel Cost | ALL | 2043-03-01 | Expected Values | 155213.17 | StationFuel_DSM2018_w30mw_High32276 | Fuel Cost | Off Peak | 2043-03-01 | Expected Values | 113367.07 | StationFuel_DSM2018_w30mw_High32276 | Fuel Cost | On Peak | 2043-03-01 | Expected Values | 41846.12 | 0.02
| StationFuel_DSM2018_Base_High32273 | Fuel Cost | ALL | 2043-04-01 | Expected Values | 179429.37 | StationFuel_DSM2018_Base_High32273 | Fuel Cost | Off Peak | 2043-04-01 | Expected Values | 113124.05 | StationFuel_DSM2018_Base_High32273 | Fuel Cost | On Peak | 2043-04-01 | Expected Values | 66305.33 | 0.01 | StationFuel_DSM2018_w30mw_High32276 | Fuel Cost | ALL | 2043-04-01 | Expected Values | 176929.07 | StationFuel_DSM2018_w30mw_High32276 | Fuel Cost | Off Peak | 2043-04-01 | Expected Values | 111413.8 | StationFuel_DSM2018_w30mw_High32276 | Fuel Cost | On Peak | 2043-04-01 | Expected Values | 65515.26 | -0.01
| StationFuel_DSM2018_Base_High32273 | Fuel Cost | ALL | 2043-05-01 | Expected Values | 199627.4 | StationFuel_DSM2018_Base_High32273 | Fuel Cost | Off Peak | 2043-05-01 | Expected Values | 135043.82 | StationFuel_DSM2018_Base_High32273 | Fuel Cost | On Peak | 2043-05-01 | Expected Values | 64583.56 | -0.02 | StationFuel_DSM2018_w30mw_High32276 | Fuel Cost | ALL | 2043-05-01 | Expected Values | 197149.73 | StationFuel_DSM2018_w30mw_High32276 | Fuel Cost | Off Peak | 2043-05-01 | Expected Values | 133336.63 | StationFuel_DSM2018_w30mw_High32276 | Fuel Cost | On Peak | 2043-05-01 | Expected Values | 63813.07 | -0.03
| StationFuel_DSM2018_Base_High32273 | Fuel Cost | ALL | 2043-06-01 | Expected Values | 237261.04 | StationFuel_DSM2018_Base_High32273 | Fuel Cost | Off Peak | 2043-06-01 | Expected Values | 153364.7 | StationFuel_DSM2018_Base_High32273 | Fuel Cost | On Peak | 2043-06-01 | Expected Values | 83896.32 | -0.02 | StationFuel_DSM2018_w30mw_High32276 | Fuel Cost | ALL | 2043-06-01 | Expected Values | 233969.2 | StationFuel_DSM2018_w30mw_High32276 | Fuel Cost | Off Peak | 2043-06-01 | Expected Values | 151388.86 | StationFuel_DSM2018_w30mw_High32276 | Fuel Cost | On Peak | 2043-06-01 | Expected Values | 82580.33 | -0.01
| StationFuel_DSM2018_Base_High32273 | Fuel Cost | ALL | 2043-07-01 | Expected Values | 242951.28 | StationFuel_DSM2018_Base_High32273 | Fuel Cost | Off Peak | 2043-07-01 | Expected Values | 154545.71 | StationFuel_DSM2018_Base_High32273 | Fuel Cost | On Peak | 2043-07-01 | Expected Values | 88405.55 | -0.02 | StationFuel_DSM2018_w30mw_High32276 | Fuel Cost | ALL | 2043-07-01 | Expected Values | 240590.47 | StationFuel_DSM2018_w30mw_High32276 | Fuel Cost | Off Peak | 2043-07-01 | Expected Values | 152850.88 | StationFuel_DSM2018_w30mw_High32276 | Fuel Cost | On Peak | 2043-07-01 | Expected Values | 87739.56 | -0.03
| StationFuel_DSM2018_Base_High32273 | Fuel Cost | ALL | 2043-08-01 | Expected Values | 243740.95 | StationFuel_DSM2018_Base_High32273 | Fuel Cost | Off Peak | 2043-08-01 | Expected Values | 166038.9 | StationFuel_DSM2018_Base_High32273 | Fuel Cost | On Peak | 2043-08-01 | Expected Values | 77702.04 | -0.01 | StationFuel_DSM2018_w30mw_High32276 | Fuel Cost | ALL | 2043-08-01 | Expected Values | 241561.44 | StationFuel_DSM2018_w30mw_High32276 | Fuel Cost | Off Peak | 2043-08-01 | Expected Values | 164012.12 | StationFuel_DSM2018_w30mw_High32276 | Fuel Cost | On Peak | 2043-08-01 | Expected Values | 77549.31 | -0.01
| StationFuel_DSM2018_Base_High32273 | Fuel Cost | ALL | 2043-09-01 | Expected Values | 229589.84 | StationFuel_DSM2018_Base_High32273 | Fuel Cost | Off Peak | 2043-09-01 | Expected Values | 150742.34 | StationFuel_DSM2018_Base_High32273 | Fuel Cost | On Peak | 2043-09-01 | Expected Values | 78847.48 | -0.02 | StationFuel_DSM2018_w30mw_High32276 | Fuel Cost | ALL | 2043-09-01 | Expected Values | 226296 | StationFuel_DSM2018_w30mw_High32276 | Fuel Cost | Off Peak | 2043-09-01 | Expected Values | 148559.24 | StationFuel_DSM2018_w30mw_High32276 | Fuel Cost | On Peak | 2043-09-01 | Expected Values | 77736.73 | -0.03
| StationFuel_DSM2018_Base_High32273 | Fuel Cost | ALL | 2043-10-01 | Expected Values | 203607.36 | StationFuel_DSM2018_Base_High32273 | Fuel Cost | Off Peak | 2043-10-01 | Expected Values | 134691.19 | StationFuel_DSM2018_Base_High32273 | Fuel Cost | On Peak | 2043-10-01 | Expected Values | 68916.15 | -0.02 | StationFuel_DSM2018_w30mw_High32276 | Fuel Cost | ALL | 2043-10-01 | Expected Values | 200965.8 | StationFuel_DSM2018_w30mw_High32276 | Fuel Cost | Off Peak | 2043-10-01 | Expected Values | 132850.8 | StationFuel_DSM2018_w30mw_High32276 | Fuel Cost | On Peak | 2043-10-01 | Expected Values | 68114.96 | -0.04
| StationFuel_DSM2018_Base_High32273 | Fuel Cost | ALL | 2043-11-01 | Expected Values | 155622.36 | StationFuel_DSM2018_Base_High32273 | Fuel Cost | Off Peak | 2043-11-01 | Expected Values | 115497.64 | StationFuel_DSM2018_Base_High32273 | Fuel Cost | On Peak | 2043-11-01 | Expected Values | 40124.7 | -0.02 | StationFuel_DSM2018_w30mw_High32276 | Fuel Cost | ALL | 2043-11-01 | Expected Values | 153269.8 | StationFuel_DSM2018_w30mw_High32276 | Fuel Cost | Off Peak | 2043-11-01 | Expected Values | 113741.94 | StationFuel_DSM2018_w30mw_High32276 | Fuel Cost | On Peak | 2043-11-01 | Expected Values | 39527.85 | -0.01
| StationFuel_DSM2018_Base_High32273 | Fuel Cost | ALL | 2043-12-01 | Expected Values | 173690.95 | StationFuel_DSM2018_Base_High32273 | Fuel Cost | Off Peak | 2043-12-01 | Expected Values | 124323.58 | StationFuel_DSM2018_Base_High32273 | Fuel Cost | On Peak | 2043-12-01 | Expected Values | 49367.37 | 0 | StationFuel_DSM2018_w30mw_High32276 | Fuel Cost | ALL | 2043-12-01 | Expected Values | 171004.07 | StationFuel_DSM2018_w30mw_High32276 | Fuel Cost | Off Peak | 2043-12-01 | Expected Values | 122401.23 | StationFuel_DSM2018_w30mw_High32276 | Fuel Cost | On Peak | 2043-12-01 | Expected Values | 48602.83 | -0.01
| StationFuel_DSM2018_Base_High32273 | Fuel Cost | ALL | 2044-01-01 | Expected Values | 165361.61 | StationFuel_DSM2018_Base_High32273 | Fuel Cost | Off Peak | 2044-01-01 | Expected Values | 119608.24 | StationFuel_DSM2018_Base_High32273 | Fuel Cost | On Peak | 2044-01-01 | Expected Values | 45753.34 | -0.03 | StationFuel_DSM2018_w30mw_High32276 | Fuel Cost | ALL | 2044-01-01 | Expected Values | 163233.39 | StationFuel_DSM2018_w30mw_High32276 | Fuel Cost | Off Peak | 2044-01-01 | Expected Values | 117900.05 | StationFuel_DSM2018_w30mw_High32276 | Fuel Cost | On Peak | 2044-01-01 | Expected Values | 45333.3 | -0.04
| StationFuel_DSM2018_Base_High32273 | Fuel Cost | ALL | 2044-02-01 | Expected Values | 144838.08 | StationFuel_DSM2018_Base_High32273 | Fuel Cost | Off Peak | 2044-02-01 | Expected Values | 102772.32 | StationFuel_DSM2018_Base_High32273 | Fuel Cost | On Peak | 2044-02-01 | Expected Values | 42065.73 | -0.03 | StationFuel_DSM2018_w30mw_High32276 | Fuel Cost | ALL | 2044-02-01 | Expected Values | 142711.5 | StationFuel_DSM2018_w30mw_High32276 | Fuel Cost | Off Peak | 2044-02-01 | Expected Values | 101175.79 | StationFuel_DSM2018_w30mw_High32276 | Fuel Cost | On Peak | 2044-02-01 | Expected Values | 41535.69 | -0.02
| StationFuel_DSM2018_Base_High32273 | Fuel Cost | ALL | 2044-03-01 | Expected Values | 157813.26 | StationFuel_DSM2018_Base_High32273 | Fuel Cost | Off Peak | 2044-03-01 | Expected Values | 113600.64 | StationFuel_DSM2018_Base_High32273 | Fuel Cost | On Peak | 2044-03-01 | Expected Values | 44212.59 | -0.03 | StationFuel_DSM2018_w30mw_High32276 | Fuel Cost | ALL | 2044-03-01 | Expected Values | 155520.29 | StationFuel_DSM2018_w30mw_High32276 | Fuel Cost | Off Peak | 2044-03-01 | Expected Values | 111880.34 | StationFuel_DSM2018_w30mw_High32276 | Fuel Cost | On Peak | 2044-03-01 | Expected Values | 43639.91 | -0.04
| StationFuel_DSM2018_Base_High32273 | Fuel Cost | ALL | 2044-04-01 | Expected Values | 176998.8 | StationFuel_DSM2018_Base_High32273 | Fuel Cost | Off Peak | 2044-04-01 | Expected Values | 115170.77 | StationFuel_DSM2018_Base_High32273 | Fuel Cost | On Peak | 2044-04-01 | Expected Values | 61827.94 | -0.09 | StationFuel_DSM2018_w30mw_High32276 | Fuel Cost | ALL | 2044-04-01 | Expected Values | 174640.95 | StationFuel_DSM2018_w30mw_High32276 | Fuel Cost | Off Peak | 2044-04-01 | Expected Values | 113548.46 | StationFuel_DSM2018_w30mw_High32276 | Fuel Cost | On Peak | 2044-04-01 | Expected Values | 61092.4 | -0.09
| StationFuel_DSM2018_Base_High32273 | Fuel Cost | ALL | 2044-05-01 | Expected Values | 206332.42 | StationFuel_DSM2018_Base_High32273 | Fuel Cost | Off Peak | 2044-05-01 | Expected Values | 136703.83 | StationFuel_DSM2018_Base_High32273 | Fuel Cost | On Peak | 2044-05-01 | Expected Values | 69628.48 | -0.11 | StationFuel_DSM2018_w30mw_High32276 | Fuel Cost | ALL | 2044-05-01 | Expected Values | 203588.06 | StationFuel_DSM2018_w30mw_High32276 | Fuel Cost | Off Peak | 2044-05-01 | Expected Values | 134778.5 | StationFuel_DSM2018_w30mw_High32276 | Fuel Cost | On Peak | 2044-05-01 | Expected Values | 68809.47 | -0.09
| StationFuel_DSM2018_Base_High32273 | Fuel Cost | ALL | 2044-06-01 | Expected Values | 238238.04 | StationFuel_DSM2018_Base_High32273 | Fuel Cost | Off Peak | 2044-06-01 | Expected Values | 155740.91 | StationFuel_DSM2018_Base_High32273 | Fuel Cost | On Peak | 2044-06-01 | Expected Values | 82497.03 | -0.1 | StationFuel_DSM2018_w30mw_High32276 | Fuel Cost | ALL | 2044-06-01 | Expected Values | 235184.42 | StationFuel_DSM2018_w30mw_High32276 | Fuel Cost | Off Peak | 2044-06-01 | Expected Values | 153700.42 | StationFuel_DSM2018_w30mw_High32276 | Fuel Cost | On Peak | 2044-06-01 | Expected Values | 81483.9 | -0.1
| StationFuel_DSM2018_Base_High32273 | Fuel Cost | ALL | 2044-07-01 | Expected Values | 241472.23 | StationFuel_DSM2018_Base_High32273 | Fuel Cost | Off Peak | 2044-07-01 | Expected Values | 162616.35 | StationFuel_DSM2018_Base_High32273 | Fuel Cost | On Peak | 2044-07-01 | Expected Values | 78855.79 | -0.09 | StationFuel_DSM2018_w30mw_High32276 | Fuel Cost | ALL | 2044-07-01 | Expected Values | 238203.66 | StationFuel_DSM2018_w30mw_High32276 | Fuel Cost | Off Peak | 2044-07-01 | Expected Values | 160365.98 | StationFuel_DSM2018_w30mw_High32276 | Fuel Cost | On Peak | 2044-07-01 | Expected Values | 77837.59 | -0.09
| StationFuel_DSM2018_Base_High32273 | Fuel Cost | ALL | 2044-08-01 | Expected Values | 246027.9 | StationFuel_DSM2018_Base_High32273 | Fuel Cost | Off Peak | 2044-08-01 | Expected Values | 162328.39 | StationFuel_DSM2018_Base_High32273 | Fuel Cost | On Peak | 2044-08-01 | Expected Values | 83699.41 | -0.1 | StationFuel_DSM2018_w30mw_High32276 | Fuel Cost | ALL | 2044-08-01 | Expected Values | 243025.34 | StationFuel_DSM2018_w30mw_High32276 | Fuel Cost | Off Peak | 2044-08-01 | Expected Values | 160279.36 | StationFuel_DSM2018_w30mw_High32276 | Fuel Cost | On Peak | 2044-08-01 | Expected Values | 82745.87 | -0.11
| StationFuel_DSM2018_Base_High32273 | Fuel Cost | ALL | 2044-09-01 | Expected Values | 225577.83 | StationFuel_DSM2018_Base_High32273 | Fuel Cost | Off Peak | 2044-09-01 | Expected Values | 149389.78 | StationFuel_DSM2018_Base_High32273 | Fuel Cost | On Peak | 2044-09-01 | Expected Values | 76187.97 | -0.08 | StationFuel_DSM2018_w30mw_High32276 | Fuel Cost | ALL | 2044-09-01 | Expected Values | 222600.86 | StationFuel_DSM2018_w30mw_High32276 | Fuel Cost | Off Peak | 2044-09-01 | Expected Values | 147348.67 | StationFuel_DSM2018_w30mw_High32276 | Fuel Cost | On Peak | 2044-09-01 | Expected Values | 75252.1 | -0.09
| StationFuel_DSM2018_Base_High32273 | Fuel Cost | ALL | 2044-10-01 | Expected Values | 198425.56 | StationFuel_DSM2018_Base_High32273 | Fuel Cost | Off Peak | 2044-10-01 | Expected Values | 133914.39 | StationFuel_DSM2018_Base_High32273 | Fuel Cost | On Peak | 2044-10-01 | Expected Values | 64511.09 | -0.08 | StationFuel_DSM2018_w30mw_High32276 | Fuel Cost | ALL | 2044-10-01 | Expected Values | 195677.85 | StationFuel_DSM2018_w30mw_High32276 | Fuel Cost | Off Peak | 2044-10-01 | Expected Values | 132109.53 | StationFuel_DSM2018_w30mw_High32276 | Fuel Cost | On Peak | 2044-10-01 | Expected Values | 63568.22 | -0.1
| StationFuel_DSM2018_Base_High32273 | Fuel Cost | ALL | 2044-11-01 | Expected Values | 159668.89 | StationFuel_DSM2018_Base_High32273 | Fuel Cost | Off Peak | 2044-11-01 | Expected Values | 116589.97 | StationFuel_DSM2018_Base_High32273 | Fuel Cost | On Peak | 2044-11-01 | Expected Values | 43078.86 | -0.06 | StationFuel_DSM2018_w30mw_High32276 | Fuel Cost | ALL | 2044-11-01 | Expected Values | 157508.04 | StationFuel_DSM2018_w30mw_High32276 | Fuel Cost | Off Peak | 2044-11-01 | Expected Values | 114994.65 | StationFuel_DSM2018_w30mw_High32276 | Fuel Cost | On Peak | 2044-11-01 | Expected Values | 42513.33 | -0.06
| StationFuel_DSM2018_Base_High32273 | Fuel Cost | ALL | 2044-12-01 | Expected Values | 170801.8 | StationFuel_DSM2018_Base_High32273 | Fuel Cost | Off Peak | 2044-12-01 | Expected Values | 124870.73 | StationFuel_DSM2018_Base_High32273 | Fuel Cost | On Peak | 2044-12-01 | Expected Values | 45931.03 | -0.04 | StationFuel_DSM2018_w30mw_High32276 | Fuel Cost | ALL | 2044-12-01 | Expected Values | 168490.44 | StationFuel_DSM2018_w30mw_High32276 | Fuel Cost | Off Peak | 2044-12-01 | Expected Values | 123120.59 | StationFuel_DSM2018_w30mw_High32276 | Fuel Cost | On Peak | 2044-12-01 | Expected Values | 45369.82 | -0.03
| StationFuel_DSM2018_Base_High32273 | Fuel Cost | ALL | 2045-01-01 | Expected Values | 174323.29 | StationFuel_DSM2018_Base_High32273 | Fuel Cost | Off Peak | 2045-01-01 | Expected Values | 123432 | StationFuel_DSM2018_Base_High32273 | Fuel Cost | On Peak | 2045-01-01 | Expected Values | 50891.26 | -0.03 | StationFuel_DSM2018_w30mw_High32276 | Fuel Cost | ALL | 2045-01-01 | Expected Values | 171988.75 | StationFuel_DSM2018_w30mw_High32276 | Fuel Cost | Off Peak | 2045-01-01 | Expected Values | 121731.46 | StationFuel_DSM2018_w30mw_High32276 | Fuel Cost | On Peak | 2045-01-01 | Expected Values | 50257.27 | -0.02
| StationFuel_DSM2018_Base_High32273 | Fuel Cost | ALL | 2045-02-01 | Expected Values | 153365.48 | StationFuel_DSM2018_Base_High32273 | Fuel Cost | Off Peak | 2045-02-01 | Expected Values | 109648.37 | StationFuel_DSM2018_Base_High32273 | Fuel Cost | On Peak | 2045-02-01 | Expected Values | 43717.06 | -0.05 | StationFuel_DSM2018_w30mw_High32276 | Fuel Cost | ALL | 2045-02-01 | Expected Values | 151049.2 | StationFuel_DSM2018_w30mw_High32276 | Fuel Cost | Off Peak | 2045-02-01 | Expected Values | 107958.04 | StationFuel_DSM2018_w30mw_High32276 | Fuel Cost | On Peak | 2045-02-01 | Expected Values | 43091.12 | -0.04
| StationFuel_DSM2018_Base_High32273 | Fuel Cost | ALL | 2045-03-01 | Expected Values | 165373.96 | StationFuel_DSM2018_Base_High32273 | Fuel Cost | Off Peak | 2045-03-01 | Expected Values | 118958 | StationFuel_DSM2018_Base_High32273 | Fuel Cost | On Peak | 2045-03-01 | Expected Values | 46415.91 | -0.05 | StationFuel_DSM2018_w30mw_High32276 | Fuel Cost | ALL | 2045-03-01 | Expected Values | 162918.8 | StationFuel_DSM2018_w30mw_High32276 | Fuel Cost | Off Peak | 2045-03-01 | Expected Values | 117117.5 | StationFuel_DSM2018_w30mw_High32276 | Fuel Cost | On Peak | 2045-03-01 | Expected Values | 45801.24 | -0.06
| StationFuel_DSM2018_Base_High32273 | Fuel Cost | ALL | 2045-04-01 | Expected Values | 182787.68 | StationFuel_DSM2018_Base_High32273 | Fuel Cost | Off Peak | 2045-04-01 | Expected Values | 121561.83 | StationFuel_DSM2018_Base_High32273 | Fuel Cost | On Peak | 2045-04-01 | Expected Values | 61225.84 | -0.01 | StationFuel_DSM2018_w30mw_High32276 | Fuel Cost | ALL | 2045-04-01 | Expected Values | 180372.67 | StationFuel_DSM2018_w30mw_High32276 | Fuel Cost | Off Peak | 2045-04-01 | Expected Values | 119876.54 | StationFuel_DSM2018_w30mw_High32276 | Fuel Cost | On Peak | 2045-04-01 | Expected Values | 60496.13 | 0
| StationFuel_DSM2018_Base_High32273 | Fuel Cost | ALL | 2045-05-01 | Expected Values | 206645.79 | StationFuel_DSM2018_Base_High32273 | Fuel Cost | Off Peak | 2045-05-01 | Expected Values | 134013.22 | StationFuel_DSM2018_Base_High32273 | Fuel Cost | On Peak | 2045-05-01 | Expected Values | 72632.55 | -0.02 | StationFuel_DSM2018_w30mw_High32276 | Fuel Cost | ALL | 2045-05-01 | Expected Values | 204127.69 | StationFuel_DSM2018_w30mw_High32276 | Fuel Cost | Off Peak | 2045-05-01 | Expected Values | 132282.71 | StationFuel_DSM2018_w30mw_High32276 | Fuel Cost | On Peak | 2045-05-01 | Expected Values | 71844.97 | -0.01
| StationFuel_DSM2018_Base_High32273 | Fuel Cost | ALL | 2045-06-01 | Expected Values | 236598.03 | StationFuel_DSM2018_Base_High32273 | Fuel Cost | Off Peak | 2045-06-01 | Expected Values | 154329.32 | StationFuel_DSM2018_Base_High32273 | Fuel Cost | On Peak | 2045-06-01 | Expected Values | 82268.69 | -0.02 | StationFuel_DSM2018_w30mw_High32276 | Fuel Cost | ALL | 2045-06-01 | Expected Values | 233721.68 | StationFuel_DSM2018_w30mw_High32276 | Fuel Cost | Off Peak | 2045-06-01 | Expected Values | 152403.99 | StationFuel_DSM2018_w30mw_High32276 | Fuel Cost | On Peak | 2045-06-01 | Expected Values | 81317.67 | -0.02
| StationFuel_DSM2018_Base_High32273 | Fuel Cost | ALL | 2045-07-01 | Expected Values | 247886.64 | StationFuel_DSM2018_Base_High32273 | Fuel Cost | Off Peak | 2045-07-01 | Expected Values | 167779.43 | StationFuel_DSM2018_Base_High32273 | Fuel Cost | On Peak | 2045-07-01 | Expected Values | 80107.21 | 0 | StationFuel_DSM2018_w30mw_High32276 | Fuel Cost | ALL | 2045-07-01 | Expected Values | 244722.03 | StationFuel_DSM2018_w30mw_High32276 | Fuel Cost | Off Peak | 2045-07-01 | Expected Values | 165582.5 | StationFuel_DSM2018_w30mw_High32276 | Fuel Cost | On Peak | 2045-07-01 | Expected Values | 79139.51 | -0.02
| StationFuel_DSM2018_Base_High32273 | Fuel Cost | ALL | 2045-08-01 | Expected Values | 247768.27 | StationFuel_DSM2018_Base_High32273 | Fuel Cost | Off Peak | 2045-08-01 | Expected Values | 164244.69 | StationFuel_DSM2018_Base_High32273 | Fuel Cost | On Peak | 2045-08-01 | Expected Values | 83523.58 | 0 | StationFuel_DSM2018_w30mw_High32276 | Fuel Cost | ALL | 2045-08-01 | Expected Values | 244619.95 | StationFuel_DSM2018_w30mw_High32276 | Fuel Cost | Off Peak | 2045-08-01 | Expected Values | 162148.27 | StationFuel_DSM2018_w30mw_High32276 | Fuel Cost | On Peak | 2045-08-01 | Expected Values | 82471.68 | 0
| StationFuel_DSM2018_Base_High32273 | Fuel Cost | ALL | 2045-09-01 | Expected Values | 229434.81 | StationFuel_DSM2018_Base_High32273 | Fuel Cost | Off Peak | 2045-09-01 | Expected Values | 155536.38 | StationFuel_DSM2018_Base_High32273 | Fuel Cost | On Peak | 2045-09-01 | Expected Values | 73898.41 | -0.02 | StationFuel_DSM2018_w30mw_High32276 | Fuel Cost | ALL | 2045-09-01 | Expected Values | 226417.13 | StationFuel_DSM2018_w30mw_High32276 | Fuel Cost | Off Peak | 2045-09-01 | Expected Values | 153512.2 | StationFuel_DSM2018_w30mw_High32276 | Fuel Cost | On Peak | 2045-09-01 | Expected Values | 72904.93 | 0
| StationFuel_DSM2018_Base_High32273 | Fuel Cost | ALL | 2045-10-01 | Expected Values | 205286.92 | StationFuel_DSM2018_Base_High32273 | Fuel Cost | Off Peak | 2045-10-01 | Expected Values | 135779.6 | StationFuel_DSM2018_Base_High32273 | Fuel Cost | On Peak | 2045-10-01 | Expected Values | 69507.34 | 0.02 | StationFuel_DSM2018_w30mw_High32276 | Fuel Cost | ALL | 2045-10-01 | Expected Values | 202612.52 | StationFuel_DSM2018_w30mw_High32276 | Fuel Cost | Off Peak | 2045-10-01 | Expected Values | 133932.73 | StationFuel_DSM2018_w30mw_High32276 | Fuel Cost | On Peak | 2045-10-01 | Expected Values | 68679.81 | 0.02
| StationFuel_DSM2018_Base_High32273 | Fuel Cost | ALL | 2045-11-01 | Expected Values | 162863.63 | StationFuel_DSM2018_Base_High32273 | Fuel Cost | Off Peak | 2045-11-01 | Expected Values | 119812.84 | StationFuel_DSM2018_Base_High32273 | Fuel Cost | On Peak | 2045-11-01 | Expected Values | 43050.82 | 0.03 | StationFuel_DSM2018_w30mw_High32276 | Fuel Cost | ALL | 2045-11-01 | Expected Values | 160623.42 | StationFuel_DSM2018_w30mw_High32276 | Fuel Cost | Off Peak | 2045-11-01 | Expected Values | 118145.32 | StationFuel_DSM2018_w30mw_High32276 | Fuel Cost | On Peak | 2045-11-01 | Expected Values | 42478.12 | 0.02
| StationFuel_DSM2018_Base_High32273 | Fuel Cost | ALL | 2045-12-01 | Expected Values | 178346.52 | StationFuel_DSM2018_Base_High32273 | Fuel Cost | Off Peak | 2045-12-01 | Expected Values | 132555.24 | StationFuel_DSM2018_Base_High32273 | Fuel Cost | On Peak | 2045-12-01 | Expected Values | 45791.26 | -0.02 | StationFuel_DSM2018_w30mw_High32276 | Fuel Cost | ALL | 2045-12-01 | Expected Values | 175894.47 | StationFuel_DSM2018_w30mw_High32276 | Fuel Cost | Off Peak | 2045-12-01 | Expected Values | 130696.25 | StationFuel_DSM2018_w30mw_High32276 | Fuel Cost | On Peak | 2045-12-01 | Expected Values | 45198.19 | -0.03
| StationFuel_DSM2018_Base_High32273 | Fuel Cost | ALL | 2046-01-01 | Expected Values | 176959 | StationFuel_DSM2018_Base_High32273 | Fuel Cost | Off Peak | 2046-01-01 | Expected Values | 123945.31 | StationFuel_DSM2018_Base_High32273 | Fuel Cost | On Peak | 2046-01-01 | Expected Values | 53013.7 | 0.01 | StationFuel_DSM2018_w30mw_High32276 | Fuel Cost | ALL | 2046-01-01 | Expected Values | 174423.71 | StationFuel_DSM2018_w30mw_High32276 | Fuel Cost | Off Peak | 2046-01-01 | Expected Values | 122143.53 | StationFuel_DSM2018_w30mw_High32276 | Fuel Cost | On Peak | 2046-01-01 | Expected Values | 52280.18 | 0
| StationFuel_DSM2018_Base_High32273 | Fuel Cost | ALL | 2046-02-01 | Expected Values | 155179.79 | StationFuel_DSM2018_Base_High32273 | Fuel Cost | Off Peak | 2046-02-01 | Expected Values | 111163.91 | StationFuel_DSM2018_Base_High32273 | Fuel Cost | On Peak | 2046-02-01 | Expected Values | 44015.88 | 0 | StationFuel_DSM2018_w30mw_High32276 | Fuel Cost | ALL | 2046-02-01 | Expected Values | 153036.14 | StationFuel_DSM2018_w30mw_High32276 | Fuel Cost | Off Peak | 2046-02-01 | Expected Values | 109543.12 | StationFuel_DSM2018_w30mw_High32276 | Fuel Cost | On Peak | 2046-02-01 | Expected Values | 43493.03 | 0.01
| StationFuel_DSM2018_Base_High32273 | Fuel Cost | ALL | 2046-03-01 | Expected Values | 171199.26 | StationFuel_DSM2018_Base_High32273 | Fuel Cost | Off Peak | 2046-03-01 | Expected Values | 125365.1 | StationFuel_DSM2018_Base_High32273 | Fuel Cost | On Peak | 2046-03-01 | Expected Values | 45834.16 | 0 | StationFuel_DSM2018_w30mw_High32276 | Fuel Cost | ALL | 2046-03-01 | Expected Values | 168820.21 | StationFuel_DSM2018_w30mw_High32276 | Fuel Cost | Off Peak | 2046-03-01 | Expected Values | 123571.02 | StationFuel_DSM2018_w30mw_High32276 | Fuel Cost | On Peak | 2046-03-01 | Expected Values | 45249.2 | 0.01
| StationFuel_DSM2018_Base_High32273 | Fuel Cost | ALL | 2046-04-01 | Expected Values | 190215.93 | StationFuel_DSM2018_Base_High32273 | Fuel Cost | Off Peak | 2046-04-01 | Expected Values | 125196.02 | StationFuel_DSM2018_Base_High32273 | Fuel Cost | On Peak | 2046-04-01 | Expected Values | 65019.92 | 0.01 | StationFuel_DSM2018_w30mw_High32276 | Fuel Cost | ALL | 2046-04-01 | Expected Values | 187751.77 | StationFuel_DSM2018_w30mw_High32276 | Fuel Cost | Off Peak | 2046-04-01 | Expected Values | 123478.52 | StationFuel_DSM2018_w30mw_High32276 | Fuel Cost | On Peak | 2046-04-01 | Expected Values | 64273.26 | 0.01
| StationFuel_DSM2018_Base_High32273 | Fuel Cost | ALL | 2046-05-01 | Expected Values | 214982.12 | StationFuel_DSM2018_Base_High32273 | Fuel Cost | Off Peak | 2046-05-01 | Expected Values | 140265.18 | StationFuel_DSM2018_Base_High32273 | Fuel Cost | On Peak | 2046-05-01 | Expected Values | 74716.96 | 0.02 | StationFuel_DSM2018_w30mw_High32276 | Fuel Cost | ALL | 2046-05-01 | Expected Values | 212400.12 | StationFuel_DSM2018_w30mw_High32276 | Fuel Cost | Off Peak | 2046-05-01 | Expected Values | 138499.19 | StationFuel_DSM2018_w30mw_High32276 | Fuel Cost | On Peak | 2046-05-01 | Expected Values | 73900.94 | 0.01
| StationFuel_DSM2018_Base_High32273 | Fuel Cost | ALL | 2046-06-01 | Expected Values | 245869.37 | StationFuel_DSM2018_Base_High32273 | Fuel Cost | Off Peak | 2046-06-01 | Expected Values | 164827.34 | StationFuel_DSM2018_Base_High32273 | Fuel Cost | On Peak | 2046-06-01 | Expected Values | 81042.03 | 0 | StationFuel_DSM2018_w30mw_High32276 | Fuel Cost | ALL | 2046-06-01 | Expected Values | 242959.46 | StationFuel_DSM2018_w30mw_High32276 | Fuel Cost | Off Peak | 2046-06-01 | Expected Values | 162805.27 | StationFuel_DSM2018_w30mw_High32276 | Fuel Cost | On Peak | 2046-06-01 | Expected Values | 80154.21 | 0.02
| StationFuel_DSM2018_Base_High32273 | Fuel Cost | ALL | 2046-07-01 | Expected Values | 254150.12 | StationFuel_DSM2018_Base_High32273 | Fuel Cost | Off Peak | 2046-07-01 | Expected Values | 168523.39 | StationFuel_DSM2018_Base_High32273 | Fuel Cost | On Peak | 2046-07-01 | Expected Values | 85626.75 | 0.02 | StationFuel_DSM2018_w30mw_High32276 | Fuel Cost | ALL | 2046-07-01 | Expected Values | 250774.66 | StationFuel_DSM2018_w30mw_High32276 | Fuel Cost | Off Peak | 2046-07-01 | Expected Values | 166209.42 | StationFuel_DSM2018_w30mw_High32276 | Fuel Cost | On Peak | 2046-07-01 | Expected Values | 84565.25 | 0.01
| StationFuel_DSM2018_Base_High32273 | Fuel Cost | ALL | 2046-08-01 | Expected Values | 260201.1 | StationFuel_DSM2018_Base_High32273 | Fuel Cost | Off Peak | 2046-08-01 | Expected Values | 169988.34 | StationFuel_DSM2018_Base_High32273 | Fuel Cost | On Peak | 2046-08-01 | Expected Values | 90212.77 | 0.01 | StationFuel_DSM2018_w30mw_High32276 | Fuel Cost | ALL | 2046-08-01 | Expected Values | 257145.09 | StationFuel_DSM2018_w30mw_High32276 | Fuel Cost | Off Peak | 2046-08-01 | Expected Values | 167945.51 | StationFuel_DSM2018_w30mw_High32276 | Fuel Cost | On Peak | 2046-08-01 | Expected Values | 89199.59 | 0.01
| StationFuel_DSM2018_Base_High32273 | Fuel Cost | ALL | 2046-09-01 | Expected Values | 244805.23 | StationFuel_DSM2018_Base_High32273 | Fuel Cost | Off Peak | 2046-09-01 | Expected Values | 170386.03 | StationFuel_DSM2018_Base_High32273 | Fuel Cost | On Peak | 2046-09-01 | Expected Values | 74419.21 | 0.01 | StationFuel_DSM2018_w30mw_High32276 | Fuel Cost | ALL | 2046-09-01 | Expected Values | 241842.5 | StationFuel_DSM2018_w30mw_High32276 | Fuel Cost | Off Peak | 2046-09-01 | Expected Values | 168265.85 | StationFuel_DSM2018_w30mw_High32276 | Fuel Cost | On Peak | 2046-09-01 | Expected Values | 73576.67 | 0.02
| StationFuel_DSM2018_Base_High32273 | Fuel Cost | ALL | 2046-10-01 | Expected Values | 211486.14 | StationFuel_DSM2018_Base_High32273 | Fuel Cost | Off Peak | 2046-10-01 | Expected Values | 135716.64 | StationFuel_DSM2018_Base_High32273 | Fuel Cost | On Peak | 2046-10-01 | Expected Values | 75769.52 | 0.02 | StationFuel_DSM2018_w30mw_High32276 | Fuel Cost | ALL | 2046-10-01 | Expected Values | 209249.68 | StationFuel_DSM2018_w30mw_High32276 | Fuel Cost | Off Peak | 2046-10-01 | Expected Values | 134140.28 | StationFuel_DSM2018_w30mw_High32276 | Fuel Cost | On Peak | 2046-10-01 | Expected Values | 75109.41 | 0.01
| StationFuel_DSM2018_Base_High32273 | Fuel Cost | ALL | 2046-11-01 | Expected Values | 170933.92 | StationFuel_DSM2018_Base_High32273 | Fuel Cost | Off Peak | 2046-11-01 | Expected Values | 125076.32 | StationFuel_DSM2018_Base_High32273 | Fuel Cost | On Peak | 2046-11-01 | Expected Values | 45857.6 | 0 | StationFuel_DSM2018_w30mw_High32276 | Fuel Cost | ALL | 2046-11-01 | Expected Values | 168409.62 | StationFuel_DSM2018_w30mw_High32276 | Fuel Cost | Off Peak | 2046-11-01 | Expected Values | 123156.01 | StationFuel_DSM2018_w30mw_High32276 | Fuel Cost | On Peak | 2046-11-01 | Expected Values | 45253.61 | 0
| StationFuel_DSM2018_Base_High32273 | Fuel Cost | ALL | 2046-12-01 | Expected Values | 184872.21 | StationFuel_DSM2018_Base_High32273 | Fuel Cost | Off Peak | 2046-12-01 | Expected Values | 136869.5 | StationFuel_DSM2018_Base_High32273 | Fuel Cost | On Peak | 2046-12-01 | Expected Values | 48002.72 | 0.01 | StationFuel_DSM2018_w30mw_High32276 | Fuel Cost | ALL | 2046-12-01 | Expected Values | 182301.48 | StationFuel_DSM2018_w30mw_High32276 | Fuel Cost | Off Peak | 2046-12-01 | Expected Values | 134902.8 | StationFuel_DSM2018_w30mw_High32276 | Fuel Cost | On Peak | 2046-12-01 | Expected Values | 47398.68 | 0
| StationFuel_DSM2018_Base_High32273 | Fuel Cost | ALL | 2047-01-01 | Expected Values | 178548.47 | StationFuel_DSM2018_Base_High32273 | Fuel Cost | Off Peak | 2047-01-01 | Expected Values | 124714 | StationFuel_DSM2018_Base_High32273 | Fuel Cost | On Peak | 2047-01-01 | Expected Values | 53834.47 | 0 | StationFuel_DSM2018_w30mw_High32276 | Fuel Cost | ALL | 2047-01-01 | Expected Values | 176091.83 | StationFuel_DSM2018_w30mw_High32276 | Fuel Cost | Off Peak | 2047-01-01 | Expected Values | 122919.01 | StationFuel_DSM2018_w30mw_High32276 | Fuel Cost | On Peak | 2047-01-01 | Expected Values | 53172.83 | 0.01
| StationFuel_DSM2018_Base_High32273 | Fuel Cost | ALL | 2047-02-01 | Expected Values | 155055.97 | StationFuel_DSM2018_Base_High32273 | Fuel Cost | Off Peak | 2047-02-01 | Expected Values | 111080.06 | StationFuel_DSM2018_Base_High32273 | Fuel Cost | On Peak | 2047-02-01 | Expected Values | 43975.93 | 0.02 | StationFuel_DSM2018_w30mw_High32276 | Fuel Cost | ALL | 2047-02-01 | Expected Values | 152868.93 | StationFuel_DSM2018_w30mw_High32276 | Fuel Cost | Off Peak | 2047-02-01 | Expected Values | 109437.96 | StationFuel_DSM2018_w30mw_High32276 | Fuel Cost | On Peak | 2047-02-01 | Expected Values | 43430.98 | 0.01
| StationFuel_DSM2018_Base_High32273 | Fuel Cost | ALL | 2047-03-01 | Expected Values | 172508.68 | StationFuel_DSM2018_Base_High32273 | Fuel Cost | Off Peak | 2047-03-01 | Expected Values | 128076.18 | StationFuel_DSM2018_Base_High32273 | Fuel Cost | On Peak | 2047-03-01 | Expected Values | 44432.51 | 0.01 | StationFuel_DSM2018_w30mw_High32276 | Fuel Cost | ALL | 2047-03-01 | Expected Values | 170101.82 | StationFuel_DSM2018_w30mw_High32276 | Fuel Cost | Off Peak | 2047-03-01 | Expected Values | 126207.26 | StationFuel_DSM2018_w30mw_High32276 | Fuel Cost | On Peak | 2047-03-01 | Expected Values | 43894.57 | 0.01
| StationFuel_DSM2018_Base_High32273 | Fuel Cost | ALL | 2047-04-01 | Expected Values | 188071.76 | StationFuel_DSM2018_Base_High32273 | Fuel Cost | Off Peak | 2047-04-01 | Expected Values | 121489.15 | StationFuel_DSM2018_Base_High32273 | Fuel Cost | On Peak | 2047-04-01 | Expected Values | 66582.61 | 0 | StationFuel_DSM2018_w30mw_High32276 | Fuel Cost | ALL | 2047-04-01 | Expected Values | 185438.45 | StationFuel_DSM2018_w30mw_High32276 | Fuel Cost | Off Peak | 2047-04-01 | Expected Values | 119764.18 | StationFuel_DSM2018_w30mw_High32276 | Fuel Cost | On Peak | 2047-04-01 | Expected Values | 65674.28 | 0.01
| StationFuel_DSM2018_Base_High32273 | Fuel Cost | ALL | 2047-05-01 | Expected Values | 214537.66 | StationFuel_DSM2018_Base_High32273 | Fuel Cost | Off Peak | 2047-05-01 | Expected Values | 139503.38 | StationFuel_DSM2018_Base_High32273 | Fuel Cost | On Peak | 2047-05-01 | Expected Values | 75034.31 | 0.03 | StationFuel_DSM2018_w30mw_High32276 | Fuel Cost | ALL | 2047-05-01 | Expected Values | 212001.69 | StationFuel_DSM2018_w30mw_High32276 | Fuel Cost | Off Peak | 2047-05-01 | Expected Values | 137758.84 | StationFuel_DSM2018_w30mw_High32276 | Fuel Cost | On Peak | 2047-05-01 | Expected Values | 74242.88 | 0.03
| StationFuel_DSM2018_Base_High32273 | Fuel Cost | ALL | 2047-06-01 | Expected Values | 247216.51 | StationFuel_DSM2018_Base_High32273 | Fuel Cost | Off Peak | 2047-06-01 | Expected Values | 169175.61 | StationFuel_DSM2018_Base_High32273 | Fuel Cost | On Peak | 2047-06-01 | Expected Values | 78040.91 | 0.01 | StationFuel_DSM2018_w30mw_High32276 | Fuel Cost | ALL | 2047-06-01 | Expected Values | 244076.85 | StationFuel_DSM2018_w30mw_High32276 | Fuel Cost | Off Peak | 2047-06-01 | Expected Values | 166966.16 | StationFuel_DSM2018_w30mw_High32276 | Fuel Cost | On Peak | 2047-06-01 | Expected Values | 77110.71 | 0.02
| StationFuel_DSM2018_Base_High32273 | Fuel Cost | ALL | 2047-07-01 | Expected Values | 255272.82 | StationFuel_DSM2018_Base_High32273 | Fuel Cost | Off Peak | 2047-07-01 | Expected Values | 165025.79 | StationFuel_DSM2018_Base_High32273 | Fuel Cost | On Peak | 2047-07-01 | Expected Values | 90247.04 | 0.01 | StationFuel_DSM2018_w30mw_High32276 | Fuel Cost | ALL | 2047-07-01 | Expected Values | 251861.61 | StationFuel_DSM2018_w30mw_High32276 | Fuel Cost | Off Peak | 2047-07-01 | Expected Values | 162736.48 | StationFuel_DSM2018_w30mw_High32276 | Fuel Cost | On Peak | 2047-07-01 | Expected Values | 89125.15 | 0.02
| StationFuel_DSM2018_Base_High32273 | Fuel Cost | ALL | 2047-08-01 | Expected Values | 258907.65 | StationFuel_DSM2018_Base_High32273 | Fuel Cost | Off Peak | 2047-08-01 | Expected Values | 173039.9 | StationFuel_DSM2018_Base_High32273 | Fuel Cost | On Peak | 2047-08-01 | Expected Values | 85867.75 | 0 | StationFuel_DSM2018_w30mw_High32276 | Fuel Cost | ALL | 2047-08-01 | Expected Values | 255633.69 | StationFuel_DSM2018_w30mw_High32276 | Fuel Cost | Off Peak | 2047-08-01 | Expected Values | 170795.24 | StationFuel_DSM2018_w30mw_High32276 | Fuel Cost | On Peak | 2047-08-01 | Expected Values | 84838.47 | 0.02
| StationFuel_DSM2018_Base_High32273 | Fuel Cost | ALL | 2047-09-01 | Expected Values | 240531.5 | StationFuel_DSM2018_Base_High32273 | Fuel Cost | Off Peak | 2047-09-01 | Expected Values | 163524.28 | StationFuel_DSM2018_Base_High32273 | Fuel Cost | On Peak | 2047-09-01 | Expected Values | 77007.24 | 0.02 | StationFuel_DSM2018_w30mw_High32276 | Fuel Cost | ALL | 2047-09-01 | Expected Values | 237434.1 | StationFuel_DSM2018_w30mw_High32276 | Fuel Cost | Off Peak | 2047-09-01 | Expected Values | 161359.84 | StationFuel_DSM2018_w30mw_High32276 | Fuel Cost | On Peak | 2047-09-01 | Expected Values | 76074.28 | 0.02
| StationFuel_DSM2018_Base_High32273 | Fuel Cost | ALL | 2047-10-01 | Expected Values | 212830.73 | StationFuel_DSM2018_Base_High32273 | Fuel Cost | Off Peak | 2047-10-01 | Expected Values | 137642.34 | StationFuel_DSM2018_Base_High32273 | Fuel Cost | On Peak | 2047-10-01 | Expected Values | 75188.39 | 0 | StationFuel_DSM2018_w30mw_High32276 | Fuel Cost | ALL | 2047-10-01 | Expected Values | 210296.59 | StationFuel_DSM2018_w30mw_High32276 | Fuel Cost | Off Peak | 2047-10-01 | Expected Values | 135857.27 | StationFuel_DSM2018_w30mw_High32276 | Fuel Cost | On Peak | 2047-10-01 | Expected Values | 74439.31 | -0.01
| StationFuel_DSM2018_Base_High32273 | Fuel Cost | ALL | 2047-11-01 | Expected Values | 169184.4 | StationFuel_DSM2018_Base_High32273 | Fuel Cost | Off Peak | 2047-11-01 | Expected Values | 126242.06 | StationFuel_DSM2018_Base_High32273 | Fuel Cost | On Peak | 2047-11-01 | Expected Values | 42942.35 | 0.01 | StationFuel_DSM2018_w30mw_High32276 | Fuel Cost | ALL | 2047-11-01 | Expected Values | 166712.03 | StationFuel_DSM2018_w30mw_High32276 | Fuel Cost | Off Peak | 2047-11-01 | Expected Values | 124329.79 | StationFuel_DSM2018_w30mw_High32276 | Fuel Cost | On Peak | 2047-11-01 | Expected Values | 42382.25 | 0.01
| StationFuel_DSM2018_Base_High32273 | Fuel Cost | ALL | 2047-12-01 | Expected Values | 184580.15 | StationFuel_DSM2018_Base_High32273 | Fuel Cost | Off Peak | 2047-12-01 | Expected Values | 134861.78 | StationFuel_DSM2018_Base_High32273 | Fuel Cost | On Peak | 2047-12-01 | Expected Values | 49718.37 | 0 | StationFuel_DSM2018_w30mw_High32276 | Fuel Cost | ALL | 2047-12-01 | Expected Values | 182100.34 | StationFuel_DSM2018_w30mw_High32276 | Fuel Cost | Off Peak | 2047-12-01 | Expected Values | 132964.55 | StationFuel_DSM2018_w30mw_High32276 | Fuel Cost | On Peak | 2047-12-01 | Expected Values | 49135.8 | 0.01

## PaR VOM Out
Base Run: | DSM2018_Base_High_TSJMW .@19-Jan-14 10:28
Change Run: | DSM2018_w30mw_High_TSJMW .@19-Jan-14 11:45
| BASE CASE VOM COSTS | [18 empty] | CHANGE CASE VOM COSTS
| Section | Variable | TOD | Date | Iteration | Value | Section | Variable | TOD | Date | Iteration | Value | Section | Variable | TOD | Date | Iteration | Value | Check | Section | Variable | TOD | Date | Iteration | Value | Section | Variable | TOD | Date | Iteration | Value | Section | Variable | TOD | Date | Iteration | Value | Check
| Station_DSM2018_Base_High32273 | VOM COST | ALL | 2018-01-01 | Expected Values | 1183.92 | Station_DSM2018_Base_High32273 | VOM COST | Off Peak | 2018-01-01 | Expected Values | 872.4 | Station_DSM2018_Base_High32273 | VOM COST | On Peak | 2018-01-01 | Expected Values | 311.52 | 0 | Station_DSM2018_w30mw_High32276 | VOM COST | ALL | 2018-01-01 | Expected Values | 1173.52 | Station_DSM2018_w30mw_High32276 | VOM COST | Off Peak | 2018-01-01 | Expected Values | 864.3 | Station_DSM2018_w30mw_High32276 | VOM COST | On Peak | 2018-01-01 | Expected Values | 309.23 | 0.01
| Station_DSM2018_Base_High32273 | VOM COST | ALL | 2018-02-01 | Expected Values | 1023.34 | Station_DSM2018_Base_High32273 | VOM COST | Off Peak | 2018-02-01 | Expected Values | 761.27 | Station_DSM2018_Base_High32273 | VOM COST | On Peak | 2018-02-01 | Expected Values | 262.07 | 0 | Station_DSM2018_w30mw_High32276 | VOM COST | ALL | 2018-02-01 | Expected Values | 1012.86 | Station_DSM2018_w30mw_High32276 | VOM COST | Off Peak | 2018-02-01 | Expected Values | 753.22 | Station_DSM2018_w30mw_High32276 | VOM COST | On Peak | 2018-02-01 | Expected Values | 259.64 | 0
| Station_DSM2018_Base_High32273 | VOM COST | ALL | 2018-03-01 | Expected Values | 1053.12 | Station_DSM2018_Base_High32273 | VOM COST | Off Peak | 2018-03-01 | Expected Values | 788.44 | Station_DSM2018_Base_High32273 | VOM COST | On Peak | 2018-03-01 | Expected Values | 264.69 | 0.01 | Station_DSM2018_w30mw_High32276 | VOM COST | ALL | 2018-03-01 | Expected Values | 1041.66 | Station_DSM2018_w30mw_High32276 | VOM COST | Off Peak | 2018-03-01 | Expected Values | 779.75 | Station_DSM2018_w30mw_High32276 | VOM COST | On Peak | 2018-03-01 | Expected Values | 261.91 | 0
| Station_DSM2018_Base_High32273 | VOM COST | ALL | 2018-04-01 | Expected Values | 1017.11 | Station_DSM2018_Base_High32273 | VOM COST | Off Peak | 2018-04-01 | Expected Values | 702.46 | Station_DSM2018_Base_High32273 | VOM COST | On Peak | 2018-04-01 | Expected Values | 314.65 | 0 | Station_DSM2018_w30mw_High32276 | VOM COST | ALL | 2018-04-01 | Expected Values | 1006.27 | Station_DSM2018_w30mw_High32276 | VOM COST | Off Peak | 2018-04-01 | Expected Values | 694.66 | Station_DSM2018_w30mw_High32276 | VOM COST | On Peak | 2018-04-01 | Expected Values | 311.61 | 0
| Station_DSM2018_Base_High32273 | VOM COST | ALL | 2018-05-01 | Expected Values | 1167.4 | Station_DSM2018_Base_High32273 | VOM COST | Off Peak | 2018-05-01 | Expected Values | 798.93 | Station_DSM2018_Base_High32273 | VOM COST | On Peak | 2018-05-01 | Expected Values | 368.48 | 0.01 | Station_DSM2018_w30mw_High32276 | VOM COST | ALL | 2018-05-01 | Expected Values | 1158.08 | Station_DSM2018_w30mw_High32276 | VOM COST | Off Peak | 2018-05-01 | Expected Values | 792.15 | Station_DSM2018_w30mw_High32276 | VOM COST | On Peak | 2018-05-01 | Expected Values | 365.93 | 0
| Station_DSM2018_Base_High32273 | VOM COST | ALL | 2018-06-01 | Expected Values | 1238.94 | Station_DSM2018_Base_High32273 | VOM COST | Off Peak | 2018-06-01 | Expected Values | 877.69 | Station_DSM2018_Base_High32273 | VOM COST | On Peak | 2018-06-01 | Expected Values | 361.25 | 0 | Station_DSM2018_w30mw_High32276 | VOM COST | ALL | 2018-06-01 | Expected Values | 1229.66 | Station_DSM2018_w30mw_High32276 | VOM COST | Off Peak | 2018-06-01 | Expected Values | 870.97 | Station_DSM2018_w30mw_High32276 | VOM COST | On Peak | 2018-06-01 | Expected Values | 358.69 | 0
| Station_DSM2018_Base_High32273 | VOM COST | ALL | 2018-07-01 | Expected Values | 1297.41 | Station_DSM2018_Base_High32273 | VOM COST | Off Peak | 2018-07-01 | Expected Values | 908.26 | Station_DSM2018_Base_High32273 | VOM COST | On Peak | 2018-07-01 | Expected Values | 389.15 | 0 | Station_DSM2018_w30mw_High32276 | VOM COST | ALL | 2018-07-01 | Expected Values | 1288.06 | Station_DSM2018_w30mw_High32276 | VOM COST | Off Peak | 2018-07-01 | Expected Values | 901.26 | Station_DSM2018_w30mw_High32276 | VOM COST | On Peak | 2018-07-01 | Expected Values | 386.8 | 0
| Station_DSM2018_Base_High32273 | VOM COST | ALL | 2018-08-01 | Expected Values | 1258.68 | Station_DSM2018_Base_High32273 | VOM COST | Off Peak | 2018-08-01 | Expected Values | 865.94 | Station_DSM2018_Base_High32273 | VOM COST | On Peak | 2018-08-01 | Expected Values | 392.74 | 0 | Station_DSM2018_w30mw_High32276 | VOM COST | ALL | 2018-08-01 | Expected Values | 1244.92 | Station_DSM2018_w30mw_High32276 | VOM COST | Off Peak | 2018-08-01 | Expected Values | 856.5 | Station_DSM2018_w30mw_High32276 | VOM COST | On Peak | 2018-08-01 | Expected Values | 388.42 | 0
| Station_DSM2018_Base_High32273 | VOM COST | ALL | 2018-09-01 | Expected Values | 1159.63 | Station_DSM2018_Base_High32273 | VOM COST | Off Peak | 2018-09-01 | Expected Values | 835.95 | Station_DSM2018_Base_High32273 | VOM COST | On Peak | 2018-09-01 | Expected Values | 323.68 | 0 | Station_DSM2018_w30mw_High32276 | VOM COST | ALL | 2018-09-01 | Expected Values | 1148.37 | Station_DSM2018_w30mw_High32276 | VOM COST | Off Peak | 2018-09-01 | Expected Values | 827.94 | Station_DSM2018_w30mw_High32276 | VOM COST | On Peak | 2018-09-01 | Expected Values | 320.43 | 0
| Station_DSM2018_Base_High32273 | VOM COST | ALL | 2018-10-01 | Expected Values | 1175.85 | Station_DSM2018_Base_High32273 | VOM COST | Off Peak | 2018-10-01 | Expected Values | 804.44 | Station_DSM2018_Base_High32273 | VOM COST | On Peak | 2018-10-01 | Expected Values | 371.41 | 0 | Station_DSM2018_w30mw_High32276 | VOM COST | ALL | 2018-10-01 | Expected Values | 1160.93 | Station_DSM2018_w30mw_High32276 | VOM COST | Off Peak | 2018-10-01 | Expected Values | 793.76 | Station_DSM2018_w30mw_High32276 | VOM COST | On Peak | 2018-10-01 | Expected Values | 367.17 | 0
| Station_DSM2018_Base_High32273 | VOM COST | ALL | 2018-11-01 | Expected Values | 1072.08 | Station_DSM2018_Base_High32273 | VOM COST | Off Peak | 2018-11-01 | Expected Values | 792.35 | Station_DSM2018_Base_High32273 | VOM COST | On Peak | 2018-11-01 | Expected Values | 279.73 | 0 | Station_DSM2018_w30mw_High32276 | VOM COST | ALL | 2018-11-01 | Expected Values | 1053.17 | Station_DSM2018_w30mw_High32276 | VOM COST | Off Peak | 2018-11-01 | Expected Values | 779.04 | Station_DSM2018_w30mw_High32276 | VOM COST | On Peak | 2018-11-01 | Expected Values | 274.13 | 0
| Station_DSM2018_Base_High32273 | VOM COST | ALL | 2018-12-01 | Expected Values | 1119.32 | Station_DSM2018_Base_High32273 | VOM COST | Off Peak | 2018-12-01 | Expected Values | 846.43 | Station_DSM2018_Base_High32273 | VOM COST | On Peak | 2018-12-01 | Expected Values | 272.89 | 0 | Station_DSM2018_w30mw_High32276 | VOM COST | ALL | 2018-12-01 | Expected Values | 1106.13 | Station_DSM2018_w30mw_High32276 | VOM COST | Off Peak | 2018-12-01 | Expected Values | 835.68 | Station_DSM2018_w30mw_High32276 | VOM COST | On Peak | 2018-12-01 | Expected Values | 270.45 | 0
| Station_DSM2018_Base_High32273 | VOM COST | ALL | 2019-01-01 | Expected Values | 1170.38 | Station_DSM2018_Base_High32273 | VOM COST | Off Peak | 2019-01-01 | Expected Values | 860.11 | Station_DSM2018_Base_High32273 | VOM COST | On Peak | 2019-01-01 | Expected Values | 310.26 | -0.01 | Station_DSM2018_w30mw_High32276 | VOM COST | ALL | 2019-01-01 | Expected Values | 1159.83 | Station_DSM2018_w30mw_High32276 | VOM COST | Off Peak | 2019-01-01 | Expected Values | 851.92 | Station_DSM2018_w30mw_High32276 | VOM COST | On Peak | 2019-01-01 | Expected Values | 307.91 | 0
| Station_DSM2018_Base_High32273 | VOM COST | ALL | 2019-02-01 | Expected Values | 969.6 | Station_DSM2018_Base_High32273 | VOM COST | Off Peak | 2019-02-01 | Expected Values | 719.42 | Station_DSM2018_Base_High32273 | VOM COST | On Peak | 2019-02-01 | Expected Values | 250.18 | 0 | Station_DSM2018_w30mw_High32276 | VOM COST | ALL | 2019-02-01 | Expected Values | 960.22 | Station_DSM2018_w30mw_High32276 | VOM COST | Off Peak | 2019-02-01 | Expected Values | 712.16 | Station_DSM2018_w30mw_High32276 | VOM COST | On Peak | 2019-02-01 | Expected Values | 248.06 | 0
| Station_DSM2018_Base_High32273 | VOM COST | ALL | 2019-03-01 | Expected Values | 992.7 | Station_DSM2018_Base_High32273 | VOM COST | Off Peak | 2019-03-01 | Expected Values | 752.23 | Station_DSM2018_Base_High32273 | VOM COST | On Peak | 2019-03-01 | Expected Values | 240.47 | 0 | Station_DSM2018_w30mw_High32276 | VOM COST | ALL | 2019-03-01 | Expected Values | 983.03 | Station_DSM2018_w30mw_High32276 | VOM COST | Off Peak | 2019-03-01 | Expected Values | 744.67 | Station_DSM2018_w30mw_High32276 | VOM COST | On Peak | 2019-03-01 | Expected Values | 238.36 | 0
| Station_DSM2018_Base_High32273 | VOM COST | ALL | 2019-04-01 | Expected Values | 952.61 | Station_DSM2018_Base_High32273 | VOM COST | Off Peak | 2019-04-01 | Expected Values | 651.45 | Station_DSM2018_Base_High32273 | VOM COST | On Peak | 2019-04-01 | Expected Values | 301.16 | 0 | Station_DSM2018_w30mw_High32276 | VOM COST | ALL | 2019-04-01 | Expected Values | 945.79 | Station_DSM2018_w30mw_High32276 | VOM COST | Off Peak | 2019-04-01 | Expected Values | 646.41 | Station_DSM2018_w30mw_High32276 | VOM COST | On Peak | 2019-04-01 | Expected Values | 299.38 | 0
| Station_DSM2018_Base_High32273 | VOM COST | ALL | 2019-05-01 | Expected Values | 1045.16 | Station_DSM2018_Base_High32273 | VOM COST | Off Peak | 2019-05-01 | Expected Values | 712.94 | Station_DSM2018_Base_High32273 | VOM COST | On Peak | 2019-05-01 | Expected Values | 332.22 | 0 | Station_DSM2018_w30mw_High32276 | VOM COST | ALL | 2019-05-01 | Expected Values | 1039.63 | Station_DSM2018_w30mw_High32276 | VOM COST | Off Peak | 2019-05-01 | Expected Values | 708.78 | Station_DSM2018_w30mw_High32276 | VOM COST | On Peak | 2019-05-01 | Expected Values | 330.84 | -0.01
| Station_DSM2018_Base_High32273 | VOM COST | ALL | 2019-06-01 | Expected Values | 1208.99 | Station_DSM2018_Base_High32273 | VOM COST | Off Peak | 2019-06-01 | Expected Values | 865.24 | Station_DSM2018_Base_High32273 | VOM COST | On Peak | 2019-06-01 | Expected Values | 343.75 | 0 | Station_DSM2018_w30mw_High32276 | VOM COST | ALL | 2019-06-01 | Expected Values | 1197.65 | Station_DSM2018_w30mw_High32276 | VOM COST | Off Peak | 2019-06-01 | Expected Values | 856.6 | Station_DSM2018_w30mw_High32276 | VOM COST | On Peak | 2019-06-01 | Expected Values | 341.05 | 0
| Station_DSM2018_Base_High32273 | VOM COST | ALL | 2019-07-01 | Expected Values | 1286.26 | Station_DSM2018_Base_High32273 | VOM COST | Off Peak | 2019-07-01 | Expected Values | 876.26 | Station_DSM2018_Base_High32273 | VOM COST | On Peak | 2019-07-01 | Expected Values | 410 | 0 | Station_DSM2018_w30mw_High32276 | VOM COST | ALL | 2019-07-01 | Expected Values | 1280.62 | Station_DSM2018_w30mw_High32276 | VOM COST | Off Peak | 2019-07-01 | Expected Values | 872.43 | Station_DSM2018_w30mw_High32276 | VOM COST | On Peak | 2019-07-01 | Expected Values | 408.19 | 0
| Station_DSM2018_Base_High32273 | VOM COST | ALL | 2019-08-01 | Expected Values | 1264.08 | Station_DSM2018_Base_High32273 | VOM COST | Off Peak | 2019-08-01 | Expected Values | 883.42 | Station_DSM2018_Base_High32273 | VOM COST | On Peak | 2019-08-01 | Expected Values | 380.66 | 0 | Station_DSM2018_w30mw_High32276 | VOM COST | ALL | 2019-08-01 | Expected Values | 1255.25 | Station_DSM2018_w30mw_High32276 | VOM COST | Off Peak | 2019-08-01 | Expected Values | 877.27 | Station_DSM2018_w30mw_High32276 | VOM COST | On Peak | 2019-08-01 | Expected Values | 377.98 | 0
| Station_DSM2018_Base_High32273 | VOM COST | ALL | 2019-09-01 | Expected Values | 1081.63 | Station_DSM2018_Base_High32273 | VOM COST | Off Peak | 2019-09-01 | Expected Values | 761.04 | Station_DSM2018_Base_High32273 | VOM COST | On Peak | 2019-09-01 | Expected Values | 320.59 | 0 | Station_DSM2018_w30mw_High32276 | VOM COST | ALL | 2019-09-01 | Expected Values | 1071.92 | Station_DSM2018_w30mw_High32276 | VOM COST | Off Peak | 2019-09-01 | Expected Values | 754.36 | Station_DSM2018_w30mw_High32276 | VOM COST | On Peak | 2019-09-01 | Expected Values | 317.56 | 0
| Station_DSM2018_Base_High32273 | VOM COST | ALL | 2019-10-01 | Expected Values | 999.97 | Station_DSM2018_Base_High32273 | VOM COST | Off Peak | 2019-10-01 | Expected Values | 674.92 | Station_DSM2018_Base_High32273 | VOM COST | On Peak | 2019-10-01 | Expected Values | 325.05 | 0 | Station_DSM2018_w30mw_High32276 | VOM COST | ALL | 2019-10-01 | Expected Values | 991.73 | Station_DSM2018_w30mw_High32276 | VOM COST | Off Peak | 2019-10-01 | Expected Values | 669.81 | Station_DSM2018_w30mw_High32276 | VOM COST | On Peak | 2019-10-01 | Expected Values | 321.92 | 0
| Station_DSM2018_Base_High32273 | VOM COST | ALL | 2019-11-01 | Expected Values | 939.21 | Station_DSM2018_Base_High32273 | VOM COST | Off Peak | 2019-11-01 | Expected Values | 710.97 | Station_DSM2018_Base_High32273 | VOM COST | On Peak | 2019-11-01 | Expected Values | 228.24 | 0 | Station_DSM2018_w30mw_High32276 | VOM COST | ALL | 2019-11-01 | Expected Values | 936 | Station_DSM2018_w30mw_High32276 | VOM COST | Off Peak | 2019-11-01 | Expected Values | 708.25 | Station_DSM2018_w30mw_High32276 | VOM COST | On Peak | 2019-11-01 | Expected Values | 227.76 | 0.01
| Station_DSM2018_Base_High32273 | VOM COST | ALL | 2019-12-01 | Expected Values | 1158.57 | Station_DSM2018_Base_High32273 | VOM COST | Off Peak | 2019-12-01 | Expected Values | 864.17 | Station_DSM2018_Base_High32273 | VOM COST | On Peak | 2019-12-01 | Expected Values | 294.39 | -0.01 | Station_DSM2018_w30mw_High32276 | VOM COST | ALL | 2019-12-01 | Expected Values | 1145.4 | Station_DSM2018_w30mw_High32276 | VOM COST | Off Peak | 2019-12-01 | Expected Values | 853.82 | Station_DSM2018_w30mw_High32276 | VOM COST | On Peak | 2019-12-01 | Expected Values | 291.58 | 0
| Station_DSM2018_Base_High32273 | VOM COST | ALL | 2020-01-01 | Expected Values | 1214.84 | Station_DSM2018_Base_High32273 | VOM COST | Off Peak | 2020-01-01 | Expected Values | 891.64 | Station_DSM2018_Base_High32273 | VOM COST | On Peak | 2020-01-01 | Expected Values | 323.2 | 0 | Station_DSM2018_w30mw_High32276 | VOM COST | ALL | 2020-01-01 | Expected Values | 1203.19 | Station_DSM2018_w30mw_High32276 | VOM COST | Off Peak | 2020-01-01 | Expected Values | 882.41 | Station_DSM2018_w30mw_High32276 | VOM COST | On Peak | 2020-01-01 | Expected Values | 320.78 | 0
| Station_DSM2018_Base_High32273 | VOM COST | ALL | 2020-02-01 | Expected Values | 1014.28 | Station_DSM2018_Base_High32273 | VOM COST | Off Peak | 2020-02-01 | Expected Values | 758.23 | Station_DSM2018_Base_High32273 | VOM COST | On Peak | 2020-02-01 | Expected Values | 256.05 | 0 | Station_DSM2018_w30mw_High32276 | VOM COST | ALL | 2020-02-01 | Expected Values | 1003.83 | Station_DSM2018_w30mw_High32276 | VOM COST | Off Peak | 2020-02-01 | Expected Values | 750.01 | Station_DSM2018_w30mw_High32276 | VOM COST | On Peak | 2020-02-01 | Expected Values | 253.83 | 0.01
| Station_DSM2018_Base_High32273 | VOM COST | ALL | 2020-03-01 | Expected Values | 1017.49 | Station_DSM2018_Base_High32273 | VOM COST | Off Peak | 2020-03-01 | Expected Values | 756.16 | Station_DSM2018_Base_High32273 | VOM COST | On Peak | 2020-03-01 | Expected Values | 261.33 | 0 | Station_DSM2018_w30mw_High32276 | VOM COST | ALL | 2020-03-01 | Expected Values | 1003.74 | Station_DSM2018_w30mw_High32276 | VOM COST | Off Peak | 2020-03-01 | Expected Values | 745.79 | Station_DSM2018_w30mw_High32276 | VOM COST | On Peak | 2020-03-01 | Expected Values | 257.95 | 0
| Station_DSM2018_Base_High32273 | VOM COST | ALL | 2020-04-01 | Expected Values | 1001.81 | Station_DSM2018_Base_High32273 | VOM COST | Off Peak | 2020-04-01 | Expected Values | 684.25 | Station_DSM2018_Base_High32273 | VOM COST | On Peak | 2020-04-01 | Expected Values | 317.56 | 0 | Station_DSM2018_w30mw_High32276 | VOM COST | ALL | 2020-04-01 | Expected Values | 993.05 | Station_DSM2018_w30mw_High32276 | VOM COST | Off Peak | 2020-04-01 | Expected Values | 677.69 | Station_DSM2018_w30mw_High32276 | VOM COST | On Peak | 2020-04-01 | Expected Values | 315.36 | 0
| Station_DSM2018_Base_High32273 | VOM COST | ALL | 2020-05-01 | Expected Values | 1157.12 | Station_DSM2018_Base_High32273 | VOM COST | Off Peak | 2020-05-01 | Expected Values | 825.37 | Station_DSM2018_Base_High32273 | VOM COST | On Peak | 2020-05-01 | Expected Values | 331.75 | 0 | Station_DSM2018_w30mw_High32276 | VOM COST | ALL | 2020-05-01 | Expected Values | 1157.61 | Station_DSM2018_w30mw_High32276 | VOM COST | Off Peak | 2020-05-01 | Expected Values | 824.82 | Station_DSM2018_w30mw_High32276 | VOM COST | On Peak | 2020-05-01 | Expected Values | 332.79 | 0
| Station_DSM2018_Base_High32273 | VOM COST | ALL | 2020-06-01 | Expected Values | 1279.45 | Station_DSM2018_Base_High32273 | VOM COST | Off Peak | 2020-06-01 | Expected Values | 883.61 | Station_DSM2018_Base_High32273 | VOM COST | On Peak | 2020-06-01 | Expected Values | 395.83 | -0.01 | Station_DSM2018_w30mw_High32276 | VOM COST | ALL | 2020-06-01 | Expected Values | 1258.03 | Station_DSM2018_w30mw_High32276 | VOM COST | Off Peak | 2020-06-01 | Expected Values | 868.22 | Station_DSM2018_w30mw_High32276 | VOM COST | On Peak | 2020-06-01 | Expected Values | 389.81 | 0
| Station_DSM2018_Base_High32273 | VOM COST | ALL | 2020-07-01 | Expected Values | 1331.5 | Station_DSM2018_Base_High32273 | VOM COST | Off Peak | 2020-07-01 | Expected Values | 911.12 | Station_DSM2018_Base_High32273 | VOM COST | On Peak | 2020-07-01 | Expected Values | 420.38 | 0 | Station_DSM2018_w30mw_High32276 | VOM COST | ALL | 2020-07-01 | Expected Values | 1297.31 | Station_DSM2018_w30mw_High32276 | VOM COST | Off Peak | 2020-07-01 | Expected Values | 886.27 | Station_DSM2018_w30mw_High32276 | VOM COST | On Peak | 2020-07-01 | Expected Values | 411.04 | 0
| Station_DSM2018_Base_High32273 | VOM COST | ALL | 2020-08-01 | Expected Values | 1367.43 | Station_DSM2018_Base_High32273 | VOM COST | Off Peak | 2020-08-01 | Expected Values | 977.53 | Station_DSM2018_Base_High32273 | VOM COST | On Peak | 2020-08-01 | Expected Values | 389.9 | 0 | Station_DSM2018_w30mw_High32276 | VOM COST | ALL | 2020-08-01 | Expected Values | 1352.58 | Station_DSM2018_w30mw_High32276 | VOM COST | Off Peak | 2020-08-01 | Expected Values | 966.31 | Station_DSM2018_w30mw_High32276 | VOM COST | On Peak | 2020-08-01 | Expected Values | 386.28 | 0.01
| Station_DSM2018_Base_High32273 | VOM COST | ALL | 2020-09-01 | Expected Values | 1184.07 | Station_DSM2018_Base_High32273 | VOM COST | Off Peak | 2020-09-01 | Expected Values | 821.22 | Station_DSM2018_Base_High32273 | VOM COST | On Peak | 2020-09-01 | Expected Values | 362.85 | 0 | Station_DSM2018_w30mw_High32276 | VOM COST | ALL | 2020-09-01 | Expected Values | 1183.59 | Station_DSM2018_w30mw_High32276 | VOM COST | Off Peak | 2020-09-01 | Expected Values | 820.56 | Station_DSM2018_w30mw_High32276 | VOM COST | On Peak | 2020-09-01 | Expected Values | 363.03 | 0
| Station_DSM2018_Base_High32273 | VOM COST | ALL | 2020-10-01 | Expected Values | 1027.32 | Station_DSM2018_Base_High32273 | VOM COST | Off Peak | 2020-10-01 | Expected Values | 715.26 | Station_DSM2018_Base_High32273 | VOM COST | On Peak | 2020-10-01 | Expected Values | 312.06 | 0 | Station_DSM2018_w30mw_High32276 | VOM COST | ALL | 2020-10-01 | Expected Values | 1007.38 | Station_DSM2018_w30mw_High32276 | VOM COST | Off Peak | 2020-10-01 | Expected Values | 700.68 | Station_DSM2018_w30mw_High32276 | VOM COST | On Peak | 2020-10-01 | Expected Values | 306.69 | -0.01
| Station_DSM2018_Base_High32273 | VOM COST | ALL | 2020-11-01 | Expected Values | 1055.39 | Station_DSM2018_Base_High32273 | VOM COST | Off Peak | 2020-11-01 | Expected Values | 794.89 | Station_DSM2018_Base_High32273 | VOM COST | On Peak | 2020-11-01 | Expected Values | 260.51 | 0.01 | Station_DSM2018_w30mw_High32276 | VOM COST | ALL | 2020-11-01 | Expected Values | 1046.85 | Station_DSM2018_w30mw_High32276 | VOM COST | Off Peak | 2020-11-01 | Expected Values | 788.17 | Station_DSM2018_w30mw_High32276 | VOM COST | On Peak | 2020-11-01 | Expected Values | 258.69 | 0.01
| Station_DSM2018_Base_High32273 | VOM COST | ALL | 2020-12-01 | Expected Values | 1180.98 | Station_DSM2018_Base_High32273 | VOM COST | Off Peak | 2020-12-01 | Expected Values | 867.76 | Station_DSM2018_Base_High32273 | VOM COST | On Peak | 2020-12-01 | Expected Values | 313.22 | 0 | Station_DSM2018_w30mw_High32276 | VOM COST | ALL | 2020-12-01 | Expected Values | 1168.8 | Station_DSM2018_w30mw_High32276 | VOM COST | Off Peak | 2020-12-01 | Expected Values | 858.35 | Station_DSM2018_w30mw_High32276 | VOM COST | On Peak | 2020-12-01 | Expected Values | 310.46 | 0.01
| Station_DSM2018_Base_High32273 | VOM COST | ALL | 2021-01-01 | Expected Values | 1189.38 | Station_DSM2018_Base_High32273 | VOM COST | Off Peak | 2021-01-01 | Expected Values | 891.49 | Station_DSM2018_Base_High32273 | VOM COST | On Peak | 2021-01-01 | Expected Values | 297.88 | -0.01 | Station_DSM2018_w30mw_High32276 | VOM COST | ALL | 2021-01-01 | Expected Values | 1178.17 | Station_DSM2018_w30mw_High32276 | VOM COST | Off Peak | 2021-01-01 | Expected Values | 882.61 | Station_DSM2018_w30mw_High32276 | VOM COST | On Peak | 2021-01-01 | Expected Values | 295.56 | 0
| Station_DSM2018_Base_High32273 | VOM COST | ALL | 2021-02-01 | Expected Values | 953.25 | Station_DSM2018_Base_High32273 | VOM COST | Off Peak | 2021-02-01 | Expected Values | 703.64 | Station_DSM2018_Base_High32273 | VOM COST | On Peak | 2021-02-01 | Expected Values | 249.62 | 0.01 | Station_DSM2018_w30mw_High32276 | VOM COST | ALL | 2021-02-01 | Expected Values | 943.51 | Station_DSM2018_w30mw_High32276 | VOM COST | Off Peak | 2021-02-01 | Expected Values | 696.23 | Station_DSM2018_w30mw_High32276 | VOM COST | On Peak | 2021-02-01 | Expected Values | 247.27 | -0.01
| Station_DSM2018_Base_High32273 | VOM COST | ALL | 2021-03-01 | Expected Values | 1008.41 | Station_DSM2018_Base_High32273 | VOM COST | Off Peak | 2021-03-01 | Expected Values | 738.59 | Station_DSM2018_Base_High32273 | VOM COST | On Peak | 2021-03-01 | Expected Values | 269.81 | -0.01 | Station_DSM2018_w30mw_High32276 | VOM COST | ALL | 2021-03-01 | Expected Values | 997.44 | Station_DSM2018_w30mw_High32276 | VOM COST | Off Peak | 2021-03-01 | Expected Values | 730.37 | Station_DSM2018_w30mw_High32276 | VOM COST | On Peak | 2021-03-01 | Expected Values | 267.07 | 0
| Station_DSM2018_Base_High32273 | VOM COST | ALL | 2021-04-01 | Expected Values | 1098.19 | Station_DSM2018_Base_High32273 | VOM COST | Off Peak | 2021-04-01 | Expected Values | 750.13 | Station_DSM2018_Base_High32273 | VOM COST | On Peak | 2021-04-01 | Expected Values | 348.06 | 0 | Station_DSM2018_w30mw_High32276 | VOM COST | ALL | 2021-04-01 | Expected Values | 1087.58 | Station_DSM2018_w30mw_High32276 | VOM COST | Off Peak | 2021-04-01 | Expected Values | 741.84 | Station_DSM2018_w30mw_High32276 | VOM COST | On Peak | 2021-04-01 | Expected Values | 345.75 | 0.01
| Station_DSM2018_Base_High32273 | VOM COST | ALL | 2021-05-01 | Expected Values | 1198.12 | Station_DSM2018_Base_High32273 | VOM COST | Off Peak | 2021-05-01 | Expected Values | 854.08 | Station_DSM2018_Base_High32273 | VOM COST | On Peak | 2021-05-01 | Expected Values | 344.04 | 0 | Station_DSM2018_w30mw_High32276 | VOM COST | ALL | 2021-05-01 | Expected Values | 1189.96 | Station_DSM2018_w30mw_High32276 | VOM COST | Off Peak | 2021-05-01 | Expected Values | 848.39 | Station_DSM2018_w30mw_High32276 | VOM COST | On Peak | 2021-05-01 | Expected Values | 341.57 | 0
| Station_DSM2018_Base_High32273 | VOM COST | ALL | 2021-06-01 | Expected Values | 1193.44 | Station_DSM2018_Base_High32273 | VOM COST | Off Peak | 2021-06-01 | Expected Values | 817.61 | Station_DSM2018_Base_High32273 | VOM COST | On Peak | 2021-06-01 | Expected Values | 375.84 | 0.01 | Station_DSM2018_w30mw_High32276 | VOM COST | ALL | 2021-06-01 | Expected Values | 1182.9 | Station_DSM2018_w30mw_High32276 | VOM COST | Off Peak | 2021-06-01 | Expected Values | 810.1 | Station_DSM2018_w30mw_High32276 | VOM COST | On Peak | 2021-06-01 | Expected Values | 372.8 | 0
| Station_DSM2018_Base_High32273 | VOM COST | ALL | 2021-07-01 | Expected Values | 1267.91 | Station_DSM2018_Base_High32273 | VOM COST | Off Peak | 2021-07-01 | Expected Values | 876.5 | Station_DSM2018_Base_High32273 | VOM COST | On Peak | 2021-07-01 | Expected Values | 391.41 | 0 | Station_DSM2018_w30mw_High32276 | VOM COST | ALL | 2021-07-01 | Expected Values | 1256.18 | Station_DSM2018_w30mw_High32276 | VOM COST | Off Peak | 2021-07-01 | Expected Values | 868.5 | Station_DSM2018_w30mw_High32276 | VOM COST | On Peak | 2021-07-01 | Expected Values | 387.69 | 0.01
| Station_DSM2018_Base_High32273 | VOM COST | ALL | 2021-08-01 | Expected Values | 1253.64 | Station_DSM2018_Base_High32273 | VOM COST | Off Peak | 2021-08-01 | Expected Values | 871.92 | Station_DSM2018_Base_High32273 | VOM COST | On Peak | 2021-08-01 | Expected Values | 381.71 | -0.01 | Station_DSM2018_w30mw_High32276 | VOM COST | ALL | 2021-08-01 | Expected Values | 1240.11 | Station_DSM2018_w30mw_High32276 | VOM COST | Off Peak | 2021-08-01 | Expected Values | 862.92 | Station_DSM2018_w30mw_High32276 | VOM COST | On Peak | 2021-08-01 | Expected Values | 377.2 | 0.01
| Station_DSM2018_Base_High32273 | VOM COST | ALL | 2021-09-01 | Expected Values | 1186.14 | Station_DSM2018_Base_High32273 | VOM COST | Off Peak | 2021-09-01 | Expected Values | 815.44 | Station_DSM2018_Base_High32273 | VOM COST | On Peak | 2021-09-01 | Expected Values | 370.7 | 0 | Station_DSM2018_w30mw_High32276 | VOM COST | ALL | 2021-09-01 | Expected Values | 1174.55 | Station_DSM2018_w30mw_High32276 | VOM COST | Off Peak | 2021-09-01 | Expected Values | 807.57 | Station_DSM2018_w30mw_High32276 | VOM COST | On Peak | 2021-09-01 | Expected Values | 366.98 | 0
| Station_DSM2018_Base_High32273 | VOM COST | ALL | 2021-10-01 | Expected Values | 1037.02 | Station_DSM2018_Base_High32273 | VOM COST | Off Peak | 2021-10-01 | Expected Values | 730.29 | Station_DSM2018_Base_High32273 | VOM COST | On Peak | 2021-10-01 | Expected Values | 306.74 | 0.01 | Station_DSM2018_w30mw_High32276 | VOM COST | ALL | 2021-10-01 | Expected Values | 1023.32 | Station_DSM2018_w30mw_High32276 | VOM COST | Off Peak | 2021-10-01 | Expected Values | 720.87 | Station_DSM2018_w30mw_High32276 | VOM COST | On Peak | 2021-10-01 | Expected Values | 302.45 | 0
| Station_DSM2018_Base_High32273 | VOM COST | ALL | 2021-11-01 | Expected Values | 838.71 | Station_DSM2018_Base_High32273 | VOM COST | Off Peak | 2021-11-01 | Expected Values | 620.26 | Station_DSM2018_Base_High32273 | VOM COST | On Peak | 2021-11-01 | Expected Values | 218.46 | 0.01 | Station_DSM2018_w30mw_High32276 | VOM COST | ALL | 2021-11-01 | Expected Values | 826.84 | Station_DSM2018_w30mw_High32276 | VOM COST | Off Peak | 2021-11-01 | Expected Values | 611.47 | Station_DSM2018_w30mw_High32276 | VOM COST | On Peak | 2021-11-01 | Expected Values | 215.37 | 0
| Station_DSM2018_Base_High32273 | VOM COST | ALL | 2021-12-01 | Expected Values | 1060.9 | Station_DSM2018_Base_High32273 | VOM COST | Off Peak | 2021-12-01 | Expected Values | 777.46 | Station_DSM2018_Base_High32273 | VOM COST | On Peak | 2021-12-01 | Expected Values | 283.44 | 0 | Station_DSM2018_w30mw_High32276 | VOM COST | ALL | 2021-12-01 | Expected Values | 1050.04 | Station_DSM2018_w30mw_High32276 | VOM COST | Off Peak | 2021-12-01 | Expected Values | 769.35 | Station_DSM2018_w30mw_High32276 | VOM COST | On Peak | 2021-12-01 | Expected Values | 280.69 | 0
| Station_DSM2018_Base_High32273 | VOM COST | ALL | 2022-01-01 | Expected Values | 1065.84 | Station_DSM2018_Base_High32273 | VOM COST | Off Peak | 2022-01-01 | Expected Values | 798.62 | Station_DSM2018_Base_High32273 | VOM COST | On Peak | 2022-01-01 | Expected Values | 267.23 | 0.01 | Station_DSM2018_w30mw_High32276 | VOM COST | ALL | 2022-01-01 | Expected Values | 1055.09 | Station_DSM2018_w30mw_High32276 | VOM COST | Off Peak | 2022-01-01 | Expected Values | 790.35 | Station_DSM2018_w30mw_High32276 | VOM COST | On Peak | 2022-01-01 | Expected Values | 264.74 | 0
| Station_DSM2018_Base_High32273 | VOM COST | ALL | 2022-02-01 | Expected Values | 948.84 | Station_DSM2018_Base_High32273 | VOM COST | Off Peak | 2022-02-01 | Expected Values | 698.24 | Station_DSM2018_Base_High32273 | VOM COST | On Peak | 2022-02-01 | Expected Values | 250.6 | 0 | Station_DSM2018_w30mw_High32276 | VOM COST | ALL | 2022-02-01 | Expected Values | 939.57 | Station_DSM2018_w30mw_High32276 | VOM COST | Off Peak | 2022-02-01 | Expected Values | 691.1 | Station_DSM2018_w30mw_High32276 | VOM COST | On Peak | 2022-02-01 | Expected Values | 248.46 | -0.01
| Station_DSM2018_Base_High32273 | VOM COST | ALL | 2022-03-01 | Expected Values | 1036.38 | Station_DSM2018_Base_High32273 | VOM COST | Off Peak | 2022-03-01 | Expected Values | 758.91 | Station_DSM2018_Base_High32273 | VOM COST | On Peak | 2022-03-01 | Expected Values | 277.47 | 0 | Station_DSM2018_w30mw_High32276 | VOM COST | ALL | 2022-03-01 | Expected Values | 1025.11 | Station_DSM2018_w30mw_High32276 | VOM COST | Off Peak | 2022-03-01 | Expected Values | 750.92 | Station_DSM2018_w30mw_High32276 | VOM COST | On Peak | 2022-03-01 | Expected Values | 274.19 | 0
| Station_DSM2018_Base_High32273 | VOM COST | ALL | 2022-04-01 | Expected Values | 960.22 | Station_DSM2018_Base_High32273 | VOM COST | Off Peak | 2022-04-01 | Expected Values | 660.88 | Station_DSM2018_Base_High32273 | VOM COST | On Peak | 2022-04-01 | Expected Values | 299.34 | 0 | Station_DSM2018_w30mw_High32276 | VOM COST | ALL | 2022-04-01 | Expected Values | 950 | Station_DSM2018_w30mw_High32276 | VOM COST | Off Peak | 2022-04-01 | Expected Values | 653.4 | Station_DSM2018_w30mw_High32276 | VOM COST | On Peak | 2022-04-01 | Expected Values | 296.6 | 0
| Station_DSM2018_Base_High32273 | VOM COST | ALL | 2022-05-01 | Expected Values | 1187.59 | Station_DSM2018_Base_High32273 | VOM COST | Off Peak | 2022-05-01 | Expected Values | 813.77 | Station_DSM2018_Base_High32273 | VOM COST | On Peak | 2022-05-01 | Expected Values | 373.82 | 0 | Station_DSM2018_w30mw_High32276 | VOM COST | ALL | 2022-05-01 | Expected Values | 1174.33 | Station_DSM2018_w30mw_High32276 | VOM COST | Off Peak | 2022-05-01 | Expected Values | 804.5 | Station_DSM2018_w30mw_High32276 | VOM COST | On Peak | 2022-05-01 | Expected Values | 369.83 | 0
| Station_DSM2018_Base_High32273 | VOM COST | ALL | 2022-06-01 | Expected Values | 1181.96 | Station_DSM2018_Base_High32273 | VOM COST | Off Peak | 2022-06-01 | Expected Values | 802.05 | Station_DSM2018_Base_High32273 | VOM COST | On Peak | 2022-06-01 | Expected Values | 379.9 | -0.01 | Station_DSM2018_w30mw_High32276 | VOM COST | ALL | 2022-06-01 | Expected Values | 1169.66 | Station_DSM2018_w30mw_High32276 | VOM COST | Off Peak | 2022-06-01 | Expected Values | 794.05 | Station_DSM2018_w30mw_High32276 | VOM COST | On Peak | 2022-06-01 | Expected Values | 375.6 | -0.01
| Station_DSM2018_Base_High32273 | VOM COST | ALL | 2022-07-01 | Expected Values | 1280.23 | Station_DSM2018_Base_High32273 | VOM COST | Off Peak | 2022-07-01 | Expected Values | 895.96 | Station_DSM2018_Base_High32273 | VOM COST | On Peak | 2022-07-01 | Expected Values | 384.26 | -0.01 | Station_DSM2018_w30mw_High32276 | VOM COST | ALL | 2022-07-01 | Expected Values | 1268.13 | Station_DSM2018_w30mw_High32276 | VOM COST | Off Peak | 2022-07-01 | Expected Values | 887.77 | Station_DSM2018_w30mw_High32276 | VOM COST | On Peak | 2022-07-01 | Expected Values | 380.36 | 0
| Station_DSM2018_Base_High32273 | VOM COST | ALL | 2022-08-01 | Expected Values | 1298.32 | Station_DSM2018_Base_High32273 | VOM COST | Off Peak | 2022-08-01 | Expected Values | 886.26 | Station_DSM2018_Base_High32273 | VOM COST | On Peak | 2022-08-01 | Expected Values | 412.06 | 0 | Station_DSM2018_w30mw_High32276 | VOM COST | ALL | 2022-08-01 | Expected Values | 1286.21 | Station_DSM2018_w30mw_High32276 | VOM COST | Off Peak | 2022-08-01 | Expected Values | 878.24 | Station_DSM2018_w30mw_High32276 | VOM COST | On Peak | 2022-08-01 | Expected Values | 407.97 | 0
| Station_DSM2018_Base_High32273 | VOM COST | ALL | 2022-09-01 | Expected Values | 1194.68 | Station_DSM2018_Base_High32273 | VOM COST | Off Peak | 2022-09-01 | Expected Values | 815.09 | Station_DSM2018_Base_High32273 | VOM COST | On Peak | 2022-09-01 | Expected Values | 379.6 | 0.01 | Station_DSM2018_w30mw_High32276 | VOM COST | ALL | 2022-09-01 | Expected Values | 1183.01 | Station_DSM2018_w30mw_High32276 | VOM COST | Off Peak | 2022-09-01 | Expected Values | 807.15 | Station_DSM2018_w30mw_High32276 | VOM COST | On Peak | 2022-09-01 | Expected Values | 375.87 | 0.01
| Station_DSM2018_Base_High32273 | VOM COST | ALL | 2022-10-01 | Expected Values | 1145.46 | Station_DSM2018_Base_High32273 | VOM COST | Off Peak | 2022-10-01 | Expected Values | 807.61 | Station_DSM2018_Base_High32273 | VOM COST | On Peak | 2022-10-01 | Expected Values | 337.85 | 0 | Station_DSM2018_w30mw_High32276 | VOM COST | ALL | 2022-10-01 | Expected Values | 1134.69 | Station_DSM2018_w30mw_High32276 | VOM COST | Off Peak | 2022-10-01 | Expected Values | 799.83 | Station_DSM2018_w30mw_High32276 | VOM COST | On Peak | 2022-10-01 | Expected Values | 334.85 | -0.01
| Station_DSM2018_Base_High32273 | VOM COST | ALL | 2022-11-01 | Expected Values | 978.65 | Station_DSM2018_Base_High32273 | VOM COST | Off Peak | 2022-11-01 | Expected Values | 725.06 | Station_DSM2018_Base_High32273 | VOM COST | On Peak | 2022-11-01 | Expected Values | 253.59 | 0 | Station_DSM2018_w30mw_High32276 | VOM COST | ALL | 2022-11-01 | Expected Values | 969.78 | Station_DSM2018_w30mw_High32276 | VOM COST | Off Peak | 2022-11-01 | Expected Values | 718.7 | Station_DSM2018_w30mw_High32276 | VOM COST | On Peak | 2022-11-01 | Expected Values | 251.08 | 0
| Station_DSM2018_Base_High32273 | VOM COST | ALL | 2022-12-01 | Expected Values | 1019.81 | Station_DSM2018_Base_High32273 | VOM COST | Off Peak | 2022-12-01 | Expected Values | 756.97 | Station_DSM2018_Base_High32273 | VOM COST | On Peak | 2022-12-01 | Expected Values | 262.84 | 0 | Station_DSM2018_w30mw_High32276 | VOM COST | ALL | 2022-12-01 | Expected Values | 1008.46 | Station_DSM2018_w30mw_High32276 | VOM COST | Off Peak | 2022-12-01 | Expected Values | 748.86 | Station_DSM2018_w30mw_High32276 | VOM COST | On Peak | 2022-12-01 | Expected Values | 259.6 | 0
| Station_DSM2018_Base_High32273 | VOM COST | ALL | 2023-01-01 | Expected Values | 1038.64 | Station_DSM2018_Base_High32273 | VOM COST | Off Peak | 2023-01-01 | Expected Values | 761.79 | Station_DSM2018_Base_High32273 | VOM COST | On Peak | 2023-01-01 | Expected Values | 276.85 | 0 | Station_DSM2018_w30mw_High32276 | VOM COST | ALL | 2023-01-01 | Expected Values | 1026.17 | Station_DSM2018_w30mw_High32276 | VOM COST | Off Peak | 2023-01-01 | Expected Values | 752.14 | Station_DSM2018_w30mw_High32276 | VOM COST | On Peak | 2023-01-01 | Expected Values | 274.03 | 0
| Station_DSM2018_Base_High32273 | VOM COST | ALL | 2023-02-01 | Expected Values | 933.33 | Station_DSM2018_Base_High32273 | VOM COST | Off Peak | 2023-02-01 | Expected Values | 686.64 | Station_DSM2018_Base_High32273 | VOM COST | On Peak | 2023-02-01 | Expected Values | 246.7 | 0.01 | Station_DSM2018_w30mw_High32276 | VOM COST | ALL | 2023-02-01 | Expected Values | 923.1 | Station_DSM2018_w30mw_High32276 | VOM COST | Off Peak | 2023-02-01 | Expected Values | 678.52 | Station_DSM2018_w30mw_High32276 | VOM COST | On Peak | 2023-02-01 | Expected Values | 244.58 | 0
| Station_DSM2018_Base_High32273 | VOM COST | ALL | 2023-03-01 | Expected Values | 1016.61 | Station_DSM2018_Base_High32273 | VOM COST | Off Peak | 2023-03-01 | Expected Values | 742.08 | Station_DSM2018_Base_High32273 | VOM COST | On Peak | 2023-03-01 | Expected Values | 274.52 | -0.01 | Station_DSM2018_w30mw_High32276 | VOM COST | ALL | 2023-03-01 | Expected Values | 1002.83 | Station_DSM2018_w30mw_High32276 | VOM COST | Off Peak | 2023-03-01 | Expected Values | 731.59 | Station_DSM2018_w30mw_High32276 | VOM COST | On Peak | 2023-03-01 | Expected Values | 271.24 | 0
| Station_DSM2018_Base_High32273 | VOM COST | ALL | 2023-04-01 | Expected Values | 1007.68 | Station_DSM2018_Base_High32273 | VOM COST | Off Peak | 2023-04-01 | Expected Values | 702.67 | Station_DSM2018_Base_High32273 | VOM COST | On Peak | 2023-04-01 | Expected Values | 305.01 | 0 | Station_DSM2018_w30mw_High32276 | VOM COST | ALL | 2023-04-01 | Expected Values | 995.27 | Station_DSM2018_w30mw_High32276 | VOM COST | Off Peak | 2023-04-01 | Expected Values | 693.18 | Station_DSM2018_w30mw_High32276 | VOM COST | On Peak | 2023-04-01 | Expected Values | 302.1 | 0.01
| Station_DSM2018_Base_High32273 | VOM COST | ALL | 2023-05-01 | Expected Values | 1061.96 | Station_DSM2018_Base_High32273 | VOM COST | Off Peak | 2023-05-01 | Expected Values | 717.28 | Station_DSM2018_Base_High32273 | VOM COST | On Peak | 2023-05-01 | Expected Values | 344.69 | 0.01 | Station_DSM2018_w30mw_High32276 | VOM COST | ALL | 2023-05-01 | Expected Values | 1047.05 | Station_DSM2018_w30mw_High32276 | VOM COST | Off Peak | 2023-05-01 | Expected Values | 706.72 | Station_DSM2018_w30mw_High32276 | VOM COST | On Peak | 2023-05-01 | Expected Values | 340.33 | 0
| Station_DSM2018_Base_High32273 | VOM COST | ALL | 2023-06-01 | Expected Values | 1252.28 | Station_DSM2018_Base_High32273 | VOM COST | Off Peak | 2023-06-01 | Expected Values | 855.18 | Station_DSM2018_Base_High32273 | VOM COST | On Peak | 2023-06-01 | Expected Values | 397.1 | 0 | Station_DSM2018_w30mw_High32276 | VOM COST | ALL | 2023-06-01 | Expected Values | 1244.67 | Station_DSM2018_w30mw_High32276 | VOM COST | Off Peak | 2023-06-01 | Expected Values | 849.57 | Station_DSM2018_w30mw_High32276 | VOM COST | On Peak | 2023-06-01 | Expected Values | 395.1 | 0
| Station_DSM2018_Base_High32273 | VOM COST | ALL | 2023-07-01 | Expected Values | 1320.76 | Station_DSM2018_Base_High32273 | VOM COST | Off Peak | 2023-07-01 | Expected Values | 933.7 | Station_DSM2018_Base_High32273 | VOM COST | On Peak | 2023-07-01 | Expected Values | 387.06 | 0 | Station_DSM2018_w30mw_High32276 | VOM COST | ALL | 2023-07-01 | Expected Values | 1309.43 | Station_DSM2018_w30mw_High32276 | VOM COST | Off Peak | 2023-07-01 | Expected Values | 925.44 | Station_DSM2018_w30mw_High32276 | VOM COST | On Peak | 2023-07-01 | Expected Values | 383.98 | -0.01
| Station_DSM2018_Base_High32273 | VOM COST | ALL | 2023-08-01 | Expected Values | 1301.91 | Station_DSM2018_Base_High32273 | VOM COST | Off Peak | 2023-08-01 | Expected Values | 894.57 | Station_DSM2018_Base_High32273 | VOM COST | On Peak | 2023-08-01 | Expected Values | 407.35 | 0.01 | Station_DSM2018_w30mw_High32276 | VOM COST | ALL | 2023-08-01 | Expected Values | 1292.05 | Station_DSM2018_w30mw_High32276 | VOM COST | Off Peak | 2023-08-01 | Expected Values | 887.21 | Station_DSM2018_w30mw_High32276 | VOM COST | On Peak | 2023-08-01 | Expected Values | 404.83 | -0.01
| Station_DSM2018_Base_High32273 | VOM COST | ALL | 2023-09-01 | Expected Values | 1251.82 | Station_DSM2018_Base_High32273 | VOM COST | Off Peak | 2023-09-01 | Expected Values | 880.5 | Station_DSM2018_Base_High32273 | VOM COST | On Peak | 2023-09-01 | Expected Values | 371.32 | 0 | Station_DSM2018_w30mw_High32276 | VOM COST | ALL | 2023-09-01 | Expected Values | 1244.9 | Station_DSM2018_w30mw_High32276 | VOM COST | Off Peak | 2023-09-01 | Expected Values | 875.44 | Station_DSM2018_w30mw_High32276 | VOM COST | On Peak | 2023-09-01 | Expected Values | 369.46 | 0
| Station_DSM2018_Base_High32273 | VOM COST | ALL | 2023-10-01 | Expected Values | 1116.35 | Station_DSM2018_Base_High32273 | VOM COST | Off Peak | 2023-10-01 | Expected Values | 766.04 | Station_DSM2018_Base_High32273 | VOM COST | On Peak | 2023-10-01 | Expected Values | 350.31 | 0 | Station_DSM2018_w30mw_High32276 | VOM COST | ALL | 2023-10-01 | Expected Values | 1106.91 | Station_DSM2018_w30mw_High32276 | VOM COST | Off Peak | 2023-10-01 | Expected Values | 758.83 | Station_DSM2018_w30mw_High32276 | VOM COST | On Peak | 2023-10-01 | Expected Values | 348.08 | 0
| Station_DSM2018_Base_High32273 | VOM COST | ALL | 2023-11-01 | Expected Values | 919.39 | Station_DSM2018_Base_High32273 | VOM COST | Off Peak | 2023-11-01 | Expected Values | 677.84 | Station_DSM2018_Base_High32273 | VOM COST | On Peak | 2023-11-01 | Expected Values | 241.55 | 0 | Station_DSM2018_w30mw_High32276 | VOM COST | ALL | 2023-11-01 | Expected Values | 908.68 | Station_DSM2018_w30mw_High32276 | VOM COST | Off Peak | 2023-11-01 | Expected Values | 669.66 | Station_DSM2018_w30mw_High32276 | VOM COST | On Peak | 2023-11-01 | Expected Values | 239.02 | 0
| Station_DSM2018_Base_High32273 | VOM COST | ALL | 2023-12-01 | Expected Values | 1063.39 | Station_DSM2018_Base_High32273 | VOM COST | Off Peak | 2023-12-01 | Expected Values | 801.84 | Station_DSM2018_Base_High32273 | VOM COST | On Peak | 2023-12-01 | Expected Values | 261.55 | 0 | Station_DSM2018_w30mw_High32276 | VOM COST | ALL | 2023-12-01 | Expected Values | 1051.14 | Station_DSM2018_w30mw_High32276 | VOM COST | Off Peak | 2023-12-01 | Expected Values | 792.09 | Station_DSM2018_w30mw_High32276 | VOM COST | On Peak | 2023-12-01 | Expected Values | 259.05 | 0
| Station_DSM2018_Base_High32273 | VOM COST | ALL | 2024-01-01 | Expected Values | 1145.52 | Station_DSM2018_Base_High32273 | VOM COST | Off Peak | 2024-01-01 | Expected Values | 832.15 | Station_DSM2018_Base_High32273 | VOM COST | On Peak | 2024-01-01 | Expected Values | 313.37 | 0 | Station_DSM2018_w30mw_High32276 | VOM COST | ALL | 2024-01-01 | Expected Values | 1134.23 | Station_DSM2018_w30mw_High32276 | VOM COST | Off Peak | 2024-01-01 | Expected Values | 823.62 | Station_DSM2018_w30mw_High32276 | VOM COST | On Peak | 2024-01-01 | Expected Values | 310.6 | -0.01
| Station_DSM2018_Base_High32273 | VOM COST | ALL | 2024-02-01 | Expected Values | 901.07 | Station_DSM2018_Base_High32273 | VOM COST | Off Peak | 2024-02-01 | Expected Values | 659.48 | Station_DSM2018_Base_High32273 | VOM COST | On Peak | 2024-02-01 | Expected Values | 241.59 | 0 | Station_DSM2018_w30mw_High32276 | VOM COST | ALL | 2024-02-01 | Expected Values | 888.9 | Station_DSM2018_w30mw_High32276 | VOM COST | Off Peak | 2024-02-01 | Expected Values | 650.41 | Station_DSM2018_w30mw_High32276 | VOM COST | On Peak | 2024-02-01 | Expected Values | 238.5 | 0.01
| Station_DSM2018_Base_High32273 | VOM COST | ALL | 2024-03-01 | Expected Values | 977.77 | Station_DSM2018_Base_High32273 | VOM COST | Off Peak | 2024-03-01 | Expected Values | 734.98 | Station_DSM2018_Base_High32273 | VOM COST | On Peak | 2024-03-01 | Expected Values | 242.8 | 0.01 | Station_DSM2018_w30mw_High32276 | VOM COST | ALL | 2024-03-01 | Expected Values | 966.52 | Station_DSM2018_w30mw_High32276 | VOM COST | Off Peak | 2024-03-01 | Expected Values | 726.32 | Station_DSM2018_w30mw_High32276 | VOM COST | On Peak | 2024-03-01 | Expected Values | 240.2 | 0
| Station_DSM2018_Base_High32273 | VOM COST | ALL | 2024-04-01 | Expected Values | 1104.33 | Station_DSM2018_Base_High32273 | VOM COST | Off Peak | 2024-04-01 | Expected Values | 751.24 | Station_DSM2018_Base_High32273 | VOM COST | On Peak | 2024-04-01 | Expected Values | 353.09 | 0 | Station_DSM2018_w30mw_High32276 | VOM COST | ALL | 2024-04-01 | Expected Values | 1094.07 | Station_DSM2018_w30mw_High32276 | VOM COST | Off Peak | 2024-04-01 | Expected Values | 743.62 | Station_DSM2018_w30mw_High32276 | VOM COST | On Peak | 2024-04-01 | Expected Values | 350.45 | 0
| Station_DSM2018_Base_High32273 | VOM COST | ALL | 2024-05-01 | Expected Values | 1215.57 | Station_DSM2018_Base_High32273 | VOM COST | Off Peak | 2024-05-01 | Expected Values | 826.3 | Station_DSM2018_Base_High32273 | VOM COST | On Peak | 2024-05-01 | Expected Values | 389.27 | 0 | Station_DSM2018_w30mw_High32276 | VOM COST | ALL | 2024-05-01 | Expected Values | 1207.14 | Station_DSM2018_w30mw_High32276 | VOM COST | Off Peak | 2024-05-01 | Expected Values | 820.09 | Station_DSM2018_w30mw_High32276 | VOM COST | On Peak | 2024-05-01 | Expected Values | 387.05 | 0
| Station_DSM2018_Base_High32273 | VOM COST | ALL | 2024-06-01 | Expected Values | 1318.94 | Station_DSM2018_Base_High32273 | VOM COST | Off Peak | 2024-06-01 | Expected Values | 939.69 | Station_DSM2018_Base_High32273 | VOM COST | On Peak | 2024-06-01 | Expected Values | 379.25 | 0 | Station_DSM2018_w30mw_High32276 | VOM COST | ALL | 2024-06-01 | Expected Values | 1308.39 | Station_DSM2018_w30mw_High32276 | VOM COST | Off Peak | 2024-06-01 | Expected Values | 931.77 | Station_DSM2018_w30mw_High32276 | VOM COST | On Peak | 2024-06-01 | Expected Values | 376.62 | 0
| Station_DSM2018_Base_High32273 | VOM COST | ALL | 2024-07-01 | Expected Values | 1331.69 | Station_DSM2018_Base_High32273 | VOM COST | Off Peak | 2024-07-01 | Expected Values | 900.6 | Station_DSM2018_Base_High32273 | VOM COST | On Peak | 2024-07-01 | Expected Values | 431.09 | 0 | Station_DSM2018_w30mw_High32276 | VOM COST | ALL | 2024-07-01 | Expected Values | 1320.85 | Station_DSM2018_w30mw_High32276 | VOM COST | Off Peak | 2024-07-01 | Expected Values | 892.83 | Station_DSM2018_w30mw_High32276 | VOM COST | On Peak | 2024-07-01 | Expected Values | 428.02 | 0
| Station_DSM2018_Base_High32273 | VOM COST | ALL | 2024-08-01 | Expected Values | 1317.32 | Station_DSM2018_Base_High32273 | VOM COST | Off Peak | 2024-08-01 | Expected Values | 914.84 | Station_DSM2018_Base_High32273 | VOM COST | On Peak | 2024-08-01 | Expected Values | 402.48 | 0 | Station_DSM2018_w30mw_High32276 | VOM COST | ALL | 2024-08-01 | Expected Values | 1306.29 | Station_DSM2018_w30mw_High32276 | VOM COST | Off Peak | 2024-08-01 | Expected Values | 906.67 | Station_DSM2018_w30mw_High32276 | VOM COST | On Peak | 2024-08-01 | Expected Values | 399.62 | 0
| Station_DSM2018_Base_High32273 | VOM COST | ALL | 2024-09-01 | Expected Values | 1113.17 | Station_DSM2018_Base_High32273 | VOM COST | Off Peak | 2024-09-01 | Expected Values | 776.4 | Station_DSM2018_Base_High32273 | VOM COST | On Peak | 2024-09-01 | Expected Values | 336.77 | 0 | Station_DSM2018_w30mw_High32276 | VOM COST | ALL | 2024-09-01 | Expected Values | 1101.14 | Station_DSM2018_w30mw_High32276 | VOM COST | Off Peak | 2024-09-01 | Expected Values | 767.87 | Station_DSM2018_w30mw_High32276 | VOM COST | On Peak | 2024-09-01 | Expected Values | 333.27 | 0
| Station_DSM2018_Base_High32273 | VOM COST | ALL | 2024-10-01 | Expected Values | 974.68 | Station_DSM2018_Base_High32273 | VOM COST | Off Peak | 2024-10-01 | Expected Values | 645.65 | Station_DSM2018_Base_High32273 | VOM COST | On Peak | 2024-10-01 | Expected Values | 329.02 | -0.01 | Station_DSM2018_w30mw_High32276 | VOM COST | ALL | 2024-10-01 | Expected Values | 962.43 | Station_DSM2018_w30mw_High32276 | VOM COST | Off Peak | 2024-10-01 | Expected Values | 637.77 | Station_DSM2018_w30mw_High32276 | VOM COST | On Peak | 2024-10-01 | Expected Values | 324.66 | 0
| Station_DSM2018_Base_High32273 | VOM COST | ALL | 2024-11-01 | Expected Values | 971.94 | Station_DSM2018_Base_High32273 | VOM COST | Off Peak | 2024-11-01 | Expected Values | 727.49 | Station_DSM2018_Base_High32273 | VOM COST | On Peak | 2024-11-01 | Expected Values | 244.45 | 0 | Station_DSM2018_w30mw_High32276 | VOM COST | ALL | 2024-11-01 | Expected Values | 966.69 | Station_DSM2018_w30mw_High32276 | VOM COST | Off Peak | 2024-11-01 | Expected Values | 723.14 | Station_DSM2018_w30mw_High32276 | VOM COST | On Peak | 2024-11-01 | Expected Values | 243.55 | 0
| Station_DSM2018_Base_High32273 | VOM COST | ALL | 2024-12-01 | Expected Values | 1125.93 | Station_DSM2018_Base_High32273 | VOM COST | Off Peak | 2024-12-01 | Expected Values | 835.54 | Station_DSM2018_Base_High32273 | VOM COST | On Peak | 2024-12-01 | Expected Values | 290.38 | -0.01 | Station_DSM2018_w30mw_High32276 | VOM COST | ALL | 2024-12-01 | Expected Values | 1114.22 | Station_DSM2018_w30mw_High32276 | VOM COST | Off Peak | 2024-12-01 | Expected Values | 826.87 | Station_DSM2018_w30mw_High32276 | VOM COST | On Peak | 2024-12-01 | Expected Values | 287.35 | 0
| Station_DSM2018_Base_High32273 | VOM COST | ALL | 2025-01-01 | Expected Values | 1138.11 | Station_DSM2018_Base_High32273 | VOM COST | Off Peak | 2025-01-01 | Expected Values | 824.94 | Station_DSM2018_Base_High32273 | VOM COST | On Peak | 2025-01-01 | Expected Values | 313.17 | 0 | Station_DSM2018_w30mw_High32276 | VOM COST | ALL | 2025-01-01 | Expected Values | 1127.06 | Station_DSM2018_w30mw_High32276 | VOM COST | Off Peak | 2025-01-01 | Expected Values | 816.48 | Station_DSM2018_w30mw_High32276 | VOM COST | On Peak | 2025-01-01 | Expected Values | 310.58 | 0
| Station_DSM2018_Base_High32273 | VOM COST | ALL | 2025-02-01 | Expected Values | 1054.3 | Station_DSM2018_Base_High32273 | VOM COST | Off Peak | 2025-02-01 | Expected Values | 768.47 | Station_DSM2018_Base_High32273 | VOM COST | On Peak | 2025-02-01 | Expected Values | 285.84 | 0.01 | Station_DSM2018_w30mw_High32276 | VOM COST | ALL | 2025-02-01 | Expected Values | 1040.76 | Station_DSM2018_w30mw_High32276 | VOM COST | Off Peak | 2025-02-01 | Expected Values | 758.93 | Station_DSM2018_w30mw_High32276 | VOM COST | On Peak | 2025-02-01 | Expected Values | 281.82 | -0.01
| Station_DSM2018_Base_High32273 | VOM COST | ALL | 2025-03-01 | Expected Values | 1095.67 | Station_DSM2018_Base_High32273 | VOM COST | Off Peak | 2025-03-01 | Expected Values | 825.05 | Station_DSM2018_Base_High32273 | VOM COST | On Peak | 2025-03-01 | Expected Values | 270.62 | 0 | Station_DSM2018_w30mw_High32276 | VOM COST | ALL | 2025-03-01 | Expected Values | 1084.04 | Station_DSM2018_w30mw_High32276 | VOM COST | Off Peak | 2025-03-01 | Expected Values | 816.19 | Station_DSM2018_w30mw_High32276 | VOM COST | On Peak | 2025-03-01 | Expected Values | 267.85 | 0
| Station_DSM2018_Base_High32273 | VOM COST | ALL | 2025-04-01 | Expected Values | 1096.6 | Station_DSM2018_Base_High32273 | VOM COST | Off Peak | 2025-04-01 | Expected Values | 741.23 | Station_DSM2018_Base_High32273 | VOM COST | On Peak | 2025-04-01 | Expected Values | 355.37 | 0 | Station_DSM2018_w30mw_High32276 | VOM COST | ALL | 2025-04-01 | Expected Values | 1084.99 | Station_DSM2018_w30mw_High32276 | VOM COST | Off Peak | 2025-04-01 | Expected Values | 733.01 | Station_DSM2018_w30mw_High32276 | VOM COST | On Peak | 2025-04-01 | Expected Values | 351.98 | 0
| Station_DSM2018_Base_High32273 | VOM COST | ALL | 2025-05-01 | Expected Values | 1155.09 | Station_DSM2018_Base_High32273 | VOM COST | Off Peak | 2025-05-01 | Expected Values | 793.75 | Station_DSM2018_Base_High32273 | VOM COST | On Peak | 2025-05-01 | Expected Values | 361.34 | 0 | Station_DSM2018_w30mw_High32276 | VOM COST | ALL | 2025-05-01 | Expected Values | 1144.82 | Station_DSM2018_w30mw_High32276 | VOM COST | Off Peak | 2025-05-01 | Expected Values | 786.64 | Station_DSM2018_w30mw_High32276 | VOM COST | On Peak | 2025-05-01 | Expected Values | 358.18 | 0
| Station_DSM2018_Base_High32273 | VOM COST | ALL | 2025-06-01 | Expected Values | 1333.16 | Station_DSM2018_Base_High32273 | VOM COST | Off Peak | 2025-06-01 | Expected Values | 929.12 | Station_DSM2018_Base_High32273 | VOM COST | On Peak | 2025-06-01 | Expected Values | 404.04 | 0 | Station_DSM2018_w30mw_High32276 | VOM COST | ALL | 2025-06-01 | Expected Values | 1322.47 | Station_DSM2018_w30mw_High32276 | VOM COST | Off Peak | 2025-06-01 | Expected Values | 921.44 | Station_DSM2018_w30mw_High32276 | VOM COST | On Peak | 2025-06-01 | Expected Values | 401.03 | 0
| Station_DSM2018_Base_High32273 | VOM COST | ALL | 2025-07-01 | Expected Values | 1401.48 | Station_DSM2018_Base_High32273 | VOM COST | Off Peak | 2025-07-01 | Expected Values | 947.91 | Station_DSM2018_Base_High32273 | VOM COST | On Peak | 2025-07-01 | Expected Values | 453.57 | 0 | Station_DSM2018_w30mw_High32276 | VOM COST | ALL | 2025-07-01 | Expected Values | 1391.38 | Station_DSM2018_w30mw_High32276 | VOM COST | Off Peak | 2025-07-01 | Expected Values | 940.6 | Station_DSM2018_w30mw_High32276 | VOM COST | On Peak | 2025-07-01 | Expected Values | 450.79 | 0.01
| Station_DSM2018_Base_High32273 | VOM COST | ALL | 2025-08-01 | Expected Values | 1313.91 | Station_DSM2018_Base_High32273 | VOM COST | Off Peak | 2025-08-01 | Expected Values | 928.03 | Station_DSM2018_Base_High32273 | VOM COST | On Peak | 2025-08-01 | Expected Values | 385.88 | 0 | Station_DSM2018_w30mw_High32276 | VOM COST | ALL | 2025-08-01 | Expected Values | 1302.49 | Station_DSM2018_w30mw_High32276 | VOM COST | Off Peak | 2025-08-01 | Expected Values | 919.94 | Station_DSM2018_w30mw_High32276 | VOM COST | On Peak | 2025-08-01 | Expected Values | 382.55 | 0
| Station_DSM2018_Base_High32273 | VOM COST | ALL | 2025-09-01 | Expected Values | 1163.71 | Station_DSM2018_Base_High32273 | VOM COST | Off Peak | 2025-09-01 | Expected Values | 795.24 | Station_DSM2018_Base_High32273 | VOM COST | On Peak | 2025-09-01 | Expected Values | 368.47 | 0 | Station_DSM2018_w30mw_High32276 | VOM COST | ALL | 2025-09-01 | Expected Values | 1149.95 | Station_DSM2018_w30mw_High32276 | VOM COST | Off Peak | 2025-09-01 | Expected Values | 785.95 | Station_DSM2018_w30mw_High32276 | VOM COST | On Peak | 2025-09-01 | Expected Values | 364 | 0
| Station_DSM2018_Base_High32273 | VOM COST | ALL | 2025-10-01 | Expected Values | 1092.08 | Station_DSM2018_Base_High32273 | VOM COST | Off Peak | 2025-10-01 | Expected Values | 733.51 | Station_DSM2018_Base_High32273 | VOM COST | On Peak | 2025-10-01 | Expected Values | 358.58 | 0.01 | Station_DSM2018_w30mw_High32276 | VOM COST | ALL | 2025-10-01 | Expected Values | 1079.1 | Station_DSM2018_w30mw_High32276 | VOM COST | Off Peak | 2025-10-01 | Expected Values | 724.93 | Station_DSM2018_w30mw_High32276 | VOM COST | On Peak | 2025-10-01 | Expected Values | 354.16 | -0.01
| Station_DSM2018_Base_High32273 | VOM COST | ALL | 2025-11-01 | Expected Values | 1007.55 | Station_DSM2018_Base_High32273 | VOM COST | Off Peak | 2025-11-01 | Expected Values | 769.34 | Station_DSM2018_Base_High32273 | VOM COST | On Peak | 2025-11-01 | Expected Values | 238.21 | 0 | Station_DSM2018_w30mw_High32276 | VOM COST | ALL | 2025-11-01 | Expected Values | 999.74 | Station_DSM2018_w30mw_High32276 | VOM COST | Off Peak | 2025-11-01 | Expected Values | 763.39 | Station_DSM2018_w30mw_High32276 | VOM COST | On Peak | 2025-11-01 | Expected Values | 236.35 | 0
| Station_DSM2018_Base_High32273 | VOM COST | ALL | 2025-12-01 | Expected Values | 1194.69 | Station_DSM2018_Base_High32273 | VOM COST | Off Peak | 2025-12-01 | Expected Values | 874.49 | Station_DSM2018_Base_High32273 | VOM COST | On Peak | 2025-12-01 | Expected Values | 320.2 | 0 | Station_DSM2018_w30mw_High32276 | VOM COST | ALL | 2025-12-01 | Expected Values | 1182.84 | Station_DSM2018_w30mw_High32276 | VOM COST | Off Peak | 2025-12-01 | Expected Values | 865.54 | Station_DSM2018_w30mw_High32276 | VOM COST | On Peak | 2025-12-01 | Expected Values | 317.3 | 0
| Station_DSM2018_Base_High32273 | VOM COST | ALL | 2026-01-01 | Expected Values | 1178.54 | Station_DSM2018_Base_High32273 | VOM COST | Off Peak | 2026-01-01 | Expected Values | 868.5 | Station_DSM2018_Base_High32273 | VOM COST | On Peak | 2026-01-01 | Expected Values | 310.04 | 0 | Station_DSM2018_w30mw_High32276 | VOM COST | ALL | 2026-01-01 | Expected Values | 1167.36 | Station_DSM2018_w30mw_High32276 | VOM COST | Off Peak | 2026-01-01 | Expected Values | 859.85 | Station_DSM2018_w30mw_High32276 | VOM COST | On Peak | 2026-01-01 | Expected Values | 307.51 | 0
| Station_DSM2018_Base_High32273 | VOM COST | ALL | 2026-02-01 | Expected Values | 1026.03 | Station_DSM2018_Base_High32273 | VOM COST | Off Peak | 2026-02-01 | Expected Values | 754.48 | Station_DSM2018_Base_High32273 | VOM COST | On Peak | 2026-02-01 | Expected Values | 271.56 | 0.01 | Station_DSM2018_w30mw_High32276 | VOM COST | ALL | 2026-02-01 | Expected Values | 1016.23 | Station_DSM2018_w30mw_High32276 | VOM COST | Off Peak | 2026-02-01 | Expected Values | 746.89 | Station_DSM2018_w30mw_High32276 | VOM COST | On Peak | 2026-02-01 | Expected Values | 269.33 | -0.01
| Station_DSM2018_Base_High32273 | VOM COST | ALL | 2026-03-01 | Expected Values | 995.95 | Station_DSM2018_Base_High32273 | VOM COST | Off Peak | 2026-03-01 | Expected Values | 738.17 | Station_DSM2018_Base_High32273 | VOM COST | On Peak | 2026-03-01 | Expected Values | 257.78 | 0 | Station_DSM2018_w30mw_High32276 | VOM COST | ALL | 2026-03-01 | Expected Values | 984.87 | Station_DSM2018_w30mw_High32276 | VOM COST | Off Peak | 2026-03-01 | Expected Values | 730.03 | Station_DSM2018_w30mw_High32276 | VOM COST | On Peak | 2026-03-01 | Expected Values | 254.83 | -0.01
| Station_DSM2018_Base_High32273 | VOM COST | ALL | 2026-04-01 | Expected Values | 1168.18 | Station_DSM2018_Base_High32273 | VOM COST | Off Peak | 2026-04-01 | Expected Values | 789.82 | Station_DSM2018_Base_High32273 | VOM COST | On Peak | 2026-04-01 | Expected Values | 378.36 | 0 | Station_DSM2018_w30mw_High32276 | VOM COST | ALL | 2026-04-01 | Expected Values | 1157.02 | Station_DSM2018_w30mw_High32276 | VOM COST | Off Peak | 2026-04-01 | Expected Values | 781.59 | Station_DSM2018_w30mw_High32276 | VOM COST | On Peak | 2026-04-01 | Expected Values | 375.43 | 0
| Station_DSM2018_Base_High32273 | VOM COST | ALL | 2026-05-01 | Expected Values | 1321.45 | Station_DSM2018_Base_High32273 | VOM COST | Off Peak | 2026-05-01 | Expected Values | 933.34 | Station_DSM2018_Base_High32273 | VOM COST | On Peak | 2026-05-01 | Expected Values | 388.11 | 0 | Station_DSM2018_w30mw_High32276 | VOM COST | ALL | 2026-05-01 | Expected Values | 1310.35 | Station_DSM2018_w30mw_High32276 | VOM COST | Off Peak | 2026-05-01 | Expected Values | 925.06 | Station_DSM2018_w30mw_High32276 | VOM COST | On Peak | 2026-05-01 | Expected Values | 385.29 | 0
| Station_DSM2018_Base_High32273 | VOM COST | ALL | 2026-06-01 | Expected Values | 1400.32 | Station_DSM2018_Base_High32273 | VOM COST | Off Peak | 2026-06-01 | Expected Values | 956.31 | Station_DSM2018_Base_High32273 | VOM COST | On Peak | 2026-06-01 | Expected Values | 444.01 | 0 | Station_DSM2018_w30mw_High32276 | VOM COST | ALL | 2026-06-01 | Expected Values | 1389.1 | Station_DSM2018_w30mw_High32276 | VOM COST | Off Peak | 2026-06-01 | Expected Values | 948.34 | Station_DSM2018_w30mw_High32276 | VOM COST | On Peak | 2026-06-01 | Expected Values | 440.76 | 0
| Station_DSM2018_Base_High32273 | VOM COST | ALL | 2026-07-01 | Expected Values | 1440.81 | Station_DSM2018_Base_High32273 | VOM COST | Off Peak | 2026-07-01 | Expected Values | 971.65 | Station_DSM2018_Base_High32273 | VOM COST | On Peak | 2026-07-01 | Expected Values | 469.17 | 0.01 | Station_DSM2018_w30mw_High32276 | VOM COST | ALL | 2026-07-01 | Expected Values | 1429.69 | Station_DSM2018_w30mw_High32276 | VOM COST | Off Peak | 2026-07-01 | Expected Values | 963.88 | Station_DSM2018_w30mw_High32276 | VOM COST | On Peak | 2026-07-01 | Expected Values | 465.81 | 0
| Station_DSM2018_Base_High32273 | VOM COST | ALL | 2026-08-01 | Expected Values | 1471.88 | Station_DSM2018_Base_High32273 | VOM COST | Off Peak | 2026-08-01 | Expected Values | 1045.13 | Station_DSM2018_Base_High32273 | VOM COST | On Peak | 2026-08-01 | Expected Values | 426.75 | 0 | Station_DSM2018_w30mw_High32276 | VOM COST | ALL | 2026-08-01 | Expected Values | 1458.64 | Station_DSM2018_w30mw_High32276 | VOM COST | Off Peak | 2026-08-01 | Expected Values | 1035.58 | Station_DSM2018_w30mw_High32276 | VOM COST | On Peak | 2026-08-01 | Expected Values | 423.06 | 0
| Station_DSM2018_Base_High32273 | VOM COST | ALL | 2026-09-01 | Expected Values | 1373.02 | Station_DSM2018_Base_High32273 | VOM COST | Off Peak | 2026-09-01 | Expected Values | 942.87 | Station_DSM2018_Base_High32273 | VOM COST | On Peak | 2026-09-01 | Expected Values | 430.15 | 0 | Station_DSM2018_w30mw_High32276 | VOM COST | ALL | 2026-09-01 | Expected Values | 1360.03 | Station_DSM2018_w30mw_High32276 | VOM COST | Off Peak | 2026-09-01 | Expected Values | 933.89 | Station_DSM2018_w30mw_High32276 | VOM COST | On Peak | 2026-09-01 | Expected Values | 426.14 | 0
| Station_DSM2018_Base_High32273 | VOM COST | ALL | 2026-10-01 | Expected Values | 1240.76 | Station_DSM2018_Base_High32273 | VOM COST | Off Peak | 2026-10-01 | Expected Values | 856.55 | Station_DSM2018_Base_High32273 | VOM COST | On Peak | 2026-10-01 | Expected Values | 384.21 | 0 | Station_DSM2018_w30mw_High32276 | VOM COST | ALL | 2026-10-01 | Expected Values | 1227.98 | Station_DSM2018_w30mw_High32276 | VOM COST | Off Peak | 2026-10-01 | Expected Values | 846.46 | Station_DSM2018_w30mw_High32276 | VOM COST | On Peak | 2026-10-01 | Expected Values | 381.52 | 0
| Station_DSM2018_Base_High32273 | VOM COST | ALL | 2026-11-01 | Expected Values | 1043.9 | Station_DSM2018_Base_High32273 | VOM COST | Off Peak | 2026-11-01 | Expected Values | 781.86 | Station_DSM2018_Base_High32273 | VOM COST | On Peak | 2026-11-01 | Expected Values | 262.04 | 0 | Station_DSM2018_w30mw_High32276 | VOM COST | ALL | 2026-11-01 | Expected Values | 1033.28 | Station_DSM2018_w30mw_High32276 | VOM COST | Off Peak | 2026-11-01 | Expected Values | 773.78 | Station_DSM2018_w30mw_High32276 | VOM COST | On Peak | 2026-11-01 | Expected Values | 259.5 | 0
| Station_DSM2018_Base_High32273 | VOM COST | ALL | 2026-12-01 | Expected Values | 1228 | Station_DSM2018_Base_High32273 | VOM COST | Off Peak | 2026-12-01 | Expected Values | 898.42 | Station_DSM2018_Base_High32273 | VOM COST | On Peak | 2026-12-01 | Expected Values | 329.58 | 0 | Station_DSM2018_w30mw_High32276 | VOM COST | ALL | 2026-12-01 | Expected Values | 1216.24 | Station_DSM2018_w30mw_High32276 | VOM COST | Off Peak | 2026-12-01 | Expected Values | 889.56 | Station_DSM2018_w30mw_High32276 | VOM COST | On Peak | 2026-12-01 | Expected Values | 326.68 | 0
| Station_DSM2018_Base_High32273 | VOM COST | ALL | 2027-01-01 | Expected Values | 1227.38 | Station_DSM2018_Base_High32273 | VOM COST | Off Peak | 2027-01-01 | Expected Values | 916.23 | Station_DSM2018_Base_High32273 | VOM COST | On Peak | 2027-01-01 | Expected Values | 311.15 | 0 | Station_DSM2018_w30mw_High32276 | VOM COST | ALL | 2027-01-01 | Expected Values | 1216.1 | Station_DSM2018_w30mw_High32276 | VOM COST | Off Peak | 2027-01-01 | Expected Values | 907.55 | Station_DSM2018_w30mw_High32276 | VOM COST | On Peak | 2027-01-01 | Expected Values | 308.55 | 0
| Station_DSM2018_Base_High32273 | VOM COST | ALL | 2027-02-01 | Expected Values | 1065.87 | Station_DSM2018_Base_High32273 | VOM COST | Off Peak | 2027-02-01 | Expected Values | 768.59 | Station_DSM2018_Base_High32273 | VOM COST | On Peak | 2027-02-01 | Expected Values | 297.28 | 0 | Station_DSM2018_w30mw_High32276 | VOM COST | ALL | 2027-02-01 | Expected Values | 1052.28 | Station_DSM2018_w30mw_High32276 | VOM COST | Off Peak | 2027-02-01 | Expected Values | 758.86 | Station_DSM2018_w30mw_High32276 | VOM COST | On Peak | 2027-02-01 | Expected Values | 293.41 | -0.01
| Station_DSM2018_Base_High32273 | VOM COST | ALL | 2027-03-01 | Expected Values | 988.84 | Station_DSM2018_Base_High32273 | VOM COST | Off Peak | 2027-03-01 | Expected Values | 719.13 | Station_DSM2018_Base_High32273 | VOM COST | On Peak | 2027-03-01 | Expected Values | 269.71 | 0 | Station_DSM2018_w30mw_High32276 | VOM COST | ALL | 2027-03-01 | Expected Values | 976.84 | Station_DSM2018_w30mw_High32276 | VOM COST | Off Peak | 2027-03-01 | Expected Values | 710.1 | Station_DSM2018_w30mw_High32276 | VOM COST | On Peak | 2027-03-01 | Expected Values | 266.74 | 0
| Station_DSM2018_Base_High32273 | VOM COST | ALL | 2027-04-01 | Expected Values | 1230.39 | Station_DSM2018_Base_High32273 | VOM COST | Off Peak | 2027-04-01 | Expected Values | 832.47 | Station_DSM2018_Base_High32273 | VOM COST | On Peak | 2027-04-01 | Expected Values | 397.92 | 0 | Station_DSM2018_w30mw_High32276 | VOM COST | ALL | 2027-04-01 | Expected Values | 1218.8 | Station_DSM2018_w30mw_High32276 | VOM COST | Off Peak | 2027-04-01 | Expected Values | 824.01 | Station_DSM2018_w30mw_High32276 | VOM COST | On Peak | 2027-04-01 | Expected Values | 394.79 | 0
| Station_DSM2018_Base_High32273 | VOM COST | ALL | 2027-05-01 | Expected Values | 1342.75 | Station_DSM2018_Base_High32273 | VOM COST | Off Peak | 2027-05-01 | Expected Values | 945.22 | Station_DSM2018_Base_High32273 | VOM COST | On Peak | 2027-05-01 | Expected Values | 397.53 | 0 | Station_DSM2018_w30mw_High32276 | VOM COST | ALL | 2027-05-01 | Expected Values | 1330.72 | Station_DSM2018_w30mw_High32276 | VOM COST | Off Peak | 2027-05-01 | Expected Values | 936.25 | Station_DSM2018_w30mw_High32276 | VOM COST | On Peak | 2027-05-01 | Expected Values | 394.47 | 0
| Station_DSM2018_Base_High32273 | VOM COST | ALL | 2027-06-01 | Expected Values | 1449.78 | Station_DSM2018_Base_High32273 | VOM COST | Off Peak | 2027-06-01 | Expected Values | 989.14 | Station_DSM2018_Base_High32273 | VOM COST | On Peak | 2027-06-01 | Expected Values | 460.64 | 0 | Station_DSM2018_w30mw_High32276 | VOM COST | ALL | 2027-06-01 | Expected Values | 1435.82 | Station_DSM2018_w30mw_High32276 | VOM COST | Off Peak | 2027-06-01 | Expected Values | 980.36 | Station_DSM2018_w30mw_High32276 | VOM COST | On Peak | 2027-06-01 | Expected Values | 455.46 | 0
| Station_DSM2018_Base_High32273 | VOM COST | ALL | 2027-07-01 | Expected Values | 1496.16 | Station_DSM2018_Base_High32273 | VOM COST | Off Peak | 2027-07-01 | Expected Values | 1029.53 | Station_DSM2018_Base_High32273 | VOM COST | On Peak | 2027-07-01 | Expected Values | 466.63 | 0 | Station_DSM2018_w30mw_High32276 | VOM COST | ALL | 2027-07-01 | Expected Values | 1483.35 | Station_DSM2018_w30mw_High32276 | VOM COST | Off Peak | 2027-07-01 | Expected Values | 1020.82 | Station_DSM2018_w30mw_High32276 | VOM COST | On Peak | 2027-07-01 | Expected Values | 462.53 | 0
| Station_DSM2018_Base_High32273 | VOM COST | ALL | 2027-08-01 | Expected Values | 1510.52 | Station_DSM2018_Base_High32273 | VOM COST | Off Peak | 2027-08-01 | Expected Values | 1049.71 | Station_DSM2018_Base_High32273 | VOM COST | On Peak | 2027-08-01 | Expected Values | 460.81 | 0 | Station_DSM2018_w30mw_High32276 | VOM COST | ALL | 2027-08-01 | Expected Values | 1496.96 | Station_DSM2018_w30mw_High32276 | VOM COST | Off Peak | 2027-08-01 | Expected Values | 1040.6 | Station_DSM2018_w30mw_High32276 | VOM COST | On Peak | 2027-08-01 | Expected Values | 456.37 | 0.01
| Station_DSM2018_Base_High32273 | VOM COST | ALL | 2027-09-01 | Expected Values | 1288.8 | Station_DSM2018_Base_High32273 | VOM COST | Off Peak | 2027-09-01 | Expected Values | 872.18 | Station_DSM2018_Base_High32273 | VOM COST | On Peak | 2027-09-01 | Expected Values | 416.62 | 0 | Station_DSM2018_w30mw_High32276 | VOM COST | ALL | 2027-09-01 | Expected Values | 1274.82 | Station_DSM2018_w30mw_High32276 | VOM COST | Off Peak | 2027-09-01 | Expected Values | 862.69 | Station_DSM2018_w30mw_High32276 | VOM COST | On Peak | 2027-09-01 | Expected Values | 412.14 | 0.01
| Station_DSM2018_Base_High32273 | VOM COST | ALL | 2027-10-01 | Expected Values | 1310.82 | Station_DSM2018_Base_High32273 | VOM COST | Off Peak | 2027-10-01 | Expected Values | 924.62 | Station_DSM2018_Base_High32273 | VOM COST | On Peak | 2027-10-01 | Expected Values | 386.2 | 0 | Station_DSM2018_w30mw_High32276 | VOM COST | ALL | 2027-10-01 | Expected Values | 1299.21 | Station_DSM2018_w30mw_High32276 | VOM COST | Off Peak | 2027-10-01 | Expected Values | 916.1 | Station_DSM2018_w30mw_High32276 | VOM COST | On Peak | 2027-10-01 | Expected Values | 383.12 | 0.01
| Station_DSM2018_Base_High32273 | VOM COST | ALL | 2027-11-01 | Expected Values | 1138.32 | Station_DSM2018_Base_High32273 | VOM COST | Off Peak | 2027-11-01 | Expected Values | 841.3 | Station_DSM2018_Base_High32273 | VOM COST | On Peak | 2027-11-01 | Expected Values | 297.01 | -0.01 | Station_DSM2018_w30mw_High32276 | VOM COST | ALL | 2027-11-01 | Expected Values | 1127.48 | Station_DSM2018_w30mw_High32276 | VOM COST | Off Peak | 2027-11-01 | Expected Values | 833.11 | Station_DSM2018_w30mw_High32276 | VOM COST | On Peak | 2027-11-01 | Expected Values | 294.37 | 0
| Station_DSM2018_Base_High32273 | VOM COST | ALL | 2027-12-01 | Expected Values | 1239.33 | Station_DSM2018_Base_High32273 | VOM COST | Off Peak | 2027-12-01 | Expected Values | 907.68 | Station_DSM2018_Base_High32273 | VOM COST | On Peak | 2027-12-01 | Expected Values | 331.65 | 0 | Station_DSM2018_w30mw_High32276 | VOM COST | ALL | 2027-12-01 | Expected Values | 1227.79 | Station_DSM2018_w30mw_High32276 | VOM COST | Off Peak | 2027-12-01 | Expected Values | 898.92 | Station_DSM2018_w30mw_High32276 | VOM COST | On Peak | 2027-12-01 | Expected Values | 328.86 | -0.01
| Station_DSM2018_Base_High32273 | VOM COST | ALL | 2028-01-01 | Expected Values | 1278.85 | Station_DSM2018_Base_High32273 | VOM COST | Off Peak | 2028-01-01 | Expected Values | 953.95 | Station_DSM2018_Base_High32273 | VOM COST | On Peak | 2028-01-01 | Expected Values | 324.9 | 0 | Station_DSM2018_w30mw_High32276 | VOM COST | ALL | 2028-01-01 | Expected Values | 1266.78 | Station_DSM2018_w30mw_High32276 | VOM COST | Off Peak | 2028-01-01 | Expected Values | 944.74 | Station_DSM2018_w30mw_High32276 | VOM COST | On Peak | 2028-01-01 | Expected Values | 322.03 | -0.01
| Station_DSM2018_Base_High32273 | VOM COST | ALL | 2028-02-01 | Expected Values | 1087.09 | Station_DSM2018_Base_High32273 | VOM COST | Off Peak | 2028-02-01 | Expected Values | 792.95 | Station_DSM2018_Base_High32273 | VOM COST | On Peak | 2028-02-01 | Expected Values | 294.14 | 0 | Station_DSM2018_w30mw_High32276 | VOM COST | ALL | 2028-02-01 | Expected Values | 1075.03 | Station_DSM2018_w30mw_High32276 | VOM COST | Off Peak | 2028-02-01 | Expected Values | 783.9 | Station_DSM2018_w30mw_High32276 | VOM COST | On Peak | 2028-02-01 | Expected Values | 291.13 | 0
| Station_DSM2018_Base_High32273 | VOM COST | ALL | 2028-03-01 | Expected Values | 1116.77 | Station_DSM2018_Base_High32273 | VOM COST | Off Peak | 2028-03-01 | Expected Values | 816.53 | Station_DSM2018_Base_High32273 | VOM COST | On Peak | 2028-03-01 | Expected Values | 300.24 | 0 | Station_DSM2018_w30mw_High32276 | VOM COST | ALL | 2028-03-01 | Expected Values | 1105.33 | Station_DSM2018_w30mw_High32276 | VOM COST | Off Peak | 2028-03-01 | Expected Values | 807.9 | Station_DSM2018_w30mw_High32276 | VOM COST | On Peak | 2028-03-01 | Expected Values | 297.42 | -0.01
| Station_DSM2018_Base_High32273 | VOM COST | ALL | 2028-04-01 | Expected Values | 1193.28 | Station_DSM2018_Base_High32273 | VOM COST | Off Peak | 2028-04-01 | Expected Values | 831.33 | Station_DSM2018_Base_High32273 | VOM COST | On Peak | 2028-04-01 | Expected Values | 361.95 | 0 | Station_DSM2018_w30mw_High32276 | VOM COST | ALL | 2028-04-01 | Expected Values | 1182.1 | Station_DSM2018_w30mw_High32276 | VOM COST | Off Peak | 2028-04-01 | Expected Values | 822.99 | Station_DSM2018_w30mw_High32276 | VOM COST | On Peak | 2028-04-01 | Expected Values | 359.12 | 0.01
| Station_DSM2018_Base_High32273 | VOM COST | ALL | 2028-05-01 | Expected Values | 1278.22 | Station_DSM2018_Base_High32273 | VOM COST | Off Peak | 2028-05-01 | Expected Values | 861.61 | Station_DSM2018_Base_High32273 | VOM COST | On Peak | 2028-05-01 | Expected Values | 416.61 | 0 | Station_DSM2018_w30mw_High32276 | VOM COST | ALL | 2028-05-01 | Expected Values | 1266.1 | Station_DSM2018_w30mw_High32276 | VOM COST | Off Peak | 2028-05-01 | Expected Values | 853.12 | Station_DSM2018_w30mw_High32276 | VOM COST | On Peak | 2028-05-01 | Expected Values | 412.99 | 0.01
| Station_DSM2018_Base_High32273 | VOM COST | ALL | 2028-06-01 | Expected Values | 1468.52 | Station_DSM2018_Base_High32273 | VOM COST | Off Peak | 2028-06-01 | Expected Values | 996.22 | Station_DSM2018_Base_High32273 | VOM COST | On Peak | 2028-06-01 | Expected Values | 472.29 | -0.01 | Station_DSM2018_w30mw_High32276 | VOM COST | ALL | 2028-06-01 | Expected Values | 1455.04 | Station_DSM2018_w30mw_High32276 | VOM COST | Off Peak | 2028-06-01 | Expected Values | 987.51 | Station_DSM2018_w30mw_High32276 | VOM COST | On Peak | 2028-06-01 | Expected Values | 467.53 | 0
| Station_DSM2018_Base_High32273 | VOM COST | ALL | 2028-07-01 | Expected Values | 1568.49 | Station_DSM2018_Base_High32273 | VOM COST | Off Peak | 2028-07-01 | Expected Values | 1100.63 | Station_DSM2018_Base_High32273 | VOM COST | On Peak | 2028-07-01 | Expected Values | 467.86 | 0 | Station_DSM2018_w30mw_High32276 | VOM COST | ALL | 2028-07-01 | Expected Values | 1554.02 | Station_DSM2018_w30mw_High32276 | VOM COST | Off Peak | 2028-07-01 | Expected Values | 1091.37 | Station_DSM2018_w30mw_High32276 | VOM COST | On Peak | 2028-07-01 | Expected Values | 462.64 | -0.01
| Station_DSM2018_Base_High32273 | VOM COST | ALL | 2028-08-01 | Expected Values | 1577.17 | Station_DSM2018_Base_High32273 | VOM COST | Off Peak | 2028-08-01 | Expected Values | 1075.92 | Station_DSM2018_Base_High32273 | VOM COST | On Peak | 2028-08-01 | Expected Values | 501.25 | 0 | Station_DSM2018_w30mw_High32276 | VOM COST | ALL | 2028-08-01 | Expected Values | 1565.63 | Station_DSM2018_w30mw_High32276 | VOM COST | Off Peak | 2028-08-01 | Expected Values | 1067.06 | Station_DSM2018_w30mw_High32276 | VOM COST | On Peak | 2028-08-01 | Expected Values | 498.57 | 0
| Station_DSM2018_Base_High32273 | VOM COST | ALL | 2028-09-01 | Expected Values | 1491.83 | Station_DSM2018_Base_High32273 | VOM COST | Off Peak | 2028-09-01 | Expected Values | 1045.16 | Station_DSM2018_Base_High32273 | VOM COST | On Peak | 2028-09-01 | Expected Values | 446.67 | 0 | Station_DSM2018_w30mw_High32276 | VOM COST | ALL | 2028-09-01 | Expected Values | 1480.02 | Station_DSM2018_w30mw_High32276 | VOM COST | Off Peak | 2028-09-01 | Expected Values | 1036.45 | Station_DSM2018_w30mw_High32276 | VOM COST | On Peak | 2028-09-01 | Expected Values | 443.58 | 0.01
| Station_DSM2018_Base_High32273 | VOM COST | ALL | 2028-10-01 | Expected Values | 1399.6 | Station_DSM2018_Base_High32273 | VOM COST | Off Peak | 2028-10-01 | Expected Values | 962.22 | Station_DSM2018_Base_High32273 | VOM COST | On Peak | 2028-10-01 | Expected Values | 437.39 | 0.01 | Station_DSM2018_w30mw_High32276 | VOM COST | ALL | 2028-10-01 | Expected Values | 1386.77 | Station_DSM2018_w30mw_High32276 | VOM COST | Off Peak | 2028-10-01 | Expected Values | 953.35 | Station_DSM2018_w30mw_High32276 | VOM COST | On Peak | 2028-10-01 | Expected Values | 433.42 | 0
| Station_DSM2018_Base_High32273 | VOM COST | ALL | 2028-11-01 | Expected Values | 1147.42 | Station_DSM2018_Base_High32273 | VOM COST | Off Peak | 2028-11-01 | Expected Values | 849.49 | Station_DSM2018_Base_High32273 | VOM COST | On Peak | 2028-11-01 | Expected Values | 297.93 | 0 | Station_DSM2018_w30mw_High32276 | VOM COST | ALL | 2028-11-01 | Expected Values | 1135.82 | Station_DSM2018_w30mw_High32276 | VOM COST | Off Peak | 2028-11-01 | Expected Values | 840.87 | Station_DSM2018_w30mw_High32276 | VOM COST | On Peak | 2028-11-01 | Expected Values | 294.96 | 0.01
| Station_DSM2018_Base_High32273 | VOM COST | ALL | 2028-12-01 | Expected Values | 1240.65 | Station_DSM2018_Base_High32273 | VOM COST | Off Peak | 2028-12-01 | Expected Values | 935.25 | Station_DSM2018_Base_High32273 | VOM COST | On Peak | 2028-12-01 | Expected Values | 305.4 | 0 | Station_DSM2018_w30mw_High32276 | VOM COST | ALL | 2028-12-01 | Expected Values | 1225.47 | Station_DSM2018_w30mw_High32276 | VOM COST | Off Peak | 2028-12-01 | Expected Values | 924.59 | Station_DSM2018_w30mw_High32276 | VOM COST | On Peak | 2028-12-01 | Expected Values | 300.88 | 0
| Station_DSM2018_Base_High32273 | VOM COST | ALL | 2029-01-01 | Expected Values | 1288.07 | Station_DSM2018_Base_High32273 | VOM COST | Off Peak | 2029-01-01 | Expected Values | 929.98 | Station_DSM2018_Base_High32273 | VOM COST | On Peak | 2029-01-01 | Expected Values | 358.08 | -0.01 | Station_DSM2018_w30mw_High32276 | VOM COST | ALL | 2029-01-01 | Expected Values | 1274.04 | Station_DSM2018_w30mw_High32276 | VOM COST | Off Peak | 2029-01-01 | Expected Values | 918.94 | Station_DSM2018_w30mw_High32276 | VOM COST | On Peak | 2029-01-01 | Expected Values | 355.1 | 0
| Station_DSM2018_Base_High32273 | VOM COST | ALL | 2029-02-01 | Expected Values | 1135.64 | Station_DSM2018_Base_High32273 | VOM COST | Off Peak | 2029-02-01 | Expected Values | 834.71 | Station_DSM2018_Base_High32273 | VOM COST | On Peak | 2029-02-01 | Expected Values | 300.92 | -0.01 | Station_DSM2018_w30mw_High32276 | VOM COST | ALL | 2029-02-01 | Expected Values | 1124.86 | Station_DSM2018_w30mw_High32276 | VOM COST | Off Peak | 2029-02-01 | Expected Values | 826.6 | Station_DSM2018_w30mw_High32276 | VOM COST | On Peak | 2029-02-01 | Expected Values | 298.26 | 0
| Station_DSM2018_Base_High32273 | VOM COST | ALL | 2029-03-01 | Expected Values | 1184.68 | Station_DSM2018_Base_High32273 | VOM COST | Off Peak | 2029-03-01 | Expected Values | 880.38 | Station_DSM2018_Base_High32273 | VOM COST | On Peak | 2029-03-01 | Expected Values | 304.3 | 0 | Station_DSM2018_w30mw_High32276 | VOM COST | ALL | 2029-03-01 | Expected Values | 1172.73 | Station_DSM2018_w30mw_High32276 | VOM COST | Off Peak | 2029-03-01 | Expected Values | 871.22 | Station_DSM2018_w30mw_High32276 | VOM COST | On Peak | 2029-03-01 | Expected Values | 301.5 | -0.01
| Station_DSM2018_Base_High32273 | VOM COST | ALL | 2029-04-01 | Expected Values | 1181.05 | Station_DSM2018_Base_High32273 | VOM COST | Off Peak | 2029-04-01 | Expected Values | 809.49 | Station_DSM2018_Base_High32273 | VOM COST | On Peak | 2029-04-01 | Expected Values | 371.56 | 0 | Station_DSM2018_w30mw_High32276 | VOM COST | ALL | 2029-04-01 | Expected Values | 1169.56 | Station_DSM2018_w30mw_High32276 | VOM COST | Off Peak | 2029-04-01 | Expected Values | 801.06 | Station_DSM2018_w30mw_High32276 | VOM COST | On Peak | 2029-04-01 | Expected Values | 368.5 | 0
| Station_DSM2018_Base_High32273 | VOM COST | ALL | 2029-05-01 | Expected Values | 1179.12 | Station_DSM2018_Base_High32273 | VOM COST | Off Peak | 2029-05-01 | Expected Values | 775.82 | Station_DSM2018_Base_High32273 | VOM COST | On Peak | 2029-05-01 | Expected Values | 403.3 | 0 | Station_DSM2018_w30mw_High32276 | VOM COST | ALL | 2029-05-01 | Expected Values | 1164.55 | Station_DSM2018_w30mw_High32276 | VOM COST | Off Peak | 2029-05-01 | Expected Values | 765.87 | Station_DSM2018_w30mw_High32276 | VOM COST | On Peak | 2029-05-01 | Expected Values | 398.68 | 0
| Station_DSM2018_Base_High32273 | VOM COST | ALL | 2029-06-01 | Expected Values | 1368.3 | Station_DSM2018_Base_High32273 | VOM COST | Off Peak | 2029-06-01 | Expected Values | 935.56 | Station_DSM2018_Base_High32273 | VOM COST | On Peak | 2029-06-01 | Expected Values | 432.74 | 0 | Station_DSM2018_w30mw_High32276 | VOM COST | ALL | 2029-06-01 | Expected Values | 1352.71 | Station_DSM2018_w30mw_High32276 | VOM COST | Off Peak | 2029-06-01 | Expected Values | 924.83 | Station_DSM2018_w30mw_High32276 | VOM COST | On Peak | 2029-06-01 | Expected Values | 427.88 | 0
| Station_DSM2018_Base_High32273 | VOM COST | ALL | 2029-07-01 | Expected Values | 1595.36 | Station_DSM2018_Base_High32273 | VOM COST | Off Peak | 2029-07-01 | Expected Values | 1088.56 | Station_DSM2018_Base_High32273 | VOM COST | On Peak | 2029-07-01 | Expected Values | 506.8 | 0 | Station_DSM2018_w30mw_High32276 | VOM COST | ALL | 2029-07-01 | Expected Values | 1581.68 | Station_DSM2018_w30mw_High32276 | VOM COST | Off Peak | 2029-07-01 | Expected Values | 1078.79 | Station_DSM2018_w30mw_High32276 | VOM COST | On Peak | 2029-07-01 | Expected Values | 502.9 | 0.01
| Station_DSM2018_Base_High32273 | VOM COST | ALL | 2029-08-01 | Expected Values | 1611.74 | Station_DSM2018_Base_High32273 | VOM COST | Off Peak | 2029-08-01 | Expected Values | 1089.48 | Station_DSM2018_Base_High32273 | VOM COST | On Peak | 2029-08-01 | Expected Values | 522.26 | 0 | Station_DSM2018_w30mw_High32276 | VOM COST | ALL | 2029-08-01 | Expected Values | 1598.64 | Station_DSM2018_w30mw_High32276 | VOM COST | Off Peak | 2029-08-01 | Expected Values | 1079.95 | Station_DSM2018_w30mw_High32276 | VOM COST | On Peak | 2029-08-01 | Expected Values | 518.69 | 0
| Station_DSM2018_Base_High32273 | VOM COST | ALL | 2029-09-01 | Expected Values | 1486.47 | Station_DSM2018_Base_High32273 | VOM COST | Off Peak | 2029-09-01 | Expected Values | 1059.52 | Station_DSM2018_Base_High32273 | VOM COST | On Peak | 2029-09-01 | Expected Values | 426.95 | 0 | Station_DSM2018_w30mw_High32276 | VOM COST | ALL | 2029-09-01 | Expected Values | 1474.58 | Station_DSM2018_w30mw_High32276 | VOM COST | Off Peak | 2029-09-01 | Expected Values | 1050.76 | Station_DSM2018_w30mw_High32276 | VOM COST | On Peak | 2029-09-01 | Expected Values | 423.82 | 0
| Station_DSM2018_Base_High32273 | VOM COST | ALL | 2029-10-01 | Expected Values | 1408.74 | Station_DSM2018_Base_High32273 | VOM COST | Off Peak | 2029-10-01 | Expected Values | 939.75 | Station_DSM2018_Base_High32273 | VOM COST | On Peak | 2029-10-01 | Expected Values | 468.99 | 0 | Station_DSM2018_w30mw_High32276 | VOM COST | ALL | 2029-10-01 | Expected Values | 1397.93 | Station_DSM2018_w30mw_High32276 | VOM COST | Off Peak | 2029-10-01 | Expected Values | 932.24 | Station_DSM2018_w30mw_High32276 | VOM COST | On Peak | 2029-10-01 | Expected Values | 465.69 | 0
| Station_DSM2018_Base_High32273 | VOM COST | ALL | 2029-11-01 | Expected Values | 1185.4 | Station_DSM2018_Base_High32273 | VOM COST | Off Peak | 2029-11-01 | Expected Values | 874.85 | Station_DSM2018_Base_High32273 | VOM COST | On Peak | 2029-11-01 | Expected Values | 310.56 | 0.01 | Station_DSM2018_w30mw_High32276 | VOM COST | ALL | 2029-11-01 | Expected Values | 1174.29 | Station_DSM2018_w30mw_High32276 | VOM COST | Off Peak | 2029-11-01 | Expected Values | 866.5 | Station_DSM2018_w30mw_High32276 | VOM COST | On Peak | 2029-11-01 | Expected Values | 307.79 | 0
| Station_DSM2018_Base_High32273 | VOM COST | ALL | 2029-12-01 | Expected Values | 1241.92 | Station_DSM2018_Base_High32273 | VOM COST | Off Peak | 2029-12-01 | Expected Values | 933.96 | Station_DSM2018_Base_High32273 | VOM COST | On Peak | 2029-12-01 | Expected Values | 307.96 | 0 | Station_DSM2018_w30mw_High32276 | VOM COST | ALL | 2029-12-01 | Expected Values | 1229.4 | Station_DSM2018_w30mw_High32276 | VOM COST | Off Peak | 2029-12-01 | Expected Values | 924.21 | Station_DSM2018_w30mw_High32276 | VOM COST | On Peak | 2029-12-01 | Expected Values | 305.18 | -0.01
| Station_DSM2018_Base_High32273 | VOM COST | ALL | 2030-01-01 | Expected Values | 1305.82 | Station_DSM2018_Base_High32273 | VOM COST | Off Peak | 2030-01-01 | Expected Values | 940.65 | Station_DSM2018_Base_High32273 | VOM COST | On Peak | 2030-01-01 | Expected Values | 365.17 | 0 | Station_DSM2018_w30mw_High32276 | VOM COST | ALL | 2030-01-01 | Expected Values | 1292.74 | Station_DSM2018_w30mw_High32276 | VOM COST | Off Peak | 2030-01-01 | Expected Values | 930.66 | Station_DSM2018_w30mw_High32276 | VOM COST | On Peak | 2030-01-01 | Expected Values | 362.08 | 0
| Station_DSM2018_Base_High32273 | VOM COST | ALL | 2030-02-01 | Expected Values | 1156.25 | Station_DSM2018_Base_High32273 | VOM COST | Off Peak | 2030-02-01 | Expected Values | 849.57 | Station_DSM2018_Base_High32273 | VOM COST | On Peak | 2030-02-01 | Expected Values | 306.67 | -0.01 | Station_DSM2018_w30mw_High32276 | VOM COST | ALL | 2030-02-01 | Expected Values | 1145.28 | Station_DSM2018_w30mw_High32276 | VOM COST | Off Peak | 2030-02-01 | Expected Values | 841.19 | Station_DSM2018_w30mw_High32276 | VOM COST | On Peak | 2030-02-01 | Expected Values | 304.09 | 0
| Station_DSM2018_Base_High32273 | VOM COST | ALL | 2030-03-01 | Expected Values | 1276.63 | Station_DSM2018_Base_High32273 | VOM COST | Off Peak | 2030-03-01 | Expected Values | 962.45 | Station_DSM2018_Base_High32273 | VOM COST | On Peak | 2030-03-01 | Expected Values | 314.18 | 0 | Station_DSM2018_w30mw_High32276 | VOM COST | ALL | 2030-03-01 | Expected Values | 1264.59 | Station_DSM2018_w30mw_High32276 | VOM COST | Off Peak | 2030-03-01 | Expected Values | 953.22 | Station_DSM2018_w30mw_High32276 | VOM COST | On Peak | 2030-03-01 | Expected Values | 311.37 | 0
| Station_DSM2018_Base_High32273 | VOM COST | ALL | 2030-04-01 | Expected Values | 1252.65 | Station_DSM2018_Base_High32273 | VOM COST | Off Peak | 2030-04-01 | Expected Values | 841.02 | Station_DSM2018_Base_High32273 | VOM COST | On Peak | 2030-04-01 | Expected Values | 411.62 | -0.01 | Station_DSM2018_w30mw_High32276 | VOM COST | ALL | 2030-04-01 | Expected Values | 1239.06 | Station_DSM2018_w30mw_High32276 | VOM COST | Off Peak | 2030-04-01 | Expected Values | 832.19 | Station_DSM2018_w30mw_High32276 | VOM COST | On Peak | 2030-04-01 | Expected Values | 406.87 | 0
| Station_DSM2018_Base_High32273 | VOM COST | ALL | 2030-05-01 | Expected Values | 1301.12 | Station_DSM2018_Base_High32273 | VOM COST | Off Peak | 2030-05-01 | Expected Values | 870.39 | Station_DSM2018_Base_High32273 | VOM COST | On Peak | 2030-05-01 | Expected Values | 430.73 | 0 | Station_DSM2018_w30mw_High32276 | VOM COST | ALL | 2030-05-01 | Expected Values | 1284.45 | Station_DSM2018_w30mw_High32276 | VOM COST | Off Peak | 2030-05-01 | Expected Values | 858.37 | Station_DSM2018_w30mw_High32276 | VOM COST | On Peak | 2030-05-01 | Expected Values | 426.07 | -0.01
| Station_DSM2018_Base_High32273 | VOM COST | ALL | 2030-06-01 | Expected Values | 1439.73 | Station_DSM2018_Base_High32273 | VOM COST | Off Peak | 2030-06-01 | Expected Values | 993.49 | Station_DSM2018_Base_High32273 | VOM COST | On Peak | 2030-06-01 | Expected Values | 446.24 | 0 | Station_DSM2018_w30mw_High32276 | VOM COST | ALL | 2030-06-01 | Expected Values | 1418.7 | Station_DSM2018_w30mw_High32276 | VOM COST | Off Peak | 2030-06-01 | Expected Values | 980.13 | Station_DSM2018_w30mw_High32276 | VOM COST | On Peak | 2030-06-01 | Expected Values | 438.57 | 0
| Station_DSM2018_Base_High32273 | VOM COST | ALL | 2030-07-01 | Expected Values | 1571.25 | Station_DSM2018_Base_High32273 | VOM COST | Off Peak | 2030-07-01 | Expected Values | 1035.39 | Station_DSM2018_Base_High32273 | VOM COST | On Peak | 2030-07-01 | Expected Values | 535.86 | 0 | Station_DSM2018_w30mw_High32276 | VOM COST | ALL | 2030-07-01 | Expected Values | 1552.86 | Station_DSM2018_w30mw_High32276 | VOM COST | Off Peak | 2030-07-01 | Expected Values | 1025.78 | Station_DSM2018_w30mw_High32276 | VOM COST | On Peak | 2030-07-01 | Expected Values | 527.07 | -0.01
| Station_DSM2018_Base_High32273 | VOM COST | ALL | 2030-08-01 | Expected Values | 1686.04 | Station_DSM2018_Base_High32273 | VOM COST | Off Peak | 2030-08-01 | Expected Values | 1165.62 | Station_DSM2018_Base_High32273 | VOM COST | On Peak | 2030-08-01 | Expected Values | 520.41 | -0.01 | Station_DSM2018_w30mw_High32276 | VOM COST | ALL | 2030-08-01 | Expected Values | 1673.45 | Station_DSM2018_w30mw_High32276 | VOM COST | Off Peak | 2030-08-01 | Expected Values | 1156.67 | Station_DSM2018_w30mw_High32276 | VOM COST | On Peak | 2030-08-01 | Expected Values | 516.79 | 0.01
| Station_DSM2018_Base_High32273 | VOM COST | ALL | 2030-09-01 | Expected Values | 1572.18 | Station_DSM2018_Base_High32273 | VOM COST | Off Peak | 2030-09-01 | Expected Values | 1098.87 | Station_DSM2018_Base_High32273 | VOM COST | On Peak | 2030-09-01 | Expected Values | 473.31 | 0 | Station_DSM2018_w30mw_High32276 | VOM COST | ALL | 2030-09-01 | Expected Values | 1556.22 | Station_DSM2018_w30mw_High32276 | VOM COST | Off Peak | 2030-09-01 | Expected Values | 1089.03 | Station_DSM2018_w30mw_High32276 | VOM COST | On Peak | 2030-09-01 | Expected Values | 467.19 | 0
| Station_DSM2018_Base_High32273 | VOM COST | ALL | 2030-10-01 | Expected Values | 1450.76 | Station_DSM2018_Base_High32273 | VOM COST | Off Peak | 2030-10-01 | Expected Values | 973.57 | Station_DSM2018_Base_High32273 | VOM COST | On Peak | 2030-10-01 | Expected Values | 477.19 | 0 | Station_DSM2018_w30mw_High32276 | VOM COST | ALL | 2030-10-01 | Expected Values | 1438.2 | Station_DSM2018_w30mw_High32276 | VOM COST | Off Peak | 2030-10-01 | Expected Values | 964.66 | Station_DSM2018_w30mw_High32276 | VOM COST | On Peak | 2030-10-01 | Expected Values | 473.54 | 0
| Station_DSM2018_Base_High32273 | VOM COST | ALL | 2030-11-01 | Expected Values | 1157.64 | Station_DSM2018_Base_High32273 | VOM COST | Off Peak | 2030-11-01 | Expected Values | 868.25 | Station_DSM2018_Base_High32273 | VOM COST | On Peak | 2030-11-01 | Expected Values | 289.39 | 0 | Station_DSM2018_w30mw_High32276 | VOM COST | ALL | 2030-11-01 | Expected Values | 1145.06 | Station_DSM2018_w30mw_High32276 | VOM COST | Off Peak | 2030-11-01 | Expected Values | 858.72 | Station_DSM2018_w30mw_High32276 | VOM COST | On Peak | 2030-11-01 | Expected Values | 286.34 | 0
| Station_DSM2018_Base_High32273 | VOM COST | ALL | 2030-12-01 | Expected Values | 1310.87 | Station_DSM2018_Base_High32273 | VOM COST | Off Peak | 2030-12-01 | Expected Values | 968.24 | Station_DSM2018_Base_High32273 | VOM COST | On Peak | 2030-12-01 | Expected Values | 342.63 | 0 | Station_DSM2018_w30mw_High32276 | VOM COST | ALL | 2030-12-01 | Expected Values | 1298.28 | Station_DSM2018_w30mw_High32276 | VOM COST | Off Peak | 2030-12-01 | Expected Values | 958.7 | Station_DSM2018_w30mw_High32276 | VOM COST | On Peak | 2030-12-01 | Expected Values | 339.58 | 0
| Station_DSM2018_Base_High32273 | VOM COST | ALL | 2031-01-01 | Expected Values | 1362.75 | Station_DSM2018_Base_High32273 | VOM COST | Off Peak | 2031-01-01 | Expected Values | 980.74 | Station_DSM2018_Base_High32273 | VOM COST | On Peak | 2031-01-01 | Expected Values | 382.01 | 0 | Station_DSM2018_w30mw_High32276 | VOM COST | ALL | 2031-01-01 | Expected Values | 1350.17 | Station_DSM2018_w30mw_High32276 | VOM COST | Off Peak | 2031-01-01 | Expected Values | 971.77 | Station_DSM2018_w30mw_High32276 | VOM COST | On Peak | 2031-01-01 | Expected Values | 378.41 | 0.01
| Station_DSM2018_Base_High32273 | VOM COST | ALL | 2031-02-01 | Expected Values | 1170.97 | Station_DSM2018_Base_High32273 | VOM COST | Off Peak | 2031-02-01 | Expected Values | 856.05 | Station_DSM2018_Base_High32273 | VOM COST | On Peak | 2031-02-01 | Expected Values | 314.93 | 0.01 | Station_DSM2018_w30mw_High32276 | VOM COST | ALL | 2031-02-01 | Expected Values | 1159.77 | Station_DSM2018_w30mw_High32276 | VOM COST | Off Peak | 2031-02-01 | Expected Values | 847.57 | Station_DSM2018_w30mw_High32276 | VOM COST | On Peak | 2031-02-01 | Expected Values | 312.2 | 0
| Station_DSM2018_Base_High32273 | VOM COST | ALL | 2031-03-01 | Expected Values | 1277.88 | Station_DSM2018_Base_High32273 | VOM COST | Off Peak | 2031-03-01 | Expected Values | 962.46 | Station_DSM2018_Base_High32273 | VOM COST | On Peak | 2031-03-01 | Expected Values | 315.42 | 0 | Station_DSM2018_w30mw_High32276 | VOM COST | ALL | 2031-03-01 | Expected Values | 1265.6 | Station_DSM2018_w30mw_High32276 | VOM COST | Off Peak | 2031-03-01 | Expected Values | 952.97 | Station_DSM2018_w30mw_High32276 | VOM COST | On Peak | 2031-03-01 | Expected Values | 312.63 | 0
| Station_DSM2018_Base_High32273 | VOM COST | ALL | 2031-04-01 | Expected Values | 1273.04 | Station_DSM2018_Base_High32273 | VOM COST | Off Peak | 2031-04-01 | Expected Values | 852.28 | Station_DSM2018_Base_High32273 | VOM COST | On Peak | 2031-04-01 | Expected Values | 420.76 | 0 | Station_DSM2018_w30mw_High32276 | VOM COST | ALL | 2031-04-01 | Expected Values | 1260.22 | Station_DSM2018_w30mw_High32276 | VOM COST | Off Peak | 2031-04-01 | Expected Values | 843.55 | Station_DSM2018_w30mw_High32276 | VOM COST | On Peak | 2031-04-01 | Expected Values | 416.67 | 0
| Station_DSM2018_Base_High32273 | VOM COST | ALL | 2031-05-01 | Expected Values | 1410.32 | Station_DSM2018_Base_High32273 | VOM COST | Off Peak | 2031-05-01 | Expected Values | 960.23 | Station_DSM2018_Base_High32273 | VOM COST | On Peak | 2031-05-01 | Expected Values | 450.1 | 0.01 | Station_DSM2018_w30mw_High32276 | VOM COST | ALL | 2031-05-01 | Expected Values | 1398.26 | Station_DSM2018_w30mw_High32276 | VOM COST | Off Peak | 2031-05-01 | Expected Values | 951.4 | Station_DSM2018_w30mw_High32276 | VOM COST | On Peak | 2031-05-01 | Expected Values | 446.86 | 0
| Station_DSM2018_Base_High32273 | VOM COST | ALL | 2031-06-01 | Expected Values | 1613.17 | Station_DSM2018_Base_High32273 | VOM COST | Off Peak | 2031-06-01 | Expected Values | 1110.64 | Station_DSM2018_Base_High32273 | VOM COST | On Peak | 2031-06-01 | Expected Values | 502.53 | 0 | Station_DSM2018_w30mw_High32276 | VOM COST | ALL | 2031-06-01 | Expected Values | 1599.01 | Station_DSM2018_w30mw_High32276 | VOM COST | Off Peak | 2031-06-01 | Expected Values | 1100.34 | Station_DSM2018_w30mw_High32276 | VOM COST | On Peak | 2031-06-01 | Expected Values | 498.67 | 0
| Station_DSM2018_Base_High32273 | VOM COST | ALL | 2031-07-01 | Expected Values | 1701.51 | Station_DSM2018_Base_High32273 | VOM COST | Off Peak | 2031-07-01 | Expected Values | 1127 | Station_DSM2018_Base_High32273 | VOM COST | On Peak | 2031-07-01 | Expected Values | 574.5 | -0.01 | Station_DSM2018_w30mw_High32276 | VOM COST | ALL | 2031-07-01 | Expected Values | 1682.03 | Station_DSM2018_w30mw_High32276 | VOM COST | Off Peak | 2031-07-01 | Expected Values | 1117.94 | Station_DSM2018_w30mw_High32276 | VOM COST | On Peak | 2031-07-01 | Expected Values | 564.09 | 0
| Station_DSM2018_Base_High32273 | VOM COST | ALL | 2031-08-01 | Expected Values | 1715.68 | Station_DSM2018_Base_High32273 | VOM COST | Off Peak | 2031-08-01 | Expected Values | 1198.89 | Station_DSM2018_Base_High32273 | VOM COST | On Peak | 2031-08-01 | Expected Values | 516.79 | 0 | Station_DSM2018_w30mw_High32276 | VOM COST | ALL | 2031-08-01 | Expected Values | 1701.89 | Station_DSM2018_w30mw_High32276 | VOM COST | Off Peak | 2031-08-01 | Expected Values | 1189.14 | Station_DSM2018_w30mw_High32276 | VOM COST | On Peak | 2031-08-01 | Expected Values | 512.75 | 0
| Station_DSM2018_Base_High32273 | VOM COST | ALL | 2031-09-01 | Expected Values | 1619.89 | Station_DSM2018_Base_High32273 | VOM COST | Off Peak | 2031-09-01 | Expected Values | 1107.32 | Station_DSM2018_Base_High32273 | VOM COST | On Peak | 2031-09-01 | Expected Values | 512.57 | 0 | Station_DSM2018_w30mw_High32276 | VOM COST | ALL | 2031-09-01 | Expected Values | 1606.72 | Station_DSM2018_w30mw_High32276 | VOM COST | Off Peak | 2031-09-01 | Expected Values | 1097.77 | Station_DSM2018_w30mw_High32276 | VOM COST | On Peak | 2031-09-01 | Expected Values | 508.95 | 0
| Station_DSM2018_Base_High32273 | VOM COST | ALL | 2031-10-01 | Expected Values | 1519 | Station_DSM2018_Base_High32273 | VOM COST | Off Peak | 2031-10-01 | Expected Values | 1022.23 | Station_DSM2018_Base_High32273 | VOM COST | On Peak | 2031-10-01 | Expected Values | 496.77 | 0 | Station_DSM2018_w30mw_High32276 | VOM COST | ALL | 2031-10-01 | Expected Values | 1506.29 | Station_DSM2018_w30mw_High32276 | VOM COST | Off Peak | 2031-10-01 | Expected Values | 1013.47 | Station_DSM2018_w30mw_High32276 | VOM COST | On Peak | 2031-10-01 | Expected Values | 492.82 | 0
| Station_DSM2018_Base_High32273 | VOM COST | ALL | 2031-11-01 | Expected Values | 1231.79 | Station_DSM2018_Base_High32273 | VOM COST | Off Peak | 2031-11-01 | Expected Values | 945.27 | Station_DSM2018_Base_High32273 | VOM COST | On Peak | 2031-11-01 | Expected Values | 286.51 | -0.01 | Station_DSM2018_w30mw_High32276 | VOM COST | ALL | 2031-11-01 | Expected Values | 1219.43 | Station_DSM2018_w30mw_High32276 | VOM COST | Off Peak | 2031-11-01 | Expected Values | 935.65 | Station_DSM2018_w30mw_High32276 | VOM COST | On Peak | 2031-11-01 | Expected Values | 283.78 | 0
| Station_DSM2018_Base_High32273 | VOM COST | ALL | 2031-12-01 | Expected Values | 1315.25 | Station_DSM2018_Base_High32273 | VOM COST | Off Peak | 2031-12-01 | Expected Values | 950.63 | Station_DSM2018_Base_High32273 | VOM COST | On Peak | 2031-12-01 | Expected Values | 364.62 | 0 | Station_DSM2018_w30mw_High32276 | VOM COST | ALL | 2031-12-01 | Expected Values | 1299.68 | Station_DSM2018_w30mw_High32276 | VOM COST | Off Peak | 2031-12-01 | Expected Values | 939.85 | Station_DSM2018_w30mw_High32276 | VOM COST | On Peak | 2031-12-01 | Expected Values | 359.83 | 0
| Station_DSM2018_Base_High32273 | VOM COST | ALL | 2032-01-01 | Expected Values | 1371.77 | Station_DSM2018_Base_High32273 | VOM COST | Off Peak | 2032-01-01 | Expected Values | 1001.57 | Station_DSM2018_Base_High32273 | VOM COST | On Peak | 2032-01-01 | Expected Values | 370.2 | 0 | Station_DSM2018_w30mw_High32276 | VOM COST | ALL | 2032-01-01 | Expected Values | 1358.71 | Station_DSM2018_w30mw_High32276 | VOM COST | Off Peak | 2032-01-01 | Expected Values | 991.76 | Station_DSM2018_w30mw_High32276 | VOM COST | On Peak | 2032-01-01 | Expected Values | 366.95 | 0
| Station_DSM2018_Base_High32273 | VOM COST | ALL | 2032-02-01 | Expected Values | 1230.05 | Station_DSM2018_Base_High32273 | VOM COST | Off Peak | 2032-02-01 | Expected Values | 907.59 | Station_DSM2018_Base_High32273 | VOM COST | On Peak | 2032-02-01 | Expected Values | 322.46 | 0 | Station_DSM2018_w30mw_High32276 | VOM COST | ALL | 2032-02-01 | Expected Values | 1217.18 | Station_DSM2018_w30mw_High32276 | VOM COST | Off Peak | 2032-02-01 | Expected Values | 898.07 | Station_DSM2018_w30mw_High32276 | VOM COST | On Peak | 2032-02-01 | Expected Values | 319.11 | 0
| Station_DSM2018_Base_High32273 | VOM COST | ALL | 2032-03-01 | Expected Values | 1318.3 | Station_DSM2018_Base_High32273 | VOM COST | Off Peak | 2032-03-01 | Expected Values | 965.05 | Station_DSM2018_Base_High32273 | VOM COST | On Peak | 2032-03-01 | Expected Values | 353.25 | 0 | Station_DSM2018_w30mw_High32276 | VOM COST | ALL | 2032-03-01 | Expected Values | 1304.98 | Station_DSM2018_w30mw_High32276 | VOM COST | Off Peak | 2032-03-01 | Expected Values | 955.2 | Station_DSM2018_w30mw_High32276 | VOM COST | On Peak | 2032-03-01 | Expected Values | 349.78 | 0
| Station_DSM2018_Base_High32273 | VOM COST | ALL | 2032-04-01 | Expected Values | 1309.74 | Station_DSM2018_Base_High32273 | VOM COST | Off Peak | 2032-04-01 | Expected Values | 872.91 | Station_DSM2018_Base_High32273 | VOM COST | On Peak | 2032-04-01 | Expected Values | 436.82 | -0.01 | Station_DSM2018_w30mw_High32276 | VOM COST | ALL | 2032-04-01 | Expected Values | 1298.98 | Station_DSM2018_w30mw_High32276 | VOM COST | Off Peak | 2032-04-01 | Expected Values | 864.15 | Station_DSM2018_w30mw_High32276 | VOM COST | On Peak | 2032-04-01 | Expected Values | 434.83 | 0
| Station_DSM2018_Base_High32273 | VOM COST | ALL | 2032-05-01 | Expected Values | 1439.93 | Station_DSM2018_Base_High32273 | VOM COST | Off Peak | 2032-05-01 | Expected Values | 998.48 | Station_DSM2018_Base_High32273 | VOM COST | On Peak | 2032-05-01 | Expected Values | 441.45 | 0 | Station_DSM2018_w30mw_High32276 | VOM COST | ALL | 2032-05-01 | Expected Values | 1425.5 | Station_DSM2018_w30mw_High32276 | VOM COST | Off Peak | 2032-05-01 | Expected Values | 988.16 | Station_DSM2018_w30mw_High32276 | VOM COST | On Peak | 2032-05-01 | Expected Values | 437.35 | 0.01
| Station_DSM2018_Base_High32273 | VOM COST | ALL | 2032-06-01 | Expected Values | 1686.72 | Station_DSM2018_Base_High32273 | VOM COST | Off Peak | 2032-06-01 | Expected Values | 1134.99 | Station_DSM2018_Base_High32273 | VOM COST | On Peak | 2032-06-01 | Expected Values | 551.73 | 0 | Station_DSM2018_w30mw_High32276 | VOM COST | ALL | 2032-06-01 | Expected Values | 1665.3 | Station_DSM2018_w30mw_High32276 | VOM COST | Off Peak | 2032-06-01 | Expected Values | 1121.61 | Station_DSM2018_w30mw_High32276 | VOM COST | On Peak | 2032-06-01 | Expected Values | 543.68 | -0.01
| Station_DSM2018_Base_High32273 | VOM COST | ALL | 2032-07-01 | Expected Values | 1802.54 | Station_DSM2018_Base_High32273 | VOM COST | Off Peak | 2032-07-01 | Expected Values | 1220.35 | Station_DSM2018_Base_High32273 | VOM COST | On Peak | 2032-07-01 | Expected Values | 582.19 | 0 | Station_DSM2018_w30mw_High32276 | VOM COST | ALL | 2032-07-01 | Expected Values | 1788.01 | Station_DSM2018_w30mw_High32276 | VOM COST | Off Peak | 2032-07-01 | Expected Values | 1210.96 | Station_DSM2018_w30mw_High32276 | VOM COST | On Peak | 2032-07-01 | Expected Values | 577.04 | -0.01
| Station_DSM2018_Base_High32273 | VOM COST | ALL | 2032-08-01 | Expected Values | 1833.65 | Station_DSM2018_Base_High32273 | VOM COST | Off Peak | 2032-08-01 | Expected Values | 1268.69 | Station_DSM2018_Base_High32273 | VOM COST | On Peak | 2032-08-01 | Expected Values | 564.97 | 0.01 | Station_DSM2018_w30mw_High32276 | VOM COST | ALL | 2032-08-01 | Expected Values | 1814.49 | Station_DSM2018_w30mw_High32276 | VOM COST | Off Peak | 2032-08-01 | Expected Values | 1255.29 | Station_DSM2018_w30mw_High32276 | VOM COST | On Peak | 2032-08-01 | Expected Values | 559.19 | -0.01
| Station_DSM2018_Base_High32273 | VOM COST | ALL | 2032-09-01 | Expected Values | 1663.64 | Station_DSM2018_Base_High32273 | VOM COST | Off Peak | 2032-09-01 | Expected Values | 1131.71 | Station_DSM2018_Base_High32273 | VOM COST | On Peak | 2032-09-01 | Expected Values | 531.94 | 0.01 | Station_DSM2018_w30mw_High32276 | VOM COST | ALL | 2032-09-01 | Expected Values | 1648.11 | Station_DSM2018_w30mw_High32276 | VOM COST | Off Peak | 2032-09-01 | Expected Values | 1121.6 | Station_DSM2018_w30mw_High32276 | VOM COST | On Peak | 2032-09-01 | Expected Values | 526.51 | 0
| Station_DSM2018_Base_High32273 | VOM COST | ALL | 2032-10-01 | Expected Values | 1544.04 | Station_DSM2018_Base_High32273 | VOM COST | Off Peak | 2032-10-01 | Expected Values | 1081.66 | Station_DSM2018_Base_High32273 | VOM COST | On Peak | 2032-10-01 | Expected Values | 462.39 | 0.01 | Station_DSM2018_w30mw_High32276 | VOM COST | ALL | 2032-10-01 | Expected Values | 1527.03 | Station_DSM2018_w30mw_High32276 | VOM COST | Off Peak | 2032-10-01 | Expected Values | 1070.05 | Station_DSM2018_w30mw_High32276 | VOM COST | On Peak | 2032-10-01 | Expected Values | 456.98 | 0
| Station_DSM2018_Base_High32273 | VOM COST | ALL | 2032-11-01 | Expected Values | 1237.78 | Station_DSM2018_Base_High32273 | VOM COST | Off Peak | 2032-11-01 | Expected Values | 914.77 | Station_DSM2018_Base_High32273 | VOM COST | On Peak | 2032-11-01 | Expected Values | 323.02 | 0.01 | Station_DSM2018_w30mw_High32276 | VOM COST | ALL | 2032-11-01 | Expected Values | 1223.73 | Station_DSM2018_w30mw_High32276 | VOM COST | Off Peak | 2032-11-01 | Expected Values | 903.66 | Station_DSM2018_w30mw_High32276 | VOM COST | On Peak | 2032-11-01 | Expected Values | 320.07 | 0
| Station_DSM2018_Base_High32273 | VOM COST | ALL | 2032-12-01 | Expected Values | 1388.31 | Station_DSM2018_Base_High32273 | VOM COST | Off Peak | 2032-12-01 | Expected Values | 1004.62 | Station_DSM2018_Base_High32273 | VOM COST | On Peak | 2032-12-01 | Expected Values | 383.68 | -0.01 | Station_DSM2018_w30mw_High32276 | VOM COST | ALL | 2032-12-01 | Expected Values | 1373.96 | Station_DSM2018_w30mw_High32276 | VOM COST | Off Peak | 2032-12-01 | Expected Values | 994.33 | Station_DSM2018_w30mw_High32276 | VOM COST | On Peak | 2032-12-01 | Expected Values | 379.63 | 0
| Station_DSM2018_Base_High32273 | VOM COST | ALL | 2033-01-01 | Expected Values | 1482.93 | Station_DSM2018_Base_High32273 | VOM COST | Off Peak | 2033-01-01 | Expected Values | 1097.94 | Station_DSM2018_Base_High32273 | VOM COST | On Peak | 2033-01-01 | Expected Values | 384.99 | 0 | Station_DSM2018_w30mw_High32276 | VOM COST | ALL | 2033-01-01 | Expected Values | 1469.12 | Station_DSM2018_w30mw_High32276 | VOM COST | Off Peak | 2033-01-01 | Expected Values | 1087.08 | Station_DSM2018_w30mw_High32276 | VOM COST | On Peak | 2033-01-01 | Expected Values | 382.04 | 0
| Station_DSM2018_Base_High32273 | VOM COST | ALL | 2033-02-01 | Expected Values | 1331.92 | Station_DSM2018_Base_High32273 | VOM COST | Off Peak | 2033-02-01 | Expected Values | 954.2 | Station_DSM2018_Base_High32273 | VOM COST | On Peak | 2033-02-01 | Expected Values | 377.72 | 0 | Station_DSM2018_w30mw_High32276 | VOM COST | ALL | 2033-02-01 | Expected Values | 1315.52 | Station_DSM2018_w30mw_High32276 | VOM COST | Off Peak | 2033-02-01 | Expected Values | 942.84 | Station_DSM2018_w30mw_High32276 | VOM COST | On Peak | 2033-02-01 | Expected Values | 372.68 | 0
| Station_DSM2018_Base_High32273 | VOM COST | ALL | 2033-03-01 | Expected Values | 1345.01 | Station_DSM2018_Base_High32273 | VOM COST | Off Peak | 2033-03-01 | Expected Values | 978.96 | Station_DSM2018_Base_High32273 | VOM COST | On Peak | 2033-03-01 | Expected Values | 366.05 | 0 | Station_DSM2018_w30mw_High32276 | VOM COST | ALL | 2033-03-01 | Expected Values | 1330.51 | Station_DSM2018_w30mw_High32276 | VOM COST | Off Peak | 2033-03-01 | Expected Values | 968.2 | Station_DSM2018_w30mw_High32276 | VOM COST | On Peak | 2033-03-01 | Expected Values | 362.31 | 0
| Station_DSM2018_Base_High32273 | VOM COST | ALL | 2033-04-01 | Expected Values | 1348.01 | Station_DSM2018_Base_High32273 | VOM COST | Off Peak | 2033-04-01 | Expected Values | 914.22 | Station_DSM2018_Base_High32273 | VOM COST | On Peak | 2033-04-01 | Expected Values | 433.79 | 0 | Station_DSM2018_w30mw_High32276 | VOM COST | ALL | 2033-04-01 | Expected Values | 1332.96 | Station_DSM2018_w30mw_High32276 | VOM COST | Off Peak | 2033-04-01 | Expected Values | 903.94 | Station_DSM2018_w30mw_High32276 | VOM COST | On Peak | 2033-04-01 | Expected Values | 429.03 | 0.01
| Station_DSM2018_Base_High32273 | VOM COST | ALL | 2033-05-01 | Expected Values | 1511.79 | Station_DSM2018_Base_High32273 | VOM COST | Off Peak | 2033-05-01 | Expected Values | 1029.67 | Station_DSM2018_Base_High32273 | VOM COST | On Peak | 2033-05-01 | Expected Values | 482.11 | -0.01 | Station_DSM2018_w30mw_High32276 | VOM COST | ALL | 2033-05-01 | Expected Values | 1500.89 | Station_DSM2018_w30mw_High32276 | VOM COST | Off Peak | 2033-05-01 | Expected Values | 1020.98 | Station_DSM2018_w30mw_High32276 | VOM COST | On Peak | 2033-05-01 | Expected Values | 479.91 | 0
| Station_DSM2018_Base_High32273 | VOM COST | ALL | 2033-06-01 | Expected Values | 1792.19 | Station_DSM2018_Base_High32273 | VOM COST | Off Peak | 2033-06-01 | Expected Values | 1208.62 | Station_DSM2018_Base_High32273 | VOM COST | On Peak | 2033-06-01 | Expected Values | 583.57 | 0 | Station_DSM2018_w30mw_High32276 | VOM COST | ALL | 2033-06-01 | Expected Values | 1778.15 | Station_DSM2018_w30mw_High32276 | VOM COST | Off Peak | 2033-06-01 | Expected Values | 1198.02 | Station_DSM2018_w30mw_High32276 | VOM COST | On Peak | 2033-06-01 | Expected Values | 580.13 | 0
| Station_DSM2018_Base_High32273 | VOM COST | ALL | 2033-07-01 | Expected Values | 1842.32 | Station_DSM2018_Base_High32273 | VOM COST | Off Peak | 2033-07-01 | Expected Values | 1267.4 | Station_DSM2018_Base_High32273 | VOM COST | On Peak | 2033-07-01 | Expected Values | 574.92 | 0 | Station_DSM2018_w30mw_High32276 | VOM COST | ALL | 2033-07-01 | Expected Values | 1823.69 | Station_DSM2018_w30mw_High32276 | VOM COST | Off Peak | 2033-07-01 | Expected Values | 1255.59 | Station_DSM2018_w30mw_High32276 | VOM COST | On Peak | 2033-07-01 | Expected Values | 568.1 | 0
| Station_DSM2018_Base_High32273 | VOM COST | ALL | 2033-08-01 | Expected Values | 1872.84 | Station_DSM2018_Base_High32273 | VOM COST | Off Peak | 2033-08-01 | Expected Values | 1265.19 | Station_DSM2018_Base_High32273 | VOM COST | On Peak | 2033-08-01 | Expected Values | 607.65 | 0 | Station_DSM2018_w30mw_High32276 | VOM COST | ALL | 2033-08-01 | Expected Values | 1853.29 | Station_DSM2018_w30mw_High32276 | VOM COST | Off Peak | 2033-08-01 | Expected Values | 1253.86 | Station_DSM2018_w30mw_High32276 | VOM COST | On Peak | 2033-08-01 | Expected Values | 599.43 | 0
| Station_DSM2018_Base_High32273 | VOM COST | ALL | 2033-09-01 | Expected Values | 1756.3 | Station_DSM2018_Base_High32273 | VOM COST | Off Peak | 2033-09-01 | Expected Values | 1192.81 | Station_DSM2018_Base_High32273 | VOM COST | On Peak | 2033-09-01 | Expected Values | 563.49 | 0 | Station_DSM2018_w30mw_High32276 | VOM COST | ALL | 2033-09-01 | Expected Values | 1741.94 | Station_DSM2018_w30mw_High32276 | VOM COST | Off Peak | 2033-09-01 | Expected Values | 1183.12 | Station_DSM2018_w30mw_High32276 | VOM COST | On Peak | 2033-09-01 | Expected Values | 558.82 | 0
| Station_DSM2018_Base_High32273 | VOM COST | ALL | 2033-10-01 | Expected Values | 1606.4 | Station_DSM2018_Base_High32273 | VOM COST | Off Peak | 2033-10-01 | Expected Values | 1121.06 | Station_DSM2018_Base_High32273 | VOM COST | On Peak | 2033-10-01 | Expected Values | 485.34 | 0 | Station_DSM2018_w30mw_High32276 | VOM COST | ALL | 2033-10-01 | Expected Values | 1598.05 | Station_DSM2018_w30mw_High32276 | VOM COST | Off Peak | 2033-10-01 | Expected Values | 1115.23 | Station_DSM2018_w30mw_High32276 | VOM COST | On Peak | 2033-10-01 | Expected Values | 482.82 | 0
| Station_DSM2018_Base_High32273 | VOM COST | ALL | 2033-11-01 | Expected Values | 1297.79 | Station_DSM2018_Base_High32273 | VOM COST | Off Peak | 2033-11-01 | Expected Values | 955.42 | Station_DSM2018_Base_High32273 | VOM COST | On Peak | 2033-11-01 | Expected Values | 342.37 | 0 | Station_DSM2018_w30mw_High32276 | VOM COST | ALL | 2033-11-01 | Expected Values | 1285.34 | Station_DSM2018_w30mw_High32276 | VOM COST | Off Peak | 2033-11-01 | Expected Values | 946.27 | Station_DSM2018_w30mw_High32276 | VOM COST | On Peak | 2033-11-01 | Expected Values | 339.08 | 0.01
| Station_DSM2018_Base_High32273 | VOM COST | ALL | 2033-12-01 | Expected Values | 1486.45 | Station_DSM2018_Base_High32273 | VOM COST | Off Peak | 2033-12-01 | Expected Values | 1090.4 | Station_DSM2018_Base_High32273 | VOM COST | On Peak | 2033-12-01 | Expected Values | 396.05 | 0 | Station_DSM2018_w30mw_High32276 | VOM COST | ALL | 2033-12-01 | Expected Values | 1469.45 | Station_DSM2018_w30mw_High32276 | VOM COST | Off Peak | 2033-12-01 | Expected Values | 1077.9 | Station_DSM2018_w30mw_High32276 | VOM COST | On Peak | 2033-12-01 | Expected Values | 391.55 | 0
| Station_DSM2018_Base_High32273 | VOM COST | ALL | 2034-01-01 | Expected Values | 1502.96 | Station_DSM2018_Base_High32273 | VOM COST | Off Peak | 2034-01-01 | Expected Values | 1096 | Station_DSM2018_Base_High32273 | VOM COST | On Peak | 2034-01-01 | Expected Values | 406.96 | 0 | Station_DSM2018_w30mw_High32276 | VOM COST | ALL | 2034-01-01 | Expected Values | 1489.3 | Station_DSM2018_w30mw_High32276 | VOM COST | Off Peak | 2034-01-01 | Expected Values | 1085.59 | Station_DSM2018_w30mw_High32276 | VOM COST | On Peak | 2034-01-01 | Expected Values | 403.71 | 0
| Station_DSM2018_Base_High32273 | VOM COST | ALL | 2034-02-01 | Expected Values | 1301.89 | Station_DSM2018_Base_High32273 | VOM COST | Off Peak | 2034-02-01 | Expected Values | 955.92 | Station_DSM2018_Base_High32273 | VOM COST | On Peak | 2034-02-01 | Expected Values | 345.97 | 0 | Station_DSM2018_w30mw_High32276 | VOM COST | ALL | 2034-02-01 | Expected Values | 1290.39 | Station_DSM2018_w30mw_High32276 | VOM COST | Off Peak | 2034-02-01 | Expected Values | 946.89 | Station_DSM2018_w30mw_High32276 | VOM COST | On Peak | 2034-02-01 | Expected Values | 343.5 | 0
| Station_DSM2018_Base_High32273 | VOM COST | ALL | 2034-03-01 | Expected Values | 1414.45 | Station_DSM2018_Base_High32273 | VOM COST | Off Peak | 2034-03-01 | Expected Values | 1035.39 | Station_DSM2018_Base_High32273 | VOM COST | On Peak | 2034-03-01 | Expected Values | 379.06 | 0 | Station_DSM2018_w30mw_High32276 | VOM COST | ALL | 2034-03-01 | Expected Values | 1401.09 | Station_DSM2018_w30mw_High32276 | VOM COST | Off Peak | 2034-03-01 | Expected Values | 1025.3 | Station_DSM2018_w30mw_High32276 | VOM COST | On Peak | 2034-03-01 | Expected Values | 375.79 | 0
| Station_DSM2018_Base_High32273 | VOM COST | ALL | 2034-04-01 | Expected Values | 1432.6 | Station_DSM2018_Base_High32273 | VOM COST | Off Peak | 2034-04-01 | Expected Values | 988.05 | Station_DSM2018_Base_High32273 | VOM COST | On Peak | 2034-04-01 | Expected Values | 444.54 | -0.01 | Station_DSM2018_w30mw_High32276 | VOM COST | ALL | 2034-04-01 | Expected Values | 1416.63 | Station_DSM2018_w30mw_High32276 | VOM COST | Off Peak | 2034-04-01 | Expected Values | 977.72 | Station_DSM2018_w30mw_High32276 | VOM COST | On Peak | 2034-04-01 | Expected Values | 438.91 | 0
| Station_DSM2018_Base_High32273 | VOM COST | ALL | 2034-05-01 | Expected Values | 1429.69 | Station_DSM2018_Base_High32273 | VOM COST | Off Peak | 2034-05-01 | Expected Values | 922.18 | Station_DSM2018_Base_High32273 | VOM COST | On Peak | 2034-05-01 | Expected Values | 507.51 | 0 | Station_DSM2018_w30mw_High32276 | VOM COST | ALL | 2034-05-01 | Expected Values | 1417.84 | Station_DSM2018_w30mw_High32276 | VOM COST | Off Peak | 2034-05-01 | Expected Values | 914.94 | Station_DSM2018_w30mw_High32276 | VOM COST | On Peak | 2034-05-01 | Expected Values | 502.91 | 0.01
| Station_DSM2018_Base_High32273 | VOM COST | ALL | 2034-06-01 | Expected Values | 1720.02 | Station_DSM2018_Base_High32273 | VOM COST | Off Peak | 2034-06-01 | Expected Values | 1123.17 | Station_DSM2018_Base_High32273 | VOM COST | On Peak | 2034-06-01 | Expected Values | 596.84 | -0.01 | Station_DSM2018_w30mw_High32276 | VOM COST | ALL | 2034-06-01 | Expected Values | 1698.32 | Station_DSM2018_w30mw_High32276 | VOM COST | Off Peak | 2034-06-01 | Expected Values | 1112.73 | Station_DSM2018_w30mw_High32276 | VOM COST | On Peak | 2034-06-01 | Expected Values | 585.59 | 0
| Station_DSM2018_Base_High32273 | VOM COST | ALL | 2034-07-01 | Expected Values | 1910.84 | Station_DSM2018_Base_High32273 | VOM COST | Off Peak | 2034-07-01 | Expected Values | 1318.72 | Station_DSM2018_Base_High32273 | VOM COST | On Peak | 2034-07-01 | Expected Values | 592.12 | 0 | Station_DSM2018_w30mw_High32276 | VOM COST | ALL | 2034-07-01 | Expected Values | 1886.46 | Station_DSM2018_w30mw_High32276 | VOM COST | Off Peak | 2034-07-01 | Expected Values | 1302.71 | Station_DSM2018_w30mw_High32276 | VOM COST | On Peak | 2034-07-01 | Expected Values | 583.76 | 0.01
| Station_DSM2018_Base_High32273 | VOM COST | ALL | 2034-08-01 | Expected Values | 1937.63 | Station_DSM2018_Base_High32273 | VOM COST | Off Peak | 2034-08-01 | Expected Values | 1303.36 | Station_DSM2018_Base_High32273 | VOM COST | On Peak | 2034-08-01 | Expected Values | 634.27 | 0 | Station_DSM2018_w30mw_High32276 | VOM COST | ALL | 2034-08-01 | Expected Values | 1918.8 | Station_DSM2018_w30mw_High32276 | VOM COST | Off Peak | 2034-08-01 | Expected Values | 1290.07 | Station_DSM2018_w30mw_High32276 | VOM COST | On Peak | 2034-08-01 | Expected Values | 628.73 | 0
| Station_DSM2018_Base_High32273 | VOM COST | ALL | 2034-09-01 | Expected Values | 1813.95 | Station_DSM2018_Base_High32273 | VOM COST | Off Peak | 2034-09-01 | Expected Values | 1255.38 | Station_DSM2018_Base_High32273 | VOM COST | On Peak | 2034-09-01 | Expected Values | 558.57 | 0 | Station_DSM2018_w30mw_High32276 | VOM COST | ALL | 2034-09-01 | Expected Values | 1796.34 | Station_DSM2018_w30mw_High32276 | VOM COST | Off Peak | 2034-09-01 | Expected Values | 1242.45 | Station_DSM2018_w30mw_High32276 | VOM COST | On Peak | 2034-09-01 | Expected Values | 553.89 | 0
| Station_DSM2018_Base_High32273 | VOM COST | ALL | 2034-10-01 | Expected Values | 1653.27 | Station_DSM2018_Base_High32273 | VOM COST | Off Peak | 2034-10-01 | Expected Values | 1122.28 | Station_DSM2018_Base_High32273 | VOM COST | On Peak | 2034-10-01 | Expected Values | 530.99 | 0 | Station_DSM2018_w30mw_High32276 | VOM COST | ALL | 2034-10-01 | Expected Values | 1640.24 | Station_DSM2018_w30mw_High32276 | VOM COST | Off Peak | 2034-10-01 | Expected Values | 1112.83 | Station_DSM2018_w30mw_High32276 | VOM COST | On Peak | 2034-10-01 | Expected Values | 527.41 | 0
| Station_DSM2018_Base_High32273 | VOM COST | ALL | 2034-11-01 | Expected Values | 1336.51 | Station_DSM2018_Base_High32273 | VOM COST | Off Peak | 2034-11-01 | Expected Values | 986.89 | Station_DSM2018_Base_High32273 | VOM COST | On Peak | 2034-11-01 | Expected Values | 349.62 | 0 | Station_DSM2018_w30mw_High32276 | VOM COST | ALL | 2034-11-01 | Expected Values | 1323.72 | Station_DSM2018_w30mw_High32276 | VOM COST | Off Peak | 2034-11-01 | Expected Values | 977.2 | Station_DSM2018_w30mw_High32276 | VOM COST | On Peak | 2034-11-01 | Expected Values | 346.52 | 0
| Station_DSM2018_Base_High32273 | VOM COST | ALL | 2034-12-01 | Expected Values | 1473.21 | Station_DSM2018_Base_High32273 | VOM COST | Off Peak | 2034-12-01 | Expected Values | 1105.61 | Station_DSM2018_Base_High32273 | VOM COST | On Peak | 2034-12-01 | Expected Values | 367.6 | 0 | Station_DSM2018_w30mw_High32276 | VOM COST | ALL | 2034-12-01 | Expected Values | 1461.25 | Station_DSM2018_w30mw_High32276 | VOM COST | Off Peak | 2034-12-01 | Expected Values | 1095.24 | Station_DSM2018_w30mw_High32276 | VOM COST | On Peak | 2034-12-01 | Expected Values | 366.01 | 0
| Station_DSM2018_Base_High32273 | VOM COST | ALL | 2035-01-01 | Expected Values | 1515.14 | Station_DSM2018_Base_High32273 | VOM COST | Off Peak | 2035-01-01 | Expected Values | 1086.91 | Station_DSM2018_Base_High32273 | VOM COST | On Peak | 2035-01-01 | Expected Values | 428.24 | 0.01 | Station_DSM2018_w30mw_High32276 | VOM COST | ALL | 2035-01-01 | Expected Values | 1501.45 | Station_DSM2018_w30mw_High32276 | VOM COST | Off Peak | 2035-01-01 | Expected Values | 1075.93 | Station_DSM2018_w30mw_High32276 | VOM COST | On Peak | 2035-01-01 | Expected Values | 425.52 | 0
| Station_DSM2018_Base_High32273 | VOM COST | ALL | 2035-02-01 | Expected Values | 1308.59 | Station_DSM2018_Base_High32273 | VOM COST | Off Peak | 2035-02-01 | Expected Values | 953.35 | Station_DSM2018_Base_High32273 | VOM COST | On Peak | 2035-02-01 | Expected Values | 355.25 | 0.01 | Station_DSM2018_w30mw_High32276 | VOM COST | ALL | 2035-02-01 | Expected Values | 1296.52 | Station_DSM2018_w30mw_High32276 | VOM COST | Off Peak | 2035-02-01 | Expected Values | 944.09 | Station_DSM2018_w30mw_High32276 | VOM COST | On Peak | 2035-02-01 | Expected Values | 352.44 | 0.01
| Station_DSM2018_Base_High32273 | VOM COST | ALL | 2035-03-01 | Expected Values | 1443.49 | Station_DSM2018_Base_High32273 | VOM COST | Off Peak | 2035-03-01 | Expected Values | 1070.68 | Station_DSM2018_Base_High32273 | VOM COST | On Peak | 2035-03-01 | Expected Values | 372.81 | 0 | Station_DSM2018_w30mw_High32276 | VOM COST | ALL | 2035-03-01 | Expected Values | 1428.97 | Station_DSM2018_w30mw_High32276 | VOM COST | Off Peak | 2035-03-01 | Expected Values | 1059.85 | Station_DSM2018_w30mw_High32276 | VOM COST | On Peak | 2035-03-01 | Expected Values | 369.13 | 0.01
| Station_DSM2018_Base_High32273 | VOM COST | ALL | 2035-04-01 | Expected Values | 1465.58 | Station_DSM2018_Base_High32273 | VOM COST | Off Peak | 2035-04-01 | Expected Values | 993.61 | Station_DSM2018_Base_High32273 | VOM COST | On Peak | 2035-04-01 | Expected Values | 471.97 | 0 | Station_DSM2018_w30mw_High32276 | VOM COST | ALL | 2035-04-01 | Expected Values | 1451.4 | Station_DSM2018_w30mw_High32276 | VOM COST | Off Peak | 2035-04-01 | Expected Values | 983.55 | Station_DSM2018_w30mw_High32276 | VOM COST | On Peak | 2035-04-01 | Expected Values | 467.84 | -0.01
| Station_DSM2018_Base_High32273 | VOM COST | ALL | 2035-05-01 | Expected Values | 1558.09 | Station_DSM2018_Base_High32273 | VOM COST | Off Peak | 2035-05-01 | Expected Values | 1025.14 | Station_DSM2018_Base_High32273 | VOM COST | On Peak | 2035-05-01 | Expected Values | 532.95 | 0 | Station_DSM2018_w30mw_High32276 | VOM COST | ALL | 2035-05-01 | Expected Values | 1540.91 | Station_DSM2018_w30mw_High32276 | VOM COST | Off Peak | 2035-05-01 | Expected Values | 1013.6 | Station_DSM2018_w30mw_High32276 | VOM COST | On Peak | 2035-05-01 | Expected Values | 527.31 | 0
| Station_DSM2018_Base_High32273 | VOM COST | ALL | 2035-06-01 | Expected Values | 1743.08 | Station_DSM2018_Base_High32273 | VOM COST | Off Peak | 2035-06-01 | Expected Values | 1168.76 | Station_DSM2018_Base_High32273 | VOM COST | On Peak | 2035-06-01 | Expected Values | 574.32 | 0 | Station_DSM2018_w30mw_High32276 | VOM COST | ALL | 2035-06-01 | Expected Values | 1698.62 | Station_DSM2018_w30mw_High32276 | VOM COST | Off Peak | 2035-06-01 | Expected Values | 1134.31 | Station_DSM2018_w30mw_High32276 | VOM COST | On Peak | 2035-06-01 | Expected Values | 564.31 | 0
| Station_DSM2018_Base_High32273 | VOM COST | ALL | 2035-07-01 | Expected Values | 1953.2 | Station_DSM2018_Base_High32273 | VOM COST | Off Peak | 2035-07-01 | Expected Values | 1306.54 | Station_DSM2018_Base_High32273 | VOM COST | On Peak | 2035-07-01 | Expected Values | 646.66 | 0 | Station_DSM2018_w30mw_High32276 | VOM COST | ALL | 2035-07-01 | Expected Values | 1932.38 | Station_DSM2018_w30mw_High32276 | VOM COST | Off Peak | 2035-07-01 | Expected Values | 1290.94 | Station_DSM2018_w30mw_High32276 | VOM COST | On Peak | 2035-07-01 | Expected Values | 641.44 | 0
| Station_DSM2018_Base_High32273 | VOM COST | ALL | 2035-08-01 | Expected Values | 2037.36 | Station_DSM2018_Base_High32273 | VOM COST | Off Peak | 2035-08-01 | Expected Values | 1356.92 | Station_DSM2018_Base_High32273 | VOM COST | On Peak | 2035-08-01 | Expected Values | 680.44 | 0 | Station_DSM2018_w30mw_High32276 | VOM COST | ALL | 2035-08-01 | Expected Values | 2005.1 | Station_DSM2018_w30mw_High32276 | VOM COST | Off Peak | 2035-08-01 | Expected Values | 1342.24 | Station_DSM2018_w30mw_High32276 | VOM COST | On Peak | 2035-08-01 | Expected Values | 662.86 | 0
| Station_DSM2018_Base_High32273 | VOM COST | ALL | 2035-09-01 | Expected Values | 1859.19 | Station_DSM2018_Base_High32273 | VOM COST | Off Peak | 2035-09-01 | Expected Values | 1315.43 | Station_DSM2018_Base_High32273 | VOM COST | On Peak | 2035-09-01 | Expected Values | 543.76 | 0 | Station_DSM2018_w30mw_High32276 | VOM COST | ALL | 2035-09-01 | Expected Values | 1838.51 | Station_DSM2018_w30mw_High32276 | VOM COST | Off Peak | 2035-09-01 | Expected Values | 1300.45 | Station_DSM2018_w30mw_High32276 | VOM COST | On Peak | 2035-09-01 | Expected Values | 538.06 | 0
| Station_DSM2018_Base_High32273 | VOM COST | ALL | 2035-10-01 | Expected Values | 1729 | Station_DSM2018_Base_High32273 | VOM COST | Off Peak | 2035-10-01 | Expected Values | 1140 | Station_DSM2018_Base_High32273 | VOM COST | On Peak | 2035-10-01 | Expected Values | 588.99 | -0.01 | Station_DSM2018_w30mw_High32276 | VOM COST | ALL | 2035-10-01 | Expected Values | 1709.92 | Station_DSM2018_w30mw_High32276 | VOM COST | Off Peak | 2035-10-01 | Expected Values | 1129.69 | Station_DSM2018_w30mw_High32276 | VOM COST | On Peak | 2035-10-01 | Expected Values | 580.23 | 0
| Station_DSM2018_Base_High32273 | VOM COST | ALL | 2035-11-01 | Expected Values | 1416.2 | Station_DSM2018_Base_High32273 | VOM COST | Off Peak | 2035-11-01 | Expected Values | 1043.7 | Station_DSM2018_Base_High32273 | VOM COST | On Peak | 2035-11-01 | Expected Values | 372.5 | 0 | Station_DSM2018_w30mw_High32276 | VOM COST | ALL | 2035-11-01 | Expected Values | 1402.76 | Station_DSM2018_w30mw_High32276 | VOM COST | Off Peak | 2035-11-01 | Expected Values | 1033.54 | Station_DSM2018_w30mw_High32276 | VOM COST | On Peak | 2035-11-01 | Expected Values | 369.22 | 0
| Station_DSM2018_Base_High32273 | VOM COST | ALL | 2035-12-01 | Expected Values | 1481.04 | Station_DSM2018_Base_High32273 | VOM COST | Off Peak | 2035-12-01 | Expected Values | 1107.14 | Station_DSM2018_Base_High32273 | VOM COST | On Peak | 2035-12-01 | Expected Values | 373.9 | 0 | Station_DSM2018_w30mw_High32276 | VOM COST | ALL | 2035-12-01 | Expected Values | 1465.8 | Station_DSM2018_w30mw_High32276 | VOM COST | Off Peak | 2035-12-01 | Expected Values | 1096.2 | Station_DSM2018_w30mw_High32276 | VOM COST | On Peak | 2035-12-01 | Expected Values | 369.6 | 0
| Station_DSM2018_Base_High32273 | VOM COST | ALL | 2036-01-01 | Expected Values | 1565.44 | Station_DSM2018_Base_High32273 | VOM COST | Off Peak | 2036-01-01 | Expected Values | 1121.51 | Station_DSM2018_Base_High32273 | VOM COST | On Peak | 2036-01-01 | Expected Values | 443.93 | 0 | Station_DSM2018_w30mw_High32276 | VOM COST | ALL | 2036-01-01 | Expected Values | 1550.64 | Station_DSM2018_w30mw_High32276 | VOM COST | Off Peak | 2036-01-01 | Expected Values | 1109.81 | Station_DSM2018_w30mw_High32276 | VOM COST | On Peak | 2036-01-01 | Expected Values | 440.83 | 0
| Station_DSM2018_Base_High32273 | VOM COST | ALL | 2036-02-01 | Expected Values | 1375.58 | Station_DSM2018_Base_High32273 | VOM COST | Off Peak | 2036-02-01 | Expected Values | 997.08 | Station_DSM2018_Base_High32273 | VOM COST | On Peak | 2036-02-01 | Expected Values | 378.51 | 0.01 | Station_DSM2018_w30mw_High32276 | VOM COST | ALL | 2036-02-01 | Expected Values | 1361.65 | Station_DSM2018_w30mw_High32276 | VOM COST | Off Peak | 2036-02-01 | Expected Values | 986.95 | Station_DSM2018_w30mw_High32276 | VOM COST | On Peak | 2036-02-01 | Expected Values | 374.7 | 0
| Station_DSM2018_Base_High32273 | VOM COST | ALL | 2036-03-01 | Expected Values | 1503.61 | Station_DSM2018_Base_High32273 | VOM COST | Off Peak | 2036-03-01 | Expected Values | 1133.02 | Station_DSM2018_Base_High32273 | VOM COST | On Peak | 2036-03-01 | Expected Values | 370.59 | 0 | Station_DSM2018_w30mw_High32276 | VOM COST | ALL | 2036-03-01 | Expected Values | 1489.62 | Station_DSM2018_w30mw_High32276 | VOM COST | Off Peak | 2036-03-01 | Expected Values | 1122.22 | Station_DSM2018_w30mw_High32276 | VOM COST | On Peak | 2036-03-01 | Expected Values | 367.41 | 0.01
| Station_DSM2018_Base_High32273 | VOM COST | ALL | 2036-04-01 | Expected Values | 1502.6 | Station_DSM2018_Base_High32273 | VOM COST | Off Peak | 2036-04-01 | Expected Values | 1002.54 | Station_DSM2018_Base_High32273 | VOM COST | On Peak | 2036-04-01 | Expected Values | 500.05 | -0.01 | Station_DSM2018_w30mw_High32276 | VOM COST | ALL | 2036-04-01 | Expected Values | 1490.48 | Station_DSM2018_w30mw_High32276 | VOM COST | Off Peak | 2036-04-01 | Expected Values | 993.22 | Station_DSM2018_w30mw_High32276 | VOM COST | On Peak | 2036-04-01 | Expected Values | 497.26 | 0
| Station_DSM2018_Base_High32273 | VOM COST | ALL | 2036-05-01 | Expected Values | 1700.51 | Station_DSM2018_Base_High32273 | VOM COST | Off Peak | 2036-05-01 | Expected Values | 1156.18 | Station_DSM2018_Base_High32273 | VOM COST | On Peak | 2036-05-01 | Expected Values | 544.34 | 0.01 | Station_DSM2018_w30mw_High32276 | VOM COST | ALL | 2036-05-01 | Expected Values | 1684.56 | Station_DSM2018_w30mw_High32276 | VOM COST | Off Peak | 2036-05-01 | Expected Values | 1145.35 | Station_DSM2018_w30mw_High32276 | VOM COST | On Peak | 2036-05-01 | Expected Values | 539.21 | 0
| Station_DSM2018_Base_High32273 | VOM COST | ALL | 2036-06-01 | Expected Values | 1969.43 | Station_DSM2018_Base_High32273 | VOM COST | Off Peak | 2036-06-01 | Expected Values | 1347.93 | Station_DSM2018_Base_High32273 | VOM COST | On Peak | 2036-06-01 | Expected Values | 621.5 | 0 | Station_DSM2018_w30mw_High32276 | VOM COST | ALL | 2036-06-01 | Expected Values | 1951.74 | Station_DSM2018_w30mw_High32276 | VOM COST | Off Peak | 2036-06-01 | Expected Values | 1334.7 | Station_DSM2018_w30mw_High32276 | VOM COST | On Peak | 2036-06-01 | Expected Values | 617.04 | 0
| Station_DSM2018_Base_High32273 | VOM COST | ALL | 2036-07-01 | Expected Values | 2065.02 | Station_DSM2018_Base_High32273 | VOM COST | Off Peak | 2036-07-01 | Expected Values | 1358.08 | Station_DSM2018_Base_High32273 | VOM COST | On Peak | 2036-07-01 | Expected Values | 706.94 | 0 | Station_DSM2018_w30mw_High32276 | VOM COST | ALL | 2036-07-01 | Expected Values | 2043.62 | Station_DSM2018_w30mw_High32276 | VOM COST | Off Peak | 2036-07-01 | Expected Values | 1343.83 | Station_DSM2018_w30mw_High32276 | VOM COST | On Peak | 2036-07-01 | Expected Values | 699.78 | -0.01
| Station_DSM2018_Base_High32273 | VOM COST | ALL | 2036-08-01 | Expected Values | 2094.5 | Station_DSM2018_Base_High32273 | VOM COST | Off Peak | 2036-08-01 | Expected Values | 1447.67 | Station_DSM2018_Base_High32273 | VOM COST | On Peak | 2036-08-01 | Expected Values | 646.83 | 0 | Station_DSM2018_w30mw_High32276 | VOM COST | ALL | 2036-08-01 | Expected Values | 2076.88 | Station_DSM2018_w30mw_High32276 | VOM COST | Off Peak | 2036-08-01 | Expected Values | 1434.95 | Station_DSM2018_w30mw_High32276 | VOM COST | On Peak | 2036-08-01 | Expected Values | 641.93 | 0
| Station_DSM2018_Base_High32273 | VOM COST | ALL | 2036-09-01 | Expected Values | 1876.35 | Station_DSM2018_Base_High32273 | VOM COST | Off Peak | 2036-09-01 | Expected Values | 1244.47 | Station_DSM2018_Base_High32273 | VOM COST | On Peak | 2036-09-01 | Expected Values | 631.87 | -0.01 | Station_DSM2018_w30mw_High32276 | VOM COST | ALL | 2036-09-01 | Expected Values | 1862.72 | Station_DSM2018_w30mw_High32276 | VOM COST | Off Peak | 2036-09-01 | Expected Values | 1234.31 | Station_DSM2018_w30mw_High32276 | VOM COST | On Peak | 2036-09-01 | Expected Values | 628.4 | -0.01
| Station_DSM2018_Base_High32273 | VOM COST | ALL | 2036-10-01 | Expected Values | 1752.09 | Station_DSM2018_Base_High32273 | VOM COST | Off Peak | 2036-10-01 | Expected Values | 1158.13 | Station_DSM2018_Base_High32273 | VOM COST | On Peak | 2036-10-01 | Expected Values | 593.96 | 0 | Station_DSM2018_w30mw_High32276 | VOM COST | ALL | 2036-10-01 | Expected Values | 1735.09 | Station_DSM2018_w30mw_High32276 | VOM COST | Off Peak | 2036-10-01 | Expected Values | 1147.62 | Station_DSM2018_w30mw_High32276 | VOM COST | On Peak | 2036-10-01 | Expected Values | 587.47 | 0
| Station_DSM2018_Base_High32273 | VOM COST | ALL | 2036-11-01 | Expected Values | 1368.88 | Station_DSM2018_Base_High32273 | VOM COST | Off Peak | 2036-11-01 | Expected Values | 1043.3 | Station_DSM2018_Base_High32273 | VOM COST | On Peak | 2036-11-01 | Expected Values | 325.58 | 0 | Station_DSM2018_w30mw_High32276 | VOM COST | ALL | 2036-11-01 | Expected Values | 1354.21 | Station_DSM2018_w30mw_High32276 | VOM COST | Off Peak | 2036-11-01 | Expected Values | 1032.02 | Station_DSM2018_w30mw_High32276 | VOM COST | On Peak | 2036-11-01 | Expected Values | 322.19 | 0
| Station_DSM2018_Base_High32273 | VOM COST | ALL | 2036-12-01 | Expected Values | 1517.31 | Station_DSM2018_Base_High32273 | VOM COST | Off Peak | 2036-12-01 | Expected Values | 1095.34 | Station_DSM2018_Base_High32273 | VOM COST | On Peak | 2036-12-01 | Expected Values | 421.97 | 0 | Station_DSM2018_w30mw_High32276 | VOM COST | ALL | 2036-12-01 | Expected Values | 1501.35 | Station_DSM2018_w30mw_High32276 | VOM COST | Off Peak | 2036-12-01 | Expected Values | 1084.43 | Station_DSM2018_w30mw_High32276 | VOM COST | On Peak | 2036-12-01 | Expected Values | 416.92 | 0
| Station_DSM2018_Base_High32273 | VOM COST | ALL | 2037-01-01 | Expected Values | 1521.73 | Station_DSM2018_Base_High32273 | VOM COST | Off Peak | 2037-01-01 | Expected Values | 1100.91 | Station_DSM2018_Base_High32273 | VOM COST | On Peak | 2037-01-01 | Expected Values | 420.83 | 0.01 | Station_DSM2018_w30mw_High32276 | VOM COST | ALL | 2037-01-01 | Expected Values | 1508.35 | Station_DSM2018_w30mw_High32276 | VOM COST | Off Peak | 2037-01-01 | Expected Values | 1088.68 | Station_DSM2018_w30mw_High32276 | VOM COST | On Peak | 2037-01-01 | Expected Values | 419.67 | 0
| Station_DSM2018_Base_High32273 | VOM COST | ALL | 2037-02-01 | Expected Values | 1377.56 | Station_DSM2018_Base_High32273 | VOM COST | Off Peak | 2037-02-01 | Expected Values | 995.42 | Station_DSM2018_Base_High32273 | VOM COST | On Peak | 2037-02-01 | Expected Values | 382.14 | 0 | Station_DSM2018_w30mw_High32276 | VOM COST | ALL | 2037-02-01 | Expected Values | 1363.41 | Station_DSM2018_w30mw_High32276 | VOM COST | Off Peak | 2037-02-01 | Expected Values | 984.91 | Station_DSM2018_w30mw_High32276 | VOM COST | On Peak | 2037-02-01 | Expected Values | 378.51 | 0.01
| Station_DSM2018_Base_High32273 | VOM COST | ALL | 2037-03-01 | Expected Values | 1492.63 | Station_DSM2018_Base_High32273 | VOM COST | Off Peak | 2037-03-01 | Expected Values | 1101.18 | Station_DSM2018_Base_High32273 | VOM COST | On Peak | 2037-03-01 | Expected Values | 391.45 | 0 | Station_DSM2018_w30mw_High32276 | VOM COST | ALL | 2037-03-01 | Expected Values | 1477.01 | Station_DSM2018_w30mw_High32276 | VOM COST | Off Peak | 2037-03-01 | Expected Values | 1089.61 | Station_DSM2018_w30mw_High32276 | VOM COST | On Peak | 2037-03-01 | Expected Values | 387.4 | 0
| Station_DSM2018_Base_High32273 | VOM COST | ALL | 2037-04-01 | Expected Values | 1488.65 | Station_DSM2018_Base_High32273 | VOM COST | Off Peak | 2037-04-01 | Expected Values | 963.73 | Station_DSM2018_Base_High32273 | VOM COST | On Peak | 2037-04-01 | Expected Values | 524.92 | 0 | Station_DSM2018_w30mw_High32276 | VOM COST | ALL | 2037-04-01 | Expected Values | 1474.12 | Station_DSM2018_w30mw_High32276 | VOM COST | Off Peak | 2037-04-01 | Expected Values | 954.36 | Station_DSM2018_w30mw_High32276 | VOM COST | On Peak | 2037-04-01 | Expected Values | 519.76 | 0
| Station_DSM2018_Base_High32273 | VOM COST | ALL | 2037-05-01 | Expected Values | 1699.27 | Station_DSM2018_Base_High32273 | VOM COST | Off Peak | 2037-05-01 | Expected Values | 1153.22 | Station_DSM2018_Base_High32273 | VOM COST | On Peak | 2037-05-01 | Expected Values | 546.05 | 0 | Station_DSM2018_w30mw_High32276 | VOM COST | ALL | 2037-05-01 | Expected Values | 1678.45 | Station_DSM2018_w30mw_High32276 | VOM COST | Off Peak | 2037-05-01 | Expected Values | 1138.89 | Station_DSM2018_w30mw_High32276 | VOM COST | On Peak | 2037-05-01 | Expected Values | 539.55 | -0.01
| Station_DSM2018_Base_High32273 | VOM COST | ALL | 2037-06-01 | Expected Values | 1995.69 | Station_DSM2018_Base_High32273 | VOM COST | Off Peak | 2037-06-01 | Expected Values | 1303.3 | Station_DSM2018_Base_High32273 | VOM COST | On Peak | 2037-06-01 | Expected Values | 692.39 | 0 | Station_DSM2018_w30mw_High32276 | VOM COST | ALL | 2037-06-01 | Expected Values | 1973.74 | Station_DSM2018_w30mw_High32276 | VOM COST | Off Peak | 2037-06-01 | Expected Values | 1289.7 | Station_DSM2018_w30mw_High32276 | VOM COST | On Peak | 2037-06-01 | Expected Values | 684.04 | 0
| Station_DSM2018_Base_High32273 | VOM COST | ALL | 2037-07-01 | Expected Values | 2139.66 | Station_DSM2018_Base_High32273 | VOM COST | Off Peak | 2037-07-01 | Expected Values | 1374.72 | Station_DSM2018_Base_High32273 | VOM COST | On Peak | 2037-07-01 | Expected Values | 764.94 | 0 | Station_DSM2018_w30mw_High32276 | VOM COST | ALL | 2037-07-01 | Expected Values | 2127.77 | Station_DSM2018_w30mw_High32276 | VOM COST | Off Peak | 2037-07-01 | Expected Values | 1366.15 | Station_DSM2018_w30mw_High32276 | VOM COST | On Peak | 2037-07-01 | Expected Values | 761.62 | 0
| Station_DSM2018_Base_High32273 | VOM COST | ALL | 2037-08-01 | Expected Values | 2135.78 | Station_DSM2018_Base_High32273 | VOM COST | Off Peak | 2037-08-01 | Expected Values | 1464.11 | Station_DSM2018_Base_High32273 | VOM COST | On Peak | 2037-08-01 | Expected Values | 671.67 | 0 | Station_DSM2018_w30mw_High32276 | VOM COST | ALL | 2037-08-01 | Expected Values | 2105.09 | Station_DSM2018_w30mw_High32276 | VOM COST | Off Peak | 2037-08-01 | Expected Values | 1444.75 | Station_DSM2018_w30mw_High32276 | VOM COST | On Peak | 2037-08-01 | Expected Values | 660.33 | -0.01
| Station_DSM2018_Base_High32273 | VOM COST | ALL | 2037-09-01 | Expected Values | 2001.57 | Station_DSM2018_Base_High32273 | VOM COST | Off Peak | 2037-09-01 | Expected Values | 1336.91 | Station_DSM2018_Base_High32273 | VOM COST | On Peak | 2037-09-01 | Expected Values | 664.66 | 0 | Station_DSM2018_w30mw_High32276 | VOM COST | ALL | 2037-09-01 | Expected Values | 1983.43 | Station_DSM2018_w30mw_High32276 | VOM COST | Off Peak | 2037-09-01 | Expected Values | 1326.69 | Station_DSM2018_w30mw_High32276 | VOM COST | On Peak | 2037-09-01 | Expected Values | 656.73 | -0.01
| Station_DSM2018_Base_High32273 | VOM COST | ALL | 2037-10-01 | Expected Values | 1756.64 | Station_DSM2018_Base_High32273 | VOM COST | Off Peak | 2037-10-01 | Expected Values | 1176.66 | Station_DSM2018_Base_High32273 | VOM COST | On Peak | 2037-10-01 | Expected Values | 579.98 | 0 | Station_DSM2018_w30mw_High32276 | VOM COST | ALL | 2037-10-01 | Expected Values | 1740.37 | Station_DSM2018_w30mw_High32276 | VOM COST | Off Peak | 2037-10-01 | Expected Values | 1163.62 | Station_DSM2018_w30mw_High32276 | VOM COST | On Peak | 2037-10-01 | Expected Values | 576.76 | 0.01
| Station_DSM2018_Base_High32273 | VOM COST | ALL | 2037-11-01 | Expected Values | 1381.63 | Station_DSM2018_Base_High32273 | VOM COST | Off Peak | 2037-11-01 | Expected Values | 1034.41 | Station_DSM2018_Base_High32273 | VOM COST | On Peak | 2037-11-01 | Expected Values | 347.22 | 0 | Station_DSM2018_w30mw_High32276 | VOM COST | ALL | 2037-11-01 | Expected Values | 1366.54 | Station_DSM2018_w30mw_High32276 | VOM COST | Off Peak | 2037-11-01 | Expected Values | 1023.31 | Station_DSM2018_w30mw_High32276 | VOM COST | On Peak | 2037-11-01 | Expected Values | 343.23 | 0
| Station_DSM2018_Base_High32273 | VOM COST | ALL | 2037-12-01 | Expected Values | 1523.67 | Station_DSM2018_Base_High32273 | VOM COST | Off Peak | 2037-12-01 | Expected Values | 1092.76 | Station_DSM2018_Base_High32273 | VOM COST | On Peak | 2037-12-01 | Expected Values | 430.91 | 0 | Station_DSM2018_w30mw_High32276 | VOM COST | ALL | 2037-12-01 | Expected Values | 1507.4 | Station_DSM2018_w30mw_High32276 | VOM COST | Off Peak | 2037-12-01 | Expected Values | 1081.06 | Station_DSM2018_w30mw_High32276 | VOM COST | On Peak | 2037-12-01 | Expected Values | 426.34 | 0
| Station_DSM2018_Base_High32273 | VOM COST | ALL | 2038-01-01 | Expected Values | 1584.44 | Station_DSM2018_Base_High32273 | VOM COST | Off Peak | 2038-01-01 | Expected Values | 1164.12 | Station_DSM2018_Base_High32273 | VOM COST | On Peak | 2038-01-01 | Expected Values | 420.33 | 0.01 | Station_DSM2018_w30mw_High32276 | VOM COST | ALL | 2038-01-01 | Expected Values | 1567.43 | Station_DSM2018_w30mw_High32276 | VOM COST | Off Peak | 2038-01-01 | Expected Values | 1151.11 | Station_DSM2018_w30mw_High32276 | VOM COST | On Peak | 2038-01-01 | Expected Values | 416.32 | 0
| Station_DSM2018_Base_High32273 | VOM COST | ALL | 2038-02-01 | Expected Values | 1391.6 | Station_DSM2018_Base_High32273 | VOM COST | Off Peak | 2038-02-01 | Expected Values | 1000.35 | Station_DSM2018_Base_High32273 | VOM COST | On Peak | 2038-02-01 | Expected Values | 391.26 | 0.01 | Station_DSM2018_w30mw_High32276 | VOM COST | ALL | 2038-02-01 | Expected Values | 1376.15 | Station_DSM2018_w30mw_High32276 | VOM COST | Off Peak | 2038-02-01 | Expected Values | 989.2 | Station_DSM2018_w30mw_High32276 | VOM COST | On Peak | 2038-02-01 | Expected Values | 386.95 | 0
| Station_DSM2018_Base_High32273 | VOM COST | ALL | 2038-03-01 | Expected Values | 1549.76 | Station_DSM2018_Base_High32273 | VOM COST | Off Peak | 2038-03-01 | Expected Values | 1133.61 | Station_DSM2018_Base_High32273 | VOM COST | On Peak | 2038-03-01 | Expected Values | 416.15 | 0 | Station_DSM2018_w30mw_High32276 | VOM COST | ALL | 2038-03-01 | Expected Values | 1535.82 | Station_DSM2018_w30mw_High32276 | VOM COST | Off Peak | 2038-03-01 | Expected Values | 1123.18 | Station_DSM2018_w30mw_High32276 | VOM COST | On Peak | 2038-03-01 | Expected Values | 412.64 | 0
| Station_DSM2018_Base_High32273 | VOM COST | ALL | 2038-04-01 | Expected Values | 1519.96 | Station_DSM2018_Base_High32273 | VOM COST | Off Peak | 2038-04-01 | Expected Values | 982.73 | Station_DSM2018_Base_High32273 | VOM COST | On Peak | 2038-04-01 | Expected Values | 537.24 | 0.01 | Station_DSM2018_w30mw_High32276 | VOM COST | ALL | 2038-04-01 | Expected Values | 1504.01 | Station_DSM2018_w30mw_High32276 | VOM COST | Off Peak | 2038-04-01 | Expected Values | 972.14 | Station_DSM2018_w30mw_High32276 | VOM COST | On Peak | 2038-04-01 | Expected Values | 531.87 | 0
| Station_DSM2018_Base_High32273 | VOM COST | ALL | 2038-05-01 | Expected Values | 1752.3 | Station_DSM2018_Base_High32273 | VOM COST | Off Peak | 2038-05-01 | Expected Values | 1188.13 | Station_DSM2018_Base_High32273 | VOM COST | On Peak | 2038-05-01 | Expected Values | 564.17 | 0 | Station_DSM2018_w30mw_High32276 | VOM COST | ALL | 2038-05-01 | Expected Values | 1723.23 | Station_DSM2018_w30mw_High32276 | VOM COST | Off Peak | 2038-05-01 | Expected Values | 1169.37 | Station_DSM2018_w30mw_High32276 | VOM COST | On Peak | 2038-05-01 | Expected Values | 553.87 | 0.01
| Station_DSM2018_Base_High32273 | VOM COST | ALL | 2038-06-01 | Expected Values | 2066.85 | Station_DSM2018_Base_High32273 | VOM COST | Off Peak | 2038-06-01 | Expected Values | 1354.05 | Station_DSM2018_Base_High32273 | VOM COST | On Peak | 2038-06-01 | Expected Values | 712.8 | 0 | Station_DSM2018_w30mw_High32276 | VOM COST | ALL | 2038-06-01 | Expected Values | 2046.96 | Station_DSM2018_w30mw_High32276 | VOM COST | Off Peak | 2038-06-01 | Expected Values | 1341.68 | Station_DSM2018_w30mw_High32276 | VOM COST | On Peak | 2038-06-01 | Expected Values | 705.28 | 0
| Station_DSM2018_Base_High32273 | VOM COST | ALL | 2038-07-01 | Expected Values | 2159.9 | Station_DSM2018_Base_High32273 | VOM COST | Off Peak | 2038-07-01 | Expected Values | 1412.67 | Station_DSM2018_Base_High32273 | VOM COST | On Peak | 2038-07-01 | Expected Values | 747.23 | 0 | Station_DSM2018_w30mw_High32276 | VOM COST | ALL | 2038-07-01 | Expected Values | 2146.63 | Station_DSM2018_w30mw_High32276 | VOM COST | Off Peak | 2038-07-01 | Expected Values | 1401.82 | Station_DSM2018_w30mw_High32276 | VOM COST | On Peak | 2038-07-01 | Expected Values | 744.81 | 0
| Station_DSM2018_Base_High32273 | VOM COST | ALL | 2038-08-01 | Expected Values | 2139.71 | Station_DSM2018_Base_High32273 | VOM COST | Off Peak | 2038-08-01 | Expected Values | 1436.36 | Station_DSM2018_Base_High32273 | VOM COST | On Peak | 2038-08-01 | Expected Values | 703.35 | 0 | Station_DSM2018_w30mw_High32276 | VOM COST | ALL | 2038-08-01 | Expected Values | 2108.2 | Station_DSM2018_w30mw_High32276 | VOM COST | Off Peak | 2038-08-01 | Expected Values | 1419.01 | Station_DSM2018_w30mw_High32276 | VOM COST | On Peak | 2038-08-01 | Expected Values | 689.2 | 0.01
| Station_DSM2018_Base_High32273 | VOM COST | ALL | 2038-09-01 | Expected Values | 1975.23 | Station_DSM2018_Base_High32273 | VOM COST | Off Peak | 2038-09-01 | Expected Values | 1320.21 | Station_DSM2018_Base_High32273 | VOM COST | On Peak | 2038-09-01 | Expected Values | 655.01 | -0.01 | Station_DSM2018_w30mw_High32276 | VOM COST | ALL | 2038-09-01 | Expected Values | 1962.75 | Station_DSM2018_w30mw_High32276 | VOM COST | Off Peak | 2038-09-01 | Expected Values | 1306.77 | Station_DSM2018_w30mw_High32276 | VOM COST | On Peak | 2038-09-01 | Expected Values | 655.98 | 0
| Station_DSM2018_Base_High32273 | VOM COST | ALL | 2038-10-01 | Expected Values | 1815.19 | Station_DSM2018_Base_High32273 | VOM COST | Off Peak | 2038-10-01 | Expected Values | 1252.26 | Station_DSM2018_Base_High32273 | VOM COST | On Peak | 2038-10-01 | Expected Values | 562.93 | 0 | Station_DSM2018_w30mw_High32276 | VOM COST | ALL | 2038-10-01 | Expected Values | 1800.03 | Station_DSM2018_w30mw_High32276 | VOM COST | Off Peak | 2038-10-01 | Expected Values | 1242.24 | Station_DSM2018_w30mw_High32276 | VOM COST | On Peak | 2038-10-01 | Expected Values | 557.78 | -0.01
| Station_DSM2018_Base_High32273 | VOM COST | ALL | 2038-11-01 | Expected Values | 1414.76 | Station_DSM2018_Base_High32273 | VOM COST | Off Peak | 2038-11-01 | Expected Values | 1038.67 | Station_DSM2018_Base_High32273 | VOM COST | On Peak | 2038-11-01 | Expected Values | 376.08 | -0.01 | Station_DSM2018_w30mw_High32276 | VOM COST | ALL | 2038-11-01 | Expected Values | 1396.66 | Station_DSM2018_w30mw_High32276 | VOM COST | Off Peak | 2038-11-01 | Expected Values | 1025.46 | Station_DSM2018_w30mw_High32276 | VOM COST | On Peak | 2038-11-01 | Expected Values | 371.2 | 0
| Station_DSM2018_Base_High32273 | VOM COST | ALL | 2038-12-01 | Expected Values | 1626.84 | Station_DSM2018_Base_High32273 | VOM COST | Off Peak | 2038-12-01 | Expected Values | 1162.27 | Station_DSM2018_Base_High32273 | VOM COST | On Peak | 2038-12-01 | Expected Values | 464.57 | 0 | Station_DSM2018_w30mw_High32276 | VOM COST | ALL | 2038-12-01 | Expected Values | 1608.08 | Station_DSM2018_w30mw_High32276 | VOM COST | Off Peak | 2038-12-01 | Expected Values | 1148.46 | Station_DSM2018_w30mw_High32276 | VOM COST | On Peak | 2038-12-01 | Expected Values | 459.62 | 0
| Station_DSM2018_Base_High32273 | VOM COST | ALL | 2039-01-01 | Expected Values | 1609.26 | Station_DSM2018_Base_High32273 | VOM COST | Off Peak | 2039-01-01 | Expected Values | 1184.62 | Station_DSM2018_Base_High32273 | VOM COST | On Peak | 2039-01-01 | Expected Values | 424.64 | 0 | Station_DSM2018_w30mw_High32276 | VOM COST | ALL | 2039-01-01 | Expected Values | 1593.24 | Station_DSM2018_w30mw_High32276 | VOM COST | Off Peak | 2039-01-01 | Expected Values | 1171.1 | Station_DSM2018_w30mw_High32276 | VOM COST | On Peak | 2039-01-01 | Expected Values | 422.15 | 0.01
| Station_DSM2018_Base_High32273 | VOM COST | ALL | 2039-02-01 | Expected Values | 1593.48 | Station_DSM2018_Base_High32273 | VOM COST | Off Peak | 2039-02-01 | Expected Values | 1123.1 | Station_DSM2018_Base_High32273 | VOM COST | On Peak | 2039-02-01 | Expected Values | 470.38 | 0 | Station_DSM2018_w30mw_High32276 | VOM COST | ALL | 2039-02-01 | Expected Values | 1570.39 | Station_DSM2018_w30mw_High32276 | VOM COST | Off Peak | 2039-02-01 | Expected Values | 1106.66 | Station_DSM2018_w30mw_High32276 | VOM COST | On Peak | 2039-02-01 | Expected Values | 463.73 | 0
| Station_DSM2018_Base_High32273 | VOM COST | ALL | 2039-03-01 | Expected Values | 1526.73 | Station_DSM2018_Base_High32273 | VOM COST | Off Peak | 2039-03-01 | Expected Values | 1111.27 | Station_DSM2018_Base_High32273 | VOM COST | On Peak | 2039-03-01 | Expected Values | 415.45 | -0.01 | Station_DSM2018_w30mw_High32276 | VOM COST | ALL | 2039-03-01 | Expected Values | 1509.74 | Station_DSM2018_w30mw_High32276 | VOM COST | Off Peak | 2039-03-01 | Expected Values | 1098.98 | Station_DSM2018_w30mw_High32276 | VOM COST | On Peak | 2039-03-01 | Expected Values | 410.76 | 0
| Station_DSM2018_Base_High32273 | VOM COST | ALL | 2039-04-01 | Expected Values | 1566.38 | Station_DSM2018_Base_High32273 | VOM COST | Off Peak | 2039-04-01 | Expected Values | 1038.92 | Station_DSM2018_Base_High32273 | VOM COST | On Peak | 2039-04-01 | Expected Values | 527.46 | 0 | Station_DSM2018_w30mw_High32276 | VOM COST | ALL | 2039-04-01 | Expected Values | 1550.44 | Station_DSM2018_w30mw_High32276 | VOM COST | Off Peak | 2039-04-01 | Expected Values | 1027.92 | Station_DSM2018_w30mw_High32276 | VOM COST | On Peak | 2039-04-01 | Expected Values | 522.52 | 0
| Station_DSM2018_Base_High32273 | VOM COST | ALL | 2039-05-01 | Expected Values | 1647.27 | Station_DSM2018_Base_High32273 | VOM COST | Off Peak | 2039-05-01 | Expected Values | 1067.8 | Station_DSM2018_Base_High32273 | VOM COST | On Peak | 2039-05-01 | Expected Values | 579.48 | 0.01 | Station_DSM2018_w30mw_High32276 | VOM COST | ALL | 2039-05-01 | Expected Values | 1644.15 | Station_DSM2018_w30mw_High32276 | VOM COST | Off Peak | 2039-05-01 | Expected Values | 1055.54 | Station_DSM2018_w30mw_High32276 | VOM COST | On Peak | 2039-05-01 | Expected Values | 588.61 | 0
| Station_DSM2018_Base_High32273 | VOM COST | ALL | 2039-06-01 | Expected Values | 1917.15 | Station_DSM2018_Base_High32273 | VOM COST | Off Peak | 2039-06-01 | Expected Values | 1237.65 | Station_DSM2018_Base_High32273 | VOM COST | On Peak | 2039-06-01 | Expected Values | 679.5 | 0 | Station_DSM2018_w30mw_High32276 | VOM COST | ALL | 2039-06-01 | Expected Values | 1896.23 | Station_DSM2018_w30mw_High32276 | VOM COST | Off Peak | 2039-06-01 | Expected Values | 1222.13 | Station_DSM2018_w30mw_High32276 | VOM COST | On Peak | 2039-06-01 | Expected Values | 674.1 | 0
| Station_DSM2018_Base_High32273 | VOM COST | ALL | 2039-07-01 | Expected Values | 2201.51 | Station_DSM2018_Base_High32273 | VOM COST | Off Peak | 2039-07-01 | Expected Values | 1477.11 | Station_DSM2018_Base_High32273 | VOM COST | On Peak | 2039-07-01 | Expected Values | 724.4 | 0 | Station_DSM2018_w30mw_High32276 | VOM COST | ALL | 2039-07-01 | Expected Values | 2178.51 | Station_DSM2018_w30mw_High32276 | VOM COST | Off Peak | 2039-07-01 | Expected Values | 1465.74 | Station_DSM2018_w30mw_High32276 | VOM COST | On Peak | 2039-07-01 | Expected Values | 712.77 | 0
| Station_DSM2018_Base_High32273 | VOM COST | ALL | 2039-08-01 | Expected Values | 2228.41 | Station_DSM2018_Base_High32273 | VOM COST | Off Peak | 2039-08-01 | Expected Values | 1470.98 | Station_DSM2018_Base_High32273 | VOM COST | On Peak | 2039-08-01 | Expected Values | 757.43 | 0 | Station_DSM2018_w30mw_High32276 | VOM COST | ALL | 2039-08-01 | Expected Values | 2201.26 | Station_DSM2018_w30mw_High32276 | VOM COST | Off Peak | 2039-08-01 | Expected Values | 1454.54 | Station_DSM2018_w30mw_High32276 | VOM COST | On Peak | 2039-08-01 | Expected Values | 746.72 | 0
| Station_DSM2018_Base_High32273 | VOM COST | ALL | 2039-09-01 | Expected Values | 2080.27 | Station_DSM2018_Base_High32273 | VOM COST | Off Peak | 2039-09-01 | Expected Values | 1389.94 | Station_DSM2018_Base_High32273 | VOM COST | On Peak | 2039-09-01 | Expected Values | 690.33 | 0 | Station_DSM2018_w30mw_High32276 | VOM COST | ALL | 2039-09-01 | Expected Values | 2064.51 | Station_DSM2018_w30mw_High32276 | VOM COST | Off Peak | 2039-09-01 | Expected Values | 1376.82 | Station_DSM2018_w30mw_High32276 | VOM COST | On Peak | 2039-09-01 | Expected Values | 687.69 | 0
| Station_DSM2018_Base_High32273 | VOM COST | ALL | 2039-10-01 | Expected Values | 1908.27 | Station_DSM2018_Base_High32273 | VOM COST | Off Peak | 2039-10-01 | Expected Values | 1297.87 | Station_DSM2018_Base_High32273 | VOM COST | On Peak | 2039-10-01 | Expected Values | 610.4 | 0 | Station_DSM2018_w30mw_High32276 | VOM COST | ALL | 2039-10-01 | Expected Values | 1884.25 | Station_DSM2018_w30mw_High32276 | VOM COST | Off Peak | 2039-10-01 | Expected Values | 1285.99 | Station_DSM2018_w30mw_High32276 | VOM COST | On Peak | 2039-10-01 | Expected Values | 598.27 | 0.01
| Station_DSM2018_Base_High32273 | VOM COST | ALL | 2039-11-01 | Expected Values | 1409.16 | Station_DSM2018_Base_High32273 | VOM COST | Off Peak | 2039-11-01 | Expected Values | 1038.14 | Station_DSM2018_Base_High32273 | VOM COST | On Peak | 2039-11-01 | Expected Values | 371.02 | 0 | Station_DSM2018_w30mw_High32276 | VOM COST | ALL | 2039-11-01 | Expected Values | 1392.47 | Station_DSM2018_w30mw_High32276 | VOM COST | Off Peak | 2039-11-01 | Expected Values | 1025.36 | Station_DSM2018_w30mw_High32276 | VOM COST | On Peak | 2039-11-01 | Expected Values | 367.11 | 0
| Station_DSM2018_Base_High32273 | VOM COST | ALL | 2039-12-01 | Expected Values | 1588.66 | Station_DSM2018_Base_High32273 | VOM COST | Off Peak | 2039-12-01 | Expected Values | 1163.29 | Station_DSM2018_Base_High32273 | VOM COST | On Peak | 2039-12-01 | Expected Values | 425.37 | 0 | Station_DSM2018_w30mw_High32276 | VOM COST | ALL | 2039-12-01 | Expected Values | 1574.64 | Station_DSM2018_w30mw_High32276 | VOM COST | Off Peak | 2039-12-01 | Expected Values | 1151.27 | Station_DSM2018_w30mw_High32276 | VOM COST | On Peak | 2039-12-01 | Expected Values | 423.37 | 0
| Station_DSM2018_Base_High32273 | VOM COST | ALL | 2040-01-01 | Expected Values | 1678.31 | Station_DSM2018_Base_High32273 | VOM COST | Off Peak | 2040-01-01 | Expected Values | 1218.66 | Station_DSM2018_Base_High32273 | VOM COST | On Peak | 2040-01-01 | Expected Values | 459.65 | 0 | Station_DSM2018_w30mw_High32276 | VOM COST | ALL | 2040-01-01 | Expected Values | 1660.64 | Station_DSM2018_w30mw_High32276 | VOM COST | Off Peak | 2040-01-01 | Expected Values | 1205.97 | Station_DSM2018_w30mw_High32276 | VOM COST | On Peak | 2040-01-01 | Expected Values | 454.68 | 0.01
| Station_DSM2018_Base_High32273 | VOM COST | ALL | 2040-02-01 | Expected Values | 1458.8 | Station_DSM2018_Base_High32273 | VOM COST | Off Peak | 2040-02-01 | Expected Values | 1055.22 | Station_DSM2018_Base_High32273 | VOM COST | On Peak | 2040-02-01 | Expected Values | 403.58 | 0 | Station_DSM2018_w30mw_High32276 | VOM COST | ALL | 2040-02-01 | Expected Values | 1439.53 | Station_DSM2018_w30mw_High32276 | VOM COST | Off Peak | 2040-02-01 | Expected Values | 1042.04 | Station_DSM2018_w30mw_High32276 | VOM COST | On Peak | 2040-02-01 | Expected Values | 397.49 | 0
| Station_DSM2018_Base_High32273 | VOM COST | ALL | 2040-03-01 | Expected Values | 1512.66 | Station_DSM2018_Base_High32273 | VOM COST | Off Peak | 2040-03-01 | Expected Values | 1116.32 | Station_DSM2018_Base_High32273 | VOM COST | On Peak | 2040-03-01 | Expected Values | 396.34 | 0 | Station_DSM2018_w30mw_High32276 | VOM COST | ALL | 2040-03-01 | Expected Values | 1495.57 | Station_DSM2018_w30mw_High32276 | VOM COST | Off Peak | 2040-03-01 | Expected Values | 1103.64 | Station_DSM2018_w30mw_High32276 | VOM COST | On Peak | 2040-03-01 | Expected Values | 391.93 | 0
| Station_DSM2018_Base_High32273 | VOM COST | ALL | 2040-04-01 | Expected Values | 1615.54 | Station_DSM2018_Base_High32273 | VOM COST | Off Peak | 2040-04-01 | Expected Values | 1070.18 | Station_DSM2018_Base_High32273 | VOM COST | On Peak | 2040-04-01 | Expected Values | 545.36 | 0 | Station_DSM2018_w30mw_High32276 | VOM COST | ALL | 2040-04-01 | Expected Values | 1592.32 | Station_DSM2018_w30mw_High32276 | VOM COST | Off Peak | 2040-04-01 | Expected Values | 1061.26 | Station_DSM2018_w30mw_High32276 | VOM COST | On Peak | 2040-04-01 | Expected Values | 531.06 | 0
| Station_DSM2018_Base_High32273 | VOM COST | ALL | 2040-05-01 | Expected Values | 1827.07 | Station_DSM2018_Base_High32273 | VOM COST | Off Peak | 2040-05-01 | Expected Values | 1184.62 | Station_DSM2018_Base_High32273 | VOM COST | On Peak | 2040-05-01 | Expected Values | 642.45 | 0 | Station_DSM2018_w30mw_High32276 | VOM COST | ALL | 2040-05-01 | Expected Values | 1798.18 | Station_DSM2018_w30mw_High32276 | VOM COST | Off Peak | 2040-05-01 | Expected Values | 1169.63 | Station_DSM2018_w30mw_High32276 | VOM COST | On Peak | 2040-05-01 | Expected Values | 628.54 | -0.01
| Station_DSM2018_Base_High32273 | VOM COST | ALL | 2040-06-01 | Expected Values | 2210.3 | Station_DSM2018_Base_High32273 | VOM COST | Off Peak | 2040-06-01 | Expected Values | 1477 | Station_DSM2018_Base_High32273 | VOM COST | On Peak | 2040-06-01 | Expected Values | 733.3 | 0 | Station_DSM2018_w30mw_High32276 | VOM COST | ALL | 2040-06-01 | Expected Values | 2183.07 | Station_DSM2018_w30mw_High32276 | VOM COST | Off Peak | 2040-06-01 | Expected Values | 1470.81 | Station_DSM2018_w30mw_High32276 | VOM COST | On Peak | 2040-06-01 | Expected Values | 712.25 | -0.01
| Station_DSM2018_Base_High32273 | VOM COST | ALL | 2040-07-01 | Expected Values | 2235.16 | Station_DSM2018_Base_High32273 | VOM COST | Off Peak | 2040-07-01 | Expected Values | 1475.51 | Station_DSM2018_Base_High32273 | VOM COST | On Peak | 2040-07-01 | Expected Values | 759.66 | 0.01 | Station_DSM2018_w30mw_High32276 | VOM COST | ALL | 2040-07-01 | Expected Values | 2210.98 | Station_DSM2018_w30mw_High32276 | VOM COST | Off Peak | 2040-07-01 | Expected Values | 1456.57 | Station_DSM2018_w30mw_High32276 | VOM COST | On Peak | 2040-07-01 | Expected Values | 754.41 | 0
| Station_DSM2018_Base_High32273 | VOM COST | ALL | 2040-08-01 | Expected Values | 2226.8 | Station_DSM2018_Base_High32273 | VOM COST | Off Peak | 2040-08-01 | Expected Values | 1476.32 | Station_DSM2018_Base_High32273 | VOM COST | On Peak | 2040-08-01 | Expected Values | 750.47 | -0.01 | Station_DSM2018_w30mw_High32276 | VOM COST | ALL | 2040-08-01 | Expected Values | 2201.5 | Station_DSM2018_w30mw_High32276 | VOM COST | Off Peak | 2040-08-01 | Expected Values | 1459.55 | Station_DSM2018_w30mw_High32276 | VOM COST | On Peak | 2040-08-01 | Expected Values | 741.94 | -0.01
| Station_DSM2018_Base_High32273 | VOM COST | ALL | 2040-09-01 | Expected Values | 2096.01 | Station_DSM2018_Base_High32273 | VOM COST | Off Peak | 2040-09-01 | Expected Values | 1451.7 | Station_DSM2018_Base_High32273 | VOM COST | On Peak | 2040-09-01 | Expected Values | 644.31 | 0 | Station_DSM2018_w30mw_High32276 | VOM COST | ALL | 2040-09-01 | Expected Values | 2077.82 | Station_DSM2018_w30mw_High32276 | VOM COST | Off Peak | 2040-09-01 | Expected Values | 1439.82 | Station_DSM2018_w30mw_High32276 | VOM COST | On Peak | 2040-09-01 | Expected Values | 638 | 0
| Station_DSM2018_Base_High32273 | VOM COST | ALL | 2040-10-01 | Expected Values | 1899.62 | Station_DSM2018_Base_High32273 | VOM COST | Off Peak | 2040-10-01 | Expected Values | 1246.37 | Station_DSM2018_Base_High32273 | VOM COST | On Peak | 2040-10-01 | Expected Values | 653.25 | 0 | Station_DSM2018_w30mw_High32276 | VOM COST | ALL | 2040-10-01 | Expected Values | 1879.65 | Station_DSM2018_w30mw_High32276 | VOM COST | Off Peak | 2040-10-01 | Expected Values | 1233.16 | Station_DSM2018_w30mw_High32276 | VOM COST | On Peak | 2040-10-01 | Expected Values | 646.48 | -0.01
| Station_DSM2018_Base_High32273 | VOM COST | ALL | 2040-11-01 | Expected Values | 1509.37 | Station_DSM2018_Base_High32273 | VOM COST | Off Peak | 2040-11-01 | Expected Values | 1114.48 | Station_DSM2018_Base_High32273 | VOM COST | On Peak | 2040-11-01 | Expected Values | 394.89 | 0 | Station_DSM2018_w30mw_High32276 | VOM COST | ALL | 2040-11-01 | Expected Values | 1493.39 | Station_DSM2018_w30mw_High32276 | VOM COST | Off Peak | 2040-11-01 | Expected Values | 1102.51 | Station_DSM2018_w30mw_High32276 | VOM COST | On Peak | 2040-11-01 | Expected Values | 390.87 | -0.01
| Station_DSM2018_Base_High32273 | VOM COST | ALL | 2040-12-01 | Expected Values | 1639.69 | Station_DSM2018_Base_High32273 | VOM COST | Off Peak | 2040-12-01 | Expected Values | 1222.18 | Station_DSM2018_Base_High32273 | VOM COST | On Peak | 2040-12-01 | Expected Values | 417.5 | -0.01 | Station_DSM2018_w30mw_High32276 | VOM COST | ALL | 2040-12-01 | Expected Values | 1627.65 | Station_DSM2018_w30mw_High32276 | VOM COST | Off Peak | 2040-12-01 | Expected Values | 1212.15 | Station_DSM2018_w30mw_High32276 | VOM COST | On Peak | 2040-12-01 | Expected Values | 415.5 | 0
| Station_DSM2018_Base_High32273 | VOM COST | ALL | 2041-01-01 | Expected Values | 1634.65 | Station_DSM2018_Base_High32273 | VOM COST | Off Peak | 2041-01-01 | Expected Values | 1166.13 | Station_DSM2018_Base_High32273 | VOM COST | On Peak | 2041-01-01 | Expected Values | 468.53 | 0.01 | Station_DSM2018_w30mw_High32276 | VOM COST | ALL | 2041-01-01 | Expected Values | 1622.77 | Station_DSM2018_w30mw_High32276 | VOM COST | Off Peak | 2041-01-01 | Expected Values | 1155.09 | Station_DSM2018_w30mw_High32276 | VOM COST | On Peak | 2041-01-01 | Expected Values | 467.68 | 0
| Station_DSM2018_Base_High32273 | VOM COST | ALL | 2041-02-01 | Expected Values | 1477.9 | Station_DSM2018_Base_High32273 | VOM COST | Off Peak | 2041-02-01 | Expected Values | 1071.31 | Station_DSM2018_Base_High32273 | VOM COST | On Peak | 2041-02-01 | Expected Values | 406.59 | 0 | Station_DSM2018_w30mw_High32276 | VOM COST | ALL | 2041-02-01 | Expected Values | 1462.66 | Station_DSM2018_w30mw_High32276 | VOM COST | Off Peak | 2041-02-01 | Expected Values | 1060.07 | Station_DSM2018_w30mw_High32276 | VOM COST | On Peak | 2041-02-01 | Expected Values | 402.59 | 0
| Station_DSM2018_Base_High32273 | VOM COST | ALL | 2041-03-01 | Expected Values | 1638.33 | Station_DSM2018_Base_High32273 | VOM COST | Off Peak | 2041-03-01 | Expected Values | 1229.93 | Station_DSM2018_Base_High32273 | VOM COST | On Peak | 2041-03-01 | Expected Values | 408.4 | 0 | Station_DSM2018_w30mw_High32276 | VOM COST | ALL | 2041-03-01 | Expected Values | 1619.33 | Station_DSM2018_w30mw_High32276 | VOM COST | Off Peak | 2041-03-01 | Expected Values | 1215.82 | Station_DSM2018_w30mw_High32276 | VOM COST | On Peak | 2041-03-01 | Expected Values | 403.52 | 0.01
| Station_DSM2018_Base_High32273 | VOM COST | ALL | 2041-04-01 | Expected Values | 1628.37 | Station_DSM2018_Base_High32273 | VOM COST | Off Peak | 2041-04-01 | Expected Values | 1058.93 | Station_DSM2018_Base_High32273 | VOM COST | On Peak | 2041-04-01 | Expected Values | 569.44 | 0 | Station_DSM2018_w30mw_High32276 | VOM COST | ALL | 2041-04-01 | Expected Values | 1607.54 | Station_DSM2018_w30mw_High32276 | VOM COST | Off Peak | 2041-04-01 | Expected Values | 1043.31 | Station_DSM2018_w30mw_High32276 | VOM COST | On Peak | 2041-04-01 | Expected Values | 564.23 | 0
| Station_DSM2018_Base_High32273 | VOM COST | ALL | 2041-05-01 | Expected Values | 1766.75 | Station_DSM2018_Base_High32273 | VOM COST | Off Peak | 2041-05-01 | Expected Values | 1136.74 | Station_DSM2018_Base_High32273 | VOM COST | On Peak | 2041-05-01 | Expected Values | 630.02 | 0.01 | Station_DSM2018_w30mw_High32276 | VOM COST | ALL | 2041-05-01 | Expected Values | 1734.33 | Station_DSM2018_w30mw_High32276 | VOM COST | Off Peak | 2041-05-01 | Expected Values | 1116.81 | Station_DSM2018_w30mw_High32276 | VOM COST | On Peak | 2041-05-01 | Expected Values | 617.52 | 0
| Station_DSM2018_Base_High32273 | VOM COST | ALL | 2041-06-01 | Expected Values | 2040.67 | Station_DSM2018_Base_High32273 | VOM COST | Off Peak | 2041-06-01 | Expected Values | 1370.76 | Station_DSM2018_Base_High32273 | VOM COST | On Peak | 2041-06-01 | Expected Values | 669.92 | 0.01 | Station_DSM2018_w30mw_High32276 | VOM COST | ALL | 2041-06-01 | Expected Values | 2024.67 | Station_DSM2018_w30mw_High32276 | VOM COST | Off Peak | 2041-06-01 | Expected Values | 1362.49 | Station_DSM2018_w30mw_High32276 | VOM COST | On Peak | 2041-06-01 | Expected Values | 662.19 | 0.01
| Station_DSM2018_Base_High32273 | VOM COST | ALL | 2041-07-01 | Expected Values | 2166.14 | Station_DSM2018_Base_High32273 | VOM COST | Off Peak | 2041-07-01 | Expected Values | 1370.3 | Station_DSM2018_Base_High32273 | VOM COST | On Peak | 2041-07-01 | Expected Values | 795.84 | 0 | Station_DSM2018_w30mw_High32276 | VOM COST | ALL | 2041-07-01 | Expected Values | 2137.28 | Station_DSM2018_w30mw_High32276 | VOM COST | Off Peak | 2041-07-01 | Expected Values | 1350.26 | Station_DSM2018_w30mw_High32276 | VOM COST | On Peak | 2041-07-01 | Expected Values | 787.02 | 0
| Station_DSM2018_Base_High32273 | VOM COST | ALL | 2041-08-01 | Expected Values | 2087.09 | Station_DSM2018_Base_High32273 | VOM COST | Off Peak | 2041-08-01 | Expected Values | 1375.03 | Station_DSM2018_Base_High32273 | VOM COST | On Peak | 2041-08-01 | Expected Values | 712.06 | 0 | Station_DSM2018_w30mw_High32276 | VOM COST | ALL | 2041-08-01 | Expected Values | 2074.66 | Station_DSM2018_w30mw_High32276 | VOM COST | Off Peak | 2041-08-01 | Expected Values | 1364.57 | Station_DSM2018_w30mw_High32276 | VOM COST | On Peak | 2041-08-01 | Expected Values | 710.09 | 0
| Station_DSM2018_Base_High32273 | VOM COST | ALL | 2041-09-01 | Expected Values | 1963.8 | Station_DSM2018_Base_High32273 | VOM COST | Off Peak | 2041-09-01 | Expected Values | 1322.89 | Station_DSM2018_Base_High32273 | VOM COST | On Peak | 2041-09-01 | Expected Values | 640.91 | 0 | Station_DSM2018_w30mw_High32276 | VOM COST | ALL | 2041-09-01 | Expected Values | 1946.28 | Station_DSM2018_w30mw_High32276 | VOM COST | Off Peak | 2041-09-01 | Expected Values | 1306.39 | Station_DSM2018_w30mw_High32276 | VOM COST | On Peak | 2041-09-01 | Expected Values | 639.9 | 0.01
| Station_DSM2018_Base_High32273 | VOM COST | ALL | 2041-10-01 | Expected Values | 1793.45 | Station_DSM2018_Base_High32273 | VOM COST | Off Peak | 2041-10-01 | Expected Values | 1149.56 | Station_DSM2018_Base_High32273 | VOM COST | On Peak | 2041-10-01 | Expected Values | 643.89 | 0 | Station_DSM2018_w30mw_High32276 | VOM COST | ALL | 2041-10-01 | Expected Values | 1774.53 | Station_DSM2018_w30mw_High32276 | VOM COST | Off Peak | 2041-10-01 | Expected Values | 1137.62 | Station_DSM2018_w30mw_High32276 | VOM COST | On Peak | 2041-10-01 | Expected Values | 636.91 | 0
| Station_DSM2018_Base_High32273 | VOM COST | ALL | 2041-11-01 | Expected Values | 1325.27 | Station_DSM2018_Base_High32273 | VOM COST | Off Peak | 2041-11-01 | Expected Values | 988 | Station_DSM2018_Base_High32273 | VOM COST | On Peak | 2041-11-01 | Expected Values | 337.27 | 0 | Station_DSM2018_w30mw_High32276 | VOM COST | ALL | 2041-11-01 | Expected Values | 1306.45 | Station_DSM2018_w30mw_High32276 | VOM COST | Off Peak | 2041-11-01 | Expected Values | 973.82 | Station_DSM2018_w30mw_High32276 | VOM COST | On Peak | 2041-11-01 | Expected Values | 332.64 | 0.01
| Station_DSM2018_Base_High32273 | VOM COST | ALL | 2041-12-01 | Expected Values | 1517.31 | Station_DSM2018_Base_High32273 | VOM COST | Off Peak | 2041-12-01 | Expected Values | 1103.78 | Station_DSM2018_Base_High32273 | VOM COST | On Peak | 2041-12-01 | Expected Values | 413.53 | 0 | Station_DSM2018_w30mw_High32276 | VOM COST | ALL | 2041-12-01 | Expected Values | 1497.25 | Station_DSM2018_w30mw_High32276 | VOM COST | Off Peak | 2041-12-01 | Expected Values | 1088.6 | Station_DSM2018_w30mw_High32276 | VOM COST | On Peak | 2041-12-01 | Expected Values | 408.65 | 0
| Station_DSM2018_Base_High32273 | VOM COST | ALL | 2042-01-01 | Expected Values | 1509.36 | Station_DSM2018_Base_High32273 | VOM COST | Off Peak | 2042-01-01 | Expected Values | 1067.67 | Station_DSM2018_Base_High32273 | VOM COST | On Peak | 2042-01-01 | Expected Values | 441.69 | 0 | Station_DSM2018_w30mw_High32276 | VOM COST | ALL | 2042-01-01 | Expected Values | 1494.05 | Station_DSM2018_w30mw_High32276 | VOM COST | Off Peak | 2042-01-01 | Expected Values | 1054.12 | Station_DSM2018_w30mw_High32276 | VOM COST | On Peak | 2042-01-01 | Expected Values | 439.93 | 0
| Station_DSM2018_Base_High32273 | VOM COST | ALL | 2042-02-01 | Expected Values | 1328.46 | Station_DSM2018_Base_High32273 | VOM COST | Off Peak | 2042-02-01 | Expected Values | 951.67 | Station_DSM2018_Base_High32273 | VOM COST | On Peak | 2042-02-01 | Expected Values | 376.8 | 0.01 | Station_DSM2018_w30mw_High32276 | VOM COST | ALL | 2042-02-01 | Expected Values | 1311.73 | Station_DSM2018_w30mw_High32276 | VOM COST | Off Peak | 2042-02-01 | Expected Values | 939.54 | Station_DSM2018_w30mw_High32276 | VOM COST | On Peak | 2042-02-01 | Expected Values | 372.19 | 0
| Station_DSM2018_Base_High32273 | VOM COST | ALL | 2042-03-01 | Expected Values | 1432.75 | Station_DSM2018_Base_High32273 | VOM COST | Off Peak | 2042-03-01 | Expected Values | 1068.26 | Station_DSM2018_Base_High32273 | VOM COST | On Peak | 2042-03-01 | Expected Values | 364.49 | 0 | Station_DSM2018_w30mw_High32276 | VOM COST | ALL | 2042-03-01 | Expected Values | 1412.56 | Station_DSM2018_w30mw_High32276 | VOM COST | Off Peak | 2042-03-01 | Expected Values | 1053.68 | Station_DSM2018_w30mw_High32276 | VOM COST | On Peak | 2042-03-01 | Expected Values | 358.89 | 0.01
| Station_DSM2018_Base_High32273 | VOM COST | ALL | 2042-04-01 | Expected Values | 1480.47 | Station_DSM2018_Base_High32273 | VOM COST | Off Peak | 2042-04-01 | Expected Values | 932.98 | Station_DSM2018_Base_High32273 | VOM COST | On Peak | 2042-04-01 | Expected Values | 547.49 | 0 | Station_DSM2018_w30mw_High32276 | VOM COST | ALL | 2042-04-01 | Expected Values | 1459.92 | Station_DSM2018_w30mw_High32276 | VOM COST | Off Peak | 2042-04-01 | Expected Values | 918.69 | Station_DSM2018_w30mw_High32276 | VOM COST | On Peak | 2042-04-01 | Expected Values | 541.23 | 0
| Station_DSM2018_Base_High32273 | VOM COST | ALL | 2042-05-01 | Expected Values | 1797.21 | Station_DSM2018_Base_High32273 | VOM COST | Off Peak | 2042-05-01 | Expected Values | 1185.04 | Station_DSM2018_Base_High32273 | VOM COST | On Peak | 2042-05-01 | Expected Values | 612.17 | 0 | Station_DSM2018_w30mw_High32276 | VOM COST | ALL | 2042-05-01 | Expected Values | 1770.54 | Station_DSM2018_w30mw_High32276 | VOM COST | Off Peak | 2042-05-01 | Expected Values | 1166.75 | Station_DSM2018_w30mw_High32276 | VOM COST | On Peak | 2042-05-01 | Expected Values | 603.8 | 0.01
| Station_DSM2018_Base_High32273 | VOM COST | ALL | 2042-06-01 | Expected Values | 2083.12 | Station_DSM2018_Base_High32273 | VOM COST | Off Peak | 2042-06-01 | Expected Values | 1376.35 | Station_DSM2018_Base_High32273 | VOM COST | On Peak | 2042-06-01 | Expected Values | 706.77 | 0 | Station_DSM2018_w30mw_High32276 | VOM COST | ALL | 2042-06-01 | Expected Values | 2061.81 | Station_DSM2018_w30mw_High32276 | VOM COST | Off Peak | 2042-06-01 | Expected Values | 1358.12 | Station_DSM2018_w30mw_High32276 | VOM COST | On Peak | 2042-06-01 | Expected Values | 703.7 | 0.01
| Station_DSM2018_Base_High32273 | VOM COST | ALL | 2042-07-01 | Expected Values | 2160.51 | Station_DSM2018_Base_High32273 | VOM COST | Off Peak | 2042-07-01 | Expected Values | 1361.24 | Station_DSM2018_Base_High32273 | VOM COST | On Peak | 2042-07-01 | Expected Values | 799.28 | 0.01 | Station_DSM2018_w30mw_High32276 | VOM COST | ALL | 2042-07-01 | Expected Values | 2135.33 | Station_DSM2018_w30mw_High32276 | VOM COST | Off Peak | 2042-07-01 | Expected Values | 1342.94 | Station_DSM2018_w30mw_High32276 | VOM COST | On Peak | 2042-07-01 | Expected Values | 792.39 | 0
| Station_DSM2018_Base_High32273 | VOM COST | ALL | 2042-08-01 | Expected Values | 2164.05 | Station_DSM2018_Base_High32273 | VOM COST | Off Peak | 2042-08-01 | Expected Values | 1469.74 | Station_DSM2018_Base_High32273 | VOM COST | On Peak | 2042-08-01 | Expected Values | 694.31 | 0 | Station_DSM2018_w30mw_High32276 | VOM COST | ALL | 2042-08-01 | Expected Values | 2140.78 | Station_DSM2018_w30mw_High32276 | VOM COST | Off Peak | 2042-08-01 | Expected Values | 1452.52 | Station_DSM2018_w30mw_High32276 | VOM COST | On Peak | 2042-08-01 | Expected Values | 688.27 | 0.01
| Station_DSM2018_Base_High32273 | VOM COST | ALL | 2042-09-01 | Expected Values | 2049.82 | Station_DSM2018_Base_High32273 | VOM COST | Off Peak | 2042-09-01 | Expected Values | 1345.17 | Station_DSM2018_Base_High32273 | VOM COST | On Peak | 2042-09-01 | Expected Values | 704.65 | 0 | Station_DSM2018_w30mw_High32276 | VOM COST | ALL | 2042-09-01 | Expected Values | 2024.49 | Station_DSM2018_w30mw_High32276 | VOM COST | Off Peak | 2042-09-01 | Expected Values | 1324.94 | Station_DSM2018_w30mw_High32276 | VOM COST | On Peak | 2042-09-01 | Expected Values | 699.55 | 0
| Station_DSM2018_Base_High32273 | VOM COST | ALL | 2042-10-01 | Expected Values | 1789.6 | Station_DSM2018_Base_High32273 | VOM COST | Off Peak | 2042-10-01 | Expected Values | 1150.78 | Station_DSM2018_Base_High32273 | VOM COST | On Peak | 2042-10-01 | Expected Values | 638.82 | 0 | Station_DSM2018_w30mw_High32276 | VOM COST | ALL | 2042-10-01 | Expected Values | 1773.64 | Station_DSM2018_w30mw_High32276 | VOM COST | Off Peak | 2042-10-01 | Expected Values | 1140.04 | Station_DSM2018_w30mw_High32276 | VOM COST | On Peak | 2042-10-01 | Expected Values | 633.61 | 0.01
| Station_DSM2018_Base_High32273 | VOM COST | ALL | 2042-11-01 | Expected Values | 1345.08 | Station_DSM2018_Base_High32273 | VOM COST | Off Peak | 2042-11-01 | Expected Values | 1020.46 | Station_DSM2018_Base_High32273 | VOM COST | On Peak | 2042-11-01 | Expected Values | 324.62 | 0 | Station_DSM2018_w30mw_High32276 | VOM COST | ALL | 2042-11-01 | Expected Values | 1323.91 | Station_DSM2018_w30mw_High32276 | VOM COST | Off Peak | 2042-11-01 | Expected Values | 1003.91 | Station_DSM2018_w30mw_High32276 | VOM COST | On Peak | 2042-11-01 | Expected Values | 320 | 0
| Station_DSM2018_Base_High32273 | VOM COST | ALL | 2042-12-01 | Expected Values | 1573.45 | Station_DSM2018_Base_High32273 | VOM COST | Off Peak | 2042-12-01 | Expected Values | 1127.94 | Station_DSM2018_Base_High32273 | VOM COST | On Peak | 2042-12-01 | Expected Values | 445.51 | 0 | Station_DSM2018_w30mw_High32276 | VOM COST | ALL | 2042-12-01 | Expected Values | 1553.11 | Station_DSM2018_w30mw_High32276 | VOM COST | Off Peak | 2042-12-01 | Expected Values | 1112.72 | Station_DSM2018_w30mw_High32276 | VOM COST | On Peak | 2042-12-01 | Expected Values | 440.39 | 0
| Station_DSM2018_Base_High32273 | VOM COST | ALL | 2043-01-01 | Expected Values | 1518.2 | Station_DSM2018_Base_High32273 | VOM COST | Off Peak | 2043-01-01 | Expected Values | 1093.75 | Station_DSM2018_Base_High32273 | VOM COST | On Peak | 2043-01-01 | Expected Values | 424.45 | 0 | Station_DSM2018_w30mw_High32276 | VOM COST | ALL | 2043-01-01 | Expected Values | 1503 | Station_DSM2018_w30mw_High32276 | VOM COST | Off Peak | 2043-01-01 | Expected Values | 1083.06 | Station_DSM2018_w30mw_High32276 | VOM COST | On Peak | 2043-01-01 | Expected Values | 419.94 | 0
| Station_DSM2018_Base_High32273 | VOM COST | ALL | 2043-02-01 | Expected Values | 1309.62 | Station_DSM2018_Base_High32273 | VOM COST | Off Peak | 2043-02-01 | Expected Values | 937.19 | Station_DSM2018_Base_High32273 | VOM COST | On Peak | 2043-02-01 | Expected Values | 372.44 | 0.01 | Station_DSM2018_w30mw_High32276 | VOM COST | ALL | 2043-02-01 | Expected Values | 1297.4 | Station_DSM2018_w30mw_High32276 | VOM COST | Off Peak | 2043-02-01 | Expected Values | 926.81 | Station_DSM2018_w30mw_High32276 | VOM COST | On Peak | 2043-02-01 | Expected Values | 370.6 | 0.01
| Station_DSM2018_Base_High32273 | VOM COST | ALL | 2043-03-01 | Expected Values | 1446.12 | Station_DSM2018_Base_High32273 | VOM COST | Off Peak | 2043-03-01 | Expected Values | 1064.94 | Station_DSM2018_Base_High32273 | VOM COST | On Peak | 2043-03-01 | Expected Values | 381.18 | 0 | Station_DSM2018_w30mw_High32276 | VOM COST | ALL | 2043-03-01 | Expected Values | 1429.05 | Station_DSM2018_w30mw_High32276 | VOM COST | Off Peak | 2043-03-01 | Expected Values | 1052.19 | Station_DSM2018_w30mw_High32276 | VOM COST | On Peak | 2043-03-01 | Expected Values | 376.85 | -0.01
| Station_DSM2018_Base_High32273 | VOM COST | ALL | 2043-04-01 | Expected Values | 1555.25 | Station_DSM2018_Base_High32273 | VOM COST | Off Peak | 2043-04-01 | Expected Values | 973.52 | Station_DSM2018_Base_High32273 | VOM COST | On Peak | 2043-04-01 | Expected Values | 581.73 | 0 | Station_DSM2018_w30mw_High32276 | VOM COST | ALL | 2043-04-01 | Expected Values | 1533.95 | Station_DSM2018_w30mw_High32276 | VOM COST | Off Peak | 2043-04-01 | Expected Values | 960.2 | Station_DSM2018_w30mw_High32276 | VOM COST | On Peak | 2043-04-01 | Expected Values | 573.76 | 0.01
| Station_DSM2018_Base_High32273 | VOM COST | ALL | 2043-05-01 | Expected Values | 1790.76 | Station_DSM2018_Base_High32273 | VOM COST | Off Peak | 2043-05-01 | Expected Values | 1224.46 | Station_DSM2018_Base_High32273 | VOM COST | On Peak | 2043-05-01 | Expected Values | 566.3 | 0 | Station_DSM2018_w30mw_High32276 | VOM COST | ALL | 2043-05-01 | Expected Values | 1769.09 | Station_DSM2018_w30mw_High32276 | VOM COST | Off Peak | 2043-05-01 | Expected Values | 1210.41 | Station_DSM2018_w30mw_High32276 | VOM COST | On Peak | 2043-05-01 | Expected Values | 558.68 | 0
| Station_DSM2018_Base_High32273 | VOM COST | ALL | 2043-06-01 | Expected Values | 2068.1 | Station_DSM2018_Base_High32273 | VOM COST | Off Peak | 2043-06-01 | Expected Values | 1314.58 | Station_DSM2018_Base_High32273 | VOM COST | On Peak | 2043-06-01 | Expected Values | 753.52 | 0 | Station_DSM2018_w30mw_High32276 | VOM COST | ALL | 2043-06-01 | Expected Values | 2033 | Station_DSM2018_w30mw_High32276 | VOM COST | Off Peak | 2043-06-01 | Expected Values | 1296.65 | Station_DSM2018_w30mw_High32276 | VOM COST | On Peak | 2043-06-01 | Expected Values | 736.34 | -0.01
| Station_DSM2018_Base_High32273 | VOM COST | ALL | 2043-07-01 | Expected Values | 2200.23 | Station_DSM2018_Base_High32273 | VOM COST | Off Peak | 2043-07-01 | Expected Values | 1386.96 | Station_DSM2018_Base_High32273 | VOM COST | On Peak | 2043-07-01 | Expected Values | 813.27 | 0 | Station_DSM2018_w30mw_High32276 | VOM COST | ALL | 2043-07-01 | Expected Values | 2186.95 | Station_DSM2018_w30mw_High32276 | VOM COST | Off Peak | 2043-07-01 | Expected Values | 1376.74 | Station_DSM2018_w30mw_High32276 | VOM COST | On Peak | 2043-07-01 | Expected Values | 810.2 | -0.01
| Station_DSM2018_Base_High32273 | VOM COST | ALL | 2043-08-01 | Expected Values | 2220.54 | Station_DSM2018_Base_High32273 | VOM COST | Off Peak | 2043-08-01 | Expected Values | 1506.36 | Station_DSM2018_Base_High32273 | VOM COST | On Peak | 2043-08-01 | Expected Values | 714.18 | 0 | Station_DSM2018_w30mw_High32276 | VOM COST | ALL | 2043-08-01 | Expected Values | 2210.24 | Station_DSM2018_w30mw_High32276 | VOM COST | Off Peak | 2043-08-01 | Expected Values | 1490.63 | Station_DSM2018_w30mw_High32276 | VOM COST | On Peak | 2043-08-01 | Expected Values | 719.6 | -0.01
| Station_DSM2018_Base_High32273 | VOM COST | ALL | 2043-09-01 | Expected Values | 2084.82 | Station_DSM2018_Base_High32273 | VOM COST | Off Peak | 2043-09-01 | Expected Values | 1362.37 | Station_DSM2018_Base_High32273 | VOM COST | On Peak | 2043-09-01 | Expected Values | 722.44 | -0.01 | Station_DSM2018_w30mw_High32276 | VOM COST | ALL | 2043-09-01 | Expected Values | 2048.39 | Station_DSM2018_w30mw_High32276 | VOM COST | Off Peak | 2043-09-01 | Expected Values | 1339.69 | Station_DSM2018_w30mw_High32276 | VOM COST | On Peak | 2043-09-01 | Expected Values | 708.7 | 0
| Station_DSM2018_Base_High32273 | VOM COST | ALL | 2043-10-01 | Expected Values | 1787.6 | Station_DSM2018_Base_High32273 | VOM COST | Off Peak | 2043-10-01 | Expected Values | 1180.59 | Station_DSM2018_Base_High32273 | VOM COST | On Peak | 2043-10-01 | Expected Values | 607.01 | 0 | Station_DSM2018_w30mw_High32276 | VOM COST | ALL | 2043-10-01 | Expected Values | 1764.8 | Station_DSM2018_w30mw_High32276 | VOM COST | Off Peak | 2043-10-01 | Expected Values | 1165.4 | Station_DSM2018_w30mw_High32276 | VOM COST | On Peak | 2043-10-01 | Expected Values | 599.4 | 0
| Station_DSM2018_Base_High32273 | VOM COST | ALL | 2043-11-01 | Expected Values | 1352 | Station_DSM2018_Base_High32273 | VOM COST | Off Peak | 2043-11-01 | Expected Values | 1006.55 | Station_DSM2018_Base_High32273 | VOM COST | On Peak | 2043-11-01 | Expected Values | 345.46 | 0.01 | Station_DSM2018_w30mw_High32276 | VOM COST | ALL | 2043-11-01 | Expected Values | 1332.43 | Station_DSM2018_w30mw_High32276 | VOM COST | Off Peak | 2043-11-01 | Expected Values | 992.21 | Station_DSM2018_w30mw_High32276 | VOM COST | On Peak | 2043-11-01 | Expected Values | 340.21 | -0.01
| Station_DSM2018_Base_High32273 | VOM COST | ALL | 2043-12-01 | Expected Values | 1624.87 | Station_DSM2018_Base_High32273 | VOM COST | Off Peak | 2043-12-01 | Expected Values | 1165.53 | Station_DSM2018_Base_High32273 | VOM COST | On Peak | 2043-12-01 | Expected Values | 459.34 | 0 | Station_DSM2018_w30mw_High32276 | VOM COST | ALL | 2043-12-01 | Expected Values | 1605.95 | Station_DSM2018_w30mw_High32276 | VOM COST | Off Peak | 2043-12-01 | Expected Values | 1152.95 | Station_DSM2018_w30mw_High32276 | VOM COST | On Peak | 2043-12-01 | Expected Values | 453 | 0
| Station_DSM2018_Base_High32273 | VOM COST | ALL | 2044-01-01 | Expected Values | 1540.29 | Station_DSM2018_Base_High32273 | VOM COST | Off Peak | 2044-01-01 | Expected Values | 1122.42 | Station_DSM2018_Base_High32273 | VOM COST | On Peak | 2044-01-01 | Expected Values | 417.87 | 0 | Station_DSM2018_w30mw_High32276 | VOM COST | ALL | 2044-01-01 | Expected Values | 1526.1 | Station_DSM2018_w30mw_High32276 | VOM COST | Off Peak | 2044-01-01 | Expected Values | 1110.1 | Station_DSM2018_w30mw_High32276 | VOM COST | On Peak | 2044-01-01 | Expected Values | 415.99 | -0.01
| Station_DSM2018_Base_High32273 | VOM COST | ALL | 2044-02-01 | Expected Values | 1352.03 | Station_DSM2018_Base_High32273 | VOM COST | Off Peak | 2044-02-01 | Expected Values | 963.75 | Station_DSM2018_Base_High32273 | VOM COST | On Peak | 2044-02-01 | Expected Values | 388.28 | 0 | Station_DSM2018_w30mw_High32276 | VOM COST | ALL | 2044-02-01 | Expected Values | 1334.04 | Station_DSM2018_w30mw_High32276 | VOM COST | Off Peak | 2044-02-01 | Expected Values | 950.47 | Station_DSM2018_w30mw_High32276 | VOM COST | On Peak | 2044-02-01 | Expected Values | 383.56 | -0.01
| Station_DSM2018_Base_High32273 | VOM COST | ALL | 2044-03-01 | Expected Values | 1508.83 | Station_DSM2018_Base_High32273 | VOM COST | Off Peak | 2044-03-01 | Expected Values | 1092.43 | Station_DSM2018_Base_High32273 | VOM COST | On Peak | 2044-03-01 | Expected Values | 416.41 | 0.01 | Station_DSM2018_w30mw_High32276 | VOM COST | ALL | 2044-03-01 | Expected Values | 1491.3 | Station_DSM2018_w30mw_High32276 | VOM COST | Off Peak | 2044-03-01 | Expected Values | 1079.44 | Station_DSM2018_w30mw_High32276 | VOM COST | On Peak | 2044-03-01 | Expected Values | 411.85 | -0.01
| Station_DSM2018_Base_High32273 | VOM COST | ALL | 2044-04-01 | Expected Values | 1479.2 | Station_DSM2018_Base_High32273 | VOM COST | Off Peak | 2044-04-01 | Expected Values | 962.05 | Station_DSM2018_Base_High32273 | VOM COST | On Peak | 2044-04-01 | Expected Values | 517.15 | 0 | Station_DSM2018_w30mw_High32276 | VOM COST | ALL | 2044-04-01 | Expected Values | 1458.58 | Station_DSM2018_w30mw_High32276 | VOM COST | Off Peak | 2044-04-01 | Expected Values | 948.72 | Station_DSM2018_w30mw_High32276 | VOM COST | On Peak | 2044-04-01 | Expected Values | 509.86 | 0
| Station_DSM2018_Base_High32273 | VOM COST | ALL | 2044-05-01 | Expected Values | 1573.47 | Station_DSM2018_Base_High32273 | VOM COST | Off Peak | 2044-05-01 | Expected Values | 1037.55 | Station_DSM2018_Base_High32273 | VOM COST | On Peak | 2044-05-01 | Expected Values | 535.92 | 0 | Station_DSM2018_w30mw_High32276 | VOM COST | ALL | 2044-05-01 | Expected Values | 1550.87 | Station_DSM2018_w30mw_High32276 | VOM COST | Off Peak | 2044-05-01 | Expected Values | 1021.98 | Station_DSM2018_w30mw_High32276 | VOM COST | On Peak | 2044-05-01 | Expected Values | 528.89 | 0
| Station_DSM2018_Base_High32273 | VOM COST | ALL | 2044-06-01 | Expected Values | 1941.06 | Station_DSM2018_Base_High32273 | VOM COST | Off Peak | 2044-06-01 | Expected Values | 1258.03 | Station_DSM2018_Base_High32273 | VOM COST | On Peak | 2044-06-01 | Expected Values | 683.03 | 0 | Station_DSM2018_w30mw_High32276 | VOM COST | ALL | 2044-06-01 | Expected Values | 1911.83 | Station_DSM2018_w30mw_High32276 | VOM COST | Off Peak | 2044-06-01 | Expected Values | 1239.69 | Station_DSM2018_w30mw_High32276 | VOM COST | On Peak | 2044-06-01 | Expected Values | 672.14 | 0
| Station_DSM2018_Base_High32273 | VOM COST | ALL | 2044-07-01 | Expected Values | 2137.26 | Station_DSM2018_Base_High32273 | VOM COST | Off Peak | 2044-07-01 | Expected Values | 1441.4 | Station_DSM2018_Base_High32273 | VOM COST | On Peak | 2044-07-01 | Expected Values | 695.86 | 0 | Station_DSM2018_w30mw_High32276 | VOM COST | ALL | 2044-07-01 | Expected Values | 2104.99 | Station_DSM2018_w30mw_High32276 | VOM COST | Off Peak | 2044-07-01 | Expected Values | 1420.32 | Station_DSM2018_w30mw_High32276 | VOM COST | On Peak | 2044-07-01 | Expected Values | 684.68 | 0.01
| Station_DSM2018_Base_High32273 | VOM COST | ALL | 2044-08-01 | Expected Values | 2178.05 | Station_DSM2018_Base_High32273 | VOM COST | Off Peak | 2044-08-01 | Expected Values | 1437.58 | Station_DSM2018_Base_High32273 | VOM COST | On Peak | 2044-08-01 | Expected Values | 740.47 | 0 | Station_DSM2018_w30mw_High32276 | VOM COST | ALL | 2044-08-01 | Expected Values | 2150.63 | Station_DSM2018_w30mw_High32276 | VOM COST | Off Peak | 2044-08-01 | Expected Values | 1419.48 | Station_DSM2018_w30mw_High32276 | VOM COST | On Peak | 2044-08-01 | Expected Values | 731.15 | 0
| Station_DSM2018_Base_High32273 | VOM COST | ALL | 2044-09-01 | Expected Values | 1948.11 | Station_DSM2018_Base_High32273 | VOM COST | Off Peak | 2044-09-01 | Expected Values | 1292.89 | Station_DSM2018_Base_High32273 | VOM COST | On Peak | 2044-09-01 | Expected Values | 655.22 | 0 | Station_DSM2018_w30mw_High32276 | VOM COST | ALL | 2044-09-01 | Expected Values | 1920.14 | Station_DSM2018_w30mw_High32276 | VOM COST | Off Peak | 2044-09-01 | Expected Values | 1274.15 | Station_DSM2018_w30mw_High32276 | VOM COST | On Peak | 2044-09-01 | Expected Values | 646 | 0.01
| Station_DSM2018_Base_High32273 | VOM COST | ALL | 2044-10-01 | Expected Values | 1830.05 | Station_DSM2018_Base_High32273 | VOM COST | Off Peak | 2044-10-01 | Expected Values | 1246.83 | Station_DSM2018_Base_High32273 | VOM COST | On Peak | 2044-10-01 | Expected Values | 583.22 | 0 | Station_DSM2018_w30mw_High32276 | VOM COST | ALL | 2044-10-01 | Expected Values | 1803.78 | Station_DSM2018_w30mw_High32276 | VOM COST | Off Peak | 2044-10-01 | Expected Values | 1231.29 | Station_DSM2018_w30mw_High32276 | VOM COST | On Peak | 2044-10-01 | Expected Values | 572.49 | 0
| Station_DSM2018_Base_High32273 | VOM COST | ALL | 2044-11-01 | Expected Values | 1409.83 | Station_DSM2018_Base_High32273 | VOM COST | Off Peak | 2044-11-01 | Expected Values | 1034.45 | Station_DSM2018_Base_High32273 | VOM COST | On Peak | 2044-11-01 | Expected Values | 375.38 | 0 | Station_DSM2018_w30mw_High32276 | VOM COST | ALL | 2044-11-01 | Expected Values | 1392.42 | Station_DSM2018_w30mw_High32276 | VOM COST | Off Peak | 2044-11-01 | Expected Values | 1021.96 | Station_DSM2018_w30mw_High32276 | VOM COST | On Peak | 2044-11-01 | Expected Values | 370.46 | 0
| Station_DSM2018_Base_High32273 | VOM COST | ALL | 2044-12-01 | Expected Values | 1633.35 | Station_DSM2018_Base_High32273 | VOM COST | Off Peak | 2044-12-01 | Expected Values | 1200.52 | Station_DSM2018_Base_High32273 | VOM COST | On Peak | 2044-12-01 | Expected Values | 432.83 | 0 | Station_DSM2018_w30mw_High32276 | VOM COST | ALL | 2044-12-01 | Expected Values | 1614.71 | Station_DSM2018_w30mw_High32276 | VOM COST | Off Peak | 2044-12-01 | Expected Values | 1186.8 | Station_DSM2018_w30mw_High32276 | VOM COST | On Peak | 2044-12-01 | Expected Values | 427.91 | 0
| Station_DSM2018_Base_High32273 | VOM COST | ALL | 2045-01-01 | Expected Values | 1643 | Station_DSM2018_Base_High32273 | VOM COST | Off Peak | 2045-01-01 | Expected Values | 1164.95 | Station_DSM2018_Base_High32273 | VOM COST | On Peak | 2045-01-01 | Expected Values | 478.05 | 0 | Station_DSM2018_w30mw_High32276 | VOM COST | ALL | 2045-01-01 | Expected Values | 1623.4 | Station_DSM2018_w30mw_High32276 | VOM COST | Off Peak | 2045-01-01 | Expected Values | 1151.64 | Station_DSM2018_w30mw_High32276 | VOM COST | On Peak | 2045-01-01 | Expected Values | 471.77 | 0.01
| Station_DSM2018_Base_High32273 | VOM COST | ALL | 2045-02-01 | Expected Values | 1507.57 | Station_DSM2018_Base_High32273 | VOM COST | Off Peak | 2045-02-01 | Expected Values | 1065.16 | Station_DSM2018_Base_High32273 | VOM COST | On Peak | 2045-02-01 | Expected Values | 442.41 | 0 | Station_DSM2018_w30mw_High32276 | VOM COST | ALL | 2045-02-01 | Expected Values | 1482.95 | Station_DSM2018_w30mw_High32276 | VOM COST | Off Peak | 2045-02-01 | Expected Values | 1048.41 | Station_DSM2018_w30mw_High32276 | VOM COST | On Peak | 2045-02-01 | Expected Values | 434.53 | -0.01
| Station_DSM2018_Base_High32273 | VOM COST | ALL | 2045-03-01 | Expected Values | 1543.86 | Station_DSM2018_Base_High32273 | VOM COST | Off Peak | 2045-03-01 | Expected Values | 1115.27 | Station_DSM2018_Base_High32273 | VOM COST | On Peak | 2045-03-01 | Expected Values | 428.6 | 0.01 | Station_DSM2018_w30mw_High32276 | VOM COST | ALL | 2045-03-01 | Expected Values | 1523.8 | Station_DSM2018_w30mw_High32276 | VOM COST | Off Peak | 2045-03-01 | Expected Values | 1100.58 | Station_DSM2018_w30mw_High32276 | VOM COST | On Peak | 2045-03-01 | Expected Values | 423.23 | 0.01
| Station_DSM2018_Base_High32273 | VOM COST | ALL | 2045-04-01 | Expected Values | 1519.66 | Station_DSM2018_Base_High32273 | VOM COST | Off Peak | 2045-04-01 | Expected Values | 1011.31 | Station_DSM2018_Base_High32273 | VOM COST | On Peak | 2045-04-01 | Expected Values | 508.35 | 0 | Station_DSM2018_w30mw_High32276 | VOM COST | ALL | 2045-04-01 | Expected Values | 1499.03 | Station_DSM2018_w30mw_High32276 | VOM COST | Off Peak | 2045-04-01 | Expected Values | 997.47 | Station_DSM2018_w30mw_High32276 | VOM COST | On Peak | 2045-04-01 | Expected Values | 501.56 | 0
| Station_DSM2018_Base_High32273 | VOM COST | ALL | 2045-05-01 | Expected Values | 1843.62 | Station_DSM2018_Base_High32273 | VOM COST | Off Peak | 2045-05-01 | Expected Values | 1210.35 | Station_DSM2018_Base_High32273 | VOM COST | On Peak | 2045-05-01 | Expected Values | 633.27 | 0 | Station_DSM2018_w30mw_High32276 | VOM COST | ALL | 2045-05-01 | Expected Values | 1823.8 | Station_DSM2018_w30mw_High32276 | VOM COST | Off Peak | 2045-05-01 | Expected Values | 1196.97 | Station_DSM2018_w30mw_High32276 | VOM COST | On Peak | 2045-05-01 | Expected Values | 626.84 | 0.01
| Station_DSM2018_Base_High32273 | VOM COST | ALL | 2045-06-01 | Expected Values | 2059.68 | Station_DSM2018_Base_High32273 | VOM COST | Off Peak | 2045-06-01 | Expected Values | 1351.34 | Station_DSM2018_Base_High32273 | VOM COST | On Peak | 2045-06-01 | Expected Values | 708.33 | -0.01 | Station_DSM2018_w30mw_High32276 | VOM COST | ALL | 2045-06-01 | Expected Values | 2035.04 | Station_DSM2018_w30mw_High32276 | VOM COST | Off Peak | 2045-06-01 | Expected Values | 1335.84 | Station_DSM2018_w30mw_High32276 | VOM COST | On Peak | 2045-06-01 | Expected Values | 699.2 | 0
| Station_DSM2018_Base_High32273 | VOM COST | ALL | 2045-07-01 | Expected Values | 2200.28 | Station_DSM2018_Base_High32273 | VOM COST | Off Peak | 2045-07-01 | Expected Values | 1494.5 | Station_DSM2018_Base_High32273 | VOM COST | On Peak | 2045-07-01 | Expected Values | 705.78 | 0 | Station_DSM2018_w30mw_High32276 | VOM COST | ALL | 2045-07-01 | Expected Values | 2171.73 | Station_DSM2018_w30mw_High32276 | VOM COST | Off Peak | 2045-07-01 | Expected Values | 1475.59 | Station_DSM2018_w30mw_High32276 | VOM COST | On Peak | 2045-07-01 | Expected Values | 696.14 | 0
| Station_DSM2018_Base_High32273 | VOM COST | ALL | 2045-08-01 | Expected Values | 2196.64 | Station_DSM2018_Base_High32273 | VOM COST | Off Peak | 2045-08-01 | Expected Values | 1467.64 | Station_DSM2018_Base_High32273 | VOM COST | On Peak | 2045-08-01 | Expected Values | 729 | 0 | Station_DSM2018_w30mw_High32276 | VOM COST | ALL | 2045-08-01 | Expected Values | 2168.46 | Station_DSM2018_w30mw_High32276 | VOM COST | Off Peak | 2045-08-01 | Expected Values | 1449.95 | Station_DSM2018_w30mw_High32276 | VOM COST | On Peak | 2045-08-01 | Expected Values | 718.51 | 0
| Station_DSM2018_Base_High32273 | VOM COST | ALL | 2045-09-01 | Expected Values | 2042.82 | Station_DSM2018_Base_High32273 | VOM COST | Off Peak | 2045-09-01 | Expected Values | 1396.59 | Station_DSM2018_Base_High32273 | VOM COST | On Peak | 2045-09-01 | Expected Values | 646.23 | 0 | Station_DSM2018_w30mw_High32276 | VOM COST | ALL | 2045-09-01 | Expected Values | 2015.13 | Station_DSM2018_w30mw_High32276 | VOM COST | Off Peak | 2045-09-01 | Expected Values | 1379.32 | Station_DSM2018_w30mw_High32276 | VOM COST | On Peak | 2045-09-01 | Expected Values | 635.81 | 0
| Station_DSM2018_Base_High32273 | VOM COST | ALL | 2045-10-01 | Expected Values | 1856.12 | Station_DSM2018_Base_High32273 | VOM COST | Off Peak | 2045-10-01 | Expected Values | 1241.91 | Station_DSM2018_Base_High32273 | VOM COST | On Peak | 2045-10-01 | Expected Values | 614.21 | 0 | Station_DSM2018_w30mw_High32276 | VOM COST | ALL | 2045-10-01 | Expected Values | 1833.64 | Station_DSM2018_w30mw_High32276 | VOM COST | Off Peak | 2045-10-01 | Expected Values | 1226.91 | Station_DSM2018_w30mw_High32276 | VOM COST | On Peak | 2045-10-01 | Expected Values | 606.73 | 0
| Station_DSM2018_Base_High32273 | VOM COST | ALL | 2045-11-01 | Expected Values | 1406.81 | Station_DSM2018_Base_High32273 | VOM COST | Off Peak | 2045-11-01 | Expected Values | 1040.6 | Station_DSM2018_Base_High32273 | VOM COST | On Peak | 2045-11-01 | Expected Values | 366.21 | 0 | Station_DSM2018_w30mw_High32276 | VOM COST | ALL | 2045-11-01 | Expected Values | 1390.04 | Station_DSM2018_w30mw_High32276 | VOM COST | Off Peak | 2045-11-01 | Expected Values | 1028.03 | Station_DSM2018_w30mw_High32276 | VOM COST | On Peak | 2045-11-01 | Expected Values | 362.01 | 0
| Station_DSM2018_Base_High32273 | VOM COST | ALL | 2045-12-01 | Expected Values | 1609.86 | Station_DSM2018_Base_High32273 | VOM COST | Off Peak | 2045-12-01 | Expected Values | 1201.92 | Station_DSM2018_Base_High32273 | VOM COST | On Peak | 2045-12-01 | Expected Values | 407.94 | 0 | Station_DSM2018_w30mw_High32276 | VOM COST | ALL | 2045-12-01 | Expected Values | 1589.41 | Station_DSM2018_w30mw_High32276 | VOM COST | Off Peak | 2045-12-01 | Expected Values | 1186.82 | Station_DSM2018_w30mw_High32276 | VOM COST | On Peak | 2045-12-01 | Expected Values | 402.59 | 0
| Station_DSM2018_Base_High32273 | VOM COST | ALL | 2046-01-01 | Expected Values | 1649.11 | Station_DSM2018_Base_High32273 | VOM COST | Off Peak | 2046-01-01 | Expected Values | 1165.48 | Station_DSM2018_Base_High32273 | VOM COST | On Peak | 2046-01-01 | Expected Values | 483.64 | 0.01 | Station_DSM2018_w30mw_High32276 | VOM COST | ALL | 2046-01-01 | Expected Values | 1628 | Station_DSM2018_w30mw_High32276 | VOM COST | Off Peak | 2046-01-01 | Expected Values | 1151.75 | Station_DSM2018_w30mw_High32276 | VOM COST | On Peak | 2046-01-01 | Expected Values | 476.25 | 0
| Station_DSM2018_Base_High32273 | VOM COST | ALL | 2046-02-01 | Expected Values | 1417.05 | Station_DSM2018_Base_High32273 | VOM COST | Off Peak | 2046-02-01 | Expected Values | 1023.55 | Station_DSM2018_Base_High32273 | VOM COST | On Peak | 2046-02-01 | Expected Values | 393.51 | 0.01 | Station_DSM2018_w30mw_High32276 | VOM COST | ALL | 2046-02-01 | Expected Values | 1399.86 | Station_DSM2018_w30mw_High32276 | VOM COST | Off Peak | 2046-02-01 | Expected Values | 1010.81 | Station_DSM2018_w30mw_High32276 | VOM COST | On Peak | 2046-02-01 | Expected Values | 389.05 | 0
| Station_DSM2018_Base_High32273 | VOM COST | ALL | 2046-03-01 | Expected Values | 1536.69 | Station_DSM2018_Base_High32273 | VOM COST | Off Peak | 2046-03-01 | Expected Values | 1130.53 | Station_DSM2018_Base_High32273 | VOM COST | On Peak | 2046-03-01 | Expected Values | 406.15 | -0.01 | Station_DSM2018_w30mw_High32276 | VOM COST | ALL | 2046-03-01 | Expected Values | 1518.7 | Station_DSM2018_w30mw_High32276 | VOM COST | Off Peak | 2046-03-01 | Expected Values | 1117.44 | Station_DSM2018_w30mw_High32276 | VOM COST | On Peak | 2046-03-01 | Expected Values | 401.26 | 0
| Station_DSM2018_Base_High32273 | VOM COST | ALL | 2046-04-01 | Expected Values | 1556.58 | Station_DSM2018_Base_High32273 | VOM COST | Off Peak | 2046-04-01 | Expected Values | 1024.03 | Station_DSM2018_Base_High32273 | VOM COST | On Peak | 2046-04-01 | Expected Values | 532.55 | 0 | Station_DSM2018_w30mw_High32276 | VOM COST | ALL | 2046-04-01 | Expected Values | 1535.53 | Station_DSM2018_w30mw_High32276 | VOM COST | Off Peak | 2046-04-01 | Expected Values | 1010.06 | Station_DSM2018_w30mw_High32276 | VOM COST | On Peak | 2046-04-01 | Expected Values | 525.48 | 0.01
| Station_DSM2018_Base_High32273 | VOM COST | ALL | 2046-05-01 | Expected Values | 1843.87 | Station_DSM2018_Base_High32273 | VOM COST | Off Peak | 2046-05-01 | Expected Values | 1219.41 | Station_DSM2018_Base_High32273 | VOM COST | On Peak | 2046-05-01 | Expected Values | 624.46 | 0 | Station_DSM2018_w30mw_High32276 | VOM COST | ALL | 2046-05-01 | Expected Values | 1823.11 | Station_DSM2018_w30mw_High32276 | VOM COST | Off Peak | 2046-05-01 | Expected Values | 1205.58 | Station_DSM2018_w30mw_High32276 | VOM COST | On Peak | 2046-05-01 | Expected Values | 617.53 | 0
| Station_DSM2018_Base_High32273 | VOM COST | ALL | 2046-06-01 | Expected Values | 2141.9 | Station_DSM2018_Base_High32273 | VOM COST | Off Peak | 2046-06-01 | Expected Values | 1438.17 | Station_DSM2018_Base_High32273 | VOM COST | On Peak | 2046-06-01 | Expected Values | 703.73 | 0 | Station_DSM2018_w30mw_High32276 | VOM COST | ALL | 2046-06-01 | Expected Values | 2118.56 | Station_DSM2018_w30mw_High32276 | VOM COST | Off Peak | 2046-06-01 | Expected Values | 1422.5 | Station_DSM2018_w30mw_High32276 | VOM COST | On Peak | 2046-06-01 | Expected Values | 696.06 | 0
| Station_DSM2018_Base_High32273 | VOM COST | ALL | 2046-07-01 | Expected Values | 2221.94 | Station_DSM2018_Base_High32273 | VOM COST | Off Peak | 2046-07-01 | Expected Values | 1489 | Station_DSM2018_Base_High32273 | VOM COST | On Peak | 2046-07-01 | Expected Values | 732.94 | 0 | Station_DSM2018_w30mw_High32276 | VOM COST | ALL | 2046-07-01 | Expected Values | 2190.68 | Station_DSM2018_w30mw_High32276 | VOM COST | Off Peak | 2046-07-01 | Expected Values | 1468.39 | Station_DSM2018_w30mw_High32276 | VOM COST | On Peak | 2046-07-01 | Expected Values | 722.29 | 0
| Station_DSM2018_Base_High32273 | VOM COST | ALL | 2046-08-01 | Expected Values | 2248.18 | Station_DSM2018_Base_High32273 | VOM COST | Off Peak | 2046-08-01 | Expected Values | 1473.71 | Station_DSM2018_Base_High32273 | VOM COST | On Peak | 2046-08-01 | Expected Values | 774.47 | 0 | Station_DSM2018_w30mw_High32276 | VOM COST | ALL | 2046-08-01 | Expected Values | 2222.73 | Station_DSM2018_w30mw_High32276 | VOM COST | Off Peak | 2046-08-01 | Expected Values | 1458.03 | Station_DSM2018_w30mw_High32276 | VOM COST | On Peak | 2046-08-01 | Expected Values | 764.7 | 0
| Station_DSM2018_Base_High32273 | VOM COST | ALL | 2046-09-01 | Expected Values | 2130.19 | Station_DSM2018_Base_High32273 | VOM COST | Off Peak | 2046-09-01 | Expected Values | 1489.02 | Station_DSM2018_Base_High32273 | VOM COST | On Peak | 2046-09-01 | Expected Values | 641.17 | 0 | Station_DSM2018_w30mw_High32276 | VOM COST | ALL | 2046-09-01 | Expected Values | 2105.04 | Station_DSM2018_w30mw_High32276 | VOM COST | Off Peak | 2046-09-01 | Expected Values | 1471.78 | Station_DSM2018_w30mw_High32276 | VOM COST | On Peak | 2046-09-01 | Expected Values | 633.26 | 0
| Station_DSM2018_Base_High32273 | VOM COST | ALL | 2046-10-01 | Expected Values | 1911.9 | Station_DSM2018_Base_High32273 | VOM COST | Off Peak | 2046-10-01 | Expected Values | 1248.31 | Station_DSM2018_Base_High32273 | VOM COST | On Peak | 2046-10-01 | Expected Values | 663.59 | 0 | Station_DSM2018_w30mw_High32276 | VOM COST | ALL | 2046-10-01 | Expected Values | 1898.82 | Station_DSM2018_w30mw_High32276 | VOM COST | Off Peak | 2046-10-01 | Expected Values | 1238.27 | Station_DSM2018_w30mw_High32276 | VOM COST | On Peak | 2046-10-01 | Expected Values | 660.55 | 0
| Station_DSM2018_Base_High32273 | VOM COST | ALL | 2046-11-01 | Expected Values | 1428.87 | Station_DSM2018_Base_High32273 | VOM COST | Off Peak | 2046-11-01 | Expected Values | 1045.54 | Station_DSM2018_Base_High32273 | VOM COST | On Peak | 2046-11-01 | Expected Values | 383.34 | 0.01 | Station_DSM2018_w30mw_High32276 | VOM COST | ALL | 2046-11-01 | Expected Values | 1417.27 | Station_DSM2018_w30mw_High32276 | VOM COST | Off Peak | 2046-11-01 | Expected Values | 1038.83 | Station_DSM2018_w30mw_High32276 | VOM COST | On Peak | 2046-11-01 | Expected Values | 378.45 | 0.01
| Station_DSM2018_Base_High32273 | VOM COST | ALL | 2046-12-01 | Expected Values | 1678.83 | Station_DSM2018_Base_High32273 | VOM COST | Off Peak | 2046-12-01 | Expected Values | 1246.97 | Station_DSM2018_Base_High32273 | VOM COST | On Peak | 2046-12-01 | Expected Values | 431.86 | 0 | Station_DSM2018_w30mw_High32276 | VOM COST | ALL | 2046-12-01 | Expected Values | 1658.99 | Station_DSM2018_w30mw_High32276 | VOM COST | Off Peak | 2046-12-01 | Expected Values | 1232.37 | Station_DSM2018_w30mw_High32276 | VOM COST | On Peak | 2046-12-01 | Expected Values | 426.62 | 0
| Station_DSM2018_Base_High32273 | VOM COST | ALL | 2047-01-01 | Expected Values | 1701.81 | Station_DSM2018_Base_High32273 | VOM COST | Off Peak | 2047-01-01 | Expected Values | 1197.97 | Station_DSM2018_Base_High32273 | VOM COST | On Peak | 2047-01-01 | Expected Values | 503.85 | 0.01 | Station_DSM2018_w30mw_High32276 | VOM COST | ALL | 2047-01-01 | Expected Values | 1681.09 | Station_DSM2018_w30mw_High32276 | VOM COST | Off Peak | 2047-01-01 | Expected Values | 1183.37 | Station_DSM2018_w30mw_High32276 | VOM COST | On Peak | 2047-01-01 | Expected Values | 497.72 | 0
| Station_DSM2018_Base_High32273 | VOM COST | ALL | 2047-02-01 | Expected Values | 1471.55 | Station_DSM2018_Base_High32273 | VOM COST | Off Peak | 2047-02-01 | Expected Values | 1063.5 | Station_DSM2018_Base_High32273 | VOM COST | On Peak | 2047-02-01 | Expected Values | 408.05 | 0 | Station_DSM2018_w30mw_High32276 | VOM COST | ALL | 2047-02-01 | Expected Values | 1454.15 | Station_DSM2018_w30mw_High32276 | VOM COST | Off Peak | 2047-02-01 | Expected Values | 1050.86 | Station_DSM2018_w30mw_High32276 | VOM COST | On Peak | 2047-02-01 | Expected Values | 403.29 | 0
| Station_DSM2018_Base_High32273 | VOM COST | ALL | 2047-03-01 | Expected Values | 1642.12 | Station_DSM2018_Base_High32273 | VOM COST | Off Peak | 2047-03-01 | Expected Values | 1223.75 | Station_DSM2018_Base_High32273 | VOM COST | On Peak | 2047-03-01 | Expected Values | 418.37 | 0 | Station_DSM2018_w30mw_High32276 | VOM COST | ALL | 2047-03-01 | Expected Values | 1623.06 | Station_DSM2018_w30mw_High32276 | VOM COST | Off Peak | 2047-03-01 | Expected Values | 1209.28 | Station_DSM2018_w30mw_High32276 | VOM COST | On Peak | 2047-03-01 | Expected Values | 413.77 | -0.01
| Station_DSM2018_Base_High32273 | VOM COST | ALL | 2047-04-01 | Expected Values | 1554.23 | Station_DSM2018_Base_High32273 | VOM COST | Off Peak | 2047-04-01 | Expected Values | 1003.49 | Station_DSM2018_Base_High32273 | VOM COST | On Peak | 2047-04-01 | Expected Values | 550.74 | 0 | Station_DSM2018_w30mw_High32276 | VOM COST | ALL | 2047-04-01 | Expected Values | 1528.84 | Station_DSM2018_w30mw_High32276 | VOM COST | Off Peak | 2047-04-01 | Expected Values | 988.7 | Station_DSM2018_w30mw_High32276 | VOM COST | On Peak | 2047-04-01 | Expected Values | 540.14 | 0
| Station_DSM2018_Base_High32273 | VOM COST | ALL | 2047-05-01 | Expected Values | 1941.69 | Station_DSM2018_Base_High32273 | VOM COST | Off Peak | 2047-05-01 | Expected Values | 1279.66 | Station_DSM2018_Base_High32273 | VOM COST | On Peak | 2047-05-01 | Expected Values | 662.03 | 0 | Station_DSM2018_w30mw_High32276 | VOM COST | ALL | 2047-05-01 | Expected Values | 1919.76 | Station_DSM2018_w30mw_High32276 | VOM COST | Off Peak | 2047-05-01 | Expected Values | 1264.39 | Station_DSM2018_w30mw_High32276 | VOM COST | On Peak | 2047-05-01 | Expected Values | 655.36 | -0.01
| Station_DSM2018_Base_High32273 | VOM COST | ALL | 2047-06-01 | Expected Values | 2169.18 | Station_DSM2018_Base_High32273 | VOM COST | Off Peak | 2047-06-01 | Expected Values | 1489.3 | Station_DSM2018_Base_High32273 | VOM COST | On Peak | 2047-06-01 | Expected Values | 679.88 | 0 | Station_DSM2018_w30mw_High32276 | VOM COST | ALL | 2047-06-01 | Expected Values | 2140.67 | Station_DSM2018_w30mw_High32276 | VOM COST | Off Peak | 2047-06-01 | Expected Values | 1470.05 | Station_DSM2018_w30mw_High32276 | VOM COST | On Peak | 2047-06-01 | Expected Values | 670.62 | 0
| Station_DSM2018_Base_High32273 | VOM COST | ALL | 2047-07-01 | Expected Values | 2297.62 | Station_DSM2018_Base_High32273 | VOM COST | Off Peak | 2047-07-01 | Expected Values | 1497.2 | Station_DSM2018_Base_High32273 | VOM COST | On Peak | 2047-07-01 | Expected Values | 800.42 | 0 | Station_DSM2018_w30mw_High32276 | VOM COST | ALL | 2047-07-01 | Expected Values | 2265.6 | Station_DSM2018_w30mw_High32276 | VOM COST | Off Peak | 2047-07-01 | Expected Values | 1476.71 | Station_DSM2018_w30mw_High32276 | VOM COST | On Peak | 2047-07-01 | Expected Values | 788.89 | 0
| Station_DSM2018_Base_High32273 | VOM COST | ALL | 2047-08-01 | Expected Values | 2324.81 | Station_DSM2018_Base_High32273 | VOM COST | Off Peak | 2047-08-01 | Expected Values | 1561.77 | Station_DSM2018_Base_High32273 | VOM COST | On Peak | 2047-08-01 | Expected Values | 763.04 | 0 | Station_DSM2018_w30mw_High32276 | VOM COST | ALL | 2047-08-01 | Expected Values | 2294.4 | Station_DSM2018_w30mw_High32276 | VOM COST | Off Peak | 2047-08-01 | Expected Values | 1541.79 | Station_DSM2018_w30mw_High32276 | VOM COST | On Peak | 2047-08-01 | Expected Values | 752.61 | 0
| Station_DSM2018_Base_High32273 | VOM COST | ALL | 2047-09-01 | Expected Values | 2144.34 | Station_DSM2018_Base_High32273 | VOM COST | Off Peak | 2047-09-01 | Expected Values | 1467.71 | Station_DSM2018_Base_High32273 | VOM COST | On Peak | 2047-09-01 | Expected Values | 676.63 | 0 | Station_DSM2018_w30mw_High32276 | VOM COST | ALL | 2047-09-01 | Expected Values | 2115.16 | Station_DSM2018_w30mw_High32276 | VOM COST | Off Peak | 2047-09-01 | Expected Values | 1447.63 | Station_DSM2018_w30mw_High32276 | VOM COST | On Peak | 2047-09-01 | Expected Values | 667.53 | 0
| Station_DSM2018_Base_High32273 | VOM COST | ALL | 2047-10-01 | Expected Values | 1929.13 | Station_DSM2018_Base_High32273 | VOM COST | Off Peak | 2047-10-01 | Expected Values | 1264.02 | Station_DSM2018_Base_High32273 | VOM COST | On Peak | 2047-10-01 | Expected Values | 665.1 | -0.01 | Station_DSM2018_w30mw_High32276 | VOM COST | ALL | 2047-10-01 | Expected Values | 1908.53 | Station_DSM2018_w30mw_High32276 | VOM COST | Off Peak | 2047-10-01 | Expected Values | 1248.63 | Station_DSM2018_w30mw_High32276 | VOM COST | On Peak | 2047-10-01 | Expected Values | 659.9 | 0
| Station_DSM2018_Base_High32273 | VOM COST | ALL | 2047-11-01 | Expected Values | 1466.35 | Station_DSM2018_Base_High32273 | VOM COST | Off Peak | 2047-11-01 | Expected Values | 1095.45 | Station_DSM2018_Base_High32273 | VOM COST | On Peak | 2047-11-01 | Expected Values | 370.9 | 0 | Station_DSM2018_w30mw_High32276 | VOM COST | ALL | 2047-11-01 | Expected Values | 1445.49 | Station_DSM2018_w30mw_High32276 | VOM COST | Off Peak | 2047-11-01 | Expected Values | 1079.04 | Station_DSM2018_w30mw_High32276 | VOM COST | On Peak | 2047-11-01 | Expected Values | 366.45 | 0
| Station_DSM2018_Base_High32273 | VOM COST | ALL | 2047-12-01 | Expected Values | 1683.77 | Station_DSM2018_Base_High32273 | VOM COST | Off Peak | 2047-12-01 | Expected Values | 1237.19 | Station_DSM2018_Base_High32273 | VOM COST | On Peak | 2047-12-01 | Expected Values | 446.57 | -0.01 | Station_DSM2018_w30mw_High32276 | VOM COST | ALL | 2047-12-01 | Expected Values | 1664.19 | Station_DSM2018_w30mw_High32276 | VOM COST | Off Peak | 2047-12-01 | Expected Values | 1222.59 | Station_DSM2018_w30mw_High32276 | VOM COST | On Peak | 2047-12-01 | Expected Values | 441.61 | 0.01
| StationFuel_DSM2018_Base_Check32266 | Fuel Cost | ALL | 2018-02-01 | Expected Values | 33202.77 | StationFuel_DSM2018_Base_Check32266 | Fuel Cost | Off Peak | 2018-02-01 | Expected Values | 24311.73 | StationFuel_DSM2018_Base_Check32266 | Fuel Cost | On Peak | 2018-02-01 | Expected Values | 8891.04
| StationFuel_DSM2018_Base_Check32266 | Fuel Cost | ALL | 2018-03-01 | Expected Values | 36517.82 | StationFuel_DSM2018_Base_Check32266 | Fuel Cost | Off Peak | 2018-03-01 | Expected Values | 27099.81 | StationFuel_DSM2018_Base_Check32266 | Fuel Cost | On Peak | 2018-03-01 | Expected Values | 9418
| StationFuel_DSM2018_Base_Check32266 | Fuel Cost | ALL | 2018-04-01 | Expected Values | 34572.87 | StationFuel_DSM2018_Base_Check32266 | Fuel Cost | Off Peak | 2018-04-01 | Expected Values | 23255.97 | StationFuel_DSM2018_Base_Check32266 | Fuel Cost | On Peak | 2018-04-01 | Expected Values | 11316.9
| StationFuel_DSM2018_Base_Check32266 | Fuel Cost | ALL | 2018-05-01 | Expected Values | 36671.85 | StationFuel_DSM2018_Base_Check32266 | Fuel Cost | Off Peak | 2018-05-01 | Expected Values | 24431.08 | StationFuel_DSM2018_Base_Check32266 | Fuel Cost | On Peak | 2018-05-01 | Expected Values | 12240.77
| StationFuel_DSM2018_Base_Check32266 | Fuel Cost | ALL | 2018-06-01 | Expected Values | 39364.45 | StationFuel_DSM2018_Base_Check32266 | Fuel Cost | Off Peak | 2018-06-01 | Expected Values | 27177.4 | StationFuel_DSM2018_Base_Check32266 | Fuel Cost | On Peak | 2018-06-01 | Expected Values | 12187.04
| StationFuel_DSM2018_Base_Check32266 | Fuel Cost | ALL | 2018-07-01 | Expected Values | 41450.99 | StationFuel_DSM2018_Base_Check32266 | Fuel Cost | Off Peak | 2018-07-01 | Expected Values | 28263.06 | StationFuel_DSM2018_Base_Check32266 | Fuel Cost | On Peak | 2018-07-01 | Expected Values | 13187.92
| StationFuel_DSM2018_Base_Check32266 | Fuel Cost | ALL | 2018-08-01 | Expected Values | 42381.38 | StationFuel_DSM2018_Base_Check32266 | Fuel Cost | Off Peak | 2018-08-01 | Expected Values | 28453.74 | StationFuel_DSM2018_Base_Check32266 | Fuel Cost | On Peak | 2018-08-01 | Expected Values | 13927.65
| StationFuel_DSM2018_Base_Check32266 | Fuel Cost | ALL | 2018-09-01 | Expected Values | 38142.77 | StationFuel_DSM2018_Base_Check32266 | Fuel Cost | Off Peak | 2018-09-01 | Expected Values | 27135.25 | StationFuel_DSM2018_Base_Check32266 | Fuel Cost | On Peak | 2018-09-01 | Expected Values | 11007.5
| StationFuel_DSM2018_Base_Check32266 | Fuel Cost | ALL | 2018-10-01 | Expected Values | 35245.35 | StationFuel_DSM2018_Base_Check32266 | Fuel Cost | Off Peak | 2018-10-01 | Expected Values | 23289.05 | StationFuel_DSM2018_Base_Check32266 | Fuel Cost | On Peak | 2018-10-01 | Expected Values | 11956.3
| StationFuel_DSM2018_Base_Check32266 | Fuel Cost | ALL | 2018-11-01 | Expected Values | 31963.79 | StationFuel_DSM2018_Base_Check32266 | Fuel Cost | Off Peak | 2018-11-01 | Expected Values | 23504.74 | StationFuel_DSM2018_Base_Check32266 | Fuel Cost | On Peak | 2018-11-01 | Expected Values | 8459.05
| StationFuel_DSM2018_Base_Check32266 | Fuel Cost | ALL | 2018-12-01 | Expected Values | 34356.36 | StationFuel_DSM2018_Base_Check32266 | Fuel Cost | Off Peak | 2018-12-01 | Expected Values | 25772.06 | StationFuel_DSM2018_Base_Check32266 | Fuel Cost | On Peak | 2018-12-01 | Expected Values | 8584.3
| StationFuel_DSM2018_Base_Check32266 | Fuel Cost | ALL | 2019-01-01 | Expected Values | 36882.74 | StationFuel_DSM2018_Base_Check32266 | Fuel Cost | Off Peak | 2019-01-01 | Expected Values | 26537.28 | StationFuel_DSM2018_Base_Check32266 | Fuel Cost | On Peak | 2019-01-01 | Expected Values | 10345.46
| StationFuel_DSM2018_Base_Check32266 | Fuel Cost | ALL | 2019-02-01 | Expected Values | 32348.81 | StationFuel_DSM2018_Base_Check32266 | Fuel Cost | Off Peak | 2019-02-01 | Expected Values | 23479.63 | StationFuel_DSM2018_Base_Check32266 | Fuel Cost | On Peak | 2019-02-01 | Expected Values | 8869.18
| StationFuel_DSM2018_Base_Check32266 | Fuel Cost | ALL | 2019-03-01 | Expected Values | 34466 | StationFuel_DSM2018_Base_Check32266 | Fuel Cost | Off Peak | 2019-03-01 | Expected Values | 25743.66 | StationFuel_DSM2018_Base_Check32266 | Fuel Cost | On Peak | 2019-03-01 | Expected Values | 8722.33
| StationFuel_DSM2018_Base_Check32266 | Fuel Cost | ALL | 2019-04-01 | Expected Values | 33625.19 | StationFuel_DSM2018_Base_Check32266 | Fuel Cost | Off Peak | 2019-04-01 | Expected Values | 22338.17 | StationFuel_DSM2018_Base_Check32266 | Fuel Cost | On Peak | 2019-04-01 | Expected Values | 11287.03
| StationFuel_DSM2018_Base_Check32266 | Fuel Cost | ALL | 2019-05-01 | Expected Values | 37676.66 | StationFuel_DSM2018_Base_Check32266 | Fuel Cost | Off Peak | 2019-05-01 | Expected Values | 25098.46 | StationFuel_DSM2018_Base_Check32266 | Fuel Cost | On Peak | 2019-05-01 | Expected Values | 12578.2
| StationFuel_DSM2018_Base_Check32266 | Fuel Cost | ALL | 2019-06-01 | Expected Values | 42137.23 | StationFuel_DSM2018_Base_Check32266 | Fuel Cost | Off Peak | 2019-06-01 | Expected Values | 29468.85 | StationFuel_DSM2018_Base_Check32266 | Fuel Cost | On Peak | 2019-06-01 | Expected Values | 12668.38
| StationFuel_DSM2018_Base_Check32266 | Fuel Cost | ALL | 2019-07-01 | Expected Values | 45258.28 | StationFuel_DSM2018_Base_Check32266 | Fuel Cost | Off Peak | 2019-07-01 | Expected Values | 29874.01 | StationFuel_DSM2018_Base_Check32266 | Fuel Cost | On Peak | 2019-07-01 | Expected Values | 15384.27
| StationFuel_DSM2018_Base_Check32266 | Fuel Cost | ALL | 2019-08-01 | Expected Values | 45328.27 | StationFuel_DSM2018_Base_Check32266 | Fuel Cost | Off Peak | 2019-08-01 | Expected Values | 30953.23 | StationFuel_DSM2018_Base_Check32266 | Fuel Cost | On Peak | 2019-08-01 | Expected Values | 14375.04
| StationFuel_DSM2018_Base_Check32266 | Fuel Cost | ALL | 2019-09-01 | Expected Values | 41788.41 | StationFuel_DSM2018_Base_Check32266 | Fuel Cost | Off Peak | 2019-09-01 | Expected Values | 28882.33 | StationFuel_DSM2018_Base_Check32266 | Fuel Cost | On Peak | 2019-09-01 | Expected Values | 12906.08
| StationFuel_DSM2018_Base_Check32266 | Fuel Cost | ALL | 2019-10-01 | Expected Values | 39293.51 | StationFuel_DSM2018_Base_Check32266 | Fuel Cost | Off Peak | 2019-10-01 | Expected Values | 25893.5 | StationFuel_DSM2018_Base_Check32266 | Fuel Cost | On Peak | 2019-10-01 | Expected Values | 13400.01
| StationFuel_DSM2018_Base_Check32266 | Fuel Cost | ALL | 2019-11-01 | Expected Values | 31243.99 | StationFuel_DSM2018_Base_Check32266 | Fuel Cost | Off Peak | 2019-11-01 | Expected Values | 23349.66 | StationFuel_DSM2018_Base_Check32266 | Fuel Cost | On Peak | 2019-11-01 | Expected Values | 7894.33
| StationFuel_DSM2018_Base_Check32266 | Fuel Cost | ALL | 2019-12-01 | Expected Values | 36183.66 | StationFuel_DSM2018_Base_Check32266 | Fuel Cost | Off Peak | 2019-12-01 | Expected Values | 26644.64 | StationFuel_DSM2018_Base_Check32266 | Fuel Cost | On Peak | 2019-12-01 | Expected Values | 9539.02
| StationFuel_DSM2018_Base_Check32266 | Fuel Cost | ALL | 2020-01-01 | Expected Values | 39853.44 | StationFuel_DSM2018_Base_Check32266 | Fuel Cost | Off Peak | 2020-01-01 | Expected Values | 28583.91 | StationFuel_DSM2018_Base_Check32266 | Fuel Cost | On Peak | 2020-01-01 | Expected Values | 11269.52
| StationFuel_DSM2018_Base_Check32266 | Fuel Cost | ALL | 2020-02-01 | Expected Values | 34393.88 | StationFuel_DSM2018_Base_Check32266 | Fuel Cost | Off Peak | 2020-02-01 | Expected Values | 25158.09 | StationFuel_DSM2018_Base_Check32266 | Fuel Cost | On Peak | 2020-02-01 | Expected Values | 9235.79
| StationFuel_DSM2018_Base_Check32266 | Fuel Cost | ALL | 2020-03-01 | Expected Values | 38027.26 | StationFuel_DSM2018_Base_Check32266 | Fuel Cost | Off Peak | 2020-03-01 | Expected Values | 27821.85 | StationFuel_DSM2018_Base_Check32266 | Fuel Cost | On Peak | 2020-03-01 | Expected Values | 10205.4
| StationFuel_DSM2018_Base_Check32266 | Fuel Cost | ALL | 2020-04-01 | Expected Values | 36385.41 | StationFuel_DSM2018_Base_Check32266 | Fuel Cost | Off Peak | 2020-04-01 | Expected Values | 24051.43 | StationFuel_DSM2018_Base_Check32266 | Fuel Cost | On Peak | 2020-04-01 | Expected Values | 12333.98
| StationFuel_DSM2018_Base_Check32266 | Fuel Cost | ALL | 2020-05-01 | Expected Values | 40896.5 | StationFuel_DSM2018_Base_Check32266 | Fuel Cost | Off Peak | 2020-05-01 | Expected Values | 28397.47 | StationFuel_DSM2018_Base_Check32266 | Fuel Cost | On Peak | 2020-05-01 | Expected Values | 12499.03
| StationFuel_DSM2018_Base_Check32266 | Fuel Cost | ALL | 2020-06-01 | Expected Values | 46065.37 | StationFuel_DSM2018_Base_Check32266 | Fuel Cost | Off Peak | 2020-06-01 | Expected Values | 30917.42 | StationFuel_DSM2018_Base_Check32266 | Fuel Cost | On Peak | 2020-06-01 | Expected Values | 15147.96
| StationFuel_DSM2018_Base_Check32266 | Fuel Cost | ALL | 2020-07-01 | Expected Values | 48996.96 | StationFuel_DSM2018_Base_Check32266 | Fuel Cost | Off Peak | 2020-07-01 | Expected Values | 32416.89 | StationFuel_DSM2018_Base_Check32266 | Fuel Cost | On Peak | 2020-07-01 | Expected Values | 16580.07
| StationFuel_DSM2018_Base_Check32266 | Fuel Cost | ALL | 2020-08-01 | Expected Values | 50290.15 | StationFuel_DSM2018_Base_Check32266 | Fuel Cost | Off Peak | 2020-08-01 | Expected Values | 35260.62 | StationFuel_DSM2018_Base_Check32266 | Fuel Cost | On Peak | 2020-08-01 | Expected Values | 15029.52
| StationFuel_DSM2018_Base_Check32266 | Fuel Cost | ALL | 2020-09-01 | Expected Values | 45947.62 | StationFuel_DSM2018_Base_Check32266 | Fuel Cost | Off Peak | 2020-09-01 | Expected Values | 31127.03 | StationFuel_DSM2018_Base_Check32266 | Fuel Cost | On Peak | 2020-09-01 | Expected Values | 14820.6
| StationFuel_DSM2018_Base_Check32266 | Fuel Cost | ALL | 2020-10-01 | Expected Values | 42481.68 | StationFuel_DSM2018_Base_Check32266 | Fuel Cost | Off Peak | 2020-10-01 | Expected Values | 28931.6 | StationFuel_DSM2018_Base_Check32266 | Fuel Cost | On Peak | 2020-10-01 | Expected Values | 13550.08
| StationFuel_DSM2018_Base_Check32266 | Fuel Cost | ALL | 2020-11-01 | Expected Values | 34170.74 | StationFuel_DSM2018_Base_Check32266 | Fuel Cost | Off Peak | 2020-11-01 | Expected Values | 25451.14 | StationFuel_DSM2018_Base_Check32266 | Fuel Cost | On Peak | 2020-11-01 | Expected Values | 8719.61
| StationFuel_DSM2018_Base_Check32266 | Fuel Cost | ALL | 2020-12-01 | Expected Values | 39719.08 | StationFuel_DSM2018_Base_Check32266 | Fuel Cost | Off Peak | 2020-12-01 | Expected Values | 28765.6 | StationFuel_DSM2018_Base_Check32266 | Fuel Cost | On Peak | 2020-12-01 | Expected Values | 10953.48
| StationFuel_DSM2018_Base_Check32266 | Fuel Cost | ALL | 2021-01-01 | Expected Values | 42824.39 | StationFuel_DSM2018_Base_Check32266 | Fuel Cost | Off Peak | 2021-01-01 | Expected Values | 31541.05 | StationFuel_DSM2018_Base_Check32266 | Fuel Cost | On Peak | 2021-01-01 | Expected Values | 11283.34
| StationFuel_DSM2018_Base_Check32266 | Fuel Cost | ALL | 2021-02-01 | Expected Values | 37253.46 | StationFuel_DSM2018_Base_Check32266 | Fuel Cost | Off Peak | 2021-02-01 | Expected Values | 26832.99 | StationFuel_DSM2018_Base_Check32266 | Fuel Cost | On Peak | 2021-02-01 | Expected Values | 10420.47
| StationFuel_DSM2018_Base_Check32266 | Fuel Cost | ALL | 2021-03-01 | Expected Values | 39851.69 | StationFuel_DSM2018_Base_Check32266 | Fuel Cost | Off Peak | 2021-03-01 | Expected Values | 28751.26 | StationFuel_DSM2018_Base_Check32266 | Fuel Cost | On Peak | 2021-03-01 | Expected Values | 11100.42
| StationFuel_DSM2018_Base_Check32266 | Fuel Cost | ALL | 2021-04-01 | Expected Values | 38798.48 | StationFuel_DSM2018_Base_Check32266 | Fuel Cost | Off Peak | 2021-04-01 | Expected Values | 25546.49 | StationFuel_DSM2018_Base_Check32266 | Fuel Cost | On Peak | 2021-04-01 | Expected Values | 13251.99
| StationFuel_DSM2018_Base_Check32266 | Fuel Cost | ALL | 2021-05-01 | Expected Values | 43621.97 | StationFuel_DSM2018_Base_Check32266 | Fuel Cost | Off Peak | 2021-05-01 | Expected Values | 30252.81 | StationFuel_DSM2018_Base_Check32266 | Fuel Cost | On Peak | 2021-05-01 | Expected Values | 13369.16
| StationFuel_DSM2018_Base_Check32266 | Fuel Cost | ALL | 2021-06-01 | Expected Values | 48873.99 | StationFuel_DSM2018_Base_Check32266 | Fuel Cost | Off Peak | 2021-06-01 | Expected Values | 32737.19 | StationFuel_DSM2018_Base_Check32266 | Fuel Cost | On Peak | 2021-06-01 | Expected Values | 16136.8
| StationFuel_DSM2018_Base_Check32266 | Fuel Cost | ALL | 2021-07-01 | Expected Values | 51401.91 | StationFuel_DSM2018_Base_Check32266 | Fuel Cost | Off Peak | 2021-07-01 | Expected Values | 34649.15 | StationFuel_DSM2018_Base_Check32266 | Fuel Cost | On Peak | 2021-07-01 | Expected Values | 16752.76
| StationFuel_DSM2018_Base_Check32266 | Fuel Cost | ALL | 2021-08-01 | Expected Values | 52417.17 | StationFuel_DSM2018_Base_Check32266 | Fuel Cost | Off Peak | 2021-08-01 | Expected Values | 35944.5 | StationFuel_DSM2018_Base_Check32266 | Fuel Cost | On Peak | 2021-08-01 | Expected Values | 16472.67
| StationFuel_DSM2018_Base_Check32266 | Fuel Cost | ALL | 2021-09-01 | Expected Values | 48734.07 | StationFuel_DSM2018_Base_Check32266 | Fuel Cost | Off Peak | 2021-09-01 | Expected Values | 32899.43 | StationFuel_DSM2018_Base_Check32266 | Fuel Cost | On Peak | 2021-09-01 | Expected Values | 15834.64
| StationFuel_DSM2018_Base_Check32266 | Fuel Cost | ALL | 2021-10-01 | Expected Values | 45028.15 | StationFuel_DSM2018_Base_Check32266 | Fuel Cost | Off Peak | 2021-10-01 | Expected Values | 31254.27 | StationFuel_DSM2018_Base_Check32266 | Fuel Cost | On Peak | 2021-10-01 | Expected Values | 13773.88
| StationFuel_DSM2018_Base_Check32266 | Fuel Cost | ALL | 2021-11-01 | Expected Values | 36709.73 | StationFuel_DSM2018_Base_Check32266 | Fuel Cost | Off Peak | 2021-11-01 | Expected Values | 26884.69 | StationFuel_DSM2018_Base_Check32266 | Fuel Cost | On Peak | 2021-11-01 | Expected Values | 9825.05
| StationFuel_DSM2018_Base_Check32266 | Fuel Cost | ALL | 2021-12-01 | Expected Values | 42271.32 | StationFuel_DSM2018_Base_Check32266 | Fuel Cost | Off Peak | 2021-12-01 | Expected Values | 30573.58 | StationFuel_DSM2018_Base_Check32266 | Fuel Cost | On Peak | 2021-12-01 | Expected Values | 11697.74
| StationFuel_DSM2018_Base_Check32266 | Fuel Cost | ALL | 2022-01-01 | Expected Values | 41008.08 | StationFuel_DSM2018_Base_Check32266 | Fuel Cost | Off Peak | 2022-01-01 | Expected Values | 30165.21 | StationFuel_DSM2018_Base_Check32266 | Fuel Cost | On Peak | 2022-01-01 | Expected Values | 10842.86
| StationFuel_DSM2018_Base_Check32266 | Fuel Cost | ALL | 2022-02-01 | Expected Values | 35596.9 | StationFuel_DSM2018_Base_Check32266 | Fuel Cost | Off Peak | 2022-02-01 | Expected Values | 25677.36 | StationFuel_DSM2018_Base_Check32266 | Fuel Cost | On Peak | 2022-02-01 | Expected Values | 9919.55
| StationFuel_DSM2018_Base_Check32266 | Fuel Cost | ALL | 2022-03-01 | Expected Values | 38812.58 | StationFuel_DSM2018_Base_Check32266 | Fuel Cost | Off Peak | 2022-03-01 | Expected Values | 27984 | StationFuel_DSM2018_Base_Check32266 | Fuel Cost | On Peak | 2022-03-01 | Expected Values | 10828.58
| StationFuel_DSM2018_Base_Check32266 | Fuel Cost | ALL | 2022-04-01 | Expected Values | 41417.1 | StationFuel_DSM2018_Base_Check32266 | Fuel Cost | Off Peak | 2022-04-01 | Expected Values | 27734.81 | StationFuel_DSM2018_Base_Check32266 | Fuel Cost | On Peak | 2022-04-01 | Expected Values | 13682.28
| StationFuel_DSM2018_Base_Check32266 | Fuel Cost | ALL | 2022-05-01 | Expected Values | 48271.02 | StationFuel_DSM2018_Base_Check32266 | Fuel Cost | Off Peak | 2022-05-01 | Expected Values | 32565.23 | StationFuel_DSM2018_Base_Check32266 | Fuel Cost | On Peak | 2022-05-01 | Expected Values | 15705.79
| StationFuel_DSM2018_Base_Check32266 | Fuel Cost | ALL | 2022-06-01 | Expected Values | 53206.03 | StationFuel_DSM2018_Base_Check32266 | Fuel Cost | Off Peak | 2022-06-01 | Expected Values | 35469.89 | StationFuel_DSM2018_Base_Check32266 | Fuel Cost | On Peak | 2022-06-01 | Expected Values | 17736.14
| StationFuel_DSM2018_Base_Check32266 | Fuel Cost | ALL | 2022-07-01 | Expected Values | 55794.2 | StationFuel_DSM2018_Base_Check32266 | Fuel Cost | Off Peak | 2022-07-01 | Expected Values | 38369.84 | StationFuel_DSM2018_Base_Check32266 | Fuel Cost | On Peak | 2022-07-01 | Expected Values | 17424.36
| StationFuel_DSM2018_Base_Check32266 | Fuel Cost | ALL | 2022-08-01 | Expected Values | 56172.62 | StationFuel_DSM2018_Base_Check32266 | Fuel Cost | Off Peak | 2022-08-01 | Expected Values | 37755.69 | StationFuel_DSM2018_Base_Check32266 | Fuel Cost | On Peak | 2022-08-01 | Expected Values | 18416.93
| StationFuel_DSM2018_Base_Check32266 | Fuel Cost | ALL | 2022-09-01 | Expected Values | 53116.18 | StationFuel_DSM2018_Base_Check32266 | Fuel Cost | Off Peak | 2022-09-01 | Expected Values | 35747.04 | StationFuel_DSM2018_Base_Check32266 | Fuel Cost | On Peak | 2022-09-01 | Expected Values | 17369.14
| StationFuel_DSM2018_Base_Check32266 | Fuel Cost | ALL | 2022-10-01 | Expected Values | 47746.99 | StationFuel_DSM2018_Base_Check32266 | Fuel Cost | Off Peak | 2022-10-01 | Expected Values | 32767.26 | StationFuel_DSM2018_Base_Check32266 | Fuel Cost | On Peak | 2022-10-01 | Expected Values | 14979.73
| StationFuel_DSM2018_Base_Check32266 | Fuel Cost | ALL | 2022-11-01 | Expected Values | 38156.53 | StationFuel_DSM2018_Base_Check32266 | Fuel Cost | Off Peak | 2022-11-01 | Expected Values | 27932.62 | StationFuel_DSM2018_Base_Check32266 | Fuel Cost | On Peak | 2022-11-01 | Expected Values | 10223.9
| StationFuel_DSM2018_Base_Check32266 | Fuel Cost | ALL | 2022-12-01 | Expected Values | 42392.94 | StationFuel_DSM2018_Base_Check32266 | Fuel Cost | Off Peak | 2022-12-01 | Expected Values | 31086.43 | StationFuel_DSM2018_Base_Check32266 | Fuel Cost | On Peak | 2022-12-01 | Expected Values | 11306.51
| StationFuel_DSM2018_Base_Check32266 | Fuel Cost | ALL | 2023-01-01 | Expected Values | 40522.31 | StationFuel_DSM2018_Base_Check32266 | Fuel Cost | Off Peak | 2023-01-01 | Expected Values | 29187.74 | StationFuel_DSM2018_Base_Check32266 | Fuel Cost | On Peak | 2023-01-01 | Expected Values | 11334.57
| StationFuel_DSM2018_Base_Check32266 | Fuel Cost | ALL | 2023-02-01 | Expected Values | 35861.86 | StationFuel_DSM2018_Base_Check32266 | Fuel Cost | Off Peak | 2023-02-01 | Expected Values | 25909.32 | StationFuel_DSM2018_Base_Check32266 | Fuel Cost | On Peak | 2023-02-01 | Expected Values | 9952.54
| StationFuel_DSM2018_Base_Check32266 | Fuel Cost | ALL | 2023-03-01 | Expected Values | 37982.37 | StationFuel_DSM2018_Base_Check32266 | Fuel Cost | Off Peak | 2023-03-01 | Expected Values | 27321.42 | StationFuel_DSM2018_Base_Check32266 | Fuel Cost | On Peak | 2023-03-01 | Expected Values | 10660.95
| StationFuel_DSM2018_Base_Check32266 | Fuel Cost | ALL | 2023-04-01 | Expected Values | 41869.68 | StationFuel_DSM2018_Base_Check32266 | Fuel Cost | Off Peak | 2023-04-01 | Expected Values | 28437.83 | StationFuel_DSM2018_Base_Check32266 | Fuel Cost | On Peak | 2023-04-01 | Expected Values | 13431.86
| StationFuel_DSM2018_Base_Check32266 | Fuel Cost | ALL | 2023-05-01 | Expected Values | 48322.8 | StationFuel_DSM2018_Base_Check32266 | Fuel Cost | Off Peak | 2023-05-01 | Expected Values | 31903.94 | StationFuel_DSM2018_Base_Check32266 | Fuel Cost | On Peak | 2023-05-01 | Expected Values | 16418.86
| StationFuel_DSM2018_Base_Check32266 | Fuel Cost | ALL | 2023-06-01 | Expected Values | 54397.75 | StationFuel_DSM2018_Base_Check32266 | Fuel Cost | Off Peak | 2023-06-01 | Expected Values | 36070.21 | StationFuel_DSM2018_Base_Check32266 | Fuel Cost | On Peak | 2023-06-01 | Expected Values | 18327.56
| StationFuel_DSM2018_Base_Check32266 | Fuel Cost | ALL | 2023-07-01 | Expected Values | 56694.92 | StationFuel_DSM2018_Base_Check32266 | Fuel Cost | Off Peak | 2023-07-01 | Expected Values | 38855.23 | StationFuel_DSM2018_Base_Check32266 | Fuel Cost | On Peak | 2023-07-01 | Expected Values | 17839.7
| StationFuel_DSM2018_Base_Check32266 | Fuel Cost | ALL | 2023-08-01 | Expected Values | 57247.64 | StationFuel_DSM2018_Base_Check32266 | Fuel Cost | Off Peak | 2023-08-01 | Expected Values | 38469.39 | StationFuel_DSM2018_Base_Check32266 | Fuel Cost | On Peak | 2023-08-01 | Expected Values | 18778.26
| StationFuel_DSM2018_Base_Check32266 | Fuel Cost | ALL | 2023-09-01 | Expected Values | 53821.29 | StationFuel_DSM2018_Base_Check32266 | Fuel Cost | Off Peak | 2023-09-01 | Expected Values | 36901.98 | StationFuel_DSM2018_Base_Check32266 | Fuel Cost | On Peak | 2023-09-01 | Expected Values | 16919.33
| StationFuel_DSM2018_Base_Check32266 | Fuel Cost | ALL | 2023-10-01 | Expected Values | 48607.55 | StationFuel_DSM2018_Base_Check32266 | Fuel Cost | Off Peak | 2023-10-01 | Expected Values | 32469.24 | StationFuel_DSM2018_Base_Check32266 | Fuel Cost | On Peak | 2023-10-01 | Expected Values | 16138.33
| StationFuel_DSM2018_Base_Check32266 | Fuel Cost | ALL | 2023-11-01 | Expected Values | 37623.05 | StationFuel_DSM2018_Base_Check32266 | Fuel Cost | Off Peak | 2023-11-01 | Expected Values | 27477.96 | StationFuel_DSM2018_Base_Check32266 | Fuel Cost | On Peak | 2023-11-01 | Expected Values | 10145.1
| StationFuel_DSM2018_Base_Check32266 | Fuel Cost | ALL | 2023-12-01 | Expected Values | 42252.53 | StationFuel_DSM2018_Base_Check32266 | Fuel Cost | Off Peak | 2023-12-01 | Expected Values | 31451.42 | StationFuel_DSM2018_Base_Check32266 | Fuel Cost | On Peak | 2023-12-01 | Expected Values | 10801.12
| StationFuel_DSM2018_Base_Check32266 | Fuel Cost | ALL | 2024-01-01 | Expected Values | 43448.84 | StationFuel_DSM2018_Base_Check32266 | Fuel Cost | Off Peak | 2024-01-01 | Expected Values | 30813.24 | StationFuel_DSM2018_Base_Check32266 | Fuel Cost | On Peak | 2024-01-01 | Expected Values | 12635.62
| StationFuel_DSM2018_Base_Check32266 | Fuel Cost | ALL | 2024-02-01 | Expected Values | 37701.4 | StationFuel_DSM2018_Base_Check32266 | Fuel Cost | Off Peak | 2024-02-01 | Expected Values | 26968.57 | StationFuel_DSM2018_Base_Check32266 | Fuel Cost | On Peak | 2024-02-01 | Expected Values | 10732.84
| StationFuel_DSM2018_Base_Check32266 | Fuel Cost | ALL | 2024-03-01 | Expected Values | 40551.42 | StationFuel_DSM2018_Base_Check32266 | Fuel Cost | Off Peak | 2024-03-01 | Expected Values | 30077.35 | StationFuel_DSM2018_Base_Check32266 | Fuel Cost | On Peak | 2024-03-01 | Expected Values | 10474.08
| StationFuel_DSM2018_Base_Check32266 | Fuel Cost | ALL | 2024-04-01 | Expected Values | 45010.06 | StationFuel_DSM2018_Base_Check32266 | Fuel Cost | Off Peak | 2024-04-01 | Expected Values | 29500.19 | StationFuel_DSM2018_Base_Check32266 | Fuel Cost | On Peak | 2024-04-01 | Expected Values | 15509.88
| StationFuel_DSM2018_Base_Check32266 | Fuel Cost | ALL | 2024-05-01 | Expected Values | 51548.2 | StationFuel_DSM2018_Base_Check32266 | Fuel Cost | Off Peak | 2024-05-01 | Expected Values | 33954.07 | StationFuel_DSM2018_Base_Check32266 | Fuel Cost | On Peak | 2024-05-01 | Expected Values | 17594.14
| StationFuel_DSM2018_Base_Check32266 | Fuel Cost | ALL | 2024-06-01 | Expected Values | 58057.21 | StationFuel_DSM2018_Base_Check32266 | Fuel Cost | Off Peak | 2024-06-01 | Expected Values | 40247.24 | StationFuel_DSM2018_Base_Check32266 | Fuel Cost | On Peak | 2024-06-01 | Expected Values | 17809.98
| StationFuel_DSM2018_Base_Check32266 | Fuel Cost | ALL | 2024-07-01 | Expected Values | 60789.74 | StationFuel_DSM2018_Base_Check32266 | Fuel Cost | Off Peak | 2024-07-01 | Expected Values | 39793.09 | StationFuel_DSM2018_Base_Check32266 | Fuel Cost | On Peak | 2024-07-01 | Expected Values | 20996.67
| StationFuel_DSM2018_Base_Check32266 | Fuel Cost | ALL | 2024-08-01 | Expected Values | 61257 | StationFuel_DSM2018_Base_Check32266 | Fuel Cost | Off Peak | 2024-08-01 | Expected Values | 41498.91 | StationFuel_DSM2018_Base_Check32266 | Fuel Cost | On Peak | 2024-08-01 | Expected Values | 19758.11
| StationFuel_DSM2018_Base_Check32266 | Fuel Cost | ALL | 2024-09-01 | Expected Values | 57667.33 | StationFuel_DSM2018_Base_Check32266 | Fuel Cost | Off Peak | 2024-09-01 | Expected Values | 39617.12 | StationFuel_DSM2018_Base_Check32266 | Fuel Cost | On Peak | 2024-09-01 | Expected Values | 18050.22
| StationFuel_DSM2018_Base_Check32266 | Fuel Cost | ALL | 2024-10-01 | Expected Values | 52159.98 | StationFuel_DSM2018_Base_Check32266 | Fuel Cost | Off Peak | 2024-10-01 | Expected Values | 34080.28 | StationFuel_DSM2018_Base_Check32266 | Fuel Cost | On Peak | 2024-10-01 | Expected Values | 18079.72
| StationFuel_DSM2018_Base_Check32266 | Fuel Cost | ALL | 2024-11-01 | Expected Values | 40228.68 | StationFuel_DSM2018_Base_Check32266 | Fuel Cost | Off Peak | 2024-11-01 | Expected Values | 29905.51 | StationFuel_DSM2018_Base_Check32266 | Fuel Cost | On Peak | 2024-11-01 | Expected Values | 10323.18
| StationFuel_DSM2018_Base_Check32266 | Fuel Cost | ALL | 2024-12-01 | Expected Values | 45484.48 | StationFuel_DSM2018_Base_Check32266 | Fuel Cost | Off Peak | 2024-12-01 | Expected Values | 33291.05 | StationFuel_DSM2018_Base_Check32266 | Fuel Cost | On Peak | 2024-12-01 | Expected Values | 12193.45
| StationFuel_DSM2018_Base_Check32266 | Fuel Cost | ALL | 2025-01-01 | Expected Values | 46862.1 | StationFuel_DSM2018_Base_Check32266 | Fuel Cost | Off Peak | 2025-01-01 | Expected Values | 33184.2 | StationFuel_DSM2018_Base_Check32266 | Fuel Cost | On Peak | 2025-01-01 | Expected Values | 13677.93
| StationFuel_DSM2018_Base_Check32266 | Fuel Cost | ALL | 2025-02-01 | Expected Values | 41866.9 | StationFuel_DSM2018_Base_Check32266 | Fuel Cost | Off Peak | 2025-02-01 | Expected Values | 30107.01 | StationFuel_DSM2018_Base_Check32266 | Fuel Cost | On Peak | 2025-02-01 | Expected Values | 11759.9
| StationFuel_DSM2018_Base_Check32266 | Fuel Cost | ALL | 2025-03-01 | Expected Values | 44271.25 | StationFuel_DSM2018_Base_Check32266 | Fuel Cost | Off Peak | 2025-03-01 | Expected Values | 32845.31 | StationFuel_DSM2018_Base_Check32266 | Fuel Cost | On Peak | 2025-03-01 | Expected Values | 11425.96
| StationFuel_DSM2018_Base_Check32266 | Fuel Cost | ALL | 2025-04-01 | Expected Values | 47533.45 | StationFuel_DSM2018_Base_Check32266 | Fuel Cost | Off Peak | 2025-04-01 | Expected Values | 30991 | StationFuel_DSM2018_Base_Check32266 | Fuel Cost | On Peak | 2025-04-01 | Expected Values | 16542.47
| StationFuel_DSM2018_Base_Check32266 | Fuel Cost | ALL | 2025-05-01 | Expected Values | 55243.96 | StationFuel_DSM2018_Base_Check32266 | Fuel Cost | Off Peak | 2025-05-01 | Expected Values | 37094.96 | StationFuel_DSM2018_Base_Check32266 | Fuel Cost | On Peak | 2025-05-01 | Expected Values | 18149.02
| StationFuel_DSM2018_Base_Check32266 | Fuel Cost | ALL | 2025-06-01 | Expected Values | 62198.24 | StationFuel_DSM2018_Base_Check32266 | Fuel Cost | Off Peak | 2025-06-01 | Expected Values | 42250.87 | StationFuel_DSM2018_Base_Check32266 | Fuel Cost | On Peak | 2025-06-01 | Expected Values | 19947.39
| StationFuel_DSM2018_Base_Check32266 | Fuel Cost | ALL | 2025-07-01 | Expected Values | 64521.1 | StationFuel_DSM2018_Base_Check32266 | Fuel Cost | Off Peak | 2025-07-01 | Expected Values | 42209.33 | StationFuel_DSM2018_Base_Check32266 | Fuel Cost | On Peak | 2025-07-01 | Expected Values | 22311.79
| StationFuel_DSM2018_Base_Check32266 | Fuel Cost | ALL | 2025-08-01 | Expected Values | 65914.82 | StationFuel_DSM2018_Base_Check32266 | Fuel Cost | Off Peak | 2025-08-01 | Expected Values | 45594.77 | StationFuel_DSM2018_Base_Check32266 | Fuel Cost | On Peak | 2025-08-01 | Expected Values | 20320.07
| StationFuel_DSM2018_Base_Check32266 | Fuel Cost | ALL | 2025-09-01 | Expected Values | 61753.99 | StationFuel_DSM2018_Base_Check32266 | Fuel Cost | Off Peak | 2025-09-01 | Expected Values | 41544.57 | StationFuel_DSM2018_Base_Check32266 | Fuel Cost | On Peak | 2025-09-01 | Expected Values | 20209.44
| StationFuel_DSM2018_Base_Check32266 | Fuel Cost | ALL | 2025-10-01 | Expected Values | 54716.11 | StationFuel_DSM2018_Base_Check32266 | Fuel Cost | Off Peak | 2025-10-01 | Expected Values | 35950.64 | StationFuel_DSM2018_Base_Check32266 | Fuel Cost | On Peak | 2025-10-01 | Expected Values | 18765.47
| StationFuel_DSM2018_Base_Check32266 | Fuel Cost | ALL | 2025-11-01 | Expected Values | 43118.24 | StationFuel_DSM2018_Base_Check32266 | Fuel Cost | Off Peak | 2025-11-01 | Expected Values | 32627.56 | StationFuel_DSM2018_Base_Check32266 | Fuel Cost | On Peak | 2025-11-01 | Expected Values | 10490.69
| StationFuel_DSM2018_Base_Check32266 | Fuel Cost | ALL | 2025-12-01 | Expected Values | 48693 | StationFuel_DSM2018_Base_Check32266 | Fuel Cost | Off Peak | 2025-12-01 | Expected Values | 35073 | StationFuel_DSM2018_Base_Check32266 | Fuel Cost | On Peak | 2025-12-01 | Expected Values | 13620.02
| StationFuel_DSM2018_Base_Check32266 | Fuel Cost | ALL | 2026-01-01 | Expected Values | 48689.28 | StationFuel_DSM2018_Base_Check32266 | Fuel Cost | Off Peak | 2026-01-01 | Expected Values | 35031.06 | StationFuel_DSM2018_Base_Check32266 | Fuel Cost | On Peak | 2026-01-01 | Expected Values | 13658.21
| StationFuel_DSM2018_Base_Check32266 | Fuel Cost | ALL | 2026-02-01 | Expected Values | 42453.68 | StationFuel_DSM2018_Base_Check32266 | Fuel Cost | Off Peak | 2026-02-01 | Expected Values | 30479.22 | StationFuel_DSM2018_Base_Check32266 | Fuel Cost | On Peak | 2026-02-01 | Expected Values | 11974.45
| StationFuel_DSM2018_Base_Check32266 | Fuel Cost | ALL | 2026-03-01 | Expected Values | 46483.44 | StationFuel_DSM2018_Base_Check32266 | Fuel Cost | Off Peak | 2026-03-01 | Expected Values | 33976.96 | StationFuel_DSM2018_Base_Check32266 | Fuel Cost | On Peak | 2026-03-01 | Expected Values | 12506.47
| StationFuel_DSM2018_Base_Check32266 | Fuel Cost | ALL | 2026-04-01 | Expected Values | 50664.43 | StationFuel_DSM2018_Base_Check32266 | Fuel Cost | Off Peak | 2026-04-01 | Expected Values | 32905.41 | StationFuel_DSM2018_Base_Check32266 | Fuel Cost | On Peak | 2026-04-01 | Expected Values | 17759.03
| StationFuel_DSM2018_Base_Check32266 | Fuel Cost | ALL | 2026-05-01 | Expected Values | 58062.48 | StationFuel_DSM2018_Base_Check32266 | Fuel Cost | Off Peak | 2026-05-01 | Expected Values | 39824.46 | StationFuel_DSM2018_Base_Check32266 | Fuel Cost | On Peak | 2026-05-01 | Expected Values | 18238.01
| StationFuel_DSM2018_Base_Check32266 | Fuel Cost | ALL | 2026-06-01 | Expected Values | 65646.07 | StationFuel_DSM2018_Base_Check32266 | Fuel Cost | Off Peak | 2026-06-01 | Expected Values | 43546.12 | StationFuel_DSM2018_Base_Check32266 | Fuel Cost | On Peak | 2026-06-01 | Expected Values | 22099.92
| StationFuel_DSM2018_Base_Check32266 | Fuel Cost | ALL | 2026-07-01 | Expected Values | 68697.57 | StationFuel_DSM2018_Base_Check32266 | Fuel Cost | Off Peak | 2026-07-01 | Expected Values | 44854.26 | StationFuel_DSM2018_Base_Check32266 | Fuel Cost | On Peak | 2026-07-01 | Expected Values | 23843.31
| StationFuel_DSM2018_Base_Check32266 | Fuel Cost | ALL | 2026-08-01 | Expected Values | 69170.42 | StationFuel_DSM2018_Base_Check32266 | Fuel Cost | Off Peak | 2026-08-01 | Expected Values | 48030.1 | StationFuel_DSM2018_Base_Check32266 | Fuel Cost | On Peak | 2026-08-01 | Expected Values | 21140.3
| StationFuel_DSM2018_Base_Check32266 | Fuel Cost | ALL | 2026-09-01 | Expected Values | 65369.73 | StationFuel_DSM2018_Base_Check32266 | Fuel Cost | Off Peak | 2026-09-01 | Expected Values | 43858.61 | StationFuel_DSM2018_Base_Check32266 | Fuel Cost | On Peak | 2026-09-01 | Expected Values | 21511.1
| StationFuel_DSM2018_Base_Check32266 | Fuel Cost | ALL | 2026-10-01 | Expected Values | 58437.58 | StationFuel_DSM2018_Base_Check32266 | Fuel Cost | Off Peak | 2026-10-01 | Expected Values | 39237.33 | StationFuel_DSM2018_Base_Check32266 | Fuel Cost | On Peak | 2026-10-01 | Expected Values | 19200.25
| StationFuel_DSM2018_Base_Check32266 | Fuel Cost | ALL | 2026-11-01 | Expected Values | 45415.79 | StationFuel_DSM2018_Base_Check32266 | Fuel Cost | Off Peak | 2026-11-01 | Expected Values | 33743.38 | StationFuel_DSM2018_Base_Check32266 | Fuel Cost | On Peak | 2026-11-01 | Expected Values | 11672.4
| StationFuel_DSM2018_Base_Check32266 | Fuel Cost | ALL | 2026-12-01 | Expected Values | 51255.96 | StationFuel_DSM2018_Base_Check32266 | Fuel Cost | Off Peak | 2026-12-01 | Expected Values | 36938.19 | StationFuel_DSM2018_Base_Check32266 | Fuel Cost | On Peak | 2026-12-01 | Expected Values | 14317.76
| StationFuel_DSM2018_Base_Check32266 | Fuel Cost | ALL | 2027-01-01 | Expected Values | 52570.15 | StationFuel_DSM2018_Base_Check32266 | Fuel Cost | Off Peak | 2027-01-01 | Expected Values | 38410.68 | StationFuel_DSM2018_Base_Check32266 | Fuel Cost | On Peak | 2027-01-01 | Expected Values | 14159.48
| StationFuel_DSM2018_Base_Check32266 | Fuel Cost | ALL | 2027-02-01 | Expected Values | 46844.15 | StationFuel_DSM2018_Base_Check32266 | Fuel Cost | Off Peak | 2027-02-01 | Expected Values | 33455.23 | StationFuel_DSM2018_Base_Check32266 | Fuel Cost | On Peak | 2027-02-01 | Expected Values | 13388.93
| StationFuel_DSM2018_Base_Check32266 | Fuel Cost | ALL | 2027-03-01 | Expected Values | 49051.19 | StationFuel_DSM2018_Base_Check32266 | Fuel Cost | Off Peak | 2027-03-01 | Expected Values | 35284.64 | StationFuel_DSM2018_Base_Check32266 | Fuel Cost | On Peak | 2027-03-01 | Expected Values | 13766.57
| StationFuel_DSM2018_Base_Check32266 | Fuel Cost | ALL | 2027-04-01 | Expected Values | 53705.64 | StationFuel_DSM2018_Base_Check32266 | Fuel Cost | Off Peak | 2027-04-01 | Expected Values | 34754.42 | StationFuel_DSM2018_Base_Check32266 | Fuel Cost | On Peak | 2027-04-01 | Expected Values | 18951.22
| StationFuel_DSM2018_Base_Check32266 | Fuel Cost | ALL | 2027-05-01 | Expected Values | 62132.88 | StationFuel_DSM2018_Base_Check32266 | Fuel Cost | Off Peak | 2027-05-01 | Expected Values | 42477.5 | StationFuel_DSM2018_Base_Check32266 | Fuel Cost | On Peak | 2027-05-01 | Expected Values | 19655.38
| StationFuel_DSM2018_Base_Check32266 | Fuel Cost | ALL | 2027-06-01 | Expected Values | 70391.34 | StationFuel_DSM2018_Base_Check32266 | Fuel Cost | Off Peak | 2027-06-01 | Expected Values | 46740.62 | StationFuel_DSM2018_Base_Check32266 | Fuel Cost | On Peak | 2027-06-01 | Expected Values | 23650.73
| StationFuel_DSM2018_Base_Check32266 | Fuel Cost | ALL | 2027-07-01 | Expected Values | 72996.74 | StationFuel_DSM2018_Base_Check32266 | Fuel Cost | Off Peak | 2027-07-01 | Expected Values | 48699.85 | StationFuel_DSM2018_Base_Check32266 | Fuel Cost | On Peak | 2027-07-01 | Expected Values | 24296.9
| StationFuel_DSM2018_Base_Check32266 | Fuel Cost | ALL | 2027-08-01 | Expected Values | 73731.08 | StationFuel_DSM2018_Base_Check32266 | Fuel Cost | Off Peak | 2027-08-01 | Expected Values | 50170.22 | StationFuel_DSM2018_Base_Check32266 | Fuel Cost | On Peak | 2027-08-01 | Expected Values | 23560.86
| StationFuel_DSM2018_Base_Check32266 | Fuel Cost | ALL | 2027-09-01 | Expected Values | 69691.86 | StationFuel_DSM2018_Base_Check32266 | Fuel Cost | Off Peak | 2027-09-01 | Expected Values | 46566.05 | StationFuel_DSM2018_Base_Check32266 | Fuel Cost | On Peak | 2027-09-01 | Expected Values | 23125.82
| StationFuel_DSM2018_Base_Check32266 | Fuel Cost | ALL | 2027-10-01 | Expected Values | 63653.77 | StationFuel_DSM2018_Base_Check32266 | Fuel Cost | Off Peak | 2027-10-01 | Expected Values | 43855.46 | StationFuel_DSM2018_Base_Check32266 | Fuel Cost | On Peak | 2027-10-01 | Expected Values | 19798.32
| StationFuel_DSM2018_Base_Check32266 | Fuel Cost | ALL | 2027-11-01 | Expected Values | 49099.85 | StationFuel_DSM2018_Base_Check32266 | Fuel Cost | Off Peak | 2027-11-01 | Expected Values | 35865.87 | StationFuel_DSM2018_Base_Check32266 | Fuel Cost | On Peak | 2027-11-01 | Expected Values | 13233.98
| StationFuel_DSM2018_Base_Check32266 | Fuel Cost | ALL | 2027-12-01 | Expected Values | 54544.33 | StationFuel_DSM2018_Base_Check32266 | Fuel Cost | Off Peak | 2027-12-01 | Expected Values | 39343.55 | StationFuel_DSM2018_Base_Check32266 | Fuel Cost | On Peak | 2027-12-01 | Expected Values | 15200.8
| StationFuel_DSM2018_Base_Check32266 | Fuel Cost | ALL | 2028-01-01 | Expected Values | 58114.38 | StationFuel_DSM2018_Base_Check32266 | Fuel Cost | Off Peak | 2028-01-01 | Expected Values | 42328.8 | StationFuel_DSM2018_Base_Check32266 | Fuel Cost | On Peak | 2028-01-01 | Expected Values | 15785.58
| StationFuel_DSM2018_Base_Check32266 | Fuel Cost | ALL | 2028-02-01 | Expected Values | 51111.47 | StationFuel_DSM2018_Base_Check32266 | Fuel Cost | Off Peak | 2028-02-01 | Expected Values | 36491.68 | StationFuel_DSM2018_Base_Check32266 | Fuel Cost | On Peak | 2028-02-01 | Expected Values | 14619.79
| StationFuel_DSM2018_Base_Check32266 | Fuel Cost | ALL | 2028-03-01 | Expected Values | 56329.99 | StationFuel_DSM2018_Base_Check32266 | Fuel Cost | Off Peak | 2028-03-01 | Expected Values | 40548.83 | StationFuel_DSM2018_Base_Check32266 | Fuel Cost | On Peak | 2028-03-01 | Expected Values | 15781.16
| StationFuel_DSM2018_Base_Check32266 | Fuel Cost | ALL | 2028-04-01 | Expected Values | 60345.42 | StationFuel_DSM2018_Base_Check32266 | Fuel Cost | Off Peak | 2028-04-01 | Expected Values | 40634.63 | StationFuel_DSM2018_Base_Check32266 | Fuel Cost | On Peak | 2028-04-01 | Expected Values | 19710.79
| StationFuel_DSM2018_Base_Check32266 | Fuel Cost | ALL | 2028-05-01 | Expected Values | 69568.59 | StationFuel_DSM2018_Base_Check32266 | Fuel Cost | Off Peak | 2028-05-01 | Expected Values | 45475.17 | StationFuel_DSM2018_Base_Check32266 | Fuel Cost | On Peak | 2028-05-01 | Expected Values | 24093.43
| StationFuel_DSM2018_Base_Check32266 | Fuel Cost | ALL | 2028-06-01 | Expected Values | 78137.33 | StationFuel_DSM2018_Base_Check32266 | Fuel Cost | Off Peak | 2028-06-01 | Expected Values | 51545.59 | StationFuel_DSM2018_Base_Check32266 | Fuel Cost | On Peak | 2028-06-01 | Expected Values | 26591.74
| StationFuel_DSM2018_Base_Check32266 | Fuel Cost | ALL | 2028-07-01 | Expected Values | 81523.98 | StationFuel_DSM2018_Base_Check32266 | Fuel Cost | Off Peak | 2028-07-01 | Expected Values | 55697.44 | StationFuel_DSM2018_Base_Check32266 | Fuel Cost | On Peak | 2028-07-01 | Expected Values | 25826.56
| StationFuel_DSM2018_Base_Check32266 | Fuel Cost | ALL | 2028-08-01 | Expected Values | 82883.79 | StationFuel_DSM2018_Base_Check32266 | Fuel Cost | Off Peak | 2028-08-01 | Expected Values | 55303.53 | StationFuel_DSM2018_Base_Check32266 | Fuel Cost | On Peak | 2028-08-01 | Expected Values | 27580.27
| StationFuel_DSM2018_Base_Check32266 | Fuel Cost | ALL | 2028-09-01 | Expected Values | 76999.63 | StationFuel_DSM2018_Base_Check32266 | Fuel Cost | Off Peak | 2028-09-01 | Expected Values | 52593.38 | StationFuel_DSM2018_Base_Check32266 | Fuel Cost | On Peak | 2028-09-01 | Expected Values | 24406.25
| StationFuel_DSM2018_Base_Check32266 | Fuel Cost | ALL | 2028-10-01 | Expected Values | 69292.51 | StationFuel_DSM2018_Base_Check32266 | Fuel Cost | Off Peak | 2028-10-01 | Expected Values | 46110.08 | StationFuel_DSM2018_Base_Check32266 | Fuel Cost | On Peak | 2028-10-01 | Expected Values | 23182.44
| StationFuel_DSM2018_Base_Check32266 | Fuel Cost | ALL | 2028-11-01 | Expected Values | 53391.69 | StationFuel_DSM2018_Base_Check32266 | Fuel Cost | Off Peak | 2028-11-01 | Expected Values | 39293.86 | StationFuel_DSM2018_Base_Check32266 | Fuel Cost | On Peak | 2028-11-01 | Expected Values | 14097.83
| StationFuel_DSM2018_Base_Check32266 | Fuel Cost | ALL | 2028-12-01 | Expected Values | 60322.45 | StationFuel_DSM2018_Base_Check32266 | Fuel Cost | Off Peak | 2028-12-01 | Expected Values | 44801.31 | StationFuel_DSM2018_Base_Check32266 | Fuel Cost | On Peak | 2028-12-01 | Expected Values | 15521.15
| StationFuel_DSM2018_Base_Check32266 | Fuel Cost | ALL | 2029-01-01 | Expected Values | 61748.58 | StationFuel_DSM2018_Base_Check32266 | Fuel Cost | Off Peak | 2029-01-01 | Expected Values | 43551.13 | StationFuel_DSM2018_Base_Check32266 | Fuel Cost | On Peak | 2029-01-01 | Expected Values | 18197.45
| StationFuel_DSM2018_Base_Check32266 | Fuel Cost | ALL | 2029-02-01 | Expected Values | 54206.64 | StationFuel_DSM2018_Base_Check32266 | Fuel Cost | Off Peak | 2029-02-01 | Expected Values | 38921.49 | StationFuel_DSM2018_Base_Check32266 | Fuel Cost | On Peak | 2029-02-01 | Expected Values | 15285.15
| StationFuel_DSM2018_Base_Check32266 | Fuel Cost | ALL | 2029-03-01 | Expected Values | 58145.64 | StationFuel_DSM2018_Base_Check32266 | Fuel Cost | Off Peak | 2029-03-01 | Expected Values | 42539.3 | StationFuel_DSM2018_Base_Check32266 | Fuel Cost | On Peak | 2029-03-01 | Expected Values | 15606.33
| StationFuel_DSM2018_Base_Check32266 | Fuel Cost | ALL | 2029-04-01 | Expected Values | 63380.34 | StationFuel_DSM2018_Base_Check32266 | Fuel Cost | Off Peak | 2029-04-01 | Expected Values | 42135.86 | StationFuel_DSM2018_Base_Check32266 | Fuel Cost | On Peak | 2029-04-01 | Expected Values | 21244.47
| StationFuel_DSM2018_Base_Check32266 | Fuel Cost | ALL | 2029-05-01 | Expected Values | 75222.1 | StationFuel_DSM2018_Base_Check32266 | Fuel Cost | Off Peak | 2029-05-01 | Expected Values | 49098.91 | StationFuel_DSM2018_Base_Check32266 | Fuel Cost | On Peak | 2029-05-01 | Expected Values | 26123.19
| StationFuel_DSM2018_Base_Check32266 | Fuel Cost | ALL | 2029-06-01 | Expected Values | 84738.1 | StationFuel_DSM2018_Base_Check32266 | Fuel Cost | Off Peak | 2029-06-01 | Expected Values | 57072.55 | StationFuel_DSM2018_Base_Check32266 | Fuel Cost | On Peak | 2029-06-01 | Expected Values | 27665.55
| StationFuel_DSM2018_Base_Check32266 | Fuel Cost | ALL | 2029-07-01 | Expected Values | 88115.12 | StationFuel_DSM2018_Base_Check32266 | Fuel Cost | Off Peak | 2029-07-01 | Expected Values | 58575.57 | StationFuel_DSM2018_Base_Check32266 | Fuel Cost | On Peak | 2029-07-01 | Expected Values | 29539.55
| StationFuel_DSM2018_Base_Check32266 | Fuel Cost | ALL | 2029-08-01 | Expected Values | 88262.42 | StationFuel_DSM2018_Base_Check32266 | Fuel Cost | Off Peak | 2029-08-01 | Expected Values | 58066.53 | StationFuel_DSM2018_Base_Check32266 | Fuel Cost | On Peak | 2029-08-01 | Expected Values | 30195.88
| StationFuel_DSM2018_Base_Check32266 | Fuel Cost | ALL | 2029-09-01 | Expected Values | 82227.25 | StationFuel_DSM2018_Base_Check32266 | Fuel Cost | Off Peak | 2029-09-01 | Expected Values | 57499.63 | StationFuel_DSM2018_Base_Check32266 | Fuel Cost | On Peak | 2029-09-01 | Expected Values | 24727.61
| StationFuel_DSM2018_Base_Check32266 | Fuel Cost | ALL | 2029-10-01 | Expected Values | 74171.39 | StationFuel_DSM2018_Base_Check32266 | Fuel Cost | Off Peak | 2029-10-01 | Expected Values | 47744.37 | StationFuel_DSM2018_Base_Check32266 | Fuel Cost | On Peak | 2029-10-01 | Expected Values | 26427.01
| StationFuel_DSM2018_Base_Check32266 | Fuel Cost | ALL | 2029-11-01 | Expected Values | 57171.35 | StationFuel_DSM2018_Base_Check32266 | Fuel Cost | Off Peak | 2029-11-01 | Expected Values | 41727.52 | StationFuel_DSM2018_Base_Check32266 | Fuel Cost | On Peak | 2029-11-01 | Expected Values | 15443.83
| StationFuel_DSM2018_Base_Check32266 | Fuel Cost | ALL | 2029-12-01 | Expected Values | 64328.36 | StationFuel_DSM2018_Base_Check32266 | Fuel Cost | Off Peak | 2029-12-01 | Expected Values | 47625.47 | StationFuel_DSM2018_Base_Check32266 | Fuel Cost | On Peak | 2029-12-01 | Expected Values | 16702.88
| StationFuel_DSM2018_Base_Check32266 | Fuel Cost | ALL | 2030-01-01 | Expected Values | 68002.24 | StationFuel_DSM2018_Base_Check32266 | Fuel Cost | Off Peak | 2030-01-01 | Expected Values | 47802.96 | StationFuel_DSM2018_Base_Check32266 | Fuel Cost | On Peak | 2030-01-01 | Expected Values | 20199.28
| StationFuel_DSM2018_Base_Check32266 | Fuel Cost | ALL | 2030-02-01 | Expected Values | 59222.17 | StationFuel_DSM2018_Base_Check32266 | Fuel Cost | Off Peak | 2030-02-01 | Expected Values | 42533.18 | StationFuel_DSM2018_Base_Check32266 | Fuel Cost | On Peak | 2030-02-01 | Expected Values | 16688.99
| StationFuel_DSM2018_Base_Check32266 | Fuel Cost | ALL | 2030-03-01 | Expected Values | 63828.72 | StationFuel_DSM2018_Base_Check32266 | Fuel Cost | Off Peak | 2030-03-01 | Expected Values | 47380.46 | StationFuel_DSM2018_Base_Check32266 | Fuel Cost | On Peak | 2030-03-01 | Expected Values | 16448.26
| StationFuel_DSM2018_Base_Check32266 | Fuel Cost | ALL | 2030-04-01 | Expected Values | 70050.95 | StationFuel_DSM2018_Base_Check32266 | Fuel Cost | Off Peak | 2030-04-01 | Expected Values | 45515.38 | StationFuel_DSM2018_Base_Check32266 | Fuel Cost | On Peak | 2030-04-01 | Expected Values | 24535.58
| StationFuel_DSM2018_Base_Check32266 | Fuel Cost | ALL | 2030-05-01 | Expected Values | 82495.16 | StationFuel_DSM2018_Base_Check32266 | Fuel Cost | Off Peak | 2030-05-01 | Expected Values | 53825.49 | StationFuel_DSM2018_Base_Check32266 | Fuel Cost | On Peak | 2030-05-01 | Expected Values | 28669.69
| StationFuel_DSM2018_Base_Check32266 | Fuel Cost | ALL | 2030-06-01 | Expected Values | 94683.98 | StationFuel_DSM2018_Base_Check32266 | Fuel Cost | Off Peak | 2030-06-01 | Expected Values | 64840.59 | StationFuel_DSM2018_Base_Check32266 | Fuel Cost | On Peak | 2030-06-01 | Expected Values | 29843.4
| StationFuel_DSM2018_Base_Check32266 | Fuel Cost | ALL | 2030-07-01 | Expected Values | 97644.16 | StationFuel_DSM2018_Base_Check32266 | Fuel Cost | Off Peak | 2030-07-01 | Expected Values | 63305.75 | StationFuel_DSM2018_Base_Check32266 | Fuel Cost | On Peak | 2030-07-01 | Expected Values | 34338.43
| StationFuel_DSM2018_Base_Check32266 | Fuel Cost | ALL | 2030-08-01 | Expected Values | 97039.25 | StationFuel_DSM2018_Base_Check32266 | Fuel Cost | Off Peak | 2030-08-01 | Expected Values | 65353.16 | StationFuel_DSM2018_Base_Check32266 | Fuel Cost | On Peak | 2030-08-01 | Expected Values | 31686.09
| StationFuel_DSM2018_Base_Check32266 | Fuel Cost | ALL | 2030-09-01 | Expected Values | 91033.86 | StationFuel_DSM2018_Base_Check32266 | Fuel Cost | Off Peak | 2030-09-01 | Expected Values | 62134.38 | StationFuel_DSM2018_Base_Check32266 | Fuel Cost | On Peak | 2030-09-01 | Expected Values | 28899.5
| StationFuel_DSM2018_Base_Check32266 | Fuel Cost | ALL | 2030-10-01 | Expected Values | 81607.33 | StationFuel_DSM2018_Base_Check32266 | Fuel Cost | Off Peak | 2030-10-01 | Expected Values | 53024.02 | StationFuel_DSM2018_Base_Check32266 | Fuel Cost | On Peak | 2030-10-01 | Expected Values | 28583.31
| StationFuel_DSM2018_Base_Check32266 | Fuel Cost | ALL | 2030-11-01 | Expected Values | 63810.95 | StationFuel_DSM2018_Base_Check32266 | Fuel Cost | Off Peak | 2030-11-01 | Expected Values | 47444.48 | StationFuel_DSM2018_Base_Check32266 | Fuel Cost | On Peak | 2030-11-01 | Expected Values | 16366.48
| StationFuel_DSM2018_Base_Check32266 | Fuel Cost | ALL | 2030-12-01 | Expected Values | 70428.5 | StationFuel_DSM2018_Base_Check32266 | Fuel Cost | Off Peak | 2030-12-01 | Expected Values | 51388.82 | StationFuel_DSM2018_Base_Check32266 | Fuel Cost | On Peak | 2030-12-01 | Expected Values | 19039.68
| StationFuel_DSM2018_Base_Check32266 | Fuel Cost | ALL | 2031-01-01 | Expected Values | 71168.46 | StationFuel_DSM2018_Base_Check32266 | Fuel Cost | Off Peak | 2031-01-01 | Expected Values | 49941.99 | StationFuel_DSM2018_Base_Check32266 | Fuel Cost | On Peak | 2031-01-01 | Expected Values | 21226.48
| StationFuel_DSM2018_Base_Check32266 | Fuel Cost | ALL | 2031-02-01 | Expected Values | 62243.64 | StationFuel_DSM2018_Base_Check32266 | Fuel Cost | Off Peak | 2031-02-01 | Expected Values | 44635.35 | StationFuel_DSM2018_Base_Check32266 | Fuel Cost | On Peak | 2031-02-01 | Expected Values | 17608.3
| StationFuel_DSM2018_Base_Check32266 | Fuel Cost | ALL | 2031-03-01 | Expected Values | 68333.26 | StationFuel_DSM2018_Base_Check32266 | Fuel Cost | Off Peak | 2031-03-01 | Expected Values | 50773.42 | StationFuel_DSM2018_Base_Check32266 | Fuel Cost | On Peak | 2031-03-01 | Expected Values | 17559.84
| StationFuel_DSM2018_Base_Check32266 | Fuel Cost | ALL | 2031-04-01 | Expected Values | 73850.34 | StationFuel_DSM2018_Base_Check32266 | Fuel Cost | Off Peak | 2031-04-01 | Expected Values | 47726.92 | StationFuel_DSM2018_Base_Check32266 | Fuel Cost | On Peak | 2031-04-01 | Expected Values | 26123.45
| StationFuel_DSM2018_Base_Check32266 | Fuel Cost | ALL | 2031-05-01 | Expected Values | 86475.09 | StationFuel_DSM2018_Base_Check32266 | Fuel Cost | Off Peak | 2031-05-01 | Expected Values | 57500.17 | StationFuel_DSM2018_Base_Check32266 | Fuel Cost | On Peak | 2031-05-01 | Expected Values | 28974.95
| StationFuel_DSM2018_Base_Check32266 | Fuel Cost | ALL | 2031-06-01 | Expected Values | 97500.5 | StationFuel_DSM2018_Base_Check32266 | Fuel Cost | Off Peak | 2031-06-01 | Expected Values | 65609.62 | StationFuel_DSM2018_Base_Check32266 | Fuel Cost | On Peak | 2031-06-01 | Expected Values | 31890.91
| StationFuel_DSM2018_Base_Check32266 | Fuel Cost | ALL | 2031-07-01 | Expected Values | 101862.5 | StationFuel_DSM2018_Base_Check32266 | Fuel Cost | Off Peak | 2031-07-01 | Expected Values | 65965.52 | StationFuel_DSM2018_Base_Check32266 | Fuel Cost | On Peak | 2031-07-01 | Expected Values | 35897
| StationFuel_DSM2018_Base_Check32266 | Fuel Cost | ALL | 2031-08-01 | Expected Values | 102825.19 | StationFuel_DSM2018_Base_Check32266 | Fuel Cost | Off Peak | 2031-08-01 | Expected Values | 70563.78 | StationFuel_DSM2018_Base_Check32266 | Fuel Cost | On Peak | 2031-08-01 | Expected Values | 32261.43
| StationFuel_DSM2018_Base_Check32266 | Fuel Cost | ALL | 2031-09-01 | Expected Values | 95185.28 | StationFuel_DSM2018_Base_Check32266 | Fuel Cost | Off Peak | 2031-09-01 | Expected Values | 63584.46 | StationFuel_DSM2018_Base_Check32266 | Fuel Cost | On Peak | 2031-09-01 | Expected Values | 31600.86
| StationFuel_DSM2018_Base_Check32266 | Fuel Cost | ALL | 2031-10-01 | Expected Values | 85810.65 | StationFuel_DSM2018_Base_Check32266 | Fuel Cost | Off Peak | 2031-10-01 | Expected Values | 56093.27 | StationFuel_DSM2018_Base_Check32266 | Fuel Cost | On Peak | 2031-10-01 | Expected Values | 29717.41
| StationFuel_DSM2018_Base_Check32266 | Fuel Cost | ALL | 2031-11-01 | Expected Values | 65892.09 | StationFuel_DSM2018_Base_Check32266 | Fuel Cost | Off Peak | 2031-11-01 | Expected Values | 49833.39 | StationFuel_DSM2018_Base_Check32266 | Fuel Cost | On Peak | 2031-11-01 | Expected Values | 16058.73
| StationFuel_DSM2018_Base_Check32266 | Fuel Cost | ALL | 2031-12-01 | Expected Values | 75087.19 | StationFuel_DSM2018_Base_Check32266 | Fuel Cost | Off Peak | 2031-12-01 | Expected Values | 53850.44 | StationFuel_DSM2018_Base_Check32266 | Fuel Cost | On Peak | 2031-12-01 | Expected Values | 21236.77
| StationFuel_DSM2018_Base_Check32266 | Fuel Cost | ALL | 2032-01-01 | Expected Values | 77400.82 | StationFuel_DSM2018_Base_Check32266 | Fuel Cost | Off Peak | 2032-01-01 | Expected Values | 55232.64 | StationFuel_DSM2018_Base_Check32266 | Fuel Cost | On Peak | 2032-01-01 | Expected Values | 22168.18
| StationFuel_DSM2018_Base_Check32266 | Fuel Cost | ALL | 2032-02-01 | Expected Values | 67053.08 | StationFuel_DSM2018_Base_Check32266 | Fuel Cost | Off Peak | 2032-02-01 | Expected Values | 48424.33 | StationFuel_DSM2018_Base_Check32266 | Fuel Cost | On Peak | 2032-02-01 | Expected Values | 18628.76
| StationFuel_DSM2018_Base_Check32266 | Fuel Cost | ALL | 2032-03-01 | Expected Values | 72299.14 | StationFuel_DSM2018_Base_Check32266 | Fuel Cost | Off Peak | 2032-03-01 | Expected Values | 51957.56 | StationFuel_DSM2018_Base_Check32266 | Fuel Cost | On Peak | 2032-03-01 | Expected Values | 20341.6
| StationFuel_DSM2018_Base_Check32266 | Fuel Cost | ALL | 2032-04-01 | Expected Values | 79850.05 | StationFuel_DSM2018_Base_Check32266 | Fuel Cost | Off Peak | 2032-04-01 | Expected Values | 51036.71 | StationFuel_DSM2018_Base_Check32266 | Fuel Cost | On Peak | 2032-04-01 | Expected Values | 28813.34
| StationFuel_DSM2018_Base_Check32266 | Fuel Cost | ALL | 2032-05-01 | Expected Values | 94246.23 | StationFuel_DSM2018_Base_Check32266 | Fuel Cost | Off Peak | 2032-05-01 | Expected Values | 63839.45 | StationFuel_DSM2018_Base_Check32266 | Fuel Cost | On Peak | 2032-05-01 | Expected Values | 30406.77
| StationFuel_DSM2018_Base_Check32266 | Fuel Cost | ALL | 2032-06-01 | Expected Values | 105652.64 | StationFuel_DSM2018_Base_Check32266 | Fuel Cost | Off Peak | 2032-06-01 | Expected Values | 69403.29 | StationFuel_DSM2018_Base_Check32266 | Fuel Cost | On Peak | 2032-06-01 | Expected Values | 36249.35
| StationFuel_DSM2018_Base_Check32266 | Fuel Cost | ALL | 2032-07-01 | Expected Values | 110309.18 | StationFuel_DSM2018_Base_Check32266 | Fuel Cost | Off Peak | 2032-07-01 | Expected Values | 72781.59 | StationFuel_DSM2018_Base_Check32266 | Fuel Cost | On Peak | 2032-07-01 | Expected Values | 37527.58
| StationFuel_DSM2018_Base_Check32266 | Fuel Cost | ALL | 2032-08-01 | Expected Values | 111065.86 | StationFuel_DSM2018_Base_Check32266 | Fuel Cost | Off Peak | 2032-08-01 | Expected Values | 75068.47 | StationFuel_DSM2018_Base_Check32266 | Fuel Cost | On Peak | 2032-08-01 | Expected Values | 35997.4
| StationFuel_DSM2018_Base_Check32266 | Fuel Cost | ALL | 2032-09-01 | Expected Values | 103985.61 | StationFuel_DSM2018_Base_Check32266 | Fuel Cost | Off Peak | 2032-09-01 | Expected Values | 69049.04 | StationFuel_DSM2018_Base_Check32266 | Fuel Cost | On Peak | 2032-09-01 | Expected Values | 34936.56
| StationFuel_DSM2018_Base_Check32266 | Fuel Cost | ALL | 2032-10-01 | Expected Values | 92930.97 | StationFuel_DSM2018_Base_Check32266 | Fuel Cost | Off Peak | 2032-10-01 | Expected Values | 63551 | StationFuel_DSM2018_Base_Check32266 | Fuel Cost | On Peak | 2032-10-01 | Expected Values | 29379.97
| StationFuel_DSM2018_Base_Check32266 | Fuel Cost | ALL | 2032-11-01 | Expected Values | 71633.16 | StationFuel_DSM2018_Base_Check32266 | Fuel Cost | Off Peak | 2032-11-01 | Expected Values | 52251.39 | StationFuel_DSM2018_Base_Check32266 | Fuel Cost | On Peak | 2032-11-01 | Expected Values | 19381.76
| StationFuel_DSM2018_Base_Check32266 | Fuel Cost | ALL | 2032-12-01 | Expected Values | 80548.97 | StationFuel_DSM2018_Base_Check32266 | Fuel Cost | Off Peak | 2032-12-01 | Expected Values | 57801.22 | StationFuel_DSM2018_Base_Check32266 | Fuel Cost | On Peak | 2032-12-01 | Expected Values | 22747.76
| StationFuel_DSM2018_Base_Check32266 | Fuel Cost | ALL | 2033-01-01 | Expected Values | 78739.37 | StationFuel_DSM2018_Base_Check32266 | Fuel Cost | Off Peak | 2033-01-01 | Expected Values | 56955.71 | StationFuel_DSM2018_Base_Check32266 | Fuel Cost | On Peak | 2033-01-01 | Expected Values | 21783.66
| StationFuel_DSM2018_Base_Check32266 | Fuel Cost | ALL | 2033-02-01 | Expected Values | 71246.65 | StationFuel_DSM2018_Base_Check32266 | Fuel Cost | Off Peak | 2033-02-01 | Expected Values | 50580.4 | StationFuel_DSM2018_Base_Check32266 | Fuel Cost | On Peak | 2033-02-01 | Expected Values | 20666.25
| StationFuel_DSM2018_Base_Check32266 | Fuel Cost | ALL | 2033-03-01 | Expected Values | 76337.03 | StationFuel_DSM2018_Base_Check32266 | Fuel Cost | Off Peak | 2033-03-01 | Expected Values | 54854.91 | StationFuel_DSM2018_Base_Check32266 | Fuel Cost | On Peak | 2033-03-01 | Expected Values | 21482.12
| StationFuel_DSM2018_Base_Check32266 | Fuel Cost | ALL | 2033-04-01 | Expected Values | 83339.46 | StationFuel_DSM2018_Base_Check32266 | Fuel Cost | Off Peak | 2033-04-01 | Expected Values | 54467.61 | StationFuel_DSM2018_Base_Check32266 | Fuel Cost | On Peak | 2033-04-01 | Expected Values | 28871.85
| StationFuel_DSM2018_Base_Check32266 | Fuel Cost | ALL | 2033-05-01 | Expected Values | 97384.57 | StationFuel_DSM2018_Base_Check32266 | Fuel Cost | Off Peak | 2033-05-01 | Expected Values | 64508.07 | StationFuel_DSM2018_Base_Check32266 | Fuel Cost | On Peak | 2033-05-01 | Expected Values | 32876.49
| StationFuel_DSM2018_Base_Check32266 | Fuel Cost | ALL | 2033-06-01 | Expected Values | 107834.91 | StationFuel_DSM2018_Base_Check32266 | Fuel Cost | Off Peak | 2033-06-01 | Expected Values | 70737.32 | StationFuel_DSM2018_Base_Check32266 | Fuel Cost | On Peak | 2033-06-01 | Expected Values | 37097.6
| StationFuel_DSM2018_Base_Check32266 | Fuel Cost | ALL | 2033-07-01 | Expected Values | 113695.2 | StationFuel_DSM2018_Base_Check32266 | Fuel Cost | Off Peak | 2033-07-01 | Expected Values | 76615.8 | StationFuel_DSM2018_Base_Check32266 | Fuel Cost | On Peak | 2033-07-01 | Expected Values | 37079.4
| StationFuel_DSM2018_Base_Check32266 | Fuel Cost | ALL | 2033-08-01 | Expected Values | 114012.82 | StationFuel_DSM2018_Base_Check32266 | Fuel Cost | Off Peak | 2033-08-01 | Expected Values | 75366.88 | StationFuel_DSM2018_Base_Check32266 | Fuel Cost | On Peak | 2033-08-01 | Expected Values | 38645.95
| StationFuel_DSM2018_Base_Check32266 | Fuel Cost | ALL | 2033-09-01 | Expected Values | 106645.84 | StationFuel_DSM2018_Base_Check32266 | Fuel Cost | Off Peak | 2033-09-01 | Expected Values | 70733.31 | StationFuel_DSM2018_Base_Check32266 | Fuel Cost | On Peak | 2033-09-01 | Expected Values | 35912.53
| StationFuel_DSM2018_Base_Check32266 | Fuel Cost | ALL | 2033-10-01 | Expected Values | 95196.42 | StationFuel_DSM2018_Base_Check32266 | Fuel Cost | Off Peak | 2033-10-01 | Expected Values | 64474.24 | StationFuel_DSM2018_Base_Check32266 | Fuel Cost | On Peak | 2033-10-01 | Expected Values | 30722.18
| StationFuel_DSM2018_Base_Check32266 | Fuel Cost | ALL | 2033-11-01 | Expected Values | 73789.51 | StationFuel_DSM2018_Base_Check32266 | Fuel Cost | Off Peak | 2033-11-01 | Expected Values | 53858.95 | StationFuel_DSM2018_Base_Check32266 | Fuel Cost | On Peak | 2033-11-01 | Expected Values | 19930.56
| StationFuel_DSM2018_Base_Check32266 | Fuel Cost | ALL | 2033-12-01 | Expected Values | 82275.7 | StationFuel_DSM2018_Base_Check32266 | Fuel Cost | Off Peak | 2033-12-01 | Expected Values | 59762.62 | StationFuel_DSM2018_Base_Check32266 | Fuel Cost | On Peak | 2033-12-01 | Expected Values | 22513.07
| StationFuel_DSM2018_Base_Check32266 | Fuel Cost | ALL | 2034-01-01 | Expected Values | 84108.51 | StationFuel_DSM2018_Base_Check32266 | Fuel Cost | Off Peak | 2034-01-01 | Expected Values | 59654.33 | StationFuel_DSM2018_Base_Check32266 | Fuel Cost | On Peak | 2034-01-01 | Expected Values | 24454.17
| StationFuel_DSM2018_Base_Check32266 | Fuel Cost | ALL | 2034-02-01 | Expected Values | 73760.85 | StationFuel_DSM2018_Base_Check32266 | Fuel Cost | Off Peak | 2034-02-01 | Expected Values | 52987.24 | StationFuel_DSM2018_Base_Check32266 | Fuel Cost | On Peak | 2034-02-01 | Expected Values | 20773.61
| StationFuel_DSM2018_Base_Check32266 | Fuel Cost | ALL | 2034-03-01 | Expected Values | 81392.81 | StationFuel_DSM2018_Base_Check32266 | Fuel Cost | Off Peak | 2034-03-01 | Expected Values | 58533.87 | StationFuel_DSM2018_Base_Check32266 | Fuel Cost | On Peak | 2034-03-01 | Expected Values | 22858.93
| StationFuel_DSM2018_Base_Check32266 | Fuel Cost | ALL | 2034-04-01 | Expected Values | 89695.88 | StationFuel_DSM2018_Base_Check32266 | Fuel Cost | Off Peak | 2034-04-01 | Expected Values | 59771.01 | StationFuel_DSM2018_Base_Check32266 | Fuel Cost | On Peak | 2034-04-01 | Expected Values | 29924.86
| StationFuel_DSM2018_Base_Check32266 | Fuel Cost | ALL | 2034-05-01 | Expected Values | 107785.65 | StationFuel_DSM2018_Base_Check32266 | Fuel Cost | Off Peak | 2034-05-01 | Expected Values | 69323.05 | StationFuel_DSM2018_Base_Check32266 | Fuel Cost | On Peak | 2034-05-01 | Expected Values | 38462.58
| StationFuel_DSM2018_Base_Check32266 | Fuel Cost | ALL | 2034-06-01 | Expected Values | 120314.17 | StationFuel_DSM2018_Base_Check32266 | Fuel Cost | Off Peak | 2034-06-01 | Expected Values | 78086.12 | StationFuel_DSM2018_Base_Check32266 | Fuel Cost | On Peak | 2034-06-01 | Expected Values | 42228.04
| StationFuel_DSM2018_Base_Check32266 | Fuel Cost | ALL | 2034-07-01 | Expected Values | 122655.48 | StationFuel_DSM2018_Base_Check32266 | Fuel Cost | Off Peak | 2034-07-01 | Expected Values | 82880.55 | StationFuel_DSM2018_Base_Check32266 | Fuel Cost | On Peak | 2034-07-01 | Expected Values | 39774.91
| StationFuel_DSM2018_Base_Check32266 | Fuel Cost | ALL | 2034-08-01 | Expected Values | 123553.64 | StationFuel_DSM2018_Base_Check32266 | Fuel Cost | Off Peak | 2034-08-01 | Expected Values | 81586.19 | StationFuel_DSM2018_Base_Check32266 | Fuel Cost | On Peak | 2034-08-01 | Expected Values | 41967.45
| StationFuel_DSM2018_Base_Check32266 | Fuel Cost | ALL | 2034-09-01 | Expected Values | 115524.53 | StationFuel_DSM2018_Base_Check32266 | Fuel Cost | Off Peak | 2034-09-01 | Expected Values | 78281.22 | StationFuel_DSM2018_Base_Check32266 | Fuel Cost | On Peak | 2034-09-01 | Expected Values | 37243.31
| StationFuel_DSM2018_Base_Check32266 | Fuel Cost | ALL | 2034-10-01 | Expected Values | 103183.12 | StationFuel_DSM2018_Base_Check32266 | Fuel Cost | Off Peak | 2034-10-01 | Expected Values | 67993.14 | StationFuel_DSM2018_Base_Check32266 | Fuel Cost | On Peak | 2034-10-01 | Expected Values | 35189.97
| StationFuel_DSM2018_Base_Check32266 | Fuel Cost | ALL | 2034-11-01 | Expected Values | 78566.57 | StationFuel_DSM2018_Base_Check32266 | Fuel Cost | Off Peak | 2034-11-01 | Expected Values | 57754.84 | StationFuel_DSM2018_Base_Check32266 | Fuel Cost | On Peak | 2034-11-01 | Expected Values | 20811.71
| StationFuel_DSM2018_Base_Check32266 | Fuel Cost | ALL | 2034-12-01 | Expected Values | 89048.37 | StationFuel_DSM2018_Base_Check32266 | Fuel Cost | Off Peak | 2034-12-01 | Expected Values | 65838.13 | StationFuel_DSM2018_Base_Check32266 | Fuel Cost | On Peak | 2034-12-01 | Expected Values | 23210.23
| StationFuel_DSM2018_Base_Check32266 | Fuel Cost | ALL | 2035-01-01 | Expected Values | 88167.04 | StationFuel_DSM2018_Base_Check32266 | Fuel Cost | Off Peak | 2035-01-01 | Expected Values | 61506.44 | StationFuel_DSM2018_Base_Check32266 | Fuel Cost | On Peak | 2035-01-01 | Expected Values | 26660.61
| StationFuel_DSM2018_Base_Check32266 | Fuel Cost | ALL | 2035-02-01 | Expected Values | 78537.96 | StationFuel_DSM2018_Base_Check32266 | Fuel Cost | Off Peak | 2035-02-01 | Expected Values | 56016.11 | StationFuel_DSM2018_Base_Check32266 | Fuel Cost | On Peak | 2035-02-01 | Expected Values | 22521.85
| StationFuel_DSM2018_Base_Check32266 | Fuel Cost | ALL | 2035-03-01 | Expected Values | 84042.76 | StationFuel_DSM2018_Base_Check32266 | Fuel Cost | Off Peak | 2035-03-01 | Expected Values | 61406.38 | StationFuel_DSM2018_Base_Check32266 | Fuel Cost | On Peak | 2035-03-01 | Expected Values | 22636.39
| StationFuel_DSM2018_Base_Check32266 | Fuel Cost | ALL | 2035-04-01 | Expected Values | 93855.48 | StationFuel_DSM2018_Base_Check32266 | Fuel Cost | Off Peak | 2035-04-01 | Expected Values | 61694.75 | StationFuel_DSM2018_Base_Check32266 | Fuel Cost | On Peak | 2035-04-01 | Expected Values | 32160.75
| StationFuel_DSM2018_Base_Check32266 | Fuel Cost | ALL | 2035-05-01 | Expected Values | 111500.95 | StationFuel_DSM2018_Base_Check32266 | Fuel Cost | Off Peak | 2035-05-01 | Expected Values | 72154.04 | StationFuel_DSM2018_Base_Check32266 | Fuel Cost | On Peak | 2035-05-01 | Expected Values | 39346.94
| StationFuel_DSM2018_Base_Check32266 | Fuel Cost | ALL | 2035-06-01 | Expected Values | 129247.61 | StationFuel_DSM2018_Base_Check32266 | Fuel Cost | Off Peak | 2035-06-01 | Expected Values | 86331.14 | StationFuel_DSM2018_Base_Check32266 | Fuel Cost | On Peak | 2035-06-01 | Expected Values | 42916.52
| StationFuel_DSM2018_Base_Check32266 | Fuel Cost | ALL | 2035-07-01 | Expected Values | 130580.63 | StationFuel_DSM2018_Base_Check32266 | Fuel Cost | Off Peak | 2035-07-01 | Expected Values | 85848.93 | StationFuel_DSM2018_Base_Check32266 | Fuel Cost | On Peak | 2035-07-01 | Expected Values | 44731.74
| StationFuel_DSM2018_Base_Check32266 | Fuel Cost | ALL | 2035-08-01 | Expected Values | 130495.35 | StationFuel_DSM2018_Base_Check32266 | Fuel Cost | Off Peak | 2035-08-01 | Expected Values | 85032.4 | StationFuel_DSM2018_Base_Check32266 | Fuel Cost | On Peak | 2035-08-01 | Expected Values | 45462.96
| StationFuel_DSM2018_Base_Check32266 | Fuel Cost | ALL | 2035-09-01 | Expected Values | 121744.44 | StationFuel_DSM2018_Base_Check32266 | Fuel Cost | Off Peak | 2035-09-01 | Expected Values | 84637.36 | StationFuel_DSM2018_Base_Check32266 | Fuel Cost | On Peak | 2035-09-01 | Expected Values | 37107.09
| StationFuel_DSM2018_Base_Check32266 | Fuel Cost | ALL | 2035-10-01 | Expected Values | 108310.26 | StationFuel_DSM2018_Base_Check32266 | Fuel Cost | Off Peak | 2035-10-01 | Expected Values | 68935.72 | StationFuel_DSM2018_Base_Check32266 | Fuel Cost | On Peak | 2035-10-01 | Expected Values | 39374.57
| StationFuel_DSM2018_Base_Check32266 | Fuel Cost | ALL | 2035-11-01 | Expected Values | 83247.82 | StationFuel_DSM2018_Base_Check32266 | Fuel Cost | Off Peak | 2035-11-01 | Expected Values | 60748.45 | StationFuel_DSM2018_Base_Check32266 | Fuel Cost | On Peak | 2035-11-01 | Expected Values | 22499.39
| StationFuel_DSM2018_Base_Check32266 | Fuel Cost | ALL | 2035-12-01 | Expected Values | 93143.94 | StationFuel_DSM2018_Base_Check32266 | Fuel Cost | Off Peak | 2035-12-01 | Expected Values | 68686.05 | StationFuel_DSM2018_Base_Check32266 | Fuel Cost | On Peak | 2035-12-01 | Expected Values | 24457.9
| StationFuel_DSM2018_Base_Check32266 | Fuel Cost | ALL | 2036-01-01 | Expected Values | 92187.95 | StationFuel_DSM2018_Base_Check32266 | Fuel Cost | Off Peak | 2036-01-01 | Expected Values | 64277.38 | StationFuel_DSM2018_Base_Check32266 | Fuel Cost | On Peak | 2036-01-01 | Expected Values | 27910.57
| StationFuel_DSM2018_Base_Check32266 | Fuel Cost | ALL | 2036-02-01 | Expected Values | 80368.92 | StationFuel_DSM2018_Base_Check32266 | Fuel Cost | Off Peak | 2036-02-01 | Expected Values | 56978.67 | StationFuel_DSM2018_Base_Check32266 | Fuel Cost | On Peak | 2036-02-01 | Expected Values | 23390.26
| StationFuel_DSM2018_Base_Check32266 | Fuel Cost | ALL | 2036-03-01 | Expected Values | 86564.87 | StationFuel_DSM2018_Base_Check32266 | Fuel Cost | Off Peak | 2036-03-01 | Expected Values | 64236.21 | StationFuel_DSM2018_Base_Check32266 | Fuel Cost | On Peak | 2036-03-01 | Expected Values | 22328.67
| StationFuel_DSM2018_Base_Check32266 | Fuel Cost | ALL | 2036-04-01 | Expected Values | 96194.83 | StationFuel_DSM2018_Base_Check32266 | Fuel Cost | Off Peak | 2036-04-01 | Expected Values | 61890.86 | StationFuel_DSM2018_Base_Check32266 | Fuel Cost | On Peak | 2036-04-01 | Expected Values | 34303.98
| StationFuel_DSM2018_Base_Check32266 | Fuel Cost | ALL | 2036-05-01 | Expected Values | 114450.06 | StationFuel_DSM2018_Base_Check32266 | Fuel Cost | Off Peak | 2036-05-01 | Expected Values | 75837.12 | StationFuel_DSM2018_Base_Check32266 | Fuel Cost | On Peak | 2036-05-01 | Expected Values | 38612.94
| StationFuel_DSM2018_Base_Check32266 | Fuel Cost | ALL | 2036-06-01 | Expected Values | 129134.96 | StationFuel_DSM2018_Base_Check32266 | Fuel Cost | Off Peak | 2036-06-01 | Expected Values | 86492.86 | StationFuel_DSM2018_Base_Check32266 | Fuel Cost | On Peak | 2036-06-01 | Expected Values | 42642.11
| StationFuel_DSM2018_Base_Check32266 | Fuel Cost | ALL | 2036-07-01 | Expected Values | 135425.3 | StationFuel_DSM2018_Base_Check32266 | Fuel Cost | Off Peak | 2036-07-01 | Expected Values | 87140.66 | StationFuel_DSM2018_Base_Check32266 | Fuel Cost | On Peak | 2036-07-01 | Expected Values | 48284.65
| StationFuel_DSM2018_Base_Check32266 | Fuel Cost | ALL | 2036-08-01 | Expected Values | 137862.69 | StationFuel_DSM2018_Base_Check32266 | Fuel Cost | Off Peak | 2036-08-01 | Expected Values | 93858.24 | StationFuel_DSM2018_Base_Check32266 | Fuel Cost | On Peak | 2036-08-01 | Expected Values | 44004.47
| StationFuel_DSM2018_Base_Check32266 | Fuel Cost | ALL | 2036-09-01 | Expected Values | 133885.31 | StationFuel_DSM2018_Base_Check32266 | Fuel Cost | Off Peak | 2036-09-01 | Expected Values | 88400.77 | StationFuel_DSM2018_Base_Check32266 | Fuel Cost | On Peak | 2036-09-01 | Expected Values | 45484.56
| StationFuel_DSM2018_Base_Check32266 | Fuel Cost | ALL | 2036-10-01 | Expected Values | 116762.42 | StationFuel_DSM2018_Base_Check32266 | Fuel Cost | Off Peak | 2036-10-01 | Expected Values | 75649.21 | StationFuel_DSM2018_Base_Check32266 | Fuel Cost | On Peak | 2036-10-01 | Expected Values | 41113.23
| StationFuel_DSM2018_Base_Check32266 | Fuel Cost | ALL | 2036-11-01 | Expected Values | 90672.95 | StationFuel_DSM2018_Base_Check32266 | Fuel Cost | Off Peak | 2036-11-01 | Expected Values | 68561.38 | StationFuel_DSM2018_Base_Check32266 | Fuel Cost | On Peak | 2036-11-01 | Expected Values | 22111.59
| StationFuel_DSM2018_Base_Check32266 | Fuel Cost | ALL | 2036-12-01 | Expected Values | 100627.52 | StationFuel_DSM2018_Base_Check32266 | Fuel Cost | Off Peak | 2036-12-01 | Expected Values | 71912.99 | StationFuel_DSM2018_Base_Check32266 | Fuel Cost | On Peak | 2036-12-01 | Expected Values | 28714.53
| StationFuel_DSM2018_Base_Check32266 | Fuel Cost | ALL | 2037-01-01 | Expected Values | 99120.52 | StationFuel_DSM2018_Base_Check32266 | Fuel Cost | Off Peak | 2037-01-01 | Expected Values | 70436.24 | StationFuel_DSM2018_Base_Check32266 | Fuel Cost | On Peak | 2037-01-01 | Expected Values | 28684.27
| StationFuel_DSM2018_Base_Check32266 | Fuel Cost | ALL | 2037-02-01 | Expected Values | 84834.03 | StationFuel_DSM2018_Base_Check32266 | Fuel Cost | Off Peak | 2037-02-01 | Expected Values | 60408.31 | StationFuel_DSM2018_Base_Check32266 | Fuel Cost | On Peak | 2037-02-01 | Expected Values | 24425.71
| StationFuel_DSM2018_Base_Check32266 | Fuel Cost | ALL | 2037-03-01 | Expected Values | 93589.12 | StationFuel_DSM2018_Base_Check32266 | Fuel Cost | Off Peak | 2037-03-01 | Expected Values | 68261.61 | StationFuel_DSM2018_Base_Check32266 | Fuel Cost | On Peak | 2037-03-01 | Expected Values | 25327.5
| StationFuel_DSM2018_Base_Check32266 | Fuel Cost | ALL | 2037-04-01 | Expected Values | 103710.23 | StationFuel_DSM2018_Base_Check32266 | Fuel Cost | Off Peak | 2037-04-01 | Expected Values | 65837.52 | StationFuel_DSM2018_Base_Check32266 | Fuel Cost | On Peak | 2037-04-01 | Expected Values | 37872.71
| StationFuel_DSM2018_Base_Check32266 | Fuel Cost | ALL | 2037-05-01 | Expected Values | 123265.72 | StationFuel_DSM2018_Base_Check32266 | Fuel Cost | Off Peak | 2037-05-01 | Expected Values | 82927.87 | StationFuel_DSM2018_Base_Check32266 | Fuel Cost | On Peak | 2037-05-01 | Expected Values | 40337.83
| StationFuel_DSM2018_Base_Check32266 | Fuel Cost | ALL | 2037-06-01 | Expected Values | 139816.96 | StationFuel_DSM2018_Base_Check32266 | Fuel Cost | Off Peak | 2037-06-01 | Expected Values | 90797.81 | StationFuel_DSM2018_Base_Check32266 | Fuel Cost | On Peak | 2037-06-01 | Expected Values | 49019.16
| StationFuel_DSM2018_Base_Check32266 | Fuel Cost | ALL | 2037-07-01 | Expected Values | 145677.29 | StationFuel_DSM2018_Base_Check32266 | Fuel Cost | Off Peak | 2037-07-01 | Expected Values | 93086.88 | StationFuel_DSM2018_Base_Check32266 | Fuel Cost | On Peak | 2037-07-01 | Expected Values | 52590.41
| StationFuel_DSM2018_Base_Check32266 | Fuel Cost | ALL | 2037-08-01 | Expected Values | 146077.3 | StationFuel_DSM2018_Base_Check32266 | Fuel Cost | Off Peak | 2037-08-01 | Expected Values | 99480.59 | StationFuel_DSM2018_Base_Check32266 | Fuel Cost | On Peak | 2037-08-01 | Expected Values | 46596.73
| StationFuel_DSM2018_Base_Check32266 | Fuel Cost | ALL | 2037-09-01 | Expected Values | 135295.62 | StationFuel_DSM2018_Base_Check32266 | Fuel Cost | Off Peak | 2037-09-01 | Expected Values | 89227.42 | StationFuel_DSM2018_Base_Check32266 | Fuel Cost | On Peak | 2037-09-01 | Expected Values | 46068.21
| StationFuel_DSM2018_Base_Check32266 | Fuel Cost | ALL | 2037-10-01 | Expected Values | 121047.75 | StationFuel_DSM2018_Base_Check32266 | Fuel Cost | Off Peak | 2037-10-01 | Expected Values | 79945.3 | StationFuel_DSM2018_Base_Check32266 | Fuel Cost | On Peak | 2037-10-01 | Expected Values | 41102.45
| StationFuel_DSM2018_Base_Check32266 | Fuel Cost | ALL | 2037-11-01 | Expected Values | 93189.01 | StationFuel_DSM2018_Base_Check32266 | Fuel Cost | Off Peak | 2037-11-01 | Expected Values | 69202.04 | StationFuel_DSM2018_Base_Check32266 | Fuel Cost | On Peak | 2037-11-01 | Expected Values | 23986.96
| StationFuel_DSM2018_Base_Check32266 | Fuel Cost | ALL | 2037-12-01 | Expected Values | 103817.39 | StationFuel_DSM2018_Base_Check32266 | Fuel Cost | Off Peak | 2037-12-01 | Expected Values | 74347.42 | StationFuel_DSM2018_Base_Check32266 | Fuel Cost | On Peak | 2037-12-01 | Expected Values | 29469.95
| StationFuel_DSM2018_Base_Check32266 | Fuel Cost | ALL | 2038-01-01 | Expected Values | 101395.47 | StationFuel_DSM2018_Base_Check32266 | Fuel Cost | Off Peak | 2038-01-01 | Expected Values | 73078.63 | StationFuel_DSM2018_Base_Check32266 | Fuel Cost | On Peak | 2038-01-01 | Expected Values | 28316.85
| StationFuel_DSM2018_Base_Check32266 | Fuel Cost | ALL | 2038-02-01 | Expected Values | 88134.26 | StationFuel_DSM2018_Base_Check32266 | Fuel Cost | Off Peak | 2038-02-01 | Expected Values | 62535.68 | StationFuel_DSM2018_Base_Check32266 | Fuel Cost | On Peak | 2038-02-01 | Expected Values | 25598.6
| StationFuel_DSM2018_Base_Check32266 | Fuel Cost | ALL | 2038-03-01 | Expected Values | 94353.04 | StationFuel_DSM2018_Base_Check32266 | Fuel Cost | Off Peak | 2038-03-01 | Expected Values | 68012.88 | StationFuel_DSM2018_Base_Check32266 | Fuel Cost | On Peak | 2038-03-01 | Expected Values | 26340.17
| StationFuel_DSM2018_Base_Check32266 | Fuel Cost | ALL | 2038-04-01 | Expected Values | 106894.56 | StationFuel_DSM2018_Base_Check32266 | Fuel Cost | Off Peak | 2038-04-01 | Expected Values | 67713.18 | StationFuel_DSM2018_Base_Check32266 | Fuel Cost | On Peak | 2038-04-01 | Expected Values | 39181.38
| StationFuel_DSM2018_Base_Check32266 | Fuel Cost | ALL | 2038-05-01 | Expected Values | 125988.6 | StationFuel_DSM2018_Base_Check32266 | Fuel Cost | Off Peak | 2038-05-01 | Expected Values | 84626.58 | StationFuel_DSM2018_Base_Check32266 | Fuel Cost | On Peak | 2038-05-01 | Expected Values | 41362.03
| StationFuel_DSM2018_Base_Check32266 | Fuel Cost | ALL | 2038-06-01 | Expected Values | 141759.84 | StationFuel_DSM2018_Base_Check32266 | Fuel Cost | Off Peak | 2038-06-01 | Expected Values | 92226.15 | StationFuel_DSM2018_Base_Check32266 | Fuel Cost | On Peak | 2038-06-01 | Expected Values | 49533.68
| StationFuel_DSM2018_Base_Check32266 | Fuel Cost | ALL | 2038-07-01 | Expected Values | 149336.08 | StationFuel_DSM2018_Base_Check32266 | Fuel Cost | Off Peak | 2038-07-01 | Expected Values | 97145.64 | StationFuel_DSM2018_Base_Check32266 | Fuel Cost | On Peak | 2038-07-01 | Expected Values | 52190.42
| StationFuel_DSM2018_Base_Check32266 | Fuel Cost | ALL | 2038-08-01 | Expected Values | 149419.03 | StationFuel_DSM2018_Base_Check32266 | Fuel Cost | Off Peak | 2038-08-01 | Expected Values | 99946.53 | StationFuel_DSM2018_Base_Check32266 | Fuel Cost | On Peak | 2038-08-01 | Expected Values | 49472.49
| StationFuel_DSM2018_Base_Check32266 | Fuel Cost | ALL | 2038-09-01 | Expected Values | 138461.6 | StationFuel_DSM2018_Base_Check32266 | Fuel Cost | Off Peak | 2038-09-01 | Expected Values | 91548.72 | StationFuel_DSM2018_Base_Check32266 | Fuel Cost | On Peak | 2038-09-01 | Expected Values | 46912.87
| StationFuel_DSM2018_Base_Check32266 | Fuel Cost | ALL | 2038-10-01 | Expected Values | 123154.4 | StationFuel_DSM2018_Base_Check32266 | Fuel Cost | Off Peak | 2038-10-01 | Expected Values | 83572.3 | StationFuel_DSM2018_Base_Check32266 | Fuel Cost | On Peak | 2038-10-01 | Expected Values | 39582.09
| StationFuel_DSM2018_Base_Check32266 | Fuel Cost | ALL | 2038-11-01 | Expected Values | 96295.61 | StationFuel_DSM2018_Base_Check32266 | Fuel Cost | Off Peak | 2038-11-01 | Expected Values | 70179.48 | StationFuel_DSM2018_Base_Check32266 | Fuel Cost | On Peak | 2038-11-01 | Expected Values | 26116.14
| StationFuel_DSM2018_Base_Check32266 | Fuel Cost | ALL | 2038-12-01 | Expected Values | 106891.13 | StationFuel_DSM2018_Base_Check32266 | Fuel Cost | Off Peak | 2038-12-01 | Expected Values | 76383.09 | StationFuel_DSM2018_Base_Check32266 | Fuel Cost | On Peak | 2038-12-01 | Expected Values | 30508.05
| StationFuel_DSM2018_Base_Check32266 | Fuel Cost | ALL | 2039-01-01 | Expected Values | 104056.11 | StationFuel_DSM2018_Base_Check32266 | Fuel Cost | Off Peak | 2039-01-01 | Expected Values | 75212.45 | StationFuel_DSM2018_Base_Check32266 | Fuel Cost | On Peak | 2039-01-01 | Expected Values | 28843.66
| StationFuel_DSM2018_Base_Check32266 | Fuel Cost | ALL | 2039-02-01 | Expected Values | 93129.66 | StationFuel_DSM2018_Base_Check32266 | Fuel Cost | Off Peak | 2039-02-01 | Expected Values | 65784.03 | StationFuel_DSM2018_Base_Check32266 | Fuel Cost | On Peak | 2039-02-01 | Expected Values | 27345.64
| StationFuel_DSM2018_Base_Check32266 | Fuel Cost | ALL | 2039-03-01 | Expected Values | 98224.54 | StationFuel_DSM2018_Base_Check32266 | Fuel Cost | Off Peak | 2039-03-01 | Expected Values | 70678.84 | StationFuel_DSM2018_Base_Check32266 | Fuel Cost | On Peak | 2039-03-01 | Expected Values | 27545.7
| StationFuel_DSM2018_Base_Check32266 | Fuel Cost | ALL | 2039-04-01 | Expected Values | 110261.57 | StationFuel_DSM2018_Base_Check32266 | Fuel Cost | Off Peak | 2039-04-01 | Expected Values | 71562.74 | StationFuel_DSM2018_Base_Check32266 | Fuel Cost | On Peak | 2039-04-01 | Expected Values | 38698.85
| StationFuel_DSM2018_Base_Check32266 | Fuel Cost | ALL | 2039-05-01 | Expected Values | 133304.4 | StationFuel_DSM2018_Base_Check32266 | Fuel Cost | Off Peak | 2039-05-01 | Expected Values | 87195.74 | StationFuel_DSM2018_Base_Check32266 | Fuel Cost | On Peak | 2039-05-01 | Expected Values | 46108.66
| StationFuel_DSM2018_Base_Check32266 | Fuel Cost | ALL | 2039-06-01 | Expected Values | 150352.05 | StationFuel_DSM2018_Base_Check32266 | Fuel Cost | Off Peak | 2039-06-01 | Expected Values | 97774.6 | StationFuel_DSM2018_Base_Check32266 | Fuel Cost | On Peak | 2039-06-01 | Expected Values | 52577.44
| StationFuel_DSM2018_Base_Check32266 | Fuel Cost | ALL | 2039-07-01 | Expected Values | 155029.83 | StationFuel_DSM2018_Base_Check32266 | Fuel Cost | Off Peak | 2039-07-01 | Expected Values | 103829.61 | StationFuel_DSM2018_Base_Check32266 | Fuel Cost | On Peak | 2039-07-01 | Expected Values | 51200.21
| StationFuel_DSM2018_Base_Check32266 | Fuel Cost | ALL | 2039-08-01 | Expected Values | 153664.51 | StationFuel_DSM2018_Base_Check32266 | Fuel Cost | Off Peak | 2039-08-01 | Expected Values | 100761.71 | StationFuel_DSM2018_Base_Check32266 | Fuel Cost | On Peak | 2039-08-01 | Expected Values | 52902.79
| StationFuel_DSM2018_Base_Check32266 | Fuel Cost | ALL | 2039-09-01 | Expected Values | 143562.82 | StationFuel_DSM2018_Base_Check32266 | Fuel Cost | Off Peak | 2039-09-01 | Expected Values | 94840.84 | StationFuel_DSM2018_Base_Check32266 | Fuel Cost | On Peak | 2039-09-01 | Expected Values | 48721.97
| StationFuel_DSM2018_Base_Check32266 | Fuel Cost | ALL | 2039-10-01 | Expected Values | 126992.27 | StationFuel_DSM2018_Base_Check32266 | Fuel Cost | Off Peak | 2039-10-01 | Expected Values | 84970.43 | StationFuel_DSM2018_Base_Check32266 | Fuel Cost | On Peak | 2039-10-01 | Expected Values | 42021.84
| StationFuel_DSM2018_Base_Check32266 | Fuel Cost | ALL | 2039-11-01 | Expected Values | 98827.66 | StationFuel_DSM2018_Base_Check32266 | Fuel Cost | Off Peak | 2039-11-01 | Expected Values | 72216.65 | StationFuel_DSM2018_Base_Check32266 | Fuel Cost | On Peak | 2039-11-01 | Expected Values | 26611.01
| StationFuel_DSM2018_Base_Check32266 | Fuel Cost | ALL | 2039-12-01 | Expected Values | 109110.48 | StationFuel_DSM2018_Base_Check32266 | Fuel Cost | Off Peak | 2039-12-01 | Expected Values | 79491.94 | StationFuel_DSM2018_Base_Check32266 | Fuel Cost | On Peak | 2039-12-01 | Expected Values | 29618.55
| StationFuel_DSM2018_Base_Check32266 | Fuel Cost | ALL | 2040-01-01 | Expected Values | 106764.93 | StationFuel_DSM2018_Base_Check32266 | Fuel Cost | Off Peak | 2040-01-01 | Expected Values | 75806.36 | StationFuel_DSM2018_Base_Check32266 | Fuel Cost | On Peak | 2040-01-01 | Expected Values | 30958.61
| StationFuel_DSM2018_Base_Check32266 | Fuel Cost | ALL | 2040-02-01 | Expected Values | 92297.68 | StationFuel_DSM2018_Base_Check32266 | Fuel Cost | Off Peak | 2040-02-01 | Expected Values | 65731.04 | StationFuel_DSM2018_Base_Check32266 | Fuel Cost | On Peak | 2040-02-01 | Expected Values | 26566.67
| StationFuel_DSM2018_Base_Check32266 | Fuel Cost | ALL | 2040-03-01 | Expected Values | 101774.02 | StationFuel_DSM2018_Base_Check32266 | Fuel Cost | Off Peak | 2040-03-01 | Expected Values | 74320.16 | StationFuel_DSM2018_Base_Check32266 | Fuel Cost | On Peak | 2040-03-01 | Expected Values | 27453.88
| StationFuel_DSM2018_Base_Check32266 | Fuel Cost | ALL | 2040-04-01 | Expected Values | 112976.64 | StationFuel_DSM2018_Base_Check32266 | Fuel Cost | Off Peak | 2040-04-01 | Expected Values | 73402.64 | StationFuel_DSM2018_Base_Check32266 | Fuel Cost | On Peak | 2040-04-01 | Expected Values | 39574.01
| StationFuel_DSM2018_Base_Check32266 | Fuel Cost | ALL | 2040-05-01 | Expected Values | 131564.61 | StationFuel_DSM2018_Base_Check32266 | Fuel Cost | Off Peak | 2040-05-01 | Expected Values | 84373.86 | StationFuel_DSM2018_Base_Check32266 | Fuel Cost | On Peak | 2040-05-01 | Expected Values | 47190.75
| StationFuel_DSM2018_Base_Check32266 | Fuel Cost | ALL | 2040-06-01 | Expected Values | 148112.69 | StationFuel_DSM2018_Base_Check32266 | Fuel Cost | Off Peak | 2040-06-01 | Expected Values | 98178.58 | StationFuel_DSM2018_Base_Check32266 | Fuel Cost | On Peak | 2040-06-01 | Expected Values | 49934.1
| StationFuel_DSM2018_Base_Check32266 | Fuel Cost | ALL | 2040-07-01 | Expected Values | 156660.54 | StationFuel_DSM2018_Base_Check32266 | Fuel Cost | Off Peak | 2040-07-01 | Expected Values | 102676.88 | StationFuel_DSM2018_Base_Check32266 | Fuel Cost | On Peak | 2040-07-01 | Expected Values | 53983.68
| StationFuel_DSM2018_Base_Check32266 | Fuel Cost | ALL | 2040-08-01 | Expected Values | 157498.8 | StationFuel_DSM2018_Base_Check32266 | Fuel Cost | Off Peak | 2040-08-01 | Expected Values | 103994.17 | StationFuel_DSM2018_Base_Check32266 | Fuel Cost | On Peak | 2040-08-01 | Expected Values | 53504.64
| StationFuel_DSM2018_Base_Check32266 | Fuel Cost | ALL | 2040-09-01 | Expected Values | 146580.82 | StationFuel_DSM2018_Base_Check32266 | Fuel Cost | Off Peak | 2040-09-01 | Expected Values | 100623.49 | StationFuel_DSM2018_Base_Check32266 | Fuel Cost | On Peak | 2040-09-01 | Expected Values | 45957.33
| StationFuel_DSM2018_Base_Check32266 | Fuel Cost | ALL | 2040-10-01 | Expected Values | 129514.22 | StationFuel_DSM2018_Base_Check32266 | Fuel Cost | Off Peak | 2040-10-01 | Expected Values | 83373.13 | StationFuel_DSM2018_Base_Check32266 | Fuel Cost | On Peak | 2040-10-01 | Expected Values | 46141.11
| StationFuel_DSM2018_Base_Check32266 | Fuel Cost | ALL | 2040-11-01 | Expected Values | 99521.41 | StationFuel_DSM2018_Base_Check32266 | Fuel Cost | Off Peak | 2040-11-01 | Expected Values | 73091.28 | StationFuel_DSM2018_Base_Check32266 | Fuel Cost | On Peak | 2040-11-01 | Expected Values | 26430.15
| StationFuel_DSM2018_Base_Check32266 | Fuel Cost | ALL | 2040-12-01 | Expected Values | 111709.45 | StationFuel_DSM2018_Base_Check32266 | Fuel Cost | Off Peak | 2040-12-01 | Expected Values | 82749.87 | StationFuel_DSM2018_Base_Check32266 | Fuel Cost | On Peak | 2040-12-01 | Expected Values | 28959.6
| StationFuel_DSM2018_Base_Check32266 | Fuel Cost | ALL | 2041-01-01 | Expected Values | 109892.7 | StationFuel_DSM2018_Base_Check32266 | Fuel Cost | Off Peak | 2041-01-01 | Expected Values | 76894.54 | StationFuel_DSM2018_Base_Check32266 | Fuel Cost | On Peak | 2041-01-01 | Expected Values | 32998.18
| StationFuel_DSM2018_Base_Check32266 | Fuel Cost | ALL | 2041-02-01 | Expected Values | 94986.6 | StationFuel_DSM2018_Base_Check32266 | Fuel Cost | Off Peak | 2041-02-01 | Expected Values | 67865.68 | StationFuel_DSM2018_Base_Check32266 | Fuel Cost | On Peak | 2041-02-01 | Expected Values | 27120.95
| StationFuel_DSM2018_Base_Check32266 | Fuel Cost | ALL | 2041-03-01 | Expected Values | 103606.42 | StationFuel_DSM2018_Base_Check32266 | Fuel Cost | Off Peak | 2041-03-01 | Expected Values | 76899.35 | StationFuel_DSM2018_Base_Check32266 | Fuel Cost | On Peak | 2041-03-01 | Expected Values | 26707.1
| StationFuel_DSM2018_Base_Check32266 | Fuel Cost | ALL | 2041-04-01 | Expected Values | 117075.97 | StationFuel_DSM2018_Base_Check32266 | Fuel Cost | Off Peak | 2041-04-01 | Expected Values | 75034.2 | StationFuel_DSM2018_Base_Check32266 | Fuel Cost | On Peak | 2041-04-01 | Expected Values | 42041.78
| StationFuel_DSM2018_Base_Check32266 | Fuel Cost | ALL | 2041-05-01 | Expected Values | 138687.29 | StationFuel_DSM2018_Base_Check32266 | Fuel Cost | Off Peak | 2041-05-01 | Expected Values | 89252.8 | StationFuel_DSM2018_Base_Check32266 | Fuel Cost | On Peak | 2041-05-01 | Expected Values | 49434.5
| StationFuel_DSM2018_Base_Check32266 | Fuel Cost | ALL | 2041-06-01 | Expected Values | 158892.02 | StationFuel_DSM2018_Base_Check32266 | Fuel Cost | Off Peak | 2041-06-01 | Expected Values | 107732.33 | StationFuel_DSM2018_Base_Check32266 | Fuel Cost | On Peak | 2041-06-01 | Expected Values | 51159.69
| StationFuel_DSM2018_Base_Check32266 | Fuel Cost | ALL | 2041-07-01 | Expected Values | 165496.94 | StationFuel_DSM2018_Base_Check32266 | Fuel Cost | Off Peak | 2041-07-01 | Expected Values | 105582.33 | StationFuel_DSM2018_Base_Check32266 | Fuel Cost | On Peak | 2041-07-01 | Expected Values | 59914.61
| StationFuel_DSM2018_Base_Check32266 | Fuel Cost | ALL | 2041-08-01 | Expected Values | 167228.35 | StationFuel_DSM2018_Base_Check32266 | Fuel Cost | Off Peak | 2041-08-01 | Expected Values | 110971.84 | StationFuel_DSM2018_Base_Check32266 | Fuel Cost | On Peak | 2041-08-01 | Expected Values | 56256.52
| StationFuel_DSM2018_Base_Check32266 | Fuel Cost | ALL | 2041-09-01 | Expected Values | 154542.46 | StationFuel_DSM2018_Base_Check32266 | Fuel Cost | Off Peak | 2041-09-01 | Expected Values | 104515.19 | StationFuel_DSM2018_Base_Check32266 | Fuel Cost | On Peak | 2041-09-01 | Expected Values | 50027.29
| StationFuel_DSM2018_Base_Check32266 | Fuel Cost | ALL | 2041-10-01 | Expected Values | 137643.92 | StationFuel_DSM2018_Base_Check32266 | Fuel Cost | Off Peak | 2041-10-01 | Expected Values | 88081.5 | StationFuel_DSM2018_Base_Check32266 | Fuel Cost | On Peak | 2041-10-01 | Expected Values | 49562.43
| StationFuel_DSM2018_Base_Check32266 | Fuel Cost | ALL | 2041-11-01 | Expected Values | 106832.34 | StationFuel_DSM2018_Base_Check32266 | Fuel Cost | Off Peak | 2041-11-01 | Expected Values | 79533.43 | StationFuel_DSM2018_Base_Check32266 | Fuel Cost | On Peak | 2041-11-01 | Expected Values | 27298.9
| StationFuel_DSM2018_Base_Check32266 | Fuel Cost | ALL | 2041-12-01 | Expected Values | 116750.68 | StationFuel_DSM2018_Base_Check32266 | Fuel Cost | Off Peak | 2041-12-01 | Expected Values | 84860.11 | StationFuel_DSM2018_Base_Check32266 | Fuel Cost | On Peak | 2041-12-01 | Expected Values | 31890.61
| StationFuel_DSM2018_Base_Check32266 | Fuel Cost | ALL | 2042-01-01 | Expected Values | 116200.25 | StationFuel_DSM2018_Base_Check32266 | Fuel Cost | Off Peak | 2042-01-01 | Expected Values | 81166.77 | StationFuel_DSM2018_Base_Check32266 | Fuel Cost | On Peak | 2042-01-01 | Expected Values | 35033.48
| StationFuel_DSM2018_Base_Check32266 | Fuel Cost | ALL | 2042-02-01 | Expected Values | 101296.77 | StationFuel_DSM2018_Base_Check32266 | Fuel Cost | Off Peak | 2042-02-01 | Expected Values | 72189.17 | StationFuel_DSM2018_Base_Check32266 | Fuel Cost | On Peak | 2042-02-01 | Expected Values | 29107.6
| StationFuel_DSM2018_Base_Check32266 | Fuel Cost | ALL | 2042-03-01 | Expected Values | 109884.85 | StationFuel_DSM2018_Base_Check32266 | Fuel Cost | Off Peak | 2042-03-01 | Expected Values | 81422.7 | StationFuel_DSM2018_Base_Check32266 | Fuel Cost | On Peak | 2042-03-01 | Expected Values | 28462.15
| StationFuel_DSM2018_Base_Check32266 | Fuel Cost | ALL | 2042-04-01 | Expected Values | 123658.87 | StationFuel_DSM2018_Base_Check32266 | Fuel Cost | Off Peak | 2042-04-01 | Expected Values | 78519.08 | StationFuel_DSM2018_Base_Check32266 | Fuel Cost | On Peak | 2042-04-01 | Expected Values | 45139.77
| StationFuel_DSM2018_Base_Check32266 | Fuel Cost | ALL | 2042-05-01 | Expected Values | 144350.1 | StationFuel_DSM2018_Base_Check32266 | Fuel Cost | Off Peak | 2042-05-01 | Expected Values | 95068.8 | StationFuel_DSM2018_Base_Check32266 | Fuel Cost | On Peak | 2042-05-01 | Expected Values | 49281.26
| StationFuel_DSM2018_Base_Check32266 | Fuel Cost | ALL | 2042-06-01 | Expected Values | 166079.19 | StationFuel_DSM2018_Base_Check32266 | Fuel Cost | Off Peak | 2042-06-01 | Expected Values | 110486.98 | StationFuel_DSM2018_Base_Check32266 | Fuel Cost | On Peak | 2042-06-01 | Expected Values | 55592.19
| StationFuel_DSM2018_Base_Check32266 | Fuel Cost | ALL | 2042-07-01 | Expected Values | 173703.52 | StationFuel_DSM2018_Base_Check32266 | Fuel Cost | Off Peak | 2042-07-01 | Expected Values | 110738.71 | StationFuel_DSM2018_Base_Check32266 | Fuel Cost | On Peak | 2042-07-01 | Expected Values | 62964.77
| StationFuel_DSM2018_Base_Check32266 | Fuel Cost | ALL | 2042-08-01 | Expected Values | 173093.36 | StationFuel_DSM2018_Base_Check32266 | Fuel Cost | Off Peak | 2042-08-01 | Expected Values | 117732.84 | StationFuel_DSM2018_Base_Check32266 | Fuel Cost | On Peak | 2042-08-01 | Expected Values | 55360.5
| StationFuel_DSM2018_Base_Check32266 | Fuel Cost | ALL | 2042-09-01 | Expected Values | 161783.92 | StationFuel_DSM2018_Base_Check32266 | Fuel Cost | Off Peak | 2042-09-01 | Expected Values | 106789.18 | StationFuel_DSM2018_Base_Check32266 | Fuel Cost | On Peak | 2042-09-01 | Expected Values | 54994.73
| StationFuel_DSM2018_Base_Check32266 | Fuel Cost | ALL | 2042-10-01 | Expected Values | 144972.07 | StationFuel_DSM2018_Base_Check32266 | Fuel Cost | Off Peak | 2042-10-01 | Expected Values | 93381.87 | StationFuel_DSM2018_Base_Check32266 | Fuel Cost | On Peak | 2042-10-01 | Expected Values | 51590.17
| StationFuel_DSM2018_Base_Check32266 | Fuel Cost | ALL | 2042-11-01 | Expected Values | 110694.44 | StationFuel_DSM2018_Base_Check32266 | Fuel Cost | Off Peak | 2042-11-01 | Expected Values | 83925.23 | StationFuel_DSM2018_Base_Check32266 | Fuel Cost | On Peak | 2042-11-01 | Expected Values | 26769.18
| StationFuel_DSM2018_Base_Check32266 | Fuel Cost | ALL | 2042-12-01 | Expected Values | 121321.83 | StationFuel_DSM2018_Base_Check32266 | Fuel Cost | Off Peak | 2042-12-01 | Expected Values | 86781.4 | StationFuel_DSM2018_Base_Check32266 | Fuel Cost | On Peak | 2042-12-01 | Expected Values | 34540.43
| StationFuel_DSM2018_Base_Check32266 | Fuel Cost | ALL | 2043-01-01 | Expected Values | 120751.35 | StationFuel_DSM2018_Base_Check32266 | Fuel Cost | Off Peak | 2043-01-01 | Expected Values | 85916.09 | StationFuel_DSM2018_Base_Check32266 | Fuel Cost | On Peak | 2043-01-01 | Expected Values | 34835.3
| StationFuel_DSM2018_Base_Check32266 | Fuel Cost | ALL | 2043-02-01 | Expected Values | 105415.46 | StationFuel_DSM2018_Base_Check32266 | Fuel Cost | Off Peak | 2043-02-01 | Expected Values | 75115.37 | StationFuel_DSM2018_Base_Check32266 | Fuel Cost | On Peak | 2043-02-01 | Expected Values | 30300.13
| StationFuel_DSM2018_Base_Check32266 | Fuel Cost | ALL | 2043-03-01 | Expected Values | 114785.72 | StationFuel_DSM2018_Base_Check32266 | Fuel Cost | Off Peak | 2043-03-01 | Expected Values | 83959.3 | StationFuel_DSM2018_Base_Check32266 | Fuel Cost | On Peak | 2043-03-01 | Expected Values | 30826.46
| StationFuel_DSM2018_Base_Check32266 | Fuel Cost | ALL | 2043-04-01 | Expected Values | 128850.11 | StationFuel_DSM2018_Base_Check32266 | Fuel Cost | Off Peak | 2043-04-01 | Expected Values | 81406.45 | StationFuel_DSM2018_Base_Check32266 | Fuel Cost | On Peak | 2043-04-01 | Expected Values | 47443.61
| StationFuel_DSM2018_Base_Check32266 | Fuel Cost | ALL | 2043-05-01 | Expected Values | 144602.48 | StationFuel_DSM2018_Base_Check32266 | Fuel Cost | Off Peak | 2043-05-01 | Expected Values | 97973.82 | StationFuel_DSM2018_Base_Check32266 | Fuel Cost | On Peak | 2043-05-01 | Expected Values | 46628.6
| StationFuel_DSM2018_Base_Check32266 | Fuel Cost | ALL | 2043-06-01 | Expected Values | 170190.51 | StationFuel_DSM2018_Base_Check32266 | Fuel Cost | Off Peak | 2043-06-01 | Expected Values | 110112.99 | StationFuel_DSM2018_Base_Check32266 | Fuel Cost | On Peak | 2043-06-01 | Expected Values | 60077.44
| StationFuel_DSM2018_Base_Check32266 | Fuel Cost | ALL | 2043-07-01 | Expected Values | 175559.07 | StationFuel_DSM2018_Base_Check32266 | Fuel Cost | Off Peak | 2043-07-01 | Expected Values | 111728.87 | StationFuel_DSM2018_Base_Check32266 | Fuel Cost | On Peak | 2043-07-01 | Expected Values | 63830.14
| StationFuel_DSM2018_Base_Check32266 | Fuel Cost | ALL | 2043-08-01 | Expected Values | 177309.42 | StationFuel_DSM2018_Base_Check32266 | Fuel Cost | Off Peak | 2043-08-01 | Expected Values | 120689.68 | StationFuel_DSM2018_Base_Check32266 | Fuel Cost | On Peak | 2043-08-01 | Expected Values | 56619.66
| StationFuel_DSM2018_Base_Check32266 | Fuel Cost | ALL | 2043-09-01 | Expected Values | 165813.31 | StationFuel_DSM2018_Base_Check32266 | Fuel Cost | Off Peak | 2043-09-01 | Expected Values | 109021.7 | StationFuel_DSM2018_Base_Check32266 | Fuel Cost | On Peak | 2043-09-01 | Expected Values | 56791.53
| StationFuel_DSM2018_Base_Check32266 | Fuel Cost | ALL | 2043-10-01 | Expected Values | 146911.44 | StationFuel_DSM2018_Base_Check32266 | Fuel Cost | Off Peak | 2043-10-01 | Expected Values | 97312.92 | StationFuel_DSM2018_Base_Check32266 | Fuel Cost | On Peak | 2043-10-01 | Expected Values | 49598.46
| StationFuel_DSM2018_Base_Check32266 | Fuel Cost | ALL | 2043-11-01 | Expected Values | 111930.3 | StationFuel_DSM2018_Base_Check32266 | Fuel Cost | Off Peak | 2043-11-01 | Expected Values | 83108.74 | StationFuel_DSM2018_Base_Check32266 | Fuel Cost | On Peak | 2043-11-01 | Expected Values | 28821.51
| StationFuel_DSM2018_Base_Check32266 | Fuel Cost | ALL | 2043-12-01 | Expected Values | 126175.91 | StationFuel_DSM2018_Base_Check32266 | Fuel Cost | Off Peak | 2043-12-01 | Expected Values | 90435.74 | StationFuel_DSM2018_Base_Check32266 | Fuel Cost | On Peak | 2043-12-01 | Expected Values | 35740.21
| StationFuel_DSM2018_Base_Check32266 | Fuel Cost | ALL | 2044-01-01 | Expected Values | 120166.61 | StationFuel_DSM2018_Base_Check32266 | Fuel Cost | Off Peak | 2044-01-01 | Expected Values | 87085.63 | StationFuel_DSM2018_Base_Check32266 | Fuel Cost | On Peak | 2044-01-01 | Expected Values | 33080.98
| StationFuel_DSM2018_Base_Check32266 | Fuel Cost | ALL | 2044-02-01 | Expected Values | 104951.96 | StationFuel_DSM2018_Base_Check32266 | Fuel Cost | Off Peak | 2044-02-01 | Expected Values | 74594.8 | StationFuel_DSM2018_Base_Check32266 | Fuel Cost | On Peak | 2044-02-01 | Expected Values | 30357.15
| StationFuel_DSM2018_Base_Check32266 | Fuel Cost | ALL | 2044-03-01 | Expected Values | 114945.1 | StationFuel_DSM2018_Base_Check32266 | Fuel Cost | Off Peak | 2044-03-01 | Expected Values | 82866.4 | StationFuel_DSM2018_Base_Check32266 | Fuel Cost | On Peak | 2044-03-01 | Expected Values | 32078.69
| StationFuel_DSM2018_Base_Check32266 | Fuel Cost | ALL | 2044-04-01 | Expected Values | 126280.34 | StationFuel_DSM2018_Base_Check32266 | Fuel Cost | Off Peak | 2044-04-01 | Expected Values | 82284.1 | StationFuel_DSM2018_Base_Check32266 | Fuel Cost | On Peak | 2044-04-01 | Expected Values | 43996.21
| StationFuel_DSM2018_Base_Check32266 | Fuel Cost | ALL | 2044-05-01 | Expected Values | 145583.4 | StationFuel_DSM2018_Base_Check32266 | Fuel Cost | Off Peak | 2044-05-01 | Expected Values | 96429.25 | StationFuel_DSM2018_Base_Check32266 | Fuel Cost | On Peak | 2044-05-01 | Expected Values | 49154.09
| StationFuel_DSM2018_Base_Check32266 | Fuel Cost | ALL | 2044-06-01 | Expected Values | 169567.81 | StationFuel_DSM2018_Base_Check32266 | Fuel Cost | Off Peak | 2044-06-01 | Expected Values | 110922.43 | StationFuel_DSM2018_Base_Check32266 | Fuel Cost | On Peak | 2044-06-01 | Expected Values | 58645.33
| StationFuel_DSM2018_Base_Check32266 | Fuel Cost | ALL | 2044-07-01 | Expected Values | 173897.89 | StationFuel_DSM2018_Base_Check32266 | Fuel Cost | Off Peak | 2044-07-01 | Expected Values | 117338.51 | StationFuel_DSM2018_Base_Check32266 | Fuel Cost | On Peak | 2044-07-01 | Expected Values | 56559.31
| StationFuel_DSM2018_Base_Check32266 | Fuel Cost | ALL | 2044-08-01 | Expected Values | 177230.92 | StationFuel_DSM2018_Base_Check32266 | Fuel Cost | Off Peak | 2044-08-01 | Expected Values | 116960.5 | StationFuel_DSM2018_Base_Check32266 | Fuel Cost | On Peak | 2044-08-01 | Expected Values | 60270.35
| StationFuel_DSM2018_Base_Check32266 | Fuel Cost | ALL | 2044-09-01 | Expected Values | 162003.25 | StationFuel_DSM2018_Base_Check32266 | Fuel Cost | Off Peak | 2044-09-01 | Expected Values | 107426.03 | StationFuel_DSM2018_Base_Check32266 | Fuel Cost | On Peak | 2044-09-01 | Expected Values | 54577.17
| StationFuel_DSM2018_Base_Check32266 | Fuel Cost | ALL | 2044-10-01 | Expected Values | 143757.04 | StationFuel_DSM2018_Base_Check32266 | Fuel Cost | Off Peak | 2044-10-01 | Expected Values | 97326.89 | StationFuel_DSM2018_Base_Check32266 | Fuel Cost | On Peak | 2044-10-01 | Expected Values | 46430.11
| StationFuel_DSM2018_Base_Check32266 | Fuel Cost | ALL | 2044-11-01 | Expected Values | 114767.16 | StationFuel_DSM2018_Base_Check32266 | Fuel Cost | Off Peak | 2044-11-01 | Expected Values | 83899.65 | StationFuel_DSM2018_Base_Check32266 | Fuel Cost | On Peak | 2044-11-01 | Expected Values | 30867.5
| StationFuel_DSM2018_Base_Check32266 | Fuel Cost | ALL | 2044-12-01 | Expected Values | 124527.97 | StationFuel_DSM2018_Base_Check32266 | Fuel Cost | Off Peak | 2044-12-01 | Expected Values | 91161.9 | StationFuel_DSM2018_Base_Check32266 | Fuel Cost | On Peak | 2044-12-01 | Expected Values | 33366.06
| StationFuel_DSM2018_Base_Check32266 | Fuel Cost | ALL | 2045-01-01 | Expected Values | 126715.22 | StationFuel_DSM2018_Base_Check32266 | Fuel Cost | Off Peak | 2045-01-01 | Expected Values | 89895.43 | StationFuel_DSM2018_Base_Check32266 | Fuel Cost | On Peak | 2045-01-01 | Expected Values | 36819.79
| StationFuel_DSM2018_Base_Check32266 | Fuel Cost | ALL | 2045-02-01 | Expected Values | 111147.97 | StationFuel_DSM2018_Base_Check32266 | Fuel Cost | Off Peak | 2045-02-01 | Expected Values | 79597.75 | StationFuel_DSM2018_Base_Check32266 | Fuel Cost | On Peak | 2045-02-01 | Expected Values | 31550.22
| StationFuel_DSM2018_Base_Check32266 | Fuel Cost | ALL | 2045-03-01 | Expected Values | 119902.18 | StationFuel_DSM2018_Base_Check32266 | Fuel Cost | Off Peak | 2045-03-01 | Expected Values | 86388.43 | StationFuel_DSM2018_Base_Check32266 | Fuel Cost | On Peak | 2045-03-01 | Expected Values | 33513.74
| StationFuel_DSM2018_Base_Check32266 | Fuel Cost | ALL | 2045-04-01 | Expected Values | 130529.42 | StationFuel_DSM2018_Base_Check32266 | Fuel Cost | Off Peak | 2045-04-01 | Expected Values | 87003.67 | StationFuel_DSM2018_Base_Check32266 | Fuel Cost | On Peak | 2045-04-01 | Expected Values | 43525.75
| StationFuel_DSM2018_Base_Check32266 | Fuel Cost | ALL | 2045-05-01 | Expected Values | 149359.75 | StationFuel_DSM2018_Base_Check32266 | Fuel Cost | Off Peak | 2045-05-01 | Expected Values | 97113.04 | StationFuel_DSM2018_Base_Check32266 | Fuel Cost | On Peak | 2045-05-01 | Expected Values | 52246.71
| StationFuel_DSM2018_Base_Check32266 | Fuel Cost | ALL | 2045-06-01 | Expected Values | 170513.31 | StationFuel_DSM2018_Base_Check32266 | Fuel Cost | Off Peak | 2045-06-01 | Expected Values | 111492.75 | StationFuel_DSM2018_Base_Check32266 | Fuel Cost | On Peak | 2045-06-01 | Expected Values | 59020.54
| StationFuel_DSM2018_Base_Check32266 | Fuel Cost | ALL | 2045-07-01 | Expected Values | 178982 | StationFuel_DSM2018_Base_Check32266 | Fuel Cost | Off Peak | 2045-07-01 | Expected Values | 121374.99 | StationFuel_DSM2018_Base_Check32266 | Fuel Cost | On Peak | 2045-07-01 | Expected Values | 57606.99
| StationFuel_DSM2018_Base_Check32266 | Fuel Cost | ALL | 2045-08-01 | Expected Values | 179178.47 | StationFuel_DSM2018_Base_Check32266 | Fuel Cost | Off Peak | 2045-08-01 | Expected Values | 118954.77 | StationFuel_DSM2018_Base_Check32266 | Fuel Cost | On Peak | 2045-08-01 | Expected Values | 60223.69
| StationFuel_DSM2018_Base_Check32266 | Fuel Cost | ALL | 2045-09-01 | Expected Values | 165760.99 | StationFuel_DSM2018_Base_Check32266 | Fuel Cost | Off Peak | 2045-09-01 | Expected Values | 112649.02 | StationFuel_DSM2018_Base_Check32266 | Fuel Cost | On Peak | 2045-09-01 | Expected Values | 53111.96
| StationFuel_DSM2018_Base_Check32266 | Fuel Cost | ALL | 2045-10-01 | Expected Values | 148805.54 | StationFuel_DSM2018_Base_Check32266 | Fuel Cost | Off Peak | 2045-10-01 | Expected Values | 98699.93 | StationFuel_DSM2018_Base_Check32266 | Fuel Cost | On Peak | 2045-10-01 | Expected Values | 50105.61
| StationFuel_DSM2018_Base_Check32266 | Fuel Cost | ALL | 2045-11-01 | Expected Values | 117194.36 | StationFuel_DSM2018_Base_Check32266 | Fuel Cost | Off Peak | 2045-11-01 | Expected Values | 86288.07 | StationFuel_DSM2018_Base_Check32266 | Fuel Cost | On Peak | 2045-11-01 | Expected Values | 30906.28
| StationFuel_DSM2018_Base_Check32266 | Fuel Cost | ALL | 2045-12-01 | Expected Values | 129121.21 | StationFuel_DSM2018_Base_Check32266 | Fuel Cost | Off Peak | 2045-12-01 | Expected Values | 96087.45 | StationFuel_DSM2018_Base_Check32266 | Fuel Cost | On Peak | 2045-12-01 | Expected Values | 33033.75
| StationFuel_DSM2018_Base_Check32266 | Fuel Cost | ALL | 2046-01-01 | Expected Values | 129193.08 | StationFuel_DSM2018_Base_Check32266 | Fuel Cost | Off Peak | 2046-01-01 | Expected Values | 90756.79 | StationFuel_DSM2018_Base_Check32266 | Fuel Cost | On Peak | 2046-01-01 | Expected Values | 38436.28
| StationFuel_DSM2018_Base_Check32266 | Fuel Cost | ALL | 2046-02-01 | Expected Values | 112921.23 | StationFuel_DSM2018_Base_Check32266 | Fuel Cost | Off Peak | 2046-02-01 | Expected Values | 81073.52 | StationFuel_DSM2018_Base_Check32266 | Fuel Cost | On Peak | 2046-02-01 | Expected Values | 31847.7
| StationFuel_DSM2018_Base_Check32266 | Fuel Cost | ALL | 2046-03-01 | Expected Values | 124073.53 | StationFuel_DSM2018_Base_Check32266 | Fuel Cost | Off Peak | 2046-03-01 | Expected Values | 90974.17 | StationFuel_DSM2018_Base_Check32266 | Fuel Cost | On Peak | 2046-03-01 | Expected Values | 33099.34
| StationFuel_DSM2018_Base_Check32266 | Fuel Cost | ALL | 2046-04-01 | Expected Values | 135693.35 | StationFuel_DSM2018_Base_Check32266 | Fuel Cost | Off Peak | 2046-04-01 | Expected Values | 89405.34 | StationFuel_DSM2018_Base_Check32266 | Fuel Cost | On Peak | 2046-04-01 | Expected Values | 46287.94
| StationFuel_DSM2018_Base_Check32266 | Fuel Cost | ALL | 2046-05-01 | Expected Values | 154949.5 | StationFuel_DSM2018_Base_Check32266 | Fuel Cost | Off Peak | 2046-05-01 | Expected Values | 101354.1 | StationFuel_DSM2018_Base_Check32266 | Fuel Cost | On Peak | 2046-05-01 | Expected Values | 53595.33
| StationFuel_DSM2018_Base_Check32266 | Fuel Cost | ALL | 2046-06-01 | Expected Values | 177527.01 | StationFuel_DSM2018_Base_Check32266 | Fuel Cost | Off Peak | 2046-06-01 | Expected Values | 119252.32 | StationFuel_DSM2018_Base_Check32266 | Fuel Cost | On Peak | 2046-06-01 | Expected Values | 58274.63
| StationFuel_DSM2018_Base_Check32266 | Fuel Cost | ALL | 2046-07-01 | Expected Values | 183807.96 | StationFuel_DSM2018_Base_Check32266 | Fuel Cost | Off Peak | 2046-07-01 | Expected Values | 122216.34 | StationFuel_DSM2018_Base_Check32266 | Fuel Cost | On Peak | 2046-07-01 | Expected Values | 61591.56
| StationFuel_DSM2018_Base_Check32266 | Fuel Cost | ALL | 2046-08-01 | Expected Values | 187824.28 | StationFuel_DSM2018_Base_Check32266 | Fuel Cost | Off Peak | 2046-08-01 | Expected Values | 122985.93 | StationFuel_DSM2018_Base_Check32266 | Fuel Cost | On Peak | 2046-08-01 | Expected Values | 64838.27
| StationFuel_DSM2018_Base_Check32266 | Fuel Cost | ALL | 2046-09-01 | Expected Values | 176238.48 | StationFuel_DSM2018_Base_Check32266 | Fuel Cost | Off Peak | 2046-09-01 | Expected Values | 122915.91 | StationFuel_DSM2018_Base_Check32266 | Fuel Cost | On Peak | 2046-09-01 | Expected Values | 53322.51
| StationFuel_DSM2018_Base_Check32266 | Fuel Cost | ALL | 2046-10-01 | Expected Values | 153734.57 | StationFuel_DSM2018_Base_Check32266 | Fuel Cost | Off Peak | 2046-10-01 | Expected Values | 99021.87 | StationFuel_DSM2018_Base_Check32266 | Fuel Cost | On Peak | 2046-10-01 | Expected Values | 54712.63
| StationFuel_DSM2018_Base_Check32266 | Fuel Cost | ALL | 2046-11-01 | Expected Values | 122608.76 | StationFuel_DSM2018_Base_Check32266 | Fuel Cost | Off Peak | 2046-11-01 | Expected Values | 89720.16 | StationFuel_DSM2018_Base_Check32266 | Fuel Cost | On Peak | 2046-11-01 | Expected Values | 32888.56
| StationFuel_DSM2018_Base_Check32266 | Fuel Cost | ALL | 2046-12-01 | Expected Values | 134409.06 | StationFuel_DSM2018_Base_Check32266 | Fuel Cost | Off Peak | 2046-12-01 | Expected Values | 99670.08 | StationFuel_DSM2018_Base_Check32266 | Fuel Cost | On Peak | 2046-12-01 | Expected Values | 34738.97
| StationFuel_DSM2018_Base_Check32266 | Fuel Cost | ALL | 2047-01-01 | Expected Values | 130235.64 | StationFuel_DSM2018_Base_Check32266 | Fuel Cost | Off Peak | 2047-01-01 | Expected Values | 91238.78 | StationFuel_DSM2018_Base_Check32266 | Fuel Cost | On Peak | 2047-01-01 | Expected Values | 38996.84
| StationFuel_DSM2018_Base_Check32266 | Fuel Cost | ALL | 2047-02-01 | Expected Values | 113160.38 | StationFuel_DSM2018_Base_Check32266 | Fuel Cost | Off Peak | 2047-02-01 | Expected Values | 81288.22 | StationFuel_DSM2018_Base_Check32266 | Fuel Cost | On Peak | 2047-02-01 | Expected Values | 31872.15
| StationFuel_DSM2018_Base_Check32266 | Fuel Cost | ALL | 2047-03-01 | Expected Values | 125538.26 | StationFuel_DSM2018_Base_Check32266 | Fuel Cost | Off Peak | 2047-03-01 | Expected Values | 93355.79 | StationFuel_DSM2018_Base_Check32266 | Fuel Cost | On Peak | 2047-03-01 | Expected Values | 32182.46
| StationFuel_DSM2018_Base_Check32266 | Fuel Cost | ALL | 2047-04-01 | Expected Values | 134233.46 | StationFuel_DSM2018_Base_Check32266 | Fuel Cost | Off Peak | 2047-04-01 | Expected Values | 86793.93 | StationFuel_DSM2018_Base_Check32266 | Fuel Cost | On Peak | 2047-04-01 | Expected Values | 47439.47
| StationFuel_DSM2018_Base_Check32266 | Fuel Cost | ALL | 2047-05-01 | Expected Values | 155171.19 | StationFuel_DSM2018_Base_Check32266 | Fuel Cost | Off Peak | 2047-05-01 | Expected Values | 101180.22 | StationFuel_DSM2018_Base_Check32266 | Fuel Cost | On Peak | 2047-05-01 | Expected Values | 53990.9
| StationFuel_DSM2018_Base_Check32266 | Fuel Cost | ALL | 2047-06-01 | Expected Values | 178063.32 | StationFuel_DSM2018_Base_Check32266 | Fuel Cost | Off Peak | 2047-06-01 | Expected Values | 122057.5 | StationFuel_DSM2018_Base_Check32266 | Fuel Cost | On Peak | 2047-06-01 | Expected Values | 56005.75
| StationFuel_DSM2018_Base_Check32266 | Fuel Cost | ALL | 2047-07-01 | Expected Values | 184679.7 | StationFuel_DSM2018_Base_Check32266 | Fuel Cost | Off Peak | 2047-07-01 | Expected Values | 119740.87 | StationFuel_DSM2018_Base_Check32266 | Fuel Cost | On Peak | 2047-07-01 | Expected Values | 64938.76
| StationFuel_DSM2018_Base_Check32266 | Fuel Cost | ALL | 2047-08-01 | Expected Values | 187188.09 | StationFuel_DSM2018_Base_Check32266 | Fuel Cost | Off Peak | 2047-08-01 | Expected Values | 125376.07 | StationFuel_DSM2018_Base_Check32266 | Fuel Cost | On Peak | 2047-08-01 | Expected Values | 61811.96
| StationFuel_DSM2018_Base_Check32266 | Fuel Cost | ALL | 2047-09-01 | Expected Values | 173752.91 | StationFuel_DSM2018_Base_Check32266 | Fuel Cost | Off Peak | 2047-09-01 | Expected Values | 118337.03 | StationFuel_DSM2018_Base_Check32266 | Fuel Cost | On Peak | 2047-09-01 | Expected Values | 55415.81
| StationFuel_DSM2018_Base_Check32266 | Fuel Cost | ALL | 2047-10-01 | Expected Values | 154169 | StationFuel_DSM2018_Base_Check32266 | Fuel Cost | Off Peak | 2047-10-01 | Expected Values | 100066.13 | StationFuel_DSM2018_Base_Check32266 | Fuel Cost | On Peak | 2047-10-01 | Expected Values | 54102.81
| StationFuel_DSM2018_Base_Check32266 | Fuel Cost | ALL | 2047-11-01 | Expected Values | 121443.53 | StationFuel_DSM2018_Base_Check32266 | Fuel Cost | Off Peak | 2047-11-01 | Expected Values | 90587.2 | StationFuel_DSM2018_Base_Check32266 | Fuel Cost | On Peak | 2047-11-01 | Expected Values | 30856.29
| StationFuel_DSM2018_Base_Check32266 | Fuel Cost | ALL | 2047-12-01 | Expected Values | 133910.88 | StationFuel_DSM2018_Base_Check32266 | Fuel Cost | Off Peak | 2047-12-01 | Expected Values | 98010.92 | StationFuel_DSM2018_Base_Check32266 | Fuel Cost | On Peak | 2047-12-01 | Expected Values | 35899.95

## Generation Check
Base Run: | DSM2018_Base_High_TSJMW .@19-Jan-14 10:28
Change Run: | DSM2018_w30mw_High_TSJMW .@19-Jan-14 11:45
| BASE CASE GEN (GWh) | [18 empty] | CHANGE CASE GEN (MWh) | [18 empty] | Base Run Annual Generation |  | Base Run Fuel Cost ($) |  | Base Run VOM Cost ($)
| Section | Variable | TOD | Date | Iteration | Value | Section | Variable | TOD | Date | Iteration | Value | Section | Variable | TOD | Date | Iteration | Value | Check | Section | Variable | TOD | Date | Iteration | Value | Section | Variable | TOD | Date | Iteration | Value | Section | Variable | TOD | Date | Iteration | Value | Check | Row Labels | Sum of Value | Row Labels | Sum of TOD - ALL | Row Labels | Sum of TOD - ALL |  | AVERAGE SYSTEM $/MWh
| Station_DSM2018_Base_High32273 | Generation | ALL | 2018-01-01 | Expected Values | 1516 | Station_DSM2018_Base_High32273 | Generation | Off Peak | 2018-01-01 | Expected Values | 1090.5 | Station_DSM2018_Base_High32273 | Generation | On Peak | 2018-01-01 | Expected Values | 425.5 | 0 | Station_DSM2018_w30mw_High32276 | Generation | ALL | 2018-01-01 | Expected Values | 1516 | Station_DSM2018_w30mw_High32276 | Generation | Off Peak | 2018-01-01 | Expected Values | 1090.5 | Station_DSM2018_w30mw_High32276 | Generation | On Peak | 2018-01-01 | Expected Values | 425.5 | 0 | 2018 | 20487.75 | 2018 | 550486800 | 2018 | 13766800 | 2018 | 27.541
| Station_DSM2018_Base_High32273 | Generation | ALL | 2018-02-01 | Expected Values | 1337.98 | Station_DSM2018_Base_High32273 | Generation | Off Peak | 2018-02-01 | Expected Values | 980.07 | Station_DSM2018_Base_High32273 | Generation | On Peak | 2018-02-01 | Expected Values | 357.91 | 0 | Station_DSM2018_w30mw_High32276 | Generation | ALL | 2018-02-01 | Expected Values | 1338.03 | Station_DSM2018_w30mw_High32276 | Generation | Off Peak | 2018-02-01 | Expected Values | 980.07 | Station_DSM2018_w30mw_High32276 | Generation | On Peak | 2018-02-01 | Expected Values | 357.95 | -0.01 | 2019 | 20659.72 | 2019 | 583108040 | 2019 | 13069160 | 2019 | 28.857
| Station_DSM2018_Base_High32273 | Generation | ALL | 2018-03-01 | Expected Values | 1478.21 | Station_DSM2018_Base_High32273 | Generation | Off Peak | 2018-03-01 | Expected Values | 1100.77 | Station_DSM2018_Base_High32273 | Generation | On Peak | 2018-03-01 | Expected Values | 377.43 | -0.01 | Station_DSM2018_w30mw_High32276 | Generation | ALL | 2018-03-01 | Expected Values | 1478.21 | Station_DSM2018_w30mw_High32276 | Generation | Off Peak | 2018-03-01 | Expected Values | 1100.77 | Station_DSM2018_w30mw_High32276 | Generation | On Peak | 2018-03-01 | Expected Values | 377.43 | -0.01 | 2020 | 20894.43 | 2020 | 635658450 | 2020 | 13831680 | 2020 | 31.0844
| Station_DSM2018_Base_High32273 | Generation | ALL | 2018-04-01 | Expected Values | 1573.65 | Station_DSM2018_Base_High32273 | Generation | Off Peak | 2018-04-01 | Expected Values | 1048.4 | Station_DSM2018_Base_High32273 | Generation | On Peak | 2018-04-01 | Expected Values | 525.25 | 0 | Station_DSM2018_w30mw_High32276 | Generation | ALL | 2018-04-01 | Expected Values | 1573.8 | Station_DSM2018_w30mw_High32276 | Generation | Off Peak | 2018-04-01 | Expected Values | 1048.5 | Station_DSM2018_w30mw_High32276 | Generation | On Peak | 2018-04-01 | Expected Values | 525.31 | 0.01 | 2021 | 21136.45 | 2021 | 689589160 | 2021 | 13285110 | 2021 | 33.2541
| Station_DSM2018_Base_High32273 | Generation | ALL | 2018-05-01 | Expected Values | 1830 | Station_DSM2018_Base_High32273 | Generation | Off Peak | 2018-05-01 | Expected Values | 1173.56 | Station_DSM2018_Base_High32273 | Generation | On Peak | 2018-05-01 | Expected Values | 656.43 | -0.01 | Station_DSM2018_w30mw_High32276 | Generation | ALL | 2018-05-01 | Expected Values | 1830.3 | Station_DSM2018_w30mw_High32276 | Generation | Off Peak | 2018-05-01 | Expected Values | 1173.73 | Station_DSM2018_w30mw_High32276 | Generation | On Peak | 2018-05-01 | Expected Values | 656.57 | 0 | 2022 | 21317.5 | 2022 | 725500270 | 2022 | 13297980 | 2022 | 34.6569
| Station_DSM2018_Base_High32273 | Generation | ALL | 2018-06-01 | Expected Values | 1990.29 | Station_DSM2018_Base_High32273 | Generation | Off Peak | 2018-06-01 | Expected Values | 1327.23 | Station_DSM2018_Base_High32273 | Generation | On Peak | 2018-06-01 | Expected Values | 663.06 | 0 | Station_DSM2018_w30mw_High32276 | Generation | ALL | 2018-06-01 | Expected Values | 1990.29 | Station_DSM2018_w30mw_High32276 | Generation | Off Peak | 2018-06-01 | Expected Values | 1327.23 | Station_DSM2018_w30mw_High32276 | Generation | On Peak | 2018-06-01 | Expected Values | 663.06 | 0 | 2023 | 21595.74 | 2023 | 742411300 | 2023 | 13284120 | 2023 | 34.9928
| Station_DSM2018_Base_High32273 | Generation | ALL | 2018-07-01 | Expected Values | 2056.75 | Station_DSM2018_Base_High32273 | Generation | Off Peak | 2018-07-01 | Expected Values | 1352.82 | Station_DSM2018_Base_High32273 | Generation | On Peak | 2018-07-01 | Expected Values | 703.93 | 0 | Station_DSM2018_w30mw_High32276 | Generation | ALL | 2018-07-01 | Expected Values | 2056.82 | Station_DSM2018_w30mw_High32276 | Generation | Off Peak | 2018-07-01 | Expected Values | 1352.83 | Station_DSM2018_w30mw_High32276 | Generation | On Peak | 2018-07-01 | Expected Values | 704 | 0.01 | 2024 | 21863.55 | 2024 | 793060520 | 2024 | 13497930 | 2024 | 36.8906
| Station_DSM2018_Base_High32273 | Generation | ALL | 2018-08-01 | Expected Values | 2082.92 | Station_DSM2018_Base_High32273 | Generation | Off Peak | 2018-08-01 | Expected Values | 1350.68 | Station_DSM2018_Base_High32273 | Generation | On Peak | 2018-08-01 | Expected Values | 732.24 | 0 | Station_DSM2018_w30mw_High32276 | Generation | ALL | 2018-08-01 | Expected Values | 2084.12 | Station_DSM2018_w30mw_High32276 | Generation | Off Peak | 2018-08-01 | Expected Values | 1350.95 | Station_DSM2018_w30mw_High32276 | Generation | On Peak | 2018-08-01 | Expected Values | 733.18 | 0.01 | 2025 | 22156.76 | 2025 | 846634380 | 2025 | 14046350 | 2025 | 38.8451
| Station_DSM2018_Base_High32273 | Generation | ALL | 2018-09-01 | Expected Values | 1940.04 | Station_DSM2018_Base_High32273 | Generation | Off Peak | 2018-09-01 | Expected Values | 1334.87 | Station_DSM2018_Base_High32273 | Generation | On Peak | 2018-09-01 | Expected Values | 605.18 | 0.01 | Station_DSM2018_w30mw_High32276 | Generation | ALL | 2018-09-01 | Expected Values | 1940.08 | Station_DSM2018_w30mw_High32276 | Generation | Off Peak | 2018-09-01 | Expected Values | 1334.87 | Station_DSM2018_w30mw_High32276 | Generation | On Peak | 2018-09-01 | Expected Values | 605.21 | 0 | 2026 | 22294.2 | 2026 | 883224330 | 2026 | 14888840 | 2026 | 40.2846
| Station_DSM2018_Base_High32273 | Generation | ALL | 2018-10-01 | Expected Values | 1734.29 | Station_DSM2018_Base_High32273 | Generation | Off Peak | 2018-10-01 | Expected Values | 1113.13 | Station_DSM2018_Base_High32273 | Generation | On Peak | 2018-10-01 | Expected Values | 621.16 | 0 | Station_DSM2018_w30mw_High32276 | Generation | ALL | 2018-10-01 | Expected Values | 1734.93 | Station_DSM2018_w30mw_High32276 | Generation | Off Peak | 2018-10-01 | Expected Values | 1113.32 | Station_DSM2018_w30mw_High32276 | Generation | On Peak | 2018-10-01 | Expected Values | 621.61 | 0 | 2027 | 22599.5 | 2027 | 948425050 | 2027 | 15288960 | 2027 | 42.6432
| Station_DSM2018_Base_High32273 | Generation | ALL | 2018-11-01 | Expected Values | 1410.92 | Station_DSM2018_Base_High32273 | Generation | Off Peak | 2018-11-01 | Expected Values | 1042.16 | Station_DSM2018_Base_High32273 | Generation | On Peak | 2018-11-01 | Expected Values | 368.75 | -0.01 | Station_DSM2018_w30mw_High32276 | Generation | ALL | 2018-11-01 | Expected Values | 1410.94 | Station_DSM2018_w30mw_High32276 | Generation | Off Peak | 2018-11-01 | Expected Values | 1042.19 | Station_DSM2018_w30mw_High32276 | Generation | On Peak | 2018-11-01 | Expected Values | 368.75 | 0 | 2028 | 22918.76 | 2028 | 1053540900 | 2028 | 15847890 | 2028 | 46.66
| Station_DSM2018_Base_High32273 | Generation | ALL | 2018-12-01 | Expected Values | 1536.7 | Station_DSM2018_Base_High32273 | Generation | Off Peak | 2018-12-01 | Expected Values | 1156.27 | Station_DSM2018_Base_High32273 | Generation | On Peak | 2018-12-01 | Expected Values | 380.43 | 0 | Station_DSM2018_w30mw_High32276 | Generation | ALL | 2018-12-01 | Expected Values | 1536.76 | Station_DSM2018_w30mw_High32276 | Generation | Off Peak | 2018-12-01 | Expected Values | 1156.28 | Station_DSM2018_w30mw_High32276 | Generation | On Peak | 2018-12-01 | Expected Values | 380.48 | 0 | 2029 | 23238.15 | 2029 | 1135279880 | 2029 | 15866490 | 2029 | 49.5369
| Station_DSM2018_Base_High32273 | Generation | ALL | 2019-01-01 | Expected Values | 1526.18 | Station_DSM2018_Base_High32273 | Generation | Off Peak | 2019-01-01 | Expected Values | 1098.08 | Station_DSM2018_Base_High32273 | Generation | On Peak | 2019-01-01 | Expected Values | 428.1 | 0 | Station_DSM2018_w30mw_High32276 | Generation | ALL | 2019-01-01 | Expected Values | 1526.19 | Station_DSM2018_w30mw_High32276 | Generation | Off Peak | 2019-01-01 | Expected Values | 1098.08 | Station_DSM2018_w30mw_High32276 | Generation | On Peak | 2019-01-01 | Expected Values | 428.1 | -0.01 | 2030 | 23520.93 | 2030 | 1254160340 | 2030 | 16480940 | 2030 | 54.0217
| Station_DSM2018_Base_High32273 | Generation | ALL | 2019-02-01 | Expected Values | 1346 | Station_DSM2018_Base_High32273 | Generation | Off Peak | 2019-02-01 | Expected Values | 985.52 | Station_DSM2018_Base_High32273 | Generation | On Peak | 2019-02-01 | Expected Values | 360.48 | 0 | Station_DSM2018_w30mw_High32276 | Generation | ALL | 2019-02-01 | Expected Values | 1346 | Station_DSM2018_w30mw_High32276 | Generation | Off Peak | 2019-02-01 | Expected Values | 985.52 | Station_DSM2018_w30mw_High32276 | Generation | On Peak | 2019-02-01 | Expected Values | 360.48 | 0 | 2031 | 23794.2 | 2031 | 1314458170 | 2031 | 17211250 | 2031 | 55.9661
| Station_DSM2018_Base_High32273 | Generation | ALL | 2019-03-01 | Expected Values | 1485.53 | Station_DSM2018_Base_High32273 | Generation | Off Peak | 2019-03-01 | Expected Values | 1121.89 | Station_DSM2018_Base_High32273 | Generation | On Peak | 2019-03-01 | Expected Values | 363.64 | 0 | Station_DSM2018_w30mw_High32276 | Generation | ALL | 2019-03-01 | Expected Values | 1485.66 | Station_DSM2018_w30mw_High32276 | Generation | Off Peak | 2019-03-01 | Expected Values | 1121.96 | Station_DSM2018_w30mw_High32276 | Generation | On Peak | 2019-03-01 | Expected Values | 363.7 | 0 | 2032 | 24087.12 | 2032 | 1424740110 | 2032 | 17826470 | 2032 | 59.8895
| Station_DSM2018_Base_High32273 | Generation | ALL | 2019-04-01 | Expected Values | 1587.01 | Station_DSM2018_Base_High32273 | Generation | Off Peak | 2019-04-01 | Expected Values | 1033.9 | Station_DSM2018_Base_High32273 | Generation | On Peak | 2019-04-01 | Expected Values | 553.1 | -0.01 | Station_DSM2018_w30mw_High32276 | Generation | ALL | 2019-04-01 | Expected Values | 1587.01 | Station_DSM2018_w30mw_High32276 | Generation | Off Peak | 2019-04-01 | Expected Values | 1033.9 | Station_DSM2018_w30mw_High32276 | Generation | On Peak | 2019-04-01 | Expected Values | 553.1 | -0.01 | 2033 | 24374.87 | 2033 | 1468247230 | 2033 | 18673950 | 2033 | 61.0022
| Station_DSM2018_Base_High32273 | Generation | ALL | 2019-05-01 | Expected Values | 1850.01 | Station_DSM2018_Base_High32273 | Generation | Off Peak | 2019-05-01 | Expected Values | 1183.53 | Station_DSM2018_Base_High32273 | Generation | On Peak | 2019-05-01 | Expected Values | 666.49 | 0.01 | Station_DSM2018_w30mw_High32276 | Generation | ALL | 2019-05-01 | Expected Values | 1850.01 | Station_DSM2018_w30mw_High32276 | Generation | Off Peak | 2019-05-01 | Expected Values | 1183.53 | Station_DSM2018_w30mw_High32276 | Generation | On Peak | 2019-05-01 | Expected Values | 666.49 | 0.01 | 2034 | 24659.95 | 2034 | 1599080540 | 2034 | 18927020 | 2034 | 65.6128
| Station_DSM2018_Base_High32273 | Generation | ALL | 2019-06-01 | Expected Values | 2008.38 | Station_DSM2018_Base_High32273 | Generation | Off Peak | 2019-06-01 | Expected Values | 1366.84 | Station_DSM2018_Base_High32273 | Generation | On Peak | 2019-06-01 | Expected Values | 641.54 | 0 | Station_DSM2018_w30mw_High32276 | Generation | ALL | 2019-06-01 | Expected Values | 2008.44 | Station_DSM2018_w30mw_High32276 | Generation | Off Peak | 2019-06-01 | Expected Values | 1366.85 | Station_DSM2018_w30mw_High32276 | Generation | On Peak | 2019-06-01 | Expected Values | 641.59 | 0 | 2035 | 24962.2 | 2035 | 1687446300 | 2035 | 19509960 | 2035 | 68.3816
| Station_DSM2018_Base_High32273 | Generation | ALL | 2019-07-01 | Expected Values | 2076.76 | Station_DSM2018_Base_High32273 | Generation | Off Peak | 2019-07-01 | Expected Values | 1334.36 | Station_DSM2018_Base_High32273 | Generation | On Peak | 2019-07-01 | Expected Values | 742.41 | 0.01 | Station_DSM2018_w30mw_High32276 | Generation | ALL | 2019-07-01 | Expected Values | 2075.78 | Station_DSM2018_w30mw_High32276 | Generation | Off Peak | 2019-07-01 | Expected Values | 1334.11 | Station_DSM2018_w30mw_High32276 | Generation | On Peak | 2019-07-01 | Expected Values | 741.67 | 0 | 2036 | 25260.05 | 2036 | 1766480310 | 2036 | 20291320 | 2036 | 70.7351
| Station_DSM2018_Base_High32273 | Generation | ALL | 2019-08-01 | Expected Values | 2103.64 | Station_DSM2018_Base_High32273 | Generation | Off Peak | 2019-08-01 | Expected Values | 1394.96 | Station_DSM2018_Base_High32273 | Generation | On Peak | 2019-08-01 | Expected Values | 708.67 | -0.01 | Station_DSM2018_w30mw_High32276 | Generation | ALL | 2019-08-01 | Expected Values | 2104.61 | Station_DSM2018_w30mw_High32276 | Generation | Off Peak | 2019-08-01 | Expected Values | 1395.72 | Station_DSM2018_w30mw_High32276 | Generation | On Peak | 2019-08-01 | Expected Values | 708.89 | 0 | 2037 | 25262.69 | 2037 | 1878834880 | 2037 | 20514480 | 2037 | 75.184
| Station_DSM2018_Base_High32273 | Generation | ALL | 2019-09-01 | Expected Values | 1958.19 | Station_DSM2018_Base_High32273 | Generation | Off Peak | 2019-09-01 | Expected Values | 1317.74 | Station_DSM2018_Base_High32273 | Generation | On Peak | 2019-09-01 | Expected Values | 640.45 | 0 | Station_DSM2018_w30mw_High32276 | Generation | ALL | 2019-09-01 | Expected Values | 1958.83 | Station_DSM2018_w30mw_High32276 | Generation | Off Peak | 2019-09-01 | Expected Values | 1317.99 | Station_DSM2018_w30mw_High32276 | Generation | On Peak | 2019-09-01 | Expected Values | 640.84 | 0 | 2038 | 25261.77 | 2038 | 1922910900 | 2038 | 20996540 | 2038 | 76.9506
| Station_DSM2018_Base_High32273 | Generation | ALL | 2019-10-01 | Expected Values | 1746.06 | Station_DSM2018_Base_High32273 | Generation | Off Peak | 2019-10-01 | Expected Values | 1129.26 | Station_DSM2018_Base_High32273 | Generation | On Peak | 2019-10-01 | Expected Values | 616.79 | -0.01 | Station_DSM2018_w30mw_High32276 | Generation | ALL | 2019-10-01 | Expected Values | 1747.94 | Station_DSM2018_w30mw_High32276 | Generation | Off Peak | 2019-10-01 | Expected Values | 1130.62 | Station_DSM2018_w30mw_High32276 | Generation | On Peak | 2019-10-01 | Expected Values | 617.32 | 0 | 2039 | 25258.6 | 2039 | 2002947630 | 2039 | 21276550 | 2039 | 80.14
| Station_DSM2018_Base_High32273 | Generation | ALL | 2019-11-01 | Expected Values | 1423.07 | Station_DSM2018_Base_High32273 | Generation | Off Peak | 2019-11-01 | Expected Values | 1069.64 | Station_DSM2018_Base_High32273 | Generation | On Peak | 2019-11-01 | Expected Values | 353.42 | -0.01 | Station_DSM2018_w30mw_High32276 | Generation | ALL | 2019-11-01 | Expected Values | 1423.07 | Station_DSM2018_w30mw_High32276 | Generation | Off Peak | 2019-11-01 | Expected Values | 1069.64 | Station_DSM2018_w30mw_High32276 | Generation | On Peak | 2019-11-01 | Expected Values | 353.42 | -0.01 | 2040 | 25264.04 | 2040 | 2019518760 | 2040 | 21909330 | 2040 | 80.8037
| Station_DSM2018_Base_High32273 | Generation | ALL | 2019-12-01 | Expected Values | 1548.89 | Station_DSM2018_Base_High32273 | Generation | Off Peak | 2019-12-01 | Expected Values | 1147.89 | Station_DSM2018_Base_High32273 | Generation | On Peak | 2019-12-01 | Expected Values | 401 | 0 | Station_DSM2018_w30mw_High32276 | Generation | ALL | 2019-12-01 | Expected Values | 1548.9 | Station_DSM2018_w30mw_High32276 | Generation | Off Peak | 2019-12-01 | Expected Values | 1147.88 | Station_DSM2018_w30mw_High32276 | Generation | On Peak | 2019-12-01 | Expected Values | 401.02 | 0 | 2041 | 25263.88 | 2041 | 2153002550 | 2041 | 21039730 | 2041 | 86.0534
| Station_DSM2018_Base_High32273 | Generation | ALL | 2020-01-01 | Expected Values | 1539.05 | Station_DSM2018_Base_High32273 | Generation | Off Peak | 2020-01-01 | Expected Values | 1106.2 | Station_DSM2018_Base_High32273 | Generation | On Peak | 2020-01-01 | Expected Values | 432.85 | 0 | Station_DSM2018_w30mw_High32276 | Generation | ALL | 2020-01-01 | Expected Values | 1539.04 | Station_DSM2018_w30mw_High32276 | Generation | Off Peak | 2020-01-01 | Expected Values | 1106.19 | Station_DSM2018_w30mw_High32276 | Generation | On Peak | 2020-01-01 | Expected Values | 432.85 | 0 | 2042 | 25262.67 | 2042 | 2273292030 | 2042 | 20713880 | 2042 | 90.8062
| Station_DSM2018_Base_High32273 | Generation | ALL | 2020-02-01 | Expected Values | 1359.84 | Station_DSM2018_Base_High32273 | Generation | Off Peak | 2020-02-01 | Expected Values | 1005.11 | Station_DSM2018_Base_High32273 | Generation | On Peak | 2020-02-01 | Expected Values | 354.73 | 0 | Station_DSM2018_w30mw_High32276 | Generation | ALL | 2020-02-01 | Expected Values | 1359.84 | Station_DSM2018_w30mw_High32276 | Generation | Off Peak | 2020-02-01 | Expected Values | 1005.11 | Station_DSM2018_w30mw_High32276 | Generation | On Peak | 2020-02-01 | Expected Values | 354.73 | 0 | 2043 | 25263.46 | 2043 | 2334879240 | 2043 | 20958110 | 2043 | 93.2508
| Station_DSM2018_Base_High32273 | Generation | ALL | 2020-03-01 | Expected Values | 1500.91 | Station_DSM2018_Base_High32273 | Generation | Off Peak | 2020-03-01 | Expected Values | 1116.98 | Station_DSM2018_Base_High32273 | Generation | On Peak | 2020-03-01 | Expected Values | 383.93 | 0 | Station_DSM2018_w30mw_High32276 | Generation | ALL | 2020-03-01 | Expected Values | 1500.95 | Station_DSM2018_w30mw_High32276 | Generation | Off Peak | 2020-03-01 | Expected Values | 1116.98 | Station_DSM2018_w30mw_High32276 | Generation | On Peak | 2020-03-01 | Expected Values | 383.96 | -0.01 | 2044 | 25263.2 | 2044 | 2331556420 | 2044 | 20531530 | 2044 | 93.1033
| Station_DSM2018_Base_High32273 | Generation | ALL | 2020-04-01 | Expected Values | 1604.03 | Station_DSM2018_Base_High32273 | Generation | Off Peak | 2020-04-01 | Expected Values | 1038.31 | Station_DSM2018_Base_High32273 | Generation | On Peak | 2020-04-01 | Expected Values | 565.73 | 0.01 | Station_DSM2018_w30mw_High32276 | Generation | ALL | 2020-04-01 | Expected Values | 1604.03 | Station_DSM2018_w30mw_High32276 | Generation | Off Peak | 2020-04-01 | Expected Values | 1038.31 | Station_DSM2018_w30mw_High32276 | Generation | On Peak | 2020-04-01 | Expected Values | 565.73 | 0.01 | 2045 | 25265.94 | 2045 | 2390681020 | 2045 | 21429920 | 2045 | 95.4689
| Station_DSM2018_Base_High32273 | Generation | ALL | 2020-05-01 | Expected Values | 1870.03 | Station_DSM2018_Base_High32273 | Generation | Off Peak | 2020-05-01 | Expected Values | 1251.97 | Station_DSM2018_Base_High32273 | Generation | On Peak | 2020-05-01 | Expected Values | 618.06 | 0 | Station_DSM2018_w30mw_High32276 | Generation | ALL | 2020-05-01 | Expected Values | 1870.03 | Station_DSM2018_w30mw_High32276 | Generation | Off Peak | 2020-05-01 | Expected Values | 1251.97 | Station_DSM2018_w30mw_High32276 | Generation | On Peak | 2020-05-01 | Expected Values | 618.06 | 0 | 2046 | 25260.6 | 2046 | 2480854190 | 2046 | 21765110 | 2046 | 99.072
| Station_DSM2018_Base_High32273 | Generation | ALL | 2020-06-01 | Expected Values | 2031.88 | Station_DSM2018_Base_High32273 | Generation | Off Peak | 2020-06-01 | Expected Values | 1319.41 | Station_DSM2018_Base_High32273 | Generation | On Peak | 2020-06-01 | Expected Values | 712.47 | 0 | Station_DSM2018_w30mw_High32276 | Generation | ALL | 2020-06-01 | Expected Values | 2033.01 | Station_DSM2018_w30mw_High32276 | Generation | Off Peak | 2020-06-01 | Expected Values | 1320.54 | Station_DSM2018_w30mw_High32276 | Generation | On Peak | 2020-06-01 | Expected Values | 712.48 | 0.01 | 2047 | 25265.93 | 2047 | 2477246300 | 2047 | 22326600 | 2047 | 98.9306
| Station_DSM2018_Base_High32273 | Generation | ALL | 2020-07-01 | Expected Values | 2103.02 | Station_DSM2018_Base_High32273 | Generation | Off Peak | 2020-07-01 | Expected Values | 1347.11 | Station_DSM2018_Base_High32273 | Generation | On Peak | 2020-07-01 | Expected Values | 755.91 | 0 | Station_DSM2018_w30mw_High32276 | Generation | ALL | 2020-07-01 | Expected Values | 2103.02 | Station_DSM2018_w30mw_High32276 | Generation | Off Peak | 2020-07-01 | Expected Values | 1347.11 | Station_DSM2018_w30mw_High32276 | Generation | On Peak | 2020-07-01 | Expected Values | 755.91 | 0 | Grand Total | 709714.61 | Grand Total | 44367256000 | Grand Total | 532354000
| Station_DSM2018_Base_High32273 | Generation | ALL | 2020-08-01 | Expected Values | 2132.24 | Station_DSM2018_Base_High32273 | Generation | Off Peak | 2020-08-01 | Expected Values | 1451.94 | Station_DSM2018_Base_High32273 | Generation | On Peak | 2020-08-01 | Expected Values | 680.29 | -0.01 | Station_DSM2018_w30mw_High32276 | Generation | ALL | 2020-08-01 | Expected Values | 2132.48 | Station_DSM2018_w30mw_High32276 | Generation | Off Peak | 2020-08-01 | Expected Values | 1451.98 | Station_DSM2018_w30mw_High32276 | Generation | On Peak | 2020-08-01 | Expected Values | 680.5 | 0
| Station_DSM2018_Base_High32273 | Generation | ALL | 2020-09-01 | Expected Values | 1981.77 | Station_DSM2018_Base_High32273 | Generation | Off Peak | 2020-09-01 | Expected Values | 1299.39 | Station_DSM2018_Base_High32273 | Generation | On Peak | 2020-09-01 | Expected Values | 682.38 | 0 | Station_DSM2018_w30mw_High32276 | Generation | ALL | 2020-09-01 | Expected Values | 1981.16 | Station_DSM2018_w30mw_High32276 | Generation | Off Peak | 2020-09-01 | Expected Values | 1300.05 | Station_DSM2018_w30mw_High32276 | Generation | On Peak | 2020-09-01 | Expected Values | 681.1 | -0.01
| Station_DSM2018_Base_High32273 | Generation | ALL | 2020-10-01 | Expected Values | 1767.69 | Station_DSM2018_Base_High32273 | Generation | Off Peak | 2020-10-01 | Expected Values | 1178.93 | Station_DSM2018_Base_High32273 | Generation | On Peak | 2020-10-01 | Expected Values | 588.76 | 0 | Station_DSM2018_w30mw_High32276 | Generation | ALL | 2020-10-01 | Expected Values | 1768.02 | Station_DSM2018_w30mw_High32276 | Generation | Off Peak | 2020-10-01 | Expected Values | 1179.39 | Station_DSM2018_w30mw_High32276 | Generation | On Peak | 2020-10-01 | Expected Values | 588.63 | 0
| Station_DSM2018_Base_High32273 | Generation | ALL | 2020-11-01 | Expected Values | 1438.95 | Station_DSM2018_Base_High32273 | Generation | Off Peak | 2020-11-01 | Expected Values | 1081.27 | Station_DSM2018_Base_High32273 | Generation | On Peak | 2020-11-01 | Expected Values | 357.68 | 0 | Station_DSM2018_w30mw_High32276 | Generation | ALL | 2020-11-01 | Expected Values | 1438.95 | Station_DSM2018_w30mw_High32276 | Generation | Off Peak | 2020-11-01 | Expected Values | 1081.27 | Station_DSM2018_w30mw_High32276 | Generation | On Peak | 2020-11-01 | Expected Values | 357.68 | 0
| Station_DSM2018_Base_High32273 | Generation | ALL | 2020-12-01 | Expected Values | 1565.02 | Station_DSM2018_Base_High32273 | Generation | Off Peak | 2020-12-01 | Expected Values | 1142.72 | Station_DSM2018_Base_High32273 | Generation | On Peak | 2020-12-01 | Expected Values | 422.3 | 0 | Station_DSM2018_w30mw_High32276 | Generation | ALL | 2020-12-01 | Expected Values | 1565.02 | Station_DSM2018_w30mw_High32276 | Generation | Off Peak | 2020-12-01 | Expected Values | 1142.72 | Station_DSM2018_w30mw_High32276 | Generation | On Peak | 2020-12-01 | Expected Values | 422.3 | 0
| Station_DSM2018_Base_High32273 | Generation | ALL | 2021-01-01 | Expected Values | 1553.98 | Station_DSM2018_Base_High32273 | Generation | Off Peak | 2021-01-01 | Expected Values | 1149.67 | Station_DSM2018_Base_High32273 | Generation | On Peak | 2021-01-01 | Expected Values | 404.31 | 0 | Station_DSM2018_w30mw_High32276 | Generation | ALL | 2021-01-01 | Expected Values | 1553.98 | Station_DSM2018_w30mw_High32276 | Generation | Off Peak | 2021-01-01 | Expected Values | 1149.67 | Station_DSM2018_w30mw_High32276 | Generation | On Peak | 2021-01-01 | Expected Values | 404.31 | 0
| Station_DSM2018_Base_High32273 | Generation | ALL | 2021-02-01 | Expected Values | 1370.01 | Station_DSM2018_Base_High32273 | Generation | Off Peak | 2021-02-01 | Expected Values | 1000.94 | Station_DSM2018_Base_High32273 | Generation | On Peak | 2021-02-01 | Expected Values | 369.07 | 0 | Station_DSM2018_w30mw_High32276 | Generation | ALL | 2021-02-01 | Expected Values | 1370.09 | Station_DSM2018_w30mw_High32276 | Generation | Off Peak | 2021-02-01 | Expected Values | 1000.96 | Station_DSM2018_w30mw_High32276 | Generation | On Peak | 2021-02-01 | Expected Values | 369.14 | 0.01
| Station_DSM2018_Base_High32273 | Generation | ALL | 2021-03-01 | Expected Values | 1515.46 | Station_DSM2018_Base_High32273 | Generation | Off Peak | 2021-03-01 | Expected Values | 1112.06 | Station_DSM2018_Base_High32273 | Generation | On Peak | 2021-03-01 | Expected Values | 403.4 | 0 | Station_DSM2018_w30mw_High32276 | Generation | ALL | 2021-03-01 | Expected Values | 1515.68 | Station_DSM2018_w30mw_High32276 | Generation | Off Peak | 2021-03-01 | Expected Values | 1112.12 | Station_DSM2018_w30mw_High32276 | Generation | On Peak | 2021-03-01 | Expected Values | 403.56 | 0
| Station_DSM2018_Base_High32273 | Generation | ALL | 2021-04-01 | Expected Values | 1621.04 | Station_DSM2018_Base_High32273 | Generation | Off Peak | 2021-04-01 | Expected Values | 1044.81 | Station_DSM2018_Base_High32273 | Generation | On Peak | 2021-04-01 | Expected Values | 576.23 | 0 | Station_DSM2018_w30mw_High32276 | Generation | ALL | 2021-04-01 | Expected Values | 1621.04 | Station_DSM2018_w30mw_High32276 | Generation | Off Peak | 2021-04-01 | Expected Values | 1044.81 | Station_DSM2018_w30mw_High32276 | Generation | On Peak | 2021-04-01 | Expected Values | 576.23 | 0
| Station_DSM2018_Base_High32273 | Generation | ALL | 2021-05-01 | Expected Values | 1889.81 | Station_DSM2018_Base_High32273 | Generation | Off Peak | 2021-05-01 | Expected Values | 1262.98 | Station_DSM2018_Base_High32273 | Generation | On Peak | 2021-05-01 | Expected Values | 626.82 | -0.01 | Station_DSM2018_w30mw_High32276 | Generation | ALL | 2021-05-01 | Expected Values | 1890.47 | Station_DSM2018_w30mw_High32276 | Generation | Off Peak | 2021-05-01 | Expected Values | 1263.11 | Station_DSM2018_w30mw_High32276 | Generation | On Peak | 2021-05-01 | Expected Values | 627.35 | -0.01
| Station_DSM2018_Base_High32273 | Generation | ALL | 2021-06-01 | Expected Values | 2057.02 | Station_DSM2018_Base_High32273 | Generation | Off Peak | 2021-06-01 | Expected Values | 1336.66 | Station_DSM2018_Base_High32273 | Generation | On Peak | 2021-06-01 | Expected Values | 720.35 | -0.01 | Station_DSM2018_w30mw_High32276 | Generation | ALL | 2021-06-01 | Expected Values | 2057.02 | Station_DSM2018_w30mw_High32276 | Generation | Off Peak | 2021-06-01 | Expected Values | 1336.66 | Station_DSM2018_w30mw_High32276 | Generation | On Peak | 2021-06-01 | Expected Values | 720.36 | 0
| Station_DSM2018_Base_High32273 | Generation | ALL | 2021-07-01 | Expected Values | 2129.03 | Station_DSM2018_Base_High32273 | Generation | Off Peak | 2021-07-01 | Expected Values | 1392.89 | Station_DSM2018_Base_High32273 | Generation | On Peak | 2021-07-01 | Expected Values | 736.14 | 0 | Station_DSM2018_w30mw_High32276 | Generation | ALL | 2021-07-01 | Expected Values | 2129.03 | Station_DSM2018_w30mw_High32276 | Generation | Off Peak | 2021-07-01 | Expected Values | 1392.89 | Station_DSM2018_w30mw_High32276 | Generation | On Peak | 2021-07-01 | Expected Values | 736.14 | 0
| Station_DSM2018_Base_High32273 | Generation | ALL | 2021-08-01 | Expected Values | 2159 | Station_DSM2018_Base_High32273 | Generation | Off Peak | 2021-08-01 | Expected Values | 1439.79 | Station_DSM2018_Base_High32273 | Generation | On Peak | 2021-08-01 | Expected Values | 719.21 | 0 | Station_DSM2018_w30mw_High32276 | Generation | ALL | 2021-08-01 | Expected Values | 2159 | Station_DSM2018_w30mw_High32276 | Generation | Off Peak | 2021-08-01 | Expected Values | 1439.79 | Station_DSM2018_w30mw_High32276 | Generation | On Peak | 2021-08-01 | Expected Values | 719.21 | 0
| Station_DSM2018_Base_High32273 | Generation | ALL | 2021-09-01 | Expected Values | 2008.67 | Station_DSM2018_Base_High32273 | Generation | Off Peak | 2021-09-01 | Expected Values | 1313.49 | Station_DSM2018_Base_High32273 | Generation | On Peak | 2021-09-01 | Expected Values | 695.19 | 0.01 | Station_DSM2018_w30mw_High32276 | Generation | ALL | 2021-09-01 | Expected Values | 2008.72 | Station_DSM2018_w30mw_High32276 | Generation | Off Peak | 2021-09-01 | Expected Values | 1313.5 | Station_DSM2018_w30mw_High32276 | Generation | On Peak | 2021-09-01 | Expected Values | 695.22 | 0
| Station_DSM2018_Base_High32273 | Generation | ALL | 2021-10-01 | Expected Values | 1794.41 | Station_DSM2018_Base_High32273 | Generation | Off Peak | 2021-10-01 | Expected Values | 1224.65 | Station_DSM2018_Base_High32273 | Generation | On Peak | 2021-10-01 | Expected Values | 569.77 | 0.01 | Station_DSM2018_w30mw_High32276 | Generation | ALL | 2021-10-01 | Expected Values | 1794.61 | Station_DSM2018_w30mw_High32276 | Generation | Off Peak | 2021-10-01 | Expected Values | 1224.75 | Station_DSM2018_w30mw_High32276 | Generation | On Peak | 2021-10-01 | Expected Values | 569.86 | 0
| Station_DSM2018_Base_High32273 | Generation | ALL | 2021-11-01 | Expected Values | 1455.99 | Station_DSM2018_Base_High32273 | Generation | Off Peak | 2021-11-01 | Expected Values | 1076.61 | Station_DSM2018_Base_High32273 | Generation | On Peak | 2021-11-01 | Expected Values | 379.38 | 0 | Station_DSM2018_w30mw_High32276 | Generation | ALL | 2021-11-01 | Expected Values | 1455.99 | Station_DSM2018_w30mw_High32276 | Generation | Off Peak | 2021-11-01 | Expected Values | 1076.61 | Station_DSM2018_w30mw_High32276 | Generation | On Peak | 2021-11-01 | Expected Values | 379.38 | 0
| Station_DSM2018_Base_High32273 | Generation | ALL | 2021-12-01 | Expected Values | 1582.03 | Station_DSM2018_Base_High32273 | Generation | Off Peak | 2021-12-01 | Expected Values | 1154.94 | Station_DSM2018_Base_High32273 | Generation | On Peak | 2021-12-01 | Expected Values | 427.09 | 0 | Station_DSM2018_w30mw_High32276 | Generation | ALL | 2021-12-01 | Expected Values | 1582.03 | Station_DSM2018_w30mw_High32276 | Generation | Off Peak | 2021-12-01 | Expected Values | 1154.94 | Station_DSM2018_w30mw_High32276 | Generation | On Peak | 2021-12-01 | Expected Values | 427.09 | 0
| Station_DSM2018_Base_High32273 | Generation | ALL | 2022-01-01 | Expected Values | 1565.05 | Station_DSM2018_Base_High32273 | Generation | Off Peak | 2022-01-01 | Expected Values | 1157 | Station_DSM2018_Base_High32273 | Generation | On Peak | 2022-01-01 | Expected Values | 408.05 | 0 | Station_DSM2018_w30mw_High32276 | Generation | ALL | 2022-01-01 | Expected Values | 1565.03 | Station_DSM2018_w30mw_High32276 | Generation | Off Peak | 2022-01-01 | Expected Values | 1157 | Station_DSM2018_w30mw_High32276 | Generation | On Peak | 2022-01-01 | Expected Values | 408.03 | 0
| Station_DSM2018_Base_High32273 | Generation | ALL | 2022-02-01 | Expected Values | 1380.03 | Station_DSM2018_Base_High32273 | Generation | Off Peak | 2022-02-01 | Expected Values | 1007.73 | Station_DSM2018_Base_High32273 | Generation | On Peak | 2022-02-01 | Expected Values | 372.3 | 0 | Station_DSM2018_w30mw_High32276 | Generation | ALL | 2022-02-01 | Expected Values | 1380.03 | Station_DSM2018_w30mw_High32276 | Generation | Off Peak | 2022-02-01 | Expected Values | 1007.73 | Station_DSM2018_w30mw_High32276 | Generation | On Peak | 2022-02-01 | Expected Values | 372.3 | 0
| Station_DSM2018_Base_High32273 | Generation | ALL | 2022-03-01 | Expected Values | 1526.05 | Station_DSM2018_Base_High32273 | Generation | Off Peak | 2022-03-01 | Expected Values | 1118.87 | Station_DSM2018_Base_High32273 | Generation | On Peak | 2022-03-01 | Expected Values | 407.18 | 0 | Station_DSM2018_w30mw_High32276 | Generation | ALL | 2022-03-01 | Expected Values | 1526.05 | Station_DSM2018_w30mw_High32276 | Generation | Off Peak | 2022-03-01 | Expected Values | 1118.87 | Station_DSM2018_w30mw_High32276 | Generation | On Peak | 2022-03-01 | Expected Values | 407.18 | 0
| Station_DSM2018_Base_High32273 | Generation | ALL | 2022-04-01 | Expected Values | 1635.06 | Station_DSM2018_Base_High32273 | Generation | Off Peak | 2022-04-01 | Expected Values | 1077.59 | Station_DSM2018_Base_High32273 | Generation | On Peak | 2022-04-01 | Expected Values | 557.47 | 0 | Station_DSM2018_w30mw_High32276 | Generation | ALL | 2022-04-01 | Expected Values | 1635.06 | Station_DSM2018_w30mw_High32276 | Generation | Off Peak | 2022-04-01 | Expected Values | 1077.59 | Station_DSM2018_w30mw_High32276 | Generation | On Peak | 2022-04-01 | Expected Values | 557.47 | 0
| Station_DSM2018_Base_High32273 | Generation | ALL | 2022-05-01 | Expected Values | 1908.45 | Station_DSM2018_Base_High32273 | Generation | Off Peak | 2022-05-01 | Expected Values | 1246.11 | Station_DSM2018_Base_High32273 | Generation | On Peak | 2022-05-01 | Expected Values | 662.34 | 0 | Station_DSM2018_w30mw_High32276 | Generation | ALL | 2022-05-01 | Expected Values | 1908.63 | Station_DSM2018_w30mw_High32276 | Generation | Off Peak | 2022-05-01 | Expected Values | 1246.18 | Station_DSM2018_w30mw_High32276 | Generation | On Peak | 2022-05-01 | Expected Values | 662.45 | 0
| Station_DSM2018_Base_High32273 | Generation | ALL | 2022-06-01 | Expected Values | 2078 | Station_DSM2018_Base_High32273 | Generation | Off Peak | 2022-06-01 | Expected Values | 1345.61 | Station_DSM2018_Base_High32273 | Generation | On Peak | 2022-06-01 | Expected Values | 732.39 | 0 | Station_DSM2018_w30mw_High32276 | Generation | ALL | 2022-06-01 | Expected Values | 2078.02 | Station_DSM2018_w30mw_High32276 | Generation | Off Peak | 2022-06-01 | Expected Values | 1345.61 | Station_DSM2018_w30mw_High32276 | Generation | On Peak | 2022-06-01 | Expected Values | 732.41 | 0
| Station_DSM2018_Base_High32273 | Generation | ALL | 2022-07-01 | Expected Values | 2144.66 | Station_DSM2018_Base_High32273 | Generation | Off Peak | 2022-07-01 | Expected Values | 1437.51 | Station_DSM2018_Base_High32273 | Generation | On Peak | 2022-07-01 | Expected Values | 707.15 | 0 | Station_DSM2018_w30mw_High32276 | Generation | ALL | 2022-07-01 | Expected Values | 2144.99 | Station_DSM2018_w30mw_High32276 | Generation | Off Peak | 2022-07-01 | Expected Values | 1437.68 | Station_DSM2018_w30mw_High32276 | Generation | On Peak | 2022-07-01 | Expected Values | 707.31 | 0
| Station_DSM2018_Base_High32273 | Generation | ALL | 2022-08-01 | Expected Values | 2180 | Station_DSM2018_Base_High32273 | Generation | Off Peak | 2022-08-01 | Expected Values | 1422.7 | Station_DSM2018_Base_High32273 | Generation | On Peak | 2022-08-01 | Expected Values | 757.3 | 0 | Station_DSM2018_w30mw_High32276 | Generation | ALL | 2022-08-01 | Expected Values | 2180 | Station_DSM2018_w30mw_High32276 | Generation | Off Peak | 2022-08-01 | Expected Values | 1422.7 | Station_DSM2018_w30mw_High32276 | Generation | On Peak | 2022-08-01 | Expected Values | 757.3 | 0
| Station_DSM2018_Base_High32273 | Generation | ALL | 2022-09-01 | Expected Values | 2028.3 | Station_DSM2018_Base_High32273 | Generation | Off Peak | 2022-09-01 | Expected Values | 1321.92 | Station_DSM2018_Base_High32273 | Generation | On Peak | 2022-09-01 | Expected Values | 706.37 | -0.01 | Station_DSM2018_w30mw_High32276 | Generation | ALL | 2022-09-01 | Expected Values | 2028.41 | Station_DSM2018_w30mw_High32276 | Generation | Off Peak | 2022-09-01 | Expected Values | 1321.95 | Station_DSM2018_w30mw_High32276 | Generation | On Peak | 2022-09-01 | Expected Values | 706.46 | 0
| Station_DSM2018_Base_High32273 | Generation | ALL | 2022-10-01 | Expected Values | 1811.04 | Station_DSM2018_Base_High32273 | Generation | Off Peak | 2022-10-01 | Expected Values | 1219.14 | Station_DSM2018_Base_High32273 | Generation | On Peak | 2022-10-01 | Expected Values | 591.89 | -0.01 | Station_DSM2018_w30mw_High32276 | Generation | ALL | 2022-10-01 | Expected Values | 1811.04 | Station_DSM2018_w30mw_High32276 | Generation | Off Peak | 2022-10-01 | Expected Values | 1219.14 | Station_DSM2018_w30mw_High32276 | Generation | On Peak | 2022-10-01 | Expected Values | 591.89 | -0.01
| Station_DSM2018_Base_High32273 | Generation | ALL | 2022-11-01 | Expected Values | 1468 | Station_DSM2018_Base_High32273 | Generation | Off Peak | 2022-11-01 | Expected Values | 1085.69 | Station_DSM2018_Base_High32273 | Generation | On Peak | 2022-11-01 | Expected Values | 382.31 | 0 | Station_DSM2018_w30mw_High32276 | Generation | ALL | 2022-11-01 | Expected Values | 1468 | Station_DSM2018_w30mw_High32276 | Generation | Off Peak | 2022-11-01 | Expected Values | 1085.69 | Station_DSM2018_w30mw_High32276 | Generation | On Peak | 2022-11-01 | Expected Values | 382.31 | 0
| Station_DSM2018_Base_High32273 | Generation | ALL | 2022-12-01 | Expected Values | 1592.86 | Station_DSM2018_Base_High32273 | Generation | Off Peak | 2022-12-01 | Expected Values | 1180.31 | Station_DSM2018_Base_High32273 | Generation | On Peak | 2022-12-01 | Expected Values | 412.54 | -0.01 | Station_DSM2018_w30mw_High32276 | Generation | ALL | 2022-12-01 | Expected Values | 1592.98 | Station_DSM2018_w30mw_High32276 | Generation | Off Peak | 2022-12-01 | Expected Values | 1180.43 | Station_DSM2018_w30mw_High32276 | Generation | On Peak | 2022-12-01 | Expected Values | 412.55 | 0
| Station_DSM2018_Base_High32273 | Generation | ALL | 2023-01-01 | Expected Values | 1583.04 | Station_DSM2018_Base_High32273 | Generation | Off Peak | 2023-01-01 | Expected Values | 1149.66 | Station_DSM2018_Base_High32273 | Generation | On Peak | 2023-01-01 | Expected Values | 433.38 | 0 | Station_DSM2018_w30mw_High32276 | Generation | ALL | 2023-01-01 | Expected Values | 1583.07 | Station_DSM2018_w30mw_High32276 | Generation | Off Peak | 2023-01-01 | Expected Values | 1149.66 | Station_DSM2018_w30mw_High32276 | Generation | On Peak | 2023-01-01 | Expected Values | 433.4 | -0.01
| Station_DSM2018_Base_High32273 | Generation | ALL | 2023-02-01 | Expected Values | 1395.03 | Station_DSM2018_Base_High32273 | Generation | Off Peak | 2023-02-01 | Expected Values | 1022.04 | Station_DSM2018_Base_High32273 | Generation | On Peak | 2023-02-01 | Expected Values | 372.99 | 0 | Station_DSM2018_w30mw_High32276 | Generation | ALL | 2023-02-01 | Expected Values | 1394.97 | Station_DSM2018_w30mw_High32276 | Generation | Off Peak | 2023-02-01 | Expected Values | 1022.03 | Station_DSM2018_w30mw_High32276 | Generation | On Peak | 2023-02-01 | Expected Values | 372.94 | 0
| Station_DSM2018_Base_High32273 | Generation | ALL | 2023-03-01 | Expected Values | 1544.06 | Station_DSM2018_Base_High32273 | Generation | Off Peak | 2023-03-01 | Expected Values | 1131.29 | Station_DSM2018_Base_High32273 | Generation | On Peak | 2023-03-01 | Expected Values | 412.77 | 0 | Station_DSM2018_w30mw_High32276 | Generation | ALL | 2023-03-01 | Expected Values | 1544.06 | Station_DSM2018_w30mw_High32276 | Generation | Off Peak | 2023-03-01 | Expected Values | 1131.29 | Station_DSM2018_w30mw_High32276 | Generation | On Peak | 2023-03-01 | Expected Values | 412.77 | 0
| Station_DSM2018_Base_High32273 | Generation | ALL | 2023-04-01 | Expected Values | 1655.06 | Station_DSM2018_Base_High32273 | Generation | Off Peak | 2023-04-01 | Expected Values | 1113.03 | Station_DSM2018_Base_High32273 | Generation | On Peak | 2023-04-01 | Expected Values | 542.04 | 0.01 | Station_DSM2018_w30mw_High32276 | Generation | ALL | 2023-04-01 | Expected Values | 1655.06 | Station_DSM2018_w30mw_High32276 | Generation | Off Peak | 2023-04-01 | Expected Values | 1113.03 | Station_DSM2018_w30mw_High32276 | Generation | On Peak | 2023-04-01 | Expected Values | 542.04 | 0.01
| Station_DSM2018_Base_High32273 | Generation | ALL | 2023-05-01 | Expected Values | 1934.07 | Station_DSM2018_Base_High32273 | Generation | Off Peak | 2023-05-01 | Expected Values | 1234.17 | Station_DSM2018_Base_High32273 | Generation | On Peak | 2023-05-01 | Expected Values | 699.9 | 0 | Station_DSM2018_w30mw_High32276 | Generation | ALL | 2023-05-01 | Expected Values | 1934.07 | Station_DSM2018_w30mw_High32276 | Generation | Off Peak | 2023-05-01 | Expected Values | 1234.17 | Station_DSM2018_w30mw_High32276 | Generation | On Peak | 2023-05-01 | Expected Values | 699.9 | 0
| Station_DSM2018_Base_High32273 | Generation | ALL | 2023-06-01 | Expected Values | 2106.05 | Station_DSM2018_Base_High32273 | Generation | Off Peak | 2023-06-01 | Expected Values | 1360.29 | Station_DSM2018_Base_High32273 | Generation | On Peak | 2023-06-01 | Expected Values | 745.75 | -0.01 | Station_DSM2018_w30mw_High32276 | Generation | ALL | 2023-06-01 | Expected Values | 2106.05 | Station_DSM2018_w30mw_High32276 | Generation | Off Peak | 2023-06-01 | Expected Values | 1360.29 | Station_DSM2018_w30mw_High32276 | Generation | On Peak | 2023-06-01 | Expected Values | 745.75 | -0.01
| Station_DSM2018_Base_High32273 | Generation | ALL | 2023-07-01 | Expected Values | 2179.86 | Station_DSM2018_Base_High32273 | Generation | Off Peak | 2023-07-01 | Expected Values | 1462.82 | Station_DSM2018_Base_High32273 | Generation | On Peak | 2023-07-01 | Expected Values | 717.05 | 0.01 | Station_DSM2018_w30mw_High32276 | Generation | ALL | 2023-07-01 | Expected Values | 2180.02 | Station_DSM2018_w30mw_High32276 | Generation | Off Peak | 2023-07-01 | Expected Values | 1462.82 | Station_DSM2018_w30mw_High32276 | Generation | On Peak | 2023-07-01 | Expected Values | 717.2 | 0
| Station_DSM2018_Base_High32273 | Generation | ALL | 2023-08-01 | Expected Values | 2209.54 | Station_DSM2018_Base_High32273 | Generation | Off Peak | 2023-08-01 | Expected Values | 1444.62 | Station_DSM2018_Base_High32273 | Generation | On Peak | 2023-08-01 | Expected Values | 764.92 | 0 | Station_DSM2018_w30mw_High32276 | Generation | ALL | 2023-08-01 | Expected Values | 2210 | Station_DSM2018_w30mw_High32276 | Generation | Off Peak | 2023-08-01 | Expected Values | 1444.67 | Station_DSM2018_w30mw_High32276 | Generation | On Peak | 2023-08-01 | Expected Values | 765.33 | 0
| Station_DSM2018_Base_High32273 | Generation | ALL | 2023-09-01 | Expected Values | 2056.88 | Station_DSM2018_Base_High32273 | Generation | Off Peak | 2023-09-01 | Expected Values | 1369.46 | Station_DSM2018_Base_High32273 | Generation | On Peak | 2023-09-01 | Expected Values | 687.42 | 0 | Station_DSM2018_w30mw_High32276 | Generation | ALL | 2023-09-01 | Expected Values | 2056.9 | Station_DSM2018_w30mw_High32276 | Generation | Off Peak | 2023-09-01 | Expected Values | 1369.47 | Station_DSM2018_w30mw_High32276 | Generation | On Peak | 2023-09-01 | Expected Values | 687.43 | 0
| Station_DSM2018_Base_High32273 | Generation | ALL | 2023-10-01 | Expected Values | 1834.53 | Station_DSM2018_Base_High32273 | Generation | Off Peak | 2023-10-01 | Expected Values | 1209.3 | Station_DSM2018_Base_High32273 | Generation | On Peak | 2023-10-01 | Expected Values | 625.22 | -0.01 | Station_DSM2018_w30mw_High32276 | Generation | ALL | 2023-10-01 | Expected Values | 1835.04 | Station_DSM2018_w30mw_High32276 | Generation | Off Peak | 2023-10-01 | Expected Values | 1209.37 | Station_DSM2018_w30mw_High32276 | Generation | On Peak | 2023-10-01 | Expected Values | 625.67 | 0
| Station_DSM2018_Base_High32273 | Generation | ALL | 2023-11-01 | Expected Values | 1485.58 | Station_DSM2018_Base_High32273 | Generation | Off Peak | 2023-11-01 | Expected Values | 1098.02 | Station_DSM2018_Base_High32273 | Generation | On Peak | 2023-11-01 | Expected Values | 387.55 | -0.01 | Station_DSM2018_w30mw_High32276 | Generation | ALL | 2023-11-01 | Expected Values | 1485.58 | Station_DSM2018_w30mw_High32276 | Generation | Off Peak | 2023-11-01 | Expected Values | 1098.02 | Station_DSM2018_w30mw_High32276 | Generation | On Peak | 2023-11-01 | Expected Values | 387.55 | -0.01
| Station_DSM2018_Base_High32273 | Generation | ALL | 2023-12-01 | Expected Values | 1612.04 | Station_DSM2018_Base_High32273 | Generation | Off Peak | 2023-12-01 | Expected Values | 1213.16 | Station_DSM2018_Base_High32273 | Generation | On Peak | 2023-12-01 | Expected Values | 398.88 | 0 | Station_DSM2018_w30mw_High32276 | Generation | ALL | 2023-12-01 | Expected Values | 1612.04 | Station_DSM2018_w30mw_High32276 | Generation | Off Peak | 2023-12-01 | Expected Values | 1213.16 | Station_DSM2018_w30mw_High32276 | Generation | On Peak | 2023-12-01 | Expected Values | 398.88 | 0
| Station_DSM2018_Base_High32273 | Generation | ALL | 2024-01-01 | Expected Values | 1601.1 | Station_DSM2018_Base_High32273 | Generation | Off Peak | 2024-01-01 | Expected Values | 1144.39 | Station_DSM2018_Base_High32273 | Generation | On Peak | 2024-01-01 | Expected Values | 456.72 | 0.01 | Station_DSM2018_w30mw_High32276 | Generation | ALL | 2024-01-01 | Expected Values | 1601.09 | Station_DSM2018_w30mw_High32276 | Generation | Off Peak | 2024-01-01 | Expected Values | 1144.39 | Station_DSM2018_w30mw_High32276 | Generation | On Peak | 2024-01-01 | Expected Values | 456.71 | 0.01
| Station_DSM2018_Base_High32273 | Generation | ALL | 2024-02-01 | Expected Values | 1413.11 | Station_DSM2018_Base_High32273 | Generation | Off Peak | 2024-02-01 | Expected Values | 1026.53 | Station_DSM2018_Base_High32273 | Generation | On Peak | 2024-02-01 | Expected Values | 386.58 | 0 | Station_DSM2018_w30mw_High32276 | Generation | ALL | 2024-02-01 | Expected Values | 1413.11 | Station_DSM2018_w30mw_High32276 | Generation | Off Peak | 2024-02-01 | Expected Values | 1026.53 | Station_DSM2018_w30mw_High32276 | Generation | On Peak | 2024-02-01 | Expected Values | 386.58 | 0
| Station_DSM2018_Base_High32273 | Generation | ALL | 2024-03-01 | Expected Values | 1563.04 | Station_DSM2018_Base_High32273 | Generation | Off Peak | 2024-03-01 | Expected Values | 1178.66 | Station_DSM2018_Base_High32273 | Generation | On Peak | 2024-03-01 | Expected Values | 384.38 | 0 | Station_DSM2018_w30mw_High32276 | Generation | ALL | 2024-03-01 | Expected Values | 1563.04 | Station_DSM2018_w30mw_High32276 | Generation | Off Peak | 2024-03-01 | Expected Values | 1178.66 | Station_DSM2018_w30mw_High32276 | Generation | On Peak | 2024-03-01 | Expected Values | 384.38 | 0
| Station_DSM2018_Base_High32273 | Generation | ALL | 2024-04-01 | Expected Values | 1676.04 | Station_DSM2018_Base_High32273 | Generation | Off Peak | 2024-04-01 | Expected Values | 1084.18 | Station_DSM2018_Base_High32273 | Generation | On Peak | 2024-04-01 | Expected Values | 591.86 | 0 | Station_DSM2018_w30mw_High32276 | Generation | ALL | 2024-04-01 | Expected Values | 1676.04 | Station_DSM2018_w30mw_High32276 | Generation | Off Peak | 2024-04-01 | Expected Values | 1084.18 | Station_DSM2018_w30mw_High32276 | Generation | On Peak | 2024-04-01 | Expected Values | 591.86 | 0
| Station_DSM2018_Base_High32273 | Generation | ALL | 2024-05-01 | Expected Values | 1960.03 | Station_DSM2018_Base_High32273 | Generation | Off Peak | 2024-05-01 | Expected Values | 1247.26 | Station_DSM2018_Base_High32273 | Generation | On Peak | 2024-05-01 | Expected Values | 712.77 | 0 | Station_DSM2018_w30mw_High32276 | Generation | ALL | 2024-05-01 | Expected Values | 1960.03 | Station_DSM2018_w30mw_High32276 | Generation | Off Peak | 2024-05-01 | Expected Values | 1247.26 | Station_DSM2018_w30mw_High32276 | Generation | On Peak | 2024-05-01 | Expected Values | 712.77 | 0
| Station_DSM2018_Base_High32273 | Generation | ALL | 2024-06-01 | Expected Values | 2135.93 | Station_DSM2018_Base_High32273 | Generation | Off Peak | 2024-06-01 | Expected Values | 1449.1 | Station_DSM2018_Base_High32273 | Generation | On Peak | 2024-06-01 | Expected Values | 686.83 | 0 | Station_DSM2018_w30mw_High32276 | Generation | ALL | 2024-06-01 | Expected Values | 2135.96 | Station_DSM2018_w30mw_High32276 | Generation | Off Peak | 2024-06-01 | Expected Values | 1449.1 | Station_DSM2018_w30mw_High32276 | Generation | On Peak | 2024-06-01 | Expected Values | 686.85 | -0.01
| Station_DSM2018_Base_High32273 | Generation | ALL | 2024-07-01 | Expected Values | 2210.83 | Station_DSM2018_Base_High32273 | Generation | Off Peak | 2024-07-01 | Expected Values | 1415.42 | Station_DSM2018_Base_High32273 | Generation | On Peak | 2024-07-01 | Expected Values | 795.41 | 0 | Station_DSM2018_w30mw_High32276 | Generation | ALL | 2024-07-01 | Expected Values | 2210.86 | Station_DSM2018_w30mw_High32276 | Generation | Off Peak | 2024-07-01 | Expected Values | 1415.42 | Station_DSM2018_w30mw_High32276 | Generation | On Peak | 2024-07-01 | Expected Values | 795.44 | 0
| Station_DSM2018_Base_High32273 | Generation | ALL | 2024-08-01 | Expected Values | 2238.76 | Station_DSM2018_Base_High32273 | Generation | Off Peak | 2024-08-01 | Expected Values | 1480.97 | Station_DSM2018_Base_High32273 | Generation | On Peak | 2024-08-01 | Expected Values | 757.79 | 0 | Station_DSM2018_w30mw_High32276 | Generation | ALL | 2024-08-01 | Expected Values | 2238.99 | Station_DSM2018_w30mw_High32276 | Generation | Off Peak | 2024-08-01 | Expected Values | 1481.02 | Station_DSM2018_w30mw_High32276 | Generation | On Peak | 2024-08-01 | Expected Values | 757.97 | 0
| Station_DSM2018_Base_High32273 | Generation | ALL | 2024-09-01 | Expected Values | 2080.21 | Station_DSM2018_Base_High32273 | Generation | Off Peak | 2024-09-01 | Expected Values | 1398.96 | Station_DSM2018_Base_High32273 | Generation | On Peak | 2024-09-01 | Expected Values | 681.25 | 0 | Station_DSM2018_w30mw_High32276 | Generation | ALL | 2024-09-01 | Expected Values | 2083.76 | Station_DSM2018_w30mw_High32276 | Generation | Off Peak | 2024-09-01 | Expected Values | 1399.43 | Station_DSM2018_w30mw_High32276 | Generation | On Peak | 2024-09-01 | Expected Values | 684.33 | 0
| Station_DSM2018_Base_High32273 | Generation | ALL | 2024-10-01 | Expected Values | 1850.13 | Station_DSM2018_Base_High32273 | Generation | Off Peak | 2024-10-01 | Expected Values | 1193.92 | Station_DSM2018_Base_High32273 | Generation | On Peak | 2024-10-01 | Expected Values | 656.21 | 0 | Station_DSM2018_w30mw_High32276 | Generation | ALL | 2024-10-01 | Expected Values | 1851.43 | Station_DSM2018_w30mw_High32276 | Generation | Off Peak | 2024-10-01 | Expected Values | 1194.91 | Station_DSM2018_w30mw_High32276 | Generation | On Peak | 2024-10-01 | Expected Values | 656.52 | 0
| Station_DSM2018_Base_High32273 | Generation | ALL | 2024-11-01 | Expected Values | 1504.99 | Station_DSM2018_Base_High32273 | Generation | Off Peak | 2024-11-01 | Expected Values | 1131.43 | Station_DSM2018_Base_High32273 | Generation | On Peak | 2024-11-01 | Expected Values | 373.56 | 0 | Station_DSM2018_w30mw_High32276 | Generation | ALL | 2024-11-01 | Expected Values | 1504.99 | Station_DSM2018_w30mw_High32276 | Generation | Off Peak | 2024-11-01 | Expected Values | 1131.44 | Station_DSM2018_w30mw_High32276 | Generation | On Peak | 2024-11-01 | Expected Values | 373.56 | 0.01
| Station_DSM2018_Base_High32273 | Generation | ALL | 2024-12-01 | Expected Values | 1629.38 | Station_DSM2018_Base_High32273 | Generation | Off Peak | 2024-12-01 | Expected Values | 1205.58 | Station_DSM2018_Base_High32273 | Generation | On Peak | 2024-12-01 | Expected Values | 423.81 | 0.01 | Station_DSM2018_w30mw_High32276 | Generation | ALL | 2024-12-01 | Expected Values | 1629.66 | Station_DSM2018_w30mw_High32276 | Generation | Off Peak | 2024-12-01 | Expected Values | 1205.72 | Station_DSM2018_w30mw_High32276 | Generation | On Peak | 2024-12-01 | Expected Values | 423.95 | 0.01
| Station_DSM2018_Base_High32273 | Generation | ALL | 2025-01-01 | Expected Values | 1618.92 | Station_DSM2018_Base_High32273 | Generation | Off Peak | 2025-01-01 | Expected Values | 1155.58 | Station_DSM2018_Base_High32273 | Generation | On Peak | 2025-01-01 | Expected Values | 463.34 | 0 | Station_DSM2018_w30mw_High32276 | Generation | ALL | 2025-01-01 | Expected Values | 1618.95 | Station_DSM2018_w30mw_High32276 | Generation | Off Peak | 2025-01-01 | Expected Values | 1155.59 | Station_DSM2018_w30mw_High32276 | Generation | On Peak | 2025-01-01 | Expected Values | 463.36 | 0
| Station_DSM2018_Base_High32273 | Generation | ALL | 2025-02-01 | Expected Values | 1425.78 | Station_DSM2018_Base_High32273 | Generation | Off Peak | 2025-02-01 | Expected Values | 1039.74 | Station_DSM2018_Base_High32273 | Generation | On Peak | 2025-02-01 | Expected Values | 386.04 | 0 | Station_DSM2018_w30mw_High32276 | Generation | ALL | 2025-02-01 | Expected Values | 1425.98 | Station_DSM2018_w30mw_High32276 | Generation | Off Peak | 2025-02-01 | Expected Values | 1039.75 | Station_DSM2018_w30mw_High32276 | Generation | On Peak | 2025-02-01 | Expected Values | 386.23 | 0
| Station_DSM2018_Base_High32273 | Generation | ALL | 2025-03-01 | Expected Values | 1580.91 | Station_DSM2018_Base_High32273 | Generation | Off Peak | 2025-03-01 | Expected Values | 1192.53 | Station_DSM2018_Base_High32273 | Generation | On Peak | 2025-03-01 | Expected Values | 388.38 | 0 | Station_DSM2018_w30mw_High32276 | Generation | ALL | 2025-03-01 | Expected Values | 1580.94 | Station_DSM2018_w30mw_High32276 | Generation | Off Peak | 2025-03-01 | Expected Values | 1192.54 | Station_DSM2018_w30mw_High32276 | Generation | On Peak | 2025-03-01 | Expected Values | 388.4 | 0
| Station_DSM2018_Base_High32273 | Generation | ALL | 2025-04-01 | Expected Values | 1697.05 | Station_DSM2018_Base_High32273 | Generation | Off Peak | 2025-04-01 | Expected Values | 1092.42 | Station_DSM2018_Base_High32273 | Generation | On Peak | 2025-04-01 | Expected Values | 604.63 | 0 | Station_DSM2018_w30mw_High32276 | Generation | ALL | 2025-04-01 | Expected Values | 1697.05 | Station_DSM2018_w30mw_High32276 | Generation | Off Peak | 2025-04-01 | Expected Values | 1092.42 | Station_DSM2018_w30mw_High32276 | Generation | On Peak | 2025-04-01 | Expected Values | 604.63 | 0
| Station_DSM2018_Base_High32273 | Generation | ALL | 2025-05-01 | Expected Values | 1986.01 | Station_DSM2018_Base_High32273 | Generation | Off Peak | 2025-05-01 | Expected Values | 1292.29 | Station_DSM2018_Base_High32273 | Generation | On Peak | 2025-05-01 | Expected Values | 693.72 | 0 | Station_DSM2018_w30mw_High32276 | Generation | ALL | 2025-05-01 | Expected Values | 1986.04 | Station_DSM2018_w30mw_High32276 | Generation | Off Peak | 2025-05-01 | Expected Values | 1292.29 | Station_DSM2018_w30mw_High32276 | Generation | On Peak | 2025-05-01 | Expected Values | 693.75 | 0
| Station_DSM2018_Base_High32273 | Generation | ALL | 2025-06-01 | Expected Values | 2164.31 | Station_DSM2018_Base_High32273 | Generation | Off Peak | 2025-06-01 | Expected Values | 1436.52 | Station_DSM2018_Base_High32273 | Generation | On Peak | 2025-06-01 | Expected Values | 727.79 | 0 | Station_DSM2018_w30mw_High32276 | Generation | ALL | 2025-06-01 | Expected Values | 2164.43 | Station_DSM2018_w30mw_High32276 | Generation | Off Peak | 2025-06-01 | Expected Values | 1436.56 | Station_DSM2018_w30mw_High32276 | Generation | On Peak | 2025-06-01 | Expected Values | 727.87 | 0
| Station_DSM2018_Base_High32273 | Generation | ALL | 2025-07-01 | Expected Values | 2242.03 | Station_DSM2018_Base_High32273 | Generation | Off Peak | 2025-07-01 | Expected Values | 1432.2 | Station_DSM2018_Base_High32273 | Generation | On Peak | 2025-07-01 | Expected Values | 809.83 | 0 | Station_DSM2018_w30mw_High32276 | Generation | ALL | 2025-07-01 | Expected Values | 2242.03 | Station_DSM2018_w30mw_High32276 | Generation | Off Peak | 2025-07-01 | Expected Values | 1432.2 | Station_DSM2018_w30mw_High32276 | Generation | On Peak | 2025-07-01 | Expected Values | 809.83 | 0
| Station_DSM2018_Base_High32273 | Generation | ALL | 2025-08-01 | Expected Values | 2270.41 | Station_DSM2018_Base_High32273 | Generation | Off Peak | 2025-08-01 | Expected Values | 1538.31 | Station_DSM2018_Base_High32273 | Generation | On Peak | 2025-08-01 | Expected Values | 732.1 | 0 | Station_DSM2018_w30mw_High32276 | Generation | ALL | 2025-08-01 | Expected Values | 2269.86 | Station_DSM2018_w30mw_High32276 | Generation | Off Peak | 2025-08-01 | Expected Values | 1538.24 | Station_DSM2018_w30mw_High32276 | Generation | On Peak | 2025-08-01 | Expected Values | 731.62 | 0
| Station_DSM2018_Base_High32273 | Generation | ALL | 2025-09-01 | Expected Values | 2113.45 | Station_DSM2018_Base_High32273 | Generation | Off Peak | 2025-09-01 | Expected Values | 1385.82 | Station_DSM2018_Base_High32273 | Generation | On Peak | 2025-09-01 | Expected Values | 727.63 | 0 | Station_DSM2018_w30mw_High32276 | Generation | ALL | 2025-09-01 | Expected Values | 2114.66 | Station_DSM2018_w30mw_High32276 | Generation | Off Peak | 2025-09-01 | Expected Values | 1386.17 | Station_DSM2018_w30mw_High32276 | Generation | On Peak | 2025-09-01 | Expected Values | 728.49 | 0
| Station_DSM2018_Base_High32273 | Generation | ALL | 2025-10-01 | Expected Values | 1883.18 | Station_DSM2018_Base_High32273 | Generation | Off Peak | 2025-10-01 | Expected Values | 1220.42 | Station_DSM2018_Base_High32273 | Generation | On Peak | 2025-10-01 | Expected Values | 662.76 | 0 | Station_DSM2018_w30mw_High32276 | Generation | ALL | 2025-10-01 | Expected Values | 1884.13 | Station_DSM2018_w30mw_High32276 | Generation | Off Peak | 2025-10-01 | Expected Values | 1220.53 | Station_DSM2018_w30mw_High32276 | Generation | On Peak | 2025-10-01 | Expected Values | 663.6 | 0
| Station_DSM2018_Base_High32273 | Generation | ALL | 2025-11-01 | Expected Values | 1525 | Station_DSM2018_Base_High32273 | Generation | Off Peak | 2025-11-01 | Expected Values | 1164.97 | Station_DSM2018_Base_High32273 | Generation | On Peak | 2025-11-01 | Expected Values | 360.03 | 0 | Station_DSM2018_w30mw_High32276 | Generation | ALL | 2025-11-01 | Expected Values | 1524.94 | Station_DSM2018_w30mw_High32276 | Generation | Off Peak | 2025-11-01 | Expected Values | 1164.95 | Station_DSM2018_w30mw_High32276 | Generation | On Peak | 2025-11-01 | Expected Values | 359.99 | 0
| Station_DSM2018_Base_High32273 | Generation | ALL | 2025-12-01 | Expected Values | 1649.71 | Station_DSM2018_Base_High32273 | Generation | Off Peak | 2025-12-01 | Expected Values | 1201.02 | Station_DSM2018_Base_High32273 | Generation | On Peak | 2025-12-01 | Expected Values | 448.69 | 0 | Station_DSM2018_w30mw_High32276 | Generation | ALL | 2025-12-01 | Expected Values | 1649.76 | Station_DSM2018_w30mw_High32276 | Generation | Off Peak | 2025-12-01 | Expected Values | 1201.04 | Station_DSM2018_w30mw_High32276 | Generation | On Peak | 2025-12-01 | Expected Values | 448.72 | 0
| Station_DSM2018_Base_High32273 | Generation | ALL | 2026-01-01 | Expected Values | 1624.99 | Station_DSM2018_Base_High32273 | Generation | Off Peak | 2026-01-01 | Expected Values | 1178.48 | Station_DSM2018_Base_High32273 | Generation | On Peak | 2026-01-01 | Expected Values | 446.51 | 0 | Station_DSM2018_w30mw_High32276 | Generation | ALL | 2026-01-01 | Expected Values | 1625 | Station_DSM2018_w30mw_High32276 | Generation | Off Peak | 2026-01-01 | Expected Values | 1178.48 | Station_DSM2018_w30mw_High32276 | Generation | On Peak | 2026-01-01 | Expected Values | 446.52 | 0
| Station_DSM2018_Base_High32273 | Generation | ALL | 2026-02-01 | Expected Values | 1430.96 | Station_DSM2018_Base_High32273 | Generation | Off Peak | 2026-02-01 | Expected Values | 1042.22 | Station_DSM2018_Base_High32273 | Generation | On Peak | 2026-02-01 | Expected Values | 388.75 | 0.01 | Station_DSM2018_w30mw_High32276 | Generation | ALL | 2026-02-01 | Expected Values | 1430.93 | Station_DSM2018_w30mw_High32276 | Generation | Off Peak | 2026-02-01 | Expected Values | 1042.22 | Station_DSM2018_w30mw_High32276 | Generation | On Peak | 2026-02-01 | Expected Values | 388.71 | 0
| Station_DSM2018_Base_High32273 | Generation | ALL | 2026-03-01 | Expected Values | 1586.07 | Station_DSM2018_Base_High32273 | Generation | Off Peak | 2026-03-01 | Expected Values | 1178.84 | Station_DSM2018_Base_High32273 | Generation | On Peak | 2026-03-01 | Expected Values | 407.22 | -0.01 | Station_DSM2018_w30mw_High32276 | Generation | ALL | 2026-03-01 | Expected Values | 1586.07 | Station_DSM2018_w30mw_High32276 | Generation | Off Peak | 2026-03-01 | Expected Values | 1178.84 | Station_DSM2018_w30mw_High32276 | Generation | On Peak | 2026-03-01 | Expected Values | 407.22 | -0.01
| Station_DSM2018_Base_High32273 | Generation | ALL | 2026-04-01 | Expected Values | 1705.32 | Station_DSM2018_Base_High32273 | Generation | Off Peak | 2026-04-01 | Expected Values | 1093.56 | Station_DSM2018_Base_High32273 | Generation | On Peak | 2026-04-01 | Expected Values | 611.75 | -0.01 | Station_DSM2018_w30mw_High32276 | Generation | ALL | 2026-04-01 | Expected Values | 1705.42 | Station_DSM2018_w30mw_High32276 | Generation | Off Peak | 2026-04-01 | Expected Values | 1093.61 | Station_DSM2018_w30mw_High32276 | Generation | On Peak | 2026-04-01 | Expected Values | 611.81 | 0
| Station_DSM2018_Base_High32273 | Generation | ALL | 2026-05-01 | Expected Values | 1998.03 | Station_DSM2018_Base_High32273 | Generation | Off Peak | 2026-05-01 | Expected Values | 1329.86 | Station_DSM2018_Base_High32273 | Generation | On Peak | 2026-05-01 | Expected Values | 668.17 | 0 | Station_DSM2018_w30mw_High32276 | Generation | ALL | 2026-05-01 | Expected Values | 1998.03 | Station_DSM2018_w30mw_High32276 | Generation | Off Peak | 2026-05-01 | Expected Values | 1329.86 | Station_DSM2018_w30mw_High32276 | Generation | On Peak | 2026-05-01 | Expected Values | 668.17 | 0
| Station_DSM2018_Base_High32273 | Generation | ALL | 2026-06-01 | Expected Values | 2183.04 | Station_DSM2018_Base_High32273 | Generation | Off Peak | 2026-06-01 | Expected Values | 1412.7 | Station_DSM2018_Base_High32273 | Generation | On Peak | 2026-06-01 | Expected Values | 770.34 | 0 | Station_DSM2018_w30mw_High32276 | Generation | ALL | 2026-06-01 | Expected Values | 2183.04 | Station_DSM2018_w30mw_High32276 | Generation | Off Peak | 2026-06-01 | Expected Values | 1412.7 | Station_DSM2018_w30mw_High32276 | Generation | On Peak | 2026-06-01 | Expected Values | 770.34 | 0
| Station_DSM2018_Base_High32273 | Generation | ALL | 2026-07-01 | Expected Values | 2259.52 | Station_DSM2018_Base_High32273 | Generation | Off Peak | 2026-07-01 | Expected Values | 1442.29 | Station_DSM2018_Base_High32273 | Generation | On Peak | 2026-07-01 | Expected Values | 817.24 | 0.01 | Station_DSM2018_w30mw_High32276 | Generation | ALL | 2026-07-01 | Expected Values | 2259.4 | Station_DSM2018_w30mw_High32276 | Generation | Off Peak | 2026-07-01 | Expected Values | 1442.27 | Station_DSM2018_w30mw_High32276 | Generation | On Peak | 2026-07-01 | Expected Values | 817.13 | 0
| Station_DSM2018_Base_High32273 | Generation | ALL | 2026-08-01 | Expected Values | 2290.61 | Station_DSM2018_Base_High32273 | Generation | Off Peak | 2026-08-01 | Expected Values | 1554.73 | Station_DSM2018_Base_High32273 | Generation | On Peak | 2026-08-01 | Expected Values | 735.88 | 0 | Station_DSM2018_w30mw_High32276 | Generation | ALL | 2026-08-01 | Expected Values | 2291 | Station_DSM2018_w30mw_High32276 | Generation | Off Peak | 2026-08-01 | Expected Values | 1554.87 | Station_DSM2018_w30mw_High32276 | Generation | On Peak | 2026-08-01 | Expected Values | 736.13 | 0
| Station_DSM2018_Base_High32273 | Generation | ALL | 2026-09-01 | Expected Values | 2127.47 | Station_DSM2018_Base_High32273 | Generation | Off Peak | 2026-09-01 | Expected Values | 1392.76 | Station_DSM2018_Base_High32273 | Generation | On Peak | 2026-09-01 | Expected Values | 734.7 | -0.01 | Station_DSM2018_w30mw_High32276 | Generation | ALL | 2026-09-01 | Expected Values | 2127.89 | Station_DSM2018_w30mw_High32276 | Generation | Off Peak | 2026-09-01 | Expected Values | 1392.91 | Station_DSM2018_w30mw_High32276 | Generation | On Peak | 2026-09-01 | Expected Values | 734.97 | -0.01
| Station_DSM2018_Base_High32273 | Generation | ALL | 2026-10-01 | Expected Values | 1898.2 | Station_DSM2018_Base_High32273 | Generation | Off Peak | 2026-10-01 | Expected Values | 1259.11 | Station_DSM2018_Base_High32273 | Generation | On Peak | 2026-10-01 | Expected Values | 639.08 | -0.01 | Station_DSM2018_w30mw_High32276 | Generation | ALL | 2026-10-01 | Expected Values | 1898.3 | Station_DSM2018_w30mw_High32276 | Generation | Off Peak | 2026-10-01 | Expected Values | 1259.13 | Station_DSM2018_w30mw_High32276 | Generation | On Peak | 2026-10-01 | Expected Values | 639.18 | 0.01
| Station_DSM2018_Base_High32273 | Generation | ALL | 2026-11-01 | Expected Values | 1533.01 | Station_DSM2018_Base_High32273 | Generation | Off Peak | 2026-11-01 | Expected Values | 1151.18 | Station_DSM2018_Base_High32273 | Generation | On Peak | 2026-11-01 | Expected Values | 381.83 | 0 | Station_DSM2018_w30mw_High32276 | Generation | ALL | 2026-11-01 | Expected Values | 1533.01 | Station_DSM2018_w30mw_High32276 | Generation | Off Peak | 2026-11-01 | Expected Values | 1151.18 | Station_DSM2018_w30mw_High32276 | Generation | On Peak | 2026-11-01 | Expected Values | 381.83 | 0
| Station_DSM2018_Base_High32273 | Generation | ALL | 2026-12-01 | Expected Values | 1656.98 | Station_DSM2018_Base_High32273 | Generation | Off Peak | 2026-12-01 | Expected Values | 1207.29 | Station_DSM2018_Base_High32273 | Generation | On Peak | 2026-12-01 | Expected Values | 449.68 | -0.01 | Station_DSM2018_w30mw_High32276 | Generation | ALL | 2026-12-01 | Expected Values | 1656.91 | Station_DSM2018_w30mw_High32276 | Generation | Off Peak | 2026-12-01 | Expected Values | 1207.25 | Station_DSM2018_w30mw_High32276 | Generation | On Peak | 2026-12-01 | Expected Values | 449.66 | 0
| Station_DSM2018_Base_High32273 | Generation | ALL | 2027-01-01 | Expected Values | 1644.09 | Station_DSM2018_Base_High32273 | Generation | Off Peak | 2027-01-01 | Expected Values | 1208.56 | Station_DSM2018_Base_High32273 | Generation | On Peak | 2027-01-01 | Expected Values | 435.53 | 0 | Station_DSM2018_w30mw_High32276 | Generation | ALL | 2027-01-01 | Expected Values | 1644.12 | Station_DSM2018_w30mw_High32276 | Generation | Off Peak | 2027-01-01 | Expected Values | 1208.57 | Station_DSM2018_w30mw_High32276 | Generation | On Peak | 2027-01-01 | Expected Values | 435.54 | -0.01
| Station_DSM2018_Base_High32273 | Generation | ALL | 2027-02-01 | Expected Values | 1448.09 | Station_DSM2018_Base_High32273 | Generation | Off Peak | 2027-02-01 | Expected Values | 1053.14 | Station_DSM2018_Base_High32273 | Generation | On Peak | 2027-02-01 | Expected Values | 394.94 | -0.01 | Station_DSM2018_w30mw_High32276 | Generation | ALL | 2027-02-01 | Expected Values | 1448.09 | Station_DSM2018_w30mw_High32276 | Generation | Off Peak | 2027-02-01 | Expected Values | 1053.14 | Station_DSM2018_w30mw_High32276 | Generation | On Peak | 2027-02-01 | Expected Values | 394.94 | -0.01
| Station_DSM2018_Base_High32273 | Generation | ALL | 2027-03-01 | Expected Values | 1606.07 | Station_DSM2018_Base_High32273 | Generation | Off Peak | 2027-03-01 | Expected Values | 1176.87 | Station_DSM2018_Base_High32273 | Generation | On Peak | 2027-03-01 | Expected Values | 429.2 | 0 | Station_DSM2018_w30mw_High32276 | Generation | ALL | 2027-03-01 | Expected Values | 1606.07 | Station_DSM2018_w30mw_High32276 | Generation | Off Peak | 2027-03-01 | Expected Values | 1176.87 | Station_DSM2018_w30mw_High32276 | Generation | On Peak | 2027-03-01 | Expected Values | 429.2 | 0
| Station_DSM2018_Base_High32273 | Generation | ALL | 2027-04-01 | Expected Values | 1729.08 | Station_DSM2018_Base_High32273 | Generation | Off Peak | 2027-04-01 | Expected Values | 1104.56 | Station_DSM2018_Base_High32273 | Generation | On Peak | 2027-04-01 | Expected Values | 624.52 | 0 | Station_DSM2018_w30mw_High32276 | Generation | ALL | 2027-04-01 | Expected Values | 1729.07 | Station_DSM2018_w30mw_High32276 | Generation | Off Peak | 2027-04-01 | Expected Values | 1104.56 | Station_DSM2018_w30mw_High32276 | Generation | On Peak | 2027-04-01 | Expected Values | 624.52 | 0.01
| Station_DSM2018_Base_High32273 | Generation | ALL | 2027-05-01 | Expected Values | 2026.06 | Station_DSM2018_Base_High32273 | Generation | Off Peak | 2027-05-01 | Expected Values | 1345.4 | Station_DSM2018_Base_High32273 | Generation | On Peak | 2027-05-01 | Expected Values | 680.66 | 0 | Station_DSM2018_w30mw_High32276 | Generation | ALL | 2027-05-01 | Expected Values | 2026.06 | Station_DSM2018_w30mw_High32276 | Generation | Off Peak | 2027-05-01 | Expected Values | 1345.4 | Station_DSM2018_w30mw_High32276 | Generation | On Peak | 2027-05-01 | Expected Values | 680.66 | 0
| Station_DSM2018_Base_High32273 | Generation | ALL | 2027-06-01 | Expected Values | 2213.27 | Station_DSM2018_Base_High32273 | Generation | Off Peak | 2027-06-01 | Expected Values | 1434.87 | Station_DSM2018_Base_High32273 | Generation | On Peak | 2027-06-01 | Expected Values | 778.4 | 0 | Station_DSM2018_w30mw_High32276 | Generation | ALL | 2027-06-01 | Expected Values | 2213.58 | Station_DSM2018_w30mw_High32276 | Generation | Off Peak | 2027-06-01 | Expected Values | 1434.89 | Station_DSM2018_w30mw_High32276 | Generation | On Peak | 2027-06-01 | Expected Values | 778.69 | 0
| Station_DSM2018_Base_High32273 | Generation | ALL | 2027-07-01 | Expected Values | 2292.27 | Station_DSM2018_Base_High32273 | Generation | Off Peak | 2027-07-01 | Expected Values | 1496.28 | Station_DSM2018_Base_High32273 | Generation | On Peak | 2027-07-01 | Expected Values | 795.99 | 0 | Station_DSM2018_w30mw_High32276 | Generation | ALL | 2027-07-01 | Expected Values | 2292.57 | Station_DSM2018_w30mw_High32276 | Generation | Off Peak | 2027-07-01 | Expected Values | 1496.3 | Station_DSM2018_w30mw_High32276 | Generation | On Peak | 2027-07-01 | Expected Values | 796.27 | 0
| Station_DSM2018_Base_High32273 | Generation | ALL | 2027-08-01 | Expected Values | 2321.34 | Station_DSM2018_Base_High32273 | Generation | Off Peak | 2027-08-01 | Expected Values | 1545.77 | Station_DSM2018_Base_High32273 | Generation | On Peak | 2027-08-01 | Expected Values | 775.56 | -0.01 | Station_DSM2018_w30mw_High32276 | Generation | ALL | 2027-08-01 | Expected Values | 2321.96 | Station_DSM2018_w30mw_High32276 | Generation | Off Peak | 2027-08-01 | Expected Values | 1545.93 | Station_DSM2018_w30mw_High32276 | Generation | On Peak | 2027-08-01 | Expected Values | 776.03 | 0
| Station_DSM2018_Base_High32273 | Generation | ALL | 2027-09-01 | Expected Values | 2162.55 | Station_DSM2018_Base_High32273 | Generation | Off Peak | 2027-09-01 | Expected Values | 1411.51 | Station_DSM2018_Base_High32273 | Generation | On Peak | 2027-09-01 | Expected Values | 751.04 | 0 | Station_DSM2018_w30mw_High32276 | Generation | ALL | 2027-09-01 | Expected Values | 2163.01 | Station_DSM2018_w30mw_High32276 | Generation | Off Peak | 2027-09-01 | Expected Values | 1411.83 | Station_DSM2018_w30mw_High32276 | Generation | On Peak | 2027-09-01 | Expected Values | 751.19 | 0.01
| Station_DSM2018_Base_High32273 | Generation | ALL | 2027-10-01 | Expected Values | 1925.17 | Station_DSM2018_Base_High32273 | Generation | Off Peak | 2027-10-01 | Expected Values | 1308.75 | Station_DSM2018_Base_High32273 | Generation | On Peak | 2027-10-01 | Expected Values | 616.42 | 0 | Station_DSM2018_w30mw_High32276 | Generation | ALL | 2027-10-01 | Expected Values | 1925.3 | Station_DSM2018_w30mw_High32276 | Generation | Off Peak | 2027-10-01 | Expected Values | 1308.8 | Station_DSM2018_w30mw_High32276 | Generation | On Peak | 2027-10-01 | Expected Values | 616.5 | 0
| Station_DSM2018_Base_High32273 | Generation | ALL | 2027-11-01 | Expected Values | 1554.01 | Station_DSM2018_Base_High32273 | Generation | Off Peak | 2027-11-01 | Expected Values | 1147.03 | Station_DSM2018_Base_High32273 | Generation | On Peak | 2027-11-01 | Expected Values | 406.98 | 0 | Station_DSM2018_w30mw_High32276 | Generation | ALL | 2027-11-01 | Expected Values | 1554.01 | Station_DSM2018_w30mw_High32276 | Generation | Off Peak | 2027-11-01 | Expected Values | 1147.03 | Station_DSM2018_w30mw_High32276 | Generation | On Peak | 2027-11-01 | Expected Values | 406.98 | 0
| Station_DSM2018_Base_High32273 | Generation | ALL | 2027-12-01 | Expected Values | 1677.5 | Station_DSM2018_Base_High32273 | Generation | Off Peak | 2027-12-01 | Expected Values | 1222.43 | Station_DSM2018_Base_High32273 | Generation | On Peak | 2027-12-01 | Expected Values | 455.07 | 0 | Station_DSM2018_w30mw_High32276 | Generation | ALL | 2027-12-01 | Expected Values | 1677.51 | Station_DSM2018_w30mw_High32276 | Generation | Off Peak | 2027-12-01 | Expected Values | 1222.42 | Station_DSM2018_w30mw_High32276 | Generation | On Peak | 2027-12-01 | Expected Values | 455.09 | 0
| Station_DSM2018_Base_High32273 | Generation | ALL | 2028-01-01 | Expected Values | 1665.14 | Station_DSM2018_Base_High32273 | Generation | Off Peak | 2028-01-01 | Expected Values | 1223.04 | Station_DSM2018_Base_High32273 | Generation | On Peak | 2028-01-01 | Expected Values | 442.11 | 0.01 | Station_DSM2018_w30mw_High32276 | Generation | ALL | 2028-01-01 | Expected Values | 1665.15 | Station_DSM2018_w30mw_High32276 | Generation | Off Peak | 2028-01-01 | Expected Values | 1223.04 | Station_DSM2018_w30mw_High32276 | Generation | On Peak | 2028-01-01 | Expected Values | 442.11 | 0
| Station_DSM2018_Base_High32273 | Generation | ALL | 2028-02-01 | Expected Values | 1468.14 | Station_DSM2018_Base_High32273 | Generation | Off Peak | 2028-02-01 | Expected Values | 1063.12 | Station_DSM2018_Base_High32273 | Generation | On Peak | 2028-02-01 | Expected Values | 405.02 | 0 | Station_DSM2018_w30mw_High32276 | Generation | ALL | 2028-02-01 | Expected Values | 1468.14 | Station_DSM2018_w30mw_High32276 | Generation | Off Peak | 2028-02-01 | Expected Values | 1063.12 | Station_DSM2018_w30mw_High32276 | Generation | On Peak | 2028-02-01 | Expected Values | 405.02 | 0
| Station_DSM2018_Base_High32273 | Generation | ALL | 2028-03-01 | Expected Values | 1627.1 | Station_DSM2018_Base_High32273 | Generation | Off Peak | 2028-03-01 | Expected Values | 1190.78 | Station_DSM2018_Base_High32273 | Generation | On Peak | 2028-03-01 | Expected Values | 436.32 | 0 | Station_DSM2018_w30mw_High32276 | Generation | ALL | 2028-03-01 | Expected Values | 1627.1 | Station_DSM2018_w30mw_High32276 | Generation | Off Peak | 2028-03-01 | Expected Values | 1190.78 | Station_DSM2018_w30mw_High32276 | Generation | On Peak | 2028-03-01 | Expected Values | 436.32 | 0
| Station_DSM2018_Base_High32273 | Generation | ALL | 2028-04-01 | Expected Values | 1752.77 | Station_DSM2018_Base_High32273 | Generation | Off Peak | 2028-04-01 | Expected Values | 1172.8 | Station_DSM2018_Base_High32273 | Generation | On Peak | 2028-04-01 | Expected Values | 579.97 | 0 | Station_DSM2018_w30mw_High32276 | Generation | ALL | 2028-04-01 | Expected Values | 1752.79 | Station_DSM2018_w30mw_High32276 | Generation | Off Peak | 2028-04-01 | Expected Values | 1172.8 | Station_DSM2018_w30mw_High32276 | Generation | On Peak | 2028-04-01 | Expected Values | 580 | 0.01
| Station_DSM2018_Base_High32273 | Generation | ALL | 2028-05-01 | Expected Values | 2055.08 | Station_DSM2018_Base_High32273 | Generation | Off Peak | 2028-05-01 | Expected Values | 1304.46 | Station_DSM2018_Base_High32273 | Generation | On Peak | 2028-05-01 | Expected Values | 750.61 | -0.01 | Station_DSM2018_w30mw_High32276 | Generation | ALL | 2028-05-01 | Expected Values | 2055.08 | Station_DSM2018_w30mw_High32276 | Generation | Off Peak | 2028-05-01 | Expected Values | 1304.46 | Station_DSM2018_w30mw_High32276 | Generation | On Peak | 2028-05-01 | Expected Values | 750.61 | -0.01
| Station_DSM2018_Base_High32273 | Generation | ALL | 2028-06-01 | Expected Values | 2243.68 | Station_DSM2018_Base_High32273 | Generation | Off Peak | 2028-06-01 | Expected Values | 1447.88 | Station_DSM2018_Base_High32273 | Generation | On Peak | 2028-06-01 | Expected Values | 795.8 | 0 | Station_DSM2018_w30mw_High32276 | Generation | ALL | 2028-06-01 | Expected Values | 2244.13 | Station_DSM2018_w30mw_High32276 | Generation | Off Peak | 2028-06-01 | Expected Values | 1447.98 | Station_DSM2018_w30mw_High32276 | Generation | On Peak | 2028-06-01 | Expected Values | 796.15 | 0
| Station_DSM2018_Base_High32273 | Generation | ALL | 2028-07-01 | Expected Values | 2324.37 | Station_DSM2018_Base_High32273 | Generation | Off Peak | 2028-07-01 | Expected Values | 1560.22 | Station_DSM2018_Base_High32273 | Generation | On Peak | 2028-07-01 | Expected Values | 764.14 | -0.01 | Station_DSM2018_w30mw_High32276 | Generation | ALL | 2028-07-01 | Expected Values | 2324.88 | Station_DSM2018_w30mw_High32276 | Generation | Off Peak | 2028-07-01 | Expected Values | 1560.28 | Station_DSM2018_w30mw_High32276 | Generation | On Peak | 2028-07-01 | Expected Values | 764.6 | 0
| Station_DSM2018_Base_High32273 | Generation | ALL | 2028-08-01 | Expected Values | 2357.06 | Station_DSM2018_Base_High32273 | Generation | Off Peak | 2028-08-01 | Expected Values | 1540.11 | Station_DSM2018_Base_High32273 | Generation | On Peak | 2028-08-01 | Expected Values | 816.95 | 0 | Station_DSM2018_w30mw_High32276 | Generation | ALL | 2028-08-01 | Expected Values | 2357.21 | Station_DSM2018_w30mw_High32276 | Generation | Off Peak | 2028-08-01 | Expected Values | 1540.21 | Station_DSM2018_w30mw_High32276 | Generation | On Peak | 2028-08-01 | Expected Values | 817 | 0
| Station_DSM2018_Base_High32273 | Generation | ALL | 2028-09-01 | Expected Values | 2196.02 | Station_DSM2018_Base_High32273 | Generation | Off Peak | 2028-09-01 | Expected Values | 1461.26 | Station_DSM2018_Base_High32273 | Generation | On Peak | 2028-09-01 | Expected Values | 734.77 | 0.01 | Station_DSM2018_w30mw_High32276 | Generation | ALL | 2028-09-01 | Expected Values | 2196.02 | Station_DSM2018_w30mw_High32276 | Generation | Off Peak | 2028-09-01 | Expected Values | 1461.26 | Station_DSM2018_w30mw_High32276 | Generation | On Peak | 2028-09-01 | Expected Values | 734.77 | 0.01
| Station_DSM2018_Base_High32273 | Generation | ALL | 2028-10-01 | Expected Values | 1953.4 | Station_DSM2018_Base_High32273 | Generation | Off Peak | 2028-10-01 | Expected Values | 1286.14 | Station_DSM2018_Base_High32273 | Generation | On Peak | 2028-10-01 | Expected Values | 667.26 | 0 | Station_DSM2018_w30mw_High32276 | Generation | ALL | 2028-10-01 | Expected Values | 1953.61 | Station_DSM2018_w30mw_High32276 | Generation | Off Peak | 2028-10-01 | Expected Values | 1286.16 | Station_DSM2018_w30mw_High32276 | Generation | On Peak | 2028-10-01 | Expected Values | 667.45 | 0
| Station_DSM2018_Base_High32273 | Generation | ALL | 2028-11-01 | Expected Values | 1576 | Station_DSM2018_Base_High32273 | Generation | Off Peak | 2028-11-01 | Expected Values | 1172.23 | Station_DSM2018_Base_High32273 | Generation | On Peak | 2028-11-01 | Expected Values | 403.77 | 0 | Station_DSM2018_w30mw_High32276 | Generation | ALL | 2028-11-01 | Expected Values | 1576 | Station_DSM2018_w30mw_High32276 | Generation | Off Peak | 2028-11-01 | Expected Values | 1172.23 | Station_DSM2018_w30mw_High32276 | Generation | On Peak | 2028-11-01 | Expected Values | 403.77 | 0
| Station_DSM2018_Base_High32273 | Generation | ALL | 2028-12-01 | Expected Values | 1700 | Station_DSM2018_Base_High32273 | Generation | Off Peak | 2028-12-01 | Expected Values | 1278.36 | Station_DSM2018_Base_High32273 | Generation | On Peak | 2028-12-01 | Expected Values | 421.64 | 0 | Station_DSM2018_w30mw_High32276 | Generation | ALL | 2028-12-01 | Expected Values | 1700.22 | Station_DSM2018_w30mw_High32276 | Generation | Off Peak | 2028-12-01 | Expected Values | 1278.41 | Station_DSM2018_w30mw_High32276 | Generation | On Peak | 2028-12-01 | Expected Values | 421.81 | 0
| Station_DSM2018_Base_High32273 | Generation | ALL | 2029-01-01 | Expected Values | 1686.07 | Station_DSM2018_Base_High32273 | Generation | Off Peak | 2029-01-01 | Expected Values | 1198.01 | Station_DSM2018_Base_High32273 | Generation | On Peak | 2029-01-01 | Expected Values | 488.06 | 0 | Station_DSM2018_w30mw_High32276 | Generation | ALL | 2029-01-01 | Expected Values | 1686.15 | Station_DSM2018_w30mw_High32276 | Generation | Off Peak | 2029-01-01 | Expected Values | 1198.07 | Station_DSM2018_w30mw_High32276 | Generation | On Peak | 2029-01-01 | Expected Values | 488.08 | 0
| Station_DSM2018_Base_High32273 | Generation | ALL | 2029-02-01 | Expected Values | 1485.09 | Station_DSM2018_Base_High32273 | Generation | Off Peak | 2029-02-01 | Expected Values | 1080.78 | Station_DSM2018_Base_High32273 | Generation | On Peak | 2029-02-01 | Expected Values | 404.31 | 0 | Station_DSM2018_w30mw_High32276 | Generation | ALL | 2029-02-01 | Expected Values | 1485.1 | Station_DSM2018_w30mw_High32276 | Generation | Off Peak | 2029-02-01 | Expected Values | 1080.78 | Station_DSM2018_w30mw_High32276 | Generation | On Peak | 2029-02-01 | Expected Values | 404.31 | -0.01
| Station_DSM2018_Base_High32273 | Generation | ALL | 2029-03-01 | Expected Values | 1649.08 | Station_DSM2018_Base_High32273 | Generation | Off Peak | 2029-03-01 | Expected Values | 1225.22 | Station_DSM2018_Base_High32273 | Generation | On Peak | 2029-03-01 | Expected Values | 423.85 | -0.01 | Station_DSM2018_w30mw_High32276 | Generation | ALL | 2029-03-01 | Expected Values | 1649.08 | Station_DSM2018_w30mw_High32276 | Generation | Off Peak | 2029-03-01 | Expected Values | 1225.22 | Station_DSM2018_w30mw_High32276 | Generation | On Peak | 2029-03-01 | Expected Values | 423.85 | -0.01
| Station_DSM2018_Base_High32273 | Generation | ALL | 2029-04-01 | Expected Values | 1777.06 | Station_DSM2018_Base_High32273 | Generation | Off Peak | 2029-04-01 | Expected Values | 1171.02 | Station_DSM2018_Base_High32273 | Generation | On Peak | 2029-04-01 | Expected Values | 606.04 | 0 | Station_DSM2018_w30mw_High32276 | Generation | ALL | 2029-04-01 | Expected Values | 1777.06 | Station_DSM2018_w30mw_High32276 | Generation | Off Peak | 2029-04-01 | Expected Values | 1171.02 | Station_DSM2018_w30mw_High32276 | Generation | On Peak | 2029-04-01 | Expected Values | 606.04 | 0
| Station_DSM2018_Base_High32273 | Generation | ALL | 2029-05-01 | Expected Values | 2083.43 | Station_DSM2018_Base_High32273 | Generation | Off Peak | 2029-05-01 | Expected Values | 1326.93 | Station_DSM2018_Base_High32273 | Generation | On Peak | 2029-05-01 | Expected Values | 756.49 | -0.01 | Station_DSM2018_w30mw_High32276 | Generation | ALL | 2029-05-01 | Expected Values | 2083.77 | Station_DSM2018_w30mw_High32276 | Generation | Off Peak | 2029-05-01 | Expected Values | 1327.01 | Station_DSM2018_w30mw_High32276 | Generation | On Peak | 2029-05-01 | Expected Values | 756.76 | 0
| Station_DSM2018_Base_High32273 | Generation | ALL | 2029-06-01 | Expected Values | 2278.09 | Station_DSM2018_Base_High32273 | Generation | Off Peak | 2029-06-01 | Expected Values | 1512.47 | Station_DSM2018_Base_High32273 | Generation | On Peak | 2029-06-01 | Expected Values | 765.63 | 0.01 | Station_DSM2018_w30mw_High32276 | Generation | ALL | 2029-06-01 | Expected Values | 2278.07 | Station_DSM2018_w30mw_High32276 | Generation | Off Peak | 2029-06-01 | Expected Values | 1512.59 | Station_DSM2018_w30mw_High32276 | Generation | On Peak | 2029-06-01 | Expected Values | 765.48 | 0
| Station_DSM2018_Base_High32273 | Generation | ALL | 2029-07-01 | Expected Values | 2358.18 | Station_DSM2018_Base_High32273 | Generation | Off Peak | 2029-07-01 | Expected Values | 1546.85 | Station_DSM2018_Base_High32273 | Generation | On Peak | 2029-07-01 | Expected Values | 811.33 | 0 | Station_DSM2018_w30mw_High32276 | Generation | ALL | 2029-07-01 | Expected Values | 2358.62 | Station_DSM2018_w30mw_High32276 | Generation | Off Peak | 2029-07-01 | Expected Values | 1546.98 | Station_DSM2018_w30mw_High32276 | Generation | On Peak | 2029-07-01 | Expected Values | 811.64 | 0
| Station_DSM2018_Base_High32273 | Generation | ALL | 2029-08-01 | Expected Values | 2391.98 | Station_DSM2018_Base_High32273 | Generation | Off Peak | 2029-08-01 | Expected Values | 1544.73 | Station_DSM2018_Base_High32273 | Generation | On Peak | 2029-08-01 | Expected Values | 847.25 | 0 | Station_DSM2018_w30mw_High32276 | Generation | ALL | 2029-08-01 | Expected Values | 2391.82 | Station_DSM2018_w30mw_High32276 | Generation | Off Peak | 2029-08-01 | Expected Values | 1544.78 | Station_DSM2018_w30mw_High32276 | Generation | On Peak | 2029-08-01 | Expected Values | 847.04 | 0
| Station_DSM2018_Base_High32273 | Generation | ALL | 2029-09-01 | Expected Values | 2227.01 | Station_DSM2018_Base_High32273 | Generation | Off Peak | 2029-09-01 | Expected Values | 1527.21 | Station_DSM2018_Base_High32273 | Generation | On Peak | 2029-09-01 | Expected Values | 699.8 | 0 | Station_DSM2018_w30mw_High32276 | Generation | ALL | 2029-09-01 | Expected Values | 2227.02 | Station_DSM2018_w30mw_High32276 | Generation | Off Peak | 2029-09-01 | Expected Values | 1527.21 | Station_DSM2018_w30mw_High32276 | Generation | On Peak | 2029-09-01 | Expected Values | 699.81 | 0
| Station_DSM2018_Base_High32273 | Generation | ALL | 2029-10-01 | Expected Values | 1981.08 | Station_DSM2018_Base_High32273 | Generation | Off Peak | 2029-10-01 | Expected Values | 1264.37 | Station_DSM2018_Base_High32273 | Generation | On Peak | 2029-10-01 | Expected Values | 716.71 | 0 | Station_DSM2018_w30mw_High32276 | Generation | ALL | 2029-10-01 | Expected Values | 1980.57 | Station_DSM2018_w30mw_High32276 | Generation | Off Peak | 2029-10-01 | Expected Values | 1264.3 | Station_DSM2018_w30mw_High32276 | Generation | On Peak | 2029-10-01 | Expected Values | 716.27 | 0
| Station_DSM2018_Base_High32273 | Generation | ALL | 2029-11-01 | Expected Values | 1598.04 | Station_DSM2018_Base_High32273 | Generation | Off Peak | 2029-11-01 | Expected Values | 1178.82 | Station_DSM2018_Base_High32273 | Generation | On Peak | 2029-11-01 | Expected Values | 419.21 | -0.01 | Station_DSM2018_w30mw_High32276 | Generation | ALL | 2029-11-01 | Expected Values | 1598.01 | Station_DSM2018_w30mw_High32276 | Generation | Off Peak | 2029-11-01 | Expected Values | 1178.8 | Station_DSM2018_w30mw_High32276 | Generation | On Peak | 2029-11-01 | Expected Values | 419.21 | 0
| Station_DSM2018_Base_High32273 | Generation | ALL | 2029-12-01 | Expected Values | 1723.04 | Station_DSM2018_Base_High32273 | Generation | Off Peak | 2029-12-01 | Expected Values | 1291.83 | Station_DSM2018_Base_High32273 | Generation | On Peak | 2029-12-01 | Expected Values | 431.21 | 0 | Station_DSM2018_w30mw_High32276 | Generation | ALL | 2029-12-01 | Expected Values | 1723.06 | Station_DSM2018_w30mw_High32276 | Generation | Off Peak | 2029-12-01 | Expected Values | 1291.83 | Station_DSM2018_w30mw_High32276 | Generation | On Peak | 2029-12-01 | Expected Values | 431.22 | -0.01
| Station_DSM2018_Base_High32273 | Generation | ALL | 2030-01-01 | Expected Values | 1705.17 | Station_DSM2018_Base_High32273 | Generation | Off Peak | 2030-01-01 | Expected Values | 1209.95 | Station_DSM2018_Base_High32273 | Generation | On Peak | 2030-01-01 | Expected Values | 495.22 | 0 | Station_DSM2018_w30mw_High32276 | Generation | ALL | 2030-01-01 | Expected Values | 1705.18 | Station_DSM2018_w30mw_High32276 | Generation | Off Peak | 2030-01-01 | Expected Values | 1209.96 | Station_DSM2018_w30mw_High32276 | Generation | On Peak | 2030-01-01 | Expected Values | 495.22 | 0
| Station_DSM2018_Base_High32273 | Generation | ALL | 2030-02-01 | Expected Values | 1502.1 | Station_DSM2018_Base_High32273 | Generation | Off Peak | 2030-02-01 | Expected Values | 1093.29 | Station_DSM2018_Base_High32273 | Generation | On Peak | 2030-02-01 | Expected Values | 408.82 | 0.01 | Station_DSM2018_w30mw_High32276 | Generation | ALL | 2030-02-01 | Expected Values | 1502.1 | Station_DSM2018_w30mw_High32276 | Generation | Off Peak | 2030-02-01 | Expected Values | 1093.29 | Station_DSM2018_w30mw_High32276 | Generation | On Peak | 2030-02-01 | Expected Values | 408.82 | 0.01
| Station_DSM2018_Base_High32273 | Generation | ALL | 2030-03-01 | Expected Values | 1668.08 | Station_DSM2018_Base_High32273 | Generation | Off Peak | 2030-03-01 | Expected Values | 1256.47 | Station_DSM2018_Base_High32273 | Generation | On Peak | 2030-03-01 | Expected Values | 411.62 | 0.01 | Station_DSM2018_w30mw_High32276 | Generation | ALL | 2030-03-01 | Expected Values | 1668.08 | Station_DSM2018_w30mw_High32276 | Generation | Off Peak | 2030-03-01 | Expected Values | 1256.47 | Station_DSM2018_w30mw_High32276 | Generation | On Peak | 2030-03-01 | Expected Values | 411.62 | 0.01
| Station_DSM2018_Base_High32273 | Generation | ALL | 2030-04-01 | Expected Values | 1798.91 | Station_DSM2018_Base_High32273 | Generation | Off Peak | 2030-04-01 | Expected Values | 1158.65 | Station_DSM2018_Base_High32273 | Generation | On Peak | 2030-04-01 | Expected Values | 640.26 | 0 | Station_DSM2018_w30mw_High32276 | Generation | ALL | 2030-04-01 | Expected Values | 1799.07 | Station_DSM2018_w30mw_High32276 | Generation | Off Peak | 2030-04-01 | Expected Values | 1158.65 | Station_DSM2018_w30mw_High32276 | Generation | On Peak | 2030-04-01 | Expected Values | 640.42 | 0
| Station_DSM2018_Base_High32273 | Generation | ALL | 2030-05-01 | Expected Values | 2110.36 | Station_DSM2018_Base_High32273 | Generation | Off Peak | 2030-05-01 | Expected Values | 1340.66 | Station_DSM2018_Base_High32273 | Generation | On Peak | 2030-05-01 | Expected Values | 769.7 | 0 | Station_DSM2018_w30mw_High32276 | Generation | ALL | 2030-05-01 | Expected Values | 2110.7 | Station_DSM2018_w30mw_High32276 | Generation | Off Peak | 2030-05-01 | Expected Values | 1340.7 | Station_DSM2018_w30mw_High32276 | Generation | On Peak | 2030-05-01 | Expected Values | 770 | 0
| Station_DSM2018_Base_High32273 | Generation | ALL | 2030-06-01 | Expected Values | 2305.65 | Station_DSM2018_Base_High32273 | Generation | Off Peak | 2030-06-01 | Expected Values | 1564.34 | Station_DSM2018_Base_High32273 | Generation | On Peak | 2030-06-01 | Expected Values | 741.31 | 0 | Station_DSM2018_w30mw_High32276 | Generation | ALL | 2030-06-01 | Expected Values | 2306.6 | Station_DSM2018_w30mw_High32276 | Generation | Off Peak | 2030-06-01 | Expected Values | 1564.89 | Station_DSM2018_w30mw_High32276 | Generation | On Peak | 2030-06-01 | Expected Values | 741.71 | 0
| Station_DSM2018_Base_High32273 | Generation | ALL | 2030-07-01 | Expected Values | 2384.8 | Station_DSM2018_Base_High32273 | Generation | Off Peak | 2030-07-01 | Expected Values | 1529.24 | Station_DSM2018_Base_High32273 | Generation | On Peak | 2030-07-01 | Expected Values | 855.56 | 0 | Station_DSM2018_w30mw_High32276 | Generation | ALL | 2030-07-01 | Expected Values | 2386.09 | Station_DSM2018_w30mw_High32276 | Generation | Off Peak | 2030-07-01 | Expected Values | 1529.39 | Station_DSM2018_w30mw_High32276 | Generation | On Peak | 2030-07-01 | Expected Values | 856.7 | 0
| Station_DSM2018_Base_High32273 | Generation | ALL | 2030-08-01 | Expected Values | 2422.95 | Station_DSM2018_Base_High32273 | Generation | Off Peak | 2030-08-01 | Expected Values | 1601.58 | Station_DSM2018_Base_High32273 | Generation | On Peak | 2030-08-01 | Expected Values | 821.37 | 0 | Station_DSM2018_w30mw_High32276 | Generation | ALL | 2030-08-01 | Expected Values | 2423.24 | Station_DSM2018_w30mw_High32276 | Generation | Off Peak | 2030-08-01 | Expected Values | 1601.59 | Station_DSM2018_w30mw_High32276 | Generation | On Peak | 2030-08-01 | Expected Values | 821.64 | -0.01
| Station_DSM2018_Base_High32273 | Generation | ALL | 2030-09-01 | Expected Values | 2255.61 | Station_DSM2018_Base_High32273 | Generation | Off Peak | 2030-09-01 | Expected Values | 1513.49 | Station_DSM2018_Base_High32273 | Generation | On Peak | 2030-09-01 | Expected Values | 742.12 | 0 | Station_DSM2018_w30mw_High32276 | Generation | ALL | 2030-09-01 | Expected Values | 2255.66 | Station_DSM2018_w30mw_High32276 | Generation | Off Peak | 2030-09-01 | Expected Values | 1513.49 | Station_DSM2018_w30mw_High32276 | Generation | On Peak | 2030-09-01 | Expected Values | 742.17 | 0
| Station_DSM2018_Base_High32273 | Generation | ALL | 2030-10-01 | Expected Values | 2006.26 | Station_DSM2018_Base_High32273 | Generation | Off Peak | 2030-10-01 | Expected Values | 1288.65 | Station_DSM2018_Base_High32273 | Generation | On Peak | 2030-10-01 | Expected Values | 717.61 | 0 | Station_DSM2018_w30mw_High32276 | Generation | ALL | 2030-10-01 | Expected Values | 2006.36 | Station_DSM2018_w30mw_High32276 | Generation | Off Peak | 2030-10-01 | Expected Values | 1288.67 | Station_DSM2018_w30mw_High32276 | Generation | On Peak | 2030-10-01 | Expected Values | 717.68 | -0.01
| Station_DSM2018_Base_High32273 | Generation | ALL | 2030-11-01 | Expected Values | 1618.02 | Station_DSM2018_Base_High32273 | Generation | Off Peak | 2030-11-01 | Expected Values | 1215.58 | Station_DSM2018_Base_High32273 | Generation | On Peak | 2030-11-01 | Expected Values | 402.43 | -0.01 | Station_DSM2018_w30mw_High32276 | Generation | ALL | 2030-11-01 | Expected Values | 1618.02 | Station_DSM2018_w30mw_High32276 | Generation | Off Peak | 2030-11-01 | Expected Values | 1215.58 | Station_DSM2018_w30mw_High32276 | Generation | On Peak | 2030-11-01 | Expected Values | 402.43 | -0.01
| Station_DSM2018_Base_High32273 | Generation | ALL | 2030-12-01 | Expected Values | 1743.02 | Station_DSM2018_Base_High32273 | Generation | Off Peak | 2030-12-01 | Expected Values | 1287.51 | Station_DSM2018_Base_High32273 | Generation | On Peak | 2030-12-01 | Expected Values | 455.52 | 0.01 | Station_DSM2018_w30mw_High32276 | Generation | ALL | 2030-12-01 | Expected Values | 1743.07 | Station_DSM2018_w30mw_High32276 | Generation | Off Peak | 2030-12-01 | Expected Values | 1287.51 | Station_DSM2018_w30mw_High32276 | Generation | On Peak | 2030-12-01 | Expected Values | 455.56 | 0
| Station_DSM2018_Base_High32273 | Generation | ALL | 2031-01-01 | Expected Values | 1723.16 | Station_DSM2018_Base_High32273 | Generation | Off Peak | 2031-01-01 | Expected Values | 1221.66 | Station_DSM2018_Base_High32273 | Generation | On Peak | 2031-01-01 | Expected Values | 501.5 | 0 | Station_DSM2018_w30mw_High32276 | Generation | ALL | 2031-01-01 | Expected Values | 1723.18 | Station_DSM2018_w30mw_High32276 | Generation | Off Peak | 2031-01-01 | Expected Values | 1221.66 | Station_DSM2018_w30mw_High32276 | Generation | On Peak | 2031-01-01 | Expected Values | 501.52 | 0
| Station_DSM2018_Base_High32273 | Generation | ALL | 2031-02-01 | Expected Values | 1517.09 | Station_DSM2018_Base_High32273 | Generation | Off Peak | 2031-02-01 | Expected Values | 1102.98 | Station_DSM2018_Base_High32273 | Generation | On Peak | 2031-02-01 | Expected Values | 414.11 | 0 | Station_DSM2018_w30mw_High32276 | Generation | ALL | 2031-02-01 | Expected Values | 1517.1 | Station_DSM2018_w30mw_High32276 | Generation | Off Peak | 2031-02-01 | Expected Values | 1102.98 | Station_DSM2018_w30mw_High32276 | Generation | On Peak | 2031-02-01 | Expected Values | 414.12 | 0
| Station_DSM2018_Base_High32273 | Generation | ALL | 2031-03-01 | Expected Values | 1686.07 | Station_DSM2018_Base_High32273 | Generation | Off Peak | 2031-03-01 | Expected Values | 1270.6 | Station_DSM2018_Base_High32273 | Generation | On Peak | 2031-03-01 | Expected Values | 415.48 | 0.01 | Station_DSM2018_w30mw_High32276 | Generation | ALL | 2031-03-01 | Expected Values | 1686.07 | Station_DSM2018_w30mw_High32276 | Generation | Off Peak | 2031-03-01 | Expected Values | 1270.6 | Station_DSM2018_w30mw_High32276 | Generation | On Peak | 2031-03-01 | Expected Values | 415.48 | 0.01
| Station_DSM2018_Base_High32273 | Generation | ALL | 2031-04-01 | Expected Values | 1819.68 | Station_DSM2018_Base_High32273 | Generation | Off Peak | 2031-04-01 | Expected Values | 1166.69 | Station_DSM2018_Base_High32273 | Generation | On Peak | 2031-04-01 | Expected Values | 653 | 0.01 | Station_DSM2018_w30mw_High32276 | Generation | ALL | 2031-04-01 | Expected Values | 1819.82 | Station_DSM2018_w30mw_High32276 | Generation | Off Peak | 2031-04-01 | Expected Values | 1166.69 | Station_DSM2018_w30mw_High32276 | Generation | On Peak | 2031-04-01 | Expected Values | 653.14 | 0.01
| Station_DSM2018_Base_High32273 | Generation | ALL | 2031-05-01 | Expected Values | 2136.59 | Station_DSM2018_Base_High32273 | Generation | Off Peak | 2031-05-01 | Expected Values | 1388.44 | Station_DSM2018_Base_High32273 | Generation | On Peak | 2031-05-01 | Expected Values | 748.14 | -0.01 | Station_DSM2018_w30mw_High32276 | Generation | ALL | 2031-05-01 | Expected Values | 2136.55 | Station_DSM2018_w30mw_High32276 | Generation | Off Peak | 2031-05-01 | Expected Values | 1388.44 | Station_DSM2018_w30mw_High32276 | Generation | On Peak | 2031-05-01 | Expected Values | 748.1 | -0.01
| Station_DSM2018_Base_High32273 | Generation | ALL | 2031-06-01 | Expected Values | 2334.58 | Station_DSM2018_Base_High32273 | Generation | Off Peak | 2031-06-01 | Expected Values | 1549.51 | Station_DSM2018_Base_High32273 | Generation | On Peak | 2031-06-01 | Expected Values | 785.07 | 0 | Station_DSM2018_w30mw_High32276 | Generation | ALL | 2031-06-01 | Expected Values | 2335.14 | Station_DSM2018_w30mw_High32276 | Generation | Off Peak | 2031-06-01 | Expected Values | 1549.79 | Station_DSM2018_w30mw_High32276 | Generation | On Peak | 2031-06-01 | Expected Values | 785.35 | 0
| Station_DSM2018_Base_High32273 | Generation | ALL | 2031-07-01 | Expected Values | 2416.35 | Station_DSM2018_Base_High32273 | Generation | Off Peak | 2031-07-01 | Expected Values | 1546.63 | Station_DSM2018_Base_High32273 | Generation | On Peak | 2031-07-01 | Expected Values | 869.72 | 0 | Station_DSM2018_w30mw_High32276 | Generation | ALL | 2031-07-01 | Expected Values | 2418 | Station_DSM2018_w30mw_High32276 | Generation | Off Peak | 2031-07-01 | Expected Values | 1546.72 | Station_DSM2018_w30mw_High32276 | Generation | On Peak | 2031-07-01 | Expected Values | 871.28 | 0
| Station_DSM2018_Base_High32273 | Generation | ALL | 2031-08-01 | Expected Values | 2450.15 | Station_DSM2018_Base_High32273 | Generation | Off Peak | 2031-08-01 | Expected Values | 1660.2 | Station_DSM2018_Base_High32273 | Generation | On Peak | 2031-08-01 | Expected Values | 789.95 | 0 | Station_DSM2018_w30mw_High32276 | Generation | ALL | 2031-08-01 | Expected Values | 2450.66 | Station_DSM2018_w30mw_High32276 | Generation | Off Peak | 2031-08-01 | Expected Values | 1660.32 | Station_DSM2018_w30mw_High32276 | Generation | On Peak | 2031-08-01 | Expected Values | 790.34 | 0
| Station_DSM2018_Base_High32273 | Generation | ALL | 2031-09-01 | Expected Values | 2282.69 | Station_DSM2018_Base_High32273 | Generation | Off Peak | 2031-09-01 | Expected Values | 1496.62 | Station_DSM2018_Base_High32273 | Generation | On Peak | 2031-09-01 | Expected Values | 786.08 | 0.01 | Station_DSM2018_w30mw_High32276 | Generation | ALL | 2031-09-01 | Expected Values | 2283.09 | Station_DSM2018_w30mw_High32276 | Generation | Off Peak | 2031-09-01 | Expected Values | 1496.77 | Station_DSM2018_w30mw_High32276 | Generation | On Peak | 2031-09-01 | Expected Values | 786.32 | 0
| Station_DSM2018_Base_High32273 | Generation | ALL | 2031-10-01 | Expected Values | 2029.02 | Station_DSM2018_Base_High32273 | Generation | Off Peak | 2031-10-01 | Expected Values | 1313.21 | Station_DSM2018_Base_High32273 | Generation | On Peak | 2031-10-01 | Expected Values | 715.81 | 0 | Station_DSM2018_w30mw_High32276 | Generation | ALL | 2031-10-01 | Expected Values | 2029.06 | Station_DSM2018_w30mw_High32276 | Generation | Off Peak | 2031-10-01 | Expected Values | 1313.13 | Station_DSM2018_w30mw_High32276 | Generation | On Peak | 2031-10-01 | Expected Values | 715.93 | 0
| Station_DSM2018_Base_High32273 | Generation | ALL | 2031-11-01 | Expected Values | 1637.03 | Station_DSM2018_Base_High32273 | Generation | Off Peak | 2031-11-01 | Expected Values | 1249.94 | Station_DSM2018_Base_High32273 | Generation | On Peak | 2031-11-01 | Expected Values | 387.08 | -0.01 | Station_DSM2018_w30mw_High32276 | Generation | ALL | 2031-11-01 | Expected Values | 1637.03 | Station_DSM2018_w30mw_High32276 | Generation | Off Peak | 2031-11-01 | Expected Values | 1249.94 | Station_DSM2018_w30mw_High32276 | Generation | On Peak | 2031-11-01 | Expected Values | 387.08 | -0.01
| Station_DSM2018_Base_High32273 | Generation | ALL | 2031-12-01 | Expected Values | 1761.79 | Station_DSM2018_Base_High32273 | Generation | Off Peak | 2031-12-01 | Expected Values | 1280.78 | Station_DSM2018_Base_High32273 | Generation | On Peak | 2031-12-01 | Expected Values | 481.01 | 0 | Station_DSM2018_w30mw_High32276 | Generation | ALL | 2031-12-01 | Expected Values | 1761.86 | Station_DSM2018_w30mw_High32276 | Generation | Off Peak | 2031-12-01 | Expected Values | 1280.8 | Station_DSM2018_w30mw_High32276 | Generation | On Peak | 2031-12-01 | Expected Values | 481.07 | 0.01
| Station_DSM2018_Base_High32273 | Generation | ALL | 2032-01-01 | Expected Values | 1741.11 | Station_DSM2018_Base_High32273 | Generation | Off Peak | 2032-01-01 | Expected Values | 1255.25 | Station_DSM2018_Base_High32273 | Generation | On Peak | 2032-01-01 | Expected Values | 485.86 | 0 | Station_DSM2018_w30mw_High32276 | Generation | ALL | 2032-01-01 | Expected Values | 1741.13 | Station_DSM2018_w30mw_High32276 | Generation | Off Peak | 2032-01-01 | Expected Values | 1255.25 | Station_DSM2018_w30mw_High32276 | Generation | On Peak | 2032-01-01 | Expected Values | 485.88 | 0
| Station_DSM2018_Base_High32273 | Generation | ALL | 2032-02-01 | Expected Values | 1534.16 | Station_DSM2018_Base_High32273 | Generation | Off Peak | 2032-02-01 | Expected Values | 1124.61 | Station_DSM2018_Base_High32273 | Generation | On Peak | 2032-02-01 | Expected Values | 409.55 | 0 | Station_DSM2018_w30mw_High32276 | Generation | ALL | 2032-02-01 | Expected Values | 1534.16 | Station_DSM2018_w30mw_High32276 | Generation | Off Peak | 2032-02-01 | Expected Values | 1124.61 | Station_DSM2018_w30mw_High32276 | Generation | On Peak | 2032-02-01 | Expected Values | 409.55 | 0
| Station_DSM2018_Base_High32273 | Generation | ALL | 2032-03-01 | Expected Values | 1704.08 | Station_DSM2018_Base_High32273 | Generation | Off Peak | 2032-03-01 | Expected Values | 1248.09 | Station_DSM2018_Base_High32273 | Generation | On Peak | 2032-03-01 | Expected Values | 456 | 0.01 | Station_DSM2018_w30mw_High32276 | Generation | ALL | 2032-03-01 | Expected Values | 1704.09 | Station_DSM2018_w30mw_High32276 | Generation | Off Peak | 2032-03-01 | Expected Values | 1248.09 | Station_DSM2018_w30mw_High32276 | Generation | On Peak | 2032-03-01 | Expected Values | 456 | 0
| Station_DSM2018_Base_High32273 | Generation | ALL | 2032-04-01 | Expected Values | 1841.13 | Station_DSM2018_Base_High32273 | Generation | Off Peak | 2032-04-01 | Expected Values | 1172.78 | Station_DSM2018_Base_High32273 | Generation | On Peak | 2032-04-01 | Expected Values | 668.35 | 0 | Station_DSM2018_w30mw_High32276 | Generation | ALL | 2032-04-01 | Expected Values | 1841 | Station_DSM2018_w30mw_High32276 | Generation | Off Peak | 2032-04-01 | Expected Values | 1172.78 | Station_DSM2018_w30mw_High32276 | Generation | On Peak | 2032-04-01 | Expected Values | 668.22 | 0
| Station_DSM2018_Base_High32273 | Generation | ALL | 2032-05-01 | Expected Values | 2161.76 | Station_DSM2018_Base_High32273 | Generation | Off Peak | 2032-05-01 | Expected Values | 1435.14 | Station_DSM2018_Base_High32273 | Generation | On Peak | 2032-05-01 | Expected Values | 726.62 | 0 | Station_DSM2018_w30mw_High32276 | Generation | ALL | 2032-05-01 | Expected Values | 2161.88 | Station_DSM2018_w30mw_High32276 | Generation | Off Peak | 2032-05-01 | Expected Values | 1435.17 | Station_DSM2018_w30mw_High32276 | Generation | On Peak | 2032-05-01 | Expected Values | 726.7 | -0.01
| Station_DSM2018_Base_High32273 | Generation | ALL | 2032-06-01 | Expected Values | 2365.64 | Station_DSM2018_Base_High32273 | Generation | Off Peak | 2032-06-01 | Expected Values | 1534.35 | Station_DSM2018_Base_High32273 | Generation | On Peak | 2032-06-01 | Expected Values | 831.29 | 0 | Station_DSM2018_w30mw_High32276 | Generation | ALL | 2032-06-01 | Expected Values | 2365.73 | Station_DSM2018_w30mw_High32276 | Generation | Off Peak | 2032-06-01 | Expected Values | 1534.43 | Station_DSM2018_w30mw_High32276 | Generation | On Peak | 2032-06-01 | Expected Values | 831.3 | 0
| Station_DSM2018_Base_High32273 | Generation | ALL | 2032-07-01 | Expected Values | 2450.39 | Station_DSM2018_Base_High32273 | Generation | Off Peak | 2032-07-01 | Expected Values | 1601.09 | Station_DSM2018_Base_High32273 | Generation | On Peak | 2032-07-01 | Expected Values | 849.3 | 0 | Station_DSM2018_w30mw_High32276 | Generation | ALL | 2032-07-01 | Expected Values | 2450.51 | Station_DSM2018_w30mw_High32276 | Generation | Off Peak | 2032-07-01 | Expected Values | 1601.09 | Station_DSM2018_w30mw_High32276 | Generation | On Peak | 2032-07-01 | Expected Values | 849.42 | 0
| Station_DSM2018_Base_High32273 | Generation | ALL | 2032-08-01 | Expected Values | 2483.51 | Station_DSM2018_Base_High32273 | Generation | Off Peak | 2032-08-01 | Expected Values | 1654.02 | Station_DSM2018_Base_High32273 | Generation | On Peak | 2032-08-01 | Expected Values | 829.49 | 0 | Station_DSM2018_w30mw_High32276 | Generation | ALL | 2032-08-01 | Expected Values | 2483.84 | Station_DSM2018_w30mw_High32276 | Generation | Off Peak | 2032-08-01 | Expected Values | 1654.08 | Station_DSM2018_w30mw_High32276 | Generation | On Peak | 2032-08-01 | Expected Values | 829.76 | 0
| Station_DSM2018_Base_High32273 | Generation | ALL | 2032-09-01 | Expected Values | 2311.84 | Station_DSM2018_Base_High32273 | Generation | Off Peak | 2032-09-01 | Expected Values | 1509.67 | Station_DSM2018_Base_High32273 | Generation | On Peak | 2032-09-01 | Expected Values | 802.17 | 0 | Station_DSM2018_w30mw_High32276 | Generation | ALL | 2032-09-01 | Expected Values | 2311.69 | Station_DSM2018_w30mw_High32276 | Generation | Off Peak | 2032-09-01 | Expected Values | 1509.67 | Station_DSM2018_w30mw_High32276 | Generation | On Peak | 2032-09-01 | Expected Values | 802.03 | 0.01
| Station_DSM2018_Base_High32273 | Generation | ALL | 2032-10-01 | Expected Values | 2055.55 | Station_DSM2018_Base_High32273 | Generation | Off Peak | 2032-10-01 | Expected Values | 1396.5 | Station_DSM2018_Base_High32273 | Generation | On Peak | 2032-10-01 | Expected Values | 659.04 | -0.01 | Station_DSM2018_w30mw_High32276 | Generation | ALL | 2032-10-01 | Expected Values | 2055.78 | Station_DSM2018_w30mw_High32276 | Generation | Off Peak | 2032-10-01 | Expected Values | 1396.65 | Station_DSM2018_w30mw_High32276 | Generation | On Peak | 2032-10-01 | Expected Values | 659.12 | -0.01
| Station_DSM2018_Base_High32273 | Generation | ALL | 2032-11-01 | Expected Values | 1656.02 | Station_DSM2018_Base_High32273 | Generation | Off Peak | 2032-11-01 | Expected Values | 1221.7 | Station_DSM2018_Base_High32273 | Generation | On Peak | 2032-11-01 | Expected Values | 434.33 | 0.01 | Station_DSM2018_w30mw_High32276 | Generation | ALL | 2032-11-01 | Expected Values | 1656.02 | Station_DSM2018_w30mw_High32276 | Generation | Off Peak | 2032-11-01 | Expected Values | 1221.69 | Station_DSM2018_w30mw_High32276 | Generation | On Peak | 2032-11-01 | Expected Values | 434.33 | 0
| Station_DSM2018_Base_High32273 | Generation | ALL | 2032-12-01 | Expected Values | 1781.93 | Station_DSM2018_Base_High32273 | Generation | Off Peak | 2032-12-01 | Expected Values | 1297.43 | Station_DSM2018_Base_High32273 | Generation | On Peak | 2032-12-01 | Expected Values | 484.5 | 0 | Station_DSM2018_w30mw_High32276 | Generation | ALL | 2032-12-01 | Expected Values | 1781.99 | Station_DSM2018_w30mw_High32276 | Generation | Off Peak | 2032-12-01 | Expected Values | 1297.43 | Station_DSM2018_w30mw_High32276 | Generation | On Peak | 2032-12-01 | Expected Values | 484.56 | 0
| Station_DSM2018_Base_High32273 | Generation | ALL | 2033-01-01 | Expected Values | 1758.92 | Station_DSM2018_Base_High32273 | Generation | Off Peak | 2033-01-01 | Expected Values | 1286.56 | Station_DSM2018_Base_High32273 | Generation | On Peak | 2033-01-01 | Expected Values | 472.36 | 0 | Station_DSM2018_w30mw_High32276 | Generation | ALL | 2033-01-01 | Expected Values | 1758.95 | Station_DSM2018_w30mw_High32276 | Generation | Off Peak | 2033-01-01 | Expected Values | 1286.56 | Station_DSM2018_w30mw_High32276 | Generation | On Peak | 2033-01-01 | Expected Values | 472.39 | 0
| Station_DSM2018_Base_High32273 | Generation | ALL | 2033-02-01 | Expected Values | 1548.11 | Station_DSM2018_Base_High32273 | Generation | Off Peak | 2033-02-01 | Expected Values | 1123.59 | Station_DSM2018_Base_High32273 | Generation | On Peak | 2033-02-01 | Expected Values | 424.51 | -0.01 | Station_DSM2018_w30mw_High32276 | Generation | ALL | 2033-02-01 | Expected Values | 1548.11 | Station_DSM2018_w30mw_High32276 | Generation | Off Peak | 2033-02-01 | Expected Values | 1123.6 | Station_DSM2018_w30mw_High32276 | Generation | On Peak | 2033-02-01 | Expected Values | 424.51 | 0
| Station_DSM2018_Base_High32273 | Generation | ALL | 2033-03-01 | Expected Values | 1723.09 | Station_DSM2018_Base_High32273 | Generation | Off Peak | 2033-03-01 | Expected Values | 1261.09 | Station_DSM2018_Base_High32273 | Generation | On Peak | 2033-03-01 | Expected Values | 462 | 0 | Station_DSM2018_w30mw_High32276 | Generation | ALL | 2033-03-01 | Expected Values | 1723.09 | Station_DSM2018_w30mw_High32276 | Generation | Off Peak | 2033-03-01 | Expected Values | 1261.09 | Station_DSM2018_w30mw_High32276 | Generation | On Peak | 2033-03-01 | Expected Values | 462 | 0
| Station_DSM2018_Base_High32273 | Generation | ALL | 2033-04-01 | Expected Values | 1862.96 | Station_DSM2018_Base_High32273 | Generation | Off Peak | 2033-04-01 | Expected Values | 1215.79 | Station_DSM2018_Base_High32273 | Generation | On Peak | 2033-04-01 | Expected Values | 647.18 | 0.01 | Station_DSM2018_w30mw_High32276 | Generation | ALL | 2033-04-01 | Expected Values | 1863 | Station_DSM2018_w30mw_High32276 | Generation | Off Peak | 2033-04-01 | Expected Values | 1215.79 | Station_DSM2018_w30mw_High32276 | Generation | On Peak | 2033-04-01 | Expected Values | 647.2 | -0.01
| Station_DSM2018_Base_High32273 | Generation | ALL | 2033-05-01 | Expected Values | 2189.04 | Station_DSM2018_Base_High32273 | Generation | Off Peak | 2033-05-01 | Expected Values | 1420.69 | Station_DSM2018_Base_High32273 | Generation | On Peak | 2033-05-01 | Expected Values | 768.35 | 0 | Station_DSM2018_w30mw_High32276 | Generation | ALL | 2033-05-01 | Expected Values | 2189.05 | Station_DSM2018_w30mw_High32276 | Generation | Off Peak | 2033-05-01 | Expected Values | 1420.69 | Station_DSM2018_w30mw_High32276 | Generation | On Peak | 2033-05-01 | Expected Values | 768.36 | 0
| Station_DSM2018_Base_High32273 | Generation | ALL | 2033-06-01 | Expected Values | 2394.38 | Station_DSM2018_Base_High32273 | Generation | Off Peak | 2033-06-01 | Expected Values | 1549.1 | Station_DSM2018_Base_High32273 | Generation | On Peak | 2033-06-01 | Expected Values | 845.28 | 0 | Station_DSM2018_w30mw_High32276 | Generation | ALL | 2033-06-01 | Expected Values | 2394.45 | Station_DSM2018_w30mw_High32276 | Generation | Off Peak | 2033-06-01 | Expected Values | 1549.12 | Station_DSM2018_w30mw_High32276 | Generation | On Peak | 2033-06-01 | Expected Values | 845.33 | 0
| Station_DSM2018_Base_High32273 | Generation | ALL | 2033-07-01 | Expected Values | 2481.2 | Station_DSM2018_Base_High32273 | Generation | Off Peak | 2033-07-01 | Expected Values | 1661.99 | Station_DSM2018_Base_High32273 | Generation | On Peak | 2033-07-01 | Expected Values | 819.21 | 0 | Station_DSM2018_w30mw_High32276 | Generation | ALL | 2033-07-01 | Expected Values | 2481.38 | Station_DSM2018_w30mw_High32276 | Generation | Off Peak | 2033-07-01 | Expected Values | 1662 | Station_DSM2018_w30mw_High32276 | Generation | On Peak | 2033-07-01 | Expected Values | 819.38 | 0
| Station_DSM2018_Base_High32273 | Generation | ALL | 2033-08-01 | Expected Values | 2515.82 | Station_DSM2018_Base_High32273 | Generation | Off Peak | 2033-08-01 | Expected Values | 1640.63 | Station_DSM2018_Base_High32273 | Generation | On Peak | 2033-08-01 | Expected Values | 875.19 | 0 | Station_DSM2018_w30mw_High32276 | Generation | ALL | 2033-08-01 | Expected Values | 2515.58 | Station_DSM2018_w30mw_High32276 | Generation | Off Peak | 2033-08-01 | Expected Values | 1640.69 | Station_DSM2018_w30mw_High32276 | Generation | On Peak | 2033-08-01 | Expected Values | 874.88 | -0.01
| Station_DSM2018_Base_High32273 | Generation | ALL | 2033-09-01 | Expected Values | 2340.72 | Station_DSM2018_Base_High32273 | Generation | Off Peak | 2033-09-01 | Expected Values | 1524.87 | Station_DSM2018_Base_High32273 | Generation | On Peak | 2033-09-01 | Expected Values | 815.85 | 0 | Station_DSM2018_w30mw_High32276 | Generation | ALL | 2033-09-01 | Expected Values | 2340.81 | Station_DSM2018_w30mw_High32276 | Generation | Off Peak | 2033-09-01 | Expected Values | 1524.88 | Station_DSM2018_w30mw_High32276 | Generation | On Peak | 2033-09-01 | Expected Values | 815.93 | 0
| Station_DSM2018_Base_High32273 | Generation | ALL | 2033-10-01 | Expected Values | 2081.9 | Station_DSM2018_Base_High32273 | Generation | Off Peak | 2033-10-01 | Expected Values | 1399.69 | Station_DSM2018_Base_High32273 | Generation | On Peak | 2033-10-01 | Expected Values | 682.21 | 0 | Station_DSM2018_w30mw_High32276 | Generation | ALL | 2033-10-01 | Expected Values | 2081.03 | Station_DSM2018_w30mw_High32276 | Generation | Off Peak | 2033-10-01 | Expected Values | 1399.48 | Station_DSM2018_w30mw_High32276 | Generation | On Peak | 2033-10-01 | Expected Values | 681.55 | 0
| Station_DSM2018_Base_High32273 | Generation | ALL | 2033-11-01 | Expected Values | 1677.02 | Station_DSM2018_Base_High32273 | Generation | Off Peak | 2033-11-01 | Expected Values | 1237.78 | Station_DSM2018_Base_High32273 | Generation | On Peak | 2033-11-01 | Expected Values | 439.24 | 0 | Station_DSM2018_w30mw_High32276 | Generation | ALL | 2033-11-01 | Expected Values | 1677.02 | Station_DSM2018_w30mw_High32276 | Generation | Off Peak | 2033-11-01 | Expected Values | 1237.78 | Station_DSM2018_w30mw_High32276 | Generation | On Peak | 2033-11-01 | Expected Values | 439.24 | 0
| Station_DSM2018_Base_High32273 | Generation | ALL | 2033-12-01 | Expected Values | 1801.71 | Station_DSM2018_Base_High32273 | Generation | Off Peak | 2033-12-01 | Expected Values | 1332.08 | Station_DSM2018_Base_High32273 | Generation | On Peak | 2033-12-01 | Expected Values | 469.62 | -0.01 | Station_DSM2018_w30mw_High32276 | Generation | ALL | 2033-12-01 | Expected Values | 1801.76 | Station_DSM2018_w30mw_High32276 | Generation | Off Peak | 2033-12-01 | Expected Values | 1332.1 | Station_DSM2018_w30mw_High32276 | Generation | On Peak | 2033-12-01 | Expected Values | 469.66 | 0
| Station_DSM2018_Base_High32273 | Generation | ALL | 2034-01-01 | Expected Values | 1777.17 | Station_DSM2018_Base_High32273 | Generation | Off Peak | 2034-01-01 | Expected Values | 1276.12 | Station_DSM2018_Base_High32273 | Generation | On Peak | 2034-01-01 | Expected Values | 501.05 | 0 | Station_DSM2018_w30mw_High32276 | Generation | ALL | 2034-01-01 | Expected Values | 1777.18 | Station_DSM2018_w30mw_High32276 | Generation | Off Peak | 2034-01-01 | Expected Values | 1276.12 | Station_DSM2018_w30mw_High32276 | Generation | On Peak | 2034-01-01 | Expected Values | 501.06 | 0
| Station_DSM2018_Base_High32273 | Generation | ALL | 2034-02-01 | Expected Values | 1564.12 | Station_DSM2018_Base_High32273 | Generation | Off Peak | 2034-02-01 | Expected Values | 1140.03 | Station_DSM2018_Base_High32273 | Generation | On Peak | 2034-02-01 | Expected Values | 424.09 | 0 | Station_DSM2018_w30mw_High32276 | Generation | ALL | 2034-02-01 | Expected Values | 1564.11 | Station_DSM2018_w30mw_High32276 | Generation | Off Peak | 2034-02-01 | Expected Values | 1140.03 | Station_DSM2018_w30mw_High32276 | Generation | On Peak | 2034-02-01 | Expected Values | 424.08 | 0
| Station_DSM2018_Base_High32273 | Generation | ALL | 2034-03-01 | Expected Values | 1742.12 | Station_DSM2018_Base_High32273 | Generation | Off Peak | 2034-03-01 | Expected Values | 1274.17 | Station_DSM2018_Base_High32273 | Generation | On Peak | 2034-03-01 | Expected Values | 467.96 | 0.01 | Station_DSM2018_w30mw_High32276 | Generation | ALL | 2034-03-01 | Expected Values | 1742.12 | Station_DSM2018_w30mw_High32276 | Generation | Off Peak | 2034-03-01 | Expected Values | 1274.17 | Station_DSM2018_w30mw_High32276 | Generation | On Peak | 2034-03-01 | Expected Values | 467.96 | 0.01
| Station_DSM2018_Base_High32273 | Generation | ALL | 2034-04-01 | Expected Values | 1884.98 | Station_DSM2018_Base_High32273 | Generation | Off Peak | 2034-04-01 | Expected Values | 1258.07 | Station_DSM2018_Base_High32273 | Generation | On Peak | 2034-04-01 | Expected Values | 626.91 | 0 | Station_DSM2018_w30mw_High32276 | Generation | ALL | 2034-04-01 | Expected Values | 1885.03 | Station_DSM2018_w30mw_High32276 | Generation | Off Peak | 2034-04-01 | Expected Values | 1258.07 | Station_DSM2018_w30mw_High32276 | Generation | On Peak | 2034-04-01 | Expected Values | 626.96 | 0
| Station_DSM2018_Base_High32273 | Generation | ALL | 2034-05-01 | Expected Values | 2214.45 | Station_DSM2018_Base_High32273 | Generation | Off Peak | 2034-05-01 | Expected Values | 1405.45 | Station_DSM2018_Base_High32273 | Generation | On Peak | 2034-05-01 | Expected Values | 809 | 0 | Station_DSM2018_w30mw_High32276 | Generation | ALL | 2034-05-01 | Expected Values | 2214.68 | Station_DSM2018_w30mw_High32276 | Generation | Off Peak | 2034-05-01 | Expected Values | 1405.43 | Station_DSM2018_w30mw_High32276 | Generation | On Peak | 2034-05-01 | Expected Values | 809.24 | -0.01
| Station_DSM2018_Base_High32273 | Generation | ALL | 2034-06-01 | Expected Values | 2423.45 | Station_DSM2018_Base_High32273 | Generation | Off Peak | 2034-06-01 | Expected Values | 1564.94 | Station_DSM2018_Base_High32273 | Generation | On Peak | 2034-06-01 | Expected Values | 858.51 | 0 | Station_DSM2018_w30mw_High32276 | Generation | ALL | 2034-06-01 | Expected Values | 2423.3 | Station_DSM2018_w30mw_High32276 | Generation | Off Peak | 2034-06-01 | Expected Values | 1564.89 | Station_DSM2018_w30mw_High32276 | Generation | On Peak | 2034-06-01 | Expected Values | 858.41 | 0
| Station_DSM2018_Base_High32273 | Generation | ALL | 2034-07-01 | Expected Values | 2511.87 | Station_DSM2018_Base_High32273 | Generation | Off Peak | 2034-07-01 | Expected Values | 1687.13 | Station_DSM2018_Base_High32273 | Generation | On Peak | 2034-07-01 | Expected Values | 824.74 | 0 | Station_DSM2018_w30mw_High32276 | Generation | ALL | 2034-07-01 | Expected Values | 2511.29 | Station_DSM2018_w30mw_High32276 | Generation | Off Peak | 2034-07-01 | Expected Values | 1686.83 | Station_DSM2018_w30mw_High32276 | Generation | On Peak | 2034-07-01 | Expected Values | 824.46 | 0
| Station_DSM2018_Base_High32273 | Generation | ALL | 2034-08-01 | Expected Values | 2547.27 | Station_DSM2018_Base_High32273 | Generation | Off Peak | 2034-08-01 | Expected Values | 1665.13 | Station_DSM2018_Base_High32273 | Generation | On Peak | 2034-08-01 | Expected Values | 882.14 | 0 | Station_DSM2018_w30mw_High32276 | Generation | ALL | 2034-08-01 | Expected Values | 2547.31 | Station_DSM2018_w30mw_High32276 | Generation | Off Peak | 2034-08-01 | Expected Values | 1665.14 | Station_DSM2018_w30mw_High32276 | Generation | On Peak | 2034-08-01 | Expected Values | 882.17 | 0
| Station_DSM2018_Base_High32273 | Generation | ALL | 2034-09-01 | Expected Values | 2369.49 | Station_DSM2018_Base_High32273 | Generation | Off Peak | 2034-09-01 | Expected Values | 1578.12 | Station_DSM2018_Base_High32273 | Generation | On Peak | 2034-09-01 | Expected Values | 791.38 | 0.01 | Station_DSM2018_w30mw_High32276 | Generation | ALL | 2034-09-01 | Expected Values | 2369.63 | Station_DSM2018_w30mw_High32276 | Generation | Off Peak | 2034-09-01 | Expected Values | 1578.16 | Station_DSM2018_w30mw_High32276 | Generation | On Peak | 2034-09-01 | Expected Values | 791.46 | -0.01
| Station_DSM2018_Base_High32273 | Generation | ALL | 2034-10-01 | Expected Values | 2106.95 | Station_DSM2018_Base_High32273 | Generation | Off Peak | 2034-10-01 | Expected Values | 1387.32 | Station_DSM2018_Base_High32273 | Generation | On Peak | 2034-10-01 | Expected Values | 719.64 | 0.01 | Station_DSM2018_w30mw_High32276 | Generation | ALL | 2034-10-01 | Expected Values | 2106.58 | Station_DSM2018_w30mw_High32276 | Generation | Off Peak | 2034-10-01 | Expected Values | 1387.42 | Station_DSM2018_w30mw_High32276 | Generation | On Peak | 2034-10-01 | Expected Values | 719.16 | 0
| Station_DSM2018_Base_High32273 | Generation | ALL | 2034-11-01 | Expected Values | 1697 | Station_DSM2018_Base_High32273 | Generation | Off Peak | 2034-11-01 | Expected Values | 1260.17 | Station_DSM2018_Base_High32273 | Generation | On Peak | 2034-11-01 | Expected Values | 436.82 | -0.01 | Station_DSM2018_w30mw_High32276 | Generation | ALL | 2034-11-01 | Expected Values | 1697 | Station_DSM2018_w30mw_High32276 | Generation | Off Peak | 2034-11-01 | Expected Values | 1260.17 | Station_DSM2018_w30mw_High32276 | Generation | On Peak | 2034-11-01 | Expected Values | 436.82 | -0.01
| Station_DSM2018_Base_High32273 | Generation | ALL | 2034-12-01 | Expected Values | 1821.08 | Station_DSM2018_Base_High32273 | Generation | Off Peak | 2034-12-01 | Expected Values | 1368.02 | Station_DSM2018_Base_High32273 | Generation | On Peak | 2034-12-01 | Expected Values | 453.07 | 0.01 | Station_DSM2018_w30mw_High32276 | Generation | ALL | 2034-12-01 | Expected Values | 1821.2 | Station_DSM2018_w30mw_High32276 | Generation | Off Peak | 2034-12-01 | Expected Values | 1368.05 | Station_DSM2018_w30mw_High32276 | Generation | On Peak | 2034-12-01 | Expected Values | 453.15 | 0
| Station_DSM2018_Base_High32273 | Generation | ALL | 2035-01-01 | Expected Values | 1797.22 | Station_DSM2018_Base_High32273 | Generation | Off Peak | 2035-01-01 | Expected Values | 1269.77 | Station_DSM2018_Base_High32273 | Generation | On Peak | 2035-01-01 | Expected Values | 527.46 | 0.01 | Station_DSM2018_w30mw_High32276 | Generation | ALL | 2035-01-01 | Expected Values | 1797.23 | Station_DSM2018_w30mw_High32276 | Generation | Off Peak | 2035-01-01 | Expected Values | 1269.77 | Station_DSM2018_w30mw_High32276 | Generation | On Peak | 2035-01-01 | Expected Values | 527.46 | 0
| Station_DSM2018_Base_High32273 | Generation | ALL | 2035-02-01 | Expected Values | 1581.14 | Station_DSM2018_Base_High32273 | Generation | Off Peak | 2035-02-01 | Expected Values | 1148.12 | Station_DSM2018_Base_High32273 | Generation | On Peak | 2035-02-01 | Expected Values | 433.02 | 0 | Station_DSM2018_w30mw_High32276 | Generation | ALL | 2035-02-01 | Expected Values | 1581.14 | Station_DSM2018_w30mw_High32276 | Generation | Off Peak | 2035-02-01 | Expected Values | 1148.12 | Station_DSM2018_w30mw_High32276 | Generation | On Peak | 2035-02-01 | Expected Values | 433.02 | 0
| Station_DSM2018_Base_High32273 | Generation | ALL | 2035-03-01 | Expected Values | 1762.08 | Station_DSM2018_Base_High32273 | Generation | Off Peak | 2035-03-01 | Expected Values | 1308.1 | Station_DSM2018_Base_High32273 | Generation | On Peak | 2035-03-01 | Expected Values | 453.97 | -0.01 | Station_DSM2018_w30mw_High32276 | Generation | ALL | 2035-03-01 | Expected Values | 1762.08 | Station_DSM2018_w30mw_High32276 | Generation | Off Peak | 2035-03-01 | Expected Values | 1308.1 | Station_DSM2018_w30mw_High32276 | Generation | On Peak | 2035-03-01 | Expected Values | 453.97 | -0.01
| Station_DSM2018_Base_High32273 | Generation | ALL | 2035-04-01 | Expected Values | 1907.77 | Station_DSM2018_Base_High32273 | Generation | Off Peak | 2035-04-01 | Expected Values | 1254.76 | Station_DSM2018_Base_High32273 | Generation | On Peak | 2035-04-01 | Expected Values | 653.01 | 0 | Station_DSM2018_w30mw_High32276 | Generation | ALL | 2035-04-01 | Expected Values | 1907.82 | Station_DSM2018_w30mw_High32276 | Generation | Off Peak | 2035-04-01 | Expected Values | 1254.76 | Station_DSM2018_w30mw_High32276 | Generation | On Peak | 2035-04-01 | Expected Values | 653.06 | 0
| Station_DSM2018_Base_High32273 | Generation | ALL | 2035-05-01 | Expected Values | 2242.53 | Station_DSM2018_Base_High32273 | Generation | Off Peak | 2035-05-01 | Expected Values | 1428.09 | Station_DSM2018_Base_High32273 | Generation | On Peak | 2035-05-01 | Expected Values | 814.44 | 0 | Station_DSM2018_w30mw_High32276 | Generation | ALL | 2035-05-01 | Expected Values | 2242.69 | Station_DSM2018_w30mw_High32276 | Generation | Off Peak | 2035-05-01 | Expected Values | 1428.18 | Station_DSM2018_w30mw_High32276 | Generation | On Peak | 2035-05-01 | Expected Values | 814.52 | 0.01
| Station_DSM2018_Base_High32273 | Generation | ALL | 2035-06-01 | Expected Values | 2454.5 | Station_DSM2018_Base_High32273 | Generation | Off Peak | 2035-06-01 | Expected Values | 1630.88 | Station_DSM2018_Base_High32273 | Generation | On Peak | 2035-06-01 | Expected Values | 823.62 | 0 | Station_DSM2018_w30mw_High32276 | Generation | ALL | 2035-06-01 | Expected Values | 2454.86 | Station_DSM2018_w30mw_High32276 | Generation | Off Peak | 2035-06-01 | Expected Values | 1630.92 | Station_DSM2018_w30mw_High32276 | Generation | On Peak | 2035-06-01 | Expected Values | 823.94 | 0
| Station_DSM2018_Base_High32273 | Generation | ALL | 2035-07-01 | Expected Values | 2544.88 | Station_DSM2018_Base_High32273 | Generation | Off Peak | 2035-07-01 | Expected Values | 1670.02 | Station_DSM2018_Base_High32273 | Generation | On Peak | 2035-07-01 | Expected Values | 874.85 | -0.01 | Station_DSM2018_w30mw_High32276 | Generation | ALL | 2035-07-01 | Expected Values | 2544.87 | Station_DSM2018_w30mw_High32276 | Generation | Off Peak | 2035-07-01 | Expected Values | 1670.04 | Station_DSM2018_w30mw_High32276 | Generation | On Peak | 2035-07-01 | Expected Values | 874.84 | 0.01
| Station_DSM2018_Base_High32273 | Generation | ALL | 2035-08-01 | Expected Values | 2579.98 | Station_DSM2018_Base_High32273 | Generation | Off Peak | 2035-08-01 | Expected Values | 1667.95 | Station_DSM2018_Base_High32273 | Generation | On Peak | 2035-08-01 | Expected Values | 912.03 | 0 | Station_DSM2018_w30mw_High32276 | Generation | ALL | 2035-08-01 | Expected Values | 2579.94 | Station_DSM2018_w30mw_High32276 | Generation | Off Peak | 2035-08-01 | Expected Values | 1667.95 | Station_DSM2018_w30mw_High32276 | Generation | On Peak | 2035-08-01 | Expected Values | 911.99 | 0
| Station_DSM2018_Base_High32273 | Generation | ALL | 2035-09-01 | Expected Values | 2400.04 | Station_DSM2018_Base_High32273 | Generation | Off Peak | 2035-09-01 | Expected Values | 1647.17 | Station_DSM2018_Base_High32273 | Generation | On Peak | 2035-09-01 | Expected Values | 752.86 | -0.01 | Station_DSM2018_w30mw_High32276 | Generation | ALL | 2035-09-01 | Expected Values | 2400.03 | Station_DSM2018_w30mw_High32276 | Generation | Off Peak | 2035-09-01 | Expected Values | 1647.17 | Station_DSM2018_w30mw_High32276 | Generation | On Peak | 2035-09-01 | Expected Values | 752.86 | 0
| Station_DSM2018_Base_High32273 | Generation | ALL | 2035-10-01 | Expected Values | 2132.9 | Station_DSM2018_Base_High32273 | Generation | Off Peak | 2035-10-01 | Expected Values | 1360.83 | Station_DSM2018_Base_High32273 | Generation | On Peak | 2035-10-01 | Expected Values | 772.07 | 0 | Station_DSM2018_w30mw_High32276 | Generation | ALL | 2035-10-01 | Expected Values | 2132.9 | Station_DSM2018_w30mw_High32276 | Generation | Off Peak | 2035-10-01 | Expected Values | 1360.83 | Station_DSM2018_w30mw_High32276 | Generation | On Peak | 2035-10-01 | Expected Values | 772.07 | 0
| Station_DSM2018_Base_High32273 | Generation | ALL | 2035-11-01 | Expected Values | 1717.05 | Station_DSM2018_Base_High32273 | Generation | Off Peak | 2035-11-01 | Expected Values | 1266.13 | Station_DSM2018_Base_High32273 | Generation | On Peak | 2035-11-01 | Expected Values | 450.92 | 0 | Station_DSM2018_w30mw_High32276 | Generation | ALL | 2035-11-01 | Expected Values | 1717.05 | Station_DSM2018_w30mw_High32276 | Generation | Off Peak | 2035-11-01 | Expected Values | 1266.13 | Station_DSM2018_w30mw_High32276 | Generation | On Peak | 2035-11-01 | Expected Values | 450.92 | 0
| Station_DSM2018_Base_High32273 | Generation | ALL | 2035-12-01 | Expected Values | 1842.11 | Station_DSM2018_Base_High32273 | Generation | Off Peak | 2035-12-01 | Expected Values | 1379.67 | Station_DSM2018_Base_High32273 | Generation | On Peak | 2035-12-01 | Expected Values | 462.44 | 0 | Station_DSM2018_w30mw_High32276 | Generation | ALL | 2035-12-01 | Expected Values | 1842.11 | Station_DSM2018_w30mw_High32276 | Generation | Off Peak | 2035-12-01 | Expected Values | 1379.67 | Station_DSM2018_w30mw_High32276 | Generation | On Peak | 2035-12-01 | Expected Values | 462.44 | 0
| Station_DSM2018_Base_High32273 | Generation | ALL | 2036-01-01 | Expected Values | 1816.19 | Station_DSM2018_Base_High32273 | Generation | Off Peak | 2036-01-01 | Expected Values | 1281.79 | Station_DSM2018_Base_High32273 | Generation | On Peak | 2036-01-01 | Expected Values | 534.41 | 0.01 | Station_DSM2018_w30mw_High32276 | Generation | ALL | 2036-01-01 | Expected Values | 1816.13 | Station_DSM2018_w30mw_High32276 | Generation | Off Peak | 2036-01-01 | Expected Values | 1281.79 | Station_DSM2018_w30mw_High32276 | Generation | On Peak | 2036-01-01 | Expected Values | 534.35 | 0.01
| Station_DSM2018_Base_High32273 | Generation | ALL | 2036-02-01 | Expected Values | 1600.19 | Station_DSM2018_Base_High32273 | Generation | Off Peak | 2036-02-01 | Expected Values | 1154.65 | Station_DSM2018_Base_High32273 | Generation | On Peak | 2036-02-01 | Expected Values | 445.54 | 0 | Station_DSM2018_w30mw_High32276 | Generation | ALL | 2036-02-01 | Expected Values | 1600.19 | Station_DSM2018_w30mw_High32276 | Generation | Off Peak | 2036-02-01 | Expected Values | 1154.65 | Station_DSM2018_w30mw_High32276 | Generation | On Peak | 2036-02-01 | Expected Values | 445.54 | 0
| Station_DSM2018_Base_High32273 | Generation | ALL | 2036-03-01 | Expected Values | 1782.11 | Station_DSM2018_Base_High32273 | Generation | Off Peak | 2036-03-01 | Expected Values | 1342.31 | Station_DSM2018_Base_High32273 | Generation | On Peak | 2036-03-01 | Expected Values | 439.79 | -0.01 | Station_DSM2018_w30mw_High32276 | Generation | ALL | 2036-03-01 | Expected Values | 1782.11 | Station_DSM2018_w30mw_High32276 | Generation | Off Peak | 2036-03-01 | Expected Values | 1342.31 | Station_DSM2018_w30mw_High32276 | Generation | On Peak | 2036-03-01 | Expected Values | 439.79 | -0.01
| Station_DSM2018_Base_High32273 | Generation | ALL | 2036-04-01 | Expected Values | 1930 | Station_DSM2018_Base_High32273 | Generation | Off Peak | 2036-04-01 | Expected Values | 1235.19 | Station_DSM2018_Base_High32273 | Generation | On Peak | 2036-04-01 | Expected Values | 694.8 | -0.01 | Station_DSM2018_w30mw_High32276 | Generation | ALL | 2036-04-01 | Expected Values | 1930.02 | Station_DSM2018_w30mw_High32276 | Generation | Off Peak | 2036-04-01 | Expected Values | 1235.2 | Station_DSM2018_w30mw_High32276 | Generation | On Peak | 2036-04-01 | Expected Values | 694.82 | 0
| Station_DSM2018_Base_High32273 | Generation | ALL | 2036-05-01 | Expected Values | 2270.67 | Station_DSM2018_Base_High32273 | Generation | Off Peak | 2036-05-01 | Expected Values | 1476.37 | Station_DSM2018_Base_High32273 | Generation | On Peak | 2036-05-01 | Expected Values | 794.31 | 0.01 | Station_DSM2018_w30mw_High32276 | Generation | ALL | 2036-05-01 | Expected Values | 2270.77 | Station_DSM2018_w30mw_High32276 | Generation | Off Peak | 2036-05-01 | Expected Values | 1476.39 | Station_DSM2018_w30mw_High32276 | Generation | On Peak | 2036-05-01 | Expected Values | 794.37 | -0.01
| Station_DSM2018_Base_High32273 | Generation | ALL | 2036-06-01 | Expected Values | 2485.67 | Station_DSM2018_Base_High32273 | Generation | Off Peak | 2036-06-01 | Expected Values | 1650.96 | Station_DSM2018_Base_High32273 | Generation | On Peak | 2036-06-01 | Expected Values | 834.71 | 0 | Station_DSM2018_w30mw_High32276 | Generation | ALL | 2036-06-01 | Expected Values | 2485.75 | Station_DSM2018_w30mw_High32276 | Generation | Off Peak | 2036-06-01 | Expected Values | 1651 | Station_DSM2018_w30mw_High32276 | Generation | On Peak | 2036-06-01 | Expected Values | 834.75 | 0
| Station_DSM2018_Base_High32273 | Generation | ALL | 2036-07-01 | Expected Values | 2576.62 | Station_DSM2018_Base_High32273 | Generation | Off Peak | 2036-07-01 | Expected Values | 1649.21 | Station_DSM2018_Base_High32273 | Generation | On Peak | 2036-07-01 | Expected Values | 927.41 | 0 | Station_DSM2018_w30mw_High32276 | Generation | ALL | 2036-07-01 | Expected Values | 2576.81 | Station_DSM2018_w30mw_High32276 | Generation | Off Peak | 2036-07-01 | Expected Values | 1649.22 | Station_DSM2018_w30mw_High32276 | Generation | On Peak | 2036-07-01 | Expected Values | 927.59 | 0
| Station_DSM2018_Base_High32273 | Generation | ALL | 2036-08-01 | Expected Values | 2609.03 | Station_DSM2018_Base_High32273 | Generation | Off Peak | 2036-08-01 | Expected Values | 1769.04 | Station_DSM2018_Base_High32273 | Generation | On Peak | 2036-08-01 | Expected Values | 840 | 0.01 | Station_DSM2018_w30mw_High32276 | Generation | ALL | 2036-08-01 | Expected Values | 2609.38 | Station_DSM2018_w30mw_High32276 | Generation | Off Peak | 2036-08-01 | Expected Values | 1769.22 | Station_DSM2018_w30mw_High32276 | Generation | On Peak | 2036-08-01 | Expected Values | 840.17 | 0.01
| Station_DSM2018_Base_High32273 | Generation | ALL | 2036-09-01 | Expected Values | 2428.07 | Station_DSM2018_Base_High32273 | Generation | Off Peak | 2036-09-01 | Expected Values | 1592.93 | Station_DSM2018_Base_High32273 | Generation | On Peak | 2036-09-01 | Expected Values | 835.14 | 0 | Station_DSM2018_w30mw_High32276 | Generation | ALL | 2036-09-01 | Expected Values | 2427.87 | Station_DSM2018_w30mw_High32276 | Generation | Off Peak | 2036-09-01 | Expected Values | 1593 | Station_DSM2018_w30mw_High32276 | Generation | On Peak | 2036-09-01 | Expected Values | 834.87 | 0
| Station_DSM2018_Base_High32273 | Generation | ALL | 2036-10-01 | Expected Values | 2159.72 | Station_DSM2018_Base_High32273 | Generation | Off Peak | 2036-10-01 | Expected Values | 1397.33 | Station_DSM2018_Base_High32273 | Generation | On Peak | 2036-10-01 | Expected Values | 762.39 | 0 | Station_DSM2018_w30mw_High32276 | Generation | ALL | 2036-10-01 | Expected Values | 2159.48 | Station_DSM2018_w30mw_High32276 | Generation | Off Peak | 2036-10-01 | Expected Values | 1397.29 | Station_DSM2018_w30mw_High32276 | Generation | On Peak | 2036-10-01 | Expected Values | 762.19 | 0
| Station_DSM2018_Base_High32273 | Generation | ALL | 2036-11-01 | Expected Values | 1738.03 | Station_DSM2018_Base_High32273 | Generation | Off Peak | 2036-11-01 | Expected Values | 1326.76 | Station_DSM2018_Base_High32273 | Generation | On Peak | 2036-11-01 | Expected Values | 411.27 | 0 | Station_DSM2018_w30mw_High32276 | Generation | ALL | 2036-11-01 | Expected Values | 1738.03 | Station_DSM2018_w30mw_High32276 | Generation | Off Peak | 2036-11-01 | Expected Values | 1326.76 | Station_DSM2018_w30mw_High32276 | Generation | On Peak | 2036-11-01 | Expected Values | 411.27 | 0
| Station_DSM2018_Base_High32273 | Generation | ALL | 2036-12-01 | Expected Values | 1863.75 | Station_DSM2018_Base_High32273 | Generation | Off Peak | 2036-12-01 | Expected Values | 1353.89 | Station_DSM2018_Base_High32273 | Generation | On Peak | 2036-12-01 | Expected Values | 509.86 | 0 | Station_DSM2018_w30mw_High32276 | Generation | ALL | 2036-12-01 | Expected Values | 1863.61 | Station_DSM2018_w30mw_High32276 | Generation | Off Peak | 2036-12-01 | Expected Values | 1353.91 | Station_DSM2018_w30mw_High32276 | Generation | On Peak | 2036-12-01 | Expected Values | 509.7 | 0
| Station_DSM2018_Base_High32273 | Generation | ALL | 2037-01-01 | Expected Values | 1815.83 | Station_DSM2018_Base_High32273 | Generation | Off Peak | 2037-01-01 | Expected Values | 1305.13 | Station_DSM2018_Base_High32273 | Generation | On Peak | 2037-01-01 | Expected Values | 510.7 | 0 | Station_DSM2018_w30mw_High32276 | Generation | ALL | 2037-01-01 | Expected Values | 1815.92 | Station_DSM2018_w30mw_High32276 | Generation | Off Peak | 2037-01-01 | Expected Values | 1305.16 | Station_DSM2018_w30mw_High32276 | Generation | On Peak | 2037-01-01 | Expected Values | 510.76 | 0
| Station_DSM2018_Base_High32273 | Generation | ALL | 2037-02-01 | Expected Values | 1600.14 | Station_DSM2018_Base_High32273 | Generation | Off Peak | 2037-02-01 | Expected Values | 1160.2 | Station_DSM2018_Base_High32273 | Generation | On Peak | 2037-02-01 | Expected Values | 439.94 | 0 | Station_DSM2018_w30mw_High32276 | Generation | ALL | 2037-02-01 | Expected Values | 1600.14 | Station_DSM2018_w30mw_High32276 | Generation | Off Peak | 2037-02-01 | Expected Values | 1160.2 | Station_DSM2018_w30mw_High32276 | Generation | On Peak | 2037-02-01 | Expected Values | 439.94 | 0
| Station_DSM2018_Base_High32273 | Generation | ALL | 2037-03-01 | Expected Values | 1781.98 | Station_DSM2018_Base_High32273 | Generation | Off Peak | 2037-03-01 | Expected Values | 1323.06 | Station_DSM2018_Base_High32273 | Generation | On Peak | 2037-03-01 | Expected Values | 458.91 | -0.01 | Station_DSM2018_w30mw_High32276 | Generation | ALL | 2037-03-01 | Expected Values | 1781.92 | Station_DSM2018_w30mw_High32276 | Generation | Off Peak | 2037-03-01 | Expected Values | 1323.05 | Station_DSM2018_w30mw_High32276 | Generation | On Peak | 2037-03-01 | Expected Values | 458.88 | 0.01
| Station_DSM2018_Base_High32273 | Generation | ALL | 2037-04-01 | Expected Values | 1930.03 | Station_DSM2018_Base_High32273 | Generation | Off Peak | 2037-04-01 | Expected Values | 1231.7 | Station_DSM2018_Base_High32273 | Generation | On Peak | 2037-04-01 | Expected Values | 698.33 | 0 | Station_DSM2018_w30mw_High32276 | Generation | ALL | 2037-04-01 | Expected Values | 1930.06 | Station_DSM2018_w30mw_High32276 | Generation | Off Peak | 2037-04-01 | Expected Values | 1231.7 | Station_DSM2018_w30mw_High32276 | Generation | On Peak | 2037-04-01 | Expected Values | 698.36 | 0
| Station_DSM2018_Base_High32273 | Generation | ALL | 2037-05-01 | Expected Values | 2271.01 | Station_DSM2018_Base_High32273 | Generation | Off Peak | 2037-05-01 | Expected Values | 1511.77 | Station_DSM2018_Base_High32273 | Generation | On Peak | 2037-05-01 | Expected Values | 759.24 | 0 | Station_DSM2018_w30mw_High32276 | Generation | ALL | 2037-05-01 | Expected Values | 2271.05 | Station_DSM2018_w30mw_High32276 | Generation | Off Peak | 2037-05-01 | Expected Values | 1511.77 | Station_DSM2018_w30mw_High32276 | Generation | On Peak | 2037-05-01 | Expected Values | 759.28 | 0
| Station_DSM2018_Base_High32273 | Generation | ALL | 2037-06-01 | Expected Values | 2485.73 | Station_DSM2018_Base_High32273 | Generation | Off Peak | 2037-06-01 | Expected Values | 1611.3 | Station_DSM2018_Base_High32273 | Generation | On Peak | 2037-06-01 | Expected Values | 874.43 | 0 | Station_DSM2018_w30mw_High32276 | Generation | ALL | 2037-06-01 | Expected Values | 2485.84 | Station_DSM2018_w30mw_High32276 | Generation | Off Peak | 2037-06-01 | Expected Values | 1611.3 | Station_DSM2018_w30mw_High32276 | Generation | On Peak | 2037-06-01 | Expected Values | 874.54 | 0
| Station_DSM2018_Base_High32273 | Generation | ALL | 2037-07-01 | Expected Values | 2576.21 | Station_DSM2018_Base_High32273 | Generation | Off Peak | 2037-07-01 | Expected Values | 1648.71 | Station_DSM2018_Base_High32273 | Generation | On Peak | 2037-07-01 | Expected Values | 927.5 | 0 | Station_DSM2018_w30mw_High32276 | Generation | ALL | 2037-07-01 | Expected Values | 2576.39 | Station_DSM2018_w30mw_High32276 | Generation | Off Peak | 2037-07-01 | Expected Values | 1648.76 | Station_DSM2018_w30mw_High32276 | Generation | On Peak | 2037-07-01 | Expected Values | 927.63 | 0
| Station_DSM2018_Base_High32273 | Generation | ALL | 2037-08-01 | Expected Values | 2611.55 | Station_DSM2018_Base_High32273 | Generation | Off Peak | 2037-08-01 | Expected Values | 1775.66 | Station_DSM2018_Base_High32273 | Generation | On Peak | 2037-08-01 | Expected Values | 835.9 | 0.01 | Station_DSM2018_w30mw_High32276 | Generation | ALL | 2037-08-01 | Expected Values | 2611.61 | Station_DSM2018_w30mw_High32276 | Generation | Off Peak | 2037-08-01 | Expected Values | 1775.75 | Station_DSM2018_w30mw_High32276 | Generation | On Peak | 2037-08-01 | Expected Values | 835.86 | 0
| Station_DSM2018_Base_High32273 | Generation | ALL | 2037-09-01 | Expected Values | 2428.8 | Station_DSM2018_Base_High32273 | Generation | Off Peak | 2037-09-01 | Expected Values | 1590.49 | Station_DSM2018_Base_High32273 | Generation | On Peak | 2037-09-01 | Expected Values | 838.31 | 0 | Station_DSM2018_w30mw_High32276 | Generation | ALL | 2037-09-01 | Expected Values | 2428.9 | Station_DSM2018_w30mw_High32276 | Generation | Off Peak | 2037-09-01 | Expected Values | 1590.49 | Station_DSM2018_w30mw_High32276 | Generation | On Peak | 2037-09-01 | Expected Values | 838.41 | 0
| Station_DSM2018_Base_High32273 | Generation | ALL | 2037-10-01 | Expected Values | 2159.97 | Station_DSM2018_Base_High32273 | Generation | Off Peak | 2037-10-01 | Expected Values | 1431.57 | Station_DSM2018_Base_High32273 | Generation | On Peak | 2037-10-01 | Expected Values | 728.4 | 0 | Station_DSM2018_w30mw_High32276 | Generation | ALL | 2037-10-01 | Expected Values | 2159.97 | Station_DSM2018_w30mw_High32276 | Generation | Off Peak | 2037-10-01 | Expected Values | 1431.6 | Station_DSM2018_w30mw_High32276 | Generation | On Peak | 2037-10-01 | Expected Values | 728.37 | 0
| Station_DSM2018_Base_High32273 | Generation | ALL | 2037-11-01 | Expected Values | 1738.03 | Station_DSM2018_Base_High32273 | Generation | Off Peak | 2037-11-01 | Expected Values | 1304.09 | Station_DSM2018_Base_High32273 | Generation | On Peak | 2037-11-01 | Expected Values | 433.94 | 0 | Station_DSM2018_w30mw_High32276 | Generation | ALL | 2037-11-01 | Expected Values | 1738.03 | Station_DSM2018_w30mw_High32276 | Generation | Off Peak | 2037-11-01 | Expected Values | 1304.1 | Station_DSM2018_w30mw_High32276 | Generation | On Peak | 2037-11-01 | Expected Values | 433.94 | 0.01
| Station_DSM2018_Base_High32273 | Generation | ALL | 2037-12-01 | Expected Values | 1863.41 | Station_DSM2018_Base_High32273 | Generation | Off Peak | 2037-12-01 | Expected Values | 1355.99 | Station_DSM2018_Base_High32273 | Generation | On Peak | 2037-12-01 | Expected Values | 507.42 | 0 | Station_DSM2018_w30mw_High32276 | Generation | ALL | 2037-12-01 | Expected Values | 1863.51 | Station_DSM2018_w30mw_High32276 | Generation | Off Peak | 2037-12-01 | Expected Values | 1356.01 | Station_DSM2018_w30mw_High32276 | Generation | On Peak | 2037-12-01 | Expected Values | 507.5 | 0
| Station_DSM2018_Base_High32273 | Generation | ALL | 2038-01-01 | Expected Values | 1816.14 | Station_DSM2018_Base_High32273 | Generation | Off Peak | 2038-01-01 | Expected Values | 1324.97 | Station_DSM2018_Base_High32273 | Generation | On Peak | 2038-01-01 | Expected Values | 491.17 | 0 | Station_DSM2018_w30mw_High32276 | Generation | ALL | 2038-01-01 | Expected Values | 1816.15 | Station_DSM2018_w30mw_High32276 | Generation | Off Peak | 2038-01-01 | Expected Values | 1324.97 | Station_DSM2018_w30mw_High32276 | Generation | On Peak | 2038-01-01 | Expected Values | 491.18 | 0
| Station_DSM2018_Base_High32273 | Generation | ALL | 2038-02-01 | Expected Values | 1600.04 | Station_DSM2018_Base_High32273 | Generation | Off Peak | 2038-02-01 | Expected Values | 1159.01 | Station_DSM2018_Base_High32273 | Generation | On Peak | 2038-02-01 | Expected Values | 441.04 | 0.01 | Station_DSM2018_w30mw_High32276 | Generation | ALL | 2038-02-01 | Expected Values | 1600.07 | Station_DSM2018_w30mw_High32276 | Generation | Off Peak | 2038-02-01 | Expected Values | 1159.01 | Station_DSM2018_w30mw_High32276 | Generation | On Peak | 2038-02-01 | Expected Values | 441.06 | 0
| Station_DSM2018_Base_High32273 | Generation | ALL | 2038-03-01 | Expected Values | 1782.12 | Station_DSM2018_Base_High32273 | Generation | Off Peak | 2038-03-01 | Expected Values | 1304.8 | Station_DSM2018_Base_High32273 | Generation | On Peak | 2038-03-01 | Expected Values | 477.32 | 0 | Station_DSM2018_w30mw_High32276 | Generation | ALL | 2038-03-01 | Expected Values | 1782.12 | Station_DSM2018_w30mw_High32276 | Generation | Off Peak | 2038-03-01 | Expected Values | 1304.8 | Station_DSM2018_w30mw_High32276 | Generation | On Peak | 2038-03-01 | Expected Values | 477.32 | 0
| Station_DSM2018_Base_High32273 | Generation | ALL | 2038-04-01 | Expected Values | 1929.9 | Station_DSM2018_Base_High32273 | Generation | Off Peak | 2038-04-01 | Expected Values | 1227.96 | Station_DSM2018_Base_High32273 | Generation | On Peak | 2038-04-01 | Expected Values | 701.94 | 0 | Station_DSM2018_w30mw_High32276 | Generation | ALL | 2038-04-01 | Expected Values | 1929.94 | Station_DSM2018_w30mw_High32276 | Generation | Off Peak | 2038-04-01 | Expected Values | 1227.96 | Station_DSM2018_w30mw_High32276 | Generation | On Peak | 2038-04-01 | Expected Values | 701.98 | 0
| Station_DSM2018_Base_High32273 | Generation | ALL | 2038-05-01 | Expected Values | 2271.05 | Station_DSM2018_Base_High32273 | Generation | Off Peak | 2038-05-01 | Expected Values | 1508.37 | Station_DSM2018_Base_High32273 | Generation | On Peak | 2038-05-01 | Expected Values | 762.68 | 0 | Station_DSM2018_w30mw_High32276 | Generation | ALL | 2038-05-01 | Expected Values | 2271.05 | Station_DSM2018_w30mw_High32276 | Generation | Off Peak | 2038-05-01 | Expected Values | 1508.37 | Station_DSM2018_w30mw_High32276 | Generation | On Peak | 2038-05-01 | Expected Values | 762.68 | 0
| Station_DSM2018_Base_High32273 | Generation | ALL | 2038-06-01 | Expected Values | 2485.81 | Station_DSM2018_Base_High32273 | Generation | Off Peak | 2038-06-01 | Expected Values | 1613.86 | Station_DSM2018_Base_High32273 | Generation | On Peak | 2038-06-01 | Expected Values | 871.94 | -0.01 | Station_DSM2018_w30mw_High32276 | Generation | ALL | 2038-06-01 | Expected Values | 2485.91 | Station_DSM2018_w30mw_High32276 | Generation | Off Peak | 2038-06-01 | Expected Values | 1613.88 | Station_DSM2018_w30mw_High32276 | Generation | On Peak | 2038-06-01 | Expected Values | 872.04 | 0.01
| Station_DSM2018_Base_High32273 | Generation | ALL | 2038-07-01 | Expected Values | 2576.54 | Station_DSM2018_Base_High32273 | Generation | Off Peak | 2038-07-01 | Expected Values | 1685.57 | Station_DSM2018_Base_High32273 | Generation | On Peak | 2038-07-01 | Expected Values | 890.97 | 0 | Station_DSM2018_w30mw_High32276 | Generation | ALL | 2038-07-01 | Expected Values | 2576.5 | Station_DSM2018_w30mw_High32276 | Generation | Off Peak | 2038-07-01 | Expected Values | 1685.58 | Station_DSM2018_w30mw_High32276 | Generation | On Peak | 2038-07-01 | Expected Values | 890.91 | -0.01
| Station_DSM2018_Base_High32273 | Generation | ALL | 2038-08-01 | Expected Values | 2611.17 | Station_DSM2018_Base_High32273 | Generation | Off Peak | 2038-08-01 | Expected Values | 1740.32 | Station_DSM2018_Base_High32273 | Generation | On Peak | 2038-08-01 | Expected Values | 870.85 | 0 | Station_DSM2018_w30mw_High32276 | Generation | ALL | 2038-08-01 | Expected Values | 2610.68 | Station_DSM2018_w30mw_High32276 | Generation | Off Peak | 2038-08-01 | Expected Values | 1739.92 | Station_DSM2018_w30mw_High32276 | Generation | On Peak | 2038-08-01 | Expected Values | 870.76 | 0
| Station_DSM2018_Base_High32273 | Generation | ALL | 2038-09-01 | Expected Values | 2427.11 | Station_DSM2018_Base_High32273 | Generation | Off Peak | 2038-09-01 | Expected Values | 1586.3 | Station_DSM2018_Base_High32273 | Generation | On Peak | 2038-09-01 | Expected Values | 840.81 | 0 | Station_DSM2018_w30mw_High32276 | Generation | ALL | 2038-09-01 | Expected Values | 2427.17 | Station_DSM2018_w30mw_High32276 | Generation | Off Peak | 2038-09-01 | Expected Values | 1586.4 | Station_DSM2018_w30mw_High32276 | Generation | On Peak | 2038-09-01 | Expected Values | 840.77 | 0
| Station_DSM2018_Base_High32273 | Generation | ALL | 2038-10-01 | Expected Values | 2159.89 | Station_DSM2018_Base_High32273 | Generation | Off Peak | 2038-10-01 | Expected Values | 1467.29 | Station_DSM2018_Base_High32273 | Generation | On Peak | 2038-10-01 | Expected Values | 692.59 | -0.01 | Station_DSM2018_w30mw_High32276 | Generation | ALL | 2038-10-01 | Expected Values | 2159.84 | Station_DSM2018_w30mw_High32276 | Generation | Off Peak | 2038-10-01 | Expected Values | 1467.3 | Station_DSM2018_w30mw_High32276 | Generation | On Peak | 2038-10-01 | Expected Values | 692.55 | 0.01
| Station_DSM2018_Base_High32273 | Generation | ALL | 2038-11-01 | Expected Values | 1737.91 | Station_DSM2018_Base_High32273 | Generation | Off Peak | 2038-11-01 | Expected Values | 1281.69 | Station_DSM2018_Base_High32273 | Generation | On Peak | 2038-11-01 | Expected Values | 456.21 | -0.01 | Station_DSM2018_w30mw_High32276 | Generation | ALL | 2038-11-01 | Expected Values | 1737.93 | Station_DSM2018_w30mw_High32276 | Generation | Off Peak | 2038-11-01 | Expected Values | 1281.72 | Station_DSM2018_w30mw_High32276 | Generation | On Peak | 2038-11-01 | Expected Values | 456.21 | 0
| Station_DSM2018_Base_High32273 | Generation | ALL | 2038-12-01 | Expected Values | 1864.09 | Station_DSM2018_Base_High32273 | Generation | Off Peak | 2038-12-01 | Expected Values | 1356.45 | Station_DSM2018_Base_High32273 | Generation | On Peak | 2038-12-01 | Expected Values | 507.64 | 0 | Station_DSM2018_w30mw_High32276 | Generation | ALL | 2038-12-01 | Expected Values | 1864.12 | Station_DSM2018_w30mw_High32276 | Generation | Off Peak | 2038-12-01 | Expected Values | 1356.46 | Station_DSM2018_w30mw_High32276 | Generation | On Peak | 2038-12-01 | Expected Values | 507.66 | 0
| Station_DSM2018_Base_High32273 | Generation | ALL | 2039-01-01 | Expected Values | 1816.23 | Station_DSM2018_Base_High32273 | Generation | Off Peak | 2039-01-01 | Expected Values | 1325.33 | Station_DSM2018_Base_High32273 | Generation | On Peak | 2039-01-01 | Expected Values | 490.9 | 0 | Station_DSM2018_w30mw_High32276 | Generation | ALL | 2039-01-01 | Expected Values | 1816.22 | Station_DSM2018_w30mw_High32276 | Generation | Off Peak | 2039-01-01 | Expected Values | 1325.33 | Station_DSM2018_w30mw_High32276 | Generation | On Peak | 2039-01-01 | Expected Values | 490.9 | 0.01
| Station_DSM2018_Base_High32273 | Generation | ALL | 2039-02-01 | Expected Values | 1600.14 | Station_DSM2018_Base_High32273 | Generation | Off Peak | 2039-02-01 | Expected Values | 1160.14 | Station_DSM2018_Base_High32273 | Generation | On Peak | 2039-02-01 | Expected Values | 440 | 0 | Station_DSM2018_w30mw_High32276 | Generation | ALL | 2039-02-01 | Expected Values | 1600.14 | Station_DSM2018_w30mw_High32276 | Generation | Off Peak | 2039-02-01 | Expected Values | 1160.14 | Station_DSM2018_w30mw_High32276 | Generation | On Peak | 2039-02-01 | Expected Values | 440 | 0
| Station_DSM2018_Base_High32273 | Generation | ALL | 2039-03-01 | Expected Values | 1782.12 | Station_DSM2018_Base_High32273 | Generation | Off Peak | 2039-03-01 | Expected Values | 1304.04 | Station_DSM2018_Base_High32273 | Generation | On Peak | 2039-03-01 | Expected Values | 478.08 | 0 | Station_DSM2018_w30mw_High32276 | Generation | ALL | 2039-03-01 | Expected Values | 1782.12 | Station_DSM2018_w30mw_High32276 | Generation | Off Peak | 2039-03-01 | Expected Values | 1304.04 | Station_DSM2018_w30mw_High32276 | Generation | On Peak | 2039-03-01 | Expected Values | 478.08 | 0
| Station_DSM2018_Base_High32273 | Generation | ALL | 2039-04-01 | Expected Values | 1929.9 | Station_DSM2018_Base_High32273 | Generation | Off Peak | 2039-04-01 | Expected Values | 1258.5 | Station_DSM2018_Base_High32273 | Generation | On Peak | 2039-04-01 | Expected Values | 671.4 | 0 | Station_DSM2018_w30mw_High32276 | Generation | ALL | 2039-04-01 | Expected Values | 1929.94 | Station_DSM2018_w30mw_High32276 | Generation | Off Peak | 2039-04-01 | Expected Values | 1258.5 | Station_DSM2018_w30mw_High32276 | Generation | On Peak | 2039-04-01 | Expected Values | 671.44 | 0
| Station_DSM2018_Base_High32273 | Generation | ALL | 2039-05-01 | Expected Values | 2271.03 | Station_DSM2018_Base_High32273 | Generation | Off Peak | 2039-05-01 | Expected Values | 1474.49 | Station_DSM2018_Base_High32273 | Generation | On Peak | 2039-05-01 | Expected Values | 796.54 | 0 | Station_DSM2018_w30mw_High32276 | Generation | ALL | 2039-05-01 | Expected Values | 2271.02 | Station_DSM2018_w30mw_High32276 | Generation | Off Peak | 2039-05-01 | Expected Values | 1474.49 | Station_DSM2018_w30mw_High32276 | Generation | On Peak | 2039-05-01 | Expected Values | 796.54 | 0.01
| Station_DSM2018_Base_High32273 | Generation | ALL | 2039-06-01 | Expected Values | 2485.91 | Station_DSM2018_Base_High32273 | Generation | Off Peak | 2039-06-01 | Expected Values | 1609.38 | Station_DSM2018_Base_High32273 | Generation | On Peak | 2039-06-01 | Expected Values | 876.53 | 0 | Station_DSM2018_w30mw_High32276 | Generation | ALL | 2039-06-01 | Expected Values | 2485.97 | Station_DSM2018_w30mw_High32276 | Generation | Off Peak | 2039-06-01 | Expected Values | 1609.39 | Station_DSM2018_w30mw_High32276 | Generation | On Peak | 2039-06-01 | Expected Values | 876.58 | 0
| Station_DSM2018_Base_High32273 | Generation | ALL | 2039-07-01 | Expected Values | 2576.58 | Station_DSM2018_Base_High32273 | Generation | Off Peak | 2039-07-01 | Expected Values | 1727.32 | Station_DSM2018_Base_High32273 | Generation | On Peak | 2039-07-01 | Expected Values | 849.26 | 0 | Station_DSM2018_w30mw_High32276 | Generation | ALL | 2039-07-01 | Expected Values | 2576.55 | Station_DSM2018_w30mw_High32276 | Generation | Off Peak | 2039-07-01 | Expected Values | 1727.31 | Station_DSM2018_w30mw_High32276 | Generation | On Peak | 2039-07-01 | Expected Values | 849.24 | 0
| Station_DSM2018_Base_High32273 | Generation | ALL | 2039-08-01 | Expected Values | 2611.81 | Station_DSM2018_Base_High32273 | Generation | Off Peak | 2039-08-01 | Expected Values | 1704.34 | Station_DSM2018_Base_High32273 | Generation | On Peak | 2039-08-01 | Expected Values | 907.47 | 0 | Station_DSM2018_w30mw_High32276 | Generation | ALL | 2039-08-01 | Expected Values | 2611.69 | Station_DSM2018_w30mw_High32276 | Generation | Off Peak | 2039-08-01 | Expected Values | 1704.4 | Station_DSM2018_w30mw_High32276 | Generation | On Peak | 2039-08-01 | Expected Values | 907.29 | 0
| Station_DSM2018_Base_High32273 | Generation | ALL | 2039-09-01 | Expected Values | 2423.49 | Station_DSM2018_Base_High32273 | Generation | Off Peak | 2039-09-01 | Expected Values | 1581.11 | Station_DSM2018_Base_High32273 | Generation | On Peak | 2039-09-01 | Expected Values | 842.38 | 0 | Station_DSM2018_w30mw_High32276 | Generation | ALL | 2039-09-01 | Expected Values | 2423.88 | Station_DSM2018_w30mw_High32276 | Generation | Off Peak | 2039-09-01 | Expected Values | 1581.25 | Station_DSM2018_w30mw_High32276 | Generation | On Peak | 2039-09-01 | Expected Values | 842.63 | 0
| Station_DSM2018_Base_High32273 | Generation | ALL | 2039-10-01 | Expected Values | 2159.35 | Station_DSM2018_Base_High32273 | Generation | Off Peak | 2039-10-01 | Expected Values | 1452.32 | Station_DSM2018_Base_High32273 | Generation | On Peak | 2039-10-01 | Expected Values | 707.03 | 0 | Station_DSM2018_w30mw_High32276 | Generation | ALL | 2039-10-01 | Expected Values | 2159.43 | Station_DSM2018_w30mw_High32276 | Generation | Off Peak | 2039-10-01 | Expected Values | 1452.48 | Station_DSM2018_w30mw_High32276 | Generation | On Peak | 2039-10-01 | Expected Values | 706.95 | 0
| Station_DSM2018_Base_High32273 | Generation | ALL | 2039-11-01 | Expected Values | 1738.03 | Station_DSM2018_Base_High32273 | Generation | Off Peak | 2039-11-01 | Expected Values | 1282.48 | Station_DSM2018_Base_High32273 | Generation | On Peak | 2039-11-01 | Expected Values | 455.54 | -0.01 | Station_DSM2018_w30mw_High32276 | Generation | ALL | 2039-11-01 | Expected Values | 1738.02 | Station_DSM2018_w30mw_High32276 | Generation | Off Peak | 2039-11-01 | Expected Values | 1282.48 | Station_DSM2018_w30mw_High32276 | Generation | On Peak | 2039-11-01 | Expected Values | 455.54 | 0
| Station_DSM2018_Base_High32273 | Generation | ALL | 2039-12-01 | Expected Values | 1864.01 | Station_DSM2018_Base_High32273 | Generation | Off Peak | 2039-12-01 | Expected Values | 1377.53 | Station_DSM2018_Base_High32273 | Generation | On Peak | 2039-12-01 | Expected Values | 486.48 | 0 | Station_DSM2018_w30mw_High32276 | Generation | ALL | 2039-12-01 | Expected Values | 1863.93 | Station_DSM2018_w30mw_High32276 | Generation | Off Peak | 2039-12-01 | Expected Values | 1377.55 | Station_DSM2018_w30mw_High32276 | Generation | On Peak | 2039-12-01 | Expected Values | 486.38 | 0
| Station_DSM2018_Base_High32273 | Generation | ALL | 2040-01-01 | Expected Values | 1816.27 | Station_DSM2018_Base_High32273 | Generation | Off Peak | 2040-01-01 | Expected Values | 1302.17 | Station_DSM2018_Base_High32273 | Generation | On Peak | 2040-01-01 | Expected Values | 514.1 | 0 | Station_DSM2018_w30mw_High32276 | Generation | ALL | 2040-01-01 | Expected Values | 1816.28 | Station_DSM2018_w30mw_High32276 | Generation | Off Peak | 2040-01-01 | Expected Values | 1302.17 | Station_DSM2018_w30mw_High32276 | Generation | On Peak | 2040-01-01 | Expected Values | 514.1 | -0.01
| Station_DSM2018_Base_High32273 | Generation | ALL | 2040-02-01 | Expected Values | 1600.13 | Station_DSM2018_Base_High32273 | Generation | Off Peak | 2040-02-01 | Expected Values | 1159.43 | Station_DSM2018_Base_High32273 | Generation | On Peak | 2040-02-01 | Expected Values | 440.7 | 0 | Station_DSM2018_w30mw_High32276 | Generation | ALL | 2040-02-01 | Expected Values | 1600.14 | Station_DSM2018_w30mw_High32276 | Generation | Off Peak | 2040-02-01 | Expected Values | 1159.43 | Station_DSM2018_w30mw_High32276 | Generation | On Peak | 2040-02-01 | Expected Values | 440.71 | 0
| Station_DSM2018_Base_High32273 | Generation | ALL | 2040-03-01 | Expected Values | 1782 | Station_DSM2018_Base_High32273 | Generation | Off Peak | 2040-03-01 | Expected Values | 1322.94 | Station_DSM2018_Base_High32273 | Generation | On Peak | 2040-03-01 | Expected Values | 459.06 | 0 | Station_DSM2018_w30mw_High32276 | Generation | ALL | 2040-03-01 | Expected Values | 1782.02 | Station_DSM2018_w30mw_High32276 | Generation | Off Peak | 2040-03-01 | Expected Values | 1322.95 | Station_DSM2018_w30mw_High32276 | Generation | On Peak | 2040-03-01 | Expected Values | 459.07 | 0
| Station_DSM2018_Base_High32273 | Generation | ALL | 2040-04-01 | Expected Values | 1929.5 | Station_DSM2018_Base_High32273 | Generation | Off Peak | 2040-04-01 | Expected Values | 1257.19 | Station_DSM2018_Base_High32273 | Generation | On Peak | 2040-04-01 | Expected Values | 672.31 | 0 | Station_DSM2018_w30mw_High32276 | Generation | ALL | 2040-04-01 | Expected Values | 1929.58 | Station_DSM2018_w30mw_High32276 | Generation | Off Peak | 2040-04-01 | Expected Values | 1257.19 | Station_DSM2018_w30mw_High32276 | Generation | On Peak | 2040-04-01 | Expected Values | 672.39 | 0
| Station_DSM2018_Base_High32273 | Generation | ALL | 2040-05-01 | Expected Values | 2270.88 | Station_DSM2018_Base_High32273 | Generation | Off Peak | 2040-05-01 | Expected Values | 1436.88 | Station_DSM2018_Base_High32273 | Generation | On Peak | 2040-05-01 | Expected Values | 834 | 0 | Station_DSM2018_w30mw_High32276 | Generation | ALL | 2040-05-01 | Expected Values | 2270.91 | Station_DSM2018_w30mw_High32276 | Generation | Off Peak | 2040-05-01 | Expected Values | 1436.88 | Station_DSM2018_w30mw_High32276 | Generation | On Peak | 2040-05-01 | Expected Values | 834.04 | 0.01
| Station_DSM2018_Base_High32273 | Generation | ALL | 2040-06-01 | Expected Values | 2485.72 | Station_DSM2018_Base_High32273 | Generation | Off Peak | 2040-06-01 | Expected Values | 1645.34 | Station_DSM2018_Base_High32273 | Generation | On Peak | 2040-06-01 | Expected Values | 840.38 | 0 | Station_DSM2018_w30mw_High32276 | Generation | ALL | 2040-06-01 | Expected Values | 2485.61 | Station_DSM2018_w30mw_High32276 | Generation | Off Peak | 2040-06-01 | Expected Values | 1645.32 | Station_DSM2018_w30mw_High32276 | Generation | On Peak | 2040-06-01 | Expected Values | 840.29 | 0
| Station_DSM2018_Base_High32273 | Generation | ALL | 2040-07-01 | Expected Values | 2576.67 | Station_DSM2018_Base_High32273 | Generation | Off Peak | 2040-07-01 | Expected Values | 1689.17 | Station_DSM2018_Base_High32273 | Generation | On Peak | 2040-07-01 | Expected Values | 887.51 | 0.01 | Station_DSM2018_w30mw_High32276 | Generation | ALL | 2040-07-01 | Expected Values | 2576.61 | Station_DSM2018_w30mw_High32276 | Generation | Off Peak | 2040-07-01 | Expected Values | 1689.17 | Station_DSM2018_w30mw_High32276 | Generation | On Peak | 2040-07-01 | Expected Values | 887.44 | 0
| Station_DSM2018_Base_High32273 | Generation | ALL | 2040-08-01 | Expected Values | 2612.01 | Station_DSM2018_Base_High32273 | Generation | Off Peak | 2040-08-01 | Expected Values | 1713.01 | Station_DSM2018_Base_High32273 | Generation | On Peak | 2040-08-01 | Expected Values | 899 | 0 | Station_DSM2018_w30mw_High32276 | Generation | ALL | 2040-08-01 | Expected Values | 2612.02 | Station_DSM2018_w30mw_High32276 | Generation | Off Peak | 2040-08-01 | Expected Values | 1713.01 | Station_DSM2018_w30mw_High32276 | Generation | On Peak | 2040-08-01 | Expected Values | 899.01 | 0
| Station_DSM2018_Base_High32273 | Generation | ALL | 2040-09-01 | Expected Values | 2429.01 | Station_DSM2018_Base_High32273 | Generation | Off Peak | 2040-09-01 | Expected Values | 1652.23 | Station_DSM2018_Base_High32273 | Generation | On Peak | 2040-09-01 | Expected Values | 776.78 | 0 | Station_DSM2018_w30mw_High32276 | Generation | ALL | 2040-09-01 | Expected Values | 2429.02 | Station_DSM2018_w30mw_High32276 | Generation | Off Peak | 2040-09-01 | Expected Values | 1652.23 | Station_DSM2018_w30mw_High32276 | Generation | On Peak | 2040-09-01 | Expected Values | 776.79 | 0
| Station_DSM2018_Base_High32273 | Generation | ALL | 2040-10-01 | Expected Values | 2159.86 | Station_DSM2018_Base_High32273 | Generation | Off Peak | 2040-10-01 | Expected Values | 1393.33 | Station_DSM2018_Base_High32273 | Generation | On Peak | 2040-10-01 | Expected Values | 766.53 | 0 | Station_DSM2018_w30mw_High32276 | Generation | ALL | 2040-10-01 | Expected Values | 2160.01 | Station_DSM2018_w30mw_High32276 | Generation | Off Peak | 2040-10-01 | Expected Values | 1393.33 | Station_DSM2018_w30mw_High32276 | Generation | On Peak | 2040-10-01 | Expected Values | 766.68 | 0
| Station_DSM2018_Base_High32273 | Generation | ALL | 2040-11-01 | Expected Values | 1738 | Station_DSM2018_Base_High32273 | Generation | Off Peak | 2040-11-01 | Expected Values | 1289.29 | Station_DSM2018_Base_High32273 | Generation | On Peak | 2040-11-01 | Expected Values | 448.7 | -0.01 | Station_DSM2018_w30mw_High32276 | Generation | ALL | 2040-11-01 | Expected Values | 1738 | Station_DSM2018_w30mw_High32276 | Generation | Off Peak | 2040-11-01 | Expected Values | 1289.29 | Station_DSM2018_w30mw_High32276 | Generation | On Peak | 2040-11-01 | Expected Values | 448.7 | -0.01
| Station_DSM2018_Base_High32273 | Generation | ALL | 2040-12-01 | Expected Values | 1863.99 | Station_DSM2018_Base_High32273 | Generation | Off Peak | 2040-12-01 | Expected Values | 1401.41 | Station_DSM2018_Base_High32273 | Generation | On Peak | 2040-12-01 | Expected Values | 462.59 | 0.01 | Station_DSM2018_w30mw_High32276 | Generation | ALL | 2040-12-01 | Expected Values | 1863.99 | Station_DSM2018_w30mw_High32276 | Generation | Off Peak | 2040-12-01 | Expected Values | 1401.41 | Station_DSM2018_w30mw_High32276 | Generation | On Peak | 2040-12-01 | Expected Values | 462.58 | 0
| Station_DSM2018_Base_High32273 | Generation | ALL | 2041-01-01 | Expected Values | 1816.22 | Station_DSM2018_Base_High32273 | Generation | Off Peak | 2041-01-01 | Expected Values | 1281.79 | Station_DSM2018_Base_High32273 | Generation | On Peak | 2041-01-01 | Expected Values | 534.43 | 0 | Station_DSM2018_w30mw_High32276 | Generation | ALL | 2041-01-01 | Expected Values | 1816.22 | Station_DSM2018_w30mw_High32276 | Generation | Off Peak | 2041-01-01 | Expected Values | 1281.79 | Station_DSM2018_w30mw_High32276 | Generation | On Peak | 2041-01-01 | Expected Values | 534.43 | 0
| Station_DSM2018_Base_High32273 | Generation | ALL | 2041-02-01 | Expected Values | 1600.14 | Station_DSM2018_Base_High32273 | Generation | Off Peak | 2041-02-01 | Expected Values | 1162.33 | Station_DSM2018_Base_High32273 | Generation | On Peak | 2041-02-01 | Expected Values | 437.81 | 0 | Station_DSM2018_w30mw_High32276 | Generation | ALL | 2041-02-01 | Expected Values | 1600.14 | Station_DSM2018_w30mw_High32276 | Generation | Off Peak | 2041-02-01 | Expected Values | 1162.33 | Station_DSM2018_w30mw_High32276 | Generation | On Peak | 2041-02-01 | Expected Values | 437.81 | 0
| Station_DSM2018_Base_High32273 | Generation | ALL | 2041-03-01 | Expected Values | 1782.09 | Station_DSM2018_Base_High32273 | Generation | Off Peak | 2041-03-01 | Expected Values | 1341.38 | Station_DSM2018_Base_High32273 | Generation | On Peak | 2041-03-01 | Expected Values | 440.72 | 0.01 | Station_DSM2018_w30mw_High32276 | Generation | ALL | 2041-03-01 | Expected Values | 1782.11 | Station_DSM2018_w30mw_High32276 | Generation | Off Peak | 2041-03-01 | Expected Values | 1341.38 | Station_DSM2018_w30mw_High32276 | Generation | On Peak | 2041-03-01 | Expected Values | 440.73 | 0
| Station_DSM2018_Base_High32273 | Generation | ALL | 2041-04-01 | Expected Values | 1929.29 | Station_DSM2018_Base_High32273 | Generation | Off Peak | 2041-04-01 | Expected Values | 1240.33 | Station_DSM2018_Base_High32273 | Generation | On Peak | 2041-04-01 | Expected Values | 688.97 | 0.01 | Station_DSM2018_w30mw_High32276 | Generation | ALL | 2041-04-01 | Expected Values | 1929.72 | Station_DSM2018_w30mw_High32276 | Generation | Off Peak | 2041-04-01 | Expected Values | 1240.69 | Station_DSM2018_w30mw_High32276 | Generation | On Peak | 2041-04-01 | Expected Values | 689.03 | 0
| Station_DSM2018_Base_High32273 | Generation | ALL | 2041-05-01 | Expected Values | 2270.85 | Station_DSM2018_Base_High32273 | Generation | Off Peak | 2041-05-01 | Expected Values | 1443.52 | Station_DSM2018_Base_High32273 | Generation | On Peak | 2041-05-01 | Expected Values | 827.33 | 0 | Station_DSM2018_w30mw_High32276 | Generation | ALL | 2041-05-01 | Expected Values | 2271.04 | Station_DSM2018_w30mw_High32276 | Generation | Off Peak | 2041-05-01 | Expected Values | 1443.54 | Station_DSM2018_w30mw_High32276 | Generation | On Peak | 2041-05-01 | Expected Values | 827.5 | 0
| Station_DSM2018_Base_High32273 | Generation | ALL | 2041-06-01 | Expected Values | 2485.7 | Station_DSM2018_Base_High32273 | Generation | Off Peak | 2041-06-01 | Expected Values | 1687.46 | Station_DSM2018_Base_High32273 | Generation | On Peak | 2041-06-01 | Expected Values | 798.24 | 0 | Station_DSM2018_w30mw_High32276 | Generation | ALL | 2041-06-01 | Expected Values | 2485.83 | Station_DSM2018_w30mw_High32276 | Generation | Off Peak | 2041-06-01 | Expected Values | 1687.5 | Station_DSM2018_w30mw_High32276 | Generation | On Peak | 2041-06-01 | Expected Values | 798.33 | 0
| Station_DSM2018_Base_High32273 | Generation | ALL | 2041-07-01 | Expected Values | 2576.87 | Station_DSM2018_Base_High32273 | Generation | Off Peak | 2041-07-01 | Expected Values | 1652.51 | Station_DSM2018_Base_High32273 | Generation | On Peak | 2041-07-01 | Expected Values | 924.36 | 0 | Station_DSM2018_w30mw_High32276 | Generation | ALL | 2041-07-01 | Expected Values | 2576.88 | Station_DSM2018_w30mw_High32276 | Generation | Off Peak | 2041-07-01 | Expected Values | 1652.51 | Station_DSM2018_w30mw_High32276 | Generation | On Peak | 2041-07-01 | Expected Values | 924.37 | 0
| Station_DSM2018_Base_High32273 | Generation | ALL | 2041-08-01 | Expected Values | 2611.61 | Station_DSM2018_Base_High32273 | Generation | Off Peak | 2041-08-01 | Expected Values | 1728.45 | Station_DSM2018_Base_High32273 | Generation | On Peak | 2041-08-01 | Expected Values | 883.17 | 0.01 | Station_DSM2018_w30mw_High32276 | Generation | ALL | 2041-08-01 | Expected Values | 2611.93 | Station_DSM2018_w30mw_High32276 | Generation | Off Peak | 2041-08-01 | Expected Values | 1728.7 | Station_DSM2018_w30mw_High32276 | Generation | On Peak | 2041-08-01 | Expected Values | 883.23 | 0
| Station_DSM2018_Base_High32273 | Generation | ALL | 2041-09-01 | Expected Values | 2429.02 | Station_DSM2018_Base_High32273 | Generation | Off Peak | 2041-09-01 | Expected Values | 1630.98 | Station_DSM2018_Base_High32273 | Generation | On Peak | 2041-09-01 | Expected Values | 798.04 | 0 | Station_DSM2018_w30mw_High32276 | Generation | ALL | 2041-09-01 | Expected Values | 2428.96 | Station_DSM2018_w30mw_High32276 | Generation | Off Peak | 2041-09-01 | Expected Values | 1630.98 | Station_DSM2018_w30mw_High32276 | Generation | On Peak | 2041-09-01 | Expected Values | 797.98 | 0
| Station_DSM2018_Base_High32273 | Generation | ALL | 2041-10-01 | Expected Values | 2160 | Station_DSM2018_Base_High32273 | Generation | Off Peak | 2041-10-01 | Expected Values | 1387.54 | Station_DSM2018_Base_High32273 | Generation | On Peak | 2041-10-01 | Expected Values | 772.46 | 0 | Station_DSM2018_w30mw_High32276 | Generation | ALL | 2041-10-01 | Expected Values | 2159.94 | Station_DSM2018_w30mw_High32276 | Generation | Off Peak | 2041-10-01 | Expected Values | 1387.56 | Station_DSM2018_w30mw_High32276 | Generation | On Peak | 2041-10-01 | Expected Values | 772.38 | 0
| Station_DSM2018_Base_High32273 | Generation | ALL | 2041-11-01 | Expected Values | 1738.03 | Station_DSM2018_Base_High32273 | Generation | Off Peak | 2041-11-01 | Expected Values | 1305.33 | Station_DSM2018_Base_High32273 | Generation | On Peak | 2041-11-01 | Expected Values | 432.7 | 0 | Station_DSM2018_w30mw_High32276 | Generation | ALL | 2041-11-01 | Expected Values | 1738.03 | Station_DSM2018_w30mw_High32276 | Generation | Off Peak | 2041-11-01 | Expected Values | 1305.33 | Station_DSM2018_w30mw_High32276 | Generation | On Peak | 2041-11-01 | Expected Values | 432.7 | 0
| Station_DSM2018_Base_High32273 | Generation | ALL | 2041-12-01 | Expected Values | 1864.06 | Station_DSM2018_Base_High32273 | Generation | Off Peak | 2041-12-01 | Expected Values | 1375.64 | Station_DSM2018_Base_High32273 | Generation | On Peak | 2041-12-01 | Expected Values | 488.42 | 0 | Station_DSM2018_w30mw_High32276 | Generation | ALL | 2041-12-01 | Expected Values | 1864.09 | Station_DSM2018_w30mw_High32276 | Generation | Off Peak | 2041-12-01 | Expected Values | 1375.65 | Station_DSM2018_w30mw_High32276 | Generation | On Peak | 2041-12-01 | Expected Values | 488.43 | -0.01
| Station_DSM2018_Base_High32273 | Generation | ALL | 2042-01-01 | Expected Values | 1816.23 | Station_DSM2018_Base_High32273 | Generation | Off Peak | 2042-01-01 | Expected Values | 1281.83 | Station_DSM2018_Base_High32273 | Generation | On Peak | 2042-01-01 | Expected Values | 534.4 | 0 | Station_DSM2018_w30mw_High32276 | Generation | ALL | 2042-01-01 | Expected Values | 1816.23 | Station_DSM2018_w30mw_High32276 | Generation | Off Peak | 2042-01-01 | Expected Values | 1281.83 | Station_DSM2018_w30mw_High32276 | Generation | On Peak | 2042-01-01 | Expected Values | 534.4 | 0
| Station_DSM2018_Base_High32273 | Generation | ALL | 2042-02-01 | Expected Values | 1600.14 | Station_DSM2018_Base_High32273 | Generation | Off Peak | 2042-02-01 | Expected Values | 1161.32 | Station_DSM2018_Base_High32273 | Generation | On Peak | 2042-02-01 | Expected Values | 438.82 | 0 | Station_DSM2018_w30mw_High32276 | Generation | ALL | 2042-02-01 | Expected Values | 1600.14 | Station_DSM2018_w30mw_High32276 | Generation | Off Peak | 2042-02-01 | Expected Values | 1161.32 | Station_DSM2018_w30mw_High32276 | Generation | On Peak | 2042-02-01 | Expected Values | 438.82 | 0
| Station_DSM2018_Base_High32273 | Generation | ALL | 2042-03-01 | Expected Values | 1782.11 | Station_DSM2018_Base_High32273 | Generation | Off Peak | 2042-03-01 | Expected Values | 1342.31 | Station_DSM2018_Base_High32273 | Generation | On Peak | 2042-03-01 | Expected Values | 439.79 | -0.01 | Station_DSM2018_w30mw_High32276 | Generation | ALL | 2042-03-01 | Expected Values | 1782.11 | Station_DSM2018_w30mw_High32276 | Generation | Off Peak | 2042-03-01 | Expected Values | 1342.31 | Station_DSM2018_w30mw_High32276 | Generation | On Peak | 2042-03-01 | Expected Values | 439.79 | -0.01
| Station_DSM2018_Base_High32273 | Generation | ALL | 2042-04-01 | Expected Values | 1928.61 | Station_DSM2018_Base_High32273 | Generation | Off Peak | 2042-04-01 | Expected Values | 1235.05 | Station_DSM2018_Base_High32273 | Generation | On Peak | 2042-04-01 | Expected Values | 693.56 | 0 | Station_DSM2018_w30mw_High32276 | Generation | ALL | 2042-04-01 | Expected Values | 1929.01 | Station_DSM2018_w30mw_High32276 | Generation | Off Peak | 2042-04-01 | Expected Values | 1235.19 | Station_DSM2018_w30mw_High32276 | Generation | On Peak | 2042-04-01 | Expected Values | 693.81 | -0.01
| Station_DSM2018_Base_High32273 | Generation | ALL | 2042-05-01 | Expected Values | 2271.04 | Station_DSM2018_Base_High32273 | Generation | Off Peak | 2042-05-01 | Expected Values | 1476.43 | Station_DSM2018_Base_High32273 | Generation | On Peak | 2042-05-01 | Expected Values | 794.61 | 0 | Station_DSM2018_w30mw_High32276 | Generation | ALL | 2042-05-01 | Expected Values | 2271.05 | Station_DSM2018_w30mw_High32276 | Generation | Off Peak | 2042-05-01 | Expected Values | 1476.44 | Station_DSM2018_w30mw_High32276 | Generation | On Peak | 2042-05-01 | Expected Values | 794.61 | 0
| Station_DSM2018_Base_High32273 | Generation | ALL | 2042-06-01 | Expected Values | 2485.62 | Station_DSM2018_Base_High32273 | Generation | Off Peak | 2042-06-01 | Expected Values | 1650.96 | Station_DSM2018_Base_High32273 | Generation | On Peak | 2042-06-01 | Expected Values | 834.66 | 0 | Station_DSM2018_w30mw_High32276 | Generation | ALL | 2042-06-01 | Expected Values | 2485.92 | Station_DSM2018_w30mw_High32276 | Generation | Off Peak | 2042-06-01 | Expected Values | 1651.01 | Station_DSM2018_w30mw_High32276 | Generation | On Peak | 2042-06-01 | Expected Values | 834.91 | 0
| Station_DSM2018_Base_High32273 | Generation | ALL | 2042-07-01 | Expected Values | 2576.86 | Station_DSM2018_Base_High32273 | Generation | Off Peak | 2042-07-01 | Expected Values | 1649.24 | Station_DSM2018_Base_High32273 | Generation | On Peak | 2042-07-01 | Expected Values | 927.62 | 0 | Station_DSM2018_w30mw_High32276 | Generation | ALL | 2042-07-01 | Expected Values | 2576.69 | Station_DSM2018_w30mw_High32276 | Generation | Off Peak | 2042-07-01 | Expected Values | 1649.24 | Station_DSM2018_w30mw_High32276 | Generation | On Peak | 2042-07-01 | Expected Values | 927.45 | 0
| Station_DSM2018_Base_High32273 | Generation | ALL | 2042-08-01 | Expected Values | 2611.57 | Station_DSM2018_Base_High32273 | Generation | Off Peak | 2042-08-01 | Expected Values | 1769.64 | Station_DSM2018_Base_High32273 | Generation | On Peak | 2042-08-01 | Expected Values | 841.93 | 0 | Station_DSM2018_w30mw_High32276 | Generation | ALL | 2042-08-01 | Expected Values | 2611.63 | Station_DSM2018_w30mw_High32276 | Generation | Off Peak | 2042-08-01 | Expected Values | 1769.79 | Station_DSM2018_w30mw_High32276 | Generation | On Peak | 2042-08-01 | Expected Values | 841.84 | 0
| Station_DSM2018_Base_High32273 | Generation | ALL | 2042-09-01 | Expected Values | 2428.95 | Station_DSM2018_Base_High32273 | Generation | Off Peak | 2042-09-01 | Expected Values | 1593.26 | Station_DSM2018_Base_High32273 | Generation | On Peak | 2042-09-01 | Expected Values | 835.69 | 0 | Station_DSM2018_w30mw_High32276 | Generation | ALL | 2042-09-01 | Expected Values | 2428.7 | Station_DSM2018_w30mw_High32276 | Generation | Off Peak | 2042-09-01 | Expected Values | 1593.25 | Station_DSM2018_w30mw_High32276 | Generation | On Peak | 2042-09-01 | Expected Values | 835.45 | 0
| Station_DSM2018_Base_High32273 | Generation | ALL | 2042-10-01 | Expected Values | 2159.73 | Station_DSM2018_Base_High32273 | Generation | Off Peak | 2042-10-01 | Expected Values | 1397.37 | Station_DSM2018_Base_High32273 | Generation | On Peak | 2042-10-01 | Expected Values | 762.37 | 0.01 | Station_DSM2018_w30mw_High32276 | Generation | ALL | 2042-10-01 | Expected Values | 2159.43 | Station_DSM2018_w30mw_High32276 | Generation | Off Peak | 2042-10-01 | Expected Values | 1397.32 | Station_DSM2018_w30mw_High32276 | Generation | On Peak | 2042-10-01 | Expected Values | 762.11 | 0
| Station_DSM2018_Base_High32273 | Generation | ALL | 2042-11-01 | Expected Values | 1737.97 | Station_DSM2018_Base_High32273 | Generation | Off Peak | 2042-11-01 | Expected Values | 1326.7 | Station_DSM2018_Base_High32273 | Generation | On Peak | 2042-11-01 | Expected Values | 411.27 | 0 | Station_DSM2018_w30mw_High32276 | Generation | ALL | 2042-11-01 | Expected Values | 1737.98 | Station_DSM2018_w30mw_High32276 | Generation | Off Peak | 2042-11-01 | Expected Values | 1326.71 | Station_DSM2018_w30mw_High32276 | Generation | On Peak | 2042-11-01 | Expected Values | 411.27 | 0
| Station_DSM2018_Base_High32273 | Generation | ALL | 2042-12-01 | Expected Values | 1863.84 | Station_DSM2018_Base_High32273 | Generation | Off Peak | 2042-12-01 | Expected Values | 1353.85 | Station_DSM2018_Base_High32273 | Generation | On Peak | 2042-12-01 | Expected Values | 509.99 | 0 | Station_DSM2018_w30mw_High32276 | Generation | ALL | 2042-12-01 | Expected Values | 1863.89 | Station_DSM2018_w30mw_High32276 | Generation | Off Peak | 2042-12-01 | Expected Values | 1353.87 | Station_DSM2018_w30mw_High32276 | Generation | On Peak | 2042-12-01 | Expected Values | 510.02 | 0
| Station_DSM2018_Base_High32273 | Generation | ALL | 2043-01-01 | Expected Values | 1816.22 | Station_DSM2018_Base_High32273 | Generation | Off Peak | 2043-01-01 | Expected Values | 1305.21 | Station_DSM2018_Base_High32273 | Generation | On Peak | 2043-01-01 | Expected Values | 511.01 | 0 | Station_DSM2018_w30mw_High32276 | Generation | ALL | 2043-01-01 | Expected Values | 1816.22 | Station_DSM2018_w30mw_High32276 | Generation | Off Peak | 2043-01-01 | Expected Values | 1305.21 | Station_DSM2018_w30mw_High32276 | Generation | On Peak | 2043-01-01 | Expected Values | 511.01 | 0
| Station_DSM2018_Base_High32273 | Generation | ALL | 2043-02-01 | Expected Values | 1600.14 | Station_DSM2018_Base_High32273 | Generation | Off Peak | 2043-02-01 | Expected Values | 1160.2 | Station_DSM2018_Base_High32273 | Generation | On Peak | 2043-02-01 | Expected Values | 439.94 | 0 | Station_DSM2018_w30mw_High32276 | Generation | ALL | 2043-02-01 | Expected Values | 1600.14 | Station_DSM2018_w30mw_High32276 | Generation | Off Peak | 2043-02-01 | Expected Values | 1160.2 | Station_DSM2018_w30mw_High32276 | Generation | On Peak | 2043-02-01 | Expected Values | 439.94 | 0
| Station_DSM2018_Base_High32273 | Generation | ALL | 2043-03-01 | Expected Values | 1782.11 | Station_DSM2018_Base_High32273 | Generation | Off Peak | 2043-03-01 | Expected Values | 1323.06 | Station_DSM2018_Base_High32273 | Generation | On Peak | 2043-03-01 | Expected Values | 459.04 | -0.01 | Station_DSM2018_w30mw_High32276 | Generation | ALL | 2043-03-01 | Expected Values | 1782.11 | Station_DSM2018_w30mw_High32276 | Generation | Off Peak | 2043-03-01 | Expected Values | 1323.06 | Station_DSM2018_w30mw_High32276 | Generation | On Peak | 2043-03-01 | Expected Values | 459.05 | 0
| Station_DSM2018_Base_High32273 | Generation | ALL | 2043-04-01 | Expected Values | 1928.45 | Station_DSM2018_Base_High32273 | Generation | Off Peak | 2043-04-01 | Expected Values | 1231.69 | Station_DSM2018_Base_High32273 | Generation | On Peak | 2043-04-01 | Expected Values | 696.76 | 0 | Station_DSM2018_w30mw_High32276 | Generation | ALL | 2043-04-01 | Expected Values | 1928.72 | Station_DSM2018_w30mw_High32276 | Generation | Off Peak | 2043-04-01 | Expected Values | 1231.7 | Station_DSM2018_w30mw_High32276 | Generation | On Peak | 2043-04-01 | Expected Values | 697.02 | 0
| Station_DSM2018_Base_High32273 | Generation | ALL | 2043-05-01 | Expected Values | 2271.06 | Station_DSM2018_Base_High32273 | Generation | Off Peak | 2043-05-01 | Expected Values | 1511.77 | Station_DSM2018_Base_High32273 | Generation | On Peak | 2043-05-01 | Expected Values | 759.29 | 0 | Station_DSM2018_w30mw_High32276 | Generation | ALL | 2043-05-01 | Expected Values | 2271.07 | Station_DSM2018_w30mw_High32276 | Generation | Off Peak | 2043-05-01 | Expected Values | 1511.77 | Station_DSM2018_w30mw_High32276 | Generation | On Peak | 2043-05-01 | Expected Values | 759.3 | 0
| Station_DSM2018_Base_High32273 | Generation | ALL | 2043-06-01 | Expected Values | 2485.96 | Station_DSM2018_Base_High32273 | Generation | Off Peak | 2043-06-01 | Expected Values | 1611.37 | Station_DSM2018_Base_High32273 | Generation | On Peak | 2043-06-01 | Expected Values | 874.59 | 0 | Station_DSM2018_w30mw_High32276 | Generation | ALL | 2043-06-01 | Expected Values | 2485.98 | Station_DSM2018_w30mw_High32276 | Generation | Off Peak | 2043-06-01 | Expected Values | 1611.37 | Station_DSM2018_w30mw_High32276 | Generation | On Peak | 2043-06-01 | Expected Values | 874.61 | 0
| Station_DSM2018_Base_High32273 | Generation | ALL | 2043-07-01 | Expected Values | 2576.99 | Station_DSM2018_Base_High32273 | Generation | Off Peak | 2043-07-01 | Expected Values | 1648.86 | Station_DSM2018_Base_High32273 | Generation | On Peak | 2043-07-01 | Expected Values | 928.13 | 0 | Station_DSM2018_w30mw_High32276 | Generation | ALL | 2043-07-01 | Expected Values | 2576.98 | Station_DSM2018_w30mw_High32276 | Generation | Off Peak | 2043-07-01 | Expected Values | 1648.86 | Station_DSM2018_w30mw_High32276 | Generation | On Peak | 2043-07-01 | Expected Values | 928.13 | 0.01
| Station_DSM2018_Base_High32273 | Generation | ALL | 2043-08-01 | Expected Values | 2611.77 | Station_DSM2018_Base_High32273 | Generation | Off Peak | 2043-08-01 | Expected Values | 1775.78 | Station_DSM2018_Base_High32273 | Generation | On Peak | 2043-08-01 | Expected Values | 835.99 | 0 | Station_DSM2018_w30mw_High32276 | Generation | ALL | 2043-08-01 | Expected Values | 2611.99 | Station_DSM2018_w30mw_High32276 | Generation | Off Peak | 2043-08-01 | Expected Values | 1775.8 | Station_DSM2018_w30mw_High32276 | Generation | On Peak | 2043-08-01 | Expected Values | 836.19 | 0
| Station_DSM2018_Base_High32273 | Generation | ALL | 2043-09-01 | Expected Values | 2428.56 | Station_DSM2018_Base_High32273 | Generation | Off Peak | 2043-09-01 | Expected Values | 1590.44 | Station_DSM2018_Base_High32273 | Generation | On Peak | 2043-09-01 | Expected Values | 838.12 | 0 | Station_DSM2018_w30mw_High32276 | Generation | ALL | 2043-09-01 | Expected Values | 2428.67 | Station_DSM2018_w30mw_High32276 | Generation | Off Peak | 2043-09-01 | Expected Values | 1590.46 | Station_DSM2018_w30mw_High32276 | Generation | On Peak | 2043-09-01 | Expected Values | 838.2 | -0.01
| Station_DSM2018_Base_High32273 | Generation | ALL | 2043-10-01 | Expected Values | 2160.03 | Station_DSM2018_Base_High32273 | Generation | Off Peak | 2043-10-01 | Expected Values | 1431.62 | Station_DSM2018_Base_High32273 | Generation | On Peak | 2043-10-01 | Expected Values | 728.41 | 0 | Station_DSM2018_w30mw_High32276 | Generation | ALL | 2043-10-01 | Expected Values | 2159.83 | Station_DSM2018_w30mw_High32276 | Generation | Off Peak | 2043-10-01 | Expected Values | 1431.62 | Station_DSM2018_w30mw_High32276 | Generation | On Peak | 2043-10-01 | Expected Values | 728.22 | 0.01
| Station_DSM2018_Base_High32273 | Generation | ALL | 2043-11-01 | Expected Values | 1738.03 | Station_DSM2018_Base_High32273 | Generation | Off Peak | 2043-11-01 | Expected Values | 1304.1 | Station_DSM2018_Base_High32273 | Generation | On Peak | 2043-11-01 | Expected Values | 433.94 | 0.01 | Station_DSM2018_w30mw_High32276 | Generation | ALL | 2043-11-01 | Expected Values | 1738.03 | Station_DSM2018_w30mw_High32276 | Generation | Off Peak | 2043-11-01 | Expected Values | 1304.1 | Station_DSM2018_w30mw_High32276 | Generation | On Peak | 2043-11-01 | Expected Values | 433.94 | 0.01
| Station_DSM2018_Base_High32273 | Generation | ALL | 2043-12-01 | Expected Values | 1864.14 | Station_DSM2018_Base_High32273 | Generation | Off Peak | 2043-12-01 | Expected Values | 1356.1 | Station_DSM2018_Base_High32273 | Generation | On Peak | 2043-12-01 | Expected Values | 508.03 | -0.01 | Station_DSM2018_w30mw_High32276 | Generation | ALL | 2043-12-01 | Expected Values | 1864.14 | Station_DSM2018_w30mw_High32276 | Generation | Off Peak | 2043-12-01 | Expected Values | 1356.1 | Station_DSM2018_w30mw_High32276 | Generation | On Peak | 2043-12-01 | Expected Values | 508.03 | -0.01
| Station_DSM2018_Base_High32273 | Generation | ALL | 2044-01-01 | Expected Values | 1816.23 | Station_DSM2018_Base_High32273 | Generation | Off Peak | 2044-01-01 | Expected Values | 1324.97 | Station_DSM2018_Base_High32273 | Generation | On Peak | 2044-01-01 | Expected Values | 491.26 | 0 | Station_DSM2018_w30mw_High32276 | Generation | ALL | 2044-01-01 | Expected Values | 1816.22 | Station_DSM2018_w30mw_High32276 | Generation | Off Peak | 2044-01-01 | Expected Values | 1324.97 | Station_DSM2018_w30mw_High32276 | Generation | On Peak | 2044-01-01 | Expected Values | 491.26 | 0.01
| Station_DSM2018_Base_High32273 | Generation | ALL | 2044-02-01 | Expected Values | 1600.18 | Station_DSM2018_Base_High32273 | Generation | Off Peak | 2044-02-01 | Expected Values | 1152.98 | Station_DSM2018_Base_High32273 | Generation | On Peak | 2044-02-01 | Expected Values | 447.2 | 0 | Station_DSM2018_w30mw_High32276 | Generation | ALL | 2044-02-01 | Expected Values | 1600.18 | Station_DSM2018_w30mw_High32276 | Generation | Off Peak | 2044-02-01 | Expected Values | 1152.98 | Station_DSM2018_w30mw_High32276 | Generation | On Peak | 2044-02-01 | Expected Values | 447.2 | 0
| Station_DSM2018_Base_High32273 | Generation | ALL | 2044-03-01 | Expected Values | 1782.12 | Station_DSM2018_Base_High32273 | Generation | Off Peak | 2044-03-01 | Expected Values | 1304.04 | Station_DSM2018_Base_High32273 | Generation | On Peak | 2044-03-01 | Expected Values | 478.08 | 0 | Station_DSM2018_w30mw_High32276 | Generation | ALL | 2044-03-01 | Expected Values | 1782.12 | Station_DSM2018_w30mw_High32276 | Generation | Off Peak | 2044-03-01 | Expected Values | 1304.04 | Station_DSM2018_w30mw_High32276 | Generation | On Peak | 2044-03-01 | Expected Values | 478.08 | 0
| Station_DSM2018_Base_High32273 | Generation | ALL | 2044-04-01 | Expected Values | 1930.1 | Station_DSM2018_Base_High32273 | Generation | Off Peak | 2044-04-01 | Expected Values | 1258.5 | Station_DSM2018_Base_High32273 | Generation | On Peak | 2044-04-01 | Expected Values | 671.6 | 0 | Station_DSM2018_w30mw_High32276 | Generation | ALL | 2044-04-01 | Expected Values | 1930.1 | Station_DSM2018_w30mw_High32276 | Generation | Off Peak | 2044-04-01 | Expected Values | 1258.5 | Station_DSM2018_w30mw_High32276 | Generation | On Peak | 2044-04-01 | Expected Values | 671.6 | 0
| Station_DSM2018_Base_High32273 | Generation | ALL | 2044-05-01 | Expected Values | 2271.08 | Station_DSM2018_Base_High32273 | Generation | Off Peak | 2044-05-01 | Expected Values | 1474.49 | Station_DSM2018_Base_High32273 | Generation | On Peak | 2044-05-01 | Expected Values | 796.59 | 0 | Station_DSM2018_w30mw_High32276 | Generation | ALL | 2044-05-01 | Expected Values | 2271.08 | Station_DSM2018_w30mw_High32276 | Generation | Off Peak | 2044-05-01 | Expected Values | 1474.49 | Station_DSM2018_w30mw_High32276 | Generation | On Peak | 2044-05-01 | Expected Values | 796.59 | 0
| Station_DSM2018_Base_High32273 | Generation | ALL | 2044-06-01 | Expected Values | 2484.19 | Station_DSM2018_Base_High32273 | Generation | Off Peak | 2044-06-01 | Expected Values | 1608.98 | Station_DSM2018_Base_High32273 | Generation | On Peak | 2044-06-01 | Expected Values | 875.21 | 0 | Station_DSM2018_w30mw_High32276 | Generation | ALL | 2044-06-01 | Expected Values | 2484.37 | Station_DSM2018_w30mw_High32276 | Generation | Off Peak | 2044-06-01 | Expected Values | 1609.05 | Station_DSM2018_w30mw_High32276 | Generation | On Peak | 2044-06-01 | Expected Values | 875.32 | 0
| Station_DSM2018_Base_High32273 | Generation | ALL | 2044-07-01 | Expected Values | 2577.07 | Station_DSM2018_Base_High32273 | Generation | Off Peak | 2044-07-01 | Expected Values | 1727.33 | Station_DSM2018_Base_High32273 | Generation | On Peak | 2044-07-01 | Expected Values | 849.74 | 0 | Station_DSM2018_w30mw_High32276 | Generation | ALL | 2044-07-01 | Expected Values | 2577.07 | Station_DSM2018_w30mw_High32276 | Generation | Off Peak | 2044-07-01 | Expected Values | 1727.33 | Station_DSM2018_w30mw_High32276 | Generation | On Peak | 2044-07-01 | Expected Values | 849.74 | 0
| Station_DSM2018_Base_High32273 | Generation | ALL | 2044-08-01 | Expected Values | 2611.53 | Station_DSM2018_Base_High32273 | Generation | Off Peak | 2044-08-01 | Expected Values | 1704.51 | Station_DSM2018_Base_High32273 | Generation | On Peak | 2044-08-01 | Expected Values | 907.02 | 0 | Station_DSM2018_w30mw_High32276 | Generation | ALL | 2044-08-01 | Expected Values | 2611.65 | Station_DSM2018_w30mw_High32276 | Generation | Off Peak | 2044-08-01 | Expected Values | 1704.51 | Station_DSM2018_w30mw_High32276 | Generation | On Peak | 2044-08-01 | Expected Values | 907.14 | 0
| Station_DSM2018_Base_High32273 | Generation | ALL | 2044-09-01 | Expected Values | 2429.04 | Station_DSM2018_Base_High32273 | Generation | Off Peak | 2044-09-01 | Expected Values | 1583.24 | Station_DSM2018_Base_High32273 | Generation | On Peak | 2044-09-01 | Expected Values | 845.81 | 0.01 | Station_DSM2018_w30mw_High32276 | Generation | ALL | 2044-09-01 | Expected Values | 2429.04 | Station_DSM2018_w30mw_High32276 | Generation | Off Peak | 2044-09-01 | Expected Values | 1583.24 | Station_DSM2018_w30mw_High32276 | Generation | On Peak | 2044-09-01 | Expected Values | 845.81 | 0.01
| Station_DSM2018_Base_High32273 | Generation | ALL | 2044-10-01 | Expected Values | 2159.53 | Station_DSM2018_Base_High32273 | Generation | Off Peak | 2044-10-01 | Expected Values | 1452.35 | Station_DSM2018_Base_High32273 | Generation | On Peak | 2044-10-01 | Expected Values | 707.18 | 0 | Station_DSM2018_w30mw_High32276 | Generation | ALL | 2044-10-01 | Expected Values | 2159.6 | Station_DSM2018_w30mw_High32276 | Generation | Off Peak | 2044-10-01 | Expected Values | 1452.37 | Station_DSM2018_w30mw_High32276 | Generation | On Peak | 2044-10-01 | Expected Values | 707.22 | -0.01
| Station_DSM2018_Base_High32273 | Generation | ALL | 2044-11-01 | Expected Values | 1738.03 | Station_DSM2018_Base_High32273 | Generation | Off Peak | 2044-11-01 | Expected Values | 1282.48 | Station_DSM2018_Base_High32273 | Generation | On Peak | 2044-11-01 | Expected Values | 455.54 | -0.01 | Station_DSM2018_w30mw_High32276 | Generation | ALL | 2044-11-01 | Expected Values | 1738.03 | Station_DSM2018_w30mw_High32276 | Generation | Off Peak | 2044-11-01 | Expected Values | 1282.48 | Station_DSM2018_w30mw_High32276 | Generation | On Peak | 2044-11-01 | Expected Values | 455.54 | -0.01
| Station_DSM2018_Base_High32273 | Generation | ALL | 2044-12-01 | Expected Values | 1864.1 | Station_DSM2018_Base_High32273 | Generation | Off Peak | 2044-12-01 | Expected Values | 1377.57 | Station_DSM2018_Base_High32273 | Generation | On Peak | 2044-12-01 | Expected Values | 486.53 | 0 | Station_DSM2018_w30mw_High32276 | Generation | ALL | 2044-12-01 | Expected Values | 1864.11 | Station_DSM2018_w30mw_High32276 | Generation | Off Peak | 2044-12-01 | Expected Values | 1377.57 | Station_DSM2018_w30mw_High32276 | Generation | On Peak | 2044-12-01 | Expected Values | 486.54 | 0
| Station_DSM2018_Base_High32273 | Generation | ALL | 2045-01-01 | Expected Values | 1816.17 | Station_DSM2018_Base_High32273 | Generation | Off Peak | 2045-01-01 | Expected Values | 1302.13 | Station_DSM2018_Base_High32273 | Generation | On Peak | 2045-01-01 | Expected Values | 514.03 | -0.01 | Station_DSM2018_w30mw_High32276 | Generation | ALL | 2045-01-01 | Expected Values | 1816.2 | Station_DSM2018_w30mw_High32276 | Generation | Off Peak | 2045-01-01 | Expected Values | 1302.13 | Station_DSM2018_w30mw_High32276 | Generation | On Peak | 2045-01-01 | Expected Values | 514.07 | 0
| Station_DSM2018_Base_High32273 | Generation | ALL | 2045-02-01 | Expected Values | 1600.13 | Station_DSM2018_Base_High32273 | Generation | Off Peak | 2045-02-01 | Expected Values | 1165.58 | Station_DSM2018_Base_High32273 | Generation | On Peak | 2045-02-01 | Expected Values | 434.55 | 0 | Station_DSM2018_w30mw_High32276 | Generation | ALL | 2045-02-01 | Expected Values | 1600.13 | Station_DSM2018_w30mw_High32276 | Generation | Off Peak | 2045-02-01 | Expected Values | 1165.58 | Station_DSM2018_w30mw_High32276 | Generation | On Peak | 2045-02-01 | Expected Values | 434.55 | 0
| Station_DSM2018_Base_High32273 | Generation | ALL | 2045-03-01 | Expected Values | 1782.13 | Station_DSM2018_Base_High32273 | Generation | Off Peak | 2045-03-01 | Expected Values | 1303.29 | Station_DSM2018_Base_High32273 | Generation | On Peak | 2045-03-01 | Expected Values | 478.84 | 0 | Station_DSM2018_w30mw_High32276 | Generation | ALL | 2045-03-01 | Expected Values | 1782.13 | Station_DSM2018_w30mw_High32276 | Generation | Off Peak | 2045-03-01 | Expected Values | 1303.29 | Station_DSM2018_w30mw_High32276 | Generation | On Peak | 2045-03-01 | Expected Values | 478.84 | 0
| Station_DSM2018_Base_High32273 | Generation | ALL | 2045-04-01 | Expected Values | 1930.07 | Station_DSM2018_Base_High32273 | Generation | Off Peak | 2045-04-01 | Expected Values | 1287.51 | Station_DSM2018_Base_High32273 | Generation | On Peak | 2045-04-01 | Expected Values | 642.57 | 0.01 | Station_DSM2018_w30mw_High32276 | Generation | ALL | 2045-04-01 | Expected Values | 1930.09 | Station_DSM2018_w30mw_High32276 | Generation | Off Peak | 2045-04-01 | Expected Values | 1287.51 | Station_DSM2018_w30mw_High32276 | Generation | On Peak | 2045-04-01 | Expected Values | 642.58 | 0
| Station_DSM2018_Base_High32273 | Generation | ALL | 2045-05-01 | Expected Values | 2271.09 | Station_DSM2018_Base_High32273 | Generation | Off Peak | 2045-05-01 | Expected Values | 1440.99 | Station_DSM2018_Base_High32273 | Generation | On Peak | 2045-05-01 | Expected Values | 830.1 | 0 | Station_DSM2018_w30mw_High32276 | Generation | ALL | 2045-05-01 | Expected Values | 2271.09 | Station_DSM2018_w30mw_High32276 | Generation | Off Peak | 2045-05-01 | Expected Values | 1440.99 | Station_DSM2018_w30mw_High32276 | Generation | On Peak | 2045-05-01 | Expected Values | 830.1 | 0
| Station_DSM2018_Base_High32273 | Generation | ALL | 2045-06-01 | Expected Values | 2486.06 | Station_DSM2018_Base_High32273 | Generation | Off Peak | 2045-06-01 | Expected Values | 1605.96 | Station_DSM2018_Base_High32273 | Generation | On Peak | 2045-06-01 | Expected Values | 880.09 | -0.01 | Station_DSM2018_w30mw_High32276 | Generation | ALL | 2045-06-01 | Expected Values | 2486.06 | Station_DSM2018_w30mw_High32276 | Generation | Off Peak | 2045-06-01 | Expected Values | 1605.96 | Station_DSM2018_w30mw_High32276 | Generation | On Peak | 2045-06-01 | Expected Values | 880.09 | -0.01
| Station_DSM2018_Base_High32273 | Generation | ALL | 2045-07-01 | Expected Values | 2577.04 | Station_DSM2018_Base_High32273 | Generation | Off Peak | 2045-07-01 | Expected Values | 1731.38 | Station_DSM2018_Base_High32273 | Generation | On Peak | 2045-07-01 | Expected Values | 845.66 | 0 | Station_DSM2018_w30mw_High32276 | Generation | ALL | 2045-07-01 | Expected Values | 2577.04 | Station_DSM2018_w30mw_High32276 | Generation | Off Peak | 2045-07-01 | Expected Values | 1731.38 | Station_DSM2018_w30mw_High32276 | Generation | On Peak | 2045-07-01 | Expected Values | 845.66 | 0
| Station_DSM2018_Base_High32273 | Generation | ALL | 2045-08-01 | Expected Values | 2612.03 | Station_DSM2018_Base_High32273 | Generation | Off Peak | 2045-08-01 | Expected Values | 1707.76 | Station_DSM2018_Base_High32273 | Generation | On Peak | 2045-08-01 | Expected Values | 904.27 | 0 | Station_DSM2018_w30mw_High32276 | Generation | ALL | 2045-08-01 | Expected Values | 2612.03 | Station_DSM2018_w30mw_High32276 | Generation | Off Peak | 2045-08-01 | Expected Values | 1707.76 | Station_DSM2018_w30mw_High32276 | Generation | On Peak | 2045-08-01 | Expected Values | 904.27 | 0
| Station_DSM2018_Base_High32273 | Generation | ALL | 2045-09-01 | Expected Values | 2429.03 | Station_DSM2018_Base_High32273 | Generation | Off Peak | 2045-09-01 | Expected Values | 1618.35 | Station_DSM2018_Base_High32273 | Generation | On Peak | 2045-09-01 | Expected Values | 810.69 | 0.01 | Station_DSM2018_w30mw_High32276 | Generation | ALL | 2045-09-01 | Expected Values | 2429.03 | Station_DSM2018_w30mw_High32276 | Generation | Off Peak | 2045-09-01 | Expected Values | 1618.35 | Station_DSM2018_w30mw_High32276 | Generation | On Peak | 2045-09-01 | Expected Values | 810.69 | 0.01
| Station_DSM2018_Base_High32273 | Generation | ALL | 2045-10-01 | Expected Values | 2160.06 | Station_DSM2018_Base_High32273 | Generation | Off Peak | 2045-10-01 | Expected Values | 1422.41 | Station_DSM2018_Base_High32273 | Generation | On Peak | 2045-10-01 | Expected Values | 737.65 | 0 | Station_DSM2018_w30mw_High32276 | Generation | ALL | 2045-10-01 | Expected Values | 2160.06 | Station_DSM2018_w30mw_High32276 | Generation | Off Peak | 2045-10-01 | Expected Values | 1422.41 | Station_DSM2018_w30mw_High32276 | Generation | On Peak | 2045-10-01 | Expected Values | 737.66 | 0.01
| Station_DSM2018_Base_High32273 | Generation | ALL | 2045-11-01 | Expected Values | 1738 | Station_DSM2018_Base_High32273 | Generation | Off Peak | 2045-11-01 | Expected Values | 1290.03 | Station_DSM2018_Base_High32273 | Generation | On Peak | 2045-11-01 | Expected Values | 447.97 | 0 | Station_DSM2018_w30mw_High32276 | Generation | ALL | 2045-11-01 | Expected Values | 1738 | Station_DSM2018_w30mw_High32276 | Generation | Off Peak | 2045-11-01 | Expected Values | 1290.03 | Station_DSM2018_w30mw_High32276 | Generation | On Peak | 2045-11-01 | Expected Values | 447.97 | 0
| Station_DSM2018_Base_High32273 | Generation | ALL | 2045-12-01 | Expected Values | 1864.13 | Station_DSM2018_Base_High32273 | Generation | Off Peak | 2045-12-01 | Expected Values | 1399.67 | Station_DSM2018_Base_High32273 | Generation | On Peak | 2045-12-01 | Expected Values | 464.45 | -0.01 | Station_DSM2018_w30mw_High32276 | Generation | ALL | 2045-12-01 | Expected Values | 1864.13 | Station_DSM2018_w30mw_High32276 | Generation | Off Peak | 2045-12-01 | Expected Values | 1399.67 | Station_DSM2018_w30mw_High32276 | Generation | On Peak | 2045-12-01 | Expected Values | 464.45 | -0.01
| Station_DSM2018_Base_High32273 | Generation | ALL | 2046-01-01 | Expected Values | 1816.23 | Station_DSM2018_Base_High32273 | Generation | Off Peak | 2046-01-01 | Expected Values | 1282.13 | Station_DSM2018_Base_High32273 | Generation | On Peak | 2046-01-01 | Expected Values | 534.1 | 0 | Station_DSM2018_w30mw_High32276 | Generation | ALL | 2046-01-01 | Expected Values | 1816.23 | Station_DSM2018_w30mw_High32276 | Generation | Off Peak | 2046-01-01 | Expected Values | 1282.13 | Station_DSM2018_w30mw_High32276 | Generation | On Peak | 2046-01-01 | Expected Values | 534.1 | 0
| Station_DSM2018_Base_High32273 | Generation | ALL | 2046-02-01 | Expected Values | 1600.14 | Station_DSM2018_Base_High32273 | Generation | Off Peak | 2046-02-01 | Expected Values | 1161.66 | Station_DSM2018_Base_High32273 | Generation | On Peak | 2046-02-01 | Expected Values | 438.48 | 0 | Station_DSM2018_w30mw_High32276 | Generation | ALL | 2046-02-01 | Expected Values | 1600.14 | Station_DSM2018_w30mw_High32276 | Generation | Off Peak | 2046-02-01 | Expected Values | 1161.66 | Station_DSM2018_w30mw_High32276 | Generation | On Peak | 2046-02-01 | Expected Values | 438.48 | 0
| Station_DSM2018_Base_High32273 | Generation | ALL | 2046-03-01 | Expected Values | 1782.05 | Station_DSM2018_Base_High32273 | Generation | Off Peak | 2046-03-01 | Expected Values | 1322.84 | Station_DSM2018_Base_High32273 | Generation | On Peak | 2046-03-01 | Expected Values | 459.21 | 0 | Station_DSM2018_w30mw_High32276 | Generation | ALL | 2046-03-01 | Expected Values | 1782.07 | Station_DSM2018_w30mw_High32276 | Generation | Off Peak | 2046-03-01 | Expected Values | 1322.84 | Station_DSM2018_w30mw_High32276 | Generation | On Peak | 2046-03-01 | Expected Values | 459.23 | 0
| Station_DSM2018_Base_High32273 | Generation | ALL | 2046-04-01 | Expected Values | 1929.93 | Station_DSM2018_Base_High32273 | Generation | Off Peak | 2046-04-01 | Expected Values | 1268.91 | Station_DSM2018_Base_High32273 | Generation | On Peak | 2046-04-01 | Expected Values | 661.02 | 0 | Station_DSM2018_w30mw_High32276 | Generation | ALL | 2046-04-01 | Expected Values | 1929.97 | Station_DSM2018_w30mw_High32276 | Generation | Off Peak | 2046-04-01 | Expected Values | 1268.92 | Station_DSM2018_w30mw_High32276 | Generation | On Peak | 2046-04-01 | Expected Values | 661.05 | 0
| Station_DSM2018_Base_High32273 | Generation | ALL | 2046-05-01 | Expected Values | 2271.06 | Station_DSM2018_Base_High32273 | Generation | Off Peak | 2046-05-01 | Expected Values | 1446.64 | Station_DSM2018_Base_High32273 | Generation | On Peak | 2046-05-01 | Expected Values | 824.41 | -0.01 | Station_DSM2018_w30mw_High32276 | Generation | ALL | 2046-05-01 | Expected Values | 2271.06 | Station_DSM2018_w30mw_High32276 | Generation | Off Peak | 2046-05-01 | Expected Values | 1446.64 | Station_DSM2018_w30mw_High32276 | Generation | On Peak | 2046-05-01 | Expected Values | 824.41 | -0.01
| Station_DSM2018_Base_High32273 | Generation | ALL | 2046-06-01 | Expected Values | 2486.04 | Station_DSM2018_Base_High32273 | Generation | Off Peak | 2046-06-01 | Expected Values | 1652.28 | Station_DSM2018_Base_High32273 | Generation | On Peak | 2046-06-01 | Expected Values | 833.76 | 0 | Station_DSM2018_w30mw_High32276 | Generation | ALL | 2046-06-01 | Expected Values | 2486.04 | Station_DSM2018_w30mw_High32276 | Generation | Off Peak | 2046-06-01 | Expected Values | 1652.28 | Station_DSM2018_w30mw_High32276 | Generation | On Peak | 2046-06-01 | Expected Values | 833.76 | 0
| Station_DSM2018_Base_High32273 | Generation | ALL | 2046-07-01 | Expected Values | 2577.04 | Station_DSM2018_Base_High32273 | Generation | Off Peak | 2046-07-01 | Expected Values | 1691.79 | Station_DSM2018_Base_High32273 | Generation | On Peak | 2046-07-01 | Expected Values | 885.25 | 0 | Station_DSM2018_w30mw_High32276 | Generation | ALL | 2046-07-01 | Expected Values | 2577.04 | Station_DSM2018_w30mw_High32276 | Generation | Off Peak | 2046-07-01 | Expected Values | 1691.79 | Station_DSM2018_w30mw_High32276 | Generation | On Peak | 2046-07-01 | Expected Values | 885.25 | 0
| Station_DSM2018_Base_High32273 | Generation | ALL | 2046-08-01 | Expected Values | 2612.04 | Station_DSM2018_Base_High32273 | Generation | Off Peak | 2046-08-01 | Expected Values | 1689.22 | Station_DSM2018_Base_High32273 | Generation | On Peak | 2046-08-01 | Expected Values | 922.82 | 0 | Station_DSM2018_w30mw_High32276 | Generation | ALL | 2046-08-01 | Expected Values | 2612.04 | Station_DSM2018_w30mw_High32276 | Generation | Off Peak | 2046-08-01 | Expected Values | 1689.22 | Station_DSM2018_w30mw_High32276 | Generation | On Peak | 2046-08-01 | Expected Values | 922.82 | 0
| Station_DSM2018_Base_High32273 | Generation | ALL | 2046-09-01 | Expected Values | 2423.84 | Station_DSM2018_Base_High32273 | Generation | Off Peak | 2046-09-01 | Expected Values | 1664.96 | Station_DSM2018_Base_High32273 | Generation | On Peak | 2046-09-01 | Expected Values | 758.88 | 0 | Station_DSM2018_w30mw_High32276 | Generation | ALL | 2046-09-01 | Expected Values | 2424.13 | Station_DSM2018_w30mw_High32276 | Generation | Off Peak | 2046-09-01 | Expected Values | 1665.12 | Station_DSM2018_w30mw_High32276 | Generation | On Peak | 2046-09-01 | Expected Values | 759.02 | 0.01
| Station_DSM2018_Base_High32273 | Generation | ALL | 2046-10-01 | Expected Values | 2160.06 | Station_DSM2018_Base_High32273 | Generation | Off Peak | 2046-10-01 | Expected Values | 1378.42 | Station_DSM2018_Base_High32273 | Generation | On Peak | 2046-10-01 | Expected Values | 781.64 | 0 | Station_DSM2018_w30mw_High32276 | Generation | ALL | 2046-10-01 | Expected Values | 2160.06 | Station_DSM2018_w30mw_High32276 | Generation | Off Peak | 2046-10-01 | Expected Values | 1378.42 | Station_DSM2018_w30mw_High32276 | Generation | On Peak | 2046-10-01 | Expected Values | 781.64 | 0
| Station_DSM2018_Base_High32273 | Generation | ALL | 2046-11-01 | Expected Values | 1738.05 | Station_DSM2018_Base_High32273 | Generation | Off Peak | 2046-11-01 | Expected Values | 1281.57 | Station_DSM2018_Base_High32273 | Generation | On Peak | 2046-11-01 | Expected Values | 456.48 | 0 | Station_DSM2018_w30mw_High32276 | Generation | ALL | 2046-11-01 | Expected Values | 1738.05 | Station_DSM2018_w30mw_High32276 | Generation | Off Peak | 2046-11-01 | Expected Values | 1281.57 | Station_DSM2018_w30mw_High32276 | Generation | On Peak | 2046-11-01 | Expected Values | 456.48 | 0
| Station_DSM2018_Base_High32273 | Generation | ALL | 2046-12-01 | Expected Values | 1864.12 | Station_DSM2018_Base_High32273 | Generation | Off Peak | 2046-12-01 | Expected Values | 1396.04 | Station_DSM2018_Base_High32273 | Generation | On Peak | 2046-12-01 | Expected Values | 468.07 | -0.01 | Station_DSM2018_w30mw_High32276 | Generation | ALL | 2046-12-01 | Expected Values | 1864.12 | Station_DSM2018_w30mw_High32276 | Generation | Off Peak | 2046-12-01 | Expected Values | 1396.04 | Station_DSM2018_w30mw_High32276 | Generation | On Peak | 2046-12-01 | Expected Values | 468.07 | -0.01
| Station_DSM2018_Base_High32273 | Generation | ALL | 2047-01-01 | Expected Values | 1816.23 | Station_DSM2018_Base_High32273 | Generation | Off Peak | 2047-01-01 | Expected Values | 1281.79 | Station_DSM2018_Base_High32273 | Generation | On Peak | 2047-01-01 | Expected Values | 534.44 | 0 | Station_DSM2018_w30mw_High32276 | Generation | ALL | 2047-01-01 | Expected Values | 1816.23 | Station_DSM2018_w30mw_High32276 | Generation | Off Peak | 2047-01-01 | Expected Values | 1281.79 | Station_DSM2018_w30mw_High32276 | Generation | On Peak | 2047-01-01 | Expected Values | 534.45 | 0.01
| Station_DSM2018_Base_High32273 | Generation | ALL | 2047-02-01 | Expected Values | 1600.14 | Station_DSM2018_Base_High32273 | Generation | Off Peak | 2047-02-01 | Expected Values | 1162.33 | Station_DSM2018_Base_High32273 | Generation | On Peak | 2047-02-01 | Expected Values | 437.81 | 0 | Station_DSM2018_w30mw_High32276 | Generation | ALL | 2047-02-01 | Expected Values | 1600.14 | Station_DSM2018_w30mw_High32276 | Generation | Off Peak | 2047-02-01 | Expected Values | 1162.33 | Station_DSM2018_w30mw_High32276 | Generation | On Peak | 2047-02-01 | Expected Values | 437.81 | 0
| Station_DSM2018_Base_High32273 | Generation | ALL | 2047-03-01 | Expected Values | 1782.03 | Station_DSM2018_Base_High32273 | Generation | Off Peak | 2047-03-01 | Expected Values | 1341.38 | Station_DSM2018_Base_High32273 | Generation | On Peak | 2047-03-01 | Expected Values | 440.65 | 0 | Station_DSM2018_w30mw_High32276 | Generation | ALL | 2047-03-01 | Expected Values | 1782.06 | Station_DSM2018_w30mw_High32276 | Generation | Off Peak | 2047-03-01 | Expected Values | 1341.38 | Station_DSM2018_w30mw_High32276 | Generation | On Peak | 2047-03-01 | Expected Values | 440.68 | 0
| Station_DSM2018_Base_High32273 | Generation | ALL | 2047-04-01 | Expected Values | 1930.09 | Station_DSM2018_Base_High32273 | Generation | Off Peak | 2047-04-01 | Expected Values | 1240.69 | Station_DSM2018_Base_High32273 | Generation | On Peak | 2047-04-01 | Expected Values | 689.4 | 0 | Station_DSM2018_w30mw_High32276 | Generation | ALL | 2047-04-01 | Expected Values | 1930.09 | Station_DSM2018_w30mw_High32276 | Generation | Off Peak | 2047-04-01 | Expected Values | 1240.69 | Station_DSM2018_w30mw_High32276 | Generation | On Peak | 2047-04-01 | Expected Values | 689.4 | 0
| Station_DSM2018_Base_High32273 | Generation | ALL | 2047-05-01 | Expected Values | 2271.06 | Station_DSM2018_Base_High32273 | Generation | Off Peak | 2047-05-01 | Expected Values | 1443.54 | Station_DSM2018_Base_High32273 | Generation | On Peak | 2047-05-01 | Expected Values | 827.52 | 0 | Station_DSM2018_w30mw_High32276 | Generation | ALL | 2047-05-01 | Expected Values | 2271.06 | Station_DSM2018_w30mw_High32276 | Generation | Off Peak | 2047-05-01 | Expected Values | 1443.54 | Station_DSM2018_w30mw_High32276 | Generation | On Peak | 2047-05-01 | Expected Values | 827.52 | 0
| Station_DSM2018_Base_High32273 | Generation | ALL | 2047-06-01 | Expected Values | 2486.05 | Station_DSM2018_Base_High32273 | Generation | Off Peak | 2047-06-01 | Expected Values | 1687.59 | Station_DSM2018_Base_High32273 | Generation | On Peak | 2047-06-01 | Expected Values | 798.45 | -0.01 | Station_DSM2018_w30mw_High32276 | Generation | ALL | 2047-06-01 | Expected Values | 2486.05 | Station_DSM2018_w30mw_High32276 | Generation | Off Peak | 2047-06-01 | Expected Values | 1687.59 | Station_DSM2018_w30mw_High32276 | Generation | On Peak | 2047-06-01 | Expected Values | 798.45 | -0.01
| Station_DSM2018_Base_High32273 | Generation | ALL | 2047-07-01 | Expected Values | 2577.05 | Station_DSM2018_Base_High32273 | Generation | Off Peak | 2047-07-01 | Expected Values | 1652.51 | Station_DSM2018_Base_High32273 | Generation | On Peak | 2047-07-01 | Expected Values | 924.54 | 0 | Station_DSM2018_w30mw_High32276 | Generation | ALL | 2047-07-01 | Expected Values | 2577.05 | Station_DSM2018_w30mw_High32276 | Generation | Off Peak | 2047-07-01 | Expected Values | 1652.51 | Station_DSM2018_w30mw_High32276 | Generation | On Peak | 2047-07-01 | Expected Values | 924.54 | 0
| Station_DSM2018_Base_High32273 | Generation | ALL | 2047-08-01 | Expected Values | 2612.04 | Station_DSM2018_Base_High32273 | Generation | Off Peak | 2047-08-01 | Expected Values | 1728.75 | Station_DSM2018_Base_High32273 | Generation | On Peak | 2047-08-01 | Expected Values | 883.29 | 0 | Station_DSM2018_w30mw_High32276 | Generation | ALL | 2047-08-01 | Expected Values | 2612.04 | Station_DSM2018_w30mw_High32276 | Generation | Off Peak | 2047-08-01 | Expected Values | 1728.75 | Station_DSM2018_w30mw_High32276 | Generation | On Peak | 2047-08-01 | Expected Values | 883.29 | 0
| Station_DSM2018_Base_High32273 | Generation | ALL | 2047-09-01 | Expected Values | 2429.04 | Station_DSM2018_Base_High32273 | Generation | Off Peak | 2047-09-01 | Expected Values | 1630.98 | Station_DSM2018_Base_High32273 | Generation | On Peak | 2047-09-01 | Expected Values | 798.05 | -0.01 | Station_DSM2018_w30mw_High32276 | Generation | ALL | 2047-09-01 | Expected Values | 2429.04 | Station_DSM2018_w30mw_High32276 | Generation | Off Peak | 2047-09-01 | Expected Values | 1630.98 | Station_DSM2018_w30mw_High32276 | Generation | On Peak | 2047-09-01 | Expected Values | 798.05 | -0.01
| Station_DSM2018_Base_High32273 | Generation | ALL | 2047-10-01 | Expected Values | 2160.04 | Station_DSM2018_Base_High32273 | Generation | Off Peak | 2047-10-01 | Expected Values | 1387.58 | Station_DSM2018_Base_High32273 | Generation | On Peak | 2047-10-01 | Expected Values | 772.46 | 0 | Station_DSM2018_w30mw_High32276 | Generation | ALL | 2047-10-01 | Expected Values | 2160.04 | Station_DSM2018_w30mw_High32276 | Generation | Off Peak | 2047-10-01 | Expected Values | 1387.59 | Station_DSM2018_w30mw_High32276 | Generation | On Peak | 2047-10-01 | Expected Values | 772.46 | 0.01
| Station_DSM2018_Base_High32273 | Generation | ALL | 2047-11-01 | Expected Values | 1738.03 | Station_DSM2018_Base_High32273 | Generation | Off Peak | 2047-11-01 | Expected Values | 1305.33 | Station_DSM2018_Base_High32273 | Generation | On Peak | 2047-11-01 | Expected Values | 432.7 | 0 | Station_DSM2018_w30mw_High32276 | Generation | ALL | 2047-11-01 | Expected Values | 1738.03 | Station_DSM2018_w30mw_High32276 | Generation | Off Peak | 2047-11-01 | Expected Values | 1305.33 | Station_DSM2018_w30mw_High32276 | Generation | On Peak | 2047-11-01 | Expected Values | 432.7 | 0
| Station_DSM2018_Base_High32273 | Generation | ALL | 2047-12-01 | Expected Values | 1864.13 | Station_DSM2018_Base_High32273 | Generation | Off Peak | 2047-12-01 | Expected Values | 1375.67 | Station_DSM2018_Base_High32273 | Generation | On Peak | 2047-12-01 | Expected Values | 488.46 | 0 | Station_DSM2018_w30mw_High32276 | Generation | ALL | 2047-12-01 | Expected Values | 1864.13 | Station_DSM2018_w30mw_High32276 | Generation | Off Peak | 2047-12-01 | Expected Values | 1375.68 | Station_DSM2018_w30mw_High32276 | Generation | On Peak | 2047-12-01 | Expected Values | 488.46 | 0.01
[20 empty] | Station_DSM2018_w30mw_High32276 | Generation | On Peak | 2018-01-01 | Expected Values | 425.5
[20 empty] | Station_DSM2018_w30mw_High32276 | Generation | On Peak | 2018-02-01 | Expected Values | 357.95
[20 empty] | Station_DSM2018_w30mw_High32276 | Generation | On Peak | 2018-03-01 | Expected Values | 377.43
[20 empty] | Station_DSM2018_w30mw_High32276 | Generation | On Peak | 2018-04-01 | Expected Values | 525.31
[20 empty] | Station_DSM2018_w30mw_High32276 | Generation | On Peak | 2018-05-01 | Expected Values | 656.57
[20 empty] | Station_DSM2018_w30mw_High32276 | Generation | On Peak | 2018-06-01 | Expected Values | 663.06
[20 empty] | Station_DSM2018_w30mw_High32276 | Generation | On Peak | 2018-07-01 | Expected Values | 704
[20 empty] | Station_DSM2018_w30mw_High32276 | Generation | On Peak | 2018-08-01 | Expected Values | 733.18
[20 empty] | Station_DSM2018_w30mw_High32276 | Generation | On Peak | 2018-09-01 | Expected Values | 605.21
[20 empty] | Station_DSM2018_w30mw_High32276 | Generation | On Peak | 2018-10-01 | Expected Values | 621.61
[20 empty] | Station_DSM2018_w30mw_High32276 | Generation | On Peak | 2018-11-01 | Expected Values | 368.75
[20 empty] | Station_DSM2018_w30mw_High32276 | Generation | On Peak | 2018-12-01 | Expected Values | 380.48
[20 empty] | Station_DSM2018_w30mw_High32276 | Generation | On Peak | 2019-01-01 | Expected Values | 428.1
[20 empty] | Station_DSM2018_w30mw_High32276 | Generation | On Peak | 2019-02-01 | Expected Values | 360.48
[20 empty] | Station_DSM2018_w30mw_High32276 | Generation | On Peak | 2019-03-01 | Expected Values | 363.7
[20 empty] | Station_DSM2018_w30mw_High32276 | Generation | On Peak | 2019-04-01 | Expected Values | 553.1
[20 empty] | Station_DSM2018_w30mw_High32276 | Generation | On Peak | 2019-05-01 | Expected Values | 666.49
[20 empty] | Station_DSM2018_w30mw_High32276 | Generation | On Peak | 2019-06-01 | Expected Values | 641.59
[20 empty] | Station_DSM2018_w30mw_High32276 | Generation | On Peak | 2019-07-01 | Expected Values | 741.67
[20 empty] | Station_DSM2018_w30mw_High32276 | Generation | On Peak | 2019-08-01 | Expected Values | 708.89
[20 empty] | Station_DSM2018_w30mw_High32276 | Generation | On Peak | 2019-09-01 | Expected Values | 640.84
[20 empty] | Station_DSM2018_w30mw_High32276 | Generation | On Peak | 2019-10-01 | Expected Values | 617.32
[20 empty] | Station_DSM2018_w30mw_High32276 | Generation | On Peak | 2019-11-01 | Expected Values | 353.42
[20 empty] | Station_DSM2018_w30mw_High32276 | Generation | On Peak | 2019-12-01 | Expected Values | 401.02
[20 empty] | Station_DSM2018_w30mw_High32276 | Generation | On Peak | 2020-01-01 | Expected Values | 432.85
[20 empty] | Station_DSM2018_w30mw_High32276 | Generation | On Peak | 2020-02-01 | Expected Values | 354.73
[20 empty] | Station_DSM2018_w30mw_High32276 | Generation | On Peak | 2020-03-01 | Expected Values | 383.96
[20 empty] | Station_DSM2018_w30mw_High32276 | Generation | On Peak | 2020-04-01 | Expected Values | 565.73
[20 empty] | Station_DSM2018_w30mw_High32276 | Generation | On Peak | 2020-05-01 | Expected Values | 618.06
[20 empty] | Station_DSM2018_w30mw_High32276 | Generation | On Peak | 2020-06-01 | Expected Values | 712.48
[20 empty] | Station_DSM2018_w30mw_High32276 | Generation | On Peak | 2020-07-01 | Expected Values | 755.91
[20 empty] | Station_DSM2018_w30mw_High32276 | Generation | On Peak | 2020-08-01 | Expected Values | 680.5
[20 empty] | Station_DSM2018_w30mw_High32276 | Generation | On Peak | 2020-09-01 | Expected Values | 681.1
[20 empty] | Station_DSM2018_w30mw_High32276 | Generation | On Peak | 2020-10-01 | Expected Values | 588.63
[20 empty] | Station_DSM2018_w30mw_High32276 | Generation | On Peak | 2020-11-01 | Expected Values | 357.68
[20 empty] | Station_DSM2018_w30mw_High32276 | Generation | On Peak | 2020-12-01 | Expected Values | 422.3
[20 empty] | Station_DSM2018_w30mw_High32276 | Generation | On Peak | 2021-01-01 | Expected Values | 404.31
[20 empty] | Station_DSM2018_w30mw_High32276 | Generation | On Peak | 2021-02-01 | Expected Values | 369.14
[20 empty] | Station_DSM2018_w30mw_High32276 | Generation | On Peak | 2021-03-01 | Expected Values | 403.56
[20 empty] | Station_DSM2018_w30mw_High32276 | Generation | On Peak | 2021-04-01 | Expected Values | 576.23
[20 empty] | Station_DSM2018_w30mw_High32276 | Generation | On Peak | 2021-05-01 | Expected Values | 627.35
[20 empty] | Station_DSM2018_w30mw_High32276 | Generation | On Peak | 2021-06-01 | Expected Values | 720.36
[20 empty] | Station_DSM2018_w30mw_High32276 | Generation | On Peak | 2021-07-01 | Expected Values | 736.14
[20 empty] | Station_DSM2018_w30mw_High32276 | Generation | On Peak | 2021-08-01 | Expected Values | 719.21
[20 empty] | Station_DSM2018_w30mw_High32276 | Generation | On Peak | 2021-09-01 | Expected Values | 695.22
[20 empty] | Station_DSM2018_w30mw_High32276 | Generation | On Peak | 2021-10-01 | Expected Values | 569.86
[20 empty] | Station_DSM2018_w30mw_High32276 | Generation | On Peak | 2021-11-01 | Expected Values | 379.38
[20 empty] | Station_DSM2018_w30mw_High32276 | Generation | On Peak | 2021-12-01 | Expected Values | 427.09
[20 empty] | Station_DSM2018_w30mw_High32276 | Generation | On Peak | 2022-01-01 | Expected Values | 408.03
[20 empty] | Station_DSM2018_w30mw_High32276 | Generation | On Peak | 2022-02-01 | Expected Values | 372.3
[20 empty] | Station_DSM2018_w30mw_High32276 | Generation | On Peak | 2022-03-01 | Expected Values | 407.18
[20 empty] | Station_DSM2018_w30mw_High32276 | Generation | On Peak | 2022-04-01 | Expected Values | 557.47
[20 empty] | Station_DSM2018_w30mw_High32276 | Generation | On Peak | 2022-05-01 | Expected Values | 662.45
[20 empty] | Station_DSM2018_w30mw_High32276 | Generation | On Peak | 2022-06-01 | Expected Values | 732.41
[20 empty] | Station_DSM2018_w30mw_High32276 | Generation | On Peak | 2022-07-01 | Expected Values | 707.31
[20 empty] | Station_DSM2018_w30mw_High32276 | Generation | On Peak | 2022-08-01 | Expected Values | 757.3
[20 empty] | Station_DSM2018_w30mw_High32276 | Generation | On Peak | 2022-09-01 | Expected Values | 706.46
[20 empty] | Station_DSM2018_w30mw_High32276 | Generation | On Peak | 2022-10-01 | Expected Values | 591.89
[20 empty] | Station_DSM2018_w30mw_High32276 | Generation | On Peak | 2022-11-01 | Expected Values | 382.31
[20 empty] | Station_DSM2018_w30mw_High32276 | Generation | On Peak | 2022-12-01 | Expected Values | 412.55
[20 empty] | Station_DSM2018_w30mw_High32276 | Generation | On Peak | 2023-01-01 | Expected Values | 433.4
[20 empty] | Station_DSM2018_w30mw_High32276 | Generation | On Peak | 2023-02-01 | Expected Values | 372.94
[20 empty] | Station_DSM2018_w30mw_High32276 | Generation | On Peak | 2023-03-01 | Expected Values | 412.77
[20 empty] | Station_DSM2018_w30mw_High32276 | Generation | On Peak | 2023-04-01 | Expected Values | 542.04
[20 empty] | Station_DSM2018_w30mw_High32276 | Generation | On Peak | 2023-05-01 | Expected Values | 699.9
[20 empty] | Station_DSM2018_w30mw_High32276 | Generation | On Peak | 2023-06-01 | Expected Values | 745.75
[20 empty] | Station_DSM2018_w30mw_High32276 | Generation | On Peak | 2023-07-01 | Expected Values | 717.2
[20 empty] | Station_DSM2018_w30mw_High32276 | Generation | On Peak | 2023-08-01 | Expected Values | 765.33
[20 empty] | Station_DSM2018_w30mw_High32276 | Generation | On Peak | 2023-09-01 | Expected Values | 687.43
[20 empty] | Station_DSM2018_w30mw_High32276 | Generation | On Peak | 2023-10-01 | Expected Values | 625.67
[20 empty] | Station_DSM2018_w30mw_High32276 | Generation | On Peak | 2023-11-01 | Expected Values | 387.55
[20 empty] | Station_DSM2018_w30mw_High32276 | Generation | On Peak | 2023-12-01 | Expected Values | 398.88
[20 empty] | Station_DSM2018_w30mw_High32276 | Generation | On Peak | 2024-01-01 | Expected Values | 456.71
[20 empty] | Station_DSM2018_w30mw_High32276 | Generation | On Peak | 2024-02-01 | Expected Values | 386.58
[20 empty] | Station_DSM2018_w30mw_High32276 | Generation | On Peak | 2024-03-01 | Expected Values | 384.38
[20 empty] | Station_DSM2018_w30mw_High32276 | Generation | On Peak | 2024-04-01 | Expected Values | 591.86
[20 empty] | Station_DSM2018_w30mw_High32276 | Generation | On Peak | 2024-05-01 | Expected Values | 712.77
[20 empty] | Station_DSM2018_w30mw_High32276 | Generation | On Peak | 2024-06-01 | Expected Values | 686.85
[20 empty] | Station_DSM2018_w30mw_High32276 | Generation | On Peak | 2024-07-01 | Expected Values | 795.44
[20 empty] | Station_DSM2018_w30mw_High32276 | Generation | On Peak | 2024-08-01 | Expected Values | 757.97
[20 empty] | Station_DSM2018_w30mw_High32276 | Generation | On Peak | 2024-09-01 | Expected Values | 684.33
[20 empty] | Station_DSM2018_w30mw_High32276 | Generation | On Peak | 2024-10-01 | Expected Values | 656.52
[20 empty] | Station_DSM2018_w30mw_High32276 | Generation | On Peak | 2024-11-01 | Expected Values | 373.56
[20 empty] | Station_DSM2018_w30mw_High32276 | Generation | On Peak | 2024-12-01 | Expected Values | 423.95
[20 empty] | Station_DSM2018_w30mw_High32276 | Generation | On Peak | 2025-01-01 | Expected Values | 463.36
[20 empty] | Station_DSM2018_w30mw_High32276 | Generation | On Peak | 2025-02-01 | Expected Values | 386.23
[20 empty] | Station_DSM2018_w30mw_High32276 | Generation | On Peak | 2025-03-01 | Expected Values | 388.4
[20 empty] | Station_DSM2018_w30mw_High32276 | Generation | On Peak | 2025-04-01 | Expected Values | 604.63
[20 empty] | Station_DSM2018_w30mw_High32276 | Generation | On Peak | 2025-05-01 | Expected Values | 693.75
[20 empty] | Station_DSM2018_w30mw_High32276 | Generation | On Peak | 2025-06-01 | Expected Values | 727.87
[20 empty] | Station_DSM2018_w30mw_High32276 | Generation | On Peak | 2025-07-01 | Expected Values | 809.83
[20 empty] | Station_DSM2018_w30mw_High32276 | Generation | On Peak | 2025-08-01 | Expected Values | 731.62
[20 empty] | Station_DSM2018_w30mw_High32276 | Generation | On Peak | 2025-09-01 | Expected Values | 728.49
[20 empty] | Station_DSM2018_w30mw_High32276 | Generation | On Peak | 2025-10-01 | Expected Values | 663.6
[20 empty] | Station_DSM2018_w30mw_High32276 | Generation | On Peak | 2025-11-01 | Expected Values | 359.99
[20 empty] | Station_DSM2018_w30mw_High32276 | Generation | On Peak | 2025-12-01 | Expected Values | 448.72
[20 empty] | Station_DSM2018_w30mw_High32276 | Generation | On Peak | 2026-01-01 | Expected Values | 446.52
[20 empty] | Station_DSM2018_w30mw_High32276 | Generation | On Peak | 2026-02-01 | Expected Values | 388.71
[20 empty] | Station_DSM2018_w30mw_High32276 | Generation | On Peak | 2026-03-01 | Expected Values | 407.22
[20 empty] | Station_DSM2018_w30mw_High32276 | Generation | On Peak | 2026-04-01 | Expected Values | 611.81
[20 empty] | Station_DSM2018_w30mw_High32276 | Generation | On Peak | 2026-05-01 | Expected Values | 668.17
[20 empty] | Station_DSM2018_w30mw_High32276 | Generation | On Peak | 2026-06-01 | Expected Values | 770.34
[20 empty] | Station_DSM2018_w30mw_High32276 | Generation | On Peak | 2026-07-01 | Expected Values | 817.13
[20 empty] | Station_DSM2018_w30mw_High32276 | Generation | On Peak | 2026-08-01 | Expected Values | 736.13
[20 empty] | Station_DSM2018_w30mw_High32276 | Generation | On Peak | 2026-09-01 | Expected Values | 734.97
[20 empty] | Station_DSM2018_w30mw_High32276 | Generation | On Peak | 2026-10-01 | Expected Values | 639.18
[20 empty] | Station_DSM2018_w30mw_High32276 | Generation | On Peak | 2026-11-01 | Expected Values | 381.83
[20 empty] | Station_DSM2018_w30mw_High32276 | Generation | On Peak | 2026-12-01 | Expected Values | 449.66
[20 empty] | Station_DSM2018_w30mw_High32276 | Generation | On Peak | 2027-01-01 | Expected Values | 435.54
[20 empty] | Station_DSM2018_w30mw_High32276 | Generation | On Peak | 2027-02-01 | Expected Values | 394.94
[20 empty] | Station_DSM2018_w30mw_High32276 | Generation | On Peak | 2027-03-01 | Expected Values | 429.2
[20 empty] | Station_DSM2018_w30mw_High32276 | Generation | On Peak | 2027-04-01 | Expected Values | 624.52
[20 empty] | Station_DSM2018_w30mw_High32276 | Generation | On Peak | 2027-05-01 | Expected Values | 680.66
[20 empty] | Station_DSM2018_w30mw_High32276 | Generation | On Peak | 2027-06-01 | Expected Values | 778.69
[20 empty] | Station_DSM2018_w30mw_High32276 | Generation | On Peak | 2027-07-01 | Expected Values | 796.27
[20 empty] | Station_DSM2018_w30mw_High32276 | Generation | On Peak | 2027-08-01 | Expected Values | 776.03
[20 empty] | Station_DSM2018_w30mw_High32276 | Generation | On Peak | 2027-09-01 | Expected Values | 751.19
[20 empty] | Station_DSM2018_w30mw_High32276 | Generation | On Peak | 2027-10-01 | Expected Values | 616.5
[20 empty] | Station_DSM2018_w30mw_High32276 | Generation | On Peak | 2027-11-01 | Expected Values | 406.98
[20 empty] | Station_DSM2018_w30mw_High32276 | Generation | On Peak | 2027-12-01 | Expected Values | 455.09
[20 empty] | Station_DSM2018_w30mw_High32276 | Generation | On Peak | 2028-01-01 | Expected Values | 442.11
[20 empty] | Station_DSM2018_w30mw_High32276 | Generation | On Peak | 2028-02-01 | Expected Values | 405.02
[20 empty] | Station_DSM2018_w30mw_High32276 | Generation | On Peak | 2028-03-01 | Expected Values | 436.32
[20 empty] | Station_DSM2018_w30mw_High32276 | Generation | On Peak | 2028-04-01 | Expected Values | 580
[20 empty] | Station_DSM2018_w30mw_High32276 | Generation | On Peak | 2028-05-01 | Expected Values | 750.61
[20 empty] | Station_DSM2018_w30mw_High32276 | Generation | On Peak | 2028-06-01 | Expected Values | 796.15
[20 empty] | Station_DSM2018_w30mw_High32276 | Generation | On Peak | 2028-07-01 | Expected Values | 764.6
[20 empty] | Station_DSM2018_w30mw_High32276 | Generation | On Peak | 2028-08-01 | Expected Values | 817
[20 empty] | Station_DSM2018_w30mw_High32276 | Generation | On Peak | 2028-09-01 | Expected Values | 734.77
[20 empty] | Station_DSM2018_w30mw_High32276 | Generation | On Peak | 2028-10-01 | Expected Values | 667.45
[20 empty] | Station_DSM2018_w30mw_High32276 | Generation | On Peak | 2028-11-01 | Expected Values | 403.77
[20 empty] | Station_DSM2018_w30mw_High32276 | Generation | On Peak | 2028-12-01 | Expected Values | 421.81
[20 empty] | Station_DSM2018_w30mw_High32276 | Generation | On Peak | 2029-01-01 | Expected Values | 488.08
[20 empty] | Station_DSM2018_w30mw_High32276 | Generation | On Peak | 2029-02-01 | Expected Values | 404.31
[20 empty] | Station_DSM2018_w30mw_High32276 | Generation | On Peak | 2029-03-01 | Expected Values | 423.85
[20 empty] | Station_DSM2018_w30mw_High32276 | Generation | On Peak | 2029-04-01 | Expected Values | 606.04
[20 empty] | Station_DSM2018_w30mw_High32276 | Generation | On Peak | 2029-05-01 | Expected Values | 756.76
[20 empty] | Station_DSM2018_w30mw_High32276 | Generation | On Peak | 2029-06-01 | Expected Values | 765.48
[20 empty] | Station_DSM2018_w30mw_High32276 | Generation | On Peak | 2029-07-01 | Expected Values | 811.64
[20 empty] | Station_DSM2018_w30mw_High32276 | Generation | On Peak | 2029-08-01 | Expected Values | 847.04
[20 empty] | Station_DSM2018_w30mw_High32276 | Generation | On Peak | 2029-09-01 | Expected Values | 699.81
[20 empty] | Station_DSM2018_w30mw_High32276 | Generation | On Peak | 2029-10-01 | Expected Values | 716.27
[20 empty] | Station_DSM2018_w30mw_High32276 | Generation | On Peak | 2029-11-01 | Expected Values | 419.21
[20 empty] | Station_DSM2018_w30mw_High32276 | Generation | On Peak | 2029-12-01 | Expected Values | 431.22
[20 empty] | Station_DSM2018_w30mw_High32276 | Generation | On Peak | 2030-01-01 | Expected Values | 495.22
[20 empty] | Station_DSM2018_w30mw_High32276 | Generation | On Peak | 2030-02-01 | Expected Values | 408.82
[20 empty] | Station_DSM2018_w30mw_High32276 | Generation | On Peak | 2030-03-01 | Expected Values | 411.62
[20 empty] | Station_DSM2018_w30mw_High32276 | Generation | On Peak | 2030-04-01 | Expected Values | 640.42
[20 empty] | Station_DSM2018_w30mw_High32276 | Generation | On Peak | 2030-05-01 | Expected Values | 770
[20 empty] | Station_DSM2018_w30mw_High32276 | Generation | On Peak | 2030-06-01 | Expected Values | 741.71
[20 empty] | Station_DSM2018_w30mw_High32276 | Generation | On Peak | 2030-07-01 | Expected Values | 856.7
[20 empty] | Station_DSM2018_w30mw_High32276 | Generation | On Peak | 2030-08-01 | Expected Values | 821.64
[20 empty] | Station_DSM2018_w30mw_High32276 | Generation | On Peak | 2030-09-01 | Expected Values | 742.17
[20 empty] | Station_DSM2018_w30mw_High32276 | Generation | On Peak | 2030-10-01 | Expected Values | 717.68
[20 empty] | Station_DSM2018_w30mw_High32276 | Generation | On Peak | 2030-11-01 | Expected Values | 402.43
[20 empty] | Station_DSM2018_w30mw_High32276 | Generation | On Peak | 2030-12-01 | Expected Values | 455.56
[20 empty] | Station_DSM2018_w30mw_High32276 | Generation | On Peak | 2031-01-01 | Expected Values | 501.52
[20 empty] | Station_DSM2018_w30mw_High32276 | Generation | On Peak | 2031-02-01 | Expected Values | 414.12
[20 empty] | Station_DSM2018_w30mw_High32276 | Generation | On Peak | 2031-03-01 | Expected Values | 415.48
[20 empty] | Station_DSM2018_w30mw_High32276 | Generation | On Peak | 2031-04-01 | Expected Values | 653.14
[20 empty] | Station_DSM2018_w30mw_High32276 | Generation | On Peak | 2031-05-01 | Expected Values | 748.1
[20 empty] | Station_DSM2018_w30mw_High32276 | Generation | On Peak | 2031-06-01 | Expected Values | 785.35
[20 empty] | Station_DSM2018_w30mw_High32276 | Generation | On Peak | 2031-07-01 | Expected Values | 871.28
[20 empty] | Station_DSM2018_w30mw_High32276 | Generation | On Peak | 2031-08-01 | Expected Values | 790.34
[20 empty] | Station_DSM2018_w30mw_High32276 | Generation | On Peak | 2031-09-01 | Expected Values | 786.32
[20 empty] | Station_DSM2018_w30mw_High32276 | Generation | On Peak | 2031-10-01 | Expected Values | 715.93
[20 empty] | Station_DSM2018_w30mw_High32276 | Generation | On Peak | 2031-11-01 | Expected Values | 387.08
[20 empty] | Station_DSM2018_w30mw_High32276 | Generation | On Peak | 2031-12-01 | Expected Values | 481.07
[20 empty] | Station_DSM2018_w30mw_High32276 | Generation | On Peak | 2032-01-01 | Expected Values | 485.88
[20 empty] | Station_DSM2018_w30mw_High32276 | Generation | On Peak | 2032-02-01 | Expected Values | 409.55
[20 empty] | Station_DSM2018_w30mw_High32276 | Generation | On Peak | 2032-03-01 | Expected Values | 456
[20 empty] | Station_DSM2018_w30mw_High32276 | Generation | On Peak | 2032-04-01 | Expected Values | 668.22
[20 empty] | Station_DSM2018_w30mw_High32276 | Generation | On Peak | 2032-05-01 | Expected Values | 726.7
[20 empty] | Station_DSM2018_w30mw_High32276 | Generation | On Peak | 2032-06-01 | Expected Values | 831.3
[20 empty] | Station_DSM2018_w30mw_High32276 | Generation | On Peak | 2032-07-01 | Expected Values | 849.42
[20 empty] | Station_DSM2018_w30mw_High32276 | Generation | On Peak | 2032-08-01 | Expected Values | 829.76
[20 empty] | Station_DSM2018_w30mw_High32276 | Generation | On Peak | 2032-09-01 | Expected Values | 802.03
[20 empty] | Station_DSM2018_w30mw_High32276 | Generation | On Peak | 2032-10-01 | Expected Values | 659.12
[20 empty] | Station_DSM2018_w30mw_High32276 | Generation | On Peak | 2032-11-01 | Expected Values | 434.33
[20 empty] | Station_DSM2018_w30mw_High32276 | Generation | On Peak | 2032-12-01 | Expected Values | 484.56
[20 empty] | Station_DSM2018_w30mw_High32276 | Generation | On Peak | 2033-01-01 | Expected Values | 472.39
[20 empty] | Station_DSM2018_w30mw_High32276 | Generation | On Peak | 2033-02-01 | Expected Values | 424.51
[20 empty] | Station_DSM2018_w30mw_High32276 | Generation | On Peak | 2033-03-01 | Expected Values | 462
[20 empty] | Station_DSM2018_w30mw_High32276 | Generation | On Peak | 2033-04-01 | Expected Values | 647.2
[20 empty] | Station_DSM2018_w30mw_High32276 | Generation | On Peak | 2033-05-01 | Expected Values | 768.36
[20 empty] | Station_DSM2018_w30mw_High32276 | Generation | On Peak | 2033-06-01 | Expected Values | 845.33
[20 empty] | Station_DSM2018_w30mw_High32276 | Generation | On Peak | 2033-07-01 | Expected Values | 819.38
[20 empty] | Station_DSM2018_w30mw_High32276 | Generation | On Peak | 2033-08-01 | Expected Values | 874.88
[20 empty] | Station_DSM2018_w30mw_High32276 | Generation | On Peak | 2033-09-01 | Expected Values | 815.93
[20 empty] | Station_DSM2018_w30mw_High32276 | Generation | On Peak | 2033-10-01 | Expected Values | 681.55
[20 empty] | Station_DSM2018_w30mw_High32276 | Generation | On Peak | 2033-11-01 | Expected Values | 439.24
[20 empty] | Station_DSM2018_w30mw_High32276 | Generation | On Peak | 2033-12-01 | Expected Values | 469.66
[20 empty] | Station_DSM2018_w30mw_High32276 | Generation | On Peak | 2034-01-01 | Expected Values | 501.06
[20 empty] | Station_DSM2018_w30mw_High32276 | Generation | On Peak | 2034-02-01 | Expected Values | 424.08
[20 empty] | Station_DSM2018_w30mw_High32276 | Generation | On Peak | 2034-03-01 | Expected Values | 467.96
[20 empty] | Station_DSM2018_w30mw_High32276 | Generation | On Peak | 2034-04-01 | Expected Values | 626.96
[20 empty] | Station_DSM2018_w30mw_High32276 | Generation | On Peak | 2034-05-01 | Expected Values | 809.24
[20 empty] | Station_DSM2018_w30mw_High32276 | Generation | On Peak | 2034-06-01 | Expected Values | 858.41
[20 empty] | Station_DSM2018_w30mw_High32276 | Generation | On Peak | 2034-07-01 | Expected Values | 824.46
[20 empty] | Station_DSM2018_w30mw_High32276 | Generation | On Peak | 2034-08-01 | Expected Values | 882.17
[20 empty] | Station_DSM2018_w30mw_High32276 | Generation | On Peak | 2034-09-01 | Expected Values | 791.46
[20 empty] | Station_DSM2018_w30mw_High32276 | Generation | On Peak | 2034-10-01 | Expected Values | 719.16
[20 empty] | Station_DSM2018_w30mw_High32276 | Generation | On Peak | 2034-11-01 | Expected Values | 436.82
[20 empty] | Station_DSM2018_w30mw_High32276 | Generation | On Peak | 2034-12-01 | Expected Values | 453.15
[20 empty] | Station_DSM2018_w30mw_High32276 | Generation | On Peak | 2035-01-01 | Expected Values | 527.46
[20 empty] | Station_DSM2018_w30mw_High32276 | Generation | On Peak | 2035-02-01 | Expected Values | 433.02
[20 empty] | Station_DSM2018_w30mw_High32276 | Generation | On Peak | 2035-03-01 | Expected Values | 453.97
[20 empty] | Station_DSM2018_w30mw_High32276 | Generation | On Peak | 2035-04-01 | Expected Values | 653.06
[20 empty] | Station_DSM2018_w30mw_High32276 | Generation | On Peak | 2035-05-01 | Expected Values | 814.52
[20 empty] | Station_DSM2018_w30mw_High32276 | Generation | On Peak | 2035-06-01 | Expected Values | 823.94
[20 empty] | Station_DSM2018_w30mw_High32276 | Generation | On Peak | 2035-07-01 | Expected Values | 874.84
[20 empty] | Station_DSM2018_w30mw_High32276 | Generation | On Peak | 2035-08-01 | Expected Values | 911.99
[20 empty] | Station_DSM2018_w30mw_High32276 | Generation | On Peak | 2035-09-01 | Expected Values | 752.86
[20 empty] | Station_DSM2018_w30mw_High32276 | Generation | On Peak | 2035-10-01 | Expected Values | 772.07
[20 empty] | Station_DSM2018_w30mw_High32276 | Generation | On Peak | 2035-11-01 | Expected Values | 450.92
[20 empty] | Station_DSM2018_w30mw_High32276 | Generation | On Peak | 2035-12-01 | Expected Values | 462.44
[20 empty] | Station_DSM2018_w30mw_High32276 | Generation | On Peak | 2036-01-01 | Expected Values | 534.35
[20 empty] | Station_DSM2018_w30mw_High32276 | Generation | On Peak | 2036-02-01 | Expected Values | 445.54
[20 empty] | Station_DSM2018_w30mw_High32276 | Generation | On Peak | 2036-03-01 | Expected Values | 439.79
[20 empty] | Station_DSM2018_w30mw_High32276 | Generation | On Peak | 2036-04-01 | Expected Values | 694.82
[20 empty] | Station_DSM2018_w30mw_High32276 | Generation | On Peak | 2036-05-01 | Expected Values | 794.37
[20 empty] | Station_DSM2018_w30mw_High32276 | Generation | On Peak | 2036-06-01 | Expected Values | 834.75
[20 empty] | Station_DSM2018_w30mw_High32276 | Generation | On Peak | 2036-07-01 | Expected Values | 927.59
[20 empty] | Station_DSM2018_w30mw_High32276 | Generation | On Peak | 2036-08-01 | Expected Values | 840.17
[20 empty] | Station_DSM2018_w30mw_High32276 | Generation | On Peak | 2036-09-01 | Expected Values | 834.87
[20 empty] | Station_DSM2018_w30mw_High32276 | Generation | On Peak | 2036-10-01 | Expected Values | 762.19
[20 empty] | Station_DSM2018_w30mw_High32276 | Generation | On Peak | 2036-11-01 | Expected Values | 411.27
[20 empty] | Station_DSM2018_w30mw_High32276 | Generation | On Peak | 2036-12-01 | Expected Values | 509.7
[20 empty] | Station_DSM2018_w30mw_High32276 | Generation | On Peak | 2037-01-01 | Expected Values | 510.76
[20 empty] | Station_DSM2018_w30mw_High32276 | Generation | On Peak | 2037-02-01 | Expected Values | 439.94
[20 empty] | Station_DSM2018_w30mw_High32276 | Generation | On Peak | 2037-03-01 | Expected Values | 458.88
[20 empty] | Station_DSM2018_w30mw_High32276 | Generation | On Peak | 2037-04-01 | Expected Values | 698.36
[20 empty] | Station_DSM2018_w30mw_High32276 | Generation | On Peak | 2037-05-01 | Expected Values | 759.28
[20 empty] | Station_DSM2018_w30mw_High32276 | Generation | On Peak | 2037-06-01 | Expected Values | 874.54
[20 empty] | Station_DSM2018_w30mw_High32276 | Generation | On Peak | 2037-07-01 | Expected Values | 927.63
[20 empty] | Station_DSM2018_w30mw_High32276 | Generation | On Peak | 2037-08-01 | Expected Values | 835.86
[20 empty] | Station_DSM2018_w30mw_High32276 | Generation | On Peak | 2037-09-01 | Expected Values | 838.41
[20 empty] | Station_DSM2018_w30mw_High32276 | Generation | On Peak | 2037-10-01 | Expected Values | 728.37
[20 empty] | Station_DSM2018_w30mw_High32276 | Generation | On Peak | 2037-11-01 | Expected Values | 433.94
[20 empty] | Station_DSM2018_w30mw_High32276 | Generation | On Peak | 2037-12-01 | Expected Values | 507.5
[20 empty] | Station_DSM2018_w30mw_High32276 | Generation | On Peak | 2038-01-01 | Expected Values | 491.18
[20 empty] | Station_DSM2018_w30mw_High32276 | Generation | On Peak | 2038-02-01 | Expected Values | 441.06
[20 empty] | Station_DSM2018_w30mw_High32276 | Generation | On Peak | 2038-03-01 | Expected Values | 477.32
[20 empty] | Station_DSM2018_w30mw_High32276 | Generation | On Peak | 2038-04-01 | Expected Values | 701.98
[20 empty] | Station_DSM2018_w30mw_High32276 | Generation | On Peak | 2038-05-01 | Expected Values | 762.68
[20 empty] | Station_DSM2018_w30mw_High32276 | Generation | On Peak | 2038-06-01 | Expected Values | 872.04
[20 empty] | Station_DSM2018_w30mw_High32276 | Generation | On Peak | 2038-07-01 | Expected Values | 890.91
[20 empty] | Station_DSM2018_w30mw_High32276 | Generation | On Peak | 2038-08-01 | Expected Values | 870.76
[20 empty] | Station_DSM2018_w30mw_High32276 | Generation | On Peak | 2038-09-01 | Expected Values | 840.77
[20 empty] | Station_DSM2018_w30mw_High32276 | Generation | On Peak | 2038-10-01 | Expected Values | 692.55
[20 empty] | Station_DSM2018_w30mw_High32276 | Generation | On Peak | 2038-11-01 | Expected Values | 456.21
[20 empty] | Station_DSM2018_w30mw_High32276 | Generation | On Peak | 2038-12-01 | Expected Values | 507.66
[20 empty] | Station_DSM2018_w30mw_High32276 | Generation | On Peak | 2039-01-01 | Expected Values | 490.9
[20 empty] | Station_DSM2018_w30mw_High32276 | Generation | On Peak | 2039-02-01 | Expected Values | 440
[20 empty] | Station_DSM2018_w30mw_High32276 | Generation | On Peak | 2039-03-01 | Expected Values | 478.08
[20 empty] | Station_DSM2018_w30mw_High32276 | Generation | On Peak | 2039-04-01 | Expected Values | 671.44
[20 empty] | Station_DSM2018_w30mw_High32276 | Generation | On Peak | 2039-05-01 | Expected Values | 796.54
[20 empty] | Station_DSM2018_w30mw_High32276 | Generation | On Peak | 2039-06-01 | Expected Values | 876.58
[20 empty] | Station_DSM2018_w30mw_High32276 | Generation | On Peak | 2039-07-01 | Expected Values | 849.24
[20 empty] | Station_DSM2018_w30mw_High32276 | Generation | On Peak | 2039-08-01 | Expected Values | 907.29
[20 empty] | Station_DSM2018_w30mw_High32276 | Generation | On Peak | 2039-09-01 | Expected Values | 842.63
[20 empty] | Station_DSM2018_w30mw_High32276 | Generation | On Peak | 2039-10-01 | Expected Values | 706.95
[20 empty] | Station_DSM2018_w30mw_High32276 | Generation | On Peak | 2039-11-01 | Expected Values | 455.54
[20 empty] | Station_DSM2018_w30mw_High32276 | Generation | On Peak | 2039-12-01 | Expected Values | 486.38
[20 empty] | Station_DSM2018_w30mw_High32276 | Generation | On Peak | 2040-01-01 | Expected Values | 514.1
[20 empty] | Station_DSM2018_w30mw_High32276 | Generation | On Peak | 2040-02-01 | Expected Values | 440.71
[20 empty] | Station_DSM2018_w30mw_High32276 | Generation | On Peak | 2040-03-01 | Expected Values | 459.07
[20 empty] | Station_DSM2018_w30mw_High32276 | Generation | On Peak | 2040-04-01 | Expected Values | 672.39
[20 empty] | Station_DSM2018_w30mw_High32276 | Generation | On Peak | 2040-05-01 | Expected Values | 834.04
[20 empty] | Station_DSM2018_w30mw_High32276 | Generation | On Peak | 2040-06-01 | Expected Values | 840.29
[20 empty] | Station_DSM2018_w30mw_High32276 | Generation | On Peak | 2040-07-01 | Expected Values | 887.44
[20 empty] | Station_DSM2018_w30mw_High32276 | Generation | On Peak | 2040-08-01 | Expected Values | 899.01
[20 empty] | Station_DSM2018_w30mw_High32276 | Generation | On Peak | 2040-09-01 | Expected Values | 776.79
[20 empty] | Station_DSM2018_w30mw_High32276 | Generation | On Peak | 2040-10-01 | Expected Values | 766.68
[20 empty] | Station_DSM2018_w30mw_High32276 | Generation | On Peak | 2040-11-01 | Expected Values | 448.7
[20 empty] | Station_DSM2018_w30mw_High32276 | Generation | On Peak | 2040-12-01 | Expected Values | 462.58
[20 empty] | Station_DSM2018_w30mw_High32276 | Generation | On Peak | 2041-01-01 | Expected Values | 534.43
[20 empty] | Station_DSM2018_w30mw_High32276 | Generation | On Peak | 2041-02-01 | Expected Values | 437.81
[20 empty] | Station_DSM2018_w30mw_High32276 | Generation | On Peak | 2041-03-01 | Expected Values | 440.73
[20 empty] | Station_DSM2018_w30mw_High32276 | Generation | On Peak | 2041-04-01 | Expected Values | 689.03
[20 empty] | Station_DSM2018_w30mw_High32276 | Generation | On Peak | 2041-05-01 | Expected Values | 827.5
[20 empty] | Station_DSM2018_w30mw_High32276 | Generation | On Peak | 2041-06-01 | Expected Values | 798.33
[20 empty] | Station_DSM2018_w30mw_High32276 | Generation | On Peak | 2041-07-01 | Expected Values | 924.37
[20 empty] | Station_DSM2018_w30mw_High32276 | Generation | On Peak | 2041-08-01 | Expected Values | 883.23
[20 empty] | Station_DSM2018_w30mw_High32276 | Generation | On Peak | 2041-09-01 | Expected Values | 797.98
[20 empty] | Station_DSM2018_w30mw_High32276 | Generation | On Peak | 2041-10-01 | Expected Values | 772.38
[20 empty] | Station_DSM2018_w30mw_High32276 | Generation | On Peak | 2041-11-01 | Expected Values | 432.7
[20 empty] | Station_DSM2018_w30mw_High32276 | Generation | On Peak | 2041-12-01 | Expected Values | 488.43
[20 empty] | Station_DSM2018_w30mw_High32276 | Generation | On Peak | 2042-01-01 | Expected Values | 534.4
[20 empty] | Station_DSM2018_w30mw_High32276 | Generation | On Peak | 2042-02-01 | Expected Values | 438.82
[20 empty] | Station_DSM2018_w30mw_High32276 | Generation | On Peak | 2042-03-01 | Expected Values | 439.79
[20 empty] | Station_DSM2018_w30mw_High32276 | Generation | On Peak | 2042-04-01 | Expected Values | 693.81
[20 empty] | Station_DSM2018_w30mw_High32276 | Generation | On Peak | 2042-05-01 | Expected Values | 794.61
[20 empty] | Station_DSM2018_w30mw_High32276 | Generation | On Peak | 2042-06-01 | Expected Values | 834.91
[20 empty] | Station_DSM2018_w30mw_High32276 | Generation | On Peak | 2042-07-01 | Expected Values | 927.45
[20 empty] | Station_DSM2018_w30mw_High32276 | Generation | On Peak | 2042-08-01 | Expected Values | 841.84
[20 empty] | Station_DSM2018_w30mw_High32276 | Generation | On Peak | 2042-09-01 | Expected Values | 835.45
[20 empty] | Station_DSM2018_w30mw_High32276 | Generation | On Peak | 2042-10-01 | Expected Values | 762.11
[20 empty] | Station_DSM2018_w30mw_High32276 | Generation | On Peak | 2042-11-01 | Expected Values | 411.27
[20 empty] | Station_DSM2018_w30mw_High32276 | Generation | On Peak | 2042-12-01 | Expected Values | 510.02
[20 empty] | Station_DSM2018_w30mw_High32276 | Generation | On Peak | 2043-01-01 | Expected Values | 511.01
[20 empty] | Station_DSM2018_w30mw_High32276 | Generation | On Peak | 2043-02-01 | Expected Values | 439.94
[20 empty] | Station_DSM2018_w30mw_High32276 | Generation | On Peak | 2043-03-01 | Expected Values | 459.05
[20 empty] | Station_DSM2018_w30mw_High32276 | Generation | On Peak | 2043-04-01 | Expected Values | 697.02
[20 empty] | Station_DSM2018_w30mw_High32276 | Generation | On Peak | 2043-05-01 | Expected Values | 759.3
[20 empty] | Station_DSM2018_w30mw_High32276 | Generation | On Peak | 2043-06-01 | Expected Values | 874.61
[20 empty] | Station_DSM2018_w30mw_High32276 | Generation | On Peak | 2043-07-01 | Expected Values | 928.13
[20 empty] | Station_DSM2018_w30mw_High32276 | Generation | On Peak | 2043-08-01 | Expected Values | 836.19
[20 empty] | Station_DSM2018_w30mw_High32276 | Generation | On Peak | 2043-09-01 | Expected Values | 838.2
[20 empty] | Station_DSM2018_w30mw_High32276 | Generation | On Peak | 2043-10-01 | Expected Values | 728.22
[20 empty] | Station_DSM2018_w30mw_High32276 | Generation | On Peak | 2043-11-01 | Expected Values | 433.94
[20 empty] | Station_DSM2018_w30mw_High32276 | Generation | On Peak | 2043-12-01 | Expected Values | 508.03
[20 empty] | Station_DSM2018_w30mw_High32276 | Generation | On Peak | 2044-01-01 | Expected Values | 491.26
[20 empty] | Station_DSM2018_w30mw_High32276 | Generation | On Peak | 2044-02-01 | Expected Values | 447.2
[20 empty] | Station_DSM2018_w30mw_High32276 | Generation | On Peak | 2044-03-01 | Expected Values | 478.08
[20 empty] | Station_DSM2018_w30mw_High32276 | Generation | On Peak | 2044-04-01 | Expected Values | 671.6
[20 empty] | Station_DSM2018_w30mw_High32276 | Generation | On Peak | 2044-05-01 | Expected Values | 796.59
[20 empty] | Station_DSM2018_w30mw_High32276 | Generation | On Peak | 2044-06-01 | Expected Values | 875.32
[20 empty] | Station_DSM2018_w30mw_High32276 | Generation | On Peak | 2044-07-01 | Expected Values | 849.74
[20 empty] | Station_DSM2018_w30mw_High32276 | Generation | On Peak | 2044-08-01 | Expected Values | 907.14
[20 empty] | Station_DSM2018_w30mw_High32276 | Generation | On Peak | 2044-09-01 | Expected Values | 845.81
[20 empty] | Station_DSM2018_w30mw_High32276 | Generation | On Peak | 2044-10-01 | Expected Values | 707.22
[20 empty] | Station_DSM2018_w30mw_High32276 | Generation | On Peak | 2044-11-01 | Expected Values | 455.54
[20 empty] | Station_DSM2018_w30mw_High32276 | Generation | On Peak | 2044-12-01 | Expected Values | 486.54
[20 empty] | Station_DSM2018_w30mw_High32276 | Generation | On Peak | 2045-01-01 | Expected Values | 514.07
[20 empty] | Station_DSM2018_w30mw_High32276 | Generation | On Peak | 2045-02-01 | Expected Values | 434.55
[20 empty] | Station_DSM2018_w30mw_High32276 | Generation | On Peak | 2045-03-01 | Expected Values | 478.84
[20 empty] | Station_DSM2018_w30mw_High32276 | Generation | On Peak | 2045-04-01 | Expected Values | 642.58
[20 empty] | Station_DSM2018_w30mw_High32276 | Generation | On Peak | 2045-05-01 | Expected Values | 830.1
[20 empty] | Station_DSM2018_w30mw_High32276 | Generation | On Peak | 2045-06-01 | Expected Values | 880.09
[20 empty] | Station_DSM2018_w30mw_High32276 | Generation | On Peak | 2045-07-01 | Expected Values | 845.66
[20 empty] | Station_DSM2018_w30mw_High32276 | Generation | On Peak | 2045-08-01 | Expected Values | 904.27
[20 empty] | Station_DSM2018_w30mw_High32276 | Generation | On Peak | 2045-09-01 | Expected Values | 810.69
[20 empty] | Station_DSM2018_w30mw_High32276 | Generation | On Peak | 2045-10-01 | Expected Values | 737.66
[20 empty] | Station_DSM2018_w30mw_High32276 | Generation | On Peak | 2045-11-01 | Expected Values | 447.97
[20 empty] | Station_DSM2018_w30mw_High32276 | Generation | On Peak | 2045-12-01 | Expected Values | 464.45
[20 empty] | Station_DSM2018_w30mw_High32276 | Generation | On Peak | 2046-01-01 | Expected Values | 534.1
[20 empty] | Station_DSM2018_w30mw_High32276 | Generation | On Peak | 2046-02-01 | Expected Values | 438.48
[20 empty] | Station_DSM2018_w30mw_High32276 | Generation | On Peak | 2046-03-01 | Expected Values | 459.23
[20 empty] | Station_DSM2018_w30mw_High32276 | Generation | On Peak | 2046-04-01 | Expected Values | 661.05
[20 empty] | Station_DSM2018_w30mw_High32276 | Generation | On Peak | 2046-05-01 | Expected Values | 824.41
[20 empty] | Station_DSM2018_w30mw_High32276 | Generation | On Peak | 2046-06-01 | Expected Values | 833.76
[20 empty] | Station_DSM2018_w30mw_High32276 | Generation | On Peak | 2046-07-01 | Expected Values | 885.25
[20 empty] | Station_DSM2018_w30mw_High32276 | Generation | On Peak | 2046-08-01 | Expected Values | 922.82
[20 empty] | Station_DSM2018_w30mw_High32276 | Generation | On Peak | 2046-09-01 | Expected Values | 759.02
[20 empty] | Station_DSM2018_w30mw_High32276 | Generation | On Peak | 2046-10-01 | Expected Values | 781.64
[20 empty] | Station_DSM2018_w30mw_High32276 | Generation | On Peak | 2046-11-01 | Expected Values | 456.48
[20 empty] | Station_DSM2018_w30mw_High32276 | Generation | On Peak | 2046-12-01 | Expected Values | 468.07
[20 empty] | Station_DSM2018_w30mw_High32276 | Generation | On Peak | 2047-01-01 | Expected Values | 534.45
[20 empty] | Station_DSM2018_w30mw_High32276 | Generation | On Peak | 2047-02-01 | Expected Values | 437.81
[20 empty] | Station_DSM2018_w30mw_High32276 | Generation | On Peak | 2047-03-01 | Expected Values | 440.68
[20 empty] | Station_DSM2018_w30mw_High32276 | Generation | On Peak | 2047-04-01 | Expected Values | 689.4
[20 empty] | Station_DSM2018_w30mw_High32276 | Generation | On Peak | 2047-05-01 | Expected Values | 827.52
[20 empty] | Station_DSM2018_w30mw_High32276 | Generation | On Peak | 2047-06-01 | Expected Values | 798.45
[20 empty] | Station_DSM2018_w30mw_High32276 | Generation | On Peak | 2047-07-01 | Expected Values | 924.54
[20 empty] | Station_DSM2018_w30mw_High32276 | Generation | On Peak | 2047-08-01 | Expected Values | 883.29
[20 empty] | Station_DSM2018_w30mw_High32276 | Generation | On Peak | 2047-09-01 | Expected Values | 798.05
[20 empty] | Station_DSM2018_w30mw_High32276 | Generation | On Peak | 2047-10-01 | Expected Values | 772.46
[20 empty] | Station_DSM2018_w30mw_High32276 | Generation | On Peak | 2047-11-01 | Expected Values | 432.7
[20 empty] | Station_DSM2018_w30mw_High32276 | Generation | On Peak | 2047-12-01 | Expected Values | 488.46

## PPA Proxy 6
Base Run: | DSM2018_Base_High_TSJMW .@19-Jan-14 10:28
Change Run: | DSM2018_w30mw_High_TSJMW .@19-Jan-14 11:45
| Section | Variable | TOD | Date | Iteration | Value | Section | Variable | TOD | Date | Iteration | Value | Section | Variable | TOD | Date | Iteration | Value | Check | DATE | Value | Off Peak | On Peak | Check (MWh)
| Station_DSM2018_w30mw_High32276 | Generation | ALL | 2018-01-01 | Expected Values | 22.32 | Station_DSM2018_w30mw_High32276 | Generation | Off Peak | 2018-01-01 | Expected Values | 16.8 | Station_DSM2018_w30mw_High32276 | Generation | On Peak | 2018-01-01 | Expected Values | 5.52 | 0 | 2018-01-01 | 22320 | 16800 | 5520 | 0
| Station_DSM2018_w30mw_High32276 | Generation | ALL | 2018-02-01 | Expected Values | 20.16 | Station_DSM2018_w30mw_High32276 | Generation | Off Peak | 2018-02-01 | Expected Values | 15.36 | Station_DSM2018_w30mw_High32276 | Generation | On Peak | 2018-02-01 | Expected Values | 4.8 | 0 | 2018-02-01 | 20160 | 15360 | 4800 | 0
| Station_DSM2018_w30mw_High32276 | Generation | ALL | 2018-03-01 | Expected Values | 22.32 | Station_DSM2018_w30mw_High32276 | Generation | Off Peak | 2018-03-01 | Expected Values | 17.04 | Station_DSM2018_w30mw_High32276 | Generation | On Peak | 2018-03-01 | Expected Values | 5.28 | 0 | 2018-03-01 | 22320 | 17040 | 5280 | 0
| Station_DSM2018_w30mw_High32276 | Generation | ALL | 2018-04-01 | Expected Values | 21.6 | Station_DSM2018_w30mw_High32276 | Generation | Off Peak | 2018-04-01 | Expected Values | 15.93 | Station_DSM2018_w30mw_High32276 | Generation | On Peak | 2018-04-01 | Expected Values | 5.67 | 0 | 2018-04-01 | 21600 | 15930 | 5670 | 0
| Station_DSM2018_w30mw_High32276 | Generation | ALL | 2018-05-01 | Expected Values | 22.32 | Station_DSM2018_w30mw_High32276 | Generation | Off Peak | 2018-05-01 | Expected Values | 16.11 | Station_DSM2018_w30mw_High32276 | Generation | On Peak | 2018-05-01 | Expected Values | 6.21 | 0 | 2018-05-01 | 22320 | 16110 | 6210 | 0
| Station_DSM2018_w30mw_High32276 | Generation | ALL | 2018-06-01 | Expected Values | 21.6 | Station_DSM2018_w30mw_High32276 | Generation | Off Peak | 2018-06-01 | Expected Values | 15.93 | Station_DSM2018_w30mw_High32276 | Generation | On Peak | 2018-06-01 | Expected Values | 5.67 | 0 | 2018-06-01 | 21600 | 15930 | 5670 | 0
| Station_DSM2018_w30mw_High32276 | Generation | ALL | 2018-07-01 | Expected Values | 22.32 | Station_DSM2018_w30mw_High32276 | Generation | Off Peak | 2018-07-01 | Expected Values | 16.38 | Station_DSM2018_w30mw_High32276 | Generation | On Peak | 2018-07-01 | Expected Values | 5.94 | 0 | 2018-07-01 | 22320 | 16380 | 5940 | 0
| Station_DSM2018_w30mw_High32276 | Generation | ALL | 2018-08-01 | Expected Values | 22.32 | Station_DSM2018_w30mw_High32276 | Generation | Off Peak | 2018-08-01 | Expected Values | 16.11 | Station_DSM2018_w30mw_High32276 | Generation | On Peak | 2018-08-01 | Expected Values | 6.21 | 0 | 2018-08-01 | 22320 | 16110 | 6210 | 0
| Station_DSM2018_w30mw_High32276 | Generation | ALL | 2018-09-01 | Expected Values | 21.6 | Station_DSM2018_w30mw_High32276 | Generation | Off Peak | 2018-09-01 | Expected Values | 16.2 | Station_DSM2018_w30mw_High32276 | Generation | On Peak | 2018-09-01 | Expected Values | 5.4 | 0 | 2018-09-01 | 21600 | 16200 | 5400 | 0
| Station_DSM2018_w30mw_High32276 | Generation | ALL | 2018-10-01 | Expected Values | 22.32 | Station_DSM2018_w30mw_High32276 | Generation | Off Peak | 2018-10-01 | Expected Values | 16.11 | Station_DSM2018_w30mw_High32276 | Generation | On Peak | 2018-10-01 | Expected Values | 6.21 | 0 | 2018-10-01 | 22320 | 16110 | 6210 | 0
| Station_DSM2018_w30mw_High32276 | Generation | ALL | 2018-11-01 | Expected Values | 21.6 | Station_DSM2018_w30mw_High32276 | Generation | Off Peak | 2018-11-01 | Expected Values | 16.32 | Station_DSM2018_w30mw_High32276 | Generation | On Peak | 2018-11-01 | Expected Values | 5.28 | 0 | 2018-11-01 | 21600 | 16320 | 5280 | 0
| Station_DSM2018_w30mw_High32276 | Generation | ALL | 2018-12-01 | Expected Values | 22.32 | Station_DSM2018_w30mw_High32276 | Generation | Off Peak | 2018-12-01 | Expected Values | 17.28 | Station_DSM2018_w30mw_High32276 | Generation | On Peak | 2018-12-01 | Expected Values | 5.04 | 0 | 2018-12-01 | 22320 | 17280 | 5040 | 0
| Station_DSM2018_w30mw_High32276 | Generation | ALL | 2019-01-01 | Expected Values | 22.32 | Station_DSM2018_w30mw_High32276 | Generation | Off Peak | 2019-01-01 | Expected Values | 16.8 | Station_DSM2018_w30mw_High32276 | Generation | On Peak | 2019-01-01 | Expected Values | 5.52 | 0 | 2019-01-01 | 22320 | 16800 | 5520 | 0
| Station_DSM2018_w30mw_High32276 | Generation | ALL | 2019-02-01 | Expected Values | 20.16 | Station_DSM2018_w30mw_High32276 | Generation | Off Peak | 2019-02-01 | Expected Values | 15.36 | Station_DSM2018_w30mw_High32276 | Generation | On Peak | 2019-02-01 | Expected Values | 4.8 | 0 | 2019-02-01 | 20160 | 15360 | 4800 | 0
| Station_DSM2018_w30mw_High32276 | Generation | ALL | 2019-03-01 | Expected Values | 22.32 | Station_DSM2018_w30mw_High32276 | Generation | Off Peak | 2019-03-01 | Expected Values | 17.28 | Station_DSM2018_w30mw_High32276 | Generation | On Peak | 2019-03-01 | Expected Values | 5.04 | 0 | 2019-03-01 | 22320 | 17280 | 5040 | 0
| Station_DSM2018_w30mw_High32276 | Generation | ALL | 2019-04-01 | Expected Values | 21.6 | Station_DSM2018_w30mw_High32276 | Generation | Off Peak | 2019-04-01 | Expected Values | 15.66 | Station_DSM2018_w30mw_High32276 | Generation | On Peak | 2019-04-01 | Expected Values | 5.94 | 0 | 2019-04-01 | 21600 | 15660 | 5940 | 0
| Station_DSM2018_w30mw_High32276 | Generation | ALL | 2019-05-01 | Expected Values | 22.32 | Station_DSM2018_w30mw_High32276 | Generation | Off Peak | 2019-05-01 | Expected Values | 16.11 | Station_DSM2018_w30mw_High32276 | Generation | On Peak | 2019-05-01 | Expected Values | 6.21 | 0 | 2019-05-01 | 22320 | 16110 | 6210 | 0
| Station_DSM2018_w30mw_High32276 | Generation | ALL | 2019-06-01 | Expected Values | 21.6 | Station_DSM2018_w30mw_High32276 | Generation | Off Peak | 2019-06-01 | Expected Values | 16.2 | Station_DSM2018_w30mw_High32276 | Generation | On Peak | 2019-06-01 | Expected Values | 5.4 | 0 | 2019-06-01 | 21600 | 16200 | 5400 | 0
| Station_DSM2018_w30mw_High32276 | Generation | ALL | 2019-07-01 | Expected Values | 22.32 | Station_DSM2018_w30mw_High32276 | Generation | Off Peak | 2019-07-01 | Expected Values | 16.11 | Station_DSM2018_w30mw_High32276 | Generation | On Peak | 2019-07-01 | Expected Values | 6.21 | 0 | 2019-07-01 | 22320 | 16110 | 6210 | 0
| Station_DSM2018_w30mw_High32276 | Generation | ALL | 2019-08-01 | Expected Values | 22.32 | Station_DSM2018_w30mw_High32276 | Generation | Off Peak | 2019-08-01 | Expected Values | 16.38 | Station_DSM2018_w30mw_High32276 | Generation | On Peak | 2019-08-01 | Expected Values | 5.94 | 0 | 2019-08-01 | 22320 | 16380 | 5940 | 0
| Station_DSM2018_w30mw_High32276 | Generation | ALL | 2019-09-01 | Expected Values | 21.6 | Station_DSM2018_w30mw_High32276 | Generation | Off Peak | 2019-09-01 | Expected Values | 15.93 | Station_DSM2018_w30mw_High32276 | Generation | On Peak | 2019-09-01 | Expected Values | 5.67 | 0 | 2019-09-01 | 21600 | 15930 | 5670 | 0
| Station_DSM2018_w30mw_High32276 | Generation | ALL | 2019-10-01 | Expected Values | 22.32 | Station_DSM2018_w30mw_High32276 | Generation | Off Peak | 2019-10-01 | Expected Values | 16.11 | Station_DSM2018_w30mw_High32276 | Generation | On Peak | 2019-10-01 | Expected Values | 6.21 | 0 | 2019-10-01 | 22320 | 16110 | 6210 | 0
| Station_DSM2018_w30mw_High32276 | Generation | ALL | 2019-11-01 | Expected Values | 21.6 | Station_DSM2018_w30mw_High32276 | Generation | Off Peak | 2019-11-01 | Expected Values | 16.56 | Station_DSM2018_w30mw_High32276 | Generation | On Peak | 2019-11-01 | Expected Values | 5.04 | 0 | 2019-11-01 | 21600 | 16560 | 5040 | 0
| Station_DSM2018_w30mw_High32276 | Generation | ALL | 2019-12-01 | Expected Values | 22.32 | Station_DSM2018_w30mw_High32276 | Generation | Off Peak | 2019-12-01 | Expected Values | 17.04 | Station_DSM2018_w30mw_High32276 | Generation | On Peak | 2019-12-01 | Expected Values | 5.28 | 0 | 2019-12-01 | 22320 | 17040 | 5280 | 0
| Station_DSM2018_w30mw_High32276 | Generation | ALL | 2020-01-01 | Expected Values | 22.32 | Station_DSM2018_w30mw_High32276 | Generation | Off Peak | 2020-01-01 | Expected Values | 16.8 | Station_DSM2018_w30mw_High32276 | Generation | On Peak | 2020-01-01 | Expected Values | 5.52 | 0 | 2020-01-01 | 22320 | 16800 | 5520 | 0
| Station_DSM2018_w30mw_High32276 | Generation | ALL | 2020-02-01 | Expected Values | 20.88 | Station_DSM2018_w30mw_High32276 | Generation | Off Peak | 2020-02-01 | Expected Values | 16.08 | Station_DSM2018_w30mw_High32276 | Generation | On Peak | 2020-02-01 | Expected Values | 4.8 | 0 | 2020-02-01 | 20880 | 16080 | 4800 | 0
| Station_DSM2018_w30mw_High32276 | Generation | ALL | 2020-03-01 | Expected Values | 22.32 | Station_DSM2018_w30mw_High32276 | Generation | Off Peak | 2020-03-01 | Expected Values | 17.04 | Station_DSM2018_w30mw_High32276 | Generation | On Peak | 2020-03-01 | Expected Values | 5.28 | 0 | 2020-03-01 | 22320 | 17040 | 5280 | 0
| Station_DSM2018_w30mw_High32276 | Generation | ALL | 2020-04-01 | Expected Values | 21.6 | Station_DSM2018_w30mw_High32276 | Generation | Off Peak | 2020-04-01 | Expected Values | 15.66 | Station_DSM2018_w30mw_High32276 | Generation | On Peak | 2020-04-01 | Expected Values | 5.94 | 0 | 2020-04-01 | 21600 | 15660 | 5940 | 0
| Station_DSM2018_w30mw_High32276 | Generation | ALL | 2020-05-01 | Expected Values | 22.32 | Station_DSM2018_w30mw_High32276 | Generation | Off Peak | 2020-05-01 | Expected Values | 16.65 | Station_DSM2018_w30mw_High32276 | Generation | On Peak | 2020-05-01 | Expected Values | 5.67 | 0 | 2020-05-01 | 22320 | 16650 | 5670 | 0
| Station_DSM2018_w30mw_High32276 | Generation | ALL | 2020-06-01 | Expected Values | 21.6 | Station_DSM2018_w30mw_High32276 | Generation | Off Peak | 2020-06-01 | Expected Values | 15.66 | Station_DSM2018_w30mw_High32276 | Generation | On Peak | 2020-06-01 | Expected Values | 5.94 | 0 | 2020-06-01 | 21600 | 15660 | 5940 | 0
| Station_DSM2018_w30mw_High32276 | Generation | ALL | 2020-07-01 | Expected Values | 22.32 | Station_DSM2018_w30mw_High32276 | Generation | Off Peak | 2020-07-01 | Expected Values | 16.11 | Station_DSM2018_w30mw_High32276 | Generation | On Peak | 2020-07-01 | Expected Values | 6.21 | 0 | 2020-07-01 | 22320 | 16110 | 6210 | 0
| Station_DSM2018_w30mw_High32276 | Generation | ALL | 2020-08-01 | Expected Values | 22.32 | Station_DSM2018_w30mw_High32276 | Generation | Off Peak | 2020-08-01 | Expected Values | 16.65 | Station_DSM2018_w30mw_High32276 | Generation | On Peak | 2020-08-01 | Expected Values | 5.67 | 0 | 2020-08-01 | 22320 | 16650 | 5670 | 0
| Station_DSM2018_w30mw_High32276 | Generation | ALL | 2020-09-01 | Expected Values | 21.6 | Station_DSM2018_w30mw_High32276 | Generation | Off Peak | 2020-09-01 | Expected Values | 15.66 | Station_DSM2018_w30mw_High32276 | Generation | On Peak | 2020-09-01 | Expected Values | 5.94 | 0 | 2020-09-01 | 21600 | 15660 | 5940 | 0
| Station_DSM2018_w30mw_High32276 | Generation | ALL | 2020-10-01 | Expected Values | 22.32 | Station_DSM2018_w30mw_High32276 | Generation | Off Peak | 2020-10-01 | Expected Values | 16.38 | Station_DSM2018_w30mw_High32276 | Generation | On Peak | 2020-10-01 | Expected Values | 5.94 | 0 | 2020-10-01 | 22320 | 16380 | 5940 | 0
| Station_DSM2018_w30mw_High32276 | Generation | ALL | 2020-11-01 | Expected Values | 21.6 | Station_DSM2018_w30mw_High32276 | Generation | Off Peak | 2020-11-01 | Expected Values | 16.56 | Station_DSM2018_w30mw_High32276 | Generation | On Peak | 2020-11-01 | Expected Values | 5.04 | 0 | 2020-11-01 | 21600 | 16560 | 5040 | 0
| Station_DSM2018_w30mw_High32276 | Generation | ALL | 2020-12-01 | Expected Values | 22.32 | Station_DSM2018_w30mw_High32276 | Generation | Off Peak | 2020-12-01 | Expected Values | 16.8 | Station_DSM2018_w30mw_High32276 | Generation | On Peak | 2020-12-01 | Expected Values | 5.52 | 0 | 2020-12-01 | 22320 | 16800 | 5520 | 0
| Station_DSM2018_w30mw_High32276 | Generation | ALL | 2021-01-01 | Expected Values | 22.32 | Station_DSM2018_w30mw_High32276 | Generation | Off Peak | 2021-01-01 | Expected Values | 17.28 | Station_DSM2018_w30mw_High32276 | Generation | On Peak | 2021-01-01 | Expected Values | 5.04 | 0 | 2021-01-01 | 22320 | 17280 | 5040 | 0
| Station_DSM2018_w30mw_High32276 | Generation | ALL | 2021-02-01 | Expected Values | 20.16 | Station_DSM2018_w30mw_High32276 | Generation | Off Peak | 2021-02-01 | Expected Values | 15.36 | Station_DSM2018_w30mw_High32276 | Generation | On Peak | 2021-02-01 | Expected Values | 4.8 | 0 | 2021-02-01 | 20160 | 15360 | 4800 | 0
| Station_DSM2018_w30mw_High32276 | Generation | ALL | 2021-03-01 | Expected Values | 22.32 | Station_DSM2018_w30mw_High32276 | Generation | Off Peak | 2021-03-01 | Expected Values | 16.8 | Station_DSM2018_w30mw_High32276 | Generation | On Peak | 2021-03-01 | Expected Values | 5.52 | 0 | 2021-03-01 | 22320 | 16800 | 5520 | 0
| Station_DSM2018_w30mw_High32276 | Generation | ALL | 2021-04-01 | Expected Values | 21.6 | Station_DSM2018_w30mw_High32276 | Generation | Off Peak | 2021-04-01 | Expected Values | 15.66 | Station_DSM2018_w30mw_High32276 | Generation | On Peak | 2021-04-01 | Expected Values | 5.94 | 0 | 2021-04-01 | 21600 | 15660 | 5940 | 0
| Station_DSM2018_w30mw_High32276 | Generation | ALL | 2021-05-01 | Expected Values | 22.32 | Station_DSM2018_w30mw_High32276 | Generation | Off Peak | 2021-05-01 | Expected Values | 16.65 | Station_DSM2018_w30mw_High32276 | Generation | On Peak | 2021-05-01 | Expected Values | 5.67 | 0 | 2021-05-01 | 22320 | 16650 | 5670 | 0
| Station_DSM2018_w30mw_High32276 | Generation | ALL | 2021-06-01 | Expected Values | 21.6 | Station_DSM2018_w30mw_High32276 | Generation | Off Peak | 2021-06-01 | Expected Values | 15.66 | Station_DSM2018_w30mw_High32276 | Generation | On Peak | 2021-06-01 | Expected Values | 5.94 | 0 | 2021-06-01 | 21600 | 15660 | 5940 | 0
| Station_DSM2018_w30mw_High32276 | Generation | ALL | 2021-07-01 | Expected Values | 22.32 | Station_DSM2018_w30mw_High32276 | Generation | Off Peak | 2021-07-01 | Expected Values | 16.38 | Station_DSM2018_w30mw_High32276 | Generation | On Peak | 2021-07-01 | Expected Values | 5.94 | 0 | 2021-07-01 | 22320 | 16380 | 5940 | 0
| Station_DSM2018_w30mw_High32276 | Generation | ALL | 2021-08-01 | Expected Values | 22.32 | Station_DSM2018_w30mw_High32276 | Generation | Off Peak | 2021-08-01 | Expected Values | 16.38 | Station_DSM2018_w30mw_High32276 | Generation | On Peak | 2021-08-01 | Expected Values | 5.94 | 0 | 2021-08-01 | 22320 | 16380 | 5940 | 0
| Station_DSM2018_w30mw_High32276 | Generation | ALL | 2021-09-01 | Expected Values | 21.6 | Station_DSM2018_w30mw_High32276 | Generation | Off Peak | 2021-09-01 | Expected Values | 15.66 | Station_DSM2018_w30mw_High32276 | Generation | On Peak | 2021-09-01 | Expected Values | 5.94 | 0 | 2021-09-01 | 21600 | 15660 | 5940 | 0
| Station_DSM2018_w30mw_High32276 | Generation | ALL | 2021-10-01 | Expected Values | 22.32 | Station_DSM2018_w30mw_High32276 | Generation | Off Peak | 2021-10-01 | Expected Values | 16.65 | Station_DSM2018_w30mw_High32276 | Generation | On Peak | 2021-10-01 | Expected Values | 5.67 | 0 | 2021-10-01 | 22320 | 16650 | 5670 | 0
| Station_DSM2018_w30mw_High32276 | Generation | ALL | 2021-11-01 | Expected Values | 21.6 | Station_DSM2018_w30mw_High32276 | Generation | Off Peak | 2021-11-01 | Expected Values | 16.32 | Station_DSM2018_w30mw_High32276 | Generation | On Peak | 2021-11-01 | Expected Values | 5.28 | 0 | 2021-11-01 | 21600 | 16320 | 5280 | 0
| Station_DSM2018_w30mw_High32276 | Generation | ALL | 2021-12-01 | Expected Values | 22.32 | Station_DSM2018_w30mw_High32276 | Generation | Off Peak | 2021-12-01 | Expected Values | 16.8 | Station_DSM2018_w30mw_High32276 | Generation | On Peak | 2021-12-01 | Expected Values | 5.52 | 0 | 2021-12-01 | 22320 | 16800 | 5520 | 0
| Station_DSM2018_w30mw_High32276 | Generation | ALL | 2022-01-01 | Expected Values | 22.32 | Station_DSM2018_w30mw_High32276 | Generation | Off Peak | 2022-01-01 | Expected Values | 17.28 | Station_DSM2018_w30mw_High32276 | Generation | On Peak | 2022-01-01 | Expected Values | 5.04 | 0 | 2022-01-01 | 22320 | 17280 | 5040 | 0
| Station_DSM2018_w30mw_High32276 | Generation | ALL | 2022-02-01 | Expected Values | 20.16 | Station_DSM2018_w30mw_High32276 | Generation | Off Peak | 2022-02-01 | Expected Values | 15.36 | Station_DSM2018_w30mw_High32276 | Generation | On Peak | 2022-02-01 | Expected Values | 4.8 | 0 | 2022-02-01 | 20160 | 15360 | 4800 | 0
| Station_DSM2018_w30mw_High32276 | Generation | ALL | 2022-03-01 | Expected Values | 22.32 | Station_DSM2018_w30mw_High32276 | Generation | Off Peak | 2022-03-01 | Expected Values | 16.8 | Station_DSM2018_w30mw_High32276 | Generation | On Peak | 2022-03-01 | Expected Values | 5.52 | 0 | 2022-03-01 | 22320 | 16800 | 5520 | 0
| Station_DSM2018_w30mw_High32276 | Generation | ALL | 2022-04-01 | Expected Values | 21.6 | Station_DSM2018_w30mw_High32276 | Generation | Off Peak | 2022-04-01 | Expected Values | 15.93 | Station_DSM2018_w30mw_High32276 | Generation | On Peak | 2022-04-01 | Expected Values | 5.67 | 0 | 2022-04-01 | 21600 | 15930 | 5670 | 0
| Station_DSM2018_w30mw_High32276 | Generation | ALL | 2022-05-01 | Expected Values | 22.32 | Station_DSM2018_w30mw_High32276 | Generation | Off Peak | 2022-05-01 | Expected Values | 16.38 | Station_DSM2018_w30mw_High32276 | Generation | On Peak | 2022-05-01 | Expected Values | 5.94 | 0 | 2022-05-01 | 22320 | 16380 | 5940 | 0
| Station_DSM2018_w30mw_High32276 | Generation | ALL | 2022-06-01 | Expected Values | 21.6 | Station_DSM2018_w30mw_High32276 | Generation | Off Peak | 2022-06-01 | Expected Values | 15.66 | Station_DSM2018_w30mw_High32276 | Generation | On Peak | 2022-06-01 | Expected Values | 5.94 | 0 | 2022-06-01 | 21600 | 15660 | 5940 | 0
| Station_DSM2018_w30mw_High32276 | Generation | ALL | 2022-07-01 | Expected Values | 22.32 | Station_DSM2018_w30mw_High32276 | Generation | Off Peak | 2022-07-01 | Expected Values | 16.65 | Station_DSM2018_w30mw_High32276 | Generation | On Peak | 2022-07-01 | Expected Values | 5.67 | 0 | 2022-07-01 | 22320 | 16650 | 5670 | 0
| Station_DSM2018_w30mw_High32276 | Generation | ALL | 2022-08-01 | Expected Values | 22.32 | Station_DSM2018_w30mw_High32276 | Generation | Off Peak | 2022-08-01 | Expected Values | 16.11 | Station_DSM2018_w30mw_High32276 | Generation | On Peak | 2022-08-01 | Expected Values | 6.21 | 0 | 2022-08-01 | 22320 | 16110 | 6210 | 0
| Station_DSM2018_w30mw_High32276 | Generation | ALL | 2022-09-01 | Expected Values | 21.6 | Station_DSM2018_w30mw_High32276 | Generation | Off Peak | 2022-09-01 | Expected Values | 15.66 | Station_DSM2018_w30mw_High32276 | Generation | On Peak | 2022-09-01 | Expected Values | 5.94 | 0 | 2022-09-01 | 21600 | 15660 | 5940 | 0
| Station_DSM2018_w30mw_High32276 | Generation | ALL | 2022-10-01 | Expected Values | 22.32 | Station_DSM2018_w30mw_High32276 | Generation | Off Peak | 2022-10-01 | Expected Values | 16.65 | Station_DSM2018_w30mw_High32276 | Generation | On Peak | 2022-10-01 | Expected Values | 5.67 | 0 | 2022-10-01 | 22320 | 16650 | 5670 | 0
| Station_DSM2018_w30mw_High32276 | Generation | ALL | 2022-11-01 | Expected Values | 21.6 | Station_DSM2018_w30mw_High32276 | Generation | Off Peak | 2022-11-01 | Expected Values | 16.32 | Station_DSM2018_w30mw_High32276 | Generation | On Peak | 2022-11-01 | Expected Values | 5.28 | 0 | 2022-11-01 | 21600 | 16320 | 5280 | 0
| Station_DSM2018_w30mw_High32276 | Generation | ALL | 2022-12-01 | Expected Values | 22.32 | Station_DSM2018_w30mw_High32276 | Generation | Off Peak | 2022-12-01 | Expected Values | 17.04 | Station_DSM2018_w30mw_High32276 | Generation | On Peak | 2022-12-01 | Expected Values | 5.28 | 0 | 2022-12-01 | 22320 | 17040 | 5280 | 0
| Station_DSM2018_w30mw_High32276 | Generation | ALL | 2023-01-01 | Expected Values | 22.32 | Station_DSM2018_w30mw_High32276 | Generation | Off Peak | 2023-01-01 | Expected Values | 17.04 | Station_DSM2018_w30mw_High32276 | Generation | On Peak | 2023-01-01 | Expected Values | 5.28 | 0 | 2023-01-01 | 22320 | 17040 | 5280 | 0
| Station_DSM2018_w30mw_High32276 | Generation | ALL | 2023-02-01 | Expected Values | 20.16 | Station_DSM2018_w30mw_High32276 | Generation | Off Peak | 2023-02-01 | Expected Values | 15.36 | Station_DSM2018_w30mw_High32276 | Generation | On Peak | 2023-02-01 | Expected Values | 4.8 | 0 | 2023-02-01 | 20160 | 15360 | 4800 | 0
| Station_DSM2018_w30mw_High32276 | Generation | ALL | 2023-03-01 | Expected Values | 22.32 | Station_DSM2018_w30mw_High32276 | Generation | Off Peak | 2023-03-01 | Expected Values | 16.8 | Station_DSM2018_w30mw_High32276 | Generation | On Peak | 2023-03-01 | Expected Values | 5.52 | 0 | 2023-03-01 | 22320 | 16800 | 5520 | 0
| Station_DSM2018_w30mw_High32276 | Generation | ALL | 2023-04-01 | Expected Values | 21.6 | Station_DSM2018_w30mw_High32276 | Generation | Off Peak | 2023-04-01 | Expected Values | 16.2 | Station_DSM2018_w30mw_High32276 | Generation | On Peak | 2023-04-01 | Expected Values | 5.4 | 0 | 2023-04-01 | 21600 | 16200 | 5400 | 0
| Station_DSM2018_w30mw_High32276 | Generation | ALL | 2023-05-01 | Expected Values | 22.32 | Station_DSM2018_w30mw_High32276 | Generation | Off Peak | 2023-05-01 | Expected Values | 16.11 | Station_DSM2018_w30mw_High32276 | Generation | On Peak | 2023-05-01 | Expected Values | 6.21 | 0 | 2023-05-01 | 22320 | 16110 | 6210 | 0
| Station_DSM2018_w30mw_High32276 | Generation | ALL | 2023-06-01 | Expected Values | 21.6 | Station_DSM2018_w30mw_High32276 | Generation | Off Peak | 2023-06-01 | Expected Values | 15.66 | Station_DSM2018_w30mw_High32276 | Generation | On Peak | 2023-06-01 | Expected Values | 5.94 | 0 | 2023-06-01 | 21600 | 15660 | 5940 | 0
| Station_DSM2018_w30mw_High32276 | Generation | ALL | 2023-07-01 | Expected Values | 22.32 | Station_DSM2018_w30mw_High32276 | Generation | Off Peak | 2023-07-01 | Expected Values | 16.65 | Station_DSM2018_w30mw_High32276 | Generation | On Peak | 2023-07-01 | Expected Values | 5.67 | 0 | 2023-07-01 | 22320 | 16650 | 5670 | 0
| Station_DSM2018_w30mw_High32276 | Generation | ALL | 2023-08-01 | Expected Values | 22.32 | Station_DSM2018_w30mw_High32276 | Generation | Off Peak | 2023-08-01 | Expected Values | 16.11 | Station_DSM2018_w30mw_High32276 | Generation | On Peak | 2023-08-01 | Expected Values | 6.21 | 0 | 2023-08-01 | 22320 | 16110 | 6210 | 0
| Station_DSM2018_w30mw_High32276 | Generation | ALL | 2023-09-01 | Expected Values | 21.6 | Station_DSM2018_w30mw_High32276 | Generation | Off Peak | 2023-09-01 | Expected Values | 15.93 | Station_DSM2018_w30mw_High32276 | Generation | On Peak | 2023-09-01 | Expected Values | 5.67 | 0 | 2023-09-01 | 21600 | 15930 | 5670 | 0
| Station_DSM2018_w30mw_High32276 | Generation | ALL | 2023-10-01 | Expected Values | 22.32 | Station_DSM2018_w30mw_High32276 | Generation | Off Peak | 2023-10-01 | Expected Values | 16.38 | Station_DSM2018_w30mw_High32276 | Generation | On Peak | 2023-10-01 | Expected Values | 5.94 | 0 | 2023-10-01 | 22320 | 16380 | 5940 | 0
| Station_DSM2018_w30mw_High32276 | Generation | ALL | 2023-11-01 | Expected Values | 21.6 | Station_DSM2018_w30mw_High32276 | Generation | Off Peak | 2023-11-01 | Expected Values | 16.32 | Station_DSM2018_w30mw_High32276 | Generation | On Peak | 2023-11-01 | Expected Values | 5.28 | 0 | 2023-11-01 | 21600 | 16320 | 5280 | 0
| Station_DSM2018_w30mw_High32276 | Generation | ALL | 2023-12-01 | Expected Values | 22.32 | Station_DSM2018_w30mw_High32276 | Generation | Off Peak | 2023-12-01 | Expected Values | 17.28 | Station_DSM2018_w30mw_High32276 | Generation | On Peak | 2023-12-01 | Expected Values | 5.04 | 0 | 2023-12-01 | 22320 | 17280 | 5040 | 0
| Station_DSM2018_w30mw_High32276 | Generation | ALL | 2024-01-01 | Expected Values | 22.32 | Station_DSM2018_w30mw_High32276 | Generation | Off Peak | 2024-01-01 | Expected Values | 16.8 | Station_DSM2018_w30mw_High32276 | Generation | On Peak | 2024-01-01 | Expected Values | 5.52 | 0 | 2024-01-01 | 22320 | 16800 | 5520 | 0
| Station_DSM2018_w30mw_High32276 | Generation | ALL | 2024-02-01 | Expected Values | 20.88 | Station_DSM2018_w30mw_High32276 | Generation | Off Peak | 2024-02-01 | Expected Values | 15.84 | Station_DSM2018_w30mw_High32276 | Generation | On Peak | 2024-02-01 | Expected Values | 5.04 | 0 | 2024-02-01 | 20880 | 15840 | 5040 | 0
| Station_DSM2018_w30mw_High32276 | Generation | ALL | 2024-03-01 | Expected Values | 22.32 | Station_DSM2018_w30mw_High32276 | Generation | Off Peak | 2024-03-01 | Expected Values | 17.28 | Station_DSM2018_w30mw_High32276 | Generation | On Peak | 2024-03-01 | Expected Values | 5.04 | 0 | 2024-03-01 | 22320 | 17280 | 5040 | 0
| Station_DSM2018_w30mw_High32276 | Generation | ALL | 2024-04-01 | Expected Values | 21.6 | Station_DSM2018_w30mw_High32276 | Generation | Off Peak | 2024-04-01 | Expected Values | 15.66 | Station_DSM2018_w30mw_High32276 | Generation | On Peak | 2024-04-01 | Expected Values | 5.94 | 0 | 2024-04-01 | 21600 | 15660 | 5940 | 0
| Station_DSM2018_w30mw_High32276 | Generation | ALL | 2024-05-01 | Expected Values | 22.32 | Station_DSM2018_w30mw_High32276 | Generation | Off Peak | 2024-05-01 | Expected Values | 16.11 | Station_DSM2018_w30mw_High32276 | Generation | On Peak | 2024-05-01 | Expected Values | 6.21 | 0 | 2024-05-01 | 22320 | 16110 | 6210 | 0
| Station_DSM2018_w30mw_High32276 | Generation | ALL | 2024-06-01 | Expected Values | 21.6 | Station_DSM2018_w30mw_High32276 | Generation | Off Peak | 2024-06-01 | Expected Values | 16.2 | Station_DSM2018_w30mw_High32276 | Generation | On Peak | 2024-06-01 | Expected Values | 5.4 | 0 | 2024-06-01 | 21600 | 16200 | 5400 | 0
| Station_DSM2018_w30mw_High32276 | Generation | ALL | 2024-07-01 | Expected Values | 22.32 | Station_DSM2018_w30mw_High32276 | Generation | Off Peak | 2024-07-01 | Expected Values | 16.11 | Station_DSM2018_w30mw_High32276 | Generation | On Peak | 2024-07-01 | Expected Values | 6.21 | 0 | 2024-07-01 | 22320 | 16110 | 6210 | 0
| Station_DSM2018_w30mw_High32276 | Generation | ALL | 2024-08-01 | Expected Values | 22.32 | Station_DSM2018_w30mw_High32276 | Generation | Off Peak | 2024-08-01 | Expected Values | 16.38 | Station_DSM2018_w30mw_High32276 | Generation | On Peak | 2024-08-01 | Expected Values | 5.94 | 0 | 2024-08-01 | 22320 | 16380 | 5940 | 0
| Station_DSM2018_w30mw_High32276 | Generation | ALL | 2024-09-01 | Expected Values | 21.6 | Station_DSM2018_w30mw_High32276 | Generation | Off Peak | 2024-09-01 | Expected Values | 15.93 | Station_DSM2018_w30mw_High32276 | Generation | On Peak | 2024-09-01 | Expected Values | 5.67 | 0 | 2024-09-01 | 21600 | 15930 | 5670 | 0
| Station_DSM2018_w30mw_High32276 | Generation | ALL | 2024-10-01 | Expected Values | 22.32 | Station_DSM2018_w30mw_High32276 | Generation | Off Peak | 2024-10-01 | Expected Values | 16.11 | Station_DSM2018_w30mw_High32276 | Generation | On Peak | 2024-10-01 | Expected Values | 6.21 | 0 | 2024-10-01 | 22320 | 16110 | 6210 | 0
| Station_DSM2018_w30mw_High32276 | Generation | ALL | 2024-11-01 | Expected Values | 21.6 | Station_DSM2018_w30mw_High32276 | Generation | Off Peak | 2024-11-01 | Expected Values | 16.56 | Station_DSM2018_w30mw_High32276 | Generation | On Peak | 2024-11-01 | Expected Values | 5.04 | 0 | 2024-11-01 | 21600 | 16560 | 5040 | 0
| Station_DSM2018_w30mw_High32276 | Generation | ALL | 2024-12-01 | Expected Values | 22.32 | Station_DSM2018_w30mw_High32276 | Generation | Off Peak | 2024-12-01 | Expected Values | 17.04 | Station_DSM2018_w30mw_High32276 | Generation | On Peak | 2024-12-01 | Expected Values | 5.28 | 0 | 2024-12-01 | 22320 | 17040 | 5280 | 0
| Station_DSM2018_w30mw_High32276 | Generation | ALL | 2025-01-01 | Expected Values | 22.32 | Station_DSM2018_w30mw_High32276 | Generation | Off Peak | 2025-01-01 | Expected Values | 16.8 | Station_DSM2018_w30mw_High32276 | Generation | On Peak | 2025-01-01 | Expected Values | 5.52 | 0 | 2025-01-01 | 22320 | 16800 | 5520 | 0
| Station_DSM2018_w30mw_High32276 | Generation | ALL | 2025-02-01 | Expected Values | 20.16 | Station_DSM2018_w30mw_High32276 | Generation | Off Peak | 2025-02-01 | Expected Values | 15.36 | Station_DSM2018_w30mw_High32276 | Generation | On Peak | 2025-02-01 | Expected Values | 4.8 | 0 | 2025-02-01 | 20160 | 15360 | 4800 | 0
| Station_DSM2018_w30mw_High32276 | Generation | ALL | 2025-03-01 | Expected Values | 22.32 | Station_DSM2018_w30mw_High32276 | Generation | Off Peak | 2025-03-01 | Expected Values | 17.28 | Station_DSM2018_w30mw_High32276 | Generation | On Peak | 2025-03-01 | Expected Values | 5.04 | 0 | 2025-03-01 | 22320 | 17280 | 5040 | 0
| Station_DSM2018_w30mw_High32276 | Generation | ALL | 2025-04-01 | Expected Values | 21.6 | Station_DSM2018_w30mw_High32276 | Generation | Off Peak | 2025-04-01 | Expected Values | 15.66 | Station_DSM2018_w30mw_High32276 | Generation | On Peak | 2025-04-01 | Expected Values | 5.94 | 0 | 2025-04-01 | 21600 | 15660 | 5940 | 0
| Station_DSM2018_w30mw_High32276 | Generation | ALL | 2025-05-01 | Expected Values | 22.32 | Station_DSM2018_w30mw_High32276 | Generation | Off Peak | 2025-05-01 | Expected Values | 16.38 | Station_DSM2018_w30mw_High32276 | Generation | On Peak | 2025-05-01 | Expected Values | 5.94 | 0 | 2025-05-01 | 22320 | 16380 | 5940 | 0
| Station_DSM2018_w30mw_High32276 | Generation | ALL | 2025-06-01 | Expected Values | 21.6 | Station_DSM2018_w30mw_High32276 | Generation | Off Peak | 2025-06-01 | Expected Values | 15.93 | Station_DSM2018_w30mw_High32276 | Generation | On Peak | 2025-06-01 | Expected Values | 5.67 | 0 | 2025-06-01 | 21600 | 15930 | 5670 | 0
| Station_DSM2018_w30mw_High32276 | Generation | ALL | 2025-07-01 | Expected Values | 22.32 | Station_DSM2018_w30mw_High32276 | Generation | Off Peak | 2025-07-01 | Expected Values | 16.11 | Station_DSM2018_w30mw_High32276 | Generation | On Peak | 2025-07-01 | Expected Values | 6.21 | 0 | 2025-07-01 | 22320 | 16110 | 6210 | 0
| Station_DSM2018_w30mw_High32276 | Generation | ALL | 2025-08-01 | Expected Values | 22.32 | Station_DSM2018_w30mw_High32276 | Generation | Off Peak | 2025-08-01 | Expected Values | 16.65 | Station_DSM2018_w30mw_High32276 | Generation | On Peak | 2025-08-01 | Expected Values | 5.67 | 0 | 2025-08-01 | 22320 | 16650 | 5670 | 0
| Station_DSM2018_w30mw_High32276 | Generation | ALL | 2025-09-01 | Expected Values | 21.6 | Station_DSM2018_w30mw_High32276 | Generation | Off Peak | 2025-09-01 | Expected Values | 15.66 | Station_DSM2018_w30mw_High32276 | Generation | On Peak | 2025-09-01 | Expected Values | 5.94 | 0 | 2025-09-01 | 21600 | 15660 | 5940 | 0
| Station_DSM2018_w30mw_High32276 | Generation | ALL | 2025-10-01 | Expected Values | 22.32 | Station_DSM2018_w30mw_High32276 | Generation | Off Peak | 2025-10-01 | Expected Values | 16.11 | Station_DSM2018_w30mw_High32276 | Generation | On Peak | 2025-10-01 | Expected Values | 6.21 | 0 | 2025-10-01 | 22320 | 16110 | 6210 | 0
| Station_DSM2018_w30mw_High32276 | Generation | ALL | 2025-11-01 | Expected Values | 21.6 | Station_DSM2018_w30mw_High32276 | Generation | Off Peak | 2025-11-01 | Expected Values | 16.8 | Station_DSM2018_w30mw_High32276 | Generation | On Peak | 2025-11-01 | Expected Values | 4.8 | 0 | 2025-11-01 | 21600 | 16800 | 4800 | 0
| Station_DSM2018_w30mw_High32276 | Generation | ALL | 2025-12-01 | Expected Values | 22.32 | Station_DSM2018_w30mw_High32276 | Generation | Off Peak | 2025-12-01 | Expected Values | 16.8 | Station_DSM2018_w30mw_High32276 | Generation | On Peak | 2025-12-01 | Expected Values | 5.52 | 0 | 2025-12-01 | 22320 | 16800 | 5520 | 0
| Station_DSM2018_w30mw_High32276 | Generation | ALL | 2026-01-01 | Expected Values | 22.32 | Station_DSM2018_w30mw_High32276 | Generation | Off Peak | 2026-01-01 | Expected Values | 17.04 | Station_DSM2018_w30mw_High32276 | Generation | On Peak | 2026-01-01 | Expected Values | 5.28 | 0 | 2026-01-01 | 22320 | 17040 | 5280 | 0
| Station_DSM2018_w30mw_High32276 | Generation | ALL | 2026-02-01 | Expected Values | 20.16 | Station_DSM2018_w30mw_High32276 | Generation | Off Peak | 2026-02-01 | Expected Values | 15.36 | Station_DSM2018_w30mw_High32276 | Generation | On Peak | 2026-02-01 | Expected Values | 4.8 | 0 | 2026-02-01 | 20160 | 15360 | 4800 | 0
| Station_DSM2018_w30mw_High32276 | Generation | ALL | 2026-03-01 | Expected Values | 22.32 | Station_DSM2018_w30mw_High32276 | Generation | Off Peak | 2026-03-01 | Expected Values | 17.04 | Station_DSM2018_w30mw_High32276 | Generation | On Peak | 2026-03-01 | Expected Values | 5.28 | 0 | 2026-03-01 | 22320 | 17040 | 5280 | 0
| Station_DSM2018_w30mw_High32276 | Generation | ALL | 2026-04-01 | Expected Values | 21.6 | Station_DSM2018_w30mw_High32276 | Generation | Off Peak | 2026-04-01 | Expected Values | 15.66 | Station_DSM2018_w30mw_High32276 | Generation | On Peak | 2026-04-01 | Expected Values | 5.94 | 0 | 2026-04-01 | 21600 | 15660 | 5940 | 0
| Station_DSM2018_w30mw_High32276 | Generation | ALL | 2026-05-01 | Expected Values | 22.32 | Station_DSM2018_w30mw_High32276 | Generation | Off Peak | 2026-05-01 | Expected Values | 16.65 | Station_DSM2018_w30mw_High32276 | Generation | On Peak | 2026-05-01 | Expected Values | 5.67 | 0 | 2026-05-01 | 22320 | 16650 | 5670 | 0
| Station_DSM2018_w30mw_High32276 | Generation | ALL | 2026-06-01 | Expected Values | 21.6 | Station_DSM2018_w30mw_High32276 | Generation | Off Peak | 2026-06-01 | Expected Values | 15.66 | Station_DSM2018_w30mw_High32276 | Generation | On Peak | 2026-06-01 | Expected Values | 5.94 | 0 | 2026-06-01 | 21600 | 15660 | 5940 | 0
| Station_DSM2018_w30mw_High32276 | Generation | ALL | 2026-07-01 | Expected Values | 22.32 | Station_DSM2018_w30mw_High32276 | Generation | Off Peak | 2026-07-01 | Expected Values | 16.11 | Station_DSM2018_w30mw_High32276 | Generation | On Peak | 2026-07-01 | Expected Values | 6.21 | 0 | 2026-07-01 | 22320 | 16110 | 6210 | 0
| Station_DSM2018_w30mw_High32276 | Generation | ALL | 2026-08-01 | Expected Values | 22.32 | Station_DSM2018_w30mw_High32276 | Generation | Off Peak | 2026-08-01 | Expected Values | 16.65 | Station_DSM2018_w30mw_High32276 | Generation | On Peak | 2026-08-01 | Expected Values | 5.67 | 0 | 2026-08-01 | 22320 | 16650 | 5670 | 0
| Station_DSM2018_w30mw_High32276 | Generation | ALL | 2026-09-01 | Expected Values | 21.6 | Station_DSM2018_w30mw_High32276 | Generation | Off Peak | 2026-09-01 | Expected Values | 15.66 | Station_DSM2018_w30mw_High32276 | Generation | On Peak | 2026-09-01 | Expected Values | 5.94 | 0 | 2026-09-01 | 21600 | 15660 | 5940 | 0
| Station_DSM2018_w30mw_High32276 | Generation | ALL | 2026-10-01 | Expected Values | 22.32 | Station_DSM2018_w30mw_High32276 | Generation | Off Peak | 2026-10-01 | Expected Values | 16.38 | Station_DSM2018_w30mw_High32276 | Generation | On Peak | 2026-10-01 | Expected Values | 5.94 | 0 | 2026-10-01 | 22320 | 16380 | 5940 | 0
| Station_DSM2018_w30mw_High32276 | Generation | ALL | 2026-11-01 | Expected Values | 21.6 | Station_DSM2018_w30mw_High32276 | Generation | Off Peak | 2026-11-01 | Expected Values | 16.56 | Station_DSM2018_w30mw_High32276 | Generation | On Peak | 2026-11-01 | Expected Values | 5.04 | 0 | 2026-11-01 | 21600 | 16560 | 5040 | 0
| Station_DSM2018_w30mw_High32276 | Generation | ALL | 2026-12-01 | Expected Values | 22.32 | Station_DSM2018_w30mw_High32276 | Generation | Off Peak | 2026-12-01 | Expected Values | 16.8 | Station_DSM2018_w30mw_High32276 | Generation | On Peak | 2026-12-01 | Expected Values | 5.52 | 0 | 2026-12-01 | 22320 | 16800 | 5520 | 0
| Station_DSM2018_w30mw_High32276 | Generation | ALL | 2027-01-01 | Expected Values | 22.32 | Station_DSM2018_w30mw_High32276 | Generation | Off Peak | 2027-01-01 | Expected Values | 17.28 | Station_DSM2018_w30mw_High32276 | Generation | On Peak | 2027-01-01 | Expected Values | 5.04 | 0 | 2027-01-01 | 22320 | 17280 | 5040 | 0
| Station_DSM2018_w30mw_High32276 | Generation | ALL | 2027-02-01 | Expected Values | 20.16 | Station_DSM2018_w30mw_High32276 | Generation | Off Peak | 2027-02-01 | Expected Values | 15.36 | Station_DSM2018_w30mw_High32276 | Generation | On Peak | 2027-02-01 | Expected Values | 4.8 | 0 | 2027-02-01 | 20160 | 15360 | 4800 | 0
| Station_DSM2018_w30mw_High32276 | Generation | ALL | 2027-03-01 | Expected Values | 22.32 | Station_DSM2018_w30mw_High32276 | Generation | Off Peak | 2027-03-01 | Expected Values | 16.8 | Station_DSM2018_w30mw_High32276 | Generation | On Peak | 2027-03-01 | Expected Values | 5.52 | 0 | 2027-03-01 | 22320 | 16800 | 5520 | 0
| Station_DSM2018_w30mw_High32276 | Generation | ALL | 2027-04-01 | Expected Values | 21.6 | Station_DSM2018_w30mw_High32276 | Generation | Off Peak | 2027-04-01 | Expected Values | 15.66 | Station_DSM2018_w30mw_High32276 | Generation | On Peak | 2027-04-01 | Expected Values | 5.94 | 0 | 2027-04-01 | 21600 | 15660 | 5940 | 0
| Station_DSM2018_w30mw_High32276 | Generation | ALL | 2027-05-01 | Expected Values | 22.32 | Station_DSM2018_w30mw_High32276 | Generation | Off Peak | 2027-05-01 | Expected Values | 16.65 | Station_DSM2018_w30mw_High32276 | Generation | On Peak | 2027-05-01 | Expected Values | 5.67 | 0 | 2027-05-01 | 22320 | 16650 | 5670 | 0
| Station_DSM2018_w30mw_High32276 | Generation | ALL | 2027-06-01 | Expected Values | 21.6 | Station_DSM2018_w30mw_High32276 | Generation | Off Peak | 2027-06-01 | Expected Values | 15.66 | Station_DSM2018_w30mw_High32276 | Generation | On Peak | 2027-06-01 | Expected Values | 5.94 | 0 | 2027-06-01 | 21600 | 15660 | 5940 | 0
| Station_DSM2018_w30mw_High32276 | Generation | ALL | 2027-07-01 | Expected Values | 22.32 | Station_DSM2018_w30mw_High32276 | Generation | Off Peak | 2027-07-01 | Expected Values | 16.38 | Station_DSM2018_w30mw_High32276 | Generation | On Peak | 2027-07-01 | Expected Values | 5.94 | 0 | 2027-07-01 | 22320 | 16380 | 5940 | 0
| Station_DSM2018_w30mw_High32276 | Generation | ALL | 2027-08-01 | Expected Values | 22.32 | Station_DSM2018_w30mw_High32276 | Generation | Off Peak | 2027-08-01 | Expected Values | 16.38 | Station_DSM2018_w30mw_High32276 | Generation | On Peak | 2027-08-01 | Expected Values | 5.94 | 0 | 2027-08-01 | 22320 | 16380 | 5940 | 0
| Station_DSM2018_w30mw_High32276 | Generation | ALL | 2027-09-01 | Expected Values | 21.6 | Station_DSM2018_w30mw_High32276 | Generation | Off Peak | 2027-09-01 | Expected Values | 15.66 | Station_DSM2018_w30mw_High32276 | Generation | On Peak | 2027-09-01 | Expected Values | 5.94 | 0 | 2027-09-01 | 21600 | 15660 | 5940 | 0
| Station_DSM2018_w30mw_High32276 | Generation | ALL | 2027-10-01 | Expected Values | 22.32 | Station_DSM2018_w30mw_High32276 | Generation | Off Peak | 2027-10-01 | Expected Values | 16.65 | Station_DSM2018_w30mw_High32276 | Generation | On Peak | 2027-10-01 | Expected Values | 5.67 | 0 | 2027-10-01 | 22320 | 16650 | 5670 | 0
| Station_DSM2018_w30mw_High32276 | Generation | ALL | 2027-11-01 | Expected Values | 21.6 | Station_DSM2018_w30mw_High32276 | Generation | Off Peak | 2027-11-01 | Expected Values | 16.32 | Station_DSM2018_w30mw_High32276 | Generation | On Peak | 2027-11-01 | Expected Values | 5.28 | 0 | 2027-11-01 | 21600 | 16320 | 5280 | 0
| Station_DSM2018_w30mw_High32276 | Generation | ALL | 2027-12-01 | Expected Values | 22.32 | Station_DSM2018_w30mw_High32276 | Generation | Off Peak | 2027-12-01 | Expected Values | 16.8 | Station_DSM2018_w30mw_High32276 | Generation | On Peak | 2027-12-01 | Expected Values | 5.52 | 0 | 2027-12-01 | 22320 | 16800 | 5520 | 0
| Station_DSM2018_w30mw_High32276 | Generation | ALL | 2028-01-01 | Expected Values | 22.32 | Station_DSM2018_w30mw_High32276 | Generation | Off Peak | 2028-01-01 | Expected Values | 17.28 | Station_DSM2018_w30mw_High32276 | Generation | On Peak | 2028-01-01 | Expected Values | 5.04 | 0 | 2028-01-01 | 22320 | 17280 | 5040 | 0
| Station_DSM2018_w30mw_High32276 | Generation | ALL | 2028-02-01 | Expected Values | 20.88 | Station_DSM2018_w30mw_High32276 | Generation | Off Peak | 2028-02-01 | Expected Values | 15.84 | Station_DSM2018_w30mw_High32276 | Generation | On Peak | 2028-02-01 | Expected Values | 5.04 | 0 | 2028-02-01 | 20880 | 15840 | 5040 | 0
| Station_DSM2018_w30mw_High32276 | Generation | ALL | 2028-03-01 | Expected Values | 22.32 | Station_DSM2018_w30mw_High32276 | Generation | Off Peak | 2028-03-01 | Expected Values | 16.8 | Station_DSM2018_w30mw_High32276 | Generation | On Peak | 2028-03-01 | Expected Values | 5.52 | 0 | 2028-03-01 | 22320 | 16800 | 5520 | 0
| Station_DSM2018_w30mw_High32276 | Generation | ALL | 2028-04-01 | Expected Values | 21.6 | Station_DSM2018_w30mw_High32276 | Generation | Off Peak | 2028-04-01 | Expected Values | 16.2 | Station_DSM2018_w30mw_High32276 | Generation | On Peak | 2028-04-01 | Expected Values | 5.4 | 0 | 2028-04-01 | 21600 | 16200 | 5400 | 0
| Station_DSM2018_w30mw_High32276 | Generation | ALL | 2028-05-01 | Expected Values | 22.32 | Station_DSM2018_w30mw_High32276 | Generation | Off Peak | 2028-05-01 | Expected Values | 16.11 | Station_DSM2018_w30mw_High32276 | Generation | On Peak | 2028-05-01 | Expected Values | 6.21 | 0 | 2028-05-01 | 22320 | 16110 | 6210 | 0
| Station_DSM2018_w30mw_High32276 | Generation | ALL | 2028-06-01 | Expected Values | 21.6 | Station_DSM2018_w30mw_High32276 | Generation | Off Peak | 2028-06-01 | Expected Values | 15.66 | Station_DSM2018_w30mw_High32276 | Generation | On Peak | 2028-06-01 | Expected Values | 5.94 | 0 | 2028-06-01 | 21600 | 15660 | 5940 | 0
| Station_DSM2018_w30mw_High32276 | Generation | ALL | 2028-07-01 | Expected Values | 22.32 | Station_DSM2018_w30mw_High32276 | Generation | Off Peak | 2028-07-01 | Expected Values | 16.65 | Station_DSM2018_w30mw_High32276 | Generation | On Peak | 2028-07-01 | Expected Values | 5.67 | 0 | 2028-07-01 | 22320 | 16650 | 5670 | 0
| Station_DSM2018_w30mw_High32276 | Generation | ALL | 2028-08-01 | Expected Values | 22.32 | Station_DSM2018_w30mw_High32276 | Generation | Off Peak | 2028-08-01 | Expected Values | 16.11 | Station_DSM2018_w30mw_High32276 | Generation | On Peak | 2028-08-01 | Expected Values | 6.21 | 0 | 2028-08-01 | 22320 | 16110 | 6210 | 0
| Station_DSM2018_w30mw_High32276 | Generation | ALL | 2028-09-01 | Expected Values | 21.6 | Station_DSM2018_w30mw_High32276 | Generation | Off Peak | 2028-09-01 | Expected Values | 15.93 | Station_DSM2018_w30mw_High32276 | Generation | On Peak | 2028-09-01 | Expected Values | 5.67 | 0 | 2028-09-01 | 21600 | 15930 | 5670 | 0
| Station_DSM2018_w30mw_High32276 | Generation | ALL | 2028-10-01 | Expected Values | 22.32 | Station_DSM2018_w30mw_High32276 | Generation | Off Peak | 2028-10-01 | Expected Values | 16.38 | Station_DSM2018_w30mw_High32276 | Generation | On Peak | 2028-10-01 | Expected Values | 5.94 | 0 | 2028-10-01 | 22320 | 16380 | 5940 | 0
| Station_DSM2018_w30mw_High32276 | Generation | ALL | 2028-11-01 | Expected Values | 21.6 | Station_DSM2018_w30mw_High32276 | Generation | Off Peak | 2028-11-01 | Expected Values | 16.32 | Station_DSM2018_w30mw_High32276 | Generation | On Peak | 2028-11-01 | Expected Values | 5.28 | 0 | 2028-11-01 | 21600 | 16320 | 5280 | 0
| Station_DSM2018_w30mw_High32276 | Generation | ALL | 2028-12-01 | Expected Values | 22.32 | Station_DSM2018_w30mw_High32276 | Generation | Off Peak | 2028-12-01 | Expected Values | 17.28 | Station_DSM2018_w30mw_High32276 | Generation | On Peak | 2028-12-01 | Expected Values | 5.04 | 0 | 2028-12-01 | 22320 | 17280 | 5040 | 0
| Station_DSM2018_w30mw_High32276 | Generation | ALL | 2029-01-01 | Expected Values | 22.32 | Station_DSM2018_w30mw_High32276 | Generation | Off Peak | 2029-01-01 | Expected Values | 16.8 | Station_DSM2018_w30mw_High32276 | Generation | On Peak | 2029-01-01 | Expected Values | 5.52 | 0 | 2029-01-01 | 22320 | 16800 | 5520 | 0
| Station_DSM2018_w30mw_High32276 | Generation | ALL | 2029-02-01 | Expected Values | 20.16 | Station_DSM2018_w30mw_High32276 | Generation | Off Peak | 2029-02-01 | Expected Values | 15.36 | Station_DSM2018_w30mw_High32276 | Generation | On Peak | 2029-02-01 | Expected Values | 4.8 | 0 | 2029-02-01 | 20160 | 15360 | 4800 | 0
| Station_DSM2018_w30mw_High32276 | Generation | ALL | 2029-03-01 | Expected Values | 22.32 | Station_DSM2018_w30mw_High32276 | Generation | Off Peak | 2029-03-01 | Expected Values | 17.04 | Station_DSM2018_w30mw_High32276 | Generation | On Peak | 2029-03-01 | Expected Values | 5.28 | 0 | 2029-03-01 | 22320 | 17040 | 5280 | 0
| Station_DSM2018_w30mw_High32276 | Generation | ALL | 2029-04-01 | Expected Values | 21.6 | Station_DSM2018_w30mw_High32276 | Generation | Off Peak | 2029-04-01 | Expected Values | 15.93 | Station_DSM2018_w30mw_High32276 | Generation | On Peak | 2029-04-01 | Expected Values | 5.67 | 0 | 2029-04-01 | 21600 | 15930 | 5670 | 0
| Station_DSM2018_w30mw_High32276 | Generation | ALL | 2029-05-01 | Expected Values | 22.32 | Station_DSM2018_w30mw_High32276 | Generation | Off Peak | 2029-05-01 | Expected Values | 16.11 | Station_DSM2018_w30mw_High32276 | Generation | On Peak | 2029-05-01 | Expected Values | 6.21 | 0 | 2029-05-01 | 22320 | 16110 | 6210 | 0
| Station_DSM2018_w30mw_High32276 | Generation | ALL | 2029-06-01 | Expected Values | 21.6 | Station_DSM2018_w30mw_High32276 | Generation | Off Peak | 2029-06-01 | Expected Values | 15.93 | Station_DSM2018_w30mw_High32276 | Generation | On Peak | 2029-06-01 | Expected Values | 5.67 | 0 | 2029-06-01 | 21600 | 15930 | 5670 | 0
| Station_DSM2018_w30mw_High32276 | Generation | ALL | 2029-07-01 | Expected Values | 22.32 | Station_DSM2018_w30mw_High32276 | Generation | Off Peak | 2029-07-01 | Expected Values | 16.38 | Station_DSM2018_w30mw_High32276 | Generation | On Peak | 2029-07-01 | Expected Values | 5.94 | 0 | 2029-07-01 | 22320 | 16380 | 5940 | 0
| Station_DSM2018_w30mw_High32276 | Generation | ALL | 2029-08-01 | Expected Values | 22.32 | Station_DSM2018_w30mw_High32276 | Generation | Off Peak | 2029-08-01 | Expected Values | 16.11 | Station_DSM2018_w30mw_High32276 | Generation | On Peak | 2029-08-01 | Expected Values | 6.21 | 0 | 2029-08-01 | 22320 | 16110 | 6210 | 0
| Station_DSM2018_w30mw_High32276 | Generation | ALL | 2029-09-01 | Expected Values | 21.6 | Station_DSM2018_w30mw_High32276 | Generation | Off Peak | 2029-09-01 | Expected Values | 16.2 | Station_DSM2018_w30mw_High32276 | Generation | On Peak | 2029-09-01 | Expected Values | 5.4 | 0 | 2029-09-01 | 21600 | 16200 | 5400 | 0
| Station_DSM2018_w30mw_High32276 | Generation | ALL | 2029-10-01 | Expected Values | 22.32 | Station_DSM2018_w30mw_High32276 | Generation | Off Peak | 2029-10-01 | Expected Values | 16.11 | Station_DSM2018_w30mw_High32276 | Generation | On Peak | 2029-10-01 | Expected Values | 6.21 | 0 | 2029-10-01 | 22320 | 16110 | 6210 | 0
| Station_DSM2018_w30mw_High32276 | Generation | ALL | 2029-11-01 | Expected Values | 21.6 | Station_DSM2018_w30mw_High32276 | Generation | Off Peak | 2029-11-01 | Expected Values | 16.32 | Station_DSM2018_w30mw_High32276 | Generation | On Peak | 2029-11-01 | Expected Values | 5.28 | 0 | 2029-11-01 | 21600 | 16320 | 5280 | 0
| Station_DSM2018_w30mw_High32276 | Generation | ALL | 2029-12-01 | Expected Values | 22.32 | Station_DSM2018_w30mw_High32276 | Generation | Off Peak | 2029-12-01 | Expected Values | 17.28 | Station_DSM2018_w30mw_High32276 | Generation | On Peak | 2029-12-01 | Expected Values | 5.04 | 0 | 2029-12-01 | 22320 | 17280 | 5040 | 0
| Station_DSM2018_w30mw_High32276 | Generation | ALL | 2030-01-01 | Expected Values | 22.32 | Station_DSM2018_w30mw_High32276 | Generation | Off Peak | 2030-01-01 | Expected Values | 16.8 | Station_DSM2018_w30mw_High32276 | Generation | On Peak | 2030-01-01 | Expected Values | 5.52 | 0 | 2030-01-01 | 22320 | 16800 | 5520 | 0
| Station_DSM2018_w30mw_High32276 | Generation | ALL | 2030-02-01 | Expected Values | 20.16 | Station_DSM2018_w30mw_High32276 | Generation | Off Peak | 2030-02-01 | Expected Values | 15.36 | Station_DSM2018_w30mw_High32276 | Generation | On Peak | 2030-02-01 | Expected Values | 4.8 | 0 | 2030-02-01 | 20160 | 15360 | 4800 | 0
| Station_DSM2018_w30mw_High32276 | Generation | ALL | 2030-03-01 | Expected Values | 22.32 | Station_DSM2018_w30mw_High32276 | Generation | Off Peak | 2030-03-01 | Expected Values | 17.28 | Station_DSM2018_w30mw_High32276 | Generation | On Peak | 2030-03-01 | Expected Values | 5.04 | 0 | 2030-03-01 | 22320 | 17280 | 5040 | 0
| Station_DSM2018_w30mw_High32276 | Generation | ALL | 2030-04-01 | Expected Values | 21.6 | Station_DSM2018_w30mw_High32276 | Generation | Off Peak | 2030-04-01 | Expected Values | 15.66 | Station_DSM2018_w30mw_High32276 | Generation | On Peak | 2030-04-01 | Expected Values | 5.94 | 0 | 2030-04-01 | 21600 | 15660 | 5940 | 0
| Station_DSM2018_w30mw_High32276 | Generation | ALL | 2030-05-01 | Expected Values | 22.32 | Station_DSM2018_w30mw_High32276 | Generation | Off Peak | 2030-05-01 | Expected Values | 16.11 | Station_DSM2018_w30mw_High32276 | Generation | On Peak | 2030-05-01 | Expected Values | 6.21 | 0 | 2030-05-01 | 22320 | 16110 | 6210 | 0
| Station_DSM2018_w30mw_High32276 | Generation | ALL | 2030-06-01 | Expected Values | 21.6 | Station_DSM2018_w30mw_High32276 | Generation | Off Peak | 2030-06-01 | Expected Values | 16.2 | Station_DSM2018_w30mw_High32276 | Generation | On Peak | 2030-06-01 | Expected Values | 5.4 | 0 | 2030-06-01 | 21600 | 16200 | 5400 | 0
| Station_DSM2018_w30mw_High32276 | Generation | ALL | 2030-07-01 | Expected Values | 22.32 | Station_DSM2018_w30mw_High32276 | Generation | Off Peak | 2030-07-01 | Expected Values | 16.11 | Station_DSM2018_w30mw_High32276 | Generation | On Peak | 2030-07-01 | Expected Values | 6.21 | 0 | 2030-07-01 | 22320 | 16110 | 6210 | 0
| Station_DSM2018_w30mw_High32276 | Generation | ALL | 2030-08-01 | Expected Values | 22.32 | Station_DSM2018_w30mw_High32276 | Generation | Off Peak | 2030-08-01 | Expected Values | 16.38 | Station_DSM2018_w30mw_High32276 | Generation | On Peak | 2030-08-01 | Expected Values | 5.94 | 0 | 2030-08-01 | 22320 | 16380 | 5940 | 0
| Station_DSM2018_w30mw_High32276 | Generation | ALL | 2030-09-01 | Expected Values | 21.6 | Station_DSM2018_w30mw_High32276 | Generation | Off Peak | 2030-09-01 | Expected Values | 15.93 | Station_DSM2018_w30mw_High32276 | Generation | On Peak | 2030-09-01 | Expected Values | 5.67 | 0 | 2030-09-01 | 21600 | 15930 | 5670 | 0
| Station_DSM2018_w30mw_High32276 | Generation | ALL | 2030-10-01 | Expected Values | 22.32 | Station_DSM2018_w30mw_High32276 | Generation | Off Peak | 2030-10-01 | Expected Values | 16.11 | Station_DSM2018_w30mw_High32276 | Generation | On Peak | 2030-10-01 | Expected Values | 6.21 | 0 | 2030-10-01 | 22320 | 16110 | 6210 | 0
| Station_DSM2018_w30mw_High32276 | Generation | ALL | 2030-11-01 | Expected Values | 21.6 | Station_DSM2018_w30mw_High32276 | Generation | Off Peak | 2030-11-01 | Expected Values | 16.56 | Station_DSM2018_w30mw_High32276 | Generation | On Peak | 2030-11-01 | Expected Values | 5.04 | 0 | 2030-11-01 | 21600 | 16560 | 5040 | 0
| Station_DSM2018_w30mw_High32276 | Generation | ALL | 2030-12-01 | Expected Values | 22.32 | Station_DSM2018_w30mw_High32276 | Generation | Off Peak | 2030-12-01 | Expected Values | 17.04 | Station_DSM2018_w30mw_High32276 | Generation | On Peak | 2030-12-01 | Expected Values | 5.28 | 0 | 2030-12-01 | 22320 | 17040 | 5280 | 0
| Station_DSM2018_w30mw_High32276 | Generation | ALL | 2031-01-01 | Expected Values | 22.32 | Station_DSM2018_w30mw_High32276 | Generation | Off Peak | 2031-01-01 | Expected Values | 16.8 | Station_DSM2018_w30mw_High32276 | Generation | On Peak | 2031-01-01 | Expected Values | 5.52 | 0 | 2031-01-01 | 22320 | 16800 | 5520 | 0
| Station_DSM2018_w30mw_High32276 | Generation | ALL | 2031-02-01 | Expected Values | 20.16 | Station_DSM2018_w30mw_High32276 | Generation | Off Peak | 2031-02-01 | Expected Values | 15.36 | Station_DSM2018_w30mw_High32276 | Generation | On Peak | 2031-02-01 | Expected Values | 4.8 | 0 | 2031-02-01 | 20160 | 15360 | 4800 | 0
| Station_DSM2018_w30mw_High32276 | Generation | ALL | 2031-03-01 | Expected Values | 22.32 | Station_DSM2018_w30mw_High32276 | Generation | Off Peak | 2031-03-01 | Expected Values | 17.28 | Station_DSM2018_w30mw_High32276 | Generation | On Peak | 2031-03-01 | Expected Values | 5.04 | 0 | 2031-03-01 | 22320 | 17280 | 5040 | 0
| Station_DSM2018_w30mw_High32276 | Generation | ALL | 2031-04-01 | Expected Values | 21.6 | Station_DSM2018_w30mw_High32276 | Generation | Off Peak | 2031-04-01 | Expected Values | 15.66 | Station_DSM2018_w30mw_High32276 | Generation | On Peak | 2031-04-01 | Expected Values | 5.94 | 0 | 2031-04-01 | 21600 | 15660 | 5940 | 0
| Station_DSM2018_w30mw_High32276 | Generation | ALL | 2031-05-01 | Expected Values | 22.32 | Station_DSM2018_w30mw_High32276 | Generation | Off Peak | 2031-05-01 | Expected Values | 16.38 | Station_DSM2018_w30mw_High32276 | Generation | On Peak | 2031-05-01 | Expected Values | 5.94 | 0 | 2031-05-01 | 22320 | 16380 | 5940 | 0
| Station_DSM2018_w30mw_High32276 | Generation | ALL | 2031-06-01 | Expected Values | 21.6 | Station_DSM2018_w30mw_High32276 | Generation | Off Peak | 2031-06-01 | Expected Values | 15.93 | Station_DSM2018_w30mw_High32276 | Generation | On Peak | 2031-06-01 | Expected Values | 5.67 | 0 | 2031-06-01 | 21600 | 15930 | 5670 | 0
| Station_DSM2018_w30mw_High32276 | Generation | ALL | 2031-07-01 | Expected Values | 22.32 | Station_DSM2018_w30mw_High32276 | Generation | Off Peak | 2031-07-01 | Expected Values | 16.11 | Station_DSM2018_w30mw_High32276 | Generation | On Peak | 2031-07-01 | Expected Values | 6.21 | 0 | 2031-07-01 | 22320 | 16110 | 6210 | 0
| Station_DSM2018_w30mw_High32276 | Generation | ALL | 2031-08-01 | Expected Values | 22.32 | Station_DSM2018_w30mw_High32276 | Generation | Off Peak | 2031-08-01 | Expected Values | 16.65 | Station_DSM2018_w30mw_High32276 | Generation | On Peak | 2031-08-01 | Expected Values | 5.67 | 0 | 2031-08-01 | 22320 | 16650 | 5670 | 0
| Station_DSM2018_w30mw_High32276 | Generation | ALL | 2031-09-01 | Expected Values | 21.6 | Station_DSM2018_w30mw_High32276 | Generation | Off Peak | 2031-09-01 | Expected Values | 15.66 | Station_DSM2018_w30mw_High32276 | Generation | On Peak | 2031-09-01 | Expected Values | 5.94 | 0 | 2031-09-01 | 21600 | 15660 | 5940 | 0
| Station_DSM2018_w30mw_High32276 | Generation | ALL | 2031-10-01 | Expected Values | 22.32 | Station_DSM2018_w30mw_High32276 | Generation | Off Peak | 2031-10-01 | Expected Values | 16.11 | Station_DSM2018_w30mw_High32276 | Generation | On Peak | 2031-10-01 | Expected Values | 6.21 | 0 | 2031-10-01 | 22320 | 16110 | 6210 | 0
| Station_DSM2018_w30mw_High32276 | Generation | ALL | 2031-11-01 | Expected Values | 21.6 | Station_DSM2018_w30mw_High32276 | Generation | Off Peak | 2031-11-01 | Expected Values | 16.8 | Station_DSM2018_w30mw_High32276 | Generation | On Peak | 2031-11-01 | Expected Values | 4.8 | 0 | 2031-11-01 | 21600 | 16800 | 4800 | 0
| Station_DSM2018_w30mw_High32276 | Generation | ALL | 2031-12-01 | Expected Values | 22.32 | Station_DSM2018_w30mw_High32276 | Generation | Off Peak | 2031-12-01 | Expected Values | 16.8 | Station_DSM2018_w30mw_High32276 | Generation | On Peak | 2031-12-01 | Expected Values | 5.52 | 0 | 2031-12-01 | 22320 | 16800 | 5520 | 0
| Station_DSM2018_w30mw_High32276 | Generation | ALL | 2032-01-01 | Expected Values | 22.32 | Station_DSM2018_w30mw_High32276 | Generation | Off Peak | 2032-01-01 | Expected Values | 17.04 | Station_DSM2018_w30mw_High32276 | Generation | On Peak | 2032-01-01 | Expected Values | 5.28 | 0 | 2032-01-01 | 22320 | 17040 | 5280 | 0
| Station_DSM2018_w30mw_High32276 | Generation | ALL | 2032-02-01 | Expected Values | 20.88 | Station_DSM2018_w30mw_High32276 | Generation | Off Peak | 2032-02-01 | Expected Values | 16.08 | Station_DSM2018_w30mw_High32276 | Generation | On Peak | 2032-02-01 | Expected Values | 4.8 | 0 | 2032-02-01 | 20880 | 16080 | 4800 | 0
| Station_DSM2018_w30mw_High32276 | Generation | ALL | 2032-03-01 | Expected Values | 22.32 | Station_DSM2018_w30mw_High32276 | Generation | Off Peak | 2032-03-01 | Expected Values | 16.8 | Station_DSM2018_w30mw_High32276 | Generation | On Peak | 2032-03-01 | Expected Values | 5.52 | 0 | 2032-03-01 | 22320 | 16800 | 5520 | 0
| Station_DSM2018_w30mw_High32276 | Generation | ALL | 2032-04-01 | Expected Values | 21.6 | Station_DSM2018_w30mw_High32276 | Generation | Off Peak | 2032-04-01 | Expected Values | 15.66 | Station_DSM2018_w30mw_High32276 | Generation | On Peak | 2032-04-01 | Expected Values | 5.94 | 0 | 2032-04-01 | 21600 | 15660 | 5940 | 0
| Station_DSM2018_w30mw_High32276 | Generation | ALL | 2032-05-01 | Expected Values | 22.32 | Station_DSM2018_w30mw_High32276 | Generation | Off Peak | 2032-05-01 | Expected Values | 16.65 | Station_DSM2018_w30mw_High32276 | Generation | On Peak | 2032-05-01 | Expected Values | 5.67 | 0 | 2032-05-01 | 22320 | 16650 | 5670 | 0
| Station_DSM2018_w30mw_High32276 | Generation | ALL | 2032-06-01 | Expected Values | 21.6 | Station_DSM2018_w30mw_High32276 | Generation | Off Peak | 2032-06-01 | Expected Values | 15.66 | Station_DSM2018_w30mw_High32276 | Generation | On Peak | 2032-06-01 | Expected Values | 5.94 | 0 | 2032-06-01 | 21600 | 15660 | 5940 | 0
| Station_DSM2018_w30mw_High32276 | Generation | ALL | 2032-07-01 | Expected Values | 22.32 | Station_DSM2018_w30mw_High32276 | Generation | Off Peak | 2032-07-01 | Expected Values | 16.38 | Station_DSM2018_w30mw_High32276 | Generation | On Peak | 2032-07-01 | Expected Values | 5.94 | 0 | 2032-07-01 | 22320 | 16380 | 5940 | 0
| Station_DSM2018_w30mw_High32276 | Generation | ALL | 2032-08-01 | Expected Values | 22.32 | Station_DSM2018_w30mw_High32276 | Generation | Off Peak | 2032-08-01 | Expected Values | 16.38 | Station_DSM2018_w30mw_High32276 | Generation | On Peak | 2032-08-01 | Expected Values | 5.94 | 0 | 2032-08-01 | 22320 | 16380 | 5940 | 0
| Station_DSM2018_w30mw_High32276 | Generation | ALL | 2032-09-01 | Expected Values | 21.6 | Station_DSM2018_w30mw_High32276 | Generation | Off Peak | 2032-09-01 | Expected Values | 15.66 | Station_DSM2018_w30mw_High32276 | Generation | On Peak | 2032-09-01 | Expected Values | 5.94 | 0 | 2032-09-01 | 21600 | 15660 | 5940 | 0
| Station_DSM2018_w30mw_High32276 | Generation | ALL | 2032-10-01 | Expected Values | 22.32 | Station_DSM2018_w30mw_High32276 | Generation | Off Peak | 2032-10-01 | Expected Values | 16.65 | Station_DSM2018_w30mw_High32276 | Generation | On Peak | 2032-10-01 | Expected Values | 5.67 | 0 | 2032-10-01 | 22320 | 16650 | 5670 | 0
| Station_DSM2018_w30mw_High32276 | Generation | ALL | 2032-11-01 | Expected Values | 21.6 | Station_DSM2018_w30mw_High32276 | Generation | Off Peak | 2032-11-01 | Expected Values | 16.32 | Station_DSM2018_w30mw_High32276 | Generation | On Peak | 2032-11-01 | Expected Values | 5.28 | 0 | 2032-11-01 | 21600 | 16320 | 5280 | 0
| Station_DSM2018_w30mw_High32276 | Generation | ALL | 2032-12-01 | Expected Values | 22.32 | Station_DSM2018_w30mw_High32276 | Generation | Off Peak | 2032-12-01 | Expected Values | 16.8 | Station_DSM2018_w30mw_High32276 | Generation | On Peak | 2032-12-01 | Expected Values | 5.52 | 0 | 2032-12-01 | 22320 | 16800 | 5520 | 0
| Station_DSM2018_w30mw_High32276 | Generation | ALL | 2033-01-01 | Expected Values | 22.32 | Station_DSM2018_w30mw_High32276 | Generation | Off Peak | 2033-01-01 | Expected Values | 17.28 | Station_DSM2018_w30mw_High32276 | Generation | On Peak | 2033-01-01 | Expected Values | 5.04 | 0 | 2033-01-01 | 22320 | 17280 | 5040 | 0
| Station_DSM2018_w30mw_High32276 | Generation | ALL | 2033-02-01 | Expected Values | 20.16 | Station_DSM2018_w30mw_High32276 | Generation | Off Peak | 2033-02-01 | Expected Values | 15.36 | Station_DSM2018_w30mw_High32276 | Generation | On Peak | 2033-02-01 | Expected Values | 4.8 | 0 | 2033-02-01 | 20160 | 15360 | 4800 | 0
| Station_DSM2018_w30mw_High32276 | Generation | ALL | 2033-03-01 | Expected Values | 22.32 | Station_DSM2018_w30mw_High32276 | Generation | Off Peak | 2033-03-01 | Expected Values | 16.8 | Station_DSM2018_w30mw_High32276 | Generation | On Peak | 2033-03-01 | Expected Values | 5.52 | 0 | 2033-03-01 | 22320 | 16800 | 5520 | 0
| Station_DSM2018_w30mw_High32276 | Generation | ALL | 2033-04-01 | Expected Values | 21.6 | Station_DSM2018_w30mw_High32276 | Generation | Off Peak | 2033-04-01 | Expected Values | 15.93 | Station_DSM2018_w30mw_High32276 | Generation | On Peak | 2033-04-01 | Expected Values | 5.67 | 0 | 2033-04-01 | 21600 | 15930 | 5670 | 0
| Station_DSM2018_w30mw_High32276 | Generation | ALL | 2033-05-01 | Expected Values | 22.32 | Station_DSM2018_w30mw_High32276 | Generation | Off Peak | 2033-05-01 | Expected Values | 16.38 | Station_DSM2018_w30mw_High32276 | Generation | On Peak | 2033-05-01 | Expected Values | 5.94 | 0 | 2033-05-01 | 22320 | 16380 | 5940 | 0
| Station_DSM2018_w30mw_High32276 | Generation | ALL | 2033-06-01 | Expected Values | 21.6 | Station_DSM2018_w30mw_High32276 | Generation | Off Peak | 2033-06-01 | Expected Values | 15.66 | Station_DSM2018_w30mw_High32276 | Generation | On Peak | 2033-06-01 | Expected Values | 5.94 | 0 | 2033-06-01 | 21600 | 15660 | 5940 | 0
| Station_DSM2018_w30mw_High32276 | Generation | ALL | 2033-07-01 | Expected Values | 22.32 | Station_DSM2018_w30mw_High32276 | Generation | Off Peak | 2033-07-01 | Expected Values | 16.65 | Station_DSM2018_w30mw_High32276 | Generation | On Peak | 2033-07-01 | Expected Values | 5.67 | 0 | 2033-07-01 | 22320 | 16650 | 5670 | 0
| Station_DSM2018_w30mw_High32276 | Generation | ALL | 2033-08-01 | Expected Values | 22.32 | Station_DSM2018_w30mw_High32276 | Generation | Off Peak | 2033-08-01 | Expected Values | 16.11 | Station_DSM2018_w30mw_High32276 | Generation | On Peak | 2033-08-01 | Expected Values | 6.21 | 0 | 2033-08-01 | 22320 | 16110 | 6210 | 0
| Station_DSM2018_w30mw_High32276 | Generation | ALL | 2033-09-01 | Expected Values | 21.6 | Station_DSM2018_w30mw_High32276 | Generation | Off Peak | 2033-09-01 | Expected Values | 15.66 | Station_DSM2018_w30mw_High32276 | Generation | On Peak | 2033-09-01 | Expected Values | 5.94 | 0 | 2033-09-01 | 21600 | 15660 | 5940 | 0
| Station_DSM2018_w30mw_High32276 | Generation | ALL | 2033-10-01 | Expected Values | 22.32 | Station_DSM2018_w30mw_High32276 | Generation | Off Peak | 2033-10-01 | Expected Values | 16.65 | Station_DSM2018_w30mw_High32276 | Generation | On Peak | 2033-10-01 | Expected Values | 5.67 | 0 | 2033-10-01 | 22320 | 16650 | 5670 | 0
| Station_DSM2018_w30mw_High32276 | Generation | ALL | 2033-11-01 | Expected Values | 21.6 | Station_DSM2018_w30mw_High32276 | Generation | Off Peak | 2033-11-01 | Expected Values | 16.32 | Station_DSM2018_w30mw_High32276 | Generation | On Peak | 2033-11-01 | Expected Values | 5.28 | 0 | 2033-11-01 | 21600 | 16320 | 5280 | 0
| Station_DSM2018_w30mw_High32276 | Generation | ALL | 2033-12-01 | Expected Values | 22.32 | Station_DSM2018_w30mw_High32276 | Generation | Off Peak | 2033-12-01 | Expected Values | 17.04 | Station_DSM2018_w30mw_High32276 | Generation | On Peak | 2033-12-01 | Expected Values | 5.28 | 0 | 2033-12-01 | 22320 | 17040 | 5280 | 0
| Station_DSM2018_w30mw_High32276 | Generation | ALL | 2034-01-01 | Expected Values | 22.32 | Station_DSM2018_w30mw_High32276 | Generation | Off Peak | 2034-01-01 | Expected Values | 17.04 | Station_DSM2018_w30mw_High32276 | Generation | On Peak | 2034-01-01 | Expected Values | 5.28 | 0 | 2034-01-01 | 22320 | 17040 | 5280 | 0
| Station_DSM2018_w30mw_High32276 | Generation | ALL | 2034-02-01 | Expected Values | 20.16 | Station_DSM2018_w30mw_High32276 | Generation | Off Peak | 2034-02-01 | Expected Values | 15.36 | Station_DSM2018_w30mw_High32276 | Generation | On Peak | 2034-02-01 | Expected Values | 4.8 | 0 | 2034-02-01 | 20160 | 15360 | 4800 | 0
| Station_DSM2018_w30mw_High32276 | Generation | ALL | 2034-03-01 | Expected Values | 22.32 | Station_DSM2018_w30mw_High32276 | Generation | Off Peak | 2034-03-01 | Expected Values | 16.8 | Station_DSM2018_w30mw_High32276 | Generation | On Peak | 2034-03-01 | Expected Values | 5.52 | 0 | 2034-03-01 | 22320 | 16800 | 5520 | 0
| Station_DSM2018_w30mw_High32276 | Generation | ALL | 2034-04-01 | Expected Values | 21.6 | Station_DSM2018_w30mw_High32276 | Generation | Off Peak | 2034-04-01 | Expected Values | 16.2 | Station_DSM2018_w30mw_High32276 | Generation | On Peak | 2034-04-01 | Expected Values | 5.4 | 0 | 2034-04-01 | 21600 | 16200 | 5400 | 0
| Station_DSM2018_w30mw_High32276 | Generation | ALL | 2034-05-01 | Expected Values | 22.32 | Station_DSM2018_w30mw_High32276 | Generation | Off Peak | 2034-05-01 | Expected Values | 16.11 | Station_DSM2018_w30mw_High32276 | Generation | On Peak | 2034-05-01 | Expected Values | 6.21 | 0 | 2034-05-01 | 22320 | 16110 | 6210 | 0
| Station_DSM2018_w30mw_High32276 | Generation | ALL | 2034-06-01 | Expected Values | 21.6 | Station_DSM2018_w30mw_High32276 | Generation | Off Peak | 2034-06-01 | Expected Values | 15.66 | Station_DSM2018_w30mw_High32276 | Generation | On Peak | 2034-06-01 | Expected Values | 5.94 | 0 | 2034-06-01 | 21600 | 15660 | 5940 | 0
| Station_DSM2018_w30mw_High32276 | Generation | ALL | 2034-07-01 | Expected Values | 22.32 | Station_DSM2018_w30mw_High32276 | Generation | Off Peak | 2034-07-01 | Expected Values | 16.65 | Station_DSM2018_w30mw_High32276 | Generation | On Peak | 2034-07-01 | Expected Values | 5.67 | 0 | 2034-07-01 | 22320 | 16650 | 5670 | 0
| Station_DSM2018_w30mw_High32276 | Generation | ALL | 2034-08-01 | Expected Values | 22.32 | Station_DSM2018_w30mw_High32276 | Generation | Off Peak | 2034-08-01 | Expected Values | 16.11 | Station_DSM2018_w30mw_High32276 | Generation | On Peak | 2034-08-01 | Expected Values | 6.21 | 0 | 2034-08-01 | 22320 | 16110 | 6210 | 0
| Station_DSM2018_w30mw_High32276 | Generation | ALL | 2034-09-01 | Expected Values | 21.6 | Station_DSM2018_w30mw_High32276 | Generation | Off Peak | 2034-09-01 | Expected Values | 15.93 | Station_DSM2018_w30mw_High32276 | Generation | On Peak | 2034-09-01 | Expected Values | 5.67 | 0 | 2034-09-01 | 21600 | 15930 | 5670 | 0
| Station_DSM2018_w30mw_High32276 | Generation | ALL | 2034-10-01 | Expected Values | 22.32 | Station_DSM2018_w30mw_High32276 | Generation | Off Peak | 2034-10-01 | Expected Values | 16.38 | Station_DSM2018_w30mw_High32276 | Generation | On Peak | 2034-10-01 | Expected Values | 5.94 | 0 | 2034-10-01 | 22320 | 16380 | 5940 | 0
| Station_DSM2018_w30mw_High32276 | Generation | ALL | 2034-11-01 | Expected Values | 21.6 | Station_DSM2018_w30mw_High32276 | Generation | Off Peak | 2034-11-01 | Expected Values | 16.32 | Station_DSM2018_w30mw_High32276 | Generation | On Peak | 2034-11-01 | Expected Values | 5.28 | 0 | 2034-11-01 | 21600 | 16320 | 5280 | 0
| Station_DSM2018_w30mw_High32276 | Generation | ALL | 2034-12-01 | Expected Values | 22.32 | Station_DSM2018_w30mw_High32276 | Generation | Off Peak | 2034-12-01 | Expected Values | 17.28 | Station_DSM2018_w30mw_High32276 | Generation | On Peak | 2034-12-01 | Expected Values | 5.04 | 0 | 2034-12-01 | 22320 | 17280 | 5040 | 0
| Station_DSM2018_w30mw_High32276 | Generation | ALL | 2035-01-01 | Expected Values | 22.32 | Station_DSM2018_w30mw_High32276 | Generation | Off Peak | 2035-01-01 | Expected Values | 16.8 | Station_DSM2018_w30mw_High32276 | Generation | On Peak | 2035-01-01 | Expected Values | 5.52 | 0 | 2035-01-01 | 22320 | 16800 | 5520 | 0
| Station_DSM2018_w30mw_High32276 | Generation | ALL | 2035-02-01 | Expected Values | 20.16 | Station_DSM2018_w30mw_High32276 | Generation | Off Peak | 2035-02-01 | Expected Values | 15.36 | Station_DSM2018_w30mw_High32276 | Generation | On Peak | 2035-02-01 | Expected Values | 4.8 | 0 | 2035-02-01 | 20160 | 15360 | 4800 | 0
| Station_DSM2018_w30mw_High32276 | Generation | ALL | 2035-03-01 | Expected Values | 22.32 | Station_DSM2018_w30mw_High32276 | Generation | Off Peak | 2035-03-01 | Expected Values | 17.04 | Station_DSM2018_w30mw_High32276 | Generation | On Peak | 2035-03-01 | Expected Values | 5.28 | 0 | 2035-03-01 | 22320 | 17040 | 5280 | 0
| Station_DSM2018_w30mw_High32276 | Generation | ALL | 2035-04-01 | Expected Values | 21.6 | Station_DSM2018_w30mw_High32276 | Generation | Off Peak | 2035-04-01 | Expected Values | 15.93 | Station_DSM2018_w30mw_High32276 | Generation | On Peak | 2035-04-01 | Expected Values | 5.67 | 0 | 2035-04-01 | 21600 | 15930 | 5670 | 0
| Station_DSM2018_w30mw_High32276 | Generation | ALL | 2035-05-01 | Expected Values | 22.32 | Station_DSM2018_w30mw_High32276 | Generation | Off Peak | 2035-05-01 | Expected Values | 16.11 | Station_DSM2018_w30mw_High32276 | Generation | On Peak | 2035-05-01 | Expected Values | 6.21 | 0 | 2035-05-01 | 22320 | 16110 | 6210 | 0
| Station_DSM2018_w30mw_High32276 | Generation | ALL | 2035-06-01 | Expected Values | 21.6 | Station_DSM2018_w30mw_High32276 | Generation | Off Peak | 2035-06-01 | Expected Values | 15.93 | Station_DSM2018_w30mw_High32276 | Generation | On Peak | 2035-06-01 | Expected Values | 5.67 | 0 | 2035-06-01 | 21600 | 15930 | 5670 | 0
| Station_DSM2018_w30mw_High32276 | Generation | ALL | 2035-07-01 | Expected Values | 22.32 | Station_DSM2018_w30mw_High32276 | Generation | Off Peak | 2035-07-01 | Expected Values | 16.38 | Station_DSM2018_w30mw_High32276 | Generation | On Peak | 2035-07-01 | Expected Values | 5.94 | 0 | 2035-07-01 | 22320 | 16380 | 5940 | 0
| Station_DSM2018_w30mw_High32276 | Generation | ALL | 2035-08-01 | Expected Values | 22.32 | Station_DSM2018_w30mw_High32276 | Generation | Off Peak | 2035-08-01 | Expected Values | 16.11 | Station_DSM2018_w30mw_High32276 | Generation | On Peak | 2035-08-01 | Expected Values | 6.21 | 0 | 2035-08-01 | 22320 | 16110 | 6210 | 0
| Station_DSM2018_w30mw_High32276 | Generation | ALL | 2035-09-01 | Expected Values | 21.6 | Station_DSM2018_w30mw_High32276 | Generation | Off Peak | 2035-09-01 | Expected Values | 16.2 | Station_DSM2018_w30mw_High32276 | Generation | On Peak | 2035-09-01 | Expected Values | 5.4 | 0 | 2035-09-01 | 21600 | 16200 | 5400 | 0
| Station_DSM2018_w30mw_High32276 | Generation | ALL | 2035-10-01 | Expected Values | 22.32 | Station_DSM2018_w30mw_High32276 | Generation | Off Peak | 2035-10-01 | Expected Values | 16.11 | Station_DSM2018_w30mw_High32276 | Generation | On Peak | 2035-10-01 | Expected Values | 6.21 | 0 | 2035-10-01 | 22320 | 16110 | 6210 | 0
| Station_DSM2018_w30mw_High32276 | Generation | ALL | 2035-11-01 | Expected Values | 21.6 | Station_DSM2018_w30mw_High32276 | Generation | Off Peak | 2035-11-01 | Expected Values | 16.32 | Station_DSM2018_w30mw_High32276 | Generation | On Peak | 2035-11-01 | Expected Values | 5.28 | 0 | 2035-11-01 | 21600 | 16320 | 5280 | 0
| Station_DSM2018_w30mw_High32276 | Generation | ALL | 2035-12-01 | Expected Values | 22.32 | Station_DSM2018_w30mw_High32276 | Generation | Off Peak | 2035-12-01 | Expected Values | 17.28 | Station_DSM2018_w30mw_High32276 | Generation | On Peak | 2035-12-01 | Expected Values | 5.04 | 0 | 2035-12-01 | 22320 | 17280 | 5040 | 0
| Station_DSM2018_w30mw_High32276 | Generation | ALL | 2036-01-01 | Expected Values | 22.32 | Station_DSM2018_w30mw_High32276 | Generation | Off Peak | 2036-01-01 | Expected Values | 16.8 | Station_DSM2018_w30mw_High32276 | Generation | On Peak | 2036-01-01 | Expected Values | 5.52 | 0 | 2036-01-01 | 22320 | 16800 | 5520 | 0
| Station_DSM2018_w30mw_High32276 | Generation | ALL | 2036-02-01 | Expected Values | 20.88 | Station_DSM2018_w30mw_High32276 | Generation | Off Peak | 2036-02-01 | Expected Values | 15.84 | Station_DSM2018_w30mw_High32276 | Generation | On Peak | 2036-02-01 | Expected Values | 5.04 | 0 | 2036-02-01 | 20880 | 15840 | 5040 | 0
| Station_DSM2018_w30mw_High32276 | Generation | ALL | 2036-03-01 | Expected Values | 22.32 | Station_DSM2018_w30mw_High32276 | Generation | Off Peak | 2036-03-01 | Expected Values | 17.28 | Station_DSM2018_w30mw_High32276 | Generation | On Peak | 2036-03-01 | Expected Values | 5.04 | 0 | 2036-03-01 | 22320 | 17280 | 5040 | 0
| Station_DSM2018_w30mw_High32276 | Generation | ALL | 2036-04-01 | Expected Values | 21.6 | Station_DSM2018_w30mw_High32276 | Generation | Off Peak | 2036-04-01 | Expected Values | 15.66 | Station_DSM2018_w30mw_High32276 | Generation | On Peak | 2036-04-01 | Expected Values | 5.94 | 0 | 2036-04-01 | 21600 | 15660 | 5940 | 0
| Station_DSM2018_w30mw_High32276 | Generation | ALL | 2036-05-01 | Expected Values | 22.32 | Station_DSM2018_w30mw_High32276 | Generation | Off Peak | 2036-05-01 | Expected Values | 16.38 | Station_DSM2018_w30mw_High32276 | Generation | On Peak | 2036-05-01 | Expected Values | 5.94 | 0 | 2036-05-01 | 22320 | 16380 | 5940 | 0
| Station_DSM2018_w30mw_High32276 | Generation | ALL | 2036-06-01 | Expected Values | 21.6 | Station_DSM2018_w30mw_High32276 | Generation | Off Peak | 2036-06-01 | Expected Values | 15.93 | Station_DSM2018_w30mw_High32276 | Generation | On Peak | 2036-06-01 | Expected Values | 5.67 | 0 | 2036-06-01 | 21600 | 15930 | 5670 | 0
| Station_DSM2018_w30mw_High32276 | Generation | ALL | 2036-07-01 | Expected Values | 22.32 | Station_DSM2018_w30mw_High32276 | Generation | Off Peak | 2036-07-01 | Expected Values | 16.11 | Station_DSM2018_w30mw_High32276 | Generation | On Peak | 2036-07-01 | Expected Values | 6.21 | 0 | 2036-07-01 | 22320 | 16110 | 6210 | 0
| Station_DSM2018_w30mw_High32276 | Generation | ALL | 2036-08-01 | Expected Values | 22.32 | Station_DSM2018_w30mw_High32276 | Generation | Off Peak | 2036-08-01 | Expected Values | 16.65 | Station_DSM2018_w30mw_High32276 | Generation | On Peak | 2036-08-01 | Expected Values | 5.67 | 0 | 2036-08-01 | 22320 | 16650 | 5670 | 0
| Station_DSM2018_w30mw_High32276 | Generation | ALL | 2036-09-01 | Expected Values | 21.6 | Station_DSM2018_w30mw_High32276 | Generation | Off Peak | 2036-09-01 | Expected Values | 15.66 | Station_DSM2018_w30mw_High32276 | Generation | On Peak | 2036-09-01 | Expected Values | 5.94 | 0 | 2036-09-01 | 21600 | 15660 | 5940 | 0
| Station_DSM2018_w30mw_High32276 | Generation | ALL | 2036-10-01 | Expected Values | 22.32 | Station_DSM2018_w30mw_High32276 | Generation | Off Peak | 2036-10-01 | Expected Values | 16.11 | Station_DSM2018_w30mw_High32276 | Generation | On Peak | 2036-10-01 | Expected Values | 6.21 | 0 | 2036-10-01 | 22320 | 16110 | 6210 | 0
| Station_DSM2018_w30mw_High32276 | Generation | ALL | 2036-11-01 | Expected Values | 21.6 | Station_DSM2018_w30mw_High32276 | Generation | Off Peak | 2036-11-01 | Expected Values | 16.8 | Station_DSM2018_w30mw_High32276 | Generation | On Peak | 2036-11-01 | Expected Values | 4.8 | 0 | 2036-11-01 | 21600 | 16800 | 4800 | 0
| Station_DSM2018_w30mw_High32276 | Generation | ALL | 2036-12-01 | Expected Values | 22.32 | Station_DSM2018_w30mw_High32276 | Generation | Off Peak | 2036-12-01 | Expected Values | 16.8 | Station_DSM2018_w30mw_High32276 | Generation | On Peak | 2036-12-01 | Expected Values | 5.52 | 0 | 2036-12-01 | 22320 | 16800 | 5520 | 0
| Station_DSM2018_w30mw_High32276 | Generation | ALL | 2037-01-01 | Expected Values | 22.32 | Station_DSM2018_w30mw_High32276 | Generation | Off Peak | 2037-01-01 | Expected Values | 17.04 | Station_DSM2018_w30mw_High32276 | Generation | On Peak | 2037-01-01 | Expected Values | 5.28 | 0 | 2037-01-01 | 22320 | 17040 | 5280 | 0
| Station_DSM2018_w30mw_High32276 | Generation | ALL | 2037-02-01 | Expected Values | 20.16 | Station_DSM2018_w30mw_High32276 | Generation | Off Peak | 2037-02-01 | Expected Values | 15.36 | Station_DSM2018_w30mw_High32276 | Generation | On Peak | 2037-02-01 | Expected Values | 4.8 | 0 | 2037-02-01 | 20160 | 15360 | 4800 | 0
| Station_DSM2018_w30mw_High32276 | Generation | ALL | 2037-03-01 | Expected Values | 22.32 | Station_DSM2018_w30mw_High32276 | Generation | Off Peak | 2037-03-01 | Expected Values | 17.04 | Station_DSM2018_w30mw_High32276 | Generation | On Peak | 2037-03-01 | Expected Values | 5.28 | 0 | 2037-03-01 | 22320 | 17040 | 5280 | 0
| Station_DSM2018_w30mw_High32276 | Generation | ALL | 2037-04-01 | Expected Values | 21.6 | Station_DSM2018_w30mw_High32276 | Generation | Off Peak | 2037-04-01 | Expected Values | 15.66 | Station_DSM2018_w30mw_High32276 | Generation | On Peak | 2037-04-01 | Expected Values | 5.94 | 0 | 2037-04-01 | 21600 | 15660 | 5940 | 0
| Station_DSM2018_w30mw_High32276 | Generation | ALL | 2037-05-01 | Expected Values | 22.32 | Station_DSM2018_w30mw_High32276 | Generation | Off Peak | 2037-05-01 | Expected Values | 16.65 | Station_DSM2018_w30mw_High32276 | Generation | On Peak | 2037-05-01 | Expected Values | 5.67 | 0 | 2037-05-01 | 22320 | 16650 | 5670 | 0
| Station_DSM2018_w30mw_High32276 | Generation | ALL | 2037-06-01 | Expected Values | 21.6 | Station_DSM2018_w30mw_High32276 | Generation | Off Peak | 2037-06-01 | Expected Values | 15.66 | Station_DSM2018_w30mw_High32276 | Generation | On Peak | 2037-06-01 | Expected Values | 5.94 | 0 | 2037-06-01 | 21600 | 15660 | 5940 | 0
| Station_DSM2018_w30mw_High32276 | Generation | ALL | 2037-07-01 | Expected Values | 22.32 | Station_DSM2018_w30mw_High32276 | Generation | Off Peak | 2037-07-01 | Expected Values | 16.11 | Station_DSM2018_w30mw_High32276 | Generation | On Peak | 2037-07-01 | Expected Values | 6.21 | 0 | 2037-07-01 | 22320 | 16110 | 6210 | 0
| Station_DSM2018_w30mw_High32276 | Generation | ALL | 2037-08-01 | Expected Values | 22.32 | Station_DSM2018_w30mw_High32276 | Generation | Off Peak | 2037-08-01 | Expected Values | 16.65 | Station_DSM2018_w30mw_High32276 | Generation | On Peak | 2037-08-01 | Expected Values | 5.67 | 0 | 2037-08-01 | 22320 | 16650 | 5670 | 0
| Station_DSM2018_w30mw_High32276 | Generation | ALL | 2037-09-01 | Expected Values | 21.6 | Station_DSM2018_w30mw_High32276 | Generation | Off Peak | 2037-09-01 | Expected Values | 15.66 | Station_DSM2018_w30mw_High32276 | Generation | On Peak | 2037-09-01 | Expected Values | 5.94 | 0 | 2037-09-01 | 21600 | 15660 | 5940 | 0
| Station_DSM2018_w30mw_High32276 | Generation | ALL | 2037-10-01 | Expected Values | 22.32 | Station_DSM2018_w30mw_High32276 | Generation | Off Peak | 2037-10-01 | Expected Values | 16.38 | Station_DSM2018_w30mw_High32276 | Generation | On Peak | 2037-10-01 | Expected Values | 5.94 | 0 | 2037-10-01 | 22320 | 16380 | 5940 | 0
| Station_DSM2018_w30mw_High32276 | Generation | ALL | 2037-11-01 | Expected Values | 21.6 | Station_DSM2018_w30mw_High32276 | Generation | Off Peak | 2037-11-01 | Expected Values | 16.56 | Station_DSM2018_w30mw_High32276 | Generation | On Peak | 2037-11-01 | Expected Values | 5.04 | 0 | 2037-11-01 | 21600 | 16560 | 5040 | 0
| Station_DSM2018_w30mw_High32276 | Generation | ALL | 2037-12-01 | Expected Values | 22.32 | Station_DSM2018_w30mw_High32276 | Generation | Off Peak | 2037-12-01 | Expected Values | 16.8 | Station_DSM2018_w30mw_High32276 | Generation | On Peak | 2037-12-01 | Expected Values | 5.52 | 0 | 2037-12-01 | 22320 | 16800 | 5520 | 0
| Station_DSM2018_w30mw_High32276 | Generation | ALL | 2038-01-01 | Expected Values | 22.32 | Station_DSM2018_w30mw_High32276 | Generation | Off Peak | 2038-01-01 | Expected Values | 17.28 | Station_DSM2018_w30mw_High32276 | Generation | On Peak | 2038-01-01 | Expected Values | 5.04 | 0 | 2038-01-01 | 22320 | 17280 | 5040 | 0
| Station_DSM2018_w30mw_High32276 | Generation | ALL | 2038-02-01 | Expected Values | 20.16 | Station_DSM2018_w30mw_High32276 | Generation | Off Peak | 2038-02-01 | Expected Values | 15.36 | Station_DSM2018_w30mw_High32276 | Generation | On Peak | 2038-02-01 | Expected Values | 4.8 | 0 | 2038-02-01 | 20160 | 15360 | 4800 | 0
| Station_DSM2018_w30mw_High32276 | Generation | ALL | 2038-03-01 | Expected Values | 22.32 | Station_DSM2018_w30mw_High32276 | Generation | Off Peak | 2038-03-01 | Expected Values | 16.8 | Station_DSM2018_w30mw_High32276 | Generation | On Peak | 2038-03-01 | Expected Values | 5.52 | 0 | 2038-03-01 | 22320 | 16800 | 5520 | 0
| Station_DSM2018_w30mw_High32276 | Generation | ALL | 2038-04-01 | Expected Values | 21.6 | Station_DSM2018_w30mw_High32276 | Generation | Off Peak | 2038-04-01 | Expected Values | 15.66 | Station_DSM2018_w30mw_High32276 | Generation | On Peak | 2038-04-01 | Expected Values | 5.94 | 0 | 2038-04-01 | 21600 | 15660 | 5940 | 0
| Station_DSM2018_w30mw_High32276 | Generation | ALL | 2038-05-01 | Expected Values | 22.32 | Station_DSM2018_w30mw_High32276 | Generation | Off Peak | 2038-05-01 | Expected Values | 16.65 | Station_DSM2018_w30mw_High32276 | Generation | On Peak | 2038-05-01 | Expected Values | 5.67 | 0 | 2038-05-01 | 22320 | 16650 | 5670 | 0
| Station_DSM2018_w30mw_High32276 | Generation | ALL | 2038-06-01 | Expected Values | 21.6 | Station_DSM2018_w30mw_High32276 | Generation | Off Peak | 2038-06-01 | Expected Values | 15.66 | Station_DSM2018_w30mw_High32276 | Generation | On Peak | 2038-06-01 | Expected Values | 5.94 | 0 | 2038-06-01 | 21600 | 15660 | 5940 | 0
| Station_DSM2018_w30mw_High32276 | Generation | ALL | 2038-07-01 | Expected Values | 22.32 | Station_DSM2018_w30mw_High32276 | Generation | Off Peak | 2038-07-01 | Expected Values | 16.38 | Station_DSM2018_w30mw_High32276 | Generation | On Peak | 2038-07-01 | Expected Values | 5.94 | 0 | 2038-07-01 | 22320 | 16380 | 5940 | 0
| Station_DSM2018_w30mw_High32276 | Generation | ALL | 2038-08-01 | Expected Values | 22.32 | Station_DSM2018_w30mw_High32276 | Generation | Off Peak | 2038-08-01 | Expected Values | 16.38 | Station_DSM2018_w30mw_High32276 | Generation | On Peak | 2038-08-01 | Expected Values | 5.94 | 0 | 2038-08-01 | 22320 | 16380 | 5940 | 0
| Station_DSM2018_w30mw_High32276 | Generation | ALL | 2038-09-01 | Expected Values | 21.6 | Station_DSM2018_w30mw_High32276 | Generation | Off Peak | 2038-09-01 | Expected Values | 15.66 | Station_DSM2018_w30mw_High32276 | Generation | On Peak | 2038-09-01 | Expected Values | 5.94 | 0 | 2038-09-01 | 21600 | 15660 | 5940 | 0
| Station_DSM2018_w30mw_High32276 | Generation | ALL | 2038-10-01 | Expected Values | 22.32 | Station_DSM2018_w30mw_High32276 | Generation | Off Peak | 2038-10-01 | Expected Values | 16.65 | Station_DSM2018_w30mw_High32276 | Generation | On Peak | 2038-10-01 | Expected Values | 5.67 | 0 | 2038-10-01 | 22320 | 16650 | 5670 | 0
| Station_DSM2018_w30mw_High32276 | Generation | ALL | 2038-11-01 | Expected Values | 21.6 | Station_DSM2018_w30mw_High32276 | Generation | Off Peak | 2038-11-01 | Expected Values | 16.32 | Station_DSM2018_w30mw_High32276 | Generation | On Peak | 2038-11-01 | Expected Values | 5.28 | 0 | 2038-11-01 | 21600 | 16320 | 5280 | 0
| Station_DSM2018_w30mw_High32276 | Generation | ALL | 2038-12-01 | Expected Values | 22.32 | Station_DSM2018_w30mw_High32276 | Generation | Off Peak | 2038-12-01 | Expected Values | 16.8 | Station_DSM2018_w30mw_High32276 | Generation | On Peak | 2038-12-01 | Expected Values | 5.52 | 0 | 2038-12-01 | 22320 | 16800 | 5520 | 0
| Station_DSM2018_w30mw_High32276 | Generation | ALL | 2039-01-01 | Expected Values | 22.32 | Station_DSM2018_w30mw_High32276 | Generation | Off Peak | 2039-01-01 | Expected Values | 17.28 | Station_DSM2018_w30mw_High32276 | Generation | On Peak | 2039-01-01 | Expected Values | 5.04 | 0 | 2039-01-01 | 22320 | 17280 | 5040 | 0
| Station_DSM2018_w30mw_High32276 | Generation | ALL | 2039-02-01 | Expected Values | 20.16 | Station_DSM2018_w30mw_High32276 | Generation | Off Peak | 2039-02-01 | Expected Values | 15.36 | Station_DSM2018_w30mw_High32276 | Generation | On Peak | 2039-02-01 | Expected Values | 4.8 | 0 | 2039-02-01 | 20160 | 15360 | 4800 | 0
| Station_DSM2018_w30mw_High32276 | Generation | ALL | 2039-03-01 | Expected Values | 22.32 | Station_DSM2018_w30mw_High32276 | Generation | Off Peak | 2039-03-01 | Expected Values | 16.8 | Station_DSM2018_w30mw_High32276 | Generation | On Peak | 2039-03-01 | Expected Values | 5.52 | 0 | 2039-03-01 | 22320 | 16800 | 5520 | 0
| Station_DSM2018_w30mw_High32276 | Generation | ALL | 2039-04-01 | Expected Values | 21.6 | Station_DSM2018_w30mw_High32276 | Generation | Off Peak | 2039-04-01 | Expected Values | 15.93 | Station_DSM2018_w30mw_High32276 | Generation | On Peak | 2039-04-01 | Expected Values | 5.67 | 0 | 2039-04-01 | 21600 | 15930 | 5670 | 0
| Station_DSM2018_w30mw_High32276 | Generation | ALL | 2039-05-01 | Expected Values | 22.32 | Station_DSM2018_w30mw_High32276 | Generation | Off Peak | 2039-05-01 | Expected Values | 16.38 | Station_DSM2018_w30mw_High32276 | Generation | On Peak | 2039-05-01 | Expected Values | 5.94 | 0 | 2039-05-01 | 22320 | 16380 | 5940 | 0
| Station_DSM2018_w30mw_High32276 | Generation | ALL | 2039-06-01 | Expected Values | 21.6 | Station_DSM2018_w30mw_High32276 | Generation | Off Peak | 2039-06-01 | Expected Values | 15.66 | Station_DSM2018_w30mw_High32276 | Generation | On Peak | 2039-06-01 | Expected Values | 5.94 | 0 | 2039-06-01 | 21600 | 15660 | 5940 | 0
| Station_DSM2018_w30mw_High32276 | Generation | ALL | 2039-07-01 | Expected Values | 22.32 | Station_DSM2018_w30mw_High32276 | Generation | Off Peak | 2039-07-01 | Expected Values | 16.65 | Station_DSM2018_w30mw_High32276 | Generation | On Peak | 2039-07-01 | Expected Values | 5.67 | 0 | 2039-07-01 | 22320 | 16650 | 5670 | 0
| Station_DSM2018_w30mw_High32276 | Generation | ALL | 2039-08-01 | Expected Values | 22.32 | Station_DSM2018_w30mw_High32276 | Generation | Off Peak | 2039-08-01 | Expected Values | 16.11 | Station_DSM2018_w30mw_High32276 | Generation | On Peak | 2039-08-01 | Expected Values | 6.21 | 0 | 2039-08-01 | 22320 | 16110 | 6210 | 0
| Station_DSM2018_w30mw_High32276 | Generation | ALL | 2039-09-01 | Expected Values | 21.6 | Station_DSM2018_w30mw_High32276 | Generation | Off Peak | 2039-09-01 | Expected Values | 15.66 | Station_DSM2018_w30mw_High32276 | Generation | On Peak | 2039-09-01 | Expected Values | 5.94 | 0 | 2039-09-01 | 21600 | 15660 | 5940 | 0
| Station_DSM2018_w30mw_High32276 | Generation | ALL | 2039-10-01 | Expected Values | 22.32 | Station_DSM2018_w30mw_High32276 | Generation | Off Peak | 2039-10-01 | Expected Values | 16.65 | Station_DSM2018_w30mw_High32276 | Generation | On Peak | 2039-10-01 | Expected Values | 5.67 | 0 | 2039-10-01 | 22320 | 16650 | 5670 | 0
| Station_DSM2018_w30mw_High32276 | Generation | ALL | 2039-11-01 | Expected Values | 21.6 | Station_DSM2018_w30mw_High32276 | Generation | Off Peak | 2039-11-01 | Expected Values | 16.32 | Station_DSM2018_w30mw_High32276 | Generation | On Peak | 2039-11-01 | Expected Values | 5.28 | 0 | 2039-11-01 | 21600 | 16320 | 5280 | 0
| Station_DSM2018_w30mw_High32276 | Generation | ALL | 2039-12-01 | Expected Values | 22.32 | Station_DSM2018_w30mw_High32276 | Generation | Off Peak | 2039-12-01 | Expected Values | 17.04 | Station_DSM2018_w30mw_High32276 | Generation | On Peak | 2039-12-01 | Expected Values | 5.28 | 0 | 2039-12-01 | 22320 | 17040 | 5280 | 0
| Station_DSM2018_w30mw_High32276 | Generation | ALL | 2040-01-01 | Expected Values | 22.32 | Station_DSM2018_w30mw_High32276 | Generation | Off Peak | 2040-01-01 | Expected Values | 17.04 | Station_DSM2018_w30mw_High32276 | Generation | On Peak | 2040-01-01 | Expected Values | 5.28 | 0 | 2040-01-01 | 22320 | 17040 | 5280 | 0
| Station_DSM2018_w30mw_High32276 | Generation | ALL | 2040-02-01 | Expected Values | 20.88 | Station_DSM2018_w30mw_High32276 | Generation | Off Peak | 2040-02-01 | Expected Values | 15.84 | Station_DSM2018_w30mw_High32276 | Generation | On Peak | 2040-02-01 | Expected Values | 5.04 | 0 | 2040-02-01 | 20880 | 15840 | 5040 | 0
| Station_DSM2018_w30mw_High32276 | Generation | ALL | 2040-03-01 | Expected Values | 22.32 | Station_DSM2018_w30mw_High32276 | Generation | Off Peak | 2040-03-01 | Expected Values | 17.04 | Station_DSM2018_w30mw_High32276 | Generation | On Peak | 2040-03-01 | Expected Values | 5.28 | 0 | 2040-03-01 | 22320 | 17040 | 5280 | 0
| Station_DSM2018_w30mw_High32276 | Generation | ALL | 2040-04-01 | Expected Values | 21.6 | Station_DSM2018_w30mw_High32276 | Generation | Off Peak | 2040-04-01 | Expected Values | 15.93 | Station_DSM2018_w30mw_High32276 | Generation | On Peak | 2040-04-01 | Expected Values | 5.67 | 0 | 2040-04-01 | 21600 | 15930 | 5670 | 0
| Station_DSM2018_w30mw_High32276 | Generation | ALL | 2040-05-01 | Expected Values | 22.32 | Station_DSM2018_w30mw_High32276 | Generation | Off Peak | 2040-05-01 | Expected Values | 16.11 | Station_DSM2018_w30mw_High32276 | Generation | On Peak | 2040-05-01 | Expected Values | 6.21 | 0 | 2040-05-01 | 22320 | 16110 | 6210 | 0
| Station_DSM2018_w30mw_High32276 | Generation | ALL | 2040-06-01 | Expected Values | 21.6 | Station_DSM2018_w30mw_High32276 | Generation | Off Peak | 2040-06-01 | Expected Values | 15.93 | Station_DSM2018_w30mw_High32276 | Generation | On Peak | 2040-06-01 | Expected Values | 5.67 | 0 | 2040-06-01 | 21600 | 15930 | 5670 | 0
| Station_DSM2018_w30mw_High32276 | Generation | ALL | 2040-07-01 | Expected Values | 22.32 | Station_DSM2018_w30mw_High32276 | Generation | Off Peak | 2040-07-01 | Expected Values | 16.38 | Station_DSM2018_w30mw_High32276 | Generation | On Peak | 2040-07-01 | Expected Values | 5.94 | 0 | 2040-07-01 | 22320 | 16380 | 5940 | 0
| Station_DSM2018_w30mw_High32276 | Generation | ALL | 2040-08-01 | Expected Values | 22.32 | Station_DSM2018_w30mw_High32276 | Generation | Off Peak | 2040-08-01 | Expected Values | 16.11 | Station_DSM2018_w30mw_High32276 | Generation | On Peak | 2040-08-01 | Expected Values | 6.21 | 0 | 2040-08-01 | 22320 | 16110 | 6210 | 0
| Station_DSM2018_w30mw_High32276 | Generation | ALL | 2040-09-01 | Expected Values | 21.6 | Station_DSM2018_w30mw_High32276 | Generation | Off Peak | 2040-09-01 | Expected Values | 16.2 | Station_DSM2018_w30mw_High32276 | Generation | On Peak | 2040-09-01 | Expected Values | 5.4 | 0 | 2040-09-01 | 21600 | 16200 | 5400 | 0
| Station_DSM2018_w30mw_High32276 | Generation | ALL | 2040-10-01 | Expected Values | 22.32 | Station_DSM2018_w30mw_High32276 | Generation | Off Peak | 2040-10-01 | Expected Values | 16.11 | Station_DSM2018_w30mw_High32276 | Generation | On Peak | 2040-10-01 | Expected Values | 6.21 | 0 | 2040-10-01 | 22320 | 16110 | 6210 | 0
| Station_DSM2018_w30mw_High32276 | Generation | ALL | 2040-11-01 | Expected Values | 21.6 | Station_DSM2018_w30mw_High32276 | Generation | Off Peak | 2040-11-01 | Expected Values | 16.32 | Station_DSM2018_w30mw_High32276 | Generation | On Peak | 2040-11-01 | Expected Values | 5.28 | 0 | 2040-11-01 | 21600 | 16320 | 5280 | 0
| Station_DSM2018_w30mw_High32276 | Generation | ALL | 2040-12-01 | Expected Values | 22.32 | Station_DSM2018_w30mw_High32276 | Generation | Off Peak | 2040-12-01 | Expected Values | 17.28 | Station_DSM2018_w30mw_High32276 | Generation | On Peak | 2040-12-01 | Expected Values | 5.04 | 0 | 2040-12-01 | 22320 | 17280 | 5040 | 0
| Station_DSM2018_w30mw_High32276 | Generation | ALL | 2041-01-01 | Expected Values | 22.32 | Station_DSM2018_w30mw_High32276 | Generation | Off Peak | 2041-01-01 | Expected Values | 16.8 | Station_DSM2018_w30mw_High32276 | Generation | On Peak | 2041-01-01 | Expected Values | 5.52 | 0 | 2041-01-01 | 22320 | 16800 | 5520 | 0
| Station_DSM2018_w30mw_High32276 | Generation | ALL | 2041-02-01 | Expected Values | 20.16 | Station_DSM2018_w30mw_High32276 | Generation | Off Peak | 2041-02-01 | Expected Values | 15.36 | Station_DSM2018_w30mw_High32276 | Generation | On Peak | 2041-02-01 | Expected Values | 4.8 | 0 | 2041-02-01 | 20160 | 15360 | 4800 | 0
| Station_DSM2018_w30mw_High32276 | Generation | ALL | 2041-03-01 | Expected Values | 22.32 | Station_DSM2018_w30mw_High32276 | Generation | Off Peak | 2041-03-01 | Expected Values | 17.28 | Station_DSM2018_w30mw_High32276 | Generation | On Peak | 2041-03-01 | Expected Values | 5.04 | 0 | 2041-03-01 | 22320 | 17280 | 5040 | 0
| Station_DSM2018_w30mw_High32276 | Generation | ALL | 2041-04-01 | Expected Values | 21.6 | Station_DSM2018_w30mw_High32276 | Generation | Off Peak | 2041-04-01 | Expected Values | 15.66 | Station_DSM2018_w30mw_High32276 | Generation | On Peak | 2041-04-01 | Expected Values | 5.94 | 0 | 2041-04-01 | 21600 | 15660 | 5940 | 0
| Station_DSM2018_w30mw_High32276 | Generation | ALL | 2041-05-01 | Expected Values | 22.32 | Station_DSM2018_w30mw_High32276 | Generation | Off Peak | 2041-05-01 | Expected Values | 16.11 | Station_DSM2018_w30mw_High32276 | Generation | On Peak | 2041-05-01 | Expected Values | 6.21 | 0 | 2041-05-01 | 22320 | 16110 | 6210 | 0
| Station_DSM2018_w30mw_High32276 | Generation | ALL | 2041-06-01 | Expected Values | 21.6 | Station_DSM2018_w30mw_High32276 | Generation | Off Peak | 2041-06-01 | Expected Values | 16.2 | Station_DSM2018_w30mw_High32276 | Generation | On Peak | 2041-06-01 | Expected Values | 5.4 | 0 | 2041-06-01 | 21600 | 16200 | 5400 | 0
| Station_DSM2018_w30mw_High32276 | Generation | ALL | 2041-07-01 | Expected Values | 22.32 | Station_DSM2018_w30mw_High32276 | Generation | Off Peak | 2041-07-01 | Expected Values | 16.11 | Station_DSM2018_w30mw_High32276 | Generation | On Peak | 2041-07-01 | Expected Values | 6.21 | 0 | 2041-07-01 | 22320 | 16110 | 6210 | 0
| Station_DSM2018_w30mw_High32276 | Generation | ALL | 2041-08-01 | Expected Values | 22.32 | Station_DSM2018_w30mw_High32276 | Generation | Off Peak | 2041-08-01 | Expected Values | 16.38 | Station_DSM2018_w30mw_High32276 | Generation | On Peak | 2041-08-01 | Expected Values | 5.94 | 0 | 2041-08-01 | 22320 | 16380 | 5940 | 0
| Station_DSM2018_w30mw_High32276 | Generation | ALL | 2041-09-01 | Expected Values | 21.6 | Station_DSM2018_w30mw_High32276 | Generation | Off Peak | 2041-09-01 | Expected Values | 15.93 | Station_DSM2018_w30mw_High32276 | Generation | On Peak | 2041-09-01 | Expected Values | 5.67 | 0 | 2041-09-01 | 21600 | 15930 | 5670 | 0
| Station_DSM2018_w30mw_High32276 | Generation | ALL | 2041-10-01 | Expected Values | 22.32 | Station_DSM2018_w30mw_High32276 | Generation | Off Peak | 2041-10-01 | Expected Values | 16.11 | Station_DSM2018_w30mw_High32276 | Generation | On Peak | 2041-10-01 | Expected Values | 6.21 | 0 | 2041-10-01 | 22320 | 16110 | 6210 | 0
| Station_DSM2018_w30mw_High32276 | Generation | ALL | 2041-11-01 | Expected Values | 21.6 | Station_DSM2018_w30mw_High32276 | Generation | Off Peak | 2041-11-01 | Expected Values | 16.56 | Station_DSM2018_w30mw_High32276 | Generation | On Peak | 2041-11-01 | Expected Values | 5.04 | 0 | 2041-11-01 | 21600 | 16560 | 5040 | 0
| Station_DSM2018_w30mw_High32276 | Generation | ALL | 2041-12-01 | Expected Values | 22.32 | Station_DSM2018_w30mw_High32276 | Generation | Off Peak | 2041-12-01 | Expected Values | 17.04 | Station_DSM2018_w30mw_High32276 | Generation | On Peak | 2041-12-01 | Expected Values | 5.28 | 0 | 2041-12-01 | 22320 | 17040 | 5280 | 0
| Station_DSM2018_w30mw_High32276 | Generation | ALL | 2042-01-01 | Expected Values | 22.32 | Station_DSM2018_w30mw_High32276 | Generation | Off Peak | 2042-01-01 | Expected Values | 16.8 | Station_DSM2018_w30mw_High32276 | Generation | On Peak | 2042-01-01 | Expected Values | 5.52 | 0 | 2042-01-01 | 22320 | 16800 | 5520 | 0
| Station_DSM2018_w30mw_High32276 | Generation | ALL | 2042-02-01 | Expected Values | 20.16 | Station_DSM2018_w30mw_High32276 | Generation | Off Peak | 2042-02-01 | Expected Values | 15.36 | Station_DSM2018_w30mw_High32276 | Generation | On Peak | 2042-02-01 | Expected Values | 4.8 | 0 | 2042-02-01 | 20160 | 15360 | 4800 | 0
| Station_DSM2018_w30mw_High32276 | Generation | ALL | 2042-03-01 | Expected Values | 22.32 | Station_DSM2018_w30mw_High32276 | Generation | Off Peak | 2042-03-01 | Expected Values | 17.28 | Station_DSM2018_w30mw_High32276 | Generation | On Peak | 2042-03-01 | Expected Values | 5.04 | 0 | 2042-03-01 | 22320 | 17280 | 5040 | 0
| Station_DSM2018_w30mw_High32276 | Generation | ALL | 2042-04-01 | Expected Values | 21.6 | Station_DSM2018_w30mw_High32276 | Generation | Off Peak | 2042-04-01 | Expected Values | 15.66 | Station_DSM2018_w30mw_High32276 | Generation | On Peak | 2042-04-01 | Expected Values | 5.94 | 0 | 2042-04-01 | 21600 | 15660 | 5940 | 0
| Station_DSM2018_w30mw_High32276 | Generation | ALL | 2042-05-01 | Expected Values | 22.32 | Station_DSM2018_w30mw_High32276 | Generation | Off Peak | 2042-05-01 | Expected Values | 16.38 | Station_DSM2018_w30mw_High32276 | Generation | On Peak | 2042-05-01 | Expected Values | 5.94 | 0 | 2042-05-01 | 22320 | 16380 | 5940 | 0
| Station_DSM2018_w30mw_High32276 | Generation | ALL | 2042-06-01 | Expected Values | 21.6 | Station_DSM2018_w30mw_High32276 | Generation | Off Peak | 2042-06-01 | Expected Values | 15.93 | Station_DSM2018_w30mw_High32276 | Generation | On Peak | 2042-06-01 | Expected Values | 5.67 | 0 | 2042-06-01 | 21600 | 15930 | 5670 | 0
| Station_DSM2018_w30mw_High32276 | Generation | ALL | 2042-07-01 | Expected Values | 22.32 | Station_DSM2018_w30mw_High32276 | Generation | Off Peak | 2042-07-01 | Expected Values | 16.11 | Station_DSM2018_w30mw_High32276 | Generation | On Peak | 2042-07-01 | Expected Values | 6.21 | 0 | 2042-07-01 | 22320 | 16110 | 6210 | 0
| Station_DSM2018_w30mw_High32276 | Generation | ALL | 2042-08-01 | Expected Values | 22.32 | Station_DSM2018_w30mw_High32276 | Generation | Off Peak | 2042-08-01 | Expected Values | 16.65 | Station_DSM2018_w30mw_High32276 | Generation | On Peak | 2042-08-01 | Expected Values | 5.67 | 0 | 2042-08-01 | 22320 | 16650 | 5670 | 0
| Station_DSM2018_w30mw_High32276 | Generation | ALL | 2042-09-01 | Expected Values | 21.6 | Station_DSM2018_w30mw_High32276 | Generation | Off Peak | 2042-09-01 | Expected Values | 15.66 | Station_DSM2018_w30mw_High32276 | Generation | On Peak | 2042-09-01 | Expected Values | 5.94 | 0 | 2042-09-01 | 21600 | 15660 | 5940 | 0
| Station_DSM2018_w30mw_High32276 | Generation | ALL | 2042-10-01 | Expected Values | 22.32 | Station_DSM2018_w30mw_High32276 | Generation | Off Peak | 2042-10-01 | Expected Values | 16.11 | Station_DSM2018_w30mw_High32276 | Generation | On Peak | 2042-10-01 | Expected Values | 6.21 | 0 | 2042-10-01 | 22320 | 16110 | 6210 | 0
| Station_DSM2018_w30mw_High32276 | Generation | ALL | 2042-11-01 | Expected Values | 21.6 | Station_DSM2018_w30mw_High32276 | Generation | Off Peak | 2042-11-01 | Expected Values | 16.8 | Station_DSM2018_w30mw_High32276 | Generation | On Peak | 2042-11-01 | Expected Values | 4.8 | 0 | 2042-11-01 | 21600 | 16800 | 4800 | 0
| Station_DSM2018_w30mw_High32276 | Generation | ALL | 2042-12-01 | Expected Values | 22.32 | Station_DSM2018_w30mw_High32276 | Generation | Off Peak | 2042-12-01 | Expected Values | 16.8 | Station_DSM2018_w30mw_High32276 | Generation | On Peak | 2042-12-01 | Expected Values | 5.52 | 0 | 2042-12-01 | 22320 | 16800 | 5520 | 0
| Station_DSM2018_w30mw_High32276 | Generation | ALL | 2043-01-01 | Expected Values | 22.32 | Station_DSM2018_w30mw_High32276 | Generation | Off Peak | 2043-01-01 | Expected Values | 17.04 | Station_DSM2018_w30mw_High32276 | Generation | On Peak | 2043-01-01 | Expected Values | 5.28 | 0 | 2043-01-01 | 22320 | 17040 | 5280 | 0
| Station_DSM2018_w30mw_High32276 | Generation | ALL | 2043-02-01 | Expected Values | 20.16 | Station_DSM2018_w30mw_High32276 | Generation | Off Peak | 2043-02-01 | Expected Values | 15.36 | Station_DSM2018_w30mw_High32276 | Generation | On Peak | 2043-02-01 | Expected Values | 4.8 | 0 | 2043-02-01 | 20160 | 15360 | 4800 | 0
| Station_DSM2018_w30mw_High32276 | Generation | ALL | 2043-03-01 | Expected Values | 22.32 | Station_DSM2018_w30mw_High32276 | Generation | Off Peak | 2043-03-01 | Expected Values | 17.04 | Station_DSM2018_w30mw_High32276 | Generation | On Peak | 2043-03-01 | Expected Values | 5.28 | 0 | 2043-03-01 | 22320 | 17040 | 5280 | 0
| Station_DSM2018_w30mw_High32276 | Generation | ALL | 2043-04-01 | Expected Values | 21.6 | Station_DSM2018_w30mw_High32276 | Generation | Off Peak | 2043-04-01 | Expected Values | 15.66 | Station_DSM2018_w30mw_High32276 | Generation | On Peak | 2043-04-01 | Expected Values | 5.94 | 0 | 2043-04-01 | 21600 | 15660 | 5940 | 0
| Station_DSM2018_w30mw_High32276 | Generation | ALL | 2043-05-01 | Expected Values | 22.32 | Station_DSM2018_w30mw_High32276 | Generation | Off Peak | 2043-05-01 | Expected Values | 16.65 | Station_DSM2018_w30mw_High32276 | Generation | On Peak | 2043-05-01 | Expected Values | 5.67 | 0 | 2043-05-01 | 22320 | 16650 | 5670 | 0
| Station_DSM2018_w30mw_High32276 | Generation | ALL | 2043-06-01 | Expected Values | 21.6 | Station_DSM2018_w30mw_High32276 | Generation | Off Peak | 2043-06-01 | Expected Values | 15.66 | Station_DSM2018_w30mw_High32276 | Generation | On Peak | 2043-06-01 | Expected Values | 5.94 | 0 | 2043-06-01 | 21600 | 15660 | 5940 | 0
| Station_DSM2018_w30mw_High32276 | Generation | ALL | 2043-07-01 | Expected Values | 22.32 | Station_DSM2018_w30mw_High32276 | Generation | Off Peak | 2043-07-01 | Expected Values | 16.11 | Station_DSM2018_w30mw_High32276 | Generation | On Peak | 2043-07-01 | Expected Values | 6.21 | 0 | 2043-07-01 | 22320 | 16110 | 6210 | 0
| Station_DSM2018_w30mw_High32276 | Generation | ALL | 2043-08-01 | Expected Values | 22.32 | Station_DSM2018_w30mw_High32276 | Generation | Off Peak | 2043-08-01 | Expected Values | 16.65 | Station_DSM2018_w30mw_High32276 | Generation | On Peak | 2043-08-01 | Expected Values | 5.67 | 0 | 2043-08-01 | 22320 | 16650 | 5670 | 0
| Station_DSM2018_w30mw_High32276 | Generation | ALL | 2043-09-01 | Expected Values | 21.6 | Station_DSM2018_w30mw_High32276 | Generation | Off Peak | 2043-09-01 | Expected Values | 15.66 | Station_DSM2018_w30mw_High32276 | Generation | On Peak | 2043-09-01 | Expected Values | 5.94 | 0 | 2043-09-01 | 21600 | 15660 | 5940 | 0
| Station_DSM2018_w30mw_High32276 | Generation | ALL | 2043-10-01 | Expected Values | 22.32 | Station_DSM2018_w30mw_High32276 | Generation | Off Peak | 2043-10-01 | Expected Values | 16.38 | Station_DSM2018_w30mw_High32276 | Generation | On Peak | 2043-10-01 | Expected Values | 5.94 | 0 | 2043-10-01 | 22320 | 16380 | 5940 | 0
| Station_DSM2018_w30mw_High32276 | Generation | ALL | 2043-11-01 | Expected Values | 21.6 | Station_DSM2018_w30mw_High32276 | Generation | Off Peak | 2043-11-01 | Expected Values | 16.56 | Station_DSM2018_w30mw_High32276 | Generation | On Peak | 2043-11-01 | Expected Values | 5.04 | 0 | 2043-11-01 | 21600 | 16560 | 5040 | 0
| Station_DSM2018_w30mw_High32276 | Generation | ALL | 2043-12-01 | Expected Values | 22.32 | Station_DSM2018_w30mw_High32276 | Generation | Off Peak | 2043-12-01 | Expected Values | 16.8 | Station_DSM2018_w30mw_High32276 | Generation | On Peak | 2043-12-01 | Expected Values | 5.52 | 0 | 2043-12-01 | 22320 | 16800 | 5520 | 0
| Station_DSM2018_w30mw_High32276 | Generation | ALL | 2044-01-01 | Expected Values | 22.32 | Station_DSM2018_w30mw_High32276 | Generation | Off Peak | 2044-01-01 | Expected Values | 17.28 | Station_DSM2018_w30mw_High32276 | Generation | On Peak | 2044-01-01 | Expected Values | 5.04 | 0 | 2044-01-01 | 22320 | 17280 | 5040 | 0
| Station_DSM2018_w30mw_High32276 | Generation | ALL | 2044-02-01 | Expected Values | 20.88 | Station_DSM2018_w30mw_High32276 | Generation | Off Peak | 2044-02-01 | Expected Values | 15.84 | Station_DSM2018_w30mw_High32276 | Generation | On Peak | 2044-02-01 | Expected Values | 5.04 | 0 | 2044-02-01 | 20880 | 15840 | 5040 | 0
| Station_DSM2018_w30mw_High32276 | Generation | ALL | 2044-03-01 | Expected Values | 22.32 | Station_DSM2018_w30mw_High32276 | Generation | Off Peak | 2044-03-01 | Expected Values | 16.8 | Station_DSM2018_w30mw_High32276 | Generation | On Peak | 2044-03-01 | Expected Values | 5.52 | 0 | 2044-03-01 | 22320 | 16800 | 5520 | 0
| Station_DSM2018_w30mw_High32276 | Generation | ALL | 2044-04-01 | Expected Values | 21.6 | Station_DSM2018_w30mw_High32276 | Generation | Off Peak | 2044-04-01 | Expected Values | 15.93 | Station_DSM2018_w30mw_High32276 | Generation | On Peak | 2044-04-01 | Expected Values | 5.67 | 0 | 2044-04-01 | 21600 | 15930 | 5670 | 0
| Station_DSM2018_w30mw_High32276 | Generation | ALL | 2044-05-01 | Expected Values | 22.32 | Station_DSM2018_w30mw_High32276 | Generation | Off Peak | 2044-05-01 | Expected Values | 16.38 | Station_DSM2018_w30mw_High32276 | Generation | On Peak | 2044-05-01 | Expected Values | 5.94 | 0 | 2044-05-01 | 22320 | 16380 | 5940 | 0
| Station_DSM2018_w30mw_High32276 | Generation | ALL | 2044-06-01 | Expected Values | 21.6 | Station_DSM2018_w30mw_High32276 | Generation | Off Peak | 2044-06-01 | Expected Values | 15.66 | Station_DSM2018_w30mw_High32276 | Generation | On Peak | 2044-06-01 | Expected Values | 5.94 | 0 | 2044-06-01 | 21600 | 15660 | 5940 | 0
| Station_DSM2018_w30mw_High32276 | Generation | ALL | 2044-07-01 | Expected Values | 22.32 | Station_DSM2018_w30mw_High32276 | Generation | Off Peak | 2044-07-01 | Expected Values | 16.65 | Station_DSM2018_w30mw_High32276 | Generation | On Peak | 2044-07-01 | Expected Values | 5.67 | 0 | 2044-07-01 | 22320 | 16650 | 5670 | 0
| Station_DSM2018_w30mw_High32276 | Generation | ALL | 2044-08-01 | Expected Values | 22.32 | Station_DSM2018_w30mw_High32276 | Generation | Off Peak | 2044-08-01 | Expected Values | 16.11 | Station_DSM2018_w30mw_High32276 | Generation | On Peak | 2044-08-01 | Expected Values | 6.21 | 0 | 2044-08-01 | 22320 | 16110 | 6210 | 0
| Station_DSM2018_w30mw_High32276 | Generation | ALL | 2044-09-01 | Expected Values | 21.6 | Station_DSM2018_w30mw_High32276 | Generation | Off Peak | 2044-09-01 | Expected Values | 15.66 | Station_DSM2018_w30mw_High32276 | Generation | On Peak | 2044-09-01 | Expected Values | 5.94 | 0 | 2044-09-01 | 21600 | 15660 | 5940 | 0
| Station_DSM2018_w30mw_High32276 | Generation | ALL | 2044-10-01 | Expected Values | 22.32 | Station_DSM2018_w30mw_High32276 | Generation | Off Peak | 2044-10-01 | Expected Values | 16.65 | Station_DSM2018_w30mw_High32276 | Generation | On Peak | 2044-10-01 | Expected Values | 5.67 | 0 | 2044-10-01 | 22320 | 16650 | 5670 | 0
| Station_DSM2018_w30mw_High32276 | Generation | ALL | 2044-11-01 | Expected Values | 21.6 | Station_DSM2018_w30mw_High32276 | Generation | Off Peak | 2044-11-01 | Expected Values | 16.32 | Station_DSM2018_w30mw_High32276 | Generation | On Peak | 2044-11-01 | Expected Values | 5.28 | 0 | 2044-11-01 | 21600 | 16320 | 5280 | 0
| Station_DSM2018_w30mw_High32276 | Generation | ALL | 2044-12-01 | Expected Values | 22.32 | Station_DSM2018_w30mw_High32276 | Generation | Off Peak | 2044-12-01 | Expected Values | 17.04 | Station_DSM2018_w30mw_High32276 | Generation | On Peak | 2044-12-01 | Expected Values | 5.28 | 0 | 2044-12-01 | 22320 | 17040 | 5280 | 0
| Station_DSM2018_w30mw_High32276 | Generation | ALL | 2045-01-01 | Expected Values | 22.32 | Station_DSM2018_w30mw_High32276 | Generation | Off Peak | 2045-01-01 | Expected Values | 17.04 | Station_DSM2018_w30mw_High32276 | Generation | On Peak | 2045-01-01 | Expected Values | 5.28 | 0 | 2045-01-01 | 22320 | 17040 | 5280 | 0
| Station_DSM2018_w30mw_High32276 | Generation | ALL | 2045-02-01 | Expected Values | 20.16 | Station_DSM2018_w30mw_High32276 | Generation | Off Peak | 2045-02-01 | Expected Values | 15.36 | Station_DSM2018_w30mw_High32276 | Generation | On Peak | 2045-02-01 | Expected Values | 4.8 | 0 | 2045-02-01 | 20160 | 15360 | 4800 | 0
| Station_DSM2018_w30mw_High32276 | Generation | ALL | 2045-03-01 | Expected Values | 22.32 | Station_DSM2018_w30mw_High32276 | Generation | Off Peak | 2045-03-01 | Expected Values | 16.8 | Station_DSM2018_w30mw_High32276 | Generation | On Peak | 2045-03-01 | Expected Values | 5.52 | 0 | 2045-03-01 | 22320 | 16800 | 5520 | 0
| Station_DSM2018_w30mw_High32276 | Generation | ALL | 2045-04-01 | Expected Values | 21.6 | Station_DSM2018_w30mw_High32276 | Generation | Off Peak | 2045-04-01 | Expected Values | 16.2 | Station_DSM2018_w30mw_High32276 | Generation | On Peak | 2045-04-01 | Expected Values | 5.4 | 0 | 2045-04-01 | 21600 | 16200 | 5400 | 0
| Station_DSM2018_w30mw_High32276 | Generation | ALL | 2045-05-01 | Expected Values | 22.32 | Station_DSM2018_w30mw_High32276 | Generation | Off Peak | 2045-05-01 | Expected Values | 16.11 | Station_DSM2018_w30mw_High32276 | Generation | On Peak | 2045-05-01 | Expected Values | 6.21 | 0 | 2045-05-01 | 22320 | 16110 | 6210 | 0
| Station_DSM2018_w30mw_High32276 | Generation | ALL | 2045-06-01 | Expected Values | 21.6 | Station_DSM2018_w30mw_High32276 | Generation | Off Peak | 2045-06-01 | Expected Values | 15.66 | Station_DSM2018_w30mw_High32276 | Generation | On Peak | 2045-06-01 | Expected Values | 5.94 | 0 | 2045-06-01 | 21600 | 15660 | 5940 | 0
| Station_DSM2018_w30mw_High32276 | Generation | ALL | 2045-07-01 | Expected Values | 22.32 | Station_DSM2018_w30mw_High32276 | Generation | Off Peak | 2045-07-01 | Expected Values | 16.65 | Station_DSM2018_w30mw_High32276 | Generation | On Peak | 2045-07-01 | Expected Values | 5.67 | 0 | 2045-07-01 | 22320 | 16650 | 5670 | 0
| Station_DSM2018_w30mw_High32276 | Generation | ALL | 2045-08-01 | Expected Values | 22.32 | Station_DSM2018_w30mw_High32276 | Generation | Off Peak | 2045-08-01 | Expected Values | 16.11 | Station_DSM2018_w30mw_High32276 | Generation | On Peak | 2045-08-01 | Expected Values | 6.21 | 0 | 2045-08-01 | 22320 | 16110 | 6210 | 0
| Station_DSM2018_w30mw_High32276 | Generation | ALL | 2045-09-01 | Expected Values | 21.6 | Station_DSM2018_w30mw_High32276 | Generation | Off Peak | 2045-09-01 | Expected Values | 15.93 | Station_DSM2018_w30mw_High32276 | Generation | On Peak | 2045-09-01 | Expected Values | 5.67 | 0 | 2045-09-01 | 21600 | 15930 | 5670 | 0
| Station_DSM2018_w30mw_High32276 | Generation | ALL | 2045-10-01 | Expected Values | 22.32 | Station_DSM2018_w30mw_High32276 | Generation | Off Peak | 2045-10-01 | Expected Values | 16.38 | Station_DSM2018_w30mw_High32276 | Generation | On Peak | 2045-10-01 | Expected Values | 5.94 | 0 | 2045-10-01 | 22320 | 16380 | 5940 | 0
| Station_DSM2018_w30mw_High32276 | Generation | ALL | 2045-11-01 | Expected Values | 21.6 | Station_DSM2018_w30mw_High32276 | Generation | Off Peak | 2045-11-01 | Expected Values | 16.32 | Station_DSM2018_w30mw_High32276 | Generation | On Peak | 2045-11-01 | Expected Values | 5.28 | 0 | 2045-11-01 | 21600 | 16320 | 5280 | 0
| Station_DSM2018_w30mw_High32276 | Generation | ALL | 2045-12-01 | Expected Values | 22.32 | Station_DSM2018_w30mw_High32276 | Generation | Off Peak | 2045-12-01 | Expected Values | 17.28 | Station_DSM2018_w30mw_High32276 | Generation | On Peak | 2045-12-01 | Expected Values | 5.04 | 0 | 2045-12-01 | 22320 | 17280 | 5040 | 0
| Station_DSM2018_w30mw_High32276 | Generation | ALL | 2046-01-01 | Expected Values | 22.32 | Station_DSM2018_w30mw_High32276 | Generation | Off Peak | 2046-01-01 | Expected Values | 16.8 | Station_DSM2018_w30mw_High32276 | Generation | On Peak | 2046-01-01 | Expected Values | 5.52 | 0 | 2046-01-01 | 22320 | 16800 | 5520 | 0
| Station_DSM2018_w30mw_High32276 | Generation | ALL | 2046-02-01 | Expected Values | 20.16 | Station_DSM2018_w30mw_High32276 | Generation | Off Peak | 2046-02-01 | Expected Values | 15.36 | Station_DSM2018_w30mw_High32276 | Generation | On Peak | 2046-02-01 | Expected Values | 4.8 | 0 | 2046-02-01 | 20160 | 15360 | 4800 | 0
| Station_DSM2018_w30mw_High32276 | Generation | ALL | 2046-03-01 | Expected Values | 22.32 | Station_DSM2018_w30mw_High32276 | Generation | Off Peak | 2046-03-01 | Expected Values | 17.04 | Station_DSM2018_w30mw_High32276 | Generation | On Peak | 2046-03-01 | Expected Values | 5.28 | 0 | 2046-03-01 | 22320 | 17040 | 5280 | 0
| Station_DSM2018_w30mw_High32276 | Generation | ALL | 2046-04-01 | Expected Values | 21.6 | Station_DSM2018_w30mw_High32276 | Generation | Off Peak | 2046-04-01 | Expected Values | 15.93 | Station_DSM2018_w30mw_High32276 | Generation | On Peak | 2046-04-01 | Expected Values | 5.67 | 0 | 2046-04-01 | 21600 | 15930 | 5670 | 0
| Station_DSM2018_w30mw_High32276 | Generation | ALL | 2046-05-01 | Expected Values | 22.32 | Station_DSM2018_w30mw_High32276 | Generation | Off Peak | 2046-05-01 | Expected Values | 16.11 | Station_DSM2018_w30mw_High32276 | Generation | On Peak | 2046-05-01 | Expected Values | 6.21 | 0 | 2046-05-01 | 22320 | 16110 | 6210 | 0
| Station_DSM2018_w30mw_High32276 | Generation | ALL | 2046-06-01 | Expected Values | 21.6 | Station_DSM2018_w30mw_High32276 | Generation | Off Peak | 2046-06-01 | Expected Values | 15.93 | Station_DSM2018_w30mw_High32276 | Generation | On Peak | 2046-06-01 | Expected Values | 5.67 | 0 | 2046-06-01 | 21600 | 15930 | 5670 | 0
| Station_DSM2018_w30mw_High32276 | Generation | ALL | 2046-07-01 | Expected Values | 22.32 | Station_DSM2018_w30mw_High32276 | Generation | Off Peak | 2046-07-01 | Expected Values | 16.38 | Station_DSM2018_w30mw_High32276 | Generation | On Peak | 2046-07-01 | Expected Values | 5.94 | 0 | 2046-07-01 | 22320 | 16380 | 5940 | 0
| Station_DSM2018_w30mw_High32276 | Generation | ALL | 2046-08-01 | Expected Values | 22.32 | Station_DSM2018_w30mw_High32276 | Generation | Off Peak | 2046-08-01 | Expected Values | 16.11 | Station_DSM2018_w30mw_High32276 | Generation | On Peak | 2046-08-01 | Expected Values | 6.21 | 0 | 2046-08-01 | 22320 | 16110 | 6210 | 0
| Station_DSM2018_w30mw_High32276 | Generation | ALL | 2046-09-01 | Expected Values | 21.6 | Station_DSM2018_w30mw_High32276 | Generation | Off Peak | 2046-09-01 | Expected Values | 16.2 | Station_DSM2018_w30mw_High32276 | Generation | On Peak | 2046-09-01 | Expected Values | 5.4 | 0 | 2046-09-01 | 21600 | 16200 | 5400 | 0
| Station_DSM2018_w30mw_High32276 | Generation | ALL | 2046-10-01 | Expected Values | 22.32 | Station_DSM2018_w30mw_High32276 | Generation | Off Peak | 2046-10-01 | Expected Values | 16.11 | Station_DSM2018_w30mw_High32276 | Generation | On Peak | 2046-10-01 | Expected Values | 6.21 | 0 | 2046-10-01 | 22320 | 16110 | 6210 | 0
| Station_DSM2018_w30mw_High32276 | Generation | ALL | 2046-11-01 | Expected Values | 21.6 | Station_DSM2018_w30mw_High32276 | Generation | Off Peak | 2046-11-01 | Expected Values | 16.32 | Station_DSM2018_w30mw_High32276 | Generation | On Peak | 2046-11-01 | Expected Values | 5.28 | 0 | 2046-11-01 | 21600 | 16320 | 5280 | 0
| Station_DSM2018_w30mw_High32276 | Generation | ALL | 2046-12-01 | Expected Values | 22.32 | Station_DSM2018_w30mw_High32276 | Generation | Off Peak | 2046-12-01 | Expected Values | 17.28 | Station_DSM2018_w30mw_High32276 | Generation | On Peak | 2046-12-01 | Expected Values | 5.04 | 0 | 2046-12-01 | 22320 | 17280 | 5040 | 0
| Station_DSM2018_w30mw_High32276 | Generation | ALL | 2047-01-01 | Expected Values | 22.32 | Station_DSM2018_w30mw_High32276 | Generation | Off Peak | 2047-01-01 | Expected Values | 16.8 | Station_DSM2018_w30mw_High32276 | Generation | On Peak | 2047-01-01 | Expected Values | 5.52 | 0 | 2047-01-01 | 22320 | 16800 | 5520 | 0
| Station_DSM2018_w30mw_High32276 | Generation | ALL | 2047-02-01 | Expected Values | 20.16 | Station_DSM2018_w30mw_High32276 | Generation | Off Peak | 2047-02-01 | Expected Values | 15.36 | Station_DSM2018_w30mw_High32276 | Generation | On Peak | 2047-02-01 | Expected Values | 4.8 | 0 | 2047-02-01 | 20160 | 15360 | 4800 | 0
| Station_DSM2018_w30mw_High32276 | Generation | ALL | 2047-03-01 | Expected Values | 22.32 | Station_DSM2018_w30mw_High32276 | Generation | Off Peak | 2047-03-01 | Expected Values | 17.28 | Station_DSM2018_w30mw_High32276 | Generation | On Peak | 2047-03-01 | Expected Values | 5.04 | 0 | 2047-03-01 | 22320 | 17280 | 5040 | 0
| Station_DSM2018_w30mw_High32276 | Generation | ALL | 2047-04-01 | Expected Values | 21.6 | Station_DSM2018_w30mw_High32276 | Generation | Off Peak | 2047-04-01 | Expected Values | 15.66 | Station_DSM2018_w30mw_High32276 | Generation | On Peak | 2047-04-01 | Expected Values | 5.94 | 0 | 2047-04-01 | 21600 | 15660 | 5940 | 0
| Station_DSM2018_w30mw_High32276 | Generation | ALL | 2047-05-01 | Expected Values | 22.32 | Station_DSM2018_w30mw_High32276 | Generation | Off Peak | 2047-05-01 | Expected Values | 16.11 | Station_DSM2018_w30mw_High32276 | Generation | On Peak | 2047-05-01 | Expected Values | 6.21 | 0 | 2047-05-01 | 22320 | 16110 | 6210 | 0
| Station_DSM2018_w30mw_High32276 | Generation | ALL | 2047-06-01 | Expected Values | 21.6 | Station_DSM2018_w30mw_High32276 | Generation | Off Peak | 2047-06-01 | Expected Values | 16.2 | Station_DSM2018_w30mw_High32276 | Generation | On Peak | 2047-06-01 | Expected Values | 5.4 | 0 | 2047-06-01 | 21600 | 16200 | 5400 | 0
| Station_DSM2018_w30mw_High32276 | Generation | ALL | 2047-07-01 | Expected Values | 22.32 | Station_DSM2018_w30mw_High32276 | Generation | Off Peak | 2047-07-01 | Expected Values | 16.11 | Station_DSM2018_w30mw_High32276 | Generation | On Peak | 2047-07-01 | Expected Values | 6.21 | 0 | 2047-07-01 | 22320 | 16110 | 6210 | 0
| Station_DSM2018_w30mw_High32276 | Generation | ALL | 2047-08-01 | Expected Values | 22.32 | Station_DSM2018_w30mw_High32276 | Generation | Off Peak | 2047-08-01 | Expected Values | 16.38 | Station_DSM2018_w30mw_High32276 | Generation | On Peak | 2047-08-01 | Expected Values | 5.94 | 0 | 2047-08-01 | 22320 | 16380 | 5940 | 0
| Station_DSM2018_w30mw_High32276 | Generation | ALL | 2047-09-01 | Expected Values | 21.6 | Station_DSM2018_w30mw_High32276 | Generation | Off Peak | 2047-09-01 | Expected Values | 15.93 | Station_DSM2018_w30mw_High32276 | Generation | On Peak | 2047-09-01 | Expected Values | 5.67 | 0 | 2047-09-01 | 21600 | 15930 | 5670 | 0
| Station_DSM2018_w30mw_High32276 | Generation | ALL | 2047-10-01 | Expected Values | 22.32 | Station_DSM2018_w30mw_High32276 | Generation | Off Peak | 2047-10-01 | Expected Values | 16.11 | Station_DSM2018_w30mw_High32276 | Generation | On Peak | 2047-10-01 | Expected Values | 6.21 | 0 | 2047-10-01 | 22320 | 16110 | 6210 | 0
| Station_DSM2018_w30mw_High32276 | Generation | ALL | 2047-11-01 | Expected Values | 21.6 | Station_DSM2018_w30mw_High32276 | Generation | Off Peak | 2047-11-01 | Expected Values | 16.56 | Station_DSM2018_w30mw_High32276 | Generation | On Peak | 2047-11-01 | Expected Values | 5.04 | 0 | 2047-11-01 | 21600 | 16560 | 5040 | 0
| Station_DSM2018_w30mw_High32276 | Generation | ALL | 2047-12-01 | Expected Values | 22.32 | Station_DSM2018_w30mw_High32276 | Generation | Off Peak | 2047-12-01 | Expected Values | 17.04 | Station_DSM2018_w30mw_High32276 | Generation | On Peak | 2047-12-01 | Expected Values | 5.28 | 0 | 2047-12-01 | 22320 | 17040 | 5280 | 0
Formulas:
DATE = [Date]

## Fuel Calcs
Base Run: | DSM2018_Base_High_TSJMW .@19-Jan-14 10:28
Change Run: | DSM2018_w30mw_High_TSJMW .@19-Jan-14 11:45
DRAFT
As Available Energy Price (Fuel Only) Forecast - TYSP 2018
|  | Base Case - Fuel Costs ($) |  |  | (30 MW) Case - Fuel Costs ($) |  |  | Delta - Fuel Costs ($) |  |  |  | Delta - Fuel Costs Summary ($) |  |  |  | 30 MW As Available Energy
| DATE | TOD - ALL | Off-Peak | On-Peak | TOD - ALL | Off-Peak | On-Peak | DATE | TOD - ALL | Off-Peak | On-Peak | Row Labels | Sum of Off-Peak | Sum of On-Peak | Sum of TOD - ALL | Row Labels | Sum of Value | Sum of Off Peak | Sum of On Peak | Date | Average Incremental Fuel Only ($/MWh) | Off Peak Incremental Fuel Only ($/MWh) | On Peak Incremental Fuel Only ($/MWh)
| 2018-01-01 | 43988820 | 31625000 | 12363820 | 43192680 | 31034220 | 12158460 | 2018-01-01 | -796140 | -590780 | -205360 | 2018 | -6297690 | -2239780 | -8537490 | 2018 | 262800 | 195570 | 67230 | 2018 | 32.4866 | 32.2017 | 33.3152
| 2018-02-01 | 39838460 | 29034260 | 10804200 | 39118500 | 28492940 | 10625560 | 2018-02-01 | -719960 | -541320 | -178640 | 2019 | -6368750 | -2281330 | -8650130 | 2019 | 262800 | 195540 | 67260 | 2019 | 32.9153 | 32.5701 | 33.9181
| 2018-03-01 | 44466880 | 32971520 | 11495360 | 43647150 | 32352370 | 11294780 | 2018-03-01 | -819730 | -619150 | -200580 | 2020 | -6843100 | -2494360 | -9337460 | 2020 | 263520 | 196050 | 67470 | 2020 | 35.4336 | 34.9049 | 36.9699
| 2018-04-01 | 44632110 | 29801740 | 14830370 | 43969160 | 29323080 | 14646080 | 2018-04-01 | -662950 | -478660 | -184290 | 2021 | -7434460 | -2659180 | -10093610 | 2021 | 262800 | 195600 | 67200 | 2021 | 38.408 | 38.0085 | 39.5711
| 2018-05-01 | 46666460 | 30828260 | 15838200 | 45962050 | 30326180 | 15635870 | 2018-05-01 | -704410 | -502080 | -202330 | 2022 | -7720480 | -2786380 | -10506830 | 2022 | 262800 | 195840 | 66960 | 2022 | 39.9803 | 39.4224 | 41.6126
| 2018-06-01 | 50206380 | 34491650 | 15714730 | 49528080 | 33992320 | 15535750 | 2018-06-01 | -678300 | -499330 | -178980 | 2023 | -7982100 | -2841320 | -10823460 | 2023 | 262800 | 195840 | 66960 | 2023 | 41.1852 | 40.7583 | 42.4331
| 2018-07-01 | 52448040 | 35508230 | 16939810 | 51733540 | 34990220 | 16743320 | 2018-07-01 | -714500 | -518010 | -196490 | 2024 | -8696360 | -3051350 | -11747740 | 2024 | 263520 | 196020 | 67500 | 2024 | 44.5801 | 44.3647 | 45.2052
| 2018-08-01 | 54015560 | 36181610 | 17833940 | 53358600 | 35698260 | 17660340 | 2018-08-01 | -656960 | -483350 | -173600 | 2025 | -8972130 | -3323550 | -12295630 | 2025 | 262800 | 195540 | 67260 | 2025 | 46.787 | 45.8839 | 49.4135
| 2018-09-01 | 49108720 | 34831130 | 14277600 | 48428000 | 34327200 | 14100820 | 2018-09-01 | -680720 | -503930 | -176780 | 2026 | -9337900 | -3352600 | -12690480 | 2026 | 262800 | 195570 | 67230 | 2026 | 48.2895 | 47.7471 | 49.8676
| 2018-10-01 | 43485800 | 28560850 | 14924940 | 42776810 | 28045000 | 14731810 | 2018-10-01 | -708990 | -515850 | -193130 | 2027 | -9748690 | -3668300 | -13416980 | 2027 | 262800 | 195600 | 67200 | 2027 | 51.054 | 49.8399 | 54.5878
| 2018-11-01 | 39086870 | 28682710 | 10404170 | 38367860 | 28152320 | 10215550 | 2018-11-01 | -719010 | -530390 | -188620 | 2028 | -11175840 | -4132690 | -15308530 | 2028 | 263520 | 196560 | 66960 | 2028 | 58.0925 | 56.8571 | 61.7188
| 2018-12-01 | 42542700 | 31853730 | 10688970 | 41866880 | 31338890 | 10527990 | 2018-12-01 | -675820 | -514840 | -160980 | 2029 | -11866740 | -4347090 | -16213800 | 2029 | 262800 | 195570 | 67230 | 2029 | 61.6963 | 60.6777 | 64.66
| 2019-01-01 | 44789500 | 31990580 | 12798920 | 44002140 | 31399920 | 12602210 | 2019-01-01 | -787360 | -590660 | -196710 | 2030 | -13149940 | -5218580 | -18368460 | 2030 | 262800 | 195540 | 67260 | 2030 | 69.8952 | 67.2494 | 77.5882
| 2019-02-01 | 39966620 | 28878080 | 11088540 | 39236580 | 28326970 | 10909610 | 2019-02-01 | -730040 | -551110 | -178930 | 2031 | -13228610 | -5104620 | -18333180 | 2031 | 262800 | 195540 | 67260 | 2031 | 69.761 | 67.6517 | 75.8938
| 2019-03-01 | 43389300 | 32329090 | 11060210 | 42598340 | 31718980 | 10879360 | 2019-03-01 | -790960 | -610110 | -180850 | 2032 | -14396460 | -5659230 | -20055710 | 2032 | 263520 | 196080 | 67440 | 2032 | 76.107 | 73.4214 | 83.915
| 2019-04-01 | 43895000 | 28976140 | 14918850 | 43162340 | 28452540 | 14709800 | 2019-04-01 | -732660 | -523600 | -209050 | 2033 | -14706620 | -5796520 | -20503140 | 2033 | 262800 | 195840 | 66960 | 2033 | 78.018 | 75.0951 | 86.5669
| 2019-05-01 | 49586590 | 32885500 | 16701090 | 48883810 | 32380180 | 16503640 | 2019-05-01 | -702780 | -505320 | -197450 | 2034 | -15717570 | -6285800 | -22003370 | 2034 | 262800 | 195840 | 66960 | 2034 | 83.7267 | 80.2572 | 93.874
| 2019-06-01 | 54790480 | 38228980 | 16561500 | 54148080 | 37748890 | 16399200 | 2019-06-01 | -642400 | -480090 | -162300 | 2035 | -18182670 | -7286420 | -25469070 | 2035 | 262800 | 195570 | 67230 | 2035 | 96.9143 | 92.9727 | 108.3805
| 2019-07-01 | 57567060 | 37963980 | 19603080 | 56822760 | 37440030 | 19382740 | 2019-07-01 | -744300 | -523950 | -220340 | 2036 | -16997330 | -6449670 | -23447010 | 2036 | 263520 | 196020 | 67500 | 2036 | 88.9762 | 86.7122 | 95.5507
| 2019-08-01 | 58671920 | 39987560 | 18684360 | 57955410 | 39467210 | 18488200 | 2019-08-01 | -716510 | -520350 | -196160 | 2037 | -17581750 | -7000200 | -24581880 | 2037 | 262800 | 195570 | 67230 | 2037 | 93.5384 | 89.9 | 104.1232
| 2019-09-01 | 55178260 | 38092040 | 17086220 | 54492450 | 37588020 | 16904430 | 2019-09-01 | -685810 | -504020 | -181790 | 2038 | -18246800 | -7286790 | -25533580 | 2038 | 262800 | 195600 | 67200 | 2038 | 97.1597 | 93.2863 | 108.4344
| 2019-10-01 | 50503370 | 33257910 | 17245450 | 49805540 | 32774460 | 17031080 | 2019-10-01 | -697830 | -483450 | -214370 | 2039 | -19279670 | -6988000 | -26267700 | 2039 | 262800 | 195840 | 66960 | 2039 | 99.9532 | 98.446 | 104.3608
| 2019-11-01 | 39912320 | 29743880 | 10168450 | 39206190 | 29205910 | 10000290 | 2019-11-01 | -706130 | -537970 | -168160 | 2040 | -18350690 | -8948060 | -27298750 | 2040 | 263520 | 196290 | 67230 | 2040 | 103.5927 | 93.4876 | 133.0962
| 2019-12-01 | 44857620 | 32946550 | 11911070 | 44144270 | 32408430 | 11735850 | 2019-12-01 | -713350 | -538120 | -175220 | 2041 | -20671310 | -7660190 | -28331550 | 2041 | 262800 | 195540 | 67260 | 2041 | 107.8065 | 105.714 | 113.8892
| 2020-01-01 | 48542780 | 34546730 | 13996050 | 47711250 | 33930610 | 13780630 | 2020-01-01 | -831530 | -616120 | -215420 | 2042 | -22459680 | -8024570 | -30484260 | 2042 | 262800 | 195540 | 67260 | 2042 | 115.9979 | 114.8598 | 119.3067
| 2020-02-01 | 42678590 | 31043460 | 11635120 | 41889360 | 30444080 | 11445270 | 2020-02-01 | -789230 | -599380 | -189850 | 2043 | -21855980 | -8609910 | -30465840 | 2043 | 262800 | 195570 | 67230 | 2043 | 115.9279 | 111.7553 | 128.0665
| 2020-03-01 | 48450200 | 35438100 | 13012100 | 47594150 | 34789360 | 12804790 | 2020-03-01 | -856050 | -648740 | -207310 | 2044 | -22103980 | -9067660 | -31171620 | 2044 | 263520 | 196320 | 67200 | 2044 | 118.2894 | 112.5916 | 134.9354
| 2020-04-01 | 47498840 | 31208800 | 16290030 | 46758110 | 30679020 | 16079080 | 2020-04-01 | -740730 | -529780 | -210950 | 2045 | -22263410 | -9349290 | -31612710 | 2045 | 262800 | 195840 | 66960 | 2045 | 120.2919 | 113.6816 | 139.625
| 2020-05-01 | 53793430 | 37225770 | 16567660 | 52956850 | 36613860 | 16343000 | 2020-05-01 | -836580 | -611910 | -224660 | 2046 | -22662560 | -9077190 | -31739750 | 2046 | 262800 | 195570 | 67230 | 2046 | 120.7753 | 115.8795 | 135.017
| 2020-06-01 | 60016490 | 40107740 | 19908750 | 59352320 | 39636520 | 19715800 | 2020-06-01 | -664170 | -471220 | -192950 | 2047 | -23277950 | -9350370 | -32628370 | 2047 | 262800 | 195540 | 67260 | 2047 | 124.1567 | 119.0444 | 139.0183
| 2020-07-01 | 62783550 | 41383170 | 21400380 | 62057760 | 40861410 | 21196360 | 2020-07-01 | -725790 | -521760 | -204020
| 2020-08-01 | 64137020 | 44760350 | 19376670 | 63367790 | 44194910 | 19172880 | 2020-08-01 | -769230 | -565440 | -203790
| 2020-09-01 | 60280600 | 40714980 | 19565620 | 59460720 | 40147770 | 19312950 | 2020-09-01 | -819880 | -567210 | -252670
| 2020-10-01 | 55175900 | 37461960 | 17713950 | 54455080 | 36944500 | 17510580 | 2020-10-01 | -720820 | -517460 | -203370
| 2020-11-01 | 42912320 | 31885910 | 11026410 | 42126650 | 31285300 | 10841360 | 2020-11-01 | -785670 | -600610 | -185050
| 2020-12-01 | 49388730 | 35649490 | 13739240 | 48590950 | 35056020 | 13534920 | 2020-12-01 | -797780 | -593470 | -204320
| 2021-01-01 | 53033650 | 38867550 | 14166090 | 52126890 | 38174860 | 13952020 | 2021-01-01 | -906760 | -692690 | -214070
| 2021-02-01 | 46817570 | 33541890 | 13275670 | 45970580 | 32901990 | 13068580 | 2021-02-01 | -846990 | -639900 | -207090
| 2021-03-01 | 50584870 | 36383090 | 14201770 | 49659790 | 35682150 | 13977630 | 2021-03-01 | -925080 | -700940 | -224140
| 2021-04-01 | 50366300 | 32987460 | 17378840 | 49568790 | 32413810 | 17154970 | 2021-04-01 | -797510 | -573650 | -223870
| 2021-05-01 | 57488290 | 39738470 | 17749820 | 56696740 | 39145110 | 17551620 | 2021-05-01 | -791550 | -593360 | -198200
| 2021-06-01 | 64994720 | 43446040 | 21548680 | 64206510 | 42879600 | 21326910 | 2021-06-01 | -788210 | -566440 | -221770
| 2021-07-01 | 68049090 | 45766080 | 22283010 | 67226860 | 45177070 | 22049790 | 2021-07-01 | -822230 | -589010 | -233220
| 2021-08-01 | 69798310 | 47780770 | 22017540 | 68935930 | 47165680 | 21770240 | 2021-08-01 | -862380 | -615090 | -247300
| 2021-09-01 | 64844320 | 43696380 | 21147930 | 64048850 | 43132050 | 20916800 | 2021-09-01 | -795470 | -564330 | -231130
| 2021-10-01 | 60199560 | 41689840 | 18509720 | 59328120 | 41057380 | 18270740 | 2021-10-01 | -871440 | -632460 | -238980
| 2021-11-01 | 48988530 | 35795090 | 13193440 | 48192170 | 35194090 | 12998080 | 2021-11-01 | -796360 | -601000 | -195360
| 2021-12-01 | 54423950 | 39247250 | 15176710 | 53534320 | 38581660 | 14952660 | 2021-12-01 | -889630 | -665590 | -224050
| 2022-01-01 | 52913380 | 38765470 | 14147900 | 52049520 | 38102040 | 13947470 | 2022-01-01 | -863860 | -663430 | -200430
| 2022-02-01 | 46087580 | 33118550 | 12969040 | 45282630 | 32502030 | 12780600 | 2022-02-01 | -804950 | -616520 | -188440
| 2022-03-01 | 49939480 | 35900640 | 14038840 | 49054760 | 35245720 | 13809030 | 2022-03-01 | -884720 | -654920 | -229810
| 2022-04-01 | 55191260 | 36792260 | 18398990 | 54358720 | 36184730 | 18173990 | 2022-04-01 | -832540 | -607530 | -225000
| 2022-05-01 | 63422010 | 42558720 | 20863290 | 62507190 | 41898090 | 20609090 | 2022-05-01 | -914820 | -660630 | -254200
| 2022-06-01 | 71052150 | 47198490 | 23853660 | 70162820 | 46569830 | 23592980 | 2022-06-01 | -889330 | -628660 | -260680
| 2022-07-01 | 74000530 | 50720100 | 23280430 | 73105390 | 50069810 | 23035580 | 2022-07-01 | -895140 | -650290 | -244850
| 2022-08-01 | 74284780 | 49775770 | 24509010 | 73376970 | 49136200 | 24240770 | 2022-08-01 | -907810 | -639570 | -268240
| 2022-09-01 | 70703050 | 47479880 | 23223160 | 69826610 | 46856650 | 22969950 | 2022-09-01 | -876440 | -623230 | -253210
| 2022-10-01 | 62628050 | 42735040 | 19893010 | 61755810 | 42090840 | 19664970 | 2022-10-01 | -872240 | -644200 | -228040
| 2022-11-01 | 49442110 | 36092550 | 13349560 | 48561530 | 35424420 | 13137120 | 2022-11-01 | -880580 | -668130 | -212440
| 2022-12-01 | 55835890 | 40853580 | 14982310 | 54951490 | 40190210 | 14761270 | 2022-12-01 | -884400 | -663370 | -221040
| 2023-01-01 | 54710170 | 39403980 | 15306200 | 53821760 | 38728000 | 15093770 | 2023-01-01 | -888410 | -675980 | -212430
| 2023-02-01 | 48095980 | 34774730 | 13321260 | 47284260 | 34149470 | 13134800 | 2023-02-01 | -811720 | -625260 | -186460
| 2023-03-01 | 51070650 | 36728940 | 14341720 | 50218810 | 36096930 | 14121890 | 2023-03-01 | -851840 | -632010 | -219830
| 2023-04-01 | 55876780 | 37890260 | 17986500 | 55064640 | 37291890 | 17772740 | 2023-04-01 | -812140 | -598370 | -213760
| 2023-05-01 | 65331420 | 43032000 | 22299420 | 64384110 | 42368160 | 22015940 | 2023-05-01 | -947310 | -663840 | -283480
| 2023-06-01 | 72085280 | 47751420 | 24333860 | 71172300 | 47101780 | 24070520 | 2023-06-01 | -912980 | -649640 | -263340
| 2023-07-01 | 75297920 | 51590080 | 23707840 | 74300210 | 50865170 | 23435040 | 2023-07-01 | -997710 | -724910 | -272800
| 2023-08-01 | 76198520 | 51111390 | 25087110 | 75224000 | 50413670 | 24810320 | 2023-08-01 | -974520 | -697720 | -276790
| 2023-09-01 | 71218150 | 48714890 | 22503250 | 70306420 | 48042140 | 22264280 | 2023-09-01 | -911730 | -672750 | -238970
| 2023-10-01 | 65051320 | 43478030 | 21573280 | 64037850 | 42728490 | 21309350 | 2023-10-01 | -1013470 | -749540 | -263930
| 2023-11-01 | 50745440 | 37061250 | 13684180 | 49919820 | 36443060 | 13476760 | 2023-11-01 | -825620 | -618190 | -207420
| 2023-12-01 | 56729670 | 42204770 | 14524900 | 55853660 | 41530880 | 14322790 | 2023-12-01 | -876010 | -673890 | -202110
| 2024-01-01 | 57177950 | 40492150 | 16685800 | 56228580 | 39782210 | 16446370 | 2024-01-01 | -949370 | -709940 | -239430
| 2024-02-01 | 50227160 | 35828860 | 14398300 | 49447740 | 35244080 | 14203660 | 2024-02-01 | -779420 | -584780 | -194640
| 2024-03-01 | 54205570 | 40164750 | 14040820 | 53209580 | 39397490 | 13812100 | 2024-03-01 | -995990 | -767260 | -228720
| 2024-04-01 | 59368280 | 38754020 | 20614270 | 58417040 | 38076300 | 20340740 | 2024-04-01 | -951240 | -677720 | -273530
| 2024-05-01 | 68200850 | 44759240 | 23441610 | 67177740 | 44020990 | 23156760 | 2024-05-01 | -1023110 | -738250 | -284850
| 2024-06-01 | 76789080 | 53102510 | 23686580 | 75814890 | 52366180 | 23448730 | 2024-06-01 | -974190 | -736330 | -237850
| 2024-07-01 | 80887940 | 52867080 | 28020870 | 79830780 | 52115100 | 27715700 | 2024-07-01 | -1057160 | -751980 | -305170
| 2024-08-01 | 82014870 | 55426610 | 26588270 | 81001700 | 54675660 | 26326050 | 2024-08-01 | -1013170 | -750950 | -262220
| 2024-09-01 | 78724840 | 54137530 | 24587310 | 77858610 | 53456850 | 24401760 | 2024-09-01 | -866230 | -680680 | -185550
| 2024-10-01 | 71794560 | 46960950 | 24833620 | 70683280 | 46194760 | 24488520 | 2024-10-01 | -1111280 | -766190 | -345100
| 2024-11-01 | 53521220 | 39799370 | 13721850 | 52481900 | 39006720 | 13475180 | 2024-11-01 | -1039320 | -792650 | -246670
| 2024-12-01 | 60148200 | 43897990 | 16250200 | 59160940 | 43158360 | 16002580 | 2024-12-01 | -987260 | -739630 | -247620
| 2025-01-01 | 61622250 | 43540680 | 18081580 | 60627770 | 42788690 | 17839080 | 2025-01-01 | -994480 | -751990 | -242500
| 2025-02-01 | 54135740 | 38720030 | 15415720 | 53194200 | 38018010 | 15176200 | 2025-02-01 | -941540 | -702020 | -239520
| 2025-03-01 | 57963150 | 42911800 | 15051360 | 56969050 | 42147680 | 14821370 | 2025-03-01 | -994100 | -764120 | -229990
| 2025-04-01 | 62894300 | 40787100 | 22107220 | 61845500 | 40044470 | 21801040 | 2025-04-01 | -1048800 | -742630 | -306180
| 2025-05-01 | 74241070 | 49694320 | 24546760 | 73179910 | 48937090 | 24242830 | 2025-05-01 | -1061160 | -757230 | -303930
| 2025-06-01 | 82582370 | 55893030 | 26689350 | 81544800 | 55142710 | 26402100 | 2025-06-01 | -1037570 | -750320 | -287250
| 2025-07-01 | 85515590 | 55704310 | 29811300 | 84455740 | 54956020 | 29499730 | 2025-07-01 | -1059850 | -748290 | -311570
| 2025-08-01 | 88866540 | 61363170 | 27503390 | 87836210 | 60625620 | 27210620 | 2025-08-01 | -1030330 | -737550 | -292770
| 2025-09-01 | 84120670 | 56433220 | 27687490 | 83084840 | 55704910 | 27379960 | 2025-09-01 | -1035830 | -728310 | -307530
| 2025-10-01 | 74046820 | 48573670 | 25473170 | 72941680 | 47792260 | 25149440 | 2025-10-01 | -1105140 | -781410 | -323730
| 2025-11-01 | 57082260 | 43147150 | 13935120 | 56070540 | 42359670 | 13710880 | 2025-11-01 | -1011720 | -787480 | -224240
| 2025-12-01 | 63563620 | 45634030 | 17929590 | 62588510 | 44913250 | 17675250 | 2025-12-01 | -975110 | -720780 | -254340
| 2026-01-01 | 63700520 | 45716450 | 17984090 | 62657020 | 44929050 | 17727980 | 2026-01-01 | -1043500 | -787400 | -256110
| 2026-02-01 | 55443250 | 39636910 | 15806350 | 54542280 | 38952860 | 15589430 | 2026-02-01 | -900970 | -684050 | -216920
| 2026-03-01 | 61949320 | 45220870 | 16728460 | 60928520 | 44442530 | 16486000 | 2026-03-01 | -1020800 | -778340 | -242460
| 2026-04-01 | 66064000 | 42592380 | 23471640 | 65096780 | 41898440 | 23198350 | 2026-04-01 | -967220 | -693940 | -273290
| 2026-05-01 | 76020420 | 51831890 | 24188550 | 74949950 | 51054070 | 23895900 | 2026-05-01 | -1070470 | -777820 | -292650
| 2026-06-01 | 86678870 | 57213180 | 29465700 | 85456180 | 56341890 | 29114300 | 2026-06-01 | -1222690 | -871290 | -351400
| 2026-07-01 | 91167530 | 59229850 | 31937690 | 90057690 | 58444270 | 31613430 | 2026-07-01 | -1109840 | -785580 | -324260
| 2026-08-01 | 91528540 | 63344080 | 28184480 | 90399120 | 62516590 | 27882540 | 2026-08-01 | -1129420 | -827490 | -301940
| 2026-09-01 | 86815980 | 58057450 | 28758540 | 85753000 | 57300380 | 28452630 | 2026-09-01 | -1062980 | -757070 | -305910
| 2026-10-01 | 77628010 | 51903060 | 25724960 | 76618040 | 51170930 | 25447120 | 2026-10-01 | -1009970 | -732130 | -277840
| 2026-11-01 | 59643690 | 44264040 | 15379650 | 58571930 | 43438500 | 15133430 | 2026-11-01 | -1071760 | -825540 | -246220
| 2026-12-01 | 66584200 | 47806980 | 18777220 | 65503340 | 46989730 | 18513620 | 2026-12-01 | -1080860 | -817250 | -263600
| 2027-01-01 | 68174990 | 49566270 | 18608700 | 67059660 | 48711090 | 18348560 | 2027-01-01 | -1115330 | -855180 | -260140
| 2027-02-01 | 61392800 | 43651000 | 17741790 | 60348680 | 42880940 | 17467730 | 2027-02-01 | -1044120 | -770060 | -274060
| 2027-03-01 | 65853190 | 47310900 | 18542270 | 64826960 | 46541420 | 18285520 | 2027-03-01 | -1026230 | -769480 | -256750
| 2027-04-01 | 69618530 | 44576670 | 25041860 | 68604760 | 43861440 | 24743310 | 2027-04-01 | -1013770 | -715230 | -298550
| 2027-05-01 | 81705460 | 55538400 | 26167060 | 80532040 | 54673240 | 25858790 | 2027-05-01 | -1173420 | -865160 | -308270
| 2027-06-01 | 93222270 | 61581090 | 31641170 | 91994300 | 60730950 | 31263350 | 2027-06-01 | -1227970 | -850140 | -377820
| 2027-07-01 | 96828430 | 64256470 | 32571960 | 95641550 | 63412450 | 32229090 | 2027-07-01 | -1186880 | -844020 | -342870
| 2027-08-01 | 97985600 | 66448330 | 31537260 | 96809590 | 65614130 | 31195460 | 2027-08-01 | -1176010 | -834200 | -341800
| 2027-09-01 | 94654390 | 63186410 | 31467950 | 93464220 | 62360400 | 31103800 | 2027-09-01 | -1190170 | -826010 | -364150
| 2027-10-01 | 84261680 | 57799860 | 26461820 | 83116080 | 56958750 | 26157320 | 2027-10-01 | -1145600 | -841110 | -304500
| 2027-11-01 | 63676340 | 46395510 | 17280830 | 62662160 | 45648470 | 17013680 | 2027-11-01 | -1014180 | -747040 | -267150
| 2027-12-01 | 71051370 | 51043130 | 20008230 | 69948070 | 50212070 | 19735990 | 2027-12-01 | -1103300 | -831060 | -272240
| 2028-01-01 | 75149800 | 54397140 | 20752670 | 73961170 | 53493340 | 20467840 | 2028-01-01 | -1188630 | -903800 | -284830
| 2028-02-01 | 66633320 | 47318110 | 19315210 | 65384630 | 46361670 | 19022960 | 2028-02-01 | -1248690 | -956440 | -292250
| 2028-03-01 | 74286540 | 53299180 | 20987350 | 73109960 | 52416480 | 20693480 | 2028-03-01 | -1176580 | -882700 | -293870
| 2028-04-01 | 79659490 | 53243220 | 26416250 | 78395870 | 52314130 | 26081730 | 2028-04-01 | -1263620 | -929090 | -334520
| 2028-05-01 | 93120250 | 60531120 | 32589120 | 91764870 | 59565210 | 32199660 | 2028-05-01 | -1355380 | -965910 | -389460
| 2028-06-01 | 104219380 | 68391350 | 35828010 | 102902170 | 67483530 | 35418630 | 2028-06-01 | -1317210 | -907820 | -409380
| 2028-07-01 | 108149520 | 73519870 | 34629640 | 106760960 | 72547260 | 34213680 | 2028-07-01 | -1388560 | -972610 | -415960
| 2028-08-01 | 110252290 | 73277050 | 36975230 | 108944290 | 72328960 | 36615310 | 2028-08-01 | -1308000 | -948090 | -359920
| 2028-09-01 | 102000700 | 69357960 | 32642720 | 100685630 | 68395030 | 32290590 | 2028-09-01 | -1315070 | -962930 | -352130
| 2028-10-01 | 90993970 | 60073670 | 30920280 | 89747540 | 59188350 | 30559160 | 2028-10-01 | -1246430 | -885320 | -361120
| 2028-11-01 | 69791370 | 51299150 | 18492230 | 68632230 | 50433360 | 18198860 | 2028-11-01 | -1159140 | -865790 | -293370
| 2028-12-01 | 79284270 | 58653130 | 20631140 | 77943050 | 57657790 | 20285260 | 2028-12-01 | -1341220 | -995340 | -345880
| 2029-01-01 | 80360050 | 56361760 | 23998290 | 79054330 | 55364400 | 23689930 | 2029-01-01 | -1305720 | -997360 | -308360
| 2029-02-01 | 70351920 | 50213690 | 20138230 | 69246840 | 49384110 | 19862740 | 2029-02-01 | -1105080 | -829580 | -275490
| 2029-03-01 | 76273060 | 55618740 | 20654320 | 74963050 | 54620930 | 20342120 | 2029-03-01 | -1310010 | -997810 | -312200
| 2029-04-01 | 84510290 | 55841560 | 28668740 | 83284290 | 54954670 | 28329630 | 2029-04-01 | -1226000 | -886890 | -339110
| 2029-05-01 | 103729910 | 67644490 | 36085450 | 102157380 | 66550510 | 35606900 | 2029-05-01 | -1572530 | -1093980 | -478550
| 2029-06-01 | 116345640 | 78196340 | 38149340 | 114776160 | 77084740 | 37691450 | 2029-06-01 | -1569480 | -1111600 | -457890
| 2029-07-01 | 117870340 | 78125800 | 39744550 | 116433280 | 77093770 | 39339530 | 2029-07-01 | -1437060 | -1032030 | -405020
| 2029-08-01 | 117800880 | 77183690 | 40617210 | 116356060 | 76153660 | 40202410 | 2029-08-01 | -1444820 | -1030030 | -414800
| 2029-09-01 | 109987560 | 76748710 | 33238870 | 108626120 | 75738440 | 32887690 | 2029-09-01 | -1361440 | -1010270 | -351180
| 2029-10-01 | 98115520 | 62744400 | 35371120 | 96748900 | 61779340 | 34969550 | 2029-10-01 | -1366620 | -965060 | -401570
| 2029-11-01 | 74690490 | 54368210 | 20322290 | 73456440 | 53443210 | 20013230 | 2029-11-01 | -1234050 | -925000 | -309060
| 2029-12-01 | 85244220 | 62922510 | 22321710 | 83963230 | 61935380 | 22027850 | 2029-12-01 | -1280990 | -987130 | -293860
| 2030-01-01 | 89057140 | 62304570 | 26752540 | 87662950 | 61269120 | 26393800 | 2030-01-01 | -1394190 | -1035450 | -358740
| 2030-02-01 | 77300210 | 55200680 | 22099520 | 76071690 | 54271140 | 21800530 | 2030-02-01 | -1228520 | -929540 | -298990
| 2030-03-01 | 82789340 | 61203190 | 21586140 | 81430830 | 60165750 | 21265060 | 2030-03-01 | -1358510 | -1037440 | -321080
| 2030-04-01 | 93121470 | 60078450 | 33043050 | 91540860 | 58969190 | 32571700 | 2030-04-01 | -1580610 | -1109260 | -471350
| 2030-05-01 | 111972700 | 72800440 | 39172290 | 110272670 | 71619420 | 38653270 | 2030-05-01 | -1700030 | -1181020 | -519020
| 2030-06-01 | 130186160 | 88919220 | 41266970 | 128377820 | 87677980 | 40699870 | 2030-06-01 | -1808340 | -1241240 | -567100
| 2030-07-01 | 132622790 | 85733030 | 46889790 | 130893870 | 84604670 | 46289230 | 2030-07-01 | -1728920 | -1128360 | -600560
| 2030-08-01 | 129413250 | 86748420 | 42664860 | 127858970 | 85612580 | 42246420 | 2030-08-01 | -1554280 | -1135840 | -418440
| 2030-09-01 | 121380530 | 82629760 | 38750780 | 119802990 | 81561580 | 38241420 | 2030-09-01 | -1577540 | -1068180 | -509360
| 2030-10-01 | 108355060 | 69896050 | 38459040 | 106827980 | 68807710 | 38020290 | 2030-10-01 | -1527080 | -1088340 | -438750
| 2030-11-01 | 84923990 | 63027380 | 21896640 | 83445150 | 61910980 | 21534190 | 2030-11-01 | -1478840 | -1116400 | -362450
| 2030-12-01 | 93037700 | 67681700 | 25355980 | 91606100 | 66602830 | 25003240 | 2030-12-01 | -1431600 | -1078870 | -352740
| 2031-01-01 | 93162880 | 64961970 | 28200910 | 91631470 | 63852180 | 27779290 | 2031-01-01 | -1531410 | -1109790 | -421620
| 2031-02-01 | 81686550 | 58300870 | 23385690 | 80418430 | 57345720 | 23072710 | 2031-02-01 | -1268120 | -955150 | -312980
| 2031-03-01 | 89575290 | 66336740 | 23238560 | 88192450 | 65262750 | 22929690 | 2031-03-01 | -1382840 | -1073990 | -308870
| 2031-04-01 | 98708510 | 63310790 | 35397750 | 97165210 | 62219220 | 34946020 | 2031-04-01 | -1543300 | -1091570 | -451730
| 2031-05-01 | 116540720 | 77282540 | 39258230 | 115075220 | 76225280 | 38849990 | 2031-05-01 | -1465500 | -1057260 | -408240
| 2031-06-01 | 131100160 | 87955800 | 43144400 | 129561880 | 86834420 | 42727510 | 2031-06-01 | -1538280 | -1121380 | -416890
| 2031-07-01 | 137022460 | 88244990 | 48777530 | 135229580 | 87133720 | 48095910 | 2031-07-01 | -1792880 | -1111270 | -681620
| 2031-08-01 | 138249990 | 94529600 | 43720450 | 136654830 | 93367890 | 43286990 | 2031-08-01 | -1595160 | -1161710 | -433460
| 2031-09-01 | 127542740 | 84859650 | 42683140 | 125970050 | 83720920 | 42249180 | 2031-09-01 | -1572690 | -1138730 | -433960
| 2031-10-01 | 113684890 | 73920760 | 39764160 | 112065040 | 72765740 | 39299330 | 2031-10-01 | -1619850 | -1155020 | -464830
| 2031-11-01 | 86889070 | 65484030 | 21405080 | 85419530 | 64353190 | 21066380 | 2031-11-01 | -1469540 | -1130840 | -338700
| 2031-12-01 | 100294910 | 71753510 | 28541410 | 98741300 | 70631610 | 28109690 | 2031-12-01 | -1553610 | -1121900 | -431720
| 2032-01-01 | 102158120 | 72536550 | 29621570 | 100555490 | 71326720 | 29228780 | 2032-01-01 | -1602630 | -1209830 | -392790
| 2032-02-01 | 87854230 | 63088500 | 24765730 | 86355670 | 61944150 | 24411530 | 2032-02-01 | -1498560 | -1144350 | -354200
| 2032-03-01 | 95014280 | 67979180 | 27035110 | 93482530 | 66836930 | 26645600 | 2032-03-01 | -1531750 | -1142250 | -389510
| 2032-04-01 | 107168300 | 67976630 | 39191700 | 105738770 | 66925480 | 38813320 | 2032-04-01 | -1429530 | -1051150 | -378380
| 2032-05-01 | 127458670 | 86241740 | 41216990 | 125728280 | 84981920 | 40746410 | 2032-05-01 | -1730390 | -1259820 | -470580
| 2032-06-01 | 142456690 | 93144550 | 49312170 | 140555530 | 91891880 | 48663680 | 2032-06-01 | -1901160 | -1252670 | -648490
| 2032-07-01 | 147663180 | 97028690 | 50634510 | 145979070 | 95864370 | 50114710 | 2032-07-01 | -1684110 | -1164320 | -519800
| 2032-08-01 | 148622220 | 100014170 | 48608050 | 146587940 | 98596250 | 47991710 | 2032-08-01 | -2034280 | -1417920 | -616340
| 2032-09-01 | 139805580 | 92506280 | 47299330 | 138077410 | 91331160 | 46746290 | 2032-09-01 | -1728170 | -1175120 | -553040
| 2032-10-01 | 124252170 | 84554770 | 39697430 | 122364740 | 83217120 | 39147640 | 2032-10-01 | -1887430 | -1337650 | -549790
| 2032-11-01 | 95342780 | 69355660 | 25987150 | 93924120 | 68300350 | 25623800 | 2032-11-01 | -1418660 | -1055310 | -363350
| 2032-12-01 | 106943890 | 76589220 | 30354680 | 105334850 | 75403150 | 29931720 | 2032-12-01 | -1609040 | -1186070 | -422960
| 2033-01-01 | 102715010 | 73858350 | 28856650 | 101112920 | 72627540 | 28485370 | 2033-01-01 | -1602090 | -1230810 | -371280
| 2033-02-01 | 93981610 | 66348670 | 27632930 | 92455600 | 65238360 | 27217240 | 2033-02-01 | -1526010 | -1110310 | -415690
| 2033-03-01 | 101107350 | 72425500 | 28681830 | 99462290 | 71197350 | 28264940 | 2033-03-01 | -1645060 | -1228150 | -416890
| 2033-04-01 | 112088410 | 72752940 | 39335490 | 110429520 | 71582040 | 38847500 | 2033-04-01 | -1658890 | -1170900 | -487990
| 2033-05-01 | 130926020 | 86686690 | 44239350 | 129132940 | 85370270 | 43762690 | 2033-05-01 | -1793080 | -1316420 | -476660
| 2033-06-01 | 144351490 | 94142000 | 50209510 | 142644320 | 92898150 | 49746180 | 2033-06-01 | -1707170 | -1243850 | -463330
| 2033-07-01 | 153039680 | 102748030 | 50291670 | 151153100 | 101444440 | 49708670 | 2033-07-01 | -1886580 | -1303590 | -583000
| 2033-08-01 | 152965330 | 100675790 | 52289550 | 150997660 | 99416380 | 51581300 | 2033-08-01 | -1967670 | -1259410 | -708250
| 2033-09-01 | 143126300 | 94417910 | 48708410 | 141412070 | 93219830 | 48192240 | 2033-09-01 | -1714230 | -1198080 | -516170
| 2033-10-01 | 126627540 | 85207200 | 41420350 | 125141290 | 84176980 | 40964320 | 2033-10-01 | -1486250 | -1030220 | -456030
| 2033-11-01 | 98134820 | 71535060 | 26599780 | 96313630 | 70164580 | 26149070 | 2033-11-01 | -1821190 | -1370480 | -450710
| 2033-12-01 | 109183670 | 79046500 | 30137150 | 107488750 | 77802100 | 29686630 | 2033-12-01 | -1694920 | -1244400 | -450520
| 2034-01-01 | 110659290 | 78065270 | 32594040 | 108934590 | 76764630 | 32169960 | 2034-01-01 | -1724700 | -1300640 | -424080
| 2034-02-01 | 96989540 | 69347420 | 27642120 | 95386640 | 68118810 | 27267840 | 2034-02-01 | -1602900 | -1228610 | -374280
| 2034-03-01 | 107167400 | 76787520 | 30379880 | 105403280 | 75444070 | 29959220 | 2034-03-01 | -1764120 | -1343450 | -420660
| 2034-04-01 | 120314190 | 79692490 | 40621720 | 118446140 | 78377410 | 40068750 | 2034-04-01 | -1868050 | -1315080 | -552970
| 2034-05-01 | 149830510 | 96184840 | 53645750 | 148068900 | 95008250 | 53060720 | 2034-05-01 | -1761610 | -1176590 | -585030
| 2034-06-01 | 165303690 | 107038620 | 58265110 | 163290360 | 105866950 | 57423450 | 2034-06-01 | -2013330 | -1171670 | -841660
| 2034-07-01 | 165300340 | 111277320 | 54023060 | 163061080 | 109761270 | 53299840 | 2034-07-01 | -2239260 | -1516050 | -723220
| 2034-08-01 | 166495090 | 109470560 | 57024570 | 164532410 | 108068300 | 56464140 | 2034-08-01 | -1962680 | -1402260 | -560430
| 2034-09-01 | 155463110 | 104931560 | 50531580 | 153427220 | 103436560 | 49990710 | 2034-09-01 | -2035890 | -1495000 | -540870
| 2034-10-01 | 138173650 | 90508130 | 47665560 | 136417350 | 89275130 | 47142260 | 2034-10-01 | -1756300 | -1233000 | -523300
| 2034-11-01 | 104552200 | 76827240 | 27724990 | 102845540 | 75542600 | 27302980 | 2034-11-01 | -1706660 | -1284640 | -422010
| 2034-12-01 | 118831530 | 87601750 | 31229790 | 117263660 | 86351170 | 30912500 | 2034-12-01 | -1567870 | -1250580 | -317290
| 2035-01-01 | 116509630 | 80920560 | 35589100 | 114678860 | 79518380 | 35160510 | 2035-01-01 | -1830770 | -1402180 | -428590
| 2035-02-01 | 104334910 | 74083480 | 30251440 | 102695720 | 72851090 | 29844630 | 2035-02-01 | -1639190 | -1232390 | -406810
| 2035-03-01 | 111109900 | 80941060 | 30168860 | 109043750 | 79366790 | 29676970 | 2035-03-01 | -2066150 | -1574270 | -491890
| 2035-04-01 | 126259200 | 82506130 | 43753070 | 124430320 | 81189510 | 43240820 | 2035-04-01 | -1828880 | -1316620 | -512250
| 2035-05-01 | 152974710 | 98700380 | 54274350 | 151027800 | 97365360 | 53662460 | 2035-05-01 | -1946910 | -1335020 | -611890
| 2035-06-01 | 178703810 | 119196540 | 59507310 | 175323540 | 116628940 | 58694640 | 2035-06-01 | -3380270 | -2567600 | -812670
| 2035-07-01 | 177333220 | 116100630 | 61232610 | 175076700 | 114447580 | 60629140 | 2035-07-01 | -2256520 | -1653050 | -603470
| 2035-08-01 | 175560800 | 113817220 | 61743590 | 172921970 | 112339240 | 60582730 | 2035-08-01 | -2638830 | -1477980 | -1160860
| 2035-09-01 | 164119640 | 113746320 | 50373320 | 161963500 | 112162360 | 49801130 | 2035-09-01 | -2156140 | -1583960 | -572190
| 2035-10-01 | 144975500 | 91600900 | 53374610 | 142841290 | 90255680 | 52585620 | 2035-10-01 | -2134210 | -1345220 | -788990
| 2035-11-01 | 110423450 | 80432960 | 29990500 | 108696620 | 79129500 | 29567130 | 2035-11-01 | -1726830 | -1303460 | -423370
| 2035-12-01 | 125141530 | 92051880 | 33089670 | 123277160 | 90660960 | 32616230 | 2035-12-01 | -1864370 | -1390920 | -473440
| 2036-01-01 | 121931700 | 84615710 | 37316020 | 120092490 | 83232200 | 36860310 | 2036-01-01 | -1839210 | -1383510 | -455710
| 2036-02-01 | 106215520 | 74936490 | 31279070 | 104548450 | 73710170 | 30838320 | 2036-02-01 | -1667070 | -1226320 | -440750
| 2036-03-01 | 114073200 | 84396980 | 29676250 | 112352350 | 83073330 | 29279050 | 2036-03-01 | -1720850 | -1323650 | -397200
| 2036-04-01 | 129174980 | 82545890 | 46629110 | 127416930 | 81271150 | 46145810 | 2036-04-01 | -1758050 | -1274740 | -483300
| 2036-05-01 | 154477290 | 101944330 | 52532980 | 152541290 | 100595360 | 51945940 | 2036-05-01 | -1936000 | -1348970 | -587040
| 2036-06-01 | 174185390 | 116209630 | 57975770 | 172133390 | 114710300 | 57423110 | 2036-06-01 | -2052000 | -1499330 | -552660
| 2036-07-01 | 182761510 | 117047020 | 65714500 | 180447260 | 115434400 | 65012870 | 2036-07-01 | -2314250 | -1612620 | -701630
| 2036-08-01 | 186259810 | 126341160 | 59918670 | 184122910 | 124790870 | 59332060 | 2036-08-01 | -2136900 | -1550290 | -586610
| 2036-09-01 | 182633210 | 120217520 | 62415720 | 180632570 | 118779890 | 61852720 | 2036-09-01 | -2000640 | -1437630 | -563000
| 2036-10-01 | 157326190 | 101446390 | 55879830 | 155186610 | 99998260 | 55188370 | 2036-10-01 | -2139580 | -1448130 | -691460
| 2036-11-01 | 122001950 | 92110200 | 29891770 | 120138710 | 90678700 | 29460030 | 2036-11-01 | -1863240 | -1431500 | -431740
| 2036-12-01 | 135439560 | 96504950 | 38934640 | 133420340 | 95044310 | 38376070 | 2036-12-01 | -2019220 | -1460640 | -558570
| 2037-01-01 | 133153040 | 94246810 | 38906250 | 131410740 | 92830120 | 38580630 | 2037-01-01 | -1742300 | -1416690 | -325620
| 2037-02-01 | 112913780 | 80076890 | 32836910 | 111108190 | 78727350 | 32380850 | 2037-02-01 | -1805590 | -1349540 | -456060
| 2037-03-01 | 124990690 | 90932670 | 34058040 | 123157200 | 89581920 | 33575300 | 2037-03-01 | -1833490 | -1350750 | -482740
| 2037-04-01 | 141117120 | 89150650 | 51966460 | 139286200 | 87928450 | 51357730 | 2037-04-01 | -1830920 | -1222200 | -608730
| 2037-05-01 | 168479560 | 113085120 | 55394440 | 166242810 | 111502470 | 54740350 | 2037-05-01 | -2236750 | -1582650 | -654090
| 2037-06-01 | 190430190 | 123271110 | 67159120 | 188081580 | 121696200 | 66385420 | 2037-06-01 | -2348610 | -1574910 | -773700
| 2037-07-01 | 197739290 | 125697620 | 72041710 | 195724540 | 124249980 | 71474580 | 2037-07-01 | -2014750 | -1447640 | -567130
| 2037-08-01 | 197666680 | 134143970 | 63522750 | 195004900 | 132346370 | 62658580 | 2037-08-01 | -2661780 | -1797600 | -864170
| 2037-09-01 | 182330030 | 119865010 | 62465060 | 180210720 | 118480430 | 61730330 | 2037-09-01 | -2119310 | -1384580 | -734730
| 2037-10-01 | 163734730 | 107744250 | 55990490 | 161691310 | 106232580 | 55458740 | 2037-10-01 | -2043420 | -1511670 | -531750
| 2037-11-01 | 125833100 | 93281170 | 32551950 | 123885450 | 91812270 | 32073180 | 2037-11-01 | -1947650 | -1468900 | -478770
| 2037-12-01 | 140446670 | 100426470 | 40020240 | 138449360 | 98951850 | 39497530 | 2037-12-01 | -1997310 | -1474620 | -522710
| 2038-01-01 | 135357990 | 97156270 | 38201740 | 133317450 | 95587340 | 37730130 | 2038-01-01 | -2040540 | -1568930 | -471610
| 2038-02-01 | 117926600 | 83358130 | 34568490 | 116100640 | 82012170 | 34088480 | 2038-02-01 | -1825960 | -1345960 | -480010
| 2038-03-01 | 124788430 | 89682810 | 35105620 | 122848520 | 88235050 | 34613490 | 2038-03-01 | -1939910 | -1447760 | -492130
| 2038-04-01 | 145348320 | 91574820 | 53773510 | 143362320 | 90207820 | 53154510 | 2038-04-01 | -1986000 | -1367000 | -619000
| 2038-05-01 | 171671600 | 115190330 | 56481290 | 169095030 | 113444350 | 55650700 | 2038-05-01 | -2576570 | -1745980 | -830590
| 2038-06-01 | 192238680 | 124546800 | 67691910 | 190059930 | 123100500 | 66959440 | 2038-06-01 | -2178750 | -1446300 | -732470
| 2038-07-01 | 202825780 | 131598860 | 71226930 | 200869170 | 130160760 | 70708420 | 2038-07-01 | -1956610 | -1438100 | -518510
| 2038-08-01 | 202824550 | 135080450 | 67744110 | 199972830 | 133297540 | 66675320 | 2038-08-01 | -2851720 | -1782910 | -1068790
| 2038-09-01 | 187885960 | 123925410 | 63960580 | 185978010 | 122369180 | 63608840 | 2038-09-01 | -1907950 | -1556230 | -351740
| 2038-10-01 | 166479130 | 112548010 | 53931130 | 164465900 | 111146110 | 53319810 | 2038-10-01 | -2013230 | -1401900 | -611320
| 2038-11-01 | 130912070 | 95269860 | 35642240 | 128792510 | 93694240 | 35098300 | 2038-11-01 | -2119560 | -1575620 | -543940
| 2038-12-01 | 144651790 | 103221700 | 41430130 | 142515010 | 101651590 | 40863450 | 2038-12-01 | -2136780 | -1570110 | -566680
| 2039-01-01 | 138860500 | 99997190 | 38863290 | 136830380 | 98387300 | 38443070 | 2039-01-01 | -2030120 | -1609890 | -420220
| 2039-02-01 | 123862040 | 87076330 | 36785700 | 121772920 | 85532210 | 36240700 | 2039-02-01 | -2089120 | -1544120 | -545000
| 2039-03-01 | 131191720 | 94169020 | 37022680 | 129166990 | 92667720 | 36499250 | 2039-03-01 | -2024730 | -1501300 | -523430
| 2039-04-01 | 149707670 | 96620200 | 53087490 | 147680230 | 95166860 | 52513380 | 2039-04-01 | -2027440 | -1453340 | -574110
| 2039-05-01 | 185924250 | 121450010 | 64474290 | 184174150 | 119692020 | 64482190 | 2039-05-01 | -1750100 | -1757990 | 7900
| 2039-06-01 | 207975110 | 134947440 | 73027700 | 205481680 | 133139980 | 72341750 | 2039-06-01 | -2493430 | -1807460 | -685950
| 2039-07-01 | 210561230 | 140552440 | 70008830 | 208037400 | 138964120 | 69073330 | 2039-07-01 | -2523830 | -1588320 | -935500
| 2039-08-01 | 207976380 | 135863650 | 72112760 | 205206300 | 134028120 | 71178220 | 2039-08-01 | -2770080 | -1835530 | -934540
| 2039-09-01 | 194650220 | 128072340 | 66577930 | 192589700 | 126511230 | 66078480 | 2039-09-01 | -2060520 | -1561110 | -499450
| 2039-10-01 | 170676650 | 113602550 | 57074110 | 168244570 | 112124330 | 56120250 | 2039-10-01 | -2432080 | -1478220 | -953860
| 2039-11-01 | 134175220 | 97889500 | 36285740 | 132064350 | 96293820 | 35770550 | 2039-11-01 | -2110870 | -1595680 | -515190
| 2039-12-01 | 147386640 | 107214030 | 40172580 | 145431260 | 105667320 | 39763930 | 2039-12-01 | -1955380 | -1546710 | -408650
| 2040-01-01 | 142281890 | 100639410 | 41642500 | 140195320 | 99103550 | 41091780 | 2040-01-01 | -2086570 | -1535860 | -550720
| 2040-02-01 | 123204820 | 87365750 | 35839080 | 121102090 | 85851640 | 35250460 | 2040-02-01 | -2102730 | -1514110 | -588620
| 2040-03-01 | 136857560 | 99758780 | 37098800 | 134773520 | 98193990 | 36579550 | 2040-03-01 | -2084040 | -1564790 | -519250
| 2040-04-01 | 153292150 | 99037570 | 54254570 | 151023910 | 97811830 | 53212070 | 2040-04-01 | -2268240 | -1225740 | -1042500
| 2040-05-01 | 179435080 | 114682200 | 64752870 | 176816230 | 113117060 | 63699170 | 2040-05-01 | -2618850 | -1565140 | -1053700
| 2040-06-01 | 200060060 | 132015040 | 68045010 | 197543000 | 130869370 | 66673610 | 2040-06-01 | -2517060 | -1145670 | -1371400
| 2040-07-01 | 213031550 | 139164030 | 73867490 | 210407800 | 137205430 | 73202340 | 2040-07-01 | -2623750 | -1958600 | -665150
| 2040-08-01 | 214018040 | 140799600 | 73218400 | 211385650 | 139001590 | 72384030 | 2040-08-01 | -2632390 | -1798010 | -834370
| 2040-09-01 | 198784240 | 136080020 | 62704180 | 196566090 | 134524240 | 62041820 | 2040-09-01 | -2218150 | -1555780 | -662360
| 2040-10-01 | 174058810 | 111564330 | 62494470 | 171829840 | 110062630 | 61767200 | 2040-10-01 | -2228970 | -1501700 | -727270
| 2040-11-01 | 133824950 | 98184250 | 35640690 | 131755990 | 96636480 | 35119500 | 2040-11-01 | -2068960 | -1547770 | -521190
| 2040-12-01 | 150669610 | 111406460 | 39263170 | 148820570 | 109968940 | 38851640 | 2040-12-01 | -1849040 | -1437520 | -411530
| 2041-01-01 | 147493030 | 102840370 | 44652660 | 145596740 | 101327200 | 44269540 | 2041-01-01 | -1896290 | -1513170 | -383120
| 2041-02-01 | 126770330 | 90215980 | 36554350 | 124872930 | 88805350 | 36067600 | 2041-02-01 | -1897400 | -1410630 | -486750
| 2041-03-01 | 137540300 | 101821900 | 35718390 | 135311240 | 100135060 | 35176180 | 2041-03-01 | -2229060 | -1686840 | -542210
| 2041-04-01 | 159247850 | 101735230 | 57512600 | 157000290 | 100115970 | 56884300 | 2041-04-01 | -2247560 | -1619260 | -628300
| 2041-05-01 | 191654370 | 123247590 | 68406740 | 188734150 | 121335240 | 67398870 | 2041-05-01 | -2920220 | -1912350 | -1007870
| 2041-06-01 | 219405140 | 148505940 | 70899170 | 217081970 | 146951730 | 70130220 | 2041-06-01 | -2323170 | -1554210 | -768950
| 2041-07-01 | 227558120 | 144870170 | 82687930 | 224557830 | 142756940 | 81800880 | 2041-07-01 | -3000290 | -2113230 | -887050
| 2041-08-01 | 230791770 | 152959870 | 77831870 | 228608600 | 151303250 | 77305320 | 2041-08-01 | -2183170 | -1656620 | -526550
| 2041-09-01 | 213812130 | 144303560 | 69508530 | 211428260 | 142398800 | 69029430 | 2041-09-01 | -2383870 | -1904760 | -479100
| 2041-10-01 | 189404930 | 120840290 | 68564620 | 186834260 | 119101060 | 67733190 | 2041-10-01 | -2570670 | -1739230 | -831430
| 2041-11-01 | 148545560 | 110599190 | 37946350 | 146151670 | 108764040 | 37387610 | 2041-11-01 | -2393890 | -1835150 | -558740
| 2041-12-01 | 160779020 | 116758050 | 44021010 | 158493060 | 115032190 | 43460890 | 2041-12-01 | -2285960 | -1725860 | -560120
| 2042-01-01 | 159420830 | 111199110 | 48221700 | 157230440 | 109471660 | 47758760 | 2042-01-01 | -2190390 | -1727450 | -462940
| 2042-02-01 | 138904620 | 98828590 | 40076020 | 136766830 | 97254980 | 39511830 | 2042-02-01 | -2137790 | -1573610 | -564190
| 2042-03-01 | 150726570 | 111603810 | 39122750 | 148325940 | 109810070 | 38515850 | 2042-03-01 | -2400630 | -1793740 | -606900
| 2042-04-01 | 172432700 | 109408000 | 63024740 | 169888080 | 107613830 | 62274300 | 2042-04-01 | -2544620 | -1794170 | -750440
| 2042-05-01 | 199720550 | 131418800 | 68301800 | 196927210 | 129464810 | 67462450 | 2042-05-01 | -2793340 | -1953990 | -839350
| 2042-06-01 | 229405950 | 152402770 | 77003230 | 226745580 | 150331580 | 76414050 | 2042-06-01 | -2660370 | -2071190 | -589180
| 2042-07-01 | 239605800 | 152576330 | 87029530 | 236727900 | 150528230 | 86199740 | 2042-07-01 | -2877900 | -2048100 | -829790
| 2042-08-01 | 238867800 | 162349710 | 76518160 | 236085200 | 160289900 | 75795360 | 2042-08-01 | -2782600 | -2059810 | -722800
| 2042-09-01 | 223172880 | 146831230 | 76341690 | 220231170 | 144626840 | 75604380 | 2042-09-01 | -2941710 | -2204390 | -737310
| 2042-10-01 | 200325180 | 129001780 | 71323450 | 197991570 | 127426930 | 70564690 | 2042-10-01 | -2333610 | -1574850 | -758760
| 2042-11-01 | 153989840 | 116767870 | 37222010 | 151540710 | 114871490 | 36669270 | 2042-11-01 | -2449130 | -1896380 | -552740
| 2042-12-01 | 166719310 | 119118810 | 47600480 | 164347140 | 117356810 | 46990310 | 2042-12-01 | -2372170 | -1762000 | -610170
| 2043-01-01 | 166119040 | 118104650 | 48014400 | 163884100 | 116454430 | 47429680 | 2043-01-01 | -2234940 | -1650220 | -584720
| 2043-02-01 | 145568490 | 103574680 | 41993830 | 143580550 | 102027420 | 41553140 | 2043-02-01 | -1987940 | -1547260 | -440690
| 2043-03-01 | 157671160 | 115209140 | 42462020 | 155213170 | 113367070 | 41846120 | 2043-03-01 | -2457990 | -1842070 | -615900
| 2043-04-01 | 179429370 | 113124050 | 66305330 | 176929070 | 111413800 | 65515260 | 2043-04-01 | -2500300 | -1710250 | -790070
| 2043-05-01 | 199627400 | 135043820 | 64583560 | 197149730 | 133336630 | 63813070 | 2043-05-01 | -2477670 | -1707190 | -770490
| 2043-06-01 | 237261040 | 153364700 | 83896320 | 233969200 | 151388860 | 82580330 | 2043-06-01 | -3291840 | -1975840 | -1315990
| 2043-07-01 | 242951280 | 154545710 | 88405550 | 240590470 | 152850880 | 87739560 | 2043-07-01 | -2360810 | -1694830 | -665990
| 2043-08-01 | 243740950 | 166038900 | 77702040 | 241561440 | 164012120 | 77549310 | 2043-08-01 | -2179510 | -2026780 | -152730
| 2043-09-01 | 229589840 | 150742340 | 78847480 | 226296000 | 148559240 | 77736730 | 2043-09-01 | -3293840 | -2183100 | -1110750
| 2043-10-01 | 203607360 | 134691190 | 68916150 | 200965800 | 132850800 | 68114960 | 2043-10-01 | -2641560 | -1840390 | -801190
| 2043-11-01 | 155622360 | 115497640 | 40124700 | 153269800 | 113741940 | 39527850 | 2043-11-01 | -2352560 | -1755700 | -596850
| 2043-12-01 | 173690950 | 124323580 | 49367370 | 171004070 | 122401230 | 48602830 | 2043-12-01 | -2686880 | -1922350 | -764540
| 2044-01-01 | 165361610 | 119608240 | 45753340 | 163233390 | 117900050 | 45333300 | 2044-01-01 | -2128220 | -1708190 | -420040
| 2044-02-01 | 144838080 | 102772320 | 42065730 | 142711500 | 101175790 | 41535690 | 2044-02-01 | -2126580 | -1596530 | -530040
| 2044-03-01 | 157813260 | 113600640 | 44212590 | 155520290 | 111880340 | 43639910 | 2044-03-01 | -2292970 | -1720300 | -572680
| 2044-04-01 | 176998800 | 115170770 | 61827940 | 174640950 | 113548460 | 61092400 | 2044-04-01 | -2357850 | -1622310 | -735540
| 2044-05-01 | 206332420 | 136703830 | 69628480 | 203588060 | 134778500 | 68809470 | 2044-05-01 | -2744360 | -1925330 | -819010
| 2044-06-01 | 238238040 | 155740910 | 82497030 | 235184420 | 153700420 | 81483900 | 2044-06-01 | -3053620 | -2040490 | -1013130
| 2044-07-01 | 241472230 | 162616350 | 78855790 | 238203660 | 160365980 | 77837590 | 2044-07-01 | -3268570 | -2250370 | -1018200
| 2044-08-01 | 246027900 | 162328390 | 83699410 | 243025340 | 160279360 | 82745870 | 2044-08-01 | -3002560 | -2049030 | -953540
| 2044-09-01 | 225577830 | 149389780 | 76187970 | 222600860 | 147348670 | 75252100 | 2044-09-01 | -2976970 | -2041110 | -935870
| 2044-10-01 | 198425560 | 133914390 | 64511090 | 195677850 | 132109530 | 63568220 | 2044-10-01 | -2747710 | -1804860 | -942870
| 2044-11-01 | 159668890 | 116589970 | 43078860 | 157508040 | 114994650 | 42513330 | 2044-11-01 | -2160850 | -1595320 | -565530
| 2044-12-01 | 170801800 | 124870730 | 45931030 | 168490440 | 123120590 | 45369820 | 2044-12-01 | -2311360 | -1750140 | -561210
| 2045-01-01 | 174323290 | 123432000 | 50891260 | 171988750 | 121731460 | 50257270 | 2045-01-01 | -2334540 | -1700540 | -633990
| 2045-02-01 | 153365480 | 109648370 | 43717060 | 151049200 | 107958040 | 43091120 | 2045-02-01 | -2316280 | -1690330 | -625940
| 2045-03-01 | 165373960 | 118958000 | 46415910 | 162918800 | 117117500 | 45801240 | 2045-03-01 | -2455160 | -1840500 | -614670
| 2045-04-01 | 182787680 | 121561830 | 61225840 | 180372670 | 119876540 | 60496130 | 2045-04-01 | -2415010 | -1685290 | -729710
| 2045-05-01 | 206645790 | 134013220 | 72632550 | 204127690 | 132282710 | 71844970 | 2045-05-01 | -2518100 | -1730510 | -787580
| 2045-06-01 | 236598030 | 154329320 | 82268690 | 233721680 | 152403990 | 81317670 | 2045-06-01 | -2876350 | -1925330 | -951020
| 2045-07-01 | 247886640 | 167779430 | 80107210 | 244722030 | 165582500 | 79139510 | 2045-07-01 | -3164610 | -2196930 | -967700
| 2045-08-01 | 247768270 | 164244690 | 83523580 | 244619950 | 162148270 | 82471680 | 2045-08-01 | -3148320 | -2096420 | -1051900
| 2045-09-01 | 229434810 | 155536380 | 73898410 | 226417130 | 153512200 | 72904930 | 2045-09-01 | -3017680 | -2024180 | -993480
| 2045-10-01 | 205286920 | 135779600 | 69507340 | 202612520 | 133932730 | 68679810 | 2045-10-01 | -2674400 | -1846870 | -827530
| 2045-11-01 | 162863630 | 119812840 | 43050820 | 160623420 | 118145320 | 42478120 | 2045-11-01 | -2240210 | -1667520 | -572700
| 2045-12-01 | 178346520 | 132555240 | 45791260 | 175894470 | 130696250 | 45198190 | 2045-12-01 | -2452050 | -1858990 | -593070
| 2046-01-01 | 176959000 | 123945310 | 53013700 | 174423710 | 122143530 | 52280180 | 2046-01-01 | -2535290 | -1801780 | -733520
| 2046-02-01 | 155179790 | 111163910 | 44015880 | 153036140 | 109543120 | 43493030 | 2046-02-01 | -2143650 | -1620790 | -522850
| 2046-03-01 | 171199260 | 125365100 | 45834160 | 168820210 | 123571020 | 45249200 | 2046-03-01 | -2379050 | -1794080 | -584960
| 2046-04-01 | 190215930 | 125196020 | 65019920 | 187751770 | 123478520 | 64273260 | 2046-04-01 | -2464160 | -1717500 | -746660
| 2046-05-01 | 214982120 | 140265180 | 74716960 | 212400120 | 138499190 | 73900940 | 2046-05-01 | -2582000 | -1765990 | -816020
| 2046-06-01 | 245869370 | 164827340 | 81042030 | 242959460 | 162805270 | 80154210 | 2046-06-01 | -2909910 | -2022070 | -887820
| 2046-07-01 | 254150120 | 168523390 | 85626750 | 250774660 | 166209420 | 84565250 | 2046-07-01 | -3375460 | -2313970 | -1061500
| 2046-08-01 | 260201100 | 169988340 | 90212770 | 257145090 | 167945510 | 89199590 | 2046-08-01 | -3056010 | -2042830 | -1013180
| 2046-09-01 | 244805230 | 170386030 | 74419210 | 241842500 | 168265850 | 73576670 | 2046-09-01 | -2962730 | -2120180 | -842540
| 2046-10-01 | 211486140 | 135716640 | 75769520 | 209249680 | 134140280 | 75109410 | 2046-10-01 | -2236460 | -1576360 | -660110
| 2046-11-01 | 170933920 | 125076320 | 45857600 | 168409620 | 123156010 | 45253610 | 2046-11-01 | -2524300 | -1920310 | -603990
| 2046-12-01 | 184872210 | 136869500 | 48002720 | 182301480 | 134902800 | 47398680 | 2046-12-01 | -2570730 | -1966700 | -604040
| 2047-01-01 | 178548470 | 124714000 | 53834470 | 176091830 | 122919010 | 53172830 | 2047-01-01 | -2456640 | -1794990 | -661640
| 2047-02-01 | 155055970 | 111080060 | 43975930 | 152868930 | 109437960 | 43430980 | 2047-02-01 | -2187040 | -1642100 | -544950
| 2047-03-01 | 172508680 | 128076180 | 44432510 | 170101820 | 126207260 | 43894570 | 2047-03-01 | -2406860 | -1868920 | -537940
| 2047-04-01 | 188071760 | 121489150 | 66582610 | 185438450 | 119764180 | 65674280 | 2047-04-01 | -2633310 | -1724970 | -908330
| 2047-05-01 | 214537660 | 139503380 | 75034310 | 212001690 | 137758840 | 74242880 | 2047-05-01 | -2535970 | -1744540 | -791430
| 2047-06-01 | 247216510 | 169175610 | 78040910 | 244076850 | 166966160 | 77110710 | 2047-06-01 | -3139660 | -2209450 | -930200
| 2047-07-01 | 255272820 | 165025790 | 90247040 | 251861610 | 162736480 | 89125150 | 2047-07-01 | -3411210 | -2289310 | -1121890
| 2047-08-01 | 258907650 | 173039900 | 85867750 | 255633690 | 170795240 | 84838470 | 2047-08-01 | -3273960 | -2244660 | -1029280
| 2047-09-01 | 240531500 | 163524280 | 77007240 | 237434100 | 161359840 | 76074280 | 2047-09-01 | -3097400 | -2164440 | -932960
| 2047-10-01 | 212830730 | 137642340 | 75188390 | 210296590 | 135857270 | 74439310 | 2047-10-01 | -2534140 | -1785070 | -749080
| 2047-11-01 | 169184400 | 126242060 | 42942350 | 166712030 | 124329790 | 42382250 | 2047-11-01 | -2472370 | -1912270 | -560100
| 2047-12-01 | 184580150 | 134861780 | 49718370 | 182100340 | 132964550 | 49135800 | 2047-12-01 | -2479810 | -1897230 | -582570
Formulas:
DATE = [DATE]

## VOM Calcs
Base Run: | DSM2018_Base_High_TSJMW .@19-Jan-14 10:28
Change Run: | DSM2018_w30mw_High_TSJMW .@19-Jan-14 11:45
DRAFT As Available (VOM Only) Forecast - TYSP 2018
|  | Base Case - VOM Costs ($) |  |  | (30 MW) Case - VOM Costs ($) |  |  | Delta - VOM Costs ($) |  |  |  | Delta - VOM Costs Summary ($) |  |  |  | 30 MW As Available Energy
| DATE | TOD - ALL | Off-Peak | On-Peak | TOD - ALL | Off-Peak | On-Peak | DATE | TOD - ALL | Off-Peak | On-Peak | Row Labels | Sum of Off-Peak | Sum of On-Peak | Sum of TOD - ALL | Row Labels | Sum of Value | Sum of Off Peak | Sum of On Peak | Date | Average Incremental VOM ($/MWh) | Off Peak Incremental VOM ($/MWh) | On Peak Incremental VOM ($/MWh)
| 2018-01-01 | 1183920 | 872400 | 311520 | 1173520 | 864300 | 309230 | 2018-01-01 | -10400 | -8100 | -2290 | 2018 | -105330 | -37850 | -143170 | 2018 | 262800 | 195570 | 67230 | 2018 | 0.54479 | 0.53858 | 0.56299
| 2018-02-01 | 1023340 | 761270 | 262070 | 1012860 | 753220 | 259640 | 2018-02-01 | -10480 | -8050 | -2430 | 2019 | -75690 | -26380 | -102090 | 2019 | 262800 | 195540 | 67260 | 2019 | 0.38847 | 0.38708 | 0.39221
| 2018-03-01 | 1053120 | 788440 | 264690 | 1041660 | 779750 | 261910 | 2018-03-01 | -11460 | -8690 | -2780 | 2020 | -117760 | -37930 | -155720 | 2020 | 263520 | 196050 | 67470 | 2020 | 0.59092 | 0.60066 | 0.56218
| 2018-04-01 | 1017110 | 702460 | 314650 | 1006270 | 694660 | 311610 | 2018-04-01 | -10840 | -7800 | -3040 | 2021 | -97190 | -37310 | -134510 | 2021 | 262800 | 195600 | 67200 | 2021 | 0.51183 | 0.49688 | 0.55521
| 2018-05-01 | 1167400 | 798930 | 368480 | 1158080 | 792150 | 365930 | 2018-05-01 | -9320 | -6780 | -2550 | 2022 | -94550 | -39410 | -133940 | 2022 | 262800 | 195840 | 66960 | 2022 | 0.50967 | 0.48279 | 0.58856
| 2018-06-01 | 1238940 | 877690 | 361250 | 1229660 | 870970 | 358690 | 2018-06-01 | -9280 | -6720 | -2560 | 2023 | -99740 | -32210 | -131920 | 2023 | 262800 | 195840 | 66960 | 2023 | 0.50198 | 0.50929 | 0.48103
| 2018-07-01 | 1297410 | 908260 | 389150 | 1288060 | 901260 | 386800 | 2018-07-01 | -9350 | -7000 | -2350 | 2024 | -93380 | -33670 | -127060 | 2024 | 263520 | 196020 | 67500 | 2024 | 0.48216 | 0.47638 | 0.49881
| 2018-08-01 | 1258680 | 865940 | 392740 | 1244920 | 856500 | 388420 | 2018-08-01 | -13760 | -9440 | -4320 | 2025 | -98040 | -38700 | -136710 | 2025 | 262800 | 195540 | 67260 | 2025 | 0.52021 | 0.50138 | 0.57538
| 2018-09-01 | 1159630 | 835950 | 323680 | 1148370 | 827940 | 320430 | 2018-09-01 | -11260 | -8010 | -3250 | 2026 | -102190 | -35900 | -138050 | 2026 | 262800 | 195570 | 67230 | 2026 | 0.5253 | 0.52252 | 0.53399
| 2018-10-01 | 1175850 | 804440 | 371410 | 1160930 | 793760 | 367170 | 2018-10-01 | -14920 | -10680 | -4240 | 2027 | -106430 | -42340 | -148790 | 2027 | 262800 | 195600 | 67200 | 2027 | 0.56617 | 0.54412 | 0.63006
| 2018-11-01 | 1072080 | 792350 | 279730 | 1053170 | 779040 | 274130 | 2018-11-01 | -18910 | -13310 | -5600 | 2028 | -107410 | -42360 | -149780 | 2028 | 263520 | 196560 | 66960 | 2028 | 0.56838 | 0.54645 | 0.63262
| 2018-12-01 | 1119320 | 846430 | 272890 | 1106130 | 835680 | 270450 | 2018-12-01 | -13190 | -10750 | -2440 | 2029 | -111090 | -40430 | -151520 | 2029 | 262800 | 195570 | 67230 | 2029 | 0.57656 | 0.56803 | 0.60137
| 2019-01-01 | 1170380 | 860110 | 310260 | 1159830 | 851920 | 307910 | 2019-01-01 | -10550 | -8190 | -2350 | 2030 | -118190 | -53840 | -172050 | 2030 | 262800 | 195540 | 67260 | 2030 | 0.65468 | 0.60443 | 0.80048
| 2019-02-01 | 969600 | 719420 | 250180 | 960220 | 712160 | 248060 | 2019-02-01 | -9380 | -7260 | -2120 | 2031 | -112320 | -49850 | -162180 | 2031 | 262800 | 195540 | 67260 | 2031 | 0.61712 | 0.57441 | 0.74115
| 2019-03-01 | 992700 | 752230 | 240470 | 983030 | 744670 | 238360 | 2019-03-01 | -9670 | -7560 | -2110 | 2032 | -127550 | -52980 | -180490 | 2032 | 263520 | 196080 | 67440 | 2032 | 0.68492 | 0.6505 | 0.78559
| 2019-04-01 | 952610 | 651450 | 301160 | 945790 | 646410 | 299380 | 2019-04-01 | -6820 | -5040 | -1780 | 2033 | -122860 | -52150 | -175040 | 2033 | 262800 | 195840 | 66960 | 2033 | 0.66606 | 0.62735 | 0.77882
| 2019-05-01 | 1045160 | 712940 | 332220 | 1039630 | 708780 | 330840 | 2019-05-01 | -5530 | -4160 | -1380 | 2034 | -129280 | -57320 | -186640 | 2034 | 262800 | 195840 | 66960 | 2034 | 0.7102 | 0.66013 | 0.85603
| 2019-06-01 | 1208990 | 865240 | 343750 | 1197650 | 856600 | 341050 | 2019-06-01 | -11340 | -8640 | -2700 | 2035 | -163790 | -73830 | -237620 | 2035 | 262800 | 195570 | 67230 | 2035 | 0.90419 | 0.8375 | 1.0982
| 2019-07-01 | 1286260 | 876260 | 410000 | 1280620 | 872430 | 408190 | 2019-07-01 | -5640 | -3830 | -1810 | 2036 | -135840 | -52930 | -188760 | 2036 | 263520 | 196020 | 67500 | 2036 | 0.7163 | 0.69299 | 0.78415
| 2019-08-01 | 1264080 | 883420 | 380660 | 1255250 | 877270 | 377980 | 2019-08-01 | -8830 | -6150 | -2680 | 2037 | -145600 | -63220 | -208800 | 2037 | 262800 | 195570 | 67230 | 2037 | 0.79452 | 0.74449 | 0.94035
| 2019-09-01 | 1081630 | 761040 | 320590 | 1071920 | 754360 | 317560 | 2019-09-01 | -9710 | -6680 | -3030 | 2038 | -154990 | -65600 | -220590 | 2038 | 262800 | 195600 | 67200 | 2038 | 0.83938 | 0.79238 | 0.97619
| 2019-10-01 | 999970 | 674920 | 325050 | 991730 | 669810 | 321920 | 2019-10-01 | -8240 | -5110 | -3130 | 2039 | -158640 | -58060 | -216720 | 2039 | 262800 | 195840 | 66960 | 2039 | 0.82466 | 0.81005 | 0.86708
| 2019-11-01 | 939210 | 710970 | 228240 | 936000 | 708250 | 227760 | 2019-11-01 | -3210 | -2720 | -480 | 2040 | -151450 | -97610 | -249030 | 2040 | 263520 | 196290 | 67230 | 2040 | 0.94501 | 0.77156 | 1.4519
| 2019-12-01 | 1158570 | 864170 | 294390 | 1145400 | 853820 | 291580 | 2019-12-01 | -13170 | -10350 | -2810 | 2041 | -168510 | -63460 | -231980 | 2041 | 262800 | 195540 | 67260 | 2041 | 0.88272 | 0.86177 | 0.9435
| 2020-01-01 | 1214840 | 891640 | 323200 | 1203190 | 882410 | 320780 | 2020-01-01 | -11650 | -9230 | -2420 | 2042 | -189330 | -62650 | -252010 | 2042 | 262800 | 195540 | 67260 | 2042 | 0.95894 | 0.96824 | 0.93146
| 2020-02-01 | 1014280 | 758230 | 256050 | 1003830 | 750010 | 253830 | 2020-02-01 | -10450 | -8220 | -2220 | 2043 | -169860 | -74040 | -243860 | 2043 | 262800 | 195570 | 67230 | 2043 | 0.92793 | 0.86854 | 1.1013
| 2020-03-01 | 1017490 | 756160 | 261330 | 1003740 | 745790 | 257950 | 2020-03-01 | -13750 | -10370 | -3380 | 2044 | -185500 | -86660 | -272140 | 2044 | 263520 | 196320 | 67200 | 2044 | 1.0327 | 0.94489 | 1.2896
| 2020-04-01 | 1001810 | 684250 | 317560 | 993050 | 677690 | 315360 | 2020-04-01 | -8760 | -6560 | -2200 | 2045 | -184010 | -89460 | -273490 | 2045 | 262800 | 195840 | 66960 | 2045 | 1.0407 | 0.93959 | 1.336
| 2020-05-01 | 1157120 | 825370 | 331750 | 1157610 | 824820 | 332790 | 2020-05-01 | 490 | -550 | 1040 | 2046 | -167910 | -79910 | -247820 | 2046 | 262800 | 195570 | 67230 | 2046 | 0.943 | 0.85857 | 1.1886
| 2020-06-01 | 1279450 | 883610 | 395830 | 1258030 | 868220 | 389810 | 2020-06-01 | -21420 | -15390 | -6020 | 2047 | -197970 | -87690 | -285660 | 2047 | 262800 | 195540 | 67260 | 2047 | 1.087 | 1.0124 | 1.3037
| 2020-07-01 | 1331500 | 911120 | 420380 | 1297310 | 886270 | 411040 | 2020-07-01 | -34190 | -24850 | -9340
| 2020-08-01 | 1367430 | 977530 | 389900 | 1352580 | 966310 | 386280 | 2020-08-01 | -14850 | -11220 | -3620
| 2020-09-01 | 1184070 | 821220 | 362850 | 1183590 | 820560 | 363030 | 2020-09-01 | -480 | -660 | 180
| 2020-10-01 | 1027320 | 715260 | 312060 | 1007380 | 700680 | 306690 | 2020-10-01 | -19940 | -14580 | -5370
| 2020-11-01 | 1055390 | 794890 | 260510 | 1046850 | 788170 | 258690 | 2020-11-01 | -8540 | -6720 | -1820
| 2020-12-01 | 1180980 | 867760 | 313220 | 1168800 | 858350 | 310460 | 2020-12-01 | -12180 | -9410 | -2760
| 2021-01-01 | 1189380 | 891490 | 297880 | 1178170 | 882610 | 295560 | 2021-01-01 | -11210 | -8880 | -2320
| 2021-02-01 | 953250 | 703640 | 249620 | 943510 | 696230 | 247270 | 2021-02-01 | -9740 | -7410 | -2350
| 2021-03-01 | 1008410 | 738590 | 269810 | 997440 | 730370 | 267070 | 2021-03-01 | -10970 | -8220 | -2740
| 2021-04-01 | 1098190 | 750130 | 348060 | 1087580 | 741840 | 345750 | 2021-04-01 | -10610 | -8290 | -2310
| 2021-05-01 | 1198120 | 854080 | 344040 | 1189960 | 848390 | 341570 | 2021-05-01 | -8160 | -5690 | -2470
| 2021-06-01 | 1193440 | 817610 | 375840 | 1182900 | 810100 | 372800 | 2021-06-01 | -10540 | -7510 | -3040
| 2021-07-01 | 1267910 | 876500 | 391410 | 1256180 | 868500 | 387690 | 2021-07-01 | -11730 | -8000 | -3720
| 2021-08-01 | 1253640 | 871920 | 381710 | 1240110 | 862920 | 377200 | 2021-08-01 | -13530 | -9000 | -4510
| 2021-09-01 | 1186140 | 815440 | 370700 | 1174550 | 807570 | 366980 | 2021-09-01 | -11590 | -7870 | -3720
| 2021-10-01 | 1037020 | 730290 | 306740 | 1023320 | 720870 | 302450 | 2021-10-01 | -13700 | -9420 | -4290
| 2021-11-01 | 838710 | 620260 | 218460 | 826840 | 611470 | 215370 | 2021-11-01 | -11870 | -8790 | -3090
| 2021-12-01 | 1060900 | 777460 | 283440 | 1050040 | 769350 | 280690 | 2021-12-01 | -10860 | -8110 | -2750
| 2022-01-01 | 1065840 | 798620 | 267230 | 1055090 | 790350 | 264740 | 2022-01-01 | -10750 | -8270 | -2490
| 2022-02-01 | 948840 | 698240 | 250600 | 939570 | 691100 | 248460 | 2022-02-01 | -9270 | -7140 | -2140
| 2022-03-01 | 1036380 | 758910 | 277470 | 1025110 | 750920 | 274190 | 2022-03-01 | -11270 | -7990 | -3280
| 2022-04-01 | 960220 | 660880 | 299340 | 950000 | 653400 | 296600 | 2022-04-01 | -10220 | -7480 | -2740
| 2022-05-01 | 1187590 | 813770 | 373820 | 1174330 | 804500 | 369830 | 2022-05-01 | -13260 | -9270 | -3990
| 2022-06-01 | 1181960 | 802050 | 379900 | 1169660 | 794050 | 375600 | 2022-06-01 | -12300 | -8000 | -4300
| 2022-07-01 | 1280230 | 895960 | 384260 | 1268130 | 887770 | 380360 | 2022-07-01 | -12100 | -8190 | -3900
| 2022-08-01 | 1298320 | 886260 | 412060 | 1286210 | 878240 | 407970 | 2022-08-01 | -12110 | -8020 | -4090
| 2022-09-01 | 1194680 | 815090 | 379600 | 1183010 | 807150 | 375870 | 2022-09-01 | -11670 | -7940 | -3730
| 2022-10-01 | 1145460 | 807610 | 337850 | 1134690 | 799830 | 334850 | 2022-10-01 | -10770 | -7780 | -3000
| 2022-11-01 | 978650 | 725060 | 253590 | 969780 | 718700 | 251080 | 2022-11-01 | -8870 | -6360 | -2510
| 2022-12-01 | 1019810 | 756970 | 262840 | 1008460 | 748860 | 259600 | 2022-12-01 | -11350 | -8110 | -3240
| 2023-01-01 | 1038640 | 761790 | 276850 | 1026170 | 752140 | 274030 | 2023-01-01 | -12470 | -9650 | -2820
| 2023-02-01 | 933330 | 686640 | 246700 | 923100 | 678520 | 244580 | 2023-02-01 | -10230 | -8120 | -2120
| 2023-03-01 | 1016610 | 742080 | 274520 | 1002830 | 731590 | 271240 | 2023-03-01 | -13780 | -10490 | -3280
| 2023-04-01 | 1007680 | 702670 | 305010 | 995270 | 693180 | 302100 | 2023-04-01 | -12410 | -9490 | -2910
| 2023-05-01 | 1061960 | 717280 | 344690 | 1047050 | 706720 | 340330 | 2023-05-01 | -14910 | -10560 | -4360
| 2023-06-01 | 1252280 | 855180 | 397100 | 1244670 | 849570 | 395100 | 2023-06-01 | -7610 | -5610 | -2000
| 2023-07-01 | 1320760 | 933700 | 387060 | 1309430 | 925440 | 383980 | 2023-07-01 | -11330 | -8260 | -3080
| 2023-08-01 | 1301910 | 894570 | 407350 | 1292050 | 887210 | 404830 | 2023-08-01 | -9860 | -7360 | -2520
| 2023-09-01 | 1251820 | 880500 | 371320 | 1244900 | 875440 | 369460 | 2023-09-01 | -6920 | -5060 | -1860
| 2023-10-01 | 1116350 | 766040 | 350310 | 1106910 | 758830 | 348080 | 2023-10-01 | -9440 | -7210 | -2230
| 2023-11-01 | 919390 | 677840 | 241550 | 908680 | 669660 | 239020 | 2023-11-01 | -10710 | -8180 | -2530
| 2023-12-01 | 1063390 | 801840 | 261550 | 1051140 | 792090 | 259050 | 2023-12-01 | -12250 | -9750 | -2500
| 2024-01-01 | 1145520 | 832150 | 313370 | 1134230 | 823620 | 310600 | 2024-01-01 | -11290 | -8530 | -2770
| 2024-02-01 | 901070 | 659480 | 241590 | 888900 | 650410 | 238500 | 2024-02-01 | -12170 | -9070 | -3090
| 2024-03-01 | 977770 | 734980 | 242800 | 966520 | 726320 | 240200 | 2024-03-01 | -11250 | -8660 | -2600
| 2024-04-01 | 1104330 | 751240 | 353090 | 1094070 | 743620 | 350450 | 2024-04-01 | -10260 | -7620 | -2640
| 2024-05-01 | 1215570 | 826300 | 389270 | 1207140 | 820090 | 387050 | 2024-05-01 | -8430 | -6210 | -2220
| 2024-06-01 | 1318940 | 939690 | 379250 | 1308390 | 931770 | 376620 | 2024-06-01 | -10550 | -7920 | -2630
| 2024-07-01 | 1331690 | 900600 | 431090 | 1320850 | 892830 | 428020 | 2024-07-01 | -10840 | -7770 | -3070
| 2024-08-01 | 1317320 | 914840 | 402480 | 1306290 | 906670 | 399620 | 2024-08-01 | -11030 | -8170 | -2860
| 2024-09-01 | 1113170 | 776400 | 336770 | 1101140 | 767870 | 333270 | 2024-09-01 | -12030 | -8530 | -3500
| 2024-10-01 | 974680 | 645650 | 329020 | 962430 | 637770 | 324660 | 2024-10-01 | -12250 | -7880 | -4360
| 2024-11-01 | 971940 | 727490 | 244450 | 966690 | 723140 | 243550 | 2024-11-01 | -5250 | -4350 | -900
| 2024-12-01 | 1125930 | 835540 | 290380 | 1114220 | 826870 | 287350 | 2024-12-01 | -11710 | -8670 | -3030
| 2025-01-01 | 1138110 | 824940 | 313170 | 1127060 | 816480 | 310580 | 2025-01-01 | -11050 | -8460 | -2590
| 2025-02-01 | 1054300 | 768470 | 285840 | 1040760 | 758930 | 281820 | 2025-02-01 | -13540 | -9540 | -4020
| 2025-03-01 | 1095670 | 825050 | 270620 | 1084040 | 816190 | 267850 | 2025-03-01 | -11630 | -8860 | -2770
| 2025-04-01 | 1096600 | 741230 | 355370 | 1084990 | 733010 | 351980 | 2025-04-01 | -11610 | -8220 | -3390
| 2025-05-01 | 1155090 | 793750 | 361340 | 1144820 | 786640 | 358180 | 2025-05-01 | -10270 | -7110 | -3160
| 2025-06-01 | 1333160 | 929120 | 404040 | 1322470 | 921440 | 401030 | 2025-06-01 | -10690 | -7680 | -3010
| 2025-07-01 | 1401480 | 947910 | 453570 | 1391380 | 940600 | 450790 | 2025-07-01 | -10100 | -7310 | -2780
| 2025-08-01 | 1313910 | 928030 | 385880 | 1302490 | 919940 | 382550 | 2025-08-01 | -11420 | -8090 | -3330
| 2025-09-01 | 1163710 | 795240 | 368470 | 1149950 | 785950 | 364000 | 2025-09-01 | -13760 | -9290 | -4470
| 2025-10-01 | 1092080 | 733510 | 358580 | 1079100 | 724930 | 354160 | 2025-10-01 | -12980 | -8580 | -4420
| 2025-11-01 | 1007550 | 769340 | 238210 | 999740 | 763390 | 236350 | 2025-11-01 | -7810 | -5950 | -1860
| 2025-12-01 | 1194690 | 874490 | 320200 | 1182840 | 865540 | 317300 | 2025-12-01 | -11850 | -8950 | -2900
| 2026-01-01 | 1178540 | 868500 | 310040 | 1167360 | 859850 | 307510 | 2026-01-01 | -11180 | -8650 | -2530
| 2026-02-01 | 1026030 | 754480 | 271560 | 1016230 | 746890 | 269330 | 2026-02-01 | -9800 | -7590 | -2230
| 2026-03-01 | 995950 | 738170 | 257780 | 984870 | 730030 | 254830 | 2026-03-01 | -11080 | -8140 | -2950
| 2026-04-01 | 1168180 | 789820 | 378360 | 1157020 | 781590 | 375430 | 2026-04-01 | -11160 | -8230 | -2930
| 2026-05-01 | 1321450 | 933340 | 388110 | 1310350 | 925060 | 385290 | 2026-05-01 | -11100 | -8280 | -2820
| 2026-06-01 | 1400320 | 956310 | 444010 | 1389100 | 948340 | 440760 | 2026-06-01 | -11220 | -7970 | -3250
| 2026-07-01 | 1440810 | 971650 | 469170 | 1429690 | 963880 | 465810 | 2026-07-01 | -11120 | -7770 | -3360
| 2026-08-01 | 1471880 | 1045130 | 426750 | 1458640 | 1035580 | 423060 | 2026-08-01 | -13240 | -9550 | -3690
| 2026-09-01 | 1373020 | 942870 | 430150 | 1360030 | 933890 | 426140 | 2026-09-01 | -12990 | -8980 | -4010
| 2026-10-01 | 1240760 | 856550 | 384210 | 1227980 | 846460 | 381520 | 2026-10-01 | -12780 | -10090 | -2690
| 2026-11-01 | 1043900 | 781860 | 262040 | 1033280 | 773780 | 259500 | 2026-11-01 | -10620 | -8080 | -2540
| 2026-12-01 | 1228000 | 898420 | 329580 | 1216240 | 889560 | 326680 | 2026-12-01 | -11760 | -8860 | -2900
| 2027-01-01 | 1227380 | 916230 | 311150 | 1216100 | 907550 | 308550 | 2027-01-01 | -11280 | -8680 | -2600
| 2027-02-01 | 1065870 | 768590 | 297280 | 1052280 | 758860 | 293410 | 2027-02-01 | -13590 | -9730 | -3870
| 2027-03-01 | 988840 | 719130 | 269710 | 976840 | 710100 | 266740 | 2027-03-01 | -12000 | -9030 | -2970
| 2027-04-01 | 1230390 | 832470 | 397920 | 1218800 | 824010 | 394790 | 2027-04-01 | -11590 | -8460 | -3130
| 2027-05-01 | 1342750 | 945220 | 397530 | 1330720 | 936250 | 394470 | 2027-05-01 | -12030 | -8970 | -3060
| 2027-06-01 | 1449780 | 989140 | 460640 | 1435820 | 980360 | 455460 | 2027-06-01 | -13960 | -8780 | -5180
| 2027-07-01 | 1496160 | 1029530 | 466630 | 1483350 | 1020820 | 462530 | 2027-07-01 | -12810 | -8710 | -4100
| 2027-08-01 | 1510520 | 1049710 | 460810 | 1496960 | 1040600 | 456370 | 2027-08-01 | -13560 | -9110 | -4440
| 2027-09-01 | 1288800 | 872180 | 416620 | 1274820 | 862690 | 412140 | 2027-09-01 | -13980 | -9490 | -4480
| 2027-10-01 | 1310820 | 924620 | 386200 | 1299210 | 916100 | 383120 | 2027-10-01 | -11610 | -8520 | -3080
| 2027-11-01 | 1138320 | 841300 | 297010 | 1127480 | 833110 | 294370 | 2027-11-01 | -10840 | -8190 | -2640
| 2027-12-01 | 1239330 | 907680 | 331650 | 1227790 | 898920 | 328860 | 2027-12-01 | -11540 | -8760 | -2790
| 2028-01-01 | 1278850 | 953950 | 324900 | 1266780 | 944740 | 322030 | 2028-01-01 | -12070 | -9210 | -2870
| 2028-02-01 | 1087090 | 792950 | 294140 | 1075030 | 783900 | 291130 | 2028-02-01 | -12060 | -9050 | -3010
| 2028-03-01 | 1116770 | 816530 | 300240 | 1105330 | 807900 | 297420 | 2028-03-01 | -11440 | -8630 | -2820
| 2028-04-01 | 1193280 | 831330 | 361950 | 1182100 | 822990 | 359120 | 2028-04-01 | -11180 | -8340 | -2830
| 2028-05-01 | 1278220 | 861610 | 416610 | 1266100 | 853120 | 412990 | 2028-05-01 | -12120 | -8490 | -3620
| 2028-06-01 | 1468520 | 996220 | 472290 | 1455040 | 987510 | 467530 | 2028-06-01 | -13480 | -8710 | -4760
| 2028-07-01 | 1568490 | 1100630 | 467860 | 1554020 | 1091370 | 462640 | 2028-07-01 | -14470 | -9260 | -5220
| 2028-08-01 | 1577170 | 1075920 | 501250 | 1565630 | 1067060 | 498570 | 2028-08-01 | -11540 | -8860 | -2680
| 2028-09-01 | 1491830 | 1045160 | 446670 | 1480020 | 1036450 | 443580 | 2028-09-01 | -11810 | -8710 | -3090
| 2028-10-01 | 1399600 | 962220 | 437390 | 1386770 | 953350 | 433420 | 2028-10-01 | -12830 | -8870 | -3970
| 2028-11-01 | 1147420 | 849490 | 297930 | 1135820 | 840870 | 294960 | 2028-11-01 | -11600 | -8620 | -2970
| 2028-12-01 | 1240650 | 935250 | 305400 | 1225470 | 924590 | 300880 | 2028-12-01 | -15180 | -10660 | -4520
| 2029-01-01 | 1288070 | 929980 | 358080 | 1274040 | 918940 | 355100 | 2029-01-01 | -14030 | -11040 | -2980
| 2029-02-01 | 1135640 | 834710 | 300920 | 1124860 | 826600 | 298260 | 2029-02-01 | -10780 | -8110 | -2660
| 2029-03-01 | 1184680 | 880380 | 304300 | 1172730 | 871220 | 301500 | 2029-03-01 | -11950 | -9160 | -2800
| 2029-04-01 | 1181050 | 809490 | 371560 | 1169560 | 801060 | 368500 | 2029-04-01 | -11490 | -8430 | -3060
| 2029-05-01 | 1179120 | 775820 | 403300 | 1164550 | 765870 | 398680 | 2029-05-01 | -14570 | -9950 | -4620
| 2029-06-01 | 1368300 | 935560 | 432740 | 1352710 | 924830 | 427880 | 2029-06-01 | -15590 | -10730 | -4860
| 2029-07-01 | 1595360 | 1088560 | 506800 | 1581680 | 1078790 | 502900 | 2029-07-01 | -13680 | -9770 | -3900
| 2029-08-01 | 1611740 | 1089480 | 522260 | 1598640 | 1079950 | 518690 | 2029-08-01 | -13100 | -9530 | -3570
| 2029-09-01 | 1486470 | 1059520 | 426950 | 1474580 | 1050760 | 423820 | 2029-09-01 | -11890 | -8760 | -3130
| 2029-10-01 | 1408740 | 939750 | 468990 | 1397930 | 932240 | 465690 | 2029-10-01 | -10810 | -7510 | -3300
| 2029-11-01 | 1185400 | 874850 | 310560 | 1174290 | 866500 | 307790 | 2029-11-01 | -11110 | -8350 | -2770
| 2029-12-01 | 1241920 | 933960 | 307960 | 1229400 | 924210 | 305180 | 2029-12-01 | -12520 | -9750 | -2780
| 2030-01-01 | 1305820 | 940650 | 365170 | 1292740 | 930660 | 362080 | 2030-01-01 | -13080 | -9990 | -3090
| 2030-02-01 | 1156250 | 849570 | 306670 | 1145280 | 841190 | 304090 | 2030-02-01 | -10970 | -8380 | -2580
| 2030-03-01 | 1276630 | 962450 | 314180 | 1264590 | 953220 | 311370 | 2030-03-01 | -12040 | -9230 | -2810
| 2030-04-01 | 1252650 | 841020 | 411620 | 1239060 | 832190 | 406870 | 2030-04-01 | -13590 | -8830 | -4750
| 2030-05-01 | 1301120 | 870390 | 430730 | 1284450 | 858370 | 426070 | 2030-05-01 | -16670 | -12020 | -4660
| 2030-06-01 | 1439730 | 993490 | 446240 | 1418700 | 980130 | 438570 | 2030-06-01 | -21030 | -13360 | -7670
| 2030-07-01 | 1571250 | 1035390 | 535860 | 1552860 | 1025780 | 527070 | 2030-07-01 | -18390 | -9610 | -8790
| 2030-08-01 | 1686040 | 1165620 | 520410 | 1673450 | 1156670 | 516790 | 2030-08-01 | -12590 | -8950 | -3620
| 2030-09-01 | 1572180 | 1098870 | 473310 | 1556220 | 1089030 | 467190 | 2030-09-01 | -15960 | -9840 | -6120
| 2030-10-01 | 1450760 | 973570 | 477190 | 1438200 | 964660 | 473540 | 2030-10-01 | -12560 | -8910 | -3650
| 2030-11-01 | 1157640 | 868250 | 289390 | 1145060 | 858720 | 286340 | 2030-11-01 | -12580 | -9530 | -3050
| 2030-12-01 | 1310870 | 968240 | 342630 | 1298280 | 958700 | 339580 | 2030-12-01 | -12590 | -9540 | -3050
| 2031-01-01 | 1362750 | 980740 | 382010 | 1350170 | 971770 | 378410 | 2031-01-01 | -12580 | -8970 | -3600
| 2031-02-01 | 1170970 | 856050 | 314930 | 1159770 | 847570 | 312200 | 2031-02-01 | -11200 | -8480 | -2730
| 2031-03-01 | 1277880 | 962460 | 315420 | 1265600 | 952970 | 312630 | 2031-03-01 | -12280 | -9490 | -2790
| 2031-04-01 | 1273040 | 852280 | 420760 | 1260220 | 843550 | 416670 | 2031-04-01 | -12820 | -8730 | -4090
| 2031-05-01 | 1410320 | 960230 | 450100 | 1398260 | 951400 | 446860 | 2031-05-01 | -12060 | -8830 | -3240
| 2031-06-01 | 1613170 | 1110640 | 502530 | 1599010 | 1100340 | 498670 | 2031-06-01 | -14160 | -10300 | -3860
| 2031-07-01 | 1701510 | 1127000 | 574500 | 1682030 | 1117940 | 564090 | 2031-07-01 | -19480 | -9060 | -10410
| 2031-08-01 | 1715680 | 1198890 | 516790 | 1701890 | 1189140 | 512750 | 2031-08-01 | -13790 | -9750 | -4040
| 2031-09-01 | 1619890 | 1107320 | 512570 | 1606720 | 1097770 | 508950 | 2031-09-01 | -13170 | -9550 | -3620
| 2031-10-01 | 1519000 | 1022230 | 496770 | 1506290 | 1013470 | 492820 | 2031-10-01 | -12710 | -8760 | -3950
| 2031-11-01 | 1231790 | 945270 | 286510 | 1219430 | 935650 | 283780 | 2031-11-01 | -12360 | -9620 | -2730
| 2031-12-01 | 1315250 | 950630 | 364620 | 1299680 | 939850 | 359830 | 2031-12-01 | -15570 | -10780 | -4790
| 2032-01-01 | 1371770 | 1001570 | 370200 | 1358710 | 991760 | 366950 | 2032-01-01 | -13060 | -9810 | -3250
| 2032-02-01 | 1230050 | 907590 | 322460 | 1217180 | 898070 | 319110 | 2032-02-01 | -12870 | -9520 | -3350
| 2032-03-01 | 1318300 | 965050 | 353250 | 1304980 | 955200 | 349780 | 2032-03-01 | -13320 | -9850 | -3470
| 2032-04-01 | 1309740 | 872910 | 436820 | 1298980 | 864150 | 434830 | 2032-04-01 | -10760 | -8760 | -1990
| 2032-05-01 | 1439930 | 998480 | 441450 | 1425500 | 988160 | 437350 | 2032-05-01 | -14430 | -10320 | -4100
| 2032-06-01 | 1686720 | 1134990 | 551730 | 1665300 | 1121610 | 543680 | 2032-06-01 | -21420 | -13380 | -8050
| 2032-07-01 | 1802540 | 1220350 | 582190 | 1788010 | 1210960 | 577040 | 2032-07-01 | -14530 | -9390 | -5150
| 2032-08-01 | 1833650 | 1268690 | 564970 | 1814490 | 1255290 | 559190 | 2032-08-01 | -19160 | -13400 | -5780
| 2032-09-01 | 1663640 | 1131710 | 531940 | 1648110 | 1121600 | 526510 | 2032-09-01 | -15530 | -10110 | -5430
| 2032-10-01 | 1544040 | 1081660 | 462390 | 1527030 | 1070050 | 456980 | 2032-10-01 | -17010 | -11610 | -5410
| 2032-11-01 | 1237780 | 914770 | 323020 | 1223730 | 903660 | 320070 | 2032-11-01 | -14050 | -11110 | -2950
| 2032-12-01 | 1388310 | 1004620 | 383680 | 1373960 | 994330 | 379630 | 2032-12-01 | -14350 | -10290 | -4050
| 2033-01-01 | 1482930 | 1097940 | 384990 | 1469120 | 1087080 | 382040 | 2033-01-01 | -13810 | -10860 | -2950
| 2033-02-01 | 1331920 | 954200 | 377720 | 1315520 | 942840 | 372680 | 2033-02-01 | -16400 | -11360 | -5040
| 2033-03-01 | 1345010 | 978960 | 366050 | 1330510 | 968200 | 362310 | 2033-03-01 | -14500 | -10760 | -3740
| 2033-04-01 | 1348010 | 914220 | 433790 | 1332960 | 903940 | 429030 | 2033-04-01 | -15050 | -10280 | -4760
| 2033-05-01 | 1511790 | 1029670 | 482110 | 1500890 | 1020980 | 479910 | 2033-05-01 | -10900 | -8690 | -2200
| 2033-06-01 | 1792190 | 1208620 | 583570 | 1778150 | 1198020 | 580130 | 2033-06-01 | -14040 | -10600 | -3440
| 2033-07-01 | 1842320 | 1267400 | 574920 | 1823690 | 1255590 | 568100 | 2033-07-01 | -18630 | -11810 | -6820
| 2033-08-01 | 1872840 | 1265190 | 607650 | 1853290 | 1253860 | 599430 | 2033-08-01 | -19550 | -11330 | -8220
| 2033-09-01 | 1756300 | 1192810 | 563490 | 1741940 | 1183120 | 558820 | 2033-09-01 | -14360 | -9690 | -4670
| 2033-10-01 | 1606400 | 1121060 | 485340 | 1598050 | 1115230 | 482820 | 2033-10-01 | -8350 | -5830 | -2520
| 2033-11-01 | 1297790 | 955420 | 342370 | 1285340 | 946270 | 339080 | 2033-11-01 | -12450 | -9150 | -3290
| 2033-12-01 | 1486450 | 1090400 | 396050 | 1469450 | 1077900 | 391550 | 2033-12-01 | -17000 | -12500 | -4500
| 2034-01-01 | 1502960 | 1096000 | 406960 | 1489300 | 1085590 | 403710 | 2034-01-01 | -13660 | -10410 | -3250
| 2034-02-01 | 1301890 | 955920 | 345970 | 1290390 | 946890 | 343500 | 2034-02-01 | -11500 | -9030 | -2470
| 2034-03-01 | 1414450 | 1035390 | 379060 | 1401090 | 1025300 | 375790 | 2034-03-01 | -13360 | -10090 | -3270
| 2034-04-01 | 1432600 | 988050 | 444540 | 1416630 | 977720 | 438910 | 2034-04-01 | -15970 | -10330 | -5630
| 2034-05-01 | 1429690 | 922180 | 507510 | 1417840 | 914940 | 502910 | 2034-05-01 | -11850 | -7240 | -4600
| 2034-06-01 | 1720020 | 1123170 | 596840 | 1698320 | 1112730 | 585590 | 2034-06-01 | -21700 | -10440 | -11250
| 2034-07-01 | 1910840 | 1318720 | 592120 | 1886460 | 1302710 | 583760 | 2034-07-01 | -24380 | -16010 | -8360
| 2034-08-01 | 1937630 | 1303360 | 634270 | 1918800 | 1290070 | 628730 | 2034-08-01 | -18830 | -13290 | -5540
| 2034-09-01 | 1813950 | 1255380 | 558570 | 1796340 | 1242450 | 553890 | 2034-09-01 | -17610 | -12930 | -4680
| 2034-10-01 | 1653270 | 1122280 | 530990 | 1640240 | 1112830 | 527410 | 2034-10-01 | -13030 | -9450 | -3580
| 2034-11-01 | 1336510 | 986890 | 349620 | 1323720 | 977200 | 346520 | 2034-11-01 | -12790 | -9690 | -3100
| 2034-12-01 | 1473210 | 1105610 | 367600 | 1461250 | 1095240 | 366010 | 2034-12-01 | -11960 | -10370 | -1590
| 2035-01-01 | 1515140 | 1086910 | 428240 | 1501450 | 1075930 | 425520 | 2035-01-01 | -13690 | -10980 | -2720
| 2035-02-01 | 1308590 | 953350 | 355250 | 1296520 | 944090 | 352440 | 2035-02-01 | -12070 | -9260 | -2810
| 2035-03-01 | 1443490 | 1070680 | 372810 | 1428970 | 1059850 | 369130 | 2035-03-01 | -14520 | -10830 | -3680
| 2035-04-01 | 1465580 | 993610 | 471970 | 1451400 | 983550 | 467840 | 2035-04-01 | -14180 | -10060 | -4130
| 2035-05-01 | 1558090 | 1025140 | 532950 | 1540910 | 1013600 | 527310 | 2035-05-01 | -17180 | -11540 | -5640
| 2035-06-01 | 1743080 | 1168760 | 574320 | 1698620 | 1134310 | 564310 | 2035-06-01 | -44460 | -34450 | -10010
| 2035-07-01 | 1953200 | 1306540 | 646660 | 1932380 | 1290940 | 641440 | 2035-07-01 | -20820 | -15600 | -5220
| 2035-08-01 | 2037360 | 1356920 | 680440 | 2005100 | 1342240 | 662860 | 2035-08-01 | -32260 | -14680 | -17580
| 2035-09-01 | 1859190 | 1315430 | 543760 | 1838510 | 1300450 | 538060 | 2035-09-01 | -20680 | -14980 | -5700
| 2035-10-01 | 1729000 | 1140000 | 588990 | 1709920 | 1129690 | 580230 | 2035-10-01 | -19080 | -10310 | -8760
| 2035-11-01 | 1416200 | 1043700 | 372500 | 1402760 | 1033540 | 369220 | 2035-11-01 | -13440 | -10160 | -3280
| 2035-12-01 | 1481040 | 1107140 | 373900 | 1465800 | 1096200 | 369600 | 2035-12-01 | -15240 | -10940 | -4300
| 2036-01-01 | 1565440 | 1121510 | 443930 | 1550640 | 1109810 | 440830 | 2036-01-01 | -14800 | -11700 | -3100
| 2036-02-01 | 1375580 | 997080 | 378510 | 1361650 | 986950 | 374700 | 2036-02-01 | -13930 | -10130 | -3810
| 2036-03-01 | 1503610 | 1133020 | 370590 | 1489620 | 1122220 | 367410 | 2036-03-01 | -13990 | -10800 | -3180
| 2036-04-01 | 1502600 | 1002540 | 500050 | 1490480 | 993220 | 497260 | 2036-04-01 | -12120 | -9320 | -2790
| 2036-05-01 | 1700510 | 1156180 | 544340 | 1684560 | 1145350 | 539210 | 2036-05-01 | -15950 | -10830 | -5130
| 2036-06-01 | 1969430 | 1347930 | 621500 | 1951740 | 1334700 | 617040 | 2036-06-01 | -17690 | -13230 | -4460
| 2036-07-01 | 2065020 | 1358080 | 706940 | 2043620 | 1343830 | 699780 | 2036-07-01 | -21400 | -14250 | -7160
| 2036-08-01 | 2094500 | 1447670 | 646830 | 2076880 | 1434950 | 641930 | 2036-08-01 | -17620 | -12720 | -4900
| 2036-09-01 | 1876350 | 1244470 | 631870 | 1862720 | 1234310 | 628400 | 2036-09-01 | -13630 | -10160 | -3470
| 2036-10-01 | 1752090 | 1158130 | 593960 | 1735090 | 1147620 | 587470 | 2036-10-01 | -17000 | -10510 | -6490
| 2036-11-01 | 1368880 | 1043300 | 325580 | 1354210 | 1032020 | 322190 | 2036-11-01 | -14670 | -11280 | -3390
| 2036-12-01 | 1517310 | 1095340 | 421970 | 1501350 | 1084430 | 416920 | 2036-12-01 | -15960 | -10910 | -5050
| 2037-01-01 | 1521730 | 1100910 | 420830 | 1508350 | 1088680 | 419670 | 2037-01-01 | -13380 | -12230 | -1160
| 2037-02-01 | 1377560 | 995420 | 382140 | 1363410 | 984910 | 378510 | 2037-02-01 | -14150 | -10510 | -3630
| 2037-03-01 | 1492630 | 1101180 | 391450 | 1477010 | 1089610 | 387400 | 2037-03-01 | -15620 | -11570 | -4050
| 2037-04-01 | 1488650 | 963730 | 524920 | 1474120 | 954360 | 519760 | 2037-04-01 | -14530 | -9370 | -5160
| 2037-05-01 | 1699270 | 1153220 | 546050 | 1678450 | 1138890 | 539550 | 2037-05-01 | -20820 | -14330 | -6500
| 2037-06-01 | 1995690 | 1303300 | 692390 | 1973740 | 1289700 | 684040 | 2037-06-01 | -21950 | -13600 | -8350
| 2037-07-01 | 2139660 | 1374720 | 764940 | 2127770 | 1366150 | 761620 | 2037-07-01 | -11890 | -8570 | -3320
| 2037-08-01 | 2135780 | 1464110 | 671670 | 2105090 | 1444750 | 660330 | 2037-08-01 | -30690 | -19360 | -11340
| 2037-09-01 | 2001570 | 1336910 | 664660 | 1983430 | 1326690 | 656730 | 2037-09-01 | -18140 | -10220 | -7930
| 2037-10-01 | 1756640 | 1176660 | 579980 | 1740370 | 1163620 | 576760 | 2037-10-01 | -16270 | -13040 | -3220
| 2037-11-01 | 1381630 | 1034410 | 347220 | 1366540 | 1023310 | 343230 | 2037-11-01 | -15090 | -11100 | -3990
| 2037-12-01 | 1523670 | 1092760 | 430910 | 1507400 | 1081060 | 426340 | 2037-12-01 | -16270 | -11700 | -4570
| 2038-01-01 | 1584440 | 1164120 | 420330 | 1567430 | 1151110 | 416320 | 2038-01-01 | -17010 | -13010 | -4010
| 2038-02-01 | 1391600 | 1000350 | 391260 | 1376150 | 989200 | 386950 | 2038-02-01 | -15450 | -11150 | -4310
| 2038-03-01 | 1549760 | 1133610 | 416150 | 1535820 | 1123180 | 412640 | 2038-03-01 | -13940 | -10430 | -3510
| 2038-04-01 | 1519960 | 982730 | 537240 | 1504010 | 972140 | 531870 | 2038-04-01 | -15950 | -10590 | -5370
| 2038-05-01 | 1752300 | 1188130 | 564170 | 1723230 | 1169370 | 553870 | 2038-05-01 | -29070 | -18760 | -10300
| 2038-06-01 | 2066850 | 1354050 | 712800 | 2046960 | 1341680 | 705280 | 2038-06-01 | -19890 | -12370 | -7520
| 2038-07-01 | 2159900 | 1412670 | 747230 | 2146630 | 1401820 | 744810 | 2038-07-01 | -13270 | -10850 | -2420
| 2038-08-01 | 2139710 | 1436360 | 703350 | 2108200 | 1419010 | 689200 | 2038-08-01 | -31510 | -17350 | -14150
| 2038-09-01 | 1975230 | 1320210 | 655010 | 1962750 | 1306770 | 655980 | 2038-09-01 | -12480 | -13440 | 970
| 2038-10-01 | 1815190 | 1252260 | 562930 | 1800030 | 1242240 | 557780 | 2038-10-01 | -15160 | -10020 | -5150
| 2038-11-01 | 1414760 | 1038670 | 376080 | 1396660 | 1025460 | 371200 | 2038-11-01 | -18100 | -13210 | -4880
| 2038-12-01 | 1626840 | 1162270 | 464570 | 1608080 | 1148460 | 459620 | 2038-12-01 | -18760 | -13810 | -4950
| 2039-01-01 | 1609260 | 1184620 | 424640 | 1593240 | 1171100 | 422150 | 2039-01-01 | -16020 | -13520 | -2490
| 2039-02-01 | 1593480 | 1123100 | 470380 | 1570390 | 1106660 | 463730 | 2039-02-01 | -23090 | -16440 | -6650
| 2039-03-01 | 1526730 | 1111270 | 415450 | 1509740 | 1098980 | 410760 | 2039-03-01 | -16990 | -12290 | -4690
| 2039-04-01 | 1566380 | 1038920 | 527460 | 1550440 | 1027920 | 522520 | 2039-04-01 | -15940 | -11000 | -4940
| 2039-05-01 | 1647270 | 1067800 | 579480 | 1644150 | 1055540 | 588610 | 2039-05-01 | -3120 | -12260 | 9130
| 2039-06-01 | 1917150 | 1237650 | 679500 | 1896230 | 1222130 | 674100 | 2039-06-01 | -20920 | -15520 | -5400
| 2039-07-01 | 2201510 | 1477110 | 724400 | 2178510 | 1465740 | 712770 | 2039-07-01 | -23000 | -11370 | -11630
| 2039-08-01 | 2228410 | 1470980 | 757430 | 2201260 | 1454540 | 746720 | 2039-08-01 | -27150 | -16440 | -10710
| 2039-09-01 | 2080270 | 1389940 | 690330 | 2064510 | 1376820 | 687690 | 2039-09-01 | -15760 | -13120 | -2640
| 2039-10-01 | 1908270 | 1297870 | 610400 | 1884250 | 1285990 | 598270 | 2039-10-01 | -24020 | -11880 | -12130
| 2039-11-01 | 1409160 | 1038140 | 371020 | 1392470 | 1025360 | 367110 | 2039-11-01 | -16690 | -12780 | -3910
| 2039-12-01 | 1588660 | 1163290 | 425370 | 1574640 | 1151270 | 423370 | 2039-12-01 | -14020 | -12020 | -2000
| 2040-01-01 | 1678310 | 1218660 | 459650 | 1660640 | 1205970 | 454680 | 2040-01-01 | -17670 | -12690 | -4970
| 2040-02-01 | 1458800 | 1055220 | 403580 | 1439530 | 1042040 | 397490 | 2040-02-01 | -19270 | -13180 | -6090
| 2040-03-01 | 1512660 | 1116320 | 396340 | 1495570 | 1103640 | 391930 | 2040-03-01 | -17090 | -12680 | -4410
| 2040-04-01 | 1615540 | 1070180 | 545360 | 1592320 | 1061260 | 531060 | 2040-04-01 | -23220 | -8920 | -14300
| 2040-05-01 | 1827070 | 1184620 | 642450 | 1798180 | 1169630 | 628540 | 2040-05-01 | -28890 | -14990 | -13910
| 2040-06-01 | 2210300 | 1477000 | 733300 | 2183070 | 1470810 | 712250 | 2040-06-01 | -27230 | -6190 | -21050
| 2040-07-01 | 2235160 | 1475510 | 759660 | 2210980 | 1456570 | 754410 | 2040-07-01 | -24180 | -18940 | -5250
| 2040-08-01 | 2226800 | 1476320 | 750470 | 2201500 | 1459550 | 741940 | 2040-08-01 | -25300 | -16770 | -8530
| 2040-09-01 | 2096010 | 1451700 | 644310 | 2077820 | 1439820 | 638000 | 2040-09-01 | -18190 | -11880 | -6310
| 2040-10-01 | 1899620 | 1246370 | 653250 | 1879650 | 1233160 | 646480 | 2040-10-01 | -19970 | -13210 | -6770
| 2040-11-01 | 1509370 | 1114480 | 394890 | 1493390 | 1102510 | 390870 | 2040-11-01 | -15980 | -11970 | -4020
| 2040-12-01 | 1639690 | 1222180 | 417500 | 1627650 | 1212150 | 415500 | 2040-12-01 | -12040 | -10030 | -2000
| 2041-01-01 | 1634650 | 1166130 | 468530 | 1622770 | 1155090 | 467680 | 2041-01-01 | -11880 | -11040 | -850
| 2041-02-01 | 1477900 | 1071310 | 406590 | 1462660 | 1060070 | 402590 | 2041-02-01 | -15240 | -11240 | -4000
| 2041-03-01 | 1638330 | 1229930 | 408400 | 1619330 | 1215820 | 403520 | 2041-03-01 | -19000 | -14110 | -4880
| 2041-04-01 | 1628370 | 1058930 | 569440 | 1607540 | 1043310 | 564230 | 2041-04-01 | -20830 | -15620 | -5210
| 2041-05-01 | 1766750 | 1136740 | 630020 | 1734330 | 1116810 | 617520 | 2041-05-01 | -32420 | -19930 | -12500
| 2041-06-01 | 2040670 | 1370760 | 669920 | 2024670 | 1362490 | 662190 | 2041-06-01 | -16000 | -8270 | -7730
| 2041-07-01 | 2166140 | 1370300 | 795840 | 2137280 | 1350260 | 787020 | 2041-07-01 | -28860 | -20040 | -8820
| 2041-08-01 | 2087090 | 1375030 | 712060 | 2074660 | 1364570 | 710090 | 2041-08-01 | -12430 | -10460 | -1970
| 2041-09-01 | 1963800 | 1322890 | 640910 | 1946280 | 1306390 | 639900 | 2041-09-01 | -17520 | -16500 | -1010
| 2041-10-01 | 1793450 | 1149560 | 643890 | 1774530 | 1137620 | 636910 | 2041-10-01 | -18920 | -11940 | -6980
| 2041-11-01 | 1325270 | 988000 | 337270 | 1306450 | 973820 | 332640 | 2041-11-01 | -18820 | -14180 | -4630
| 2041-12-01 | 1517310 | 1103780 | 413530 | 1497250 | 1088600 | 408650 | 2041-12-01 | -20060 | -15180 | -4880
| 2042-01-01 | 1509360 | 1067670 | 441690 | 1494050 | 1054120 | 439930 | 2042-01-01 | -15310 | -13550 | -1760
| 2042-02-01 | 1328460 | 951670 | 376800 | 1311730 | 939540 | 372190 | 2042-02-01 | -16730 | -12130 | -4610
| 2042-03-01 | 1432750 | 1068260 | 364490 | 1412560 | 1053680 | 358890 | 2042-03-01 | -20190 | -14580 | -5600
| 2042-04-01 | 1480470 | 932980 | 547490 | 1459920 | 918690 | 541230 | 2042-04-01 | -20550 | -14290 | -6260
| 2042-05-01 | 1797210 | 1185040 | 612170 | 1770540 | 1166750 | 603800 | 2042-05-01 | -26670 | -18290 | -8370
| 2042-06-01 | 2083120 | 1376350 | 706770 | 2061810 | 1358120 | 703700 | 2042-06-01 | -21310 | -18230 | -3070
| 2042-07-01 | 2160510 | 1361240 | 799280 | 2135330 | 1342940 | 792390 | 2042-07-01 | -25180 | -18300 | -6890
| 2042-08-01 | 2164050 | 1469740 | 694310 | 2140780 | 1452520 | 688270 | 2042-08-01 | -23270 | -17220 | -6040
| 2042-09-01 | 2049820 | 1345170 | 704650 | 2024490 | 1324940 | 699550 | 2042-09-01 | -25330 | -20230 | -5100
| 2042-10-01 | 1789600 | 1150780 | 638820 | 1773640 | 1140040 | 633610 | 2042-10-01 | -15960 | -10740 | -5210
| 2042-11-01 | 1345080 | 1020460 | 324620 | 1323910 | 1003910 | 320000 | 2042-11-01 | -21170 | -16550 | -4620
| 2042-12-01 | 1573450 | 1127940 | 445510 | 1553110 | 1112720 | 440390 | 2042-12-01 | -20340 | -15220 | -5120
| 2043-01-01 | 1518200 | 1093750 | 424450 | 1503000 | 1083060 | 419940 | 2043-01-01 | -15200 | -10690 | -4510
| 2043-02-01 | 1309620 | 937190 | 372440 | 1297400 | 926810 | 370600 | 2043-02-01 | -12220 | -10380 | -1840
| 2043-03-01 | 1446120 | 1064940 | 381180 | 1429050 | 1052190 | 376850 | 2043-03-01 | -17070 | -12750 | -4330
| 2043-04-01 | 1555250 | 973520 | 581730 | 1533950 | 960200 | 573760 | 2043-04-01 | -21300 | -13320 | -7970
| 2043-05-01 | 1790760 | 1224460 | 566300 | 1769090 | 1210410 | 558680 | 2043-05-01 | -21670 | -14050 | -7620
| 2043-06-01 | 2068100 | 1314580 | 753520 | 2033000 | 1296650 | 736340 | 2043-06-01 | -35100 | -17930 | -17180
| 2043-07-01 | 2200230 | 1386960 | 813270 | 2186950 | 1376740 | 810200 | 2043-07-01 | -13280 | -10220 | -3070
| 2043-08-01 | 2220540 | 1506360 | 714180 | 2210240 | 1490630 | 719600 | 2043-08-01 | -10300 | -15730 | 5420
| 2043-09-01 | 2084820 | 1362370 | 722440 | 2048390 | 1339690 | 708700 | 2043-09-01 | -36430 | -22680 | -13740
| 2043-10-01 | 1787600 | 1180590 | 607010 | 1764800 | 1165400 | 599400 | 2043-10-01 | -22800 | -15190 | -7610
| 2043-11-01 | 1352000 | 1006550 | 345460 | 1332430 | 992210 | 340210 | 2043-11-01 | -19570 | -14340 | -5250
| 2043-12-01 | 1624870 | 1165530 | 459340 | 1605950 | 1152950 | 453000 | 2043-12-01 | -18920 | -12580 | -6340
| 2044-01-01 | 1540290 | 1122420 | 417870 | 1526100 | 1110100 | 415990 | 2044-01-01 | -14190 | -12320 | -1880
| 2044-02-01 | 1352030 | 963750 | 388280 | 1334040 | 950470 | 383560 | 2044-02-01 | -17990 | -13280 | -4720
| 2044-03-01 | 1508830 | 1092430 | 416410 | 1491300 | 1079440 | 411850 | 2044-03-01 | -17530 | -12990 | -4560
| 2044-04-01 | 1479200 | 962050 | 517150 | 1458580 | 948720 | 509860 | 2044-04-01 | -20620 | -13330 | -7290
| 2044-05-01 | 1573470 | 1037550 | 535920 | 1550870 | 1021980 | 528890 | 2044-05-01 | -22600 | -15570 | -7030
| 2044-06-01 | 1941060 | 1258030 | 683030 | 1911830 | 1239690 | 672140 | 2044-06-01 | -29230 | -18340 | -10890
| 2044-07-01 | 2137260 | 1441400 | 695860 | 2104990 | 1420320 | 684680 | 2044-07-01 | -32270 | -21080 | -11180
| 2044-08-01 | 2178050 | 1437580 | 740470 | 2150630 | 1419480 | 731150 | 2044-08-01 | -27420 | -18100 | -9320
| 2044-09-01 | 1948110 | 1292890 | 655220 | 1920140 | 1274150 | 646000 | 2044-09-01 | -27970 | -18740 | -9220
| 2044-10-01 | 1830050 | 1246830 | 583220 | 1803780 | 1231290 | 572490 | 2044-10-01 | -26270 | -15540 | -10730
| 2044-11-01 | 1409830 | 1034450 | 375380 | 1392420 | 1021960 | 370460 | 2044-11-01 | -17410 | -12490 | -4920
| 2044-12-01 | 1633350 | 1200520 | 432830 | 1614710 | 1186800 | 427910 | 2044-12-01 | -18640 | -13720 | -4920
| 2045-01-01 | 1643000 | 1164950 | 478050 | 1623400 | 1151640 | 471770 | 2045-01-01 | -19600 | -13310 | -6280
| 2045-02-01 | 1507570 | 1065160 | 442410 | 1482950 | 1048410 | 434530 | 2045-02-01 | -24620 | -16750 | -7880
| 2045-03-01 | 1543860 | 1115270 | 428600 | 1523800 | 1100580 | 423230 | 2045-03-01 | -20060 | -14690 | -5370
| 2045-04-01 | 1519660 | 1011310 | 508350 | 1499030 | 997470 | 501560 | 2045-04-01 | -20630 | -13840 | -6790
| 2045-05-01 | 1843620 | 1210350 | 633270 | 1823800 | 1196970 | 626840 | 2045-05-01 | -19820 | -13380 | -6430
| 2045-06-01 | 2059680 | 1351340 | 708330 | 2035040 | 1335840 | 699200 | 2045-06-01 | -24640 | -15500 | -9130
| 2045-07-01 | 2200280 | 1494500 | 705780 | 2171730 | 1475590 | 696140 | 2045-07-01 | -28550 | -18910 | -9640
| 2045-08-01 | 2196640 | 1467640 | 729000 | 2168460 | 1449950 | 718510 | 2045-08-01 | -28180 | -17690 | -10490
| 2045-09-01 | 2042820 | 1396590 | 646230 | 2015130 | 1379320 | 635810 | 2045-09-01 | -27690 | -17270 | -10420
| 2045-10-01 | 1856120 | 1241910 | 614210 | 1833640 | 1226910 | 606730 | 2045-10-01 | -22480 | -15000 | -7480
| 2045-11-01 | 1406810 | 1040600 | 366210 | 1390040 | 1028030 | 362010 | 2045-11-01 | -16770 | -12570 | -4200
| 2045-12-01 | 1609860 | 1201920 | 407940 | 1589410 | 1186820 | 402590 | 2045-12-01 | -20450 | -15100 | -5350
| 2046-01-01 | 1649110 | 1165480 | 483640 | 1628000 | 1151750 | 476250 | 2046-01-01 | -21110 | -13730 | -7390
| 2046-02-01 | 1417050 | 1023550 | 393510 | 1399860 | 1010810 | 389050 | 2046-02-01 | -17190 | -12740 | -4460
| 2046-03-01 | 1536690 | 1130530 | 406150 | 1518700 | 1117440 | 401260 | 2046-03-01 | -17990 | -13090 | -4890
| 2046-04-01 | 1556580 | 1024030 | 532550 | 1535530 | 1010060 | 525480 | 2046-04-01 | -21050 | -13970 | -7070
| 2046-05-01 | 1843870 | 1219410 | 624460 | 1823110 | 1205580 | 617530 | 2046-05-01 | -20760 | -13830 | -6930
| 2046-06-01 | 2141900 | 1438170 | 703730 | 2118560 | 1422500 | 696060 | 2046-06-01 | -23340 | -15670 | -7670
| 2046-07-01 | 2221940 | 1489000 | 732940 | 2190680 | 1468390 | 722290 | 2046-07-01 | -31260 | -20610 | -10650
| 2046-08-01 | 2248180 | 1473710 | 774470 | 2222730 | 1458030 | 764700 | 2046-08-01 | -25450 | -15680 | -9770
| 2046-09-01 | 2130190 | 1489020 | 641170 | 2105040 | 1471780 | 633260 | 2046-09-01 | -25150 | -17240 | -7910
| 2046-10-01 | 1911900 | 1248310 | 663590 | 1898820 | 1238270 | 660550 | 2046-10-01 | -13080 | -10040 | -3040
| 2046-11-01 | 1428870 | 1045540 | 383340 | 1417270 | 1038830 | 378450 | 2046-11-01 | -11600 | -6710 | -4890
| 2046-12-01 | 1678830 | 1246970 | 431860 | 1658990 | 1232370 | 426620 | 2046-12-01 | -19840 | -14600 | -5240
| 2047-01-01 | 1701810 | 1197970 | 503850 | 1681090 | 1183370 | 497720 | 2047-01-01 | -20720 | -14600 | -6130
| 2047-02-01 | 1471550 | 1063500 | 408050 | 1454150 | 1050860 | 403290 | 2047-02-01 | -17400 | -12640 | -4760
| 2047-03-01 | 1642120 | 1223750 | 418370 | 1623060 | 1209280 | 413770 | 2047-03-01 | -19060 | -14470 | -4600
| 2047-04-01 | 1554230 | 1003490 | 550740 | 1528840 | 988700 | 540140 | 2047-04-01 | -25390 | -14790 | -10600
| 2047-05-01 | 1941690 | 1279660 | 662030 | 1919760 | 1264390 | 655360 | 2047-05-01 | -21930 | -15270 | -6670
| 2047-06-01 | 2169180 | 1489300 | 679880 | 2140670 | 1470050 | 670620 | 2047-06-01 | -28510 | -19250 | -9260
| 2047-07-01 | 2297620 | 1497200 | 800420 | 2265600 | 1476710 | 788890 | 2047-07-01 | -32020 | -20490 | -11530
| 2047-08-01 | 2324810 | 1561770 | 763040 | 2294400 | 1541790 | 752610 | 2047-08-01 | -30410 | -19980 | -10430
| 2047-09-01 | 2144340 | 1467710 | 676630 | 2115160 | 1447630 | 667530 | 2047-09-01 | -29180 | -20080 | -9100
| 2047-10-01 | 1929130 | 1264020 | 665100 | 1908530 | 1248630 | 659900 | 2047-10-01 | -20600 | -15390 | -5200
| 2047-11-01 | 1466350 | 1095450 | 370900 | 1445490 | 1079040 | 366450 | 2047-11-01 | -20860 | -16410 | -4450
| 2047-12-01 | 1683770 | 1237190 | 446570 | 1664190 | 1222590 | 441610 | 2047-12-01 | -19580 | -14600 | -4960
Formulas:
DATE = [DATE]

## Fuel+VOM
DRAFT
As-Available 24-hour Average, On-Peak and Off-Peak Energy Price Forecast
Year | 24-hour Average ($/MWh) | Off-Peak ($/MWh) | On-Peak ($/MWh)
2018 | 33.0314 | 32.7403 | 33.8782
2019 | 33.3037 | 32.9571 | 34.3103
2020 | 36.0245 | 35.5055 | 37.5321
2021 | 38.9198 | 38.5054 | 40.1263
2022 | 40.49 | 39.9052 | 42.2012
2023 | 41.6871 | 41.2676 | 42.9141
2024 | 45.0622 | 44.841 | 45.704
2025 | 47.3072 | 46.3852 | 49.9888
2026 | 48.8148 | 48.2696 | 50.4016
2027 | 51.6201 | 50.384 | 55.2179
2028 | 58.6609 | 57.4036 | 62.3514
2029 | 62.2729 | 61.2457 | 65.2613
2030 | 70.5499 | 67.8538 | 78.3886
2031 | 70.3781 | 68.2261 | 76.635
2032 | 76.7919 | 74.0719 | 84.7006
2033 | 78.6841 | 75.7224 | 87.3457
2034 | 84.4369 | 80.9173 | 94.73
2035 | 97.8185 | 93.8102 | 109.4787
2036 | 89.6925 | 87.4052 | 96.3348
2037 | 94.3329 | 90.6445 | 105.0635
2038 | 97.9991 | 94.0787 | 109.4106
2039 | 100.7779 | 99.2561 | 105.2279
2040 | 104.5377 | 94.2592 | 134.5481
2041 | 108.6892 | 106.5757 | 114.8327
2042 | 116.9569 | 115.828 | 120.2382
2043 | 116.8558 | 112.6238 | 129.1678
2044 | 119.3221 | 113.5365 | 136.225
2045 | 121.3326 | 114.6212 | 140.961
2046 | 121.7183 | 116.7381 | 136.2056
2047 | 125.2436 | 120.0569 | 140.322

## Rep Fuel Cost
Replacement Fuel Average Fuel Cost
| COST*($000) | ENERGY (MWH) | CHARGE (C/KWH) | ($/MWh)
2018 | 706231.5 | 20489190 | 3.4468 | 34.4685
2019 | 703916 | 20653890 | 3.4082 | 34.0815
2020 | 745987.73 | 20883890 | 3.5721 | 35.7207
2021 | 808566.23 | 21138460 | 3.8251 | 38.251
2022 | 852849.8 | 21322170 | 3.9998 | 39.9983
2023 | 871042.41 | 21588710 | 4.0347 | 40.3471
2024 | 926890.09 | 21851650 | 4.2417 | 42.4174
2025 | 978681.52 | 22134900 | 4.4214 | 44.2144
2026 | 1016916.32 | 22291390 | 4.5619 | 45.6192
2027 | 1081990.18 | 22591170 | 4.7894 | 47.8944
2028 | 1189895.51 | 22898110 | 5.1965 | 51.9648
2029 | 1271692.22 | 23213570 | 5.4782 | 54.7823
2030 | 1389084.79 | 23491740 | 5.9131 | 59.1308
2031 | 1441212.92 | 23776900 | 6.0614 | 60.614
2032 | 1552469.26 | 24070660 | 6.4496 | 64.4963
2033 | 1608785.63 | 24352360 | 6.6063 | 66.0628
2034 | 1743417.89 | 24632940 | 7.0776 | 70.7759
2035 | 1838789.17 | 24949080 | 7.3702 | 73.7017
2036 | 1897246.74 | 25247970 | 7.5145 | 75.1445
2037 | 2012160.04 | 25246640 | 7.97 | 79.7001
2038 | 2055675.9 | 25251590 | 8.1408 | 81.4078
2039 | 2147599.16 | 25238260 | 8.5093 | 85.093
2040 | 2138045.03 | 25245650 | 8.469 | 84.6896
2041 | 2294097 | 25244050 | 9.0877 | 90.8767
2042 | 2427989.22 | 25233830 | 9.622 | 96.2196
2043 | 2528268.85 | 25255460 | 10.0108 | 100.1078
2044 | 2506585.4 | 25263380 | 9.9218 | 99.2181
2045 | 2571789.94 | 25259860 | 10.1813 | 101.8133
2046 | 2652194.52 | 25265260 | 10.4974 | 104.974
2047 | 2646876.08 | 25264590 | 10.4766 | 104.7662

## NoAU_AC
Planning and Risk OUTPUT | Run Name: | DSM2018_High_No_AU_TSJMW .@19-Feb-21 14:19
| Run Start Yr: | 2018
Plant Fuel Expense ($000)
| 2018 | 2019 | 2020 | 2021 | 2022 | 2023 | 2024 | 2025 | 2026 | 2027 | 2028 | 2029 | 2030 | 2031 | 2032 | 2033 | 2034 | 2035 | 2036 | 2037 | 2038 | 2039 | 2040 | 2041 | 2042 | 2043 | 2044 | 2045 | 2046 | 2047 | 2048 | 2049
Big Bend 1 | 26829.7 | 21857.44 | 23027.64 | 3059.2 | 0 | 0 | 0 | 0 | 0 | 0 | 0 | 0 | 0 | 0 | 0 | 0 | 0 | 0 | 0 | 0 | 0 | 0 | 0 | 0 | 0 | 0 | 0 | 0 | 0 | 0 | 0 | 0
Big Bend 2 | 42511.4 | 39883.41 | 47484.26 | 20993.61 | 0 | 0 | 0 | 0 | 0 | 0 | 0 | 0 | 0 | 0 | 0 | 0 | 0 | 0 | 0 | 0 | 0 | 0 | 0 | 0 | 0 | 0 | 0 | 0 | 0 | 0 | 0 | 0
Big Bend 3 | 51653.28 | 51511.13 | 64783.04 | 68461.16 | 71590.66 | 72128.73 | 73417.9 | 60032.46 | 75123.52 | 76724.71 | 77041.55 | 77235.99 | 65252.44 | 83959.37 | 84760.09 | 85455.59 | 85962.24 | 74836.5 | 91869.07 | 91392.86 | 94552.73 | 99075.41 | 101816.48 | 36782.94 | 0 | 0 | 0 | 0 | 0 | 0 | 0 | 0
Big Bend 4 | 61406.74 | 59412.85 | 77721.64 | 82243.39 | 82530.17 | 77239.21 | 67414.49 | 83026.16 | 86588.6 | 87453.01 | 90972.12 | 68531.41 | 84409.55 | 84072.35 | 89719.19 | 90401.36 | 77145.7 | 90540.98 | 99054.13 | 100739.29 | 101552.35 | 83301.6 | 109221.86 | 110140.34 | 113457.79 | 111490.28 | 98920.2 | 120381.1 | 122139.06 | 122758.92 | 0 | 0
TOTAL Big Bend ($000) | 182401.12 | 172664.83 | 213016.58 | 174757.36 | 154120.83 | 149367.94 | 140832.39 | 143058.62 | 161712.12 | 164177.72 | 168013.67 | 145767.4 | 149661.99 | 168031.72 | 174479.28 | 175856.95 | 163107.94 | 165377.48 | 190923.2 | 192132.15 | 196105.08 | 182377.01 | 211038.34 | 146923.28 | 113457.79 | 111490.28 | 98920.2 | 120381.1 | 122139.06 | 122758.92 | 0 | 0
Big Bend CT4 | 405.37 | 392.7 | 369.48 | 122.55 | 162.81 | 146.75 | 532.57 | 554.77 | 280.5 | 447.47 | 661.75 | 1206.85 | 1554.51 | 1308.85 | 1371.6 | 2057.54 | 2535.44 | 2809.82 | 2531.1 | 4742.01 | 5126.28 | 6350.2 | 4375.74 | 9515.66 | 10319.98 | 11713.14 | 10404.05 | 9586.96 | 9321.61 | 9070.98 | 0 | 0
Big Bend CT4o | 0 | 0 | 0 | 0 | 0 | 0 | 0 | 0 | 0 | 0 | 0 | 0 | 0 | 0 | 0 | 0 | 0 | 0 | 0 | 0 | 0 | 0 | 0 | 0 | 0 | 0 | 0 | 0 | 0 | 0 | 0 | 0
Bayside 1 | 91916.39 | 102119.74 | 108581.23 | 126822.22 | 125458.74 | 80600.66 | 78192.16 | 100521.08 | 94299.75 | 99179.22 | 116210.28 | 127047.58 | 134124.86 | 144949.52 | 139914.15 | 175288.55 | 175336.95 | 184679.69 | 192128.8 | 187062.57 | 218155.28 | 240474.99 | 225824.6 | 252568.32 | 277525.94 | 58384.34 | 0 | 0 | 0 | 0 | 0 | 0
Bayside 2 | 72854.41 | 76747.68 | 73859.68 | 101438.94 | 125891.21 | 33590.08 | 53814.73 | 57345.71 | 57327.04 | 78415.67 | 77537.24 | 93030.88 | 105293.61 | 111290.32 | 133263.23 | 127921.87 | 146591.73 | 156848.67 | 166791.24 | 199726.11 | 171431.82 | 222723.53 | 196815.97 | 227838.03 | 245144.05 | 311203.73 | 0 | 0 | 0 | 0 | 0 | 0
Bayside 3 | 188.3 | 294.24 | 303.94 | 79.64 | 126.26 | 159.92 | 533.17 | 566.13 | 316.24 | 523.42 | 749.25 | 1355.5 | 1875.88 | 1614.33 | 1764.81 | 2298.74 | 3108.91 | 3222.3 | 3458.33 | 4826 | 4840.89 | 5848.47 | 4871.03 | 6453 | 6977.41 | 3239.18 | 2323.31 | 2266.83 | 2092.58 | 2259.94 | 0 | 0
Bayside 4 | 151.57 | 274.66 | 268.11 | 71.51 | 90.64 | 134.31 | 457.95 | 507.55 | 258.97 | 420.09 | 637.48 | 1088.59 | 1488.12 | 1230.19 | 1283.87 | 1634.31 | 2257.84 | 2146.87 | 2209.78 | 3039.08 | 2955.71 | 3624.6 | 3057.11 | 4035.07 | 4560.38 | 2001.9 | 1240.44 | 1248.36 | 1146.94 | 1116.49 | 0 | 0
Bayside 5 | 354.56 | 406.94 | 410.47 | 154.93 | 236.63 | 222.95 | 673.5 | 784.46 | 447.42 | 752.18 | 1083.81 | 1901.89 | 2556.01 | 2272.69 | 2606.24 | 3769.79 | 4647.63 | 5474.55 | 5826.1 | 8495.93 | 8845.94 | 10022.06 | 8705.69 | 11299.61 | 12008.97 | 6744.18 | 5838.65 | 5838.47 | 5558.59 | 5500.34 | 0 | 0
Bayside 6 | 267.39 | 362.38 | 355.63 | 116.87 | 170.21 | 186.65 | 606.27 | 673.8 | 387.93 | 643.98 | 907.36 | 1668.24 | 2274.28 | 1932.24 | 2238.17 | 3074.95 | 4001.64 | 4545.19 | 4813.17 | 6832.23 | 7014.78 | 8221.78 | 6912.42 | 9012.97 | 9771.15 | 4855.23 | 3787.69 | 3681.24 | 3593.8 | 3643.39 | 0 | 0
TOTAL Bayside ($000) | 165732.62 | 180205.64 | 183779.06 | 228684.11 | 251973.69 | 114894.57 | 134277.78 | 160398.73 | 153037.35 | 179934.56 | 197125.42 | 226092.68 | 247612.76 | 263289.29 | 281070.47 | 313988.21 | 335944.7 | 356917.27 | 375227.42 | 409981.92 | 413244.42 | 490915.43 | 446186.82 | 511207 | 555987.9 | 386428.56 | 13190.09 | 13034.9 | 12391.91 | 12520.16 | 0 | 0
Polk 1 | 38154.41 | 45988.35 | 47782.66 | 44972.47 | 50511.43 | 49307.48 | 47240.84 | 51548.35 | 52784.2 | 49076.21 | 51101.27 | 56260.07 | 57100.94 | 55325.62 | 58826.26 | 59720.21 | 58304.42 | 62843.17 | 43453.15 | 0 | 0 | 0 | 0 | 0 | 0 | 0 | 0 | 0 | 0 | 0 | 0 | 0
Polk 1g | 5184.48 | 3458.64 | 4674.08 | 7000.11 | 9944.92 | 4144.28 | 5400.4 | 8584.23 | 6105.84 | 10578.28 | 9662.18 | 13723.64 | 16788.1 | 16334.63 | 20730.13 | 27480.4 | 25373.26 | 30795.33 | 20282.1 | 0 | 0 | 0 | 0 | 0 | 0 | 0 | 0 | 0 | 0 | 0 | 0 | 0
Polk 2 | 1148.88 | 197.25 | 115.23 | 85.41 | 102.2 | 41.89 | 171.63 | 315.44 | 88.49 | 567 | 199.07 | 210.92 | 280.7 | 313.28 | 415.21 | 2673.97 | 387.55 | 392.04 | 379.23 | 520.5 | 650.92 | 5121.93 | 856.83 | 578.87 | 1080.75 | 627.44 | 574.42 | 6024.89 | 413.54 | 179.14 | 0 | 0
Polk 2o | 0 | 0 | 0 | 0 | 0 | 0 | 0 | 0 | 0 | 0 | 0 | 0 | 0 | 0 | 0 | 0 | 0 | 0 | 0 | 0 | 0 | 0 | 0 | 0 | 0 | 0 | 0 | 0 | 0 | 0 | 0 | 0
Polk 3 | 690.11 | 150.36 | 227.11 | 56.69 | 53.06 | 26.88 | 128.22 | 551.73 | 56.52 | 362.4 | 171.71 | 142.2 | 226.07 | 237.68 | 308.56 | 2359.04 | 227.23 | 308.29 | 293.87 | 459.41 | 594.14 | 4776.35 | 595.52 | 412.54 | 900.57 | 442.2 | 409.56 | 5083.54 | 321.67 | 111.57 | 0 | 0
Polk 3o | 0 | 0 | 0 | 0 | 0 | 0 | 0 | 0 | 0 | 0 | 0 | 0 | 0 | 0 | 0 | 0 | 0 | 0 | 0 | 0 | 0 | 0 | 0 | 0 | 0 | 0 | 0 | 0 | 0 | 0 | 0 | 0
Polk 4 | 383.69 | 92.6 | 133.84 | 26.84 | 26.24 | 20.96 | 107.59 | 376.56 | 39.88 | 204.45 | 117.97 | 129.5 | 163.18 | 195.13 | 259.78 | 1936.69 | 161.75 | 276.03 | 188.46 | 349.93 | 454.85 | 3513.06 | 511.72 | 322.29 | 722.24 | 294.8 | 280.95 | 3929.85 | 210.3 | 55.49 | 0 | 0
Polk 5 | 190.94 | 70.15 | 82.6 | 19.04 | 19.29 | 3.9 | 80.16 | 229.93 | 21.94 | 123.29 | 89.63 | 89.33 | 149.85 | 156.88 | 224.72 | 1174.55 | 87.28 | 212.52 | 171.14 | 258.47 | 376.4 | 2588.37 | 388.04 | 280.45 | 546.24 | 237.2 | 171.93 | 2785.88 | 133.55 | 62.01 | 0 | 0
Polk 2 CC | 170559.75 | 183323.58 | 177155.9 | 221274.35 | 242390.64 | 136451.34 | 155178.34 | 153957.22 | 171331.44 | 180865.18 | 216930.59 | 245863.3 | 276043.08 | 283587.28 | 312253.85 | 301802.82 | 371854.27 | 392600.67 | 416042.12 | 469782.21 | 479913.28 | 456975.72 | 493459.67 | 545751.49 | 593070.2 | 569013.35 | 297310.12 | 281562.22 | 309289.83 | 306142.77 | 0 | 0
Polk 2 DF | 1013.77 | 1051.4 | 995.91 | 1051.56 | 1312.94 | 790.41 | 1587.07 | 1505.17 | 1355.83 | 1692.79 | 2512.84 | 4348.38 | 5613.91 | 5195.45 | 6139 | 8012.49 | 10403.71 | 12472.78 | 13650.12 | 20796.65 | 21925.57 | 22661.87 | 20251.83 | 28307.67 | 30222.8 | 28257.28 | 22668.23 | 20564.53 | 21876.29 | 21134.14 | 0 | 0
TOTAL Polk ($000) | 217326.03 | 234332.33 | 231167.33 | 274486.47 | 304360.72 | 190787.14 | 209894.25 | 217068.63 | 231784.14 | 243469.6 | 280785.26 | 320767.34 | 356365.83 | 361345.95 | 399157.51 | 405160.17 | 466799.47 | 499900.83 | 494460.19 | 492167.17 | 503915.16 | 495637.3 | 516063.61 | 575653.31 | 626542.8 | 598872.27 | 321415.21 | 319950.91 | 332245.18 | 327685.12 | 0 | 0
Phillips 1 | 0 | 0 | 0 | 0 | 0 | 0 | 0 | 0 | 0 | 0 | 0 | 0 | 0 | 0 | 0 | 0 | 0 | 0 | 0 | 0 | 0 | 0 | 0 | 0 | 0 | 0 | 0 | 0 | 0 | 0 | 0 | 0
Phillips 2 | 0 | 0 | 0 | 0 | 0 | 0 | 0 | 0 | 0 | 0 | 0 | 0 | 0 | 0 | 0 | 0 | 0 | 0 | 0 | 0 | 0 | 0 | 0 | 0 | 0 | 0 | 0 | 0 | 0 | 0 | 0 | 0
TOTAL Phillips ($000) | 0 | 0 | 0 | 0 | 0 | 0 | 0 | 0 | 0 | 0 | 0 | 0 | 0 | 0 | 0 | 0 | 0 | 0 | 0 | 0 | 0 | 0 | 0 | 0 | 0 | 0 | 0 | 0 | 0 | 0 | 0 | 0
City of Tampa | 0 | 0 | 0 | 0 | 0 | 0 | 0 | 0 | 0 | 0 | 0 | 0 | 0 | 0 | 0 | 0 | 0 | 0 | 0 | 0 | 0 | 0 | 0 | 0 | 0 | 0 | 0 | 0 | 0 | 0 | 0 | 0
FutAeroCT1 | 0 | 0 | 0 | 0 | 0 | 0 | 0 | 0 | 0 | 0 | 0 | 0 | 0 | 0 | 0 | 0 | 0 | 0 | 0 | 0 | 0 | 0 | 0 | 0 | 0 | 0 | 4316.83 | 4338.34 | 4101.74 | 3826.9 | 0 | 0
FutAeroCT2 | 0 | 0 | 0 | 0 | 0 | 0 | 0 | 0 | 0 | 0 | 0 | 0 | 0 | 0 | 0 | 0 | 0 | 0 | 0 | 0 | 0 | 0 | 0 | 0 | 0 | 0 | 0 | 0 | 0 | 0 | 0 | 0
FutAeroCT3 | 0 | 0 | 0 | 0 | 0 | 0 | 0 | 0 | 0 | 0 | 0 | 0 | 0 | 0 | 0 | 0 | 0 | 0 | 0 | 0 | 0 | 0 | 0 | 0 | 0 | 0 | 0 | 0 | 0 | 0 | 0 | 0
FutAeroCT4 | 0 | 0 | 0 | 0 | 0 | 0 | 0 | 0 | 0 | 0 | 0 | 0 | 0 | 0 | 0 | 0 | 0 | 0 | 0 | 0 | 0 | 0 | 0 | 0 | 0 | 0 | 0 | 0 | 0 | 0 | 0 | 0
FutAeroCT5 | 0 | 0 | 0 | 0 | 0 | 0 | 0 | 0 | 0 | 0 | 0 | 0 | 0 | 0 | 0 | 0 | 0 | 0 | 0 | 0 | 0 | 0 | 0 | 0 | 0 | 0 | 0 | 0 | 0 | 0 | 0 | 0
FutAeroCT6 | 0 | 0 | 0 | 0 | 0 | 0 | 0 | 0 | 0 | 0 | 0 | 0 | 0 | 0 | 0 | 0 | 0 | 0 | 0 | 0 | 0 | 0 | 0 | 0 | 0 | 0 | 0 | 0 | 0 | 0 | 0 | 0
FutAeroCT7 | 0 | 0 | 0 | 0 | 0 | 0 | 0 | 0 | 0 | 0 | 0 | 0 | 0 | 0 | 0 | 0 | 0 | 0 | 0 | 0 | 0 | 0 | 0 | 0 | 0 | 0 | 0 | 0 | 0 | 0 | 0 | 0
FutAeroCT8 | 0 | 0 | 0 | 0 | 0 | 0 | 0 | 0 | 0 | 0 | 0 | 0 | 0 | 0 | 0 | 0 | 0 | 0 | 0 | 0 | 0 | 0 | 0 | 0 | 0 | 0 | 0 | 0 | 0 | 0 | 0 | 0
FutAeroCT9 | 0 | 0 | 0 | 0 | 0 | 0 | 0 | 0 | 0 | 0 | 0 | 0 | 0 | 0 | 0 | 0 | 0 | 0 | 0 | 0 | 0 | 0 | 0 | 0 | 0 | 0 | 0 | 0 | 0 | 0 | 0 | 0
FutAeroCT10 | 0 | 0 | 0 | 0 | 0 | 0 | 0 | 0 | 0 | 0 | 0 | 0 | 0 | 0 | 0 | 0 | 0 | 0 | 0 | 0 | 0 | 0 | 0 | 0 | 0 | 0 | 0 | 0 | 0 | 0 | 0 | 0
Total Expansion Aero CT ($000) | 0 | 0 | 0 | 0 | 0 | 0 | 0 | 0 | 0 | 0 | 0 | 0 | 0 | 0 | 0 | 0 | 0 | 0 | 0 | 0 | 0 | 0 | 0 | 0 | 0 | 0 | 4316.83 | 4338.34 | 4101.74 | 3826.9 | 0 | 0
GE_7FA_CT1 | 0 | 0 | 0 | 0 | 0 | 0 | 0 | 0 | 0 | 0 | 0 | 0 | 0 | 0 | 0 | 0 | 0 | 0 | 0 | 0 | 0 | 0 | 0 | 0 | 0 | 0 | 0 | 0 | 0 | 0 | 0 | 0
GE_7FA_CT2 | 0 | 0 | 0 | 0 | 0 | 0 | 0 | 0 | 1346.61 | 2045.46 | 3373.38 | 6717 | 8614.17 | 7552.63 | 9586.8 | 13878.19 | 17468.88 | 20849.58 | 23024.61 | 37698.51 | 39535.32 | 43213.86 | 36600.35 | 51607.87 | 56012.38 | 51289.2 | 39259.57 | 35855.39 | 36680.83 | 34542.84 | 0 | 0
GE_7FA_CT3 | 0 | 0 | 0 | 0 | 0 | 0 | 0 | 0 | 0 | 0 | 0 | 4818.36 | 6330.02 | 5564.22 | 6982.75 | 9826.86 | 12710.26 | 15164.22 | 16797.02 | 28465.74 | 31090.55 | 33930.73 | 28321.88 | 38779.07 | 42522.13 | 37771.04 | 22646.67 | 21139.99 | 20620.76 | 18758.79 | 0 | 0
GE_7FA_CT4 | 0 | 0 | 0 | 0 | 0 | 0 | 0 | 0 | 0 | 0 | 0 | 0 | 0 | 0 | 4965.38 | 6550.65 | 8578.26 | 10628.76 | 11286.35 | 20010.16 | 22206.24 | 23625.98 | 19297.27 | 26568.19 | 29982.17 | 28257.7 | 11649.7 | 12161.95 | 11166.91 | 10430.11 | 0 | 0
GE_7FA_CT5 | 0 | 0 | 0 | 0 | 0 | 0 | 0 | 0 | 0 | 0 | 0 | 0 | 0 | 0 | 0 | 0 | 0 | 6752.47 | 7054.94 | 12682.75 | 13902.27 | 14929.71 | 12089.29 | 16438.58 | 20028.62 | 19420.22 | 7099.01 | 7049.73 | 6140.36 | 5453.8 | 0 | 0
GE_7FA_CT6 | 0 | 0 | 0 | 0 | 0 | 0 | 0 | 0 | 0 | 0 | 0 | 0 | 0 | 0 | 0 | 0 | 0 | 0 | 0 | 7387.69 | 7885.31 | 8864.35 | 7303.66 | 9046.24 | 11696.67 | 11992.67 | 4301.82 | 4072.49 | 3524.22 | 3020.5 | 0 | 0
GE_7FA_CT7 | 0 | 0 | 0 | 0 | 0 | 0 | 0 | 0 | 0 | 0 | 0 | 0 | 0 | 0 | 0 | 0 | 0 | 0 | 0 | 0 | 0 | 0 | 0 | 0 | 0 | 4684.88 | 2105.74 | 2583.53 | 1824.51 | 1598.71 | 0 | 0
GE_7FA_CT8 | 0 | 0 | 0 | 3140.28 | 6193.68 | 0 | 0 | 0 | 0 | 0 | 0 | 0 | 0 | 0 | 0 | 0 | 0 | 0 | 0 | 0 | 0 | 0 | 0 | 0 | 0 | 0 | 0 | 0 | 0 | 0 | 0 | 0
GE_7FA_CT9 | 0 | 0 | 0 | 1179.13 | 2691.46 | 0 | 0 | 0 | 0 | 0 | 0 | 0 | 0 | 0 | 0 | 0 | 0 | 0 | 0 | 0 | 0 | 0 | 0 | 0 | 0 | 0 | 0 | 0 | 0 | 0 | 0 | 0
GE_7FA_CT10 | 0 | 0 | 0 | 0 | 0 | 0 | 0 | 0 | 0 | 0 | 0 | 0 | 0 | 0 | 0 | 0 | 0 | 0 | 0 | 0 | 0 | 0 | 0 | 0 | 0 | 0 | 0 | 0 | 0 | 0 | 0 | 0
Total Expansion CT ($000) | 0 | 0 | 0 | 4319.41 | 8885.14 | 0 | 0 | 0 | 1346.61 | 2045.46 | 3373.38 | 11535.36 | 14944.19 | 13116.85 | 21534.93 | 30255.7 | 38757.4 | 53395.03 | 58162.92 | 106244.85 | 114619.69 | 124564.63 | 103612.45 | 142439.95 | 160241.97 | 153415.71 | 87062.51 | 82863.08 | 79957.59 | 73804.75 | 0 | 0
CC 2x1 7FAwDF 1 | 0 | 0 | 0 | 0 | 0 | 281812.09 | 304378.65 | 319572.67 | 330630.41 | 352002.29 | 395902.87 | 419197.28 | 467455.58 | 482641.79 | 520518.92 | 524744.33 | 574126.11 | 595796.99 | 609629.22 | 632767.88 | 646889.33 | 667130.1 | 679220.35 | 722864.53 | 772432.14 | 802710.37 | 753768.92 | 774959.65 | 810582.78 | 812220.03 | 0 | 0
CC 2x1 7FAwDF 2 | 0 | 0 | 0 | 0 | 0 | 0 | 0 | 0 | 0 | 0 | 0 | 0 | 0 | 0 | 0 | 0 | 0 | 0 | 0 | 0 | 0 | 0 | 0 | 0 | 0 | 0 | 755301.1 | 781731.45 | 807762.23 | 811366.2 | 0 | 0
CC 2x1 7FAwDF 3 | 0 | 0 | 0 | 0 | 0 | 0 | 0 | 0 | 0 | 0 | 0 | 0 | 0 | 0 | 0 | 0 | 0 | 0 | 0 | 0 | 0 | 0 | 0 | 0 | 0 | 240261.14 | 242531.4 | 244726.93 | 252413.34 | 252266.98 | 0 | 0
CC 2x1 7FAwDF 4 | 0 | 0 | 0 | 0 | 0 | 0 | 0 | 0 | 0 | 0 | 0 | 0 | 0 | 0 | 0 | 0 | 0 | 0 | 0 | 0 | 0 | 0 | 0 | 0 | 0 | 0 | 0 | 0 | 0 | 0 | 0 | 0
CC 2x1 7FAwDF 5 | 0 | 0 | 0 | 0 | 0 | 0 | 0 | 0 | 0 | 0 | 0 | 0 | 0 | 0 | 0 | 0 | 0 | 0 | 0 | 0 | 0 | 0 | 0 | 0 | 0 | 0 | 0 | 0 | 0 | 0 | 0 | 0
CC 2x1 7FAwDF 6 | 0 | 0 | 0 | 0 | 0 | 0 | 0 | 0 | 0 | 0 | 0 | 0 | 0 | 0 | 0 | 0 | 0 | 0 | 0 | 0 | 0 | 0 | 0 | 0 | 0 | 0 | 0 | 0 | 0 | 0 | 0 | 0
CC_Fut_Proxy_07 | 0 | 0 | 0 | 0 | 0 | 0 | 0 | 0 | 0 | 0 | 0 | 0 | 0 | 0 | 0 | 0 | 0 | 0 | 0 | 0 | 0 | 0 | 0 | 0 | 0 | 0 | 0 | 0 | 0 | 0 | 0 | 0
CC_Fut_Proxy_08 | 0 | 0 | 0 | 0 | 0 | 0 | 0 | 0 | 0 | 0 | 0 | 0 | 0 | 0 | 0 | 0 | 0 | 0 | 0 | 0 | 0 | 0 | 0 | 0 | 0 | 0 | 0 | 0 | 0 | 0 | 0 | 0
CC_Fut_Proxy_09 | 0 | 0 | 0 | 0 | 0 | 0 | 0 | 0 | 0 | 0 | 0 | 0 | 0 | 0 | 0 | 0 | 0 | 0 | 0 | 0 | 0 | 0 | 0 | 0 | 0 | 0 | 0 | 0 | 0 | 0 | 0 | 0
CC_Fut_Proxy_10 | 0 | 0 | 0 | 0 | 0 | 0 | 0 | 0 | 0 | 0 | 0 | 0 | 0 | 0 | 0 | 0 | 0 | 0 | 0 | 0 | 0 | 0 | 0 | 0 | 0 | 0 | 0 | 0 | 0 | 0 | 0 | 0
Total Expansion CC ($000) | 0 | 0 | 0 | 0 | 0 | 281812.09 | 304378.65 | 319572.67 | 330630.41 | 352002.29 | 395902.87 | 419197.28 | 467455.58 | 482641.79 | 520518.92 | 524744.33 | 574126.11 | 595796.99 | 609629.22 | 632767.88 | 646889.33 | 667130.1 | 679220.35 | 722864.53 | 772432.14 | 1042971.51 | 1751601.42 | 1801418.03 | 1870758.35 | 1875853.21 | 0 | 0
FutureUnit_Proxy | 0 | 0 | 0 | 0 | 0 | 0 | 0 | 0 | 0 | 0 | 0 | 0 | 0 | 0 | 0 | 0 | 0 | 0 | 0 | 0 | 0 | 0 | 0 | 0 | 0 | 0 | 0 | 0 | 0 | 0 | 0 | 0
Total TEC Existing Fuel ($000) | 565865.14 | 587595.5 | 628332.45 | 678050.49 | 710618.05 | 455196.4 | 485536.99 | 521080.75 | 546814.11 | 588029.35 | 646586.1 | 693834.27 | 755195.09 | 793975.81 | 856078.86 | 897062.87 | 968387.55 | 1025005.4 | 1063141.91 | 1099023.25 | 1118390.94 | 1175279.94 | 1177664.51 | 1243299.25 | 1306308.47 | 1108504.25 | 443929.55 | 462953.87 | 476097.76 | 472035.18 | 0 | 0
Total TEC Future Fuel ($000) | 0 | 0 | 0 | 4319.41 | 8885.14 | 281812.09 | 304378.65 | 319572.67 | 331977.02 | 354047.75 | 399276.25 | 430732.64 | 482399.77 | 495758.64 | 542053.85 | 555000.03 | 612883.51 | 649192.02 | 667792.14 | 739012.73 | 761509.02 | 791694.73 | 782832.8 | 865304.48 | 932674.11 | 1196387.22 | 1842980.76 | 1888619.45 | 1954817.68 | 1953484.86 | 0 | 0
TEC System Fuel Cost by Fuel
Big Bend Coal ($000) | 176654.15 | 168043.25 | 207330.04 | 170902.16 | 151189.54 | 146452.61 | 137885.25 | 139903.34 | 158201.88 | 160320.09 | 163376.02 | 140629.46 | 144021.78 | 161769.48 | 167831.54 | 169140.44 | 156133.83 | 157986.41 | 183285.12 | 183903.23 | 187458.29 | 174097.89 | 202251.09 | 140900.9 | 108593.93 | 106223.4 | 94867.8 | 115166.66 | 116772.2 | 117551.88 | 0 | 0
TEC Coal ($000) | 214115.17 | 213413.4 | 254422.71 | 215111.01 | 201015.58 | 194942.66 | 184275.6 | 190553.56 | 210064.57 | 208398.42 | 213456.71 | 195706.98 | 199781.43 | 215746.17 | 225086.57 | 227217.5 | 212906.97 | 219047.6 | 225689.92 | 183903.23 | 187458.29 | 174097.89 | 202251.09 | 140900.9 | 108593.93 | 106223.4 | 94867.8 | 115166.66 | 116772.2 | 117551.88 | 0 | 0
TEC Natural Gas ($000) | 351749.92 | 374182.08 | 373909.73 | 467258.89 | 518493.13 | 542065.92 | 605640.12 | 650100 | 668726.55 | 733678.51 | 832405.55 | 928860.09 | 1037813.27 | 1073988.64 | 1173045.91 | 1224845.39 | 1368364.2 | 1455149.62 | 1505244.33 | 1654133.11 | 1692441.8 | 1792876.83 | 1758246.31 | 1967702.79 | 2130389.41 | 2198669.32 | 2192042.77 | 2236406.07 | 2314142.98 | 2307967.92 | 0 | 0
TEC #2 Oil ($000) | 0 | 0 | 0 | 0 | 0 | 0 | 0 | 0 | 0 | 0 | 0 | 0 | 0 | 0 | 0 | 0 | 0 | 0 | 0 | 0 | 0 | 0 | 0 | 0 | 0 | 0 | 0 | 0 | 0 | 0 | 0 | 0
TEC #6 Oil ($000) | 0 | 0 | 0 | 0 | 0 | 0 | 0 | 0 | 0 | 0 | 0 | 0 | 0 | 0 | 0 | 0 | 0 | 0 | 0 | 0 | 0 | 0 | 0 | 0 | 0 | 0 | 0 | 0 | 0 | 0 | 0 | 0
TEC Propane ($000) | 0 | 0 | 0 | 0 | 0 | 0 | 0 | 0 | 0 | 0 | 0 | 0 | 0 | 0 | 0 | 0 | 0 | 0 | 0 | 0 | 0 | 0 | 0 | 0 | 0 | 0 | 0 | 0 | 0 | 0 | 0 | 0
TEC Fuel ($000) | 565865.14 | 587595.5 | 628332.45 | 682369.9 | 719503.19 | 737008.49 | 789915.64 | 840653.42 | 878791.13 | 942077.1 | 1045862.35 | 1124566.91 | 1237594.86 | 1289734.45 | 1398132.71 | 1452062.9 | 1581271.06 | 1674197.42 | 1730934.05 | 1838035.98 | 1879899.96 | 1966974.67 | 1960497.31 | 2108603.73 | 2238982.58 | 2304891.47 | 2286910.31 | 2351573.32 | 2430915.44 | 2425520.04 | 0 | 0
Fuel Adder ($000) | 100791.45 | 100735.34 | 100769.35 | 108920.85 | 114696.59 | 114696.59 | 114768.84 | 114696.59 | 114696.59 | 114696.59 | 114768.84 | 114696.59 | 114696.59 | 114696.59 | 114768.85 | 114696.59 | 114696.59 | 114696.59 | 114768.85 | 114696.59 | 114696.59 | 114696.59 | 114768.84 | 114696.59 | 114696.59 | 152931.22 | 153110.84 | 152931.22 | 152931.22 | 152931.22 | 0 | 0
TECO Fuel ($000) | 666656.59 | 688330.84 | 729101.8 | 791290.75 | 834199.78 | 851705.08 | 904684.48 | 955350.01 | 993487.72 | 1056773.69 | 1160631.19 | 1239263.5 | 1352291.45 | 1404431.04 | 1512901.56 | 1566759.49 | 1695967.65 | 1788894.01 | 1845702.9 | 1952732.57 | 1994596.55 | 2081671.26 | 2075266.15 | 2223300.32 | 2353679.17 | 2457822.69 | 2440021.15 | 2504504.54 | 2583846.66 | 2578451.26 | 0 | 0
Net Generation (MWH) (w/o solar) | 19302010 | 20153890 | 20383880 | 20638460 | 20822090 | 21088710 | 21351650 | 21634900 | 21791390 | 22091170 | 22398100 | 22713570 | 22991740 | 23276900 | 23570660 | 23852360 | 24132940 | 24449090 | 24747980 | 24746640 | 24751590 | 24738260 | 24745650 | 24744040 | 24733820 | 24755460 | 24763370 | 24759870 | 24765260 | 24764590 | 0 | 0
TEC Fuel Cost ($/MWH) | 34.5382 | 34.1537 | 35.7685 | 38.3406 | 40.0632 | 40.3868 | 42.3707 | 44.1578 | 45.5908 | 47.8369 | 51.8183 | 54.5605 | 58.8164 | 60.3358 | 64.1858 | 65.6857 | 70.276 | 73.1681 | 74.5799 | 78.909 | 80.5846 | 84.1478 | 83.8639 | 89.852 | 95.1604 | 99.2841 | 98.5335 | 101.1518 | 104.3335 | 104.1185 | 0 | 0
Detailed Fuel Expense ($000)
Big Bend 1 | 26829.7 | 21857.44 | 23027.64 | 3059.2 | 0 | 0 | 0 | 0 | 0 | 0 | 0 | 0 | 0 | 0 | 0 | 0 | 0 | 0 | 0 | 0 | 0 | 0 | 0 | 0 | 0 | 0 | 0 | 0 | 0 | 0 | 0 | 0
BB_#2OIL | 0 | 0 | 0 | 0 | 0 | 0 | 0 | 0 | 0 | 0 | 0 | 0 | 0 | 0 | 0 | 0 | 0 | 0 | 0 | 0 | 0 | 0 | 0 | 0 | 0 | 0 | 0 | 0 | 0 | 0 | 0 | 0
BB1_COAL_BLEND | 25388.84 | 20606.35 | 21543.41 | 2857.66 | 0 | 0 | 0 | 0 | 0 | 0 | 0 | 0 | 0 | 0 | 0 | 0 | 0 | 0 | 0 | 0 | 0 | 0 | 0 | 0 | 0 | 0 | 0 | 0 | 0 | 0 | 0 | 0
BB_COAL_STDLOW | 0 | 0 | 0 | 0 | 0 | 0 | 0 | 0 | 0 | 0 | 0 | 0 | 0 | 0 | 0 | 0 | 0 | 0 | 0 | 0 | 0 | 0 | 0 | 0 | 0 | 0 | 0 | 0 | 0 | 0 | 0 | 0
BB_COAL_PREMIUM | 0 | 0 | 0 | 0 | 0 | 0 | 0 | 0 | 0 | 0 | 0 | 0 | 0 | 0 | 0 | 0 | 0 | 0 | 0 | 0 | 0 | 0 | 0 | 0 | 0 | 0 | 0 | 0 | 0 | 0 | 0 | 0
BB_COAL_STDHIGH | 0 | 0 | 0 | 0 | 0 | 0 | 0 | 0 | 0 | 0 | 0 | 0 | 0 | 0 | 0 | 0 | 0 | 0 | 0 | 0 | 0 | 0 | 0 | 0 | 0 | 0 | 0 | 0 | 0 | 0 | 0 | 0
BB_COAL_LOWSULFUR | 0 | 0 | 0 | 0 | 0 | 0 | 0 | 0 | 0 | 0 | 0 | 0 | 0 | 0 | 0 | 0 | 0 | 0 | 0 | 0 | 0 | 0 | 0 | 0 | 0 | 0 | 0 | 0 | 0 | 0 | 0 | 0
BB_COAL_1 | 0 | 0 | 0 | 0 | 0 | 0 | 0 | 0 | 0 | 0 | 0 | 0 | 0 | 0 | 0 | 0 | 0 | 0 | 0 | 0 | 0 | 0 | 0 | 0 | 0 | 0 | 0 | 0 | 0 | 0 | 0 | 0
BB_COAL_2 | 0 | 0 | 0 | 0 | 0 | 0 | 0 | 0 | 0 | 0 | 0 | 0 | 0 | 0 | 0 | 0 | 0 | 0 | 0 | 0 | 0 | 0 | 0 | 0 | 0 | 0 | 0 | 0 | 0 | 0 | 0 | 0
BB_PETCOKE | 0 | 0 | 0 | 0 | 0 | 0 | 0 | 0 | 0 | 0 | 0 | 0 | 0 | 0 | 0 | 0 | 0 | 0 | 0 | 0 | 0 | 0 | 0 | 0 | 0 | 0 | 0 | 0 | 0 | 0 | 0 | 0
FIRM GAS_GS | 0 | 0 | 0 | 0 | 0 | 0 | 0 | 0 | 0 | 0 | 0 | 0 | 0 | 0 | 0 | 0 | 0 | 0 | 0 | 0 | 0 | 0 | 0 | 0 | 0 | 0 | 0 | 0 | 0 | 0 | 0 | 0
INTERRUPT GAS | 0 | 0 | 0 | 0 | 0 | 0 | 0 | 0 | 0 | 0 | 0 | 0 | 0 | 0 | 0 | 0 | 0 | 0 | 0 | 0 | 0 | 0 | 0 | 0 | 0 | 0 | 0 | 0 | 0 | 0 | 0 | 0
FIRM GAS_GS (Start Up) | 97.37 | 95.76 | 124.81 | 27.52 | 0 | 0 | 0 | 0 | 0 | 0 | 0 | 0 | 0 | 0 | 0 | 0 | 0 | 0 | 0 | 0 | 0 | 0 | 0 | 0 | 0 | 0 | 0 | 0 | 0 | 0 | 0 | 0
INTERRUPT GAS (Start Up) | 1343.49 | 1155.33 | 1359.42 | 174.02 | 0 | 0 | 0 | 0 | 0 | 0 | 0 | 0 | 0 | 0 | 0 | 0 | 0 | 0 | 0 | 0 | 0 | 0 | 0 | 0 | 0 | 0 | 0 | 0 | 0 | 0 | 0 | 0
Big Bend 2 | 42511.4 | 39883.41 | 47484.26 | 20993.61 | 0 | 0 | 0 | 0 | 0 | 0 | 0 | 0 | 0 | 0 | 0 | 0 | 0 | 0 | 0 | 0 | 0 | 0 | 0 | 0 | 0 | 0 | 0 | 0 | 0 | 0 | 0 | 0
BB_#2OIL | 0 | 0 | 0 | 0 | 0 | 0 | 0 | 0 | 0 | 0 | 0 | 0 | 0 | 0 | 0 | 0 | 0 | 0 | 0 | 0 | 0 | 0 | 0 | 0 | 0 | 0 | 0 | 0 | 0 | 0 | 0 | 0
BB2_COAL_BLEND | 41126.96 | 38429.88 | 45857.62 | 20241.5 | 0 | 0 | 0 | 0 | 0 | 0 | 0 | 0 | 0 | 0 | 0 | 0 | 0 | 0 | 0 | 0 | 0 | 0 | 0 | 0 | 0 | 0 | 0 | 0 | 0 | 0 | 0 | 0
BB_COAL_STDLOW | 0 | 0 | 0 | 0 | 0 | 0 | 0 | 0 | 0 | 0 | 0 | 0 | 0 | 0 | 0 | 0 | 0 | 0 | 0 | 0 | 0 | 0 | 0 | 0 | 0 | 0 | 0 | 0 | 0 | 0 | 0 | 0
BB_COAL_PREMIUM | 0 | 0 | 0 | 0 | 0 | 0 | 0 | 0 | 0 | 0 | 0 | 0 | 0 | 0 | 0 | 0 | 0 | 0 | 0 | 0 | 0 | 0 | 0 | 0 | 0 | 0 | 0 | 0 | 0 | 0 | 0 | 0
BB_COAL_STDHIGH | 0 | 0 | 0 | 0 | 0 | 0 | 0 | 0 | 0 | 0 | 0 | 0 | 0 | 0 | 0 | 0 | 0 | 0 | 0 | 0 | 0 | 0 | 0 | 0 | 0 | 0 | 0 | 0 | 0 | 0 | 0 | 0
BB_COAL_LOWSULFUR | 0 | 0 | 0 | 0 | 0 | 0 | 0 | 0 | 0 | 0 | 0 | 0 | 0 | 0 | 0 | 0 | 0 | 0 | 0 | 0 | 0 | 0 | 0 | 0 | 0 | 0 | 0 | 0 | 0 | 0 | 0 | 0
BB_COAL_1 | 0 | 0 | 0 | 0 | 0 | 0 | 0 | 0 | 0 | 0 | 0 | 0 | 0 | 0 | 0 | 0 | 0 | 0 | 0 | 0 | 0 | 0 | 0 | 0 | 0 | 0 | 0 | 0 | 0 | 0 | 0 | 0
BB_COAL_2 | 0 | 0 | 0 | 0 | 0 | 0 | 0 | 0 | 0 | 0 | 0 | 0 | 0 | 0 | 0 | 0 | 0 | 0 | 0 | 0 | 0 | 0 | 0 | 0 | 0 | 0 | 0 | 0 | 0 | 0 | 0 | 0
BB_PETCOKE | 0 | 0 | 0 | 0 | 0 | 0 | 0 | 0 | 0 | 0 | 0 | 0 | 0 | 0 | 0 | 0 | 0 | 0 | 0 | 0 | 0 | 0 | 0 | 0 | 0 | 0 | 0 | 0 | 0 | 0 | 0 | 0
FIRM GAS_GS | 0 | 0 | 0 | 0 | 0 | 0 | 0 | 0 | 0 | 0 | 0 | 0 | 0 | 0 | 0 | 0 | 0 | 0 | 0 | 0 | 0 | 0 | 0 | 0 | 0 | 0 | 0 | 0 | 0 | 0 | 0 | 0
INTERRUPT GAS | 0 | 0 | 0 | 0 | 0 | 0 | 0 | 0 | 0 | 0 | 0 | 0 | 0 | 0 | 0 | 0 | 0 | 0 | 0 | 0 | 0 | 0 | 0 | 0 | 0 | 0 | 0 | 0 | 0 | 0 | 0 | 0
FIRM GAS_GS (Start Up) | 52.3 | 90.95 | 87.1 | 65.84 | 0 | 0 | 0 | 0 | 0 | 0 | 0 | 0 | 0 | 0 | 0 | 0 | 0 | 0 | 0 | 0 | 0 | 0 | 0 | 0 | 0 | 0 | 0 | 0 | 0 | 0 | 0 | 0
INTERRUPT GAS (Start Up) | 1332.14 | 1362.58 | 1539.54 | 686.27 | 0 | 0 | 0 | 0 | 0 | 0 | 0 | 0 | 0 | 0 | 0 | 0 | 0 | 0 | 0 | 0 | 0 | 0 | 0 | 0 | 0 | 0 | 0 | 0 | 0 | 0 | 0 | 0
Big Bend 3 | 51653.28 | 51511.13 | 64783.04 | 68461.16 | 71590.66 | 72128.73 | 73417.9 | 60032.46 | 75123.52 | 76724.71 | 77041.55 | 77235.99 | 65252.44 | 83959.37 | 84760.09 | 85455.59 | 85962.24 | 74836.5 | 91869.07 | 91392.86 | 94552.73 | 99075.41 | 101816.48 | 36782.94 | 0 | 0 | 0 | 0 | 0 | 0 | 0 | 0
BB_#2OIL | 0 | 0 | 0 | 0 | 0 | 0 | 0 | 0 | 0 | 0 | 0 | 0 | 0 | 0 | 0 | 0 | 0 | 0 | 0 | 0 | 0 | 0 | 0 | 0 | 0 | 0 | 0 | 0 | 0 | 0 | 0 | 0
BB3_COAL_BLEND | 50110.7 | 50535.49 | 63432.15 | 66933.34 | 70077.45 | 70539.38 | 71710.16 | 58518.75 | 73238.39 | 74635.99 | 74457.2 | 74431.55 | 62628.08 | 81072.41 | 81491.47 | 82144.28 | 82112.06 | 71669.43 | 88009.28 | 87160.77 | 90127.41 | 94788.84 | 97492.79 | 35310.42 | 0 | 0 | 0 | 0 | 0 | 0 | 0 | 0
BB_COAL_STDLOW | 0 | 0 | 0 | 0 | 0 | 0 | 0 | 0 | 0 | 0 | 0 | 0 | 0 | 0 | 0 | 0 | 0 | 0 | 0 | 0 | 0 | 0 | 0 | 0 | 0 | 0 | 0 | 0 | 0 | 0 | 0 | 0
BB_COAL_PREMIUM | 0 | 0 | 0 | 0 | 0 | 0 | 0 | 0 | 0 | 0 | 0 | 0 | 0 | 0 | 0 | 0 | 0 | 0 | 0 | 0 | 0 | 0 | 0 | 0 | 0 | 0 | 0 | 0 | 0 | 0 | 0 | 0
BB_COAL_STDHIGH | 0 | 0 | 0 | 0 | 0 | 0 | 0 | 0 | 0 | 0 | 0 | 0 | 0 | 0 | 0 | 0 | 0 | 0 | 0 | 0 | 0 | 0 | 0 | 0 | 0 | 0 | 0 | 0 | 0 | 0 | 0 | 0
BB_COAL_LOWSULFUR | 0 | 0 | 0 | 0 | 0 | 0 | 0 | 0 | 0 | 0 | 0 | 0 | 0 | 0 | 0 | 0 | 0 | 0 | 0 | 0 | 0 | 0 | 0 | 0 | 0 | 0 | 0 | 0 | 0 | 0 | 0 | 0
BB_COAL_1 | 0 | 0 | 0 | 0 | 0 | 0 | 0 | 0 | 0 | 0 | 0 | 0 | 0 | 0 | 0 | 0 | 0 | 0 | 0 | 0 | 0 | 0 | 0 | 0 | 0 | 0 | 0 | 0 | 0 | 0 | 0 | 0
BB_COAL_2 | 0 | 0 | 0 | 0 | 0 | 0 | 0 | 0 | 0 | 0 | 0 | 0 | 0 | 0 | 0 | 0 | 0 | 0 | 0 | 0 | 0 | 0 | 0 | 0 | 0 | 0 | 0 | 0 | 0 | 0 | 0 | 0
BB_PETCOKE | 0 | 0 | 0 | 0 | 0 | 0 | 0 | 0 | 0 | 0 | 0 | 0 | 0 | 0 | 0 | 0 | 0 | 0 | 0 | 0 | 0 | 0 | 0 | 0 | 0 | 0 | 0 | 0 | 0 | 0 | 0 | 0
FIRM GAS_GS | 0 | 0 | 0 | 0 | 0 | 0 | 0 | 0 | 0 | 0 | 0 | 0 | 0 | 0 | 0 | 0 | 0 | 0 | 0 | 0 | 0 | 0 | 0 | 0 | 0 | 0 | 0 | 0 | 0 | 0 | 0 | 0
INTERRUPT GAS | 0 | 0 | 0 | 0 | 0 | 0 | 0 | 0 | 0 | 0 | 0 | 0 | 0 | 0 | 0 | 0 | 0 | 0 | 0 | 0 | 0 | 0 | 0 | 0 | 0 | 0 | 0 | 0 | 0 | 0 | 0 | 0
FIRM GAS_GS (Start Up) | 69.15 | 47.81 | 52.94 | 35.79 | 31.81 | 330.51 | 342.6 | 294.31 | 347.96 | 342.5 | 466.9 | 468.9 | 532.22 | 423.73 | 589.69 | 477.07 | 546.8 | 540.99 | 549.29 | 538.82 | 469.23 | 328.86 | 489.17 | 224.58 | 0 | 0 | 0 | 0 | 0 | 0 | 0 | 0
INTERRUPT GAS (Start Up) | 1473.43 | 927.83 | 1297.95 | 1492.03 | 1481.4 | 1258.84 | 1365.14 | 1219.4 | 1537.17 | 1746.22 | 2117.45 | 2335.54 | 2092.14 | 2463.23 | 2678.93 | 2834.24 | 3303.38 | 2626.08 | 3310.5 | 3693.27 | 3956.09 | 3957.71 | 3834.52 | 1247.94 | 0 | 0 | 0 | 0 | 0 | 0 | 0 | 0
Big Bend 4 | 61406.74 | 59412.85 | 77721.64 | 82243.39 | 82530.17 | 77239.21 | 67414.49 | 83026.16 | 86588.6 | 87453.01 | 90972.12 | 68531.41 | 84409.55 | 84072.35 | 89719.19 | 90401.36 | 77145.7 | 90540.98 | 99054.13 | 100739.29 | 101552.35 | 83301.6 | 109221.86 | 110140.34 | 113457.79 | 111490.28 | 98920.2 | 120381.1 | 122139.06 | 122758.92 | 0 | 0
BB_#2OIL | 0 | 0 | 0 | 0 | 0 | 0 | 0 | 0 | 0 | 0 | 0 | 0 | 0 | 0 | 0 | 0 | 0 | 0 | 0 | 0 | 0 | 0 | 0 | 0 | 0 | 0 | 0 | 0 | 0 | 0 | 0 | 0
BB4_COAL_BLEND | 60027.65 | 58471.53 | 76496.86 | 80869.66 | 81112.09 | 75913.23 | 66175.09 | 81384.59 | 84963.49 | 85684.1 | 88918.82 | 66197.91 | 81393.7 | 80697.07 | 86340.07 | 86996.16 | 74021.77 | 86316.98 | 95275.84 | 96742.46 | 97330.88 | 79309.05 | 104758.3 | 105590.48 | 108593.93 | 106223.4 | 94867.8 | 115166.66 | 116772.2 | 117551.88 | 0 | 0
BB_COAL_STDLOW | 0 | 0 | 0 | 0 | 0 | 0 | 0 | 0 | 0 | 0 | 0 | 0 | 0 | 0 | 0 | 0 | 0 | 0 | 0 | 0 | 0 | 0 | 0 | 0 | 0 | 0 | 0 | 0 | 0 | 0 | 0 | 0
BB_COAL_PREMIUM | 0 | 0 | 0 | 0 | 0 | 0 | 0 | 0 | 0 | 0 | 0 | 0 | 0 | 0 | 0 | 0 | 0 | 0 | 0 | 0 | 0 | 0 | 0 | 0 | 0 | 0 | 0 | 0 | 0 | 0 | 0 | 0
BB_COAL_STDHIGH | 0 | 0 | 0 | 0 | 0 | 0 | 0 | 0 | 0 | 0 | 0 | 0 | 0 | 0 | 0 | 0 | 0 | 0 | 0 | 0 | 0 | 0 | 0 | 0 | 0 | 0 | 0 | 0 | 0 | 0 | 0 | 0
BB_COAL_LOWSULFUR | 0 | 0 | 0 | 0 | 0 | 0 | 0 | 0 | 0 | 0 | 0 | 0 | 0 | 0 | 0 | 0 | 0 | 0 | 0 | 0 | 0 | 0 | 0 | 0 | 0 | 0 | 0 | 0 | 0 | 0 | 0 | 0
BB_COAL_1 | 0 | 0 | 0 | 0 | 0 | 0 | 0 | 0 | 0 | 0 | 0 | 0 | 0 | 0 | 0 | 0 | 0 | 0 | 0 | 0 | 0 | 0 | 0 | 0 | 0 | 0 | 0 | 0 | 0 | 0 | 0 | 0
BB_COAL_2 | 0 | 0 | 0 | 0 | 0 | 0 | 0 | 0 | 0 | 0 | 0 | 0 | 0 | 0 | 0 | 0 | 0 | 0 | 0 | 0 | 0 | 0 | 0 | 0 | 0 | 0 | 0 | 0 | 0 | 0 | 0 | 0
BB_PETCOKE | 0 | 0 | 0 | 0 | 0 | 0 | 0 | 0 | 0 | 0 | 0 | 0 | 0 | 0 | 0 | 0 | 0 | 0 | 0 | 0 | 0 | 0 | 0 | 0 | 0 | 0 | 0 | 0 | 0 | 0 | 0 | 0
FIRM GAS_GS | 0 | 0 | 0 | 0 | 0 | 0 | 0 | 0 | 0 | 0 | 0 | 0 | 0 | 0 | 0 | 0 | 0 | 0 | 0 | 0 | 0 | 0 | 0 | 0 | 0 | 0 | 0 | 0 | 0 | 0 | 0 | 0
INTERRUPT GAS | 0 | 0 | 0 | 0 | 0 | 0 | 0 | 0 | 0 | 0 | 0 | 0 | 0 | 0 | 0 | 0 | 0 | 0 | 0 | 0 | 0 | 0 | 0 | 0 | 0 | 0 | 0 | 0 | 0 | 0 | 0 | 0
FIRM GAS_GS (Start Up) | 34.59 | 39.04 | 47.2 | 34.09 | 17.69 | 219.07 | 271.39 | 272.19 | 256.25 | 297.28 | 332.19 | 404.66 | 539.22 | 496.52 | 525.84 | 458.17 | 440.03 | 544.84 | 429.29 | 452.24 | 490.23 | 317.78 | 454.88 | 353.78 | 339.96 | 770.49 | 2313.89 | 2950.3 | 3049.7 | 2984.74 | 0 | 0
INTERRUPT GAS (Start Up) | 1344.5 | 902.28 | 1177.58 | 1339.64 | 1400.39 | 1106.91 | 968.01 | 1369.38 | 1368.86 | 1471.63 | 1721.11 | 1928.84 | 2476.63 | 2878.76 | 2853.28 | 2947.03 | 2683.9 | 3679.16 | 3349 | 3544.59 | 3731.24 | 3674.77 | 4008.68 | 4196.08 | 4523.9 | 4496.39 | 1738.51 | 2264.14 | 2317.16 | 2222.3 | 0 | 0
BigBend CT4 | 405.37 | 392.7 | 369.48 | 122.55 | 162.81 | 146.75 | 532.57 | 554.77 | 280.5 | 447.47 | 661.75 | 1206.85 | 1554.51 | 1308.85 | 1371.6 | 2057.54 | 2535.44 | 2809.82 | 2531.1 | 4742.01 | 5126.28 | 6350.2 | 4375.74 | 9515.66 | 10319.98 | 11713.14 | 10404.05 | 9586.96 | 9321.61 | 9070.98 | 0 | 0
FIRM GAS_GS | 64.99 | 23.36 | 6.57 | 14.23 | 18.28 | 9.56 | 41.61 | 46.67 | 26 | 50.74 | 102.18 | 72.31 | 148.67 | 76.11 | 175.2 | 362.18 | 292.04 | 465.92 | 364.46 | 736.12 | 990.04 | 756.1 | 652.03 | 997.01 | 1091.14 | 4114.11 | 10311.94 | 9459.51 | 9230.95 | 8963.86 | 0 | 0
INTERRUPT GAS | 340.38 | 369.34 | 362.91 | 108.32 | 144.53 | 137.19 | 490.96 | 508.1 | 254.5 | 396.73 | 559.57 | 1134.54 | 1405.84 | 1232.74 | 1196.4 | 1695.36 | 2243.4 | 2343.9 | 2166.64 | 4005.89 | 4136.24 | 5594.1 | 3723.71 | 8518.65 | 9228.84 | 7599.03 | 92.11 | 127.45 | 90.66 | 107.12 | 0 | 0
BigBend CT4o
BB_#2OIL | 0 | 0 | 0 | 0 | 0 | 0 | 0 | 0 | 0 | 0 | 0 | 0 | 0 | 0 | 0 | 0 | 0 | 0 | 0 | 0 | 0 | 0 | 0 | 0 | 0 | 0 | 0 | 0 | 0 | 0 | 0 | 0
Bayside 1 | 91916.39 | 102119.74 | 108581.23 | 126822.22 | 125458.74 | 80600.66 | 78192.16 | 100521.08 | 94299.75 | 99179.22 | 116210.28 | 127047.58 | 134124.86 | 144949.52 | 139914.15 | 175288.55 | 175336.95 | 184679.69 | 192128.8 | 187062.57 | 218155.28 | 240474.99 | 225824.6 | 252568.32 | 277525.94 | 58384.34 | 0 | 0 | 0 | 0 | 0 | 0
FIRM GAS_GS | 59903.86 | 66425.91 | 72977.6 | 80695.02 | 76234.23 | 65315.05 | 60956.48 | 78875.84 | 74051.86 | 76200.41 | 90036.57 | 95250.62 | 100009.45 | 108290.27 | 103335.17 | 127075.1 | 125440.34 | 130136.99 | 133723.94 | 120048.89 | 143158.55 | 151232.23 | 149064.77 | 154809.77 | 167688.72 | 41192.97 | 0 | 0 | 0 | 0 | 0 | 0
FIRM GAS_FGT | 31999.04 | 35677.85 | 35594.35 | 46106.65 | 49196.62 | 15241.57 | 17039.14 | 21458.34 | 20170.08 | 22793.84 | 25932.92 | 31147.28 | 33128.21 | 35846.54 | 35423.97 | 46661.95 | 47407.86 | 50783.07 | 54691.34 | 59567.34 | 67470.8 | 78906.5 | 69522.95 | 80432.56 | 90870.49 | 16257.08 | 0 | 0 | 0 | 0 | 0 | 0
INTERRUPT GAS | 13.49 | 15.98 | 9.28 | 20.55 | 27.89 | 44.04 | 196.54 | 186.9 | 77.81 | 184.97 | 240.79 | 649.68 | 987.2 | 812.71 | 1155.01 | 1551.5 | 2488.75 | 3759.63 | 3713.52 | 7446.34 | 7525.93 | 10336.26 | 7236.88 | 17325.99 | 18966.73 | 934.29 | 0 | 0 | 0 | 0 | 0 | 0
Bayside 2 | 72854.41 | 76747.68 | 73859.68 | 101438.94 | 125891.21 | 33590.08 | 53814.73 | 57345.71 | 57327.04 | 78415.67 | 77537.24 | 93030.88 | 105293.61 | 111290.32 | 133263.23 | 127921.87 | 146591.73 | 156848.67 | 166791.24 | 199726.11 | 171431.82 | 222723.53 | 196815.97 | 227838.03 | 245144.05 | 311203.73 | 0 | 0 | 0 | 0 | 0 | 0
FIRM GAS_GS | 16007.67 | 10862.11 | 10560.33 | 12263.39 | 24653.9 | 14182.55 | 23067.98 | 19055.77 | 22968.04 | 32321.68 | 26739.03 | 29646.21 | 34255.94 | 36517.88 | 50713.12 | 34523.73 | 44057.6 | 47676.9 | 50315.6 | 68225.34 | 45955.72 | 60660.9 | 55881.54 | 63925.1 | 63946.25 | 160889.3 | 0 | 0 | 0 | 0 | 0 | 0
FIRM GAS_FGT | 56680.7 | 65635.42 | 63005.66 | 88921.96 | 100924.82 | 19283.21 | 30223.64 | 37801.14 | 34040.45 | 45559.78 | 50049.89 | 61760.78 | 68797.22 | 72428.55 | 80049.39 | 90082.16 | 95441.83 | 99062.91 | 105990.1 | 112385.27 | 105299.72 | 134488.08 | 120856.08 | 117224.41 | 129126.56 | 137078.88 | 0 | 0 | 0 | 0 | 0 | 0
INTERRUPT GAS | 166.04 | 250.15 | 293.69 | 253.59 | 312.49 | 124.32 | 523.11 | 488.8 | 318.55 | 534.21 | 748.32 | 1623.89 | 2240.45 | 2343.89 | 2500.72 | 3315.98 | 7092.3 | 10108.86 | 10485.54 | 19115.5 | 20176.38 | 27574.55 | 20078.35 | 46688.52 | 52071.24 | 13235.55 | 0 | 0 | 0 | 0 | 0 | 0
Bayside 3 | 188.3 | 294.24 | 303.94 | 79.64 | 126.26 | 159.92 | 533.17 | 566.13 | 316.24 | 523.42 | 749.25 | 1355.5 | 1875.88 | 1614.33 | 1764.81 | 2298.74 | 3108.91 | 3222.3 | 3458.33 | 4826 | 4840.89 | 5848.47 | 4871.03 | 6453 | 6977.41 | 3239.18 | 2323.31 | 2266.83 | 2092.58 | 2259.94 | 0 | 0
FIRM GAS_GS | 53.59 | 11.38 | 10.81 | 13.33 | 13.04 | 66.61 | 257.21 | 290.18 | 195.01 | 268.89 | 512.96 | 863.66 | 1245.54 | 1028.26 | 1207.07 | 1424.38 | 1764.25 | 1687.86 | 1714.32 | 1984.55 | 1966.01 | 2026 | 1957.2 | 1728.43 | 2289.69 | 2585.12 | 2184.59 | 2132.94 | 1963.71 | 2122.65 | 0 | 0
FIRM GAS_FGT | 108.27 | 248.59 | 267.28 | 49.59 | 72.14 | 85.39 | 180.8 | 171.39 | 75.61 | 140.2 | 99.23 | 156.03 | 150.77 | 169.77 | 128.97 | 221.69 | 262.12 | 194.54 | 308.19 | 382.32 | 406.7 | 482.85 | 414.03 | 308.01 | 297.68 | 228.34 | 29.3 | 41.07 | 34.14 | 37.09 | 0 | 0
INTERRUPT GAS | 26.44 | 34.27 | 25.85 | 16.72 | 41.08 | 7.92 | 95.16 | 104.56 | 45.62 | 114.33 | 137.06 | 335.81 | 479.57 | 416.3 | 428.77 | 652.67 | 1082.54 | 1339.9 | 1435.82 | 2459.13 | 2468.18 | 3339.62 | 2499.8 | 4416.56 | 4390.04 | 425.72 | 109.42 | 92.82 | 94.73 | 100.2 | 0 | 0
Bayside 4 | 151.57 | 274.66 | 268.11 | 71.51 | 90.64 | 134.31 | 457.95 | 507.55 | 258.97 | 420.09 | 637.48 | 1088.59 | 1488.12 | 1230.19 | 1283.87 | 1634.31 | 2257.84 | 2146.87 | 2209.78 | 3039.08 | 2955.71 | 3624.6 | 3057.11 | 4035.07 | 4560.38 | 2001.9 | 1240.44 | 1248.36 | 1146.94 | 1116.49 | 0 | 0
FIRM GAS_GS | 47.97 | 15.16 | 10.2 | 9.59 | 8.87 | 48.04 | 203.36 | 232.72 | 142.87 | 203.82 | 343.51 | 574.84 | 814.37 | 662.44 | 727.39 | 848.45 | 1043.37 | 933.23 | 933.31 | 1002.41 | 951.85 | 1076.9 | 1042.51 | 840.2 | 1268.78 | 1213.6 | 1149.12 | 1154.01 | 1060.84 | 1033.9 | 0 | 0
FIRM GAS_FGT | 76.79 | 223.03 | 225.19 | 42.46 | 38.97 | 75 | 148.79 | 159.2 | 68.32 | 99.95 | 129.44 | 119.31 | 124.08 | 132.23 | 68.76 | 123.99 | 130.17 | 77.96 | 127.88 | 181.69 | 183.17 | 223.51 | 198.55 | 168.6 | 152.01 | 129 | 17.41 | 25.15 | 22.38 | 21.08 | 0 | 0
INTERRUPT GAS | 26.81 | 36.47 | 32.72 | 19.46 | 42.8 | 11.27 | 105.8 | 115.63 | 47.78 | 116.32 | 164.53 | 394.44 | 549.67 | 435.52 | 487.72 | 661.87 | 1084.3 | 1135.68 | 1148.59 | 1854.98 | 1820.69 | 2324.19 | 1816.05 | 3026.27 | 3139.59 | 659.3 | 73.91 | 69.2 | 63.72 | 61.51 | 0 | 0
Bayside 5 | 354.56 | 406.94 | 410.47 | 154.93 | 236.63 | 222.95 | 673.5 | 784.46 | 447.42 | 752.18 | 1083.81 | 1901.89 | 2556.01 | 2272.69 | 2606.24 | 3769.79 | 4647.63 | 5474.55 | 5826.1 | 8495.93 | 8845.94 | 10022.06 | 8705.69 | 11299.61 | 12008.97 | 6744.18 | 5838.65 | 5838.47 | 5558.59 | 5500.34 | 0 | 0
FIRM GAS_GS | 80.47 | 29.45 | 15.2 | 20.03 | 20.58 | 83.82 | 300.55 | 358.61 | 249.11 | 339.89 | 676.39 | 1105.17 | 1517.56 | 1269.49 | 1607.64 | 2121.03 | 2407.82 | 2674.5 | 2546.16 | 3135.59 | 3391.83 | 3162.11 | 3175.18 | 2798.48 | 3553 | 4911.02 | 5565.58 | 5556.76 | 5294.41 | 5241.85 | 0 | 0
FIRM GAS_FGT | 254.09 | 351.22 | 373.99 | 115.39 | 169.88 | 128.75 | 309.3 | 338.02 | 154.8 | 298.22 | 258.74 | 366.34 | 407.02 | 418.64 | 407.52 | 698.11 | 787.88 | 713.91 | 1002.93 | 1205.43 | 1272.64 | 1383.34 | 1364.97 | 1182.78 | 1005.41 | 967.67 | 62.01 | 88.5 | 64.19 | 67.8 | 0 | 0
INTERRUPT GAS | 20 | 26.27 | 21.28 | 19.51 | 46.17 | 10.38 | 63.65 | 87.83 | 43.51 | 114.07 | 148.68 | 430.38 | 631.43 | 584.56 | 591.08 | 950.65 | 1451.93 | 2086.14 | 2277.01 | 4154.91 | 4181.47 | 5476.61 | 4165.54 | 7318.35 | 7450.56 | 865.49 | 211.06 | 193.21 | 199.99 | 190.69 | 0 | 0
Bayside 6 | 267.39 | 362.38 | 355.63 | 116.87 | 170.21 | 186.65 | 606.27 | 673.8 | 387.93 | 643.98 | 907.36 | 1668.24 | 2274.28 | 1932.24 | 2238.17 | 3074.95 | 4001.64 | 4545.19 | 4813.17 | 6832.23 | 7014.78 | 8221.78 | 6912.42 | 9012.97 | 9771.15 | 4855.23 | 3787.69 | 3681.24 | 3593.8 | 3643.39 | 0 | 0
FIRM GAS_GS | 66.34 | 24.48 | 13.53 | 15.82 | 15.24 | 73.35 | 277.35 | 330.7 | 229.44 | 309.04 | 592.06 | 1015.1 | 1423.63 | 1144.42 | 1433.74 | 1794.44 | 2165.24 | 2272.41 | 2227.42 | 2657.22 | 2783.67 | 2683.81 | 2665.31 | 2262.39 | 3046.21 | 3815.15 | 3591.79 | 3488.96 | 3407 | 3462.47 | 0 | 0
FIRM GAS_FGT | 181.23 | 309.45 | 316.83 | 81.16 | 105.12 | 104.29 | 245.58 | 242.14 | 110.04 | 207.39 | 162.16 | 242.06 | 256.01 | 251.92 | 251.73 | 441.98 | 478.55 | 402.79 | 615.94 | 710.92 | 767.31 | 898.71 | 806.83 | 671.19 | 573.01 | 460.89 | 40.58 | 59.77 | 47.93 | 49.59 | 0 | 0
INTERRUPT GAS | 19.82 | 28.45 | 25.27 | 19.89 | 49.85 | 9.01 | 83.34 | 100.96 | 48.45 | 127.55 | 153.14 | 411.08 | 594.64 | 535.9 | 552.7 | 838.53 | 1357.85 | 1869.99 | 1969.81 | 3464.09 | 3463.8 | 4639.26 | 3440.28 | 6079.39 | 6151.93 | 579.19 | 155.32 | 132.51 | 138.87 | 131.33 | 0 | 0
Polk 1 | 38154.41 | 45988.35 | 47782.66 | 44972.47 | 50511.43 | 49307.48 | 47240.84 | 51548.35 | 52784.2 | 49076.21 | 51101.27 | 56260.07 | 57100.94 | 55325.62 | 58826.26 | 59720.21 | 58304.42 | 62843.17 | 43453.15 | 0 | 0 | 0 | 0 | 0 | 0 | 0 | 0 | 0 | 0 | 0 | 0 | 0
POLK_COAL_LOW | 11857.93 | 15028.21 | 16462.03 | 15491.31 | 17465.18 | 16998.19 | 16288.42 | 17803.37 | 18244.04 | 16921.76 | 17638.6 | 19408.88 | 19659.45 | 19040.16 | 20543.37 | 20840.7 | 20375.48 | 21916.9 | 15205.92 | 0 | 0 | 0 | 0 | 0 | 0 | 0 | 0 | 0 | 0 | 0 | 0 | 0
POLK_COAL_1 | 0 | 0 | 0 | 0 | 0 | 0 | 0 | 0 | 0 | 0 | 0 | 0 | 0 | 0 | 0 | 0 | 0 | 0 | 0 | 0 | 0 | 0 | 0 | 0 | 0 | 0 | 0 | 0 | 0 | 0 | 0 | 0
POLK_COAL_2 | 0 | 0 | 0 | 0 | 0 | 0 | 0 | 0 | 0 | 0 | 0 | 0 | 0 | 0 | 0 | 0 | 0 | 0 | 0 | 0 | 0 | 0 | 0 | 0 | 0 | 0 | 0 | 0 | 0 | 0 | 0 | 0
POLK PETCOKE | 25603.09 | 30341.94 | 30630.64 | 28717.54 | 32360.86 | 31491.86 | 30101.93 | 32846.85 | 33618.65 | 31156.57 | 32442.09 | 35668.64 | 36100.2 | 34936.53 | 36711.66 | 37236.36 | 36397.66 | 39144.29 | 27198.88 | 0 | 0 | 0 | 0 | 0 | 0 | 0 | 0 | 0 | 0 | 0 | 0 | 0
PROPANE | 0 | 0 | 0 | 0 | 0 | 0 | 0 | 0 | 0 | 0 | 0 | 0 | 0 | 0 | 0 | 0 | 0 | 0 | 0 | 0 | 0 | 0 | 0 | 0 | 0 | 0 | 0 | 0 | 0 | 0 | 0 | 0
POLK #2OIL | 0 | 0 | 0 | 0 | 0 | 0 | 0 | 0 | 0 | 0 | 0 | 0 | 0 | 0 | 0 | 0 | 0 | 0 | 0 | 0 | 0 | 0 | 0 | 0 | 0 | 0 | 0 | 0 | 0 | 0 | 0 | 0
POLK 1 FIRM Gas_FGT (Start Up) | 693.39 | 618.2 | 689.99 | 763.62 | 685.39 | 817.43 | 850.49 | 898.13 | 921.51 | 997.88 | 1020.58 | 1182.55 | 1341.29 | 1348.93 | 1571.23 | 1643.15 | 1531.28 | 1781.98 | 1048.35 | 0 | 0 | 0 | 0 | 0 | 0 | 0 | 0 | 0 | 0 | 0 | 0 | 0
POLK 1 INTERRUPT Gas (Start Up) | 0 | 0 | 0 | 0 | 0 | 0 | 0 | 0 | 0 | 0 | 0 | 0 | 0 | 0 | 0 | 0 | 0 | 0 | 0 | 0 | 0 | 0 | 0 | 0 | 0 | 0 | 0 | 0 | 0 | 0 | 0 | 0
Polk 1g
POLK 1g FIRM Gas_FGT | 5098.18 | 3367.36 | 4540.74 | 6861.97 | 9826.67 | 4032.7 | 5271.54 | 8291.13 | 5888.35 | 10076.66 | 8954.62 | 12329.9 | 14616.48 | 14418.1 | 18331.95 | 24579.79 | 20912.51 | 24814.13 | 16779.94 | 0 | 0 | 0 | 0 | 0 | 0 | 0 | 0 | 0 | 0 | 0 | 0 | 0
POLK 1g INTERRUPT Gas | 86.3 | 91.28 | 133.34 | 138.14 | 118.25 | 111.58 | 128.86 | 293.1 | 217.49 | 501.62 | 707.56 | 1393.74 | 2171.62 | 1916.53 | 2398.18 | 2900.61 | 4460.75 | 5981.2 | 3502.16 | 0 | 0 | 0 | 0 | 0 | 0 | 0 | 0 | 0 | 0 | 0 | 0 | 0
Polk 2 | 1148.88 | 197.25 | 115.23 | 85.41 | 102.2 | 41.89 | 171.63 | 315.44 | 88.49 | 567 | 199.07 | 210.92 | 280.7 | 313.28 | 415.21 | 2673.97 | 387.55 | 392.04 | 379.23 | 520.5 | 650.92 | 5121.93 | 856.83 | 578.87 | 1080.75 | 627.44 | 574.42 | 6024.89 | 413.54 | 179.14 | 0 | 0
FIRM GAS_FGT | 1148.38 | 193.63 | 114.86 | 79.91 | 94.78 | 41.89 | 171.05 | 298.88 | 88.41 | 565.55 | 196.42 | 188.43 | 241.78 | 292.26 | 345.36 | 2560.6 | 281.93 | 275.73 | 341.81 | 320.71 | 403.04 | 4715.73 | 529.91 | 330.16 | 581.92 | 295.18 | 438.31 | 5512.36 | 290.83 | 139.66 | 0 | 0
INTERRUPT GAS | 0.5 | 3.62 | 0.37 | 5.5 | 7.42 | 0 | 0.58 | 16.56 | 0.08 | 1.45 | 2.65 | 22.49 | 38.92 | 21.02 | 69.85 | 113.37 | 105.62 | 116.31 | 37.42 | 199.79 | 247.88 | 406.2 | 326.92 | 248.71 | 498.83 | 332.26 | 136.11 | 512.53 | 122.71 | 39.48 | 0 | 0
Polk 2o
Polk2o #2OIL | 0 | 0 | 0 | 0 | 0 | 0 | 0 | 0 | 0 | 0 | 0 | 0 | 0 | 0 | 0 | 0 | 0 | 0 | 0 | 0 | 0 | 0 | 0 | 0 | 0 | 0 | 0 | 0 | 0 | 0 | 0 | 0
Polk 3 | 690.11 | 150.36 | 227.11 | 56.69 | 53.06 | 26.88 | 128.22 | 551.73 | 56.52 | 362.4 | 171.71 | 142.2 | 226.07 | 237.68 | 308.56 | 2359.04 | 227.23 | 308.29 | 293.87 | 459.41 | 594.14 | 4776.35 | 595.52 | 412.54 | 900.57 | 442.2 | 409.56 | 5083.54 | 321.67 | 111.57 | 0 | 0
FIRM GAS_FGT | 688.94 | 149.3 | 226.98 | 45.84 | 48.66 | 26.88 | 121.79 | 515.93 | 56.44 | 357.24 | 167.96 | 108.51 | 169.23 | 202.08 | 239.64 | 2233.51 | 164.72 | 178.99 | 228.22 | 222.99 | 382.89 | 4263.84 | 300.25 | 164.61 | 431.56 | 178.05 | 330.36 | 4493.4 | 225.86 | 100.42 | 0 | 0
INTERRUPT GAS | 1.17 | 1.06 | 0.13 | 10.85 | 4.4 | 0 | 6.43 | 35.8 | 0.08 | 5.16 | 3.75 | 33.69 | 56.84 | 35.6 | 68.92 | 125.53 | 62.51 | 129.3 | 65.65 | 236.42 | 211.25 | 512.51 | 295.27 | 247.93 | 469.01 | 264.15 | 79.2 | 590.14 | 95.81 | 11.15 | 0 | 0
Polk 3o
Polk 3o #2OIL | 0 | 0 | 0 | 0 | 0 | 0 | 0 | 0 | 0 | 0 | 0 | 0 | 0 | 0 | 0 | 0 | 0 | 0 | 0 | 0 | 0 | 0 | 0 | 0 | 0 | 0 | 0 | 0 | 0 | 0 | 0 | 0
Polk 4 | 383.69 | 92.6 | 133.84 | 26.84 | 26.24 | 20.96 | 107.59 | 376.56 | 39.88 | 204.45 | 117.97 | 129.5 | 163.18 | 195.13 | 259.78 | 1936.69 | 161.75 | 276.03 | 188.46 | 349.93 | 454.85 | 3513.06 | 511.72 | 322.29 | 722.24 | 294.8 | 280.95 | 3929.85 | 210.3 | 55.49 | 0 | 0
FIRM GAS_FGT | 379.43 | 92.25 | 133.12 | 11.3 | 18.31 | 20.96 | 100.44 | 345.81 | 39.8 | 200.03 | 117.12 | 100.92 | 91.03 | 118.42 | 148.17 | 1731.65 | 100.1 | 87.42 | 116.81 | 125.18 | 245.65 | 3029.91 | 181.89 | 95.6 | 224.03 | 124.87 | 187.38 | 3197.29 | 158.97 | 31.8 | 0 | 0
INTERRUPT GAS | 4.26 | 0.35 | 0.72 | 15.54 | 7.93 | 0 | 7.15 | 30.75 | 0.08 | 4.42 | 0.85 | 28.58 | 72.15 | 76.71 | 111.61 | 205.04 | 61.65 | 188.61 | 71.65 | 224.75 | 209.2 | 483.15 | 329.83 | 226.69 | 498.21 | 169.93 | 93.57 | 732.56 | 51.33 | 23.69 | 0 | 0
Polk 5 | 190.94 | 70.15 | 82.6 | 19.04 | 19.29 | 3.9 | 80.16 | 229.93 | 21.94 | 123.29 | 89.63 | 89.33 | 149.85 | 156.88 | 224.72 | 1174.55 | 87.28 | 212.52 | 171.14 | 258.47 | 376.4 | 2588.37 | 388.04 | 280.45 | 546.24 | 237.2 | 171.93 | 2785.88 | 133.55 | 62.01 | 0 | 0
FIRM GAS_FGT | 190.85 | 67.9 | 75.76 | 3.62 | 15.06 | 3.9 | 69.4 | 187.27 | 21.78 | 110.86 | 83.82 | 50.26 | 48.22 | 55.94 | 95.63 | 929.49 | 35.21 | 33.79 | 78.21 | 37.75 | 185.27 | 2080.54 | 91.97 | 112.03 | 149.96 | 94.09 | 112.85 | 2028.14 | 105.61 | 37.09 | 0 | 0
INTERRUPT GAS | 0.09 | 2.25 | 6.84 | 15.42 | 4.23 | 0 | 10.76 | 42.66 | 0.16 | 12.43 | 5.81 | 39.07 | 101.63 | 100.94 | 129.09 | 245.06 | 52.07 | 178.73 | 92.93 | 220.72 | 191.13 | 507.83 | 296.07 | 168.42 | 396.28 | 143.11 | 59.08 | 757.74 | 27.94 | 24.92 | 0 | 0
Polk 2 CC | 170559.75 | 183323.58 | 177155.9 | 221274.35 | 242390.64 | 136451.34 | 155178.34 | 153957.22 | 171331.44 | 180865.18 | 216930.59 | 245863.3 | 276043.08 | 283587.28 | 312253.85 | 301802.82 | 371854.27 | 392600.67 | 416042.12 | 469782.21 | 479913.28 | 456975.72 | 493459.67 | 545751.49 | 593070.2 | 569013.35 | 297310.12 | 281562.22 | 309289.83 | 306142.77 | 0 | 0
FIRM GAS_FGT | 170559.6 | 183323.58 | 177155.11 | 221273.53 | 242390.14 | 136353.19 | 154646.98 | 153597.27 | 170984.21 | 180272.52 | 216007.01 | 243287.29 | 272475.82 | 280501.69 | 308039.54 | 296504.65 | 363228.35 | 380749.9 | 404416.55 | 452190.5 | 461343.09 | 435179.42 | 476287.34 | 514125.1 | 557763.74 | 542685.03 | 258553.58 | 247800.2 | 270880.19 | 269815.17 | 0 | 0
INTERRUPT GAS | 0.15 | 0 | 0.79 | 0.82 | 0.5 | 98.15 | 531.36 | 359.95 | 347.23 | 592.66 | 923.58 | 2576.01 | 3567.26 | 3085.59 | 4214.31 | 5298.17 | 8625.92 | 11850.77 | 11625.57 | 17591.71 | 18570.19 | 21796.3 | 17172.33 | 31626.39 | 35306.46 | 26328.32 | 38756.54 | 33762.02 | 38409.64 | 36327.6 | 0 | 0
Polk 2 DF | 1013.77 | 1051.4 | 995.91 | 1051.56 | 1312.94 | 790.41 | 1587.07 | 1505.17 | 1355.83 | 1692.79 | 2512.84 | 4348.38 | 5613.91 | 5195.45 | 6139 | 8012.49 | 10403.71 | 12472.78 | 13650.12 | 20796.65 | 21925.57 | 22661.87 | 20251.83 | 28307.67 | 30222.8 | 28257.28 | 22668.23 | 20564.53 | 21876.29 | 21134.14 | 0 | 0
FIRM GAS_FGT | 973.95 | 996.71 | 950.65 | 1020.12 | 1275.04 | 759.18 | 1428.81 | 1315.66 | 1237.03 | 1483.87 | 2218.6 | 3645.11 | 4586.07 | 4275.66 | 5085.78 | 6562.67 | 8237.62 | 9483.37 | 10814.66 | 16415.98 | 17379.45 | 17038.59 | 15958.52 | 19635.02 | 20588.06 | 24135.89 | 13772.03 | 13055.35 | 13697.96 | 13183.22 | 0 | 0
INTERRUPT GAS | 39.82 | 54.69 | 45.26 | 31.44 | 37.9 | 31.23 | 158.26 | 189.51 | 118.8 | 208.92 | 294.24 | 703.27 | 1027.84 | 919.79 | 1053.22 | 1449.82 | 2166.09 | 2989.41 | 2835.46 | 4380.67 | 4546.12 | 5623.28 | 4293.31 | 8672.65 | 9634.74 | 4121.39 | 8896.2 | 7509.18 | 8178.33 | 7950.92 | 0 | 0
FutAeroCT 1 | 0 | 0 | 0 | 0 | 0 | 0 | 0 | 0 | 0 | 0 | 0 | 0 | 0 | 0 | 0 | 0 | 0 | 0 | 0 | 0 | 0 | 0 | 0 | 0 | 0 | 0 | 4316.83 | 4338.34 | 4101.74 | 3826.9 | 0 | 0
FIRM GAS_GS | 0 | 0 | 0 | 0 | 0 | 0 | 0 | 0 | 0 | 0 | 0 | 0 | 0 | 0 | 0 | 0 | 0 | 0 | 0 | 0 | 0 | 0 | 0 | 0 | 0 | 0 | 0 | 0 | 0 | 0 | 0 | 0
FIRM GAS_FGT | 0 | 0 | 0 | 0 | 0 | 0 | 0 | 0 | 0 | 0 | 0 | 0 | 0 | 0 | 0 | 0 | 0 | 0 | 0 | 0 | 0 | 0 | 0 | 0 | 0 | 0 | 2520.4 | 2915.68 | 2639.7 | 2364.06 | 0 | 0
INTERRUPT GAS | 0 | 0 | 0 | 0 | 0 | 0 | 0 | 0 | 0 | 0 | 0 | 0 | 0 | 0 | 0 | 0 | 0 | 0 | 0 | 0 | 0 | 0 | 0 | 0 | 0 | 0 | 1796.43 | 1422.66 | 1462.04 | 1462.84 | 0 | 0
FutAeroCT 2 | 0 | 0 | 0 | 0 | 0 | 0 | 0 | 0 | 0 | 0 | 0 | 0 | 0 | 0 | 0 | 0 | 0 | 0 | 0 | 0 | 0 | 0 | 0 | 0 | 0 | 0 | 0 | 0 | 0 | 0 | 0 | 0
FIRM GAS_GS | 0 | 0 | 0 | 0 | 0 | 0 | 0 | 0 | 0 | 0 | 0 | 0 | 0 | 0 | 0 | 0 | 0 | 0 | 0 | 0 | 0 | 0 | 0 | 0 | 0 | 0 | 0 | 0 | 0 | 0 | 0 | 0
FIRM GAS_FGT | 0 | 0 | 0 | 0 | 0 | 0 | 0 | 0 | 0 | 0 | 0 | 0 | 0 | 0 | 0 | 0 | 0 | 0 | 0 | 0 | 0 | 0 | 0 | 0 | 0 | 0 | 0 | 0 | 0 | 0 | 0 | 0
INTERRUPT GAS | 0 | 0 | 0 | 0 | 0 | 0 | 0 | 0 | 0 | 0 | 0 | 0 | 0 | 0 | 0 | 0 | 0 | 0 | 0 | 0 | 0 | 0 | 0 | 0 | 0 | 0 | 0 | 0 | 0 | 0 | 0 | 0
FutAeroCT 3 | 0 | 0 | 0 | 0 | 0 | 0 | 0 | 0 | 0 | 0 | 0 | 0 | 0 | 0 | 0 | 0 | 0 | 0 | 0 | 0 | 0 | 0 | 0 | 0 | 0 | 0 | 0 | 0 | 0 | 0 | 0 | 0
FIRM GAS_GS | 0 | 0 | 0 | 0 | 0 | 0 | 0 | 0 | 0 | 0 | 0 | 0 | 0 | 0 | 0 | 0 | 0 | 0 | 0 | 0 | 0 | 0 | 0 | 0 | 0 | 0 | 0 | 0 | 0 | 0 | 0 | 0
FIRM GAS_FGT | 0 | 0 | 0 | 0 | 0 | 0 | 0 | 0 | 0 | 0 | 0 | 0 | 0 | 0 | 0 | 0 | 0 | 0 | 0 | 0 | 0 | 0 | 0 | 0 | 0 | 0 | 0 | 0 | 0 | 0 | 0 | 0
INTERRUPT GAS | 0 | 0 | 0 | 0 | 0 | 0 | 0 | 0 | 0 | 0 | 0 | 0 | 0 | 0 | 0 | 0 | 0 | 0 | 0 | 0 | 0 | 0 | 0 | 0 | 0 | 0 | 0 | 0 | 0 | 0 | 0 | 0
FutAeroCT 4 | 0 | 0 | 0 | 0 | 0 | 0 | 0 | 0 | 0 | 0 | 0 | 0 | 0 | 0 | 0 | 0 | 0 | 0 | 0 | 0 | 0 | 0 | 0 | 0 | 0 | 0 | 0 | 0 | 0 | 0 | 0 | 0
FIRM GAS_GS | 0 | 0 | 0 | 0 | 0 | 0 | 0 | 0 | 0 | 0 | 0 | 0 | 0 | 0 | 0 | 0 | 0 | 0 | 0 | 0 | 0 | 0 | 0 | 0 | 0 | 0 | 0 | 0 | 0 | 0 | 0 | 0
FIRM GAS_FGT | 0 | 0 | 0 | 0 | 0 | 0 | 0 | 0 | 0 | 0 | 0 | 0 | 0 | 0 | 0 | 0 | 0 | 0 | 0 | 0 | 0 | 0 | 0 | 0 | 0 | 0 | 0 | 0 | 0 | 0 | 0 | 0
INTERRUPT GAS | 0 | 0 | 0 | 0 | 0 | 0 | 0 | 0 | 0 | 0 | 0 | 0 | 0 | 0 | 0 | 0 | 0 | 0 | 0 | 0 | 0 | 0 | 0 | 0 | 0 | 0 | 0 | 0 | 0 | 0 | 0 | 0
FutAeroCT 5 | 0 | 0 | 0 | 0 | 0 | 0 | 0 | 0 | 0 | 0 | 0 | 0 | 0 | 0 | 0 | 0 | 0 | 0 | 0 | 0 | 0 | 0 | 0 | 0 | 0 | 0 | 0 | 0 | 0 | 0 | 0 | 0
FIRM GAS_GS | 0 | 0 | 0 | 0 | 0 | 0 | 0 | 0 | 0 | 0 | 0 | 0 | 0 | 0 | 0 | 0 | 0 | 0 | 0 | 0 | 0 | 0 | 0 | 0 | 0 | 0 | 0 | 0 | 0 | 0 | 0 | 0
FIRM GAS_FGT | 0 | 0 | 0 | 0 | 0 | 0 | 0 | 0 | 0 | 0 | 0 | 0 | 0 | 0 | 0 | 0 | 0 | 0 | 0 | 0 | 0 | 0 | 0 | 0 | 0 | 0 | 0 | 0 | 0 | 0 | 0 | 0
INTERRUPT GAS | 0 | 0 | 0 | 0 | 0 | 0 | 0 | 0 | 0 | 0 | 0 | 0 | 0 | 0 | 0 | 0 | 0 | 0 | 0 | 0 | 0 | 0 | 0 | 0 | 0 | 0 | 0 | 0 | 0 | 0 | 0 | 0
FutAeroCT 6 | 0 | 0 | 0 | 0 | 0 | 0 | 0 | 0 | 0 | 0 | 0 | 0 | 0 | 0 | 0 | 0 | 0 | 0 | 0 | 0 | 0 | 0 | 0 | 0 | 0 | 0 | 0 | 0 | 0 | 0 | 0 | 0
FIRM GAS_GS | 0 | 0 | 0 | 0 | 0 | 0 | 0 | 0 | 0 | 0 | 0 | 0 | 0 | 0 | 0 | 0 | 0 | 0 | 0 | 0 | 0 | 0 | 0 | 0 | 0 | 0 | 0 | 0 | 0 | 0 | 0 | 0
FIRM GAS_FGT | 0 | 0 | 0 | 0 | 0 | 0 | 0 | 0 | 0 | 0 | 0 | 0 | 0 | 0 | 0 | 0 | 0 | 0 | 0 | 0 | 0 | 0 | 0 | 0 | 0 | 0 | 0 | 0 | 0 | 0 | 0 | 0
INTERRUPT GAS | 0 | 0 | 0 | 0 | 0 | 0 | 0 | 0 | 0 | 0 | 0 | 0 | 0 | 0 | 0 | 0 | 0 | 0 | 0 | 0 | 0 | 0 | 0 | 0 | 0 | 0 | 0 | 0 | 0 | 0 | 0 | 0
FutAeroCT 7 | 0 | 0 | 0 | 0 | 0 | 0 | 0 | 0 | 0 | 0 | 0 | 0 | 0 | 0 | 0 | 0 | 0 | 0 | 0 | 0 | 0 | 0 | 0 | 0 | 0 | 0 | 0 | 0 | 0 | 0 | 0 | 0
FIRM GAS_GS | 0 | 0 | 0 | 0 | 0 | 0 | 0 | 0 | 0 | 0 | 0 | 0 | 0 | 0 | 0 | 0 | 0 | 0 | 0 | 0 | 0 | 0 | 0 | 0 | 0 | 0 | 0 | 0 | 0 | 0 | 0 | 0
FIRM GAS_FGT | 0 | 0 | 0 | 0 | 0 | 0 | 0 | 0 | 0 | 0 | 0 | 0 | 0 | 0 | 0 | 0 | 0 | 0 | 0 | 0 | 0 | 0 | 0 | 0 | 0 | 0 | 0 | 0 | 0 | 0 | 0 | 0
INTERRUPT GAS | 0 | 0 | 0 | 0 | 0 | 0 | 0 | 0 | 0 | 0 | 0 | 0 | 0 | 0 | 0 | 0 | 0 | 0 | 0 | 0 | 0 | 0 | 0 | 0 | 0 | 0 | 0 | 0 | 0 | 0 | 0 | 0
FutAeroCT 8 | 0 | 0 | 0 | 0 | 0 | 0 | 0 | 0 | 0 | 0 | 0 | 0 | 0 | 0 | 0 | 0 | 0 | 0 | 0 | 0 | 0 | 0 | 0 | 0 | 0 | 0 | 0 | 0 | 0 | 0 | 0 | 0
FIRM GAS_GS | 0 | 0 | 0 | 0 | 0 | 0 | 0 | 0 | 0 | 0 | 0 | 0 | 0 | 0 | 0 | 0 | 0 | 0 | 0 | 0 | 0 | 0 | 0 | 0 | 0 | 0 | 0 | 0 | 0 | 0 | 0 | 0
FIRM GAS_FGT | 0 | 0 | 0 | 0 | 0 | 0 | 0 | 0 | 0 | 0 | 0 | 0 | 0 | 0 | 0 | 0 | 0 | 0 | 0 | 0 | 0 | 0 | 0 | 0 | 0 | 0 | 0 | 0 | 0 | 0 | 0 | 0
INTERRUPT GAS | 0 | 0 | 0 | 0 | 0 | 0 | 0 | 0 | 0 | 0 | 0 | 0 | 0 | 0 | 0 | 0 | 0 | 0 | 0 | 0 | 0 | 0 | 0 | 0 | 0 | 0 | 0 | 0 | 0 | 0 | 0 | 0
FutAeroCT 9 | 0 | 0 | 0 | 0 | 0 | 0 | 0 | 0 | 0 | 0 | 0 | 0 | 0 | 0 | 0 | 0 | 0 | 0 | 0 | 0 | 0 | 0 | 0 | 0 | 0 | 0 | 0 | 0 | 0 | 0 | 0 | 0
FIRM GAS_GS | 0 | 0 | 0 | 0 | 0 | 0 | 0 | 0 | 0 | 0 | 0 | 0 | 0 | 0 | 0 | 0 | 0 | 0 | 0 | 0 | 0 | 0 | 0 | 0 | 0 | 0 | 0 | 0 | 0 | 0 | 0 | 0
FIRM GAS_FGT | 0 | 0 | 0 | 0 | 0 | 0 | 0 | 0 | 0 | 0 | 0 | 0 | 0 | 0 | 0 | 0 | 0 | 0 | 0 | 0 | 0 | 0 | 0 | 0 | 0 | 0 | 0 | 0 | 0 | 0 | 0 | 0
INTERRUPT GAS | 0 | 0 | 0 | 0 | 0 | 0 | 0 | 0 | 0 | 0 | 0 | 0 | 0 | 0 | 0 | 0 | 0 | 0 | 0 | 0 | 0 | 0 | 0 | 0 | 0 | 0 | 0 | 0 | 0 | 0 | 0 | 0
FutAeroCT 10 | 0 | 0 | 0 | 0 | 0 | 0 | 0 | 0 | 0 | 0 | 0 | 0 | 0 | 0 | 0 | 0 | 0 | 0 | 0 | 0 | 0 | 0 | 0 | 0 | 0 | 0 | 0 | 0 | 0 | 0 | 0 | 0
FIRM GAS_GS | 0 | 0 | 0 | 0 | 0 | 0 | 0 | 0 | 0 | 0 | 0 | 0 | 0 | 0 | 0 | 0 | 0 | 0 | 0 | 0 | 0 | 0 | 0 | 0 | 0 | 0 | 0 | 0 | 0 | 0 | 0 | 0
FIRM GAS_FGT | 0 | 0 | 0 | 0 | 0 | 0 | 0 | 0 | 0 | 0 | 0 | 0 | 0 | 0 | 0 | 0 | 0 | 0 | 0 | 0 | 0 | 0 | 0 | 0 | 0 | 0 | 0 | 0 | 0 | 0 | 0 | 0
INTERRUPT GAS | 0 | 0 | 0 | 0 | 0 | 0 | 0 | 0 | 0 | 0 | 0 | 0 | 0 | 0 | 0 | 0 | 0 | 0 | 0 | 0 | 0 | 0 | 0 | 0 | 0 | 0 | 0 | 0 | 0 | 0 | 0 | 0
GE 7FA CT1 | 0 | 0 | 0 | 0 | 0 | 0 | 0 | 0 | 0 | 0 | 0 | 0 | 0 | 0 | 0 | 0 | 0 | 0 | 0 | 0 | 0 | 0 | 0 | 0 | 0 | 0 | 0 | 0 | 0 | 0 | 0 | 0
FIRM GAS_GS | 0 | 0 | 0 | 0 | 0 | 0 | 0 | 0 | 0 | 0 | 0 | 0 | 0 | 0 | 0 | 0 | 0 | 0 | 0 | 0 | 0 | 0 | 0 | 0 | 0 | 0 | 0 | 0 | 0 | 0 | 0 | 0
FIRM GAS_FGT | 0 | 0 | 0 | 0 | 0 | 0 | 0 | 0 | 0 | 0 | 0 | 0 | 0 | 0 | 0 | 0 | 0 | 0 | 0 | 0 | 0 | 0 | 0 | 0 | 0 | 0 | 0 | 0 | 0 | 0 | 0 | 0
INTERRUPT GAS | 0 | 0 | 0 | 0 | 0 | 0 | 0 | 0 | 0 | 0 | 0 | 0 | 0 | 0 | 0 | 0 | 0 | 0 | 0 | 0 | 0 | 0 | 0 | 0 | 0 | 0 | 0 | 0 | 0 | 0 | 0 | 0
GE 7FA CT2 | 0 | 0 | 0 | 0 | 0 | 0 | 0 | 0 | 1346.61 | 2045.46 | 3373.38 | 6717 | 8614.17 | 7552.63 | 9586.8 | 13878.19 | 17468.88 | 20849.58 | 23024.61 | 37698.51 | 39535.32 | 43213.86 | 36600.35 | 51607.87 | 56012.38 | 51289.2 | 39259.57 | 35855.39 | 36680.83 | 34542.84 | 0 | 0
FIRM GAS_GS | 0 | 0 | 0 | 0 | 0 | 0 | 0 | 0 | 0 | 0 | 0 | 0 | 0 | 0 | 0 | 0 | 0 | 0 | 0 | 0 | 0 | 0 | 0 | 0 | 0 | 0 | 0 | 0 | 0 | 0 | 0 | 0
FIRM GAS_FGT | 0 | 0 | 0 | 0 | 0 | 0 | 0 | 0 | 1121.22 | 1618.6 | 2666.01 | 5043.76 | 6275.87 | 5638.52 | 7174.49 | 10190.14 | 12450.95 | 14188.03 | 16486.87 | 27355.38 | 29144.72 | 30011.2 | 26761.59 | 31861.39 | 34003.72 | 41079.16 | 16403.98 | 18060.48 | 16293.7 | 15406.95 | 0 | 0
INTERRUPT GAS | 0 | 0 | 0 | 0 | 0 | 0 | 0 | 0 | 225.39 | 426.86 | 707.37 | 1673.24 | 2338.3 | 1914.11 | 2412.31 | 3688.05 | 5017.93 | 6661.55 | 6537.74 | 10343.13 | 10390.6 | 13202.66 | 9838.76 | 19746.48 | 22008.66 | 10210.04 | 22855.59 | 17794.91 | 20387.13 | 19135.89 | 0 | 0
GE 7FA CT3 | 0 | 0 | 0 | 0 | 0 | 0 | 0 | 0 | 0 | 0 | 0 | 4818.36 | 6330.02 | 5564.22 | 6982.75 | 9826.86 | 12710.26 | 15164.22 | 16797.02 | 28465.74 | 31090.55 | 33930.73 | 28321.88 | 38779.07 | 42522.13 | 37771.04 | 22646.67 | 21139.99 | 20620.76 | 18758.79 | 0 | 0
FIRM GAS_GS | 0 | 0 | 0 | 0 | 0 | 0 | 0 | 0 | 0 | 0 | 0 | 0 | 0 | 0 | 0 | 0 | 0 | 0 | 0 | 0 | 0 | 0 | 0 | 0 | 0 | 0 | 0 | 0 | 0 | 0 | 0 | 0
FIRM GAS_FGT | 0 | 0 | 0 | 0 | 0 | 0 | 0 | 0 | 0 | 0 | 0 | 2431.75 | 3021.98 | 2873 | 3600.05 | 4813.9 | 5683.34 | 6647.61 | 7954.66 | 14622.29 | 15853.57 | 16243.59 | 14326.2 | 13950.37 | 15672.78 | 24713.65 | 9529.56 | 11022.67 | 9445.67 | 8507.83 | 0 | 0
INTERRUPT GAS | 0 | 0 | 0 | 0 | 0 | 0 | 0 | 0 | 0 | 0 | 0 | 2386.61 | 3308.04 | 2691.22 | 3382.7 | 5012.96 | 7026.92 | 8516.61 | 8842.36 | 13843.45 | 15236.98 | 17687.14 | 13995.68 | 24828.7 | 26849.35 | 13057.39 | 13117.11 | 10117.32 | 11175.09 | 10250.96 | 0 | 0
GE 7FA CT4 | 0 | 0 | 0 | 0 | 0 | 0 | 0 | 0 | 0 | 0 | 0 | 0 | 0 | 0 | 4965.38 | 6550.65 | 8578.26 | 10628.76 | 11286.35 | 20010.16 | 22206.24 | 23625.98 | 19297.27 | 26568.19 | 29982.17 | 28257.7 | 11649.7 | 12161.95 | 11166.91 | 10430.11 | 0 | 0
FIRM GAS_GS | 0 | 0 | 0 | 0 | 0 | 0 | 0 | 0 | 0 | 0 | 0 | 0 | 0 | 0 | 0 | 0 | 0 | 0 | 0 | 0 | 0 | 0 | 0 | 0 | 0 | 0 | 0 | 0 | 0 | 0 | 0 | 0
FIRM GAS_FGT | 0 | 0 | 0 | 0 | 0 | 0 | 0 | 0 | 0 | 0 | 0 | 0 | 0 | 0 | 1033.09 | 1439.51 | 1581.04 | 1809 | 2441.9 | 5795.14 | 5633.25 | 5666.73 | 4964.39 | 3952.67 | 5166.18 | 13636.15 | 4552.69 | 6008.36 | 4849.45 | 3870.64 | 0 | 0
INTERRUPT GAS | 0 | 0 | 0 | 0 | 0 | 0 | 0 | 0 | 0 | 0 | 0 | 0 | 0 | 0 | 3932.29 | 5111.14 | 6997.22 | 8819.76 | 8844.45 | 14215.02 | 16572.99 | 17959.25 | 14332.88 | 22615.52 | 24815.99 | 14621.55 | 7097.01 | 6153.59 | 6317.46 | 6559.47 | 0 | 0
GE 7FA CT5 | 0 | 0 | 0 | 0 | 0 | 0 | 0 | 0 | 0 | 0 | 0 | 0 | 0 | 0 | 0 | 0 | 0 | 6752.47 | 7054.94 | 12682.75 | 13902.27 | 14929.71 | 12089.29 | 16438.58 | 20028.62 | 19420.22 | 7099.01 | 7049.73 | 6140.36 | 5453.8 | 0 | 0
FIRM GAS_GS | 0 | 0 | 0 | 0 | 0 | 0 | 0 | 0 | 0 | 0 | 0 | 0 | 0 | 0 | 0 | 0 | 0 | 0 | 0 | 0 | 0 | 0 | 0 | 0 | 0 | 0 | 0 | 0 | 0 | 0 | 0 | 0
FIRM GAS_FGT | 0 | 0 | 0 | 0 | 0 | 0 | 0 | 0 | 0 | 0 | 0 | 0 | 0 | 0 | 0 | 0 | 0 | 499.65 | 566.64 | 1671.01 | 1574.85 | 1687.44 | 1140.51 | 1283.6 | 1609.58 | 5209.78 | 1798.93 | 2337.57 | 1813.34 | 1126.48 | 0 | 0
INTERRUPT GAS | 0 | 0 | 0 | 0 | 0 | 0 | 0 | 0 | 0 | 0 | 0 | 0 | 0 | 0 | 0 | 0 | 0 | 6252.82 | 6488.3 | 11011.74 | 12327.42 | 13242.27 | 10948.78 | 15154.98 | 18419.04 | 14210.44 | 5300.08 | 4712.16 | 4327.02 | 4327.32 | 0 | 0
GE 7FA CT6 | 0 | 0 | 0 | 0 | 0 | 0 | 0 | 0 | 0 | 0 | 0 | 0 | 0 | 0 | 0 | 0 | 0 | 0 | 0 | 7387.69 | 7885.31 | 8864.35 | 7303.66 | 9046.24 | 11696.67 | 11992.67 | 4301.82 | 4072.49 | 3524.22 | 3020.5 | 0 | 0
FIRM GAS_GS | 0 | 0 | 0 | 0 | 0 | 0 | 0 | 0 | 0 | 0 | 0 | 0 | 0 | 0 | 0 | 0 | 0 | 0 | 0 | 0 | 0 | 0 | 0 | 0 | 0 | 0 | 0 | 0 | 0 | 0 | 0 | 0
FIRM GAS_FGT | 0 | 0 | 0 | 0 | 0 | 0 | 0 | 0 | 0 | 0 | 0 | 0 | 0 | 0 | 0 | 0 | 0 | 0 | 0 | 434.49 | 417.99 | 449.27 | 323.81 | 368.53 | 521.36 | 1289.35 | 663.42 | 870.8 | 721.19 | 372.98 | 0 | 0
INTERRUPT GAS | 0 | 0 | 0 | 0 | 0 | 0 | 0 | 0 | 0 | 0 | 0 | 0 | 0 | 0 | 0 | 0 | 0 | 0 | 0 | 6953.2 | 7467.32 | 8415.08 | 6979.85 | 8677.71 | 11175.31 | 10703.32 | 3638.4 | 3201.69 | 2803.03 | 2647.52 | 0 | 0
GE 7FA CT7 | 0 | 0 | 0 | 0 | 0 | 0 | 0 | 0 | 0 | 0 | 0 | 0 | 0 | 0 | 0 | 0 | 0 | 0 | 0 | 0 | 0 | 0 | 0 | 0 | 0 | 4684.88 | 2105.74 | 2583.53 | 1824.51 | 1598.71 | 0 | 0
FIRM GAS_GS | 0 | 0 | 0 | 0 | 0 | 0 | 0 | 0 | 0 | 0 | 0 | 0 | 0 | 0 | 0 | 0 | 0 | 0 | 0 | 0 | 0 | 0 | 0 | 0 | 0 | 0 | 0 | 0 | 0 | 0 | 0 | 0
FIRM GAS_FGT | 0 | 0 | 0 | 0 | 0 | 0 | 0 | 0 | 0 | 0 | 0 | 0 | 0 | 0 | 0 | 0 | 0 | 0 | 0 | 0 | 0 | 0 | 0 | 0 | 0 | 237.75 | 131.74 | 195.65 | 154.51 | 98.31 | 0 | 0
INTERRUPT GAS | 0 | 0 | 0 | 0 | 0 | 0 | 0 | 0 | 0 | 0 | 0 | 0 | 0 | 0 | 0 | 0 | 0 | 0 | 0 | 0 | 0 | 0 | 0 | 0 | 0 | 4447.13 | 1974 | 2387.88 | 1670 | 1500.4 | 0 | 0
GE 7FA CT8 | 0 | 0 | 0 | 3140.28 | 6193.68 | 0 | 0 | 0 | 0 | 0 | 0 | 0 | 0 | 0 | 0 | 0 | 0 | 0 | 0 | 0 | 0 | 0 | 0 | 0 | 0 | 0 | 0 | 0 | 0 | 0 | 0 | 0
FIRM GAS_GS | 0 | 0 | 0 | 0 | 0 | 0 | 0 | 0 | 0 | 0 | 0 | 0 | 0 | 0 | 0 | 0 | 0 | 0 | 0 | 0 | 0 | 0 | 0 | 0 | 0 | 0 | 0 | 0 | 0 | 0 | 0 | 0
FIRM GAS_FGT | 0 | 0 | 0 | 2925.77 | 5928.9 | 0 | 0 | 0 | 0 | 0 | 0 | 0 | 0 | 0 | 0 | 0 | 0 | 0 | 0 | 0 | 0 | 0 | 0 | 0 | 0 | 0 | 0 | 0 | 0 | 0 | 0 | 0
INTERRUPT GAS | 0 | 0 | 0 | 214.51 | 264.78 | 0 | 0 | 0 | 0 | 0 | 0 | 0 | 0 | 0 | 0 | 0 | 0 | 0 | 0 | 0 | 0 | 0 | 0 | 0 | 0 | 0 | 0 | 0 | 0 | 0 | 0 | 0
GE 7FA CT9 | 0 | 0 | 0 | 1179.13 | 2691.46 | 0 | 0 | 0 | 0 | 0 | 0 | 0 | 0 | 0 | 0 | 0 | 0 | 0 | 0 | 0 | 0 | 0 | 0 | 0 | 0 | 0 | 0 | 0 | 0 | 0 | 0 | 0
FIRM GAS_GS | 0 | 0 | 0 | 0 | 0 | 0 | 0 | 0 | 0 | 0 | 0 | 0 | 0 | 0 | 0 | 0 | 0 | 0 | 0 | 0 | 0 | 0 | 0 | 0 | 0 | 0 | 0 | 0 | 0 | 0 | 0 | 0
FIRM GAS_FGT | 0 | 0 | 0 | 1018.35 | 2328.48 | 0 | 0 | 0 | 0 | 0 | 0 | 0 | 0 | 0 | 0 | 0 | 0 | 0 | 0 | 0 | 0 | 0 | 0 | 0 | 0 | 0 | 0 | 0 | 0 | 0 | 0 | 0
INTERRUPT GAS | 0 | 0 | 0 | 160.78 | 362.98 | 0 | 0 | 0 | 0 | 0 | 0 | 0 | 0 | 0 | 0 | 0 | 0 | 0 | 0 | 0 | 0 | 0 | 0 | 0 | 0 | 0 | 0 | 0 | 0 | 0 | 0 | 0
GE 7FA CT10 | 0 | 0 | 0 | 0 | 0 | 0 | 0 | 0 | 0 | 0 | 0 | 0 | 0 | 0 | 0 | 0 | 0 | 0 | 0 | 0 | 0 | 0 | 0 | 0 | 0 | 0 | 0 | 0 | 0 | 0 | 0 | 0
FIRM GAS_GS | 0 | 0 | 0 | 0 | 0 | 0 | 0 | 0 | 0 | 0 | 0 | 0 | 0 | 0 | 0 | 0 | 0 | 0 | 0 | 0 | 0 | 0 | 0 | 0 | 0 | 0 | 0 | 0 | 0 | 0 | 0 | 0
FIRM GAS_FGT | 0 | 0 | 0 | 0 | 0 | 0 | 0 | 0 | 0 | 0 | 0 | 0 | 0 | 0 | 0 | 0 | 0 | 0 | 0 | 0 | 0 | 0 | 0 | 0 | 0 | 0 | 0 | 0 | 0 | 0 | 0 | 0
INTERRUPT GAS | 0 | 0 | 0 | 0 | 0 | 0 | 0 | 0 | 0 | 0 | 0 | 0 | 0 | 0 | 0 | 0 | 0 | 0 | 0 | 0 | 0 | 0 | 0 | 0 | 0 | 0 | 0 | 0 | 0 | 0 | 0 | 0
CC 2x1 7FAwDF 1 | 0 | 0 | 0 | 0 | 0 | 281812.09 | 304378.65 | 319572.67 | 330630.41 | 352002.29 | 395902.87 | 419197.28 | 467455.58 | 482641.79 | 520518.92 | 524744.33 | 574126.11 | 595796.99 | 609629.22 | 632767.88 | 646889.33 | 667130.1 | 679220.35 | 722864.53 | 772432.14 | 802710.37 | 753768.92 | 774959.65 | 810582.78 | 812220.03 | 0 | 0
FIRM GAS_GS | 0 | 0 | 0 | 0 | 0 | 0 | 0 | 0 | 0 | 0 | 0 | 0 | 0 | 0 | 0 | 0 | 0 | 0 | 0 | 0 | 0 | 0 | 0 | 0 | 0 | 0 | 0 | 0 | 0 | 0 | 0 | 0
FIRM GAS_FGT | 0 | 0 | 0 | 0 | 0 | 281811.52 | 304378.08 | 319570.06 | 330628.82 | 351999.95 | 395900.12 | 419186.79 | 467443.36 | 482624.48 | 520493.43 | 524694.25 | 574082.29 | 595749.06 | 609598.53 | 632698.12 | 646827.63 | 667011.17 | 679167.85 | 722784.3 | 772335.72 | 802683.76 | 746259.36 | 767511.85 | 803072.64 | 804169.67 | 0 | 0
INTERRUPT GAS | 0 | 0 | 0 | 0 | 0 | 0.57 | 0.57 | 2.61 | 1.59 | 2.34 | 2.75 | 10.49 | 12.22 | 17.31 | 25.49 | 50.08 | 43.82 | 47.93 | 30.69 | 69.76 | 61.7 | 118.93 | 52.5 | 80.23 | 96.42 | 26.61 | 7509.56 | 7447.8 | 7510.14 | 8050.36 | 0 | 0
CC 2x1 7FAwDF 2 | 0 | 0 | 0 | 0 | 0 | 0 | 0 | 0 | 0 | 0 | 0 | 0 | 0 | 0 | 0 | 0 | 0 | 0 | 0 | 0 | 0 | 0 | 0 | 0 | 0 | 0 | 755301.1 | 781731.45 | 807762.23 | 811366.2 | 0 | 0
FIRM GAS_GS | 0 | 0 | 0 | 0 | 0 | 0 | 0 | 0 | 0 | 0 | 0 | 0 | 0 | 0 | 0 | 0 | 0 | 0 | 0 | 0 | 0 | 0 | 0 | 0 | 0 | 0 | 0 | 0 | 0 | 0 | 0 | 0
FIRM GAS_FGT | 0 | 0 | 0 | 0 | 0 | 0 | 0 | 0 | 0 | 0 | 0 | 0 | 0 | 0 | 0 | 0 | 0 | 0 | 0 | 0 | 0 | 0 | 0 | 0 | 0 | 0 | 755245.52 | 781695.32 | 807723.99 | 811330.85 | 0 | 0
INTERRUPT GAS | 0 | 0 | 0 | 0 | 0 | 0 | 0 | 0 | 0 | 0 | 0 | 0 | 0 | 0 | 0 | 0 | 0 | 0 | 0 | 0 | 0 | 0 | 0 | 0 | 0 | 0 | 55.58 | 36.13 | 38.24 | 35.35 | 0 | 0
CC 2x1 7FAwDF 3 | 0 | 0 | 0 | 0 | 0 | 0 | 0 | 0 | 0 | 0 | 0 | 0 | 0 | 0 | 0 | 0 | 0 | 0 | 0 | 0 | 0 | 0 | 0 | 0 | 0 | 240261.14 | 242531.4 | 244726.93 | 252413.34 | 252266.98 | 0 | 0
FIRM GAS_GS | 0 | 0 | 0 | 0 | 0 | 0 | 0 | 0 | 0 | 0 | 0 | 0 | 0 | 0 | 0 | 0 | 0 | 0 | 0 | 0 | 0 | 0 | 0 | 0 | 0 | 0 | 0 | 0 | 0 | 0 | 0 | 0
FIRM GAS_FGT | 0 | 0 | 0 | 0 | 0 | 0 | 0 | 0 | 0 | 0 | 0 | 0 | 0 | 0 | 0 | 0 | 0 | 0 | 0 | 0 | 0 | 0 | 0 | 0 | 0 | 240035.31 | 211877.34 | 220139.24 | 224735.54 | 225810.3 | 0 | 0
INTERRUPT GAS | 0 | 0 | 0 | 0 | 0 | 0 | 0 | 0 | 0 | 0 | 0 | 0 | 0 | 0 | 0 | 0 | 0 | 0 | 0 | 0 | 0 | 0 | 0 | 0 | 0 | 225.83 | 30654.06 | 24587.69 | 27677.8 | 26456.68 | 0 | 0
CC 2x1 7FAwDF 4 | 0 | 0 | 0 | 0 | 0 | 0 | 0 | 0 | 0 | 0 | 0 | 0 | 0 | 0 | 0 | 0 | 0 | 0 | 0 | 0 | 0 | 0 | 0 | 0 | 0 | 0 | 0 | 0 | 0 | 0 | 0 | 0
FIRM GAS_GS | 0 | 0 | 0 | 0 | 0 | 0 | 0 | 0 | 0 | 0 | 0 | 0 | 0 | 0 | 0 | 0 | 0 | 0 | 0 | 0 | 0 | 0 | 0 | 0 | 0 | 0 | 0 | 0 | 0 | 0 | 0 | 0
FIRM GAS_FGT | 0 | 0 | 0 | 0 | 0 | 0 | 0 | 0 | 0 | 0 | 0 | 0 | 0 | 0 | 0 | 0 | 0 | 0 | 0 | 0 | 0 | 0 | 0 | 0 | 0 | 0 | 0 | 0 | 0 | 0 | 0 | 0
INTERRUPT GAS | 0 | 0 | 0 | 0 | 0 | 0 | 0 | 0 | 0 | 0 | 0 | 0 | 0 | 0 | 0 | 0 | 0 | 0 | 0 | 0 | 0 | 0 | 0 | 0 | 0 | 0 | 0 | 0 | 0 | 0 | 0 | 0
CC 2x1 7FAwDF 5 | 0 | 0 | 0 | 0 | 0 | 0 | 0 | 0 | 0 | 0 | 0 | 0 | 0 | 0 | 0 | 0 | 0 | 0 | 0 | 0 | 0 | 0 | 0 | 0 | 0 | 0 | 0 | 0 | 0 | 0 | 0 | 0
FIRM GAS_GS | 0 | 0 | 0 | 0 | 0 | 0 | 0 | 0 | 0 | 0 | 0 | 0 | 0 | 0 | 0 | 0 | 0 | 0 | 0 | 0 | 0 | 0 | 0 | 0 | 0 | 0 | 0 | 0 | 0 | 0 | 0 | 0
FIRM GAS_FGT | 0 | 0 | 0 | 0 | 0 | 0 | 0 | 0 | 0 | 0 | 0 | 0 | 0 | 0 | 0 | 0 | 0 | 0 | 0 | 0 | 0 | 0 | 0 | 0 | 0 | 0 | 0 | 0 | 0 | 0 | 0 | 0
INTERRUPT GAS | 0 | 0 | 0 | 0 | 0 | 0 | 0 | 0 | 0 | 0 | 0 | 0 | 0 | 0 | 0 | 0 | 0 | 0 | 0 | 0 | 0 | 0 | 0 | 0 | 0 | 0 | 0 | 0 | 0 | 0 | 0 | 0
CC 2x1 7FAwDF 6 | 0 | 0 | 0 | 0 | 0 | 0 | 0 | 0 | 0 | 0 | 0 | 0 | 0 | 0 | 0 | 0 | 0 | 0 | 0 | 0 | 0 | 0 | 0 | 0 | 0 | 0 | 0 | 0 | 0 | 0 | 0 | 0
FIRM GAS_GS | 0 | 0 | 0 | 0 | 0 | 0 | 0 | 0 | 0 | 0 | 0 | 0 | 0 | 0 | 0 | 0 | 0 | 0 | 0 | 0 | 0 | 0 | 0 | 0 | 0 | 0 | 0 | 0 | 0 | 0 | 0 | 0
FIRM GAS_FGT | 0 | 0 | 0 | 0 | 0 | 0 | 0 | 0 | 0 | 0 | 0 | 0 | 0 | 0 | 0 | 0 | 0 | 0 | 0 | 0 | 0 | 0 | 0 | 0 | 0 | 0 | 0 | 0 | 0 | 0 | 0 | 0
INTERRUPT GAS | 0 | 0 | 0 | 0 | 0 | 0 | 0 | 0 | 0 | 0 | 0 | 0 | 0 | 0 | 0 | 0 | 0 | 0 | 0 | 0 | 0 | 0 | 0 | 0 | 0 | 0 | 0 | 0 | 0 | 0 | 0 | 0
CC_Fut_Proxy_07 | 0 | 0 | 0 | 0 | 0 | 0 | 0 | 0 | 0 | 0 | 0 | 0 | 0 | 0 | 0 | 0 | 0 | 0 | 0 | 0 | 0 | 0 | 0 | 0 | 0 | 0 | 0 | 0 | 0 | 0 | 0 | 0
FIRM GAS_GS | 0 | 0 | 0 | 0 | 0 | 0 | 0 | 0 | 0 | 0 | 0 | 0 | 0 | 0 | 0 | 0 | 0 | 0 | 0 | 0 | 0 | 0 | 0 | 0 | 0 | 0 | 0 | 0 | 0 | 0 | 0 | 0
FIRM GAS_FGT | 0 | 0 | 0 | 0 | 0 | 0 | 0 | 0 | 0 | 0 | 0 | 0 | 0 | 0 | 0 | 0 | 0 | 0 | 0 | 0 | 0 | 0 | 0 | 0 | 0 | 0 | 0 | 0 | 0 | 0 | 0 | 0
INTERRUPT GAS | 0 | 0 | 0 | 0 | 0 | 0 | 0 | 0 | 0 | 0 | 0 | 0 | 0 | 0 | 0 | 0 | 0 | 0 | 0 | 0 | 0 | 0 | 0 | 0 | 0 | 0 | 0 | 0 | 0 | 0 | 0 | 0
CC_Fut_Proxy_08 | 0 | 0 | 0 | 0 | 0 | 0 | 0 | 0 | 0 | 0 | 0 | 0 | 0 | 0 | 0 | 0 | 0 | 0 | 0 | 0 | 0 | 0 | 0 | 0 | 0 | 0 | 0 | 0 | 0 | 0 | 0 | 0
FIRM GAS_GS | 0 | 0 | 0 | 0 | 0 | 0 | 0 | 0 | 0 | 0 | 0 | 0 | 0 | 0 | 0 | 0 | 0 | 0 | 0 | 0 | 0 | 0 | 0 | 0 | 0 | 0 | 0 | 0 | 0 | 0 | 0 | 0
FIRM GAS_FGT | 0 | 0 | 0 | 0 | 0 | 0 | 0 | 0 | 0 | 0 | 0 | 0 | 0 | 0 | 0 | 0 | 0 | 0 | 0 | 0 | 0 | 0 | 0 | 0 | 0 | 0 | 0 | 0 | 0 | 0 | 0 | 0
INTERRUPT GAS | 0 | 0 | 0 | 0 | 0 | 0 | 0 | 0 | 0 | 0 | 0 | 0 | 0 | 0 | 0 | 0 | 0 | 0 | 0 | 0 | 0 | 0 | 0 | 0 | 0 | 0 | 0 | 0 | 0 | 0 | 0 | 0
CC_Fut_Proxy_09 | 0 | 0 | 0 | 0 | 0 | 0 | 0 | 0 | 0 | 0 | 0 | 0 | 0 | 0 | 0 | 0 | 0 | 0 | 0 | 0 | 0 | 0 | 0 | 0 | 0 | 0 | 0 | 0 | 0 | 0 | 0 | 0
FIRM GAS_GS | 0 | 0 | 0 | 0 | 0 | 0 | 0 | 0 | 0 | 0 | 0 | 0 | 0 | 0 | 0 | 0 | 0 | 0 | 0 | 0 | 0 | 0 | 0 | 0 | 0 | 0 | 0 | 0 | 0 | 0 | 0 | 0
FIRM GAS_FGT | 0 | 0 | 0 | 0 | 0 | 0 | 0 | 0 | 0 | 0 | 0 | 0 | 0 | 0 | 0 | 0 | 0 | 0 | 0 | 0 | 0 | 0 | 0 | 0 | 0 | 0 | 0 | 0 | 0 | 0 | 0 | 0
INTERRUPT GAS | 0 | 0 | 0 | 0 | 0 | 0 | 0 | 0 | 0 | 0 | 0 | 0 | 0 | 0 | 0 | 0 | 0 | 0 | 0 | 0 | 0 | 0 | 0 | 0 | 0 | 0 | 0 | 0 | 0 | 0 | 0 | 0
CC_Fut_Proxy_10 | 0 | 0 | 0 | 0 | 0 | 0 | 0 | 0 | 0 | 0 | 0 | 0 | 0 | 0 | 0 | 0 | 0 | 0 | 0 | 0 | 0 | 0 | 0 | 0 | 0 | 0 | 0 | 0 | 0 | 0 | 0 | 0
FIRM GAS_GS | 0 | 0 | 0 | 0 | 0 | 0 | 0 | 0 | 0 | 0 | 0 | 0 | 0 | 0 | 0 | 0 | 0 | 0 | 0 | 0 | 0 | 0 | 0 | 0 | 0 | 0 | 0 | 0 | 0 | 0 | 0 | 0
FIRM GAS_FGT | 0 | 0 | 0 | 0 | 0 | 0 | 0 | 0 | 0 | 0 | 0 | 0 | 0 | 0 | 0 | 0 | 0 | 0 | 0 | 0 | 0 | 0 | 0 | 0 | 0 | 0 | 0 | 0 | 0 | 0 | 0 | 0
INTERRUPT GAS | 0 | 0 | 0 | 0 | 0 | 0 | 0 | 0 | 0 | 0 | 0 | 0 | 0 | 0 | 0 | 0 | 0 | 0 | 0 | 0 | 0 | 0 | 0 | 0 | 0 | 0 | 0 | 0 | 0 | 0 | 0 | 0
Energy Sales
Non-Firm Market Based Sales:
Total Cost ($000) | 0 | 0 | 0 | 0 | 0 | 0 | 0 | 0 | 0 | 0 | 0 | 0 | 0 | 0 | 0 | 0 | 0 | 0 | 0 | 0 | 0 | 0 | 0 | 0 | 0 | 0 | 0 | 0 | 0 | 0 | 0 | 0
Fuel Cost ($000) | 0 | 0 | 0 | 0 | 0 | 0 | 0 | 0 | 0 | 0 | 0 | 0 | 0 | 0 | 0 | 0 | 0 | 0 | 0 | 0 | 0 | 0 | 0 | 0 | 0 | 0 | 0 | 0 | 0 | 0 | 0 | 0
100% Fuel Margin ($000) | 0 | 0 | 0 | 0 | 0 | 0 | 0 | 0 | 0 | 0 | 0 | 0 | 0 | 0 | 0 | 0 | 0 | 0 | 0 | 0 | 0 | 0 | 0 | 0 | 0 | 0 | 0 | 0 | 0 | 0 | 0 | 0
O&M ($000) | 0 | 0 | 0 | 0 | 0 | 0 | 0 | 0 | 0 | 0 | 0 | 0 | 0 | 0 | 0 | 0 | 0 | 0 | 0 | 0 | 0 | 0 | 0 | 0 | 0 | 0 | 0 | 0 | 0 | 0 | 0 | 0
Transmission ($000) | 0 | 0 | 0 | 0 | 0 | 0 | 0 | 0 | 0 | 0 | 0 | 0 | 0 | 0 | 0 | 0 | 0 | 0 | 0 | 0 | 0 | 0 | 0 | 0 | 0 | 0 | 0 | 0 | 0 | 0 | 0 | 0
Transaction Rate ($/MWh) | 0 | 0 | 0 | 0 | 0 | 0 | 0 | 0 | 0 | 0 | 0 | 0 | 0 | 0 | 0 | 0 | 0 | 0 | 0 | 0 | 0 | 0 | 0 | 0 | 0 | 0 | 0 | 0 | 0 | 0 | 0 | 0
Energy (MWh) | 0 | 0 | 0 | 0 | 0 | 0 | 0 | 0 | 0 | 0 | 0 | 0 | 0 | 0 | 0 | 0 | 0 | 0 | 0 | 0 | 0 | 0 | 0 | 0 | 0 | 0 | 0 | 0 | 0 | 0 | 0 | 0
SECD Sales:
Fuel Cost ($000) | 0 | 0 | 0 | 0 | 0 | 0 | 0 | 0 | 0 | 0 | 0 | 0 | 0 | 0 | 0 | 0 | 0 | 0 | 0 | 0 | 0 | 0 | 0 | 0 | 0 | 0 | 0 | 0 | 0 | 0 | 0 | 0
Energy ($000) | 0 | 0 | 0 | 0 | 0 | 0 | 0 | 0 | 0 | 0 | 0 | 0 | 0 | 0 | 0 | 0 | 0 | 0 | 0 | 0 | 0 | 0 | 0 | 0 | 0 | 0 | 0 | 0 | 0 | 0 | 0 | 0
Capacity ($000) | 0 | 0 | 0 | 0 | 0 | 0 | 0 | 0 | 0 | 0 | 0 | 0 | 0 | 0 | 0 | 0 | 0 | 0 | 0 | 0 | 0 | 0 | 0 | 0 | 0 | 0 | 0 | 0 | 0 | 0 | 0 | 0
Total Revenue ($000) | 0 | 0 | 0 | 0 | 0 | 0 | 0 | 0 | 0 | 0 | 0 | 0 | 0 | 0 | 0 | 0 | 0 | 0 | 0 | 0 | 0 | 0 | 0 | 0 | 0 | 0 | 0 | 0 | 0 | 0 | 0 | 0
Net Revenue ($000) | 0 | 0 | 0 | 0 | 0 | 0 | 0 | 0 | 0 | 0 | 0 | 0 | 0 | 0 | 0 | 0 | 0 | 0 | 0 | 0 | 0 | 0 | 0 | 0 | 0 | 0 | 0 | 0 | 0 | 0 | 0 | 0
Transaction Rate ($/MWh) | 0 | 0 | 0 | 0 | 0 | 0 | 0 | 0 | 0 | 0 | 0 | 0 | 0 | 0 | 0 | 0 | 0 | 0 | 0 | 0 | 0 | 0 | 0 | 0 | 0 | 0 | 0 | 0 | 0 | 0 | 0 | 0
Energy (MWh) | 0 | 0 | 0 | 0 | 0 | 0 | 0 | 0 | 0 | 0 | 0 | 0 | 0 | 0 | 0 | 0 | 0 | 0 | 0 | 0 | 0 | 0 | 0 | 0 | 0 | 0 | 0 | 0 | 0 | 0 | 0 | 0
Sale_Proxy1
Fuel Cost ($000) | 0 | 0 | 0 | 0 | 0 | 0 | 0 | 0 | 0 | 0 | 0 | 0 | 0 | 0 | 0 | 0 | 0 | 0 | 0 | 0 | 0 | 0 | 0 | 0 | 0 | 0 | 0 | 0 | 0 | 0 | 0 | 0
Energy ($000) | 0 | 0 | 0 | 0 | 0 | 0 | 0 | 0 | 0 | 0 | 0 | 0 | 0 | 0 | 0 | 0 | 0 | 0 | 0 | 0 | 0 | 0 | 0 | 0 | 0 | 0 | 0 | 0 | 0 | 0 | 0 | 0
Capacity ($000) | 0 | 0 | 0 | 0 | 0 | 0 | 0 | 0 | 0 | 0 | 0 | 0 | 0 | 0 | 0 | 0 | 0 | 0 | 0 | 0 | 0 | 0 | 0 | 0 | 0 | 0 | 0 | 0 | 0 | 0 | 0 | 0
Total Revenue ($000) | 0 | 0 | 0 | 0 | 0 | 0 | 0 | 0 | 0 | 0 | 0 | 0 | 0 | 0 | 0 | 0 | 0 | 0 | 0 | 0 | 0 | 0 | 0 | 0 | 0 | 0 | 0 | 0 | 0 | 0 | 0 | 0
Net Revenue ($000) | 0 | 0 | 0 | 0 | 0 | 0 | 0 | 0 | 0 | 0 | 0 | 0 | 0 | 0 | 0 | 0 | 0 | 0 | 0 | 0 | 0 | 0 | 0 | 0 | 0 | 0 | 0 | 0 | 0 | 0 | 0 | 0
Transaction Rate ($/MWh) | 0 | 0 | 0 | 0 | 0 | 0 | 0 | 0 | 0 | 0 | 0 | 0 | 0 | 0 | 0 | 0 | 0 | 0 | 0 | 0 | 0 | 0 | 0 | 0 | 0 | 0 | 0 | 0 | 0 | 0 | 0 | 0
Energy (MWh) | 0 | 0 | 0 | 0 | 0 | 0 | 0 | 0 | 0 | 0 | 0 | 0 | 0 | 0 | 0 | 0 | 0 | 0 | 0 | 0 | 0 | 0 | 0 | 0 | 0 | 0 | 0 | 0 | 0 | 0 | 0 | 0
Sale_Proxy2
Fuel Cost ($000) | 0 | 0 | 0 | 0 | 0 | 0 | 0 | 0 | 0 | 0 | 0 | 0 | 0 | 0 | 0 | 0 | 0 | 0 | 0 | 0 | 0 | 0 | 0 | 0 | 0 | 0 | 0 | 0 | 0 | 0 | 0 | 0
Energy ($000) | 0 | 0 | 0 | 0 | 0 | 0 | 0 | 0 | 0 | 0 | 0 | 0 | 0 | 0 | 0 | 0 | 0 | 0 | 0 | 0 | 0 | 0 | 0 | 0 | 0 | 0 | 0 | 0 | 0 | 0 | 0 | 0
Capacity ($000) | 0 | 0 | 0 | 0 | 0 | 0 | 0 | 0 | 0 | 0 | 0 | 0 | 0 | 0 | 0 | 0 | 0 | 0 | 0 | 0 | 0 | 0 | 0 | 0 | 0 | 0 | 0 | 0 | 0 | 0 | 0 | 0
Total Revenue ($000) | 0 | 0 | 0 | 0 | 0 | 0 | 0 | 0 | 0 | 0 | 0 | 0 | 0 | 0 | 0 | 0 | 0 | 0 | 0 | 0 | 0 | 0 | 0 | 0 | 0 | 0 | 0 | 0 | 0 | 0 | 0 | 0
Net Revenue ($000) | 0 | 0 | 0 | 0 | 0 | 0 | 0 | 0 | 0 | 0 | 0 | 0 | 0 | 0 | 0 | 0 | 0 | 0 | 0 | 0 | 0 | 0 | 0 | 0 | 0 | 0 | 0 | 0 | 0 | 0 | 0 | 0
Transaction Rate ($/MWh) | 0 | 0 | 0 | 0 | 0 | 0 | 0 | 0 | 0 | 0 | 0 | 0 | 0 | 0 | 0 | 0 | 0 | 0 | 0 | 0 | 0 | 0 | 0 | 0 | 0 | 0 | 0 | 0 | 0 | 0 | 0 | 0
Energy (MWh) | 0 | 0 | 0 | 0 | 0 | 0 | 0 | 0 | 0 | 0 | 0 | 0 | 0 | 0 | 0 | 0 | 0 | 0 | 0 | 0 | 0 | 0 | 0 | 0 | 0 | 0 | 0 | 0 | 0 | 0 | 0 | 0
Wholesale Incentives:
Wholesale Margin* ($000) | 0 | 0 | 0 | 0 | 0 | 0 | 0 | 0 | 0 | 0 | 0 | 0 | 0 | 0 | 0 | 0 | 0 | 0 | 0 | 0 | 0 | 0 | 0 | 0 | 0 | 0 | 0 | 0 | 0 | 0 | 0 | 0
Threshold ($000) | 6367.256 | 2911 | 2683 | 2122 | 0 | 0 | 0 | 0 | 0 | 0 | 0 | 0 | 0 | 0 | 0 | 0 | 0 | 0 | 0 | 0 | 0 | 0 | 0 | 0 | 0 | 0 | 0 | 0 | 0 | 0 | 0 | 0
80% Margin* ($000) | 0 | 0 | 0 | 0 | 0 | 0 | 0 | 0 | 0 | 0 | 0 | 0 | 0 | 0 | 0 | 0 | 0 | 0 | 0 | 0 | 0 | 0 | 0 | 0 | 0 | 0 | 0 | 0 | 0 | 0 | 0 | 0
20% Profit Margin* ($000) | 0 | 0 | 0 | 0 | 0 | 0 | 0 | 0 | 0 | 0 | 0 | 0 | 0 | 0 | 0 | 0 | 0 | 0 | 0 | 0 | 0 | 0 | 0 | 0 | 0 | 0 | 0 | 0 | 0 | 0 | 0 | 0
*Includes only Non-Firm Market Based Sales & SECD
Total Sales
Fuel Cost ($000) | 0 | 0 | 0 | 0 | 0 | 0 | 0 | 0 | 0 | 0 | 0 | 0 | 0 | 0 | 0 | 0 | 0 | 0 | 0 | 0 | 0 | 0 | 0 | 0 | 0 | 0 | 0 | 0 | 0 | 0 | 0 | 0
Energy Revenue ($000) | 0 | 0 | 0 | 0 | 0 | 0 | 0 | 0 | 0 | 0 | 0 | 0 | 0 | 0 | 0 | 0 | 0 | 0 | 0 | 0 | 0 | 0 | 0 | 0 | 0 | 0 | 0 | 0 | 0 | 0 | 0 | 0
Capacity Revenue ($000) | 0 | 0 | 0 | 0 | 0 | 0 | 0 | 0 | 0 | 0 | 0 | 0 | 0 | 0 | 0 | 0 | 0 | 0 | 0 | 0 | 0 | 0 | 0 | 0 | 0 | 0 | 0 | 0 | 0 | 0 | 0 | 0
Total Revenue ($000) | 0 | 0 | 0 | 0 | 0 | 0 | 0 | 0 | 0 | 0 | 0 | 0 | 0 | 0 | 0 | 0 | 0 | 0 | 0 | 0 | 0 | 0 | 0 | 0 | 0 | 0 | 0 | 0 | 0 | 0 | 0 | 0
Net Revenue ($000) | 0 | 0 | 0 | 0 | 0 | 0 | 0 | 0 | 0 | 0 | 0 | 0 | 0 | 0 | 0 | 0 | 0 | 0 | 0 | 0 | 0 | 0 | 0 | 0 | 0 | 0 | 0 | 0 | 0 | 0 | 0 | 0
Customer ($000) | 0 | 0 | 0 | 0 | 0 | 0 | 0 | 0 | 0 | 0 | 0 | 0 | 0 | 0 | 0 | 0 | 0 | 0 | 0 | 0 | 0 | 0 | 0 | 0 | 0 | 0 | 0 | 0 | 0 | 0 | 0 | 0
Company ($000) | 0 | 0 | 0 | 0 | 0 | 0 | 0 | 0 | 0 | 0 | 0 | 0 | 0 | 0 | 0 | 0 | 0 | 0 | 0 | 0 | 0 | 0 | 0 | 0 | 0 | 0 | 0 | 0 | 0 | 0 | 0 | 0
Energy (MWh) | 0 | 0 | 0 | 0 | 0 | 0 | 0 | 0 | 0 | 0 | 0 | 0 | 0 | 0 | 0 | 0 | 0 | 0 | 0 | 0 | 0 | 0 | 0 | 0 | 0 | 0 | 0 | 0 | 0 | 0 | 0 | 0
Energy Purchases
Non-Firm Market Based Purchases
Fuel Cost ($000) | 0 | 0 | 0 | 0 | 0 | 0 | 0 | 0 | 0 | 0 | 0 | 0 | 0 | 0 | 0 | 0 | 0 | 0 | 0 | 0 | 0 | 0 | 0 | 0 | 0 | 0 | 0 | 0 | 0 | 0 | 0 | 0
Transaction Rate ($/MWh) | 0 | 0 | 0 | 0 | 0 | 0 | 0 | 0 | 0 | 0 | 0 | 0 | 0 | 0 | 0 | 0 | 0 | 0 | 0 | 0 | 0 | 0 | 0 | 0 | 0 | 0 | 0 | 0 | 0 | 0 | 0 | 0
Energy (MWh) | 0 | 0 | 0 | 0 | 0 | 0 | 0 | 0 | 0 | 0 | 0 | 0 | 0 | 0 | 0 | 0 | 0 | 0 | 0 | 0 | 0 | 0 | 0 | 0 | 0 | 0 | 0 | 0 | 0 | 0 | 0 | 0
Emergency Purchases
Fuel Cost ($000) | 388.28 | 920.08 | 936.2 | 139.69 | 116.62 | 453 | 1827.85 | 1786.84 | 710.34 | 1097.75 | 2184.63 | 2471.4 | 3511.13 | 2849.26 | 1894.07 | 2415.04 | 3520.8 | 1553.1 | 1924.23 | 2110.27 | 1599.1 | 3176.6 | 2379.71 | 2629.02 | 4007.09 | 1378.68 | 369.58 | 858.93 | 107.21 | 213.89 | 0 | 0
Transaction Rate ($/MWh) | 42.3424 | 42.9142 | 46.5771 | 49.3604 | 50.9258 | 54.3165 | 57.3533 | 60.3662 | 63.4232 | 66.6515 | 73.6061 | 76.7993 | 83.5585 | 86.5773 | 93.3039 | 94.4113 | 100.5081 | 104.375 | 106.4287 | 108.8891 | 111.0486 | 114.184 | 116.5382 | 119.6641 | 124.5211 | 130.31 | 134.3927 | 139.4367 | 144.8784 | 150.6268 | 0 | 0
Energy (MWh) | 9170 | 21440 | 20100 | 2830 | 2290 | 8340 | 31870 | 29600 | 11200 | 16470 | 29680 | 32180 | 42020 | 32910 | 20300 | 25580 | 35030 | 14880 | 18080 | 19380 | 14400 | 27820 | 20420 | 21970 | 32180 | 10580 | 2750 | 6160 | 740 | 1420 | 0 | 0
As-Available (AACog) Cogenerators
AACog_CF_Industries
Fuel Cost ($000) | 0 | 0 | 0 | 0 | 0 | 0 | 0 | 0 | 0 | 0 | 0 | 0 | 0 | 0 | 0 | 0 | 0 | 0 | 0 | 0 | 0 | 0 | 0 | 0 | 0 | 0 | 0 | 0 | 0 | 0 | 0 | 0
VOM ($000) | 0 | 0 | 0 | 0 | 0 | 0 | 0 | 0 | 0 | 0 | 0 | 0 | 0 | 0 | 0 | 0 | 0 | 0 | 0 | 0 | 0 | 0 | 0 | 0 | 0 | 0 | 0 | 0 | 0 | 0 | 0 | 0
SO2 Payment ($000) | 0 | 0 | 0 | 0 | 0 | 0 | 0 | 0 | 0 | 0 | 0 | 0 | 0 | 0 | 0 | 0 | 0 | 0 | 0 | 0 | 0 | 0 | 0 | 0 | 0 | 0 | 0 | 0 | 0 | 0 | 0 | 0
Total ($000) | 0 | 0 | 0 | 0 | 0 | 0 | 0 | 0 | 0 | 0 | 0 | 0 | 0 | 0 | 0 | 0 | 0 | 0 | 0 | 0 | 0 | 0 | 0 | 0 | 0 | 0 | 0 | 0 | 0 | 0 | 0 | 0
Fuel Rate ($/MWh) | 0 | 0 | 0 | 0 | 0 | 0 | 0 | 0 | 0 | 0 | 0 | 0 | 0 | 0 | 0 | 0 | 0 | 0 | 0 | 0 | 0 | 0 | 0 | 0 | 0 | 0 | 0 | 0 | 0 | 0 | 0 | 0
Transaction Rate ($/MWh) | 0 | 0 | 0 | 0 | 0 | 0 | 0 | 0 | 0 | 0 | 0 | 0 | 0 | 0 | 0 | 0 | 0 | 0 | 0 | 0 | 0 | 0 | 0 | 0 | 0 | 0 | 0 | 0 | 0 | 0 | 0 | 0
Energy (MWh) | 0 | 0 | 0 | 0 | 0 | 0 | 0 | 0 | 0 | 0 | 0 | 0 | 0 | 0 | 0 | 0 | 0 | 0 | 0 | 0 | 0 | 0 | 0 | 0 | 0 | 0 | 0 | 0 | 0 | 0 | 0 | 0
AACog_Millpoint_Mosaic
Fuel Cost ($000) | 0 | 0 | 0 | 0 | 0 | 0 | 0 | 0 | 0 | 0 | 0 | 0 | 0 | 0 | 0 | 0 | 0 | 0 | 0 | 0 | 0 | 0 | 0 | 0 | 0 | 0 | 0 | 0 | 0 | 0 | 0 | 0
VOM ($000) | 0 | 0 | 0 | 0 | 0 | 0 | 0 | 0 | 0 | 0 | 0 | 0 | 0 | 0 | 0 | 0 | 0 | 0 | 0 | 0 | 0 | 0 | 0 | 0 | 0 | 0 | 0 | 0 | 0 | 0 | 0 | 0
SO2 Payment ($000) | 0 | 0 | 0 | 0 | 0 | 0 | 0 | 0 | 0 | 0 | 0 | 0 | 0 | 0 | 0 | 0 | 0 | 0 | 0 | 0 | 0 | 0 | 0 | 0 | 0 | 0 | 0 | 0 | 0 | 0 | 0 | 0
Total ($000) | 0 | 0 | 0 | 0 | 0 | 0 | 0 | 0 | 0 | 0 | 0 | 0 | 0 | 0 | 0 | 0 | 0 | 0 | 0 | 0 | 0 | 0 | 0 | 0 | 0 | 0 | 0 | 0 | 0 | 0 | 0 | 0
Fuel Rate ($/MWh) | 0 | 0 | 0 | 0 | 0 | 0 | 0 | 0 | 0 | 0 | 0 | 0 | 0 | 0 | 0 | 0 | 0 | 0 | 0 | 0 | 0 | 0 | 0 | 0 | 0 | 0 | 0 | 0 | 0 | 0 | 0 | 0
Transaction Rate ($/MWh) | 0 | 0 | 0 | 0 | 0 | 0 | 0 | 0 | 0 | 0 | 0 | 0 | 0 | 0 | 0 | 0 | 0 | 0 | 0 | 0 | 0 | 0 | 0 | 0 | 0 | 0 | 0 | 0 | 0 | 0 | 0 | 0
Energy (MWh) | 0 | 0 | 0 | 0 | 0 | 0 | 0 | 0 | 0 | 0 | 0 | 0 | 0 | 0 | 0 | 0 | 0 | 0 | 0 | 0 | 0 | 0 | 0 | 0 | 0 | 0 | 0 | 0 | 0 | 0 | 0 | 0
AACog_NewWales_Mosaic
Fuel Cost ($000) | 0 | 0 | 0 | 0 | 0 | 0 | 0 | 0 | 0 | 0 | 0 | 0 | 0 | 0 | 0 | 0 | 0 | 0 | 0 | 0 | 0 | 0 | 0 | 0 | 0 | 0 | 0 | 0 | 0 | 0 | 0 | 0
VOM ($000) | 0 | 0 | 0 | 0 | 0 | 0 | 0 | 0 | 0 | 0 | 0 | 0 | 0 | 0 | 0 | 0 | 0 | 0 | 0 | 0 | 0 | 0 | 0 | 0 | 0 | 0 | 0 | 0 | 0 | 0 | 0 | 0
SO2 Payment ($000) | 0 | 0 | 0 | 0 | 0 | 0 | 0 | 0 | 0 | 0 | 0 | 0 | 0 | 0 | 0 | 0 | 0 | 0 | 0 | 0 | 0 | 0 | 0 | 0 | 0 | 0 | 0 | 0 | 0 | 0 | 0 | 0
Total ($000) | 0 | 0 | 0 | 0 | 0 | 0 | 0 | 0 | 0 | 0 | 0 | 0 | 0 | 0 | 0 | 0 | 0 | 0 | 0 | 0 | 0 | 0 | 0 | 0 | 0 | 0 | 0 | 0 | 0 | 0 | 0 | 0
Fuel Rate ($/MWh) | 0 | 0 | 0 | 0 | 0 | 0 | 0 | 0 | 0 | 0 | 0 | 0 | 0 | 0 | 0 | 0 | 0 | 0 | 0 | 0 | 0 | 0 | 0 | 0 | 0 | 0 | 0 | 0 | 0 | 0 | 0 | 0
Transaction Rate ($/MWh) | 0 | 0 | 0 | 0 | 0 | 0 | 0 | 0 | 0 | 0 | 0 | 0 | 0 | 0 | 0 | 0 | 0 | 0 | 0 | 0 | 0 | 0 | 0 | 0 | 0 | 0 | 0 | 0 | 0 | 0 | 0 | 0
Energy (MWh) | 0 | 0 | 0 | 0 | 0 | 0 | 0 | 0 | 0 | 0 | 0 | 0 | 0 | 0 | 0 | 0 | 0 | 0 | 0 | 0 | 0 | 0 | 0 | 0 | 0 | 0 | 0 | 0 | 0 | 0 | 0 | 0
AACog_SPierce_Mosaic
Fuel Cost ($000) | 0 | 0 | 0 | 0 | 0 | 0 | 0 | 0 | 0 | 0 | 0 | 0 | 0 | 0 | 0 | 0 | 0 | 0 | 0 | 0 | 0 | 0 | 0 | 0 | 0 | 0 | 0 | 0 | 0 | 0 | 0 | 0
VOM ($000) | 0 | 0 | 0 | 0 | 0 | 0 | 0 | 0 | 0 | 0 | 0 | 0 | 0 | 0 | 0 | 0 | 0 | 0 | 0 | 0 | 0 | 0 | 0 | 0 | 0 | 0 | 0 | 0 | 0 | 0 | 0 | 0
SO2 Payment ($000) | 0 | 0 | 0 | 0 | 0 | 0 | 0 | 0 | 0 | 0 | 0 | 0 | 0 | 0 | 0 | 0 | 0 | 0 | 0 | 0 | 0 | 0 | 0 | 0 | 0 | 0 | 0 | 0 | 0 | 0 | 0 | 0
Total ($000) | 0 | 0 | 0 | 0 | 0 | 0 | 0 | 0 | 0 | 0 | 0 | 0 | 0 | 0 | 0 | 0 | 0 | 0 | 0 | 0 | 0 | 0 | 0 | 0 | 0 | 0 | 0 | 0 | 0 | 0 | 0 | 0
Fuel Rate ($/MWh) | 0 | 0 | 0 | 0 | 0 | 0 | 0 | 0 | 0 | 0 | 0 | 0 | 0 | 0 | 0 | 0 | 0 | 0 | 0 | 0 | 0 | 0 | 0 | 0 | 0 | 0 | 0 | 0 | 0 | 0 | 0 | 0
Transaction Rate ($/MWh) | 0 | 0 | 0 | 0 | 0 | 0 | 0 | 0 | 0 | 0 | 0 | 0 | 0 | 0 | 0 | 0 | 0 | 0 | 0 | 0 | 0 | 0 | 0 | 0 | 0 | 0 | 0 | 0 | 0 | 0 | 0 | 0
Energy (MWh) | 0 | 0 | 0 | 0 | 0 | 0 | 0 | 0 | 0 | 0 | 0 | 0 | 0 | 0 | 0 | 0 | 0 | 0 | 0 | 0 | 0 | 0 | 0 | 0 | 0 | 0 | 0 | 0 | 0 | 0 | 0 | 0
AACog_Ridgewood_Mosaic
Fuel Cost ($000) | 0 | 0 | 0 | 0 | 0 | 0 | 0 | 0 | 0 | 0 | 0 | 0 | 0 | 0 | 0 | 0 | 0 | 0 | 0 | 0 | 0 | 0 | 0 | 0 | 0 | 0 | 0 | 0 | 0 | 0 | 0 | 0
VOM ($000) | 0 | 0 | 0 | 0 | 0 | 0 | 0 | 0 | 0 | 0 | 0 | 0 | 0 | 0 | 0 | 0 | 0 | 0 | 0 | 0 | 0 | 0 | 0 | 0 | 0 | 0 | 0 | 0 | 0 | 0 | 0 | 0
SO2 Payment ($000) | 0 | 0 | 0 | 0 | 0 | 0 | 0 | 0 | 0 | 0 | 0 | 0 | 0 | 0 | 0 | 0 | 0 | 0 | 0 | 0 | 0 | 0 | 0 | 0 | 0 | 0 | 0 | 0 | 0 | 0 | 0 | 0
Total ($000) | 0 | 0 | 0 | 0 | 0 | 0 | 0 | 0 | 0 | 0 | 0 | 0 | 0 | 0 | 0 | 0 | 0 | 0 | 0 | 0 | 0 | 0 | 0 | 0 | 0 | 0 | 0 | 0 | 0 | 0 | 0 | 0
Fuel Rate ($/MWh) | 0 | 0 | 0 | 0 | 0 | 0 | 0 | 0 | 0 | 0 | 0 | 0 | 0 | 0 | 0 | 0 | 0 | 0 | 0 | 0 | 0 | 0 | 0 | 0 | 0 | 0 | 0 | 0 | 0 | 0 | 0 | 0
Transaction Rate ($/MWh) | 0 | 0 | 0 | 0 | 0 | 0 | 0 | 0 | 0 | 0 | 0 | 0 | 0 | 0 | 0 | 0 | 0 | 0 | 0 | 0 | 0 | 0 | 0 | 0 | 0 | 0 | 0 | 0 | 0 | 0 | 0 | 0
Energy (MWh) | 0 | 0 | 0 | 0 | 0 | 0 | 0 | 0 | 0 | 0 | 0 | 0 | 0 | 0 | 0 | 0 | 0 | 0 | 0 | 0 | 0 | 0 | 0 | 0 | 0 | 0 | 0 | 0 | 0 | 0 | 0 | 0
AACog_COTWTE
Fuel Cost ($000) | 0 | 0 | 0 | 0 | 0 | 0 | 0 | 0 | 0 | 0 | 0 | 0 | 0 | 0 | 0 | 0 | 0 | 0 | 0 | 0 | 0 | 0 | 0 | 0 | 0 | 0 | 0 | 0 | 0 | 0 | 0 | 0
VOM ($000) | 0 | 0 | 0 | 0 | 0 | 0 | 0 | 0 | 0 | 0 | 0 | 0 | 0 | 0 | 0 | 0 | 0 | 0 | 0 | 0 | 0 | 0 | 0 | 0 | 0 | 0 | 0 | 0 | 0 | 0 | 0 | 0
SO2 Payment ($000) | 0 | 0 | 0 | 0 | 0 | 0 | 0 | 0 | 0 | 0 | 0 | 0 | 0 | 0 | 0 | 0 | 0 | 0 | 0 | 0 | 0 | 0 | 0 | 0 | 0 | 0 | 0 | 0 | 0 | 0 | 0 | 0
Total ($000) | 0 | 0 | 0 | 0 | 0 | 0 | 0 | 0 | 0 | 0 | 0 | 0 | 0 | 0 | 0 | 0 | 0 | 0 | 0 | 0 | 0 | 0 | 0 | 0 | 0 | 0 | 0 | 0 | 0 | 0 | 0 | 0
Fuel Rate ($/MWh) | 0 | 0 | 0 | 0 | 0 | 0 | 0 | 0 | 0 | 0 | 0 | 0 | 0 | 0 | 0 | 0 | 0 | 0 | 0 | 0 | 0 | 0 | 0 | 0 | 0 | 0 | 0 | 0 | 0 | 0 | 0 | 0
Transaction Rate ($/MWh) | 0 | 0 | 0 | 0 | 0 | 0 | 0 | 0 | 0 | 0 | 0 | 0 | 0 | 0 | 0 | 0 | 0 | 0 | 0 | 0 | 0 | 0 | 0 | 0 | 0 | 0 | 0 | 0 | 0 | 0 | 0 | 0
Energy (MWh) | 0 | 0 | 0 | 0 | 0 | 0 | 0 | 0 | 0 | 0 | 0 | 0 | 0 | 0 | 0 | 0 | 0 | 0 | 0 | 0 | 0 | 0 | 0 | 0 | 0 | 0 | 0 | 0 | 0 | 0 | 0 | 0
AACog_HCWTE
Fuel Cost ($000) | 0 | 0 | 0 | 0 | 0 | 0 | 0 | 0 | 0 | 0 | 0 | 0 | 0 | 0 | 0 | 0 | 0 | 0 | 0 | 0 | 0 | 0 | 0 | 0 | 0 | 0 | 0 | 0 | 0 | 0 | 0 | 0
VOM ($000) | 0 | 0 | 0 | 0 | 0 | 0 | 0 | 0 | 0 | 0 | 0 | 0 | 0 | 0 | 0 | 0 | 0 | 0 | 0 | 0 | 0 | 0 | 0 | 0 | 0 | 0 | 0 | 0 | 0 | 0 | 0 | 0
SO2 Payment ($000) | 0 | 0 | 0 | 0 | 0 | 0 | 0 | 0 | 0 | 0 | 0 | 0 | 0 | 0 | 0 | 0 | 0 | 0 | 0 | 0 | 0 | 0 | 0 | 0 | 0 | 0 | 0 | 0 | 0 | 0 | 0 | 0
Total ($000) | 0 | 0 | 0 | 0 | 0 | 0 | 0 | 0 | 0 | 0 | 0 | 0 | 0 | 0 | 0 | 0 | 0 | 0 | 0 | 0 | 0 | 0 | 0 | 0 | 0 | 0 | 0 | 0 | 0 | 0 | 0 | 0
Fuel Rate ($/MWh) | 0 | 0 | 0 | 0 | 0 | 0 | 0 | 0 | 0 | 0 | 0 | 0 | 0 | 0 | 0 | 0 | 0 | 0 | 0 | 0 | 0 | 0 | 0 | 0 | 0 | 0 | 0 | 0 | 0 | 0 | 0 | 0
Transaction Rate ($/MWh) | 0 | 0 | 0 | 0 | 0 | 0 | 0 | 0 | 0 | 0 | 0 | 0 | 0 | 0 | 0 | 0 | 0 | 0 | 0 | 0 | 0 | 0 | 0 | 0 | 0 | 0 | 0 | 0 | 0 | 0 | 0 | 0
Energy (MWh) | 0 | 0 | 0 | 0 | 0 | 0 | 0 | 0 | 0 | 0 | 0 | 0 | 0 | 0 | 0 | 0 | 0 | 0 | 0 | 0 | 0 | 0 | 0 | 0 | 0 | 0 | 0 | 0 | 0 | 0 | 0 | 0
Total AACog Fuel Cost ($000) | 0 | 0 | 0 | 0 | 0 | 0 | 0 | 0 | 0 | 0 | 0 | 0 | 0 | 0 | 0 | 0 | 0 | 0 | 0 | 0 | 0 | 0 | 0 | 0 | 0 | 0 | 0 | 0 | 0 | 0 | 0 | 0
Total AACog VOM Cost ($000) | 0 | 0 | 0 | 0 | 0 | 0 | 0 | 0 | 0 | 0 | 0 | 0 | 0 | 0 | 0 | 0 | 0 | 0 | 0 | 0 | 0 | 0 | 0 | 0 | 0 | 0 | 0 | 0 | 0 | 0 | 0 | 0
Total AACog SO2 Payment ($000) | 0 | 0 | 0 | 0 | 0 | 0 | 0 | 0 | 0 | 0 | 0 | 0 | 0 | 0 | 0 | 0 | 0 | 0 | 0 | 0 | 0 | 0 | 0 | 0 | 0 | 0 | 0 | 0 | 0 | 0 | 0 | 0
Total AACog Energy (MWh) | 0 | 0 | 0 | 0 | 0 | 0 | 0 | 0 | 0 | 0 | 0 | 0 | 0 | 0 | 0 | 0 | 0 | 0 | 0 | 0 | 0 | 0 | 0 | 0 | 0 | 0 | 0 | 0 | 0 | 0 | 0 | 0
Renewable Resources
Tampa International Airport Solar
Energy (MWh) | 0 | 0 | 0 | 0 | 0 | 0 | 0 | 0 | 0 | 0 | 0 | 0 | 0 | 0 | 0 | 0 | 0 | 0 | 0 | 0 | 0 | 0 | 0 | 0 | 0 | 0 | 0 | 0 | 0 | 0 | 0 | 0
Big Bend Solar
Energy (MWh) | 0 | 0 | 0 | 0 | 0 | 0 | 0 | 0 | 0 | 0 | 0 | 0 | 0 | 0 | 0 | 0 | 0 | 0 | 0 | 0 | 0 | 0 | 0 | 0 | 0 | 0 | 0 | 0 | 0 | 0 | 0 | 0
LegoLand Solar
Energy (MWh) | 0 | 0 | 0 | 0 | 0 | 0 | 0 | 0 | 0 | 0 | 0 | 0 | 0 | 0 | 0 | 0 | 0 | 0 | 0 | 0 | 0 | 0 | 0 | 0 | 0 | 0 | 0 | 0 | 0 | 0 | 0 | 0
Future Solar - Proxy 1 | 0 | 0 | 0 | 0 | 0 | 0 | 0 | 0 | 0 | 0 | 0 | 0 | 0 | 0 | 0 | 0 | 0 | 0 | 0 | 0 | 0 | 0 | 0 | 0 | 0 | 0 | 0 | 0 | 0 | 0 | 0 | 0
Future Solar - Proxy 2 | 0 | 0 | 0 | 0 | 0 | 0 | 0 | 0 | 0 | 0 | 0 | 0 | 0 | 0 | 0 | 0 | 0 | 0 | 0 | 0 | 0 | 0 | 0 | 0 | 0 | 0 | 0 | 0 | 0 | 0 | 0 | 0
Future Solar - Proxy 3 | 0 | 0 | 0 | 0 | 0 | 0 | 0 | 0 | 0 | 0 | 0 | 0 | 0 | 0 | 0 | 0 | 0 | 0 | 0 | 0 | 0 | 0 | 0 | 0 | 0 | 0 | 0 | 0 | 0 | 0 | 0 | 0
Future Solar - Proxy 4 | 0 | 0 | 0 | 0 | 0 | 0 | 0 | 0 | 0 | 0 | 0 | 0 | 0 | 0 | 0 | 0 | 0 | 0 | 0 | 0 | 0 | 0 | 0 | 0 | 0 | 0 | 0 | 0 | 0 | 0 | 0 | 0
Future Solar - Proxy 5 | 0 | 0 | 0 | 0 | 0 | 0 | 0 | 0 | 0 | 0 | 0 | 0 | 0 | 0 | 0 | 0 | 0 | 0 | 0 | 0 | 0 | 0 | 0 | 0 | 0 | 0 | 0 | 0 | 0 | 0 | 0 | 0
Future Solar - Proxy 6 | 0 | 0 | 0 | 0 | 0 | 0 | 0 | 0 | 0 | 0 | 0 | 0 | 0 | 0 | 0 | 0 | 0 | 0 | 0 | 0 | 0 | 0 | 0 | 0 | 0 | 0 | 0 | 0 | 0 | 0 | 0 | 0
Future Solar - Proxy 7 | 0 | 0 | 0 | 0 | 0 | 0 | 0 | 0 | 0 | 0 | 0 | 0 | 0 | 0 | 0 | 0 | 0 | 0 | 0 | 0 | 0 | 0 | 0 | 0 | 0 | 0 | 0 | 0 | 0 | 0 | 0 | 0
Future Solar - Proxy 8 | 0 | 0 | 0 | 0 | 0 | 0 | 0 | 0 | 0 | 0 | 0 | 0 | 0 | 0 | 0 | 0 | 0 | 0 | 0 | 0 | 0 | 0 | 0 | 0 | 0 | 0 | 0 | 0 | 0 | 0 | 0 | 0
Future Solar - Proxy 9 | 0 | 0 | 0 | 0 | 0 | 0 | 0 | 0 | 0 | 0 | 0 | 0 | 0 | 0 | 0 | 0 | 0 | 0 | 0 | 0 | 0 | 0 | 0 | 0 | 0 | 0 | 0 | 0 | 0 | 0 | 0 | 0
Future Solar - Proxy 10 | 0 | 0 | 0 | 0 | 0 | 0 | 0 | 0 | 0 | 0 | 0 | 0 | 0 | 0 | 0 | 0 | 0 | 0 | 0 | 0 | 0 | 0 | 0 | 0 | 0 | 0 | 0 | 0 | 0 | 0 | 0 | 0
Future Solar - Proxy 11 | 0 | 0 | 0 | 0 | 0 | 0 | 0 | 0 | 0 | 0 | 0 | 0 | 0 | 0 | 0 | 0 | 0 | 0 | 0 | 0 | 0 | 0 | 0 | 0 | 0 | 0 | 0 | 0 | 0 | 0 | 0 | 0
Total Renewable Energy
Solar (MWh) | 0 | 0 | 0 | 0 | 0 | 0 | 0 | 0 | 0 | 0 | 0 | 0 | 0 | 0 | 0 | 0 | 0 | 0 | 0 | 0 | 0 | 0 | 0 | 0 | 0 | 0 | 0 | 0 | 0 | 0 | 0 | 0
Firm Cogenerators
FirmCog_Orange
Capacity Costs ($000) | 0 | 0 | 0 | 0 | 0 | 0 | 0 | 0 | 0 | 0 | 0 | 0 | 0 | 0 | 0 | 0 | 0 | 0 | 0 | 0 | 0 | 0 | 0 | 0 | 0 | 0 | 0 | 0 | 0 | 0 | 0 | 0
Fuel Cost ($000) | 0 | 0 | 0 | 0 | 0 | 0 | 0 | 0 | 0 | 0 | 0 | 0 | 0 | 0 | 0 | 0 | 0 | 0 | 0 | 0 | 0 | 0 | 0 | 0 | 0 | 0 | 0 | 0 | 0 | 0 | 0 | 0
SO2 Payment ($000) | 0 | 0 | 0 | 0 | 0 | 0 | 0 | 0 | 0 | 0 | 0 | 0 | 0 | 0 | 0 | 0 | 0 | 0 | 0 | 0 | 0 | 0 | 0 | 0 | 0 | 0 | 0 | 0 | 0 | 0 | 0 | 0
Total ($000) | 0 | 0 | 0 | 0 | 0 | 0 | 0 | 0 | 0 | 0 | 0 | 0 | 0 | 0 | 0 | 0 | 0 | 0 | 0 | 0 | 0 | 0 | 0 | 0 | 0 | 0 | 0 | 0 | 0 | 0 | 0 | 0
Fuel Rate ($/MWh) | 0 | 0 | 0 | 0 | 0 | 0 | 0 | 0 | 0 | 0 | 0 | 0 | 0 | 0 | 0 | 0 | 0 | 0 | 0 | 0 | 0 | 0 | 0 | 0 | 0 | 0 | 0 | 0 | 0 | 0 | 0 | 0
Transaction Rate ($/MWh) | 0 | 0 | 0 | 0 | 0 | 0 | 0 | 0 | 0 | 0 | 0 | 0 | 0 | 0 | 0 | 0 | 0 | 0 | 0 | 0 | 0 | 0 | 0 | 0 | 0 | 0 | 0 | 0 | 0 | 0 | 0 | 0
Energy (MWh) | 0 | 0 | 0 | 0 | 0 | 0 | 0 | 0 | 0 | 0 | 0 | 0 | 0 | 0 | 0 | 0 | 0 | 0 | 0 | 0 | 0 | 0 | 0 | 0 | 0 | 0 | 0 | 0 | 0 | 0 | 0 | 0
FirmCog Capacity Cost ($000) | 0 | 0 | 0 | 0 | 0 | 0 | 0 | 0 | 0 | 0 | 0 | 0 | 0 | 0 | 0 | 0 | 0 | 0 | 0 | 0 | 0 | 0 | 0 | 0 | 0 | 0 | 0 | 0 | 0 | 0 | 0 | 0
FirmCog Fuel Cost ($000) | 0 | 0 | 0 | 0 | 0 | 0 | 0 | 0 | 0 | 0 | 0 | 0 | 0 | 0 | 0 | 0 | 0 | 0 | 0 | 0 | 0 | 0 | 0 | 0 | 0 | 0 | 0 | 0 | 0 | 0 | 0 | 0
FirmCog SO2 Payment ($000) | 0 | 0 | 0 | 0 | 0 | 0 | 0 | 0 | 0 | 0 | 0 | 0 | 0 | 0 | 0 | 0 | 0 | 0 | 0 | 0 | 0 | 0 | 0 | 0 | 0 | 0 | 0 | 0 | 0 | 0 | 0 | 0
FirmCog Energy (MWh) | 0 | 0 | 0 | 0 | 0 | 0 | 0 | 0 | 0 | 0 | 0 | 0 | 0 | 0 | 0 | 0 | 0 | 0 | 0 | 0 | 0 | 0 | 0 | 0 | 0 | 0 | 0 | 0 | 0 | 0 | 0 | 0
Purchase Resources
Duke_Osprey
Capacity Costs ($000) | 0 | 0 | 0 | 0 | 0 | 0 | 0 | 0 | 0 | 0 | 0 | 0 | 0 | 0 | 0 | 0 | 0 | 0 | 0 | 0 | 0 | 0 | 0 | 0 | 0 | 0 | 0 | 0 | 0 | 0 | 0 | 0
Fuel Cost ($000) | 0 | 0 | 0 | 0 | 0 | 0 | 0 | 0 | 0 | 0 | 0 | 0 | 0 | 0 | 0 | 0 | 0 | 0 | 0 | 0 | 0 | 0 | 0 | 0 | 0 | 0 | 0 | 0 | 0 | 0 | 0 | 0
VOM ($000) | 0 | 0 | 0 | 0 | 0 | 0 | 0 | 0 | 0 | 0 | 0 | 0 | 0 | 0 | 0 | 0 | 0 | 0 | 0 | 0 | 0 | 0 | 0 | 0 | 0 | 0 | 0 | 0 | 0 | 0 | 0 | 0
Start Charge ($000) | 0 | 0 | 0 | 0 | 0 | 0 | 0 | 0 | 0 | 0 | 0 | 0 | 0 | 0 | 0 | 0 | 0 | 0 | 0 | 0 | 0 | 0 | 0 | 0 | 0 | 0 | 0 | 0 | 0 | 0 | 0 | 0
Total ($000) | 0 | 0 | 0 | 0 | 0 | 0 | 0 | 0 | 0 | 0 | 0 | 0 | 0 | 0 | 0 | 0 | 0 | 0 | 0 | 0 | 0 | 0 | 0 | 0 | 0 | 0 | 0 | 0 | 0 | 0 | 0 | 0
Fuel Rate ($/MWh) | 0 | 0 | 0 | 0 | 0 | 0 | 0 | 0 | 0 | 0 | 0 | 0 | 0 | 0 | 0 | 0 | 0 | 0 | 0 | 0 | 0 | 0 | 0 | 0 | 0 | 0 | 0 | 0 | 0 | 0 | 0 | 0
Transaction Rate ($/MWh) | 0 | 0 | 0 | 0 | 0 | 0 | 0 | 0 | 0 | 0 | 0 | 0 | 0 | 0 | 0 | 0 | 0 | 0 | 0 | 0 | 0 | 0 | 0 | 0 | 0 | 0 | 0 | 0 | 0 | 0 | 0 | 0
Energy (MWh) | 0 | 0 | 0 | 0 | 0 | 0 | 0 | 0 | 0 | 0 | 0 | 0 | 0 | 0 | 0 | 0 | 0 | 0 | 0 | 0 | 0 | 0 | 0 | 0 | 0 | 0 | 0 | 0 | 0 | 0 | 0 | 0
PASCO_Cogen
Capacity Costs ($000) | 0 | 0 | 0 | 0 | 0 | 0 | 0 | 0 | 0 | 0 | 0 | 0 | 0 | 0 | 0 | 0 | 0 | 0 | 0 | 0 | 0 | 0 | 0 | 0 | 0 | 0 | 0 | 0 | 0 | 0 | 0 | 0
Fuel Cost ($000) | 1175.92 | 0 | 0 | 0 | 0 | 0 | 0 | 0 | 0 | 0 | 0 | 0 | 0 | 0 | 0 | 0 | 0 | 0 | 0 | 0 | 0 | 0 | 0 | 0 | 0 | 0 | 0 | 0 | 0 | 0 | 0 | 0
VOM ($000) | 0 | 0 | 0 | 0 | 0 | 0 | 0 | 0 | 0 | 0 | 0 | 0 | 0 | 0 | 0 | 0 | 0 | 0 | 0 | 0 | 0 | 0 | 0 | 0 | 0 | 0 | 0 | 0 | 0 | 0 | 0 | 0
Start Charge ($000) | 0 | 0 | 0 | 0 | 0 | 0 | 0 | 0 | 0 | 0 | 0 | 0 | 0 | 0 | 0 | 0 | 0 | 0 | 0 | 0 | 0 | 0 | 0 | 0 | 0 | 0 | 0 | 0 | 0 | 0 | 0 | 0
Total ($000) | 0 | 0 | 0 | 0 | 0 | 0 | 0 | 0 | 0 | 0 | 0 | 0 | 0 | 0 | 0 | 0 | 0 | 0 | 0 | 0 | 0 | 0 | 0 | 0 | 0 | 0 | 0 | 0 | 0 | 0 | 0 | 0
Fuel Rate ($/MWh) | 0 | 0 | 0 | 0 | 0 | 0 | 0 | 0 | 0 | 0 | 0 | 0 | 0 | 0 | 0 | 0 | 0 | 0 | 0 | 0 | 0 | 0 | 0 | 0 | 0 | 0 | 0 | 0 | 0 | 0 | 0 | 0
Transaction Rate ($/MWh) | 0 | 0 | 0 | 0 | 0 | 0 | 0 | 0 | 0 | 0 | 0 | 0 | 0 | 0 | 0 | 0 | 0 | 0 | 0 | 0 | 0 | 0 | 0 | 0 | 0 | 0 | 0 | 0 | 0 | 0 | 0 | 0
Energy (MWh) | 0 | 0 | 0 | 0 | 0 | 0 | 0 | 0 | 0 | 0 | 0 | 0 | 0 | 0 | 0 | 0 | 0 | 0 | 0 | 0 | 0 | 0 | 0 | 0 | 0 | 0 | 0 | 0 | 0 | 0 | 0 | 0
Constellation (Exelon)
Capacity Costs ($000) | 0 | 0 | 0 | 0 | 0 | 0 | 0 | 0 | 0 | 0 | 0 | 0 | 0 | 0 | 0 | 0 | 0 | 0 | 0 | 0 | 0 | 0 | 0 | 0 | 0 | 0 | 0 | 0 | 0 | 0 | 0 | 0
Fuel Cost ($000) | 0 | 0 | 0 | 0 | 0 | 0 | 0 | 0 | 0 | 0 | 0 | 0 | 0 | 0 | 0 | 0 | 0 | 0 | 0 | 0 | 0 | 0 | 0 | 0 | 0 | 0 | 0 | 0 | 0 | 0 | 0 | 0
VOM ($000) | 0 | 0 | 0 | 0 | 0 | 0 | 0 | 0 | 0 | 0 | 0 | 0 | 0 | 0 | 0 | 0 | 0 | 0 | 0 | 0 | 0 | 0 | 0 | 0 | 0 | 0 | 0 | 0 | 0 | 0 | 0 | 0
Start Charge ($000) | 0 | 0 | 0 | 0 | 0 | 0 | 0 | 0 | 0 | 0 | 0 | 0 | 0 | 0 | 0 | 0 | 0 | 0 | 0 | 0 | 0 | 0 | 0 | 0 | 0 | 0 | 0 | 0 | 0 | 0 | 0 | 0
Total ($000) | 0 | 0 | 0 | 0 | 0 | 0 | 0 | 0 | 0 | 0 | 0 | 0 | 0 | 0 | 0 | 0 | 0 | 0 | 0 | 0 | 0 | 0 | 0 | 0 | 0 | 0 | 0 | 0 | 0 | 0 | 0 | 0
Fuel Rate ($/MWh) | 0 | 0 | 0 | 0 | 0 | 0 | 0 | 0 | 0 | 0 | 0 | 0 | 0 | 0 | 0 | 0 | 0 | 0 | 0 | 0 | 0 | 0 | 0 | 0 | 0 | 0 | 0 | 0 | 0 | 0 | 0 | 0
Transaction Rate ($/MWh) | 0 | 0 | 0 | 0 | 0 | 0 | 0 | 0 | 0 | 0 | 0 | 0 | 0 | 0 | 0 | 0 | 0 | 0 | 0 | 0 | 0 | 0 | 0 | 0 | 0 | 0 | 0 | 0 | 0 | 0 | 0 | 0
Energy (MWh) | 0 | 0 | 0 | 0 | 0 | 0 | 0 | 0 | 0 | 0 | 0 | 0 | 0 | 0 | 0 | 0 | 0 | 0 | 0 | 0 | 0 | 0 | 0 | 0 | 0 | 0 | 0 | 0 | 0 | 0 | 0 | 0
Calpine_Osprey
Capacity Costs ($000) | 0 | 0 | 0 | 0 | 0 | 0 | 0 | 0 | 0 | 0 | 0 | 0 | 0 | 0 | 0 | 0 | 0 | 0 | 0 | 0 | 0 | 0 | 0 | 0 | 0 | 0 | 0 | 0 | 0 | 0 | 0 | 0
Fuel Cost ($000) | 0 | 0 | 0 | 0 | 0 | 0 | 0 | 0 | 0 | 0 | 0 | 0 | 0 | 0 | 0 | 0 | 0 | 0 | 0 | 0 | 0 | 0 | 0 | 0 | 0 | 0 | 0 | 0 | 0 | 0 | 0 | 0
VOM ($000) | 0 | 0 | 0 | 0 | 0 | 0 | 0 | 0 | 0 | 0 | 0 | 0 | 0 | 0 | 0 | 0 | 0 | 0 | 0 | 0 | 0 | 0 | 0 | 0 | 0 | 0 | 0 | 0 | 0 | 0 | 0 | 0
Start Charge ($000) | 0 | 0 | 0 | 0 | 0 | 0 | 0 | 0 | 0 | 0 | 0 | 0 | 0 | 0 | 0 | 0 | 0 | 0 | 0 | 0 | 0 | 0 | 0 | 0 | 0 | 0 | 0 | 0 | 0 | 0 | 0 | 0
Total ($000) | 0 | 0 | 0 | 0 | 0 | 0 | 0 | 0 | 0 | 0 | 0 | 0 | 0 | 0 | 0 | 0 | 0 | 0 | 0 | 0 | 0 | 0 | 0 | 0 | 0 | 0 | 0 | 0 | 0 | 0 | 0 | 0
Fuel Rate ($/MWh) | 0 | 0 | 0 | 0 | 0 | 0 | 0 | 0 | 0 | 0 | 0 | 0 | 0 | 0 | 0 | 0 | 0 | 0 | 0 | 0 | 0 | 0 | 0 | 0 | 0 | 0 | 0 | 0 | 0 | 0 | 0 | 0
Transaction Rate ($/MWh) | 0 | 0 | 0 | 0 | 0 | 0 | 0 | 0 | 0 | 0 | 0 | 0 | 0 | 0 | 0 | 0 | 0 | 0 | 0 | 0 | 0 | 0 | 0 | 0 | 0 | 0 | 0 | 0 | 0 | 0 | 0 | 0
Energy (MWh) | 0 | 0 | 0 | 0 | 0 | 0 | 0 | 0 | 0 | 0 | 0 | 0 | 0 | 0 | 0 | 0 | 0 | 0 | 0 | 0 | 0 | 0 | 0 | 0 | 0 | 0 | 0 | 0 | 0 | 0 | 0 | 0
FPL_System_Lambda
Capacity Costs ($000) | 0 | 0 | 0 | 0 | 0 | 0 | 0 | 0 | 0 | 0 | 0 | 0 | 0 | 0 | 0 | 0 | 0 | 0 | 0 | 0 | 0 | 0 | 0 | 0 | 0 | 0 | 0 | 0 | 0 | 0 | 0 | 0
Fuel Cost ($000) | 0 | 0 | 0 | 0 | 0 | 0 | 0 | 0 | 0 | 0 | 0 | 0 | 0 | 0 | 0 | 0 | 0 | 0 | 0 | 0 | 0 | 0 | 0 | 0 | 0 | 0 | 0 | 0 | 0 | 0 | 0 | 0
VOM ($000) | 0 | 0 | 0 | 0 | 0 | 0 | 0 | 0 | 0 | 0 | 0 | 0 | 0 | 0 | 0 | 0 | 0 | 0 | 0 | 0 | 0 | 0 | 0 | 0 | 0 | 0 | 0 | 0 | 0 | 0 | 0 | 0
Start Charge ($000) | 0 | 0 | 0 | 0 | 0 | 0 | 0 | 0 | 0 | 0 | 0 | 0 | 0 | 0 | 0 | 0 | 0 | 0 | 0 | 0 | 0 | 0 | 0 | 0 | 0 | 0 | 0 | 0 | 0 | 0 | 0 | 0
Total ($000) | 0 | 0 | 0 | 0 | 0 | 0 | 0 | 0 | 0 | 0 | 0 | 0 | 0 | 0 | 0 | 0 | 0 | 0 | 0 | 0 | 0 | 0 | 0 | 0 | 0 | 0 | 0 | 0 | 0 | 0 | 0 | 0
Fuel Rate ($/MWh) | 0 | 0 | 0 | 0 | 0 | 0 | 0 | 0 | 0 | 0 | 0 | 0 | 0 | 0 | 0 | 0 | 0 | 0 | 0 | 0 | 0 | 0 | 0 | 0 | 0 | 0 | 0 | 0 | 0 | 0 | 0 | 0
Transaction Rate ($/MWh) | 0 | 0 | 0 | 0 | 0 | 0 | 0 | 0 | 0 | 0 | 0 | 0 | 0 | 0 | 0 | 0 | 0 | 0 | 0 | 0 | 0 | 0 | 0 | 0 | 0 | 0 | 0 | 0 | 0 | 0 | 0 | 0
Energy (MWh) | 0 | 0 | 0 | 0 | 0 | 0 | 0 | 0 | 0 | 0 | 0 | 0 | 0 | 0 | 0 | 0 | 0 | 0 | 0 | 0 | 0 | 0 | 0 | 0 | 0 | 0 | 0 | 0 | 0 | 0 | 0 | 0
Duke_System
Capacity Costs ($000) | 0 | 0 | 0 | 0 | 0 | 0 | 0 | 0 | 0 | 0 | 0 | 0 | 0 | 0 | 0 | 0 | 0 | 0 | 0 | 0 | 0 | 0 | 0 | 0 | 0 | 0 | 0 | 0 | 0 | 0 | 0 | 0
Fuel Cost ($000) | 0 | 0 | 0 | 0 | 0 | 0 | 0 | 0 | 0 | 0 | 0 | 0 | 0 | 0 | 0 | 0 | 0 | 0 | 0 | 0 | 0 | 0 | 0 | 0 | 0 | 0 | 0 | 0 | 0 | 0 | 0 | 0
VOM ($000) | 0 | 0 | 0 | 0 | 0 | 0 | 0 | 0 | 0 | 0 | 0 | 0 | 0 | 0 | 0 | 0 | 0 | 0 | 0 | 0 | 0 | 0 | 0 | 0 | 0 | 0 | 0 | 0 | 0 | 0 | 0 | 0
Start Charge ($000) | 0 | 0 | 0 | 0 | 0 | 0 | 0 | 0 | 0 | 0 | 0 | 0 | 0 | 0 | 0 | 0 | 0 | 0 | 0 | 0 | 0 | 0 | 0 | 0 | 0 | 0 | 0 | 0 | 0 | 0 | 0 | 0
Total ($000) | 0 | 0 | 0 | 0 | 0 | 0 | 0 | 0 | 0 | 0 | 0 | 0 | 0 | 0 | 0 | 0 | 0 | 0 | 0 | 0 | 0 | 0 | 0 | 0 | 0 | 0 | 0 | 0 | 0 | 0 | 0 | 0
Fuel Rate ($/MWh) | 0 | 0 | 0 | 0 | 0 | 0 | 0 | 0 | 0 | 0 | 0 | 0 | 0 | 0 | 0 | 0 | 0 | 0 | 0 | 0 | 0 | 0 | 0 | 0 | 0 | 0 | 0 | 0 | 0 | 0 | 0 | 0
Transaction Rate ($/MWh) | 0 | 0 | 0 | 0 | 0 | 0 | 0 | 0 | 0 | 0 | 0 | 0 | 0 | 0 | 0 | 0 | 0 | 0 | 0 | 0 | 0 | 0 | 0 | 0 | 0 | 0 | 0 | 0 | 0 | 0 | 0 | 0
Energy (MWh) | 0 | 0 | 0 | 0 | 0 | 0 | 0 | 0 | 0 | 0 | 0 | 0 | 0 | 0 | 0 | 0 | 0 | 0 | 0 | 0 | 0 | 0 | 0 | 0 | 0 | 0 | 0 | 0 | 0 | 0 | 0 | 0
*Start Charge does not include start fuel*
PPA_Proxy1
Capacity Costs ($000) | 0 | 0 | 0 | 0 | 0 | 0 | 0 | 0 | 0 | 0 | 0 | 0 | 0 | 0 | 0 | 0 | 0 | 0 | 0 | 0 | 0 | 0 | 0 | 0 | 0 | 0 | 0 | 0 | 0 | 0 | 0 | 0
Fuel Cost ($000) | 0 | 0 | 0 | 0 | 0 | 0 | 0 | 0 | 0 | 0 | 0 | 0 | 0 | 0 | 0 | 0 | 0 | 0 | 0 | 0 | 0 | 0 | 0 | 0 | 0 | 0 | 0 | 0 | 0 | 0 | 0 | 0
VOM ($000) | 0 | 0 | 0 | 0 | 0 | 0 | 0 | 0 | 0 | 0 | 0 | 0 | 0 | 0 | 0 | 0 | 0 | 0 | 0 | 0 | 0 | 0 | 0 | 0 | 0 | 0 | 0 | 0 | 0 | 0 | 0 | 0
Start Charge ($000) | 0 | 0 | 0 | 0 | 0 | 0 | 0 | 0 | 0 | 0 | 0 | 0 | 0 | 0 | 0 | 0 | 0 | 0 | 0 | 0 | 0 | 0 | 0 | 0 | 0 | 0 | 0 | 0 | 0 | 0 | 0 | 0
Total ($000) | 0 | 0 | 0 | 0 | 0 | 0 | 0 | 0 | 0 | 0 | 0 | 0 | 0 | 0 | 0 | 0 | 0 | 0 | 0 | 0 | 0 | 0 | 0 | 0 | 0 | 0 | 0 | 0 | 0 | 0 | 0 | 0
Fuel Rate ($/MWh) | 0 | 0 | 0 | 0 | 0 | 0 | 0 | 0 | 0 | 0 | 0 | 0 | 0 | 0 | 0 | 0 | 0 | 0 | 0 | 0 | 0 | 0 | 0 | 0 | 0 | 0 | 0 | 0 | 0 | 0 | 0 | 0
Transaction Rate ($/MWh) | 0 | 0 | 0 | 0 | 0 | 0 | 0 | 0 | 0 | 0 | 0 | 0 | 0 | 0 | 0 | 0 | 0 | 0 | 0 | 0 | 0 | 0 | 0 | 0 | 0 | 0 | 0 | 0 | 0 | 0 | 0 | 0
Energy (MWh) | 0 | 0 | 0 | 0 | 0 | 0 | 0 | 0 | 0 | 0 | 0 | 0 | 0 | 0 | 0 | 0 | 0 | 0 | 0 | 0 | 0 | 0 | 0 | 0 | 0 | 0 | 0 | 0 | 0 | 0 | 0 | 0
PPA_Proxy2
Capacity Costs ($000) | 0 | 0 | 0 | 0 | 0 | 0 | 0 | 0 | 0 | 0 | 0 | 0 | 0 | 0 | 0 | 0 | 0 | 0 | 0 | 0 | 0 | 0 | 0 | 0 | 0 | 0 | 0 | 0 | 0 | 0 | 0 | 0
Fuel Cost ($000) | 0 | 0 | 0 | 0 | 5.5 | 0 | 0 | 0 | 0 | 0 | 0 | 0 | 0 | 0 | 0 | 0 | 0 | 0 | 0 | 0 | 0 | 0 | 0 | 0 | 0 | 0 | 0 | 0 | 0 | 0 | 0 | 0
VOM ($000) | 0 | 0 | 0 | 0 | 0 | 0 | 0 | 0 | 0 | 0 | 0 | 0 | 0 | 0 | 0 | 0 | 0 | 0 | 0 | 0 | 0 | 0 | 0 | 0 | 0 | 0 | 0 | 0 | 0 | 0 | 0 | 0
Start Charge ($000) | 0 | 0 | 0 | 0 | 0 | 0 | 0 | 0 | 0 | 0 | 0 | 0 | 0 | 0 | 0 | 0 | 0 | 0 | 0 | 0 | 0 | 0 | 0 | 0 | 0 | 0 | 0 | 0 | 0 | 0 | 0 | 0
Total ($000) | 0 | 0 | 0 | 0 | 0 | 0 | 0 | 0 | 0 | 0 | 0 | 0 | 0 | 0 | 0 | 0 | 0 | 0 | 0 | 0 | 0 | 0 | 0 | 0 | 0 | 0 | 0 | 0 | 0 | 0 | 0 | 0
Fuel Rate ($/MWh) | 0 | 0 | 0 | 0 | 0 | 0 | 0 | 0 | 0 | 0 | 0 | 0 | 0 | 0 | 0 | 0 | 0 | 0 | 0 | 0 | 0 | 0 | 0 | 0 | 0 | 0 | 0 | 0 | 0 | 0 | 0 | 0
Transaction Rate ($/MWh) | 0 | 0 | 0 | 0 | 0 | 0 | 0 | 0 | 0 | 0 | 0 | 0 | 0 | 0 | 0 | 0 | 0 | 0 | 0 | 0 | 0 | 0 | 0 | 0 | 0 | 0 | 0 | 0 | 0 | 0 | 0 | 0
Energy (MWh) | 0 | 0 | 0 | 0 | 0 | 0 | 0 | 0 | 0 | 0 | 0 | 0 | 0 | 0 | 0 | 0 | 0 | 0 | 0 | 0 | 0 | 0 | 0 | 0 | 0 | 0 | 0 | 0 | 0 | 0 | 0 | 0
PPA_Proxy3
Capacity Costs ($000) | 0 | 0 | 0 | 0 | 0 | 0 | 0 | 0 | 0 | 0 | 0 | 0 | 0 | 0 | 0 | 0 | 0 | 0 | 0 | 0 | 0 | 0 | 0 | 0 | 0 | 0 | 0 | 0 | 0 | 0 | 0 | 0
Fuel Cost ($000) | 0 | 0 | 0 | 0 | 0 | 0 | 0 | 0 | 0 | 0 | 0 | 0 | 0 | 0 | 0 | 0 | 0 | 0 | 0 | 0 | 0 | 0 | 0 | 0 | 0 | 0 | 0 | 0 | 0 | 0 | 0 | 0
VOM ($000) | 0 | 0 | 0 | 0 | 0 | 0 | 0 | 0 | 0 | 0 | 0 | 0 | 0 | 0 | 0 | 0 | 0 | 0 | 0 | 0 | 0 | 0 | 0 | 0 | 0 | 0 | 0 | 0 | 0 | 0 | 0 | 0
Start Charge ($000) | 0 | 0 | 0 | 0 | 0 | 0 | 0 | 0 | 0 | 0 | 0 | 0 | 0 | 0 | 0 | 0 | 0 | 0 | 0 | 0 | 0 | 0 | 0 | 0 | 0 | 0 | 0 | 0 | 0 | 0 | 0 | 0
Total ($000) | 0 | 0 | 0 | 0 | 0 | 0 | 0 | 0 | 0 | 0 | 0 | 0 | 0 | 0 | 0 | 0 | 0 | 0 | 0 | 0 | 0 | 0 | 0 | 0 | 0 | 0 | 0 | 0 | 0 | 0 | 0 | 0
Fuel Rate ($/MWh) | 0 | 0 | 0 | 0 | 0 | 0 | 0 | 0 | 0 | 0 | 0 | 0 | 0 | 0 | 0 | 0 | 0 | 0 | 0 | 0 | 0 | 0 | 0 | 0 | 0 | 0 | 0 | 0 | 0 | 0 | 0 | 0
Transaction Rate ($/MWh) | 0 | 0 | 0 | 0 | 0 | 0 | 0 | 0 | 0 | 0 | 0 | 0 | 0 | 0 | 0 | 0 | 0 | 0 | 0 | 0 | 0 | 0 | 0 | 0 | 0 | 0 | 0 | 0 | 0 | 0 | 0 | 0
Energy (MWh) | 0 | 0 | 0 | 0 | 0 | 0 | 0 | 0 | 0 | 0 | 0 | 0 | 0 | 0 | 0 | 0 | 0 | 0 | 0 | 0 | 0 | 0 | 0 | 0 | 0 | 0 | 0 | 0 | 0 | 0 | 0 | 0
PPA_Proxy4
Capacity Costs ($000) | 0 | 0 | 0 | 0 | 0 | 0 | 0 | 0 | 0 | 0 | 0 | 0 | 0 | 0 | 0 | 0 | 0 | 0 | 0 | 0 | 0 | 0 | 0 | 0 | 0 | 0 | 0 | 0 | 0 | 0 | 0 | 0
Fuel Cost ($000) | 0 | 0 | 0 | 0 | 0 | 0 | 0 | 0 | 0 | 0 | 0 | 0 | 0 | 0 | 0 | 0 | 0 | 0 | 0 | 0 | 0 | 0 | 0 | 0 | 0 | 0 | 0 | 0 | 0 | 0 | 0 | 0
VOM ($000) | 0 | 0 | 0 | 0 | 0 | 0 | 0 | 0 | 0 | 0 | 0 | 0 | 0 | 0 | 0 | 0 | 0 | 0 | 0 | 0 | 0 | 0 | 0 | 0 | 0 | 0 | 0 | 0 | 0 | 0 | 0 | 0
Start Charge ($000) | 0 | 0 | 0 | 0 | 0 | 0 | 0 | 0 | 0 | 0 | 0 | 0 | 0 | 0 | 0 | 0 | 0 | 0 | 0 | 0 | 0 | 0 | 0 | 0 | 0 | 0 | 0 | 0 | 0 | 0 | 0 | 0
Total ($000) | 0 | 0 | 0 | 0 | 0 | 0 | 0 | 0 | 0 | 0 | 0 | 0 | 0 | 0 | 0 | 0 | 0 | 0 | 0 | 0 | 0 | 0 | 0 | 0 | 0 | 0 | 0 | 0 | 0 | 0 | 0 | 0
Fuel Rate ($/MWh) | 0 | 0 | 0 | 0 | 0 | 0 | 0 | 0 | 0 | 0 | 0 | 0 | 0 | 0 | 0 | 0 | 0 | 0 | 0 | 0 | 0 | 0 | 0 | 0 | 0 | 0 | 0 | 0 | 0 | 0 | 0 | 0
Transaction Rate ($/MWh) | 0 | 0 | 0 | 0 | 0 | 0 | 0 | 0 | 0 | 0 | 0 | 0 | 0 | 0 | 0 | 0 | 0 | 0 | 0 | 0 | 0 | 0 | 0 | 0 | 0 | 0 | 0 | 0 | 0 | 0 | 0 | 0
Energy (MWh) | 0 | 0 | 0 | 0 | 0 | 0 | 0 | 0 | 0 | 0 | 0 | 0 | 0 | 0 | 0 | 0 | 0 | 0 | 0 | 0 | 0 | 0 | 0 | 0 | 0 | 0 | 0 | 0 | 0 | 0 | 0 | 0
PPA Purch Capacity ($000) | 0 | 0 | 0 | 0 | 0 | 0 | 0 | 0 | 0 | 0 | 0 | 0 | 0 | 0 | 0 | 0 | 0 | 0 | 0 | 0 | 0 | 0 | 0 | 0 | 0 | 0 | 0 | 0 | 0 | 0 | 0 | 0
PPA Purch Fuel ($000) | 1175.92 | 0 | 0 | 0 | 5.5 | 0 | 0 | 0 | 0 | 0 | 0 | 0 | 0 | 0 | 0 | 0 | 0 | 0 | 0 | 0 | 0 | 0 | 0 | 0 | 0 | 0 | 0 | 0 | 0 | 0 | 0 | 0
PPA Purch O&M ($000) | 0 | 0 | 0 | 0 | 0 | 0 | 0 | 0 | 0 | 0 | 0 | 0 | 0 | 0 | 0 | 0 | 0 | 0 | 0 | 0 | 0 | 0 | 0 | 0 | 0 | 0 | 0 | 0 | 0 | 0 | 0 | 0
PPA Purch Starts ($000) | 0 | 0 | 0 | 0 | 0 | 0 | 0 | 0 | 0 | 0 | 0 | 0 | 0 | 0 | 0 | 0 | 0 | 0 | 0 | 0 | 0 | 0 | 0 | 0 | 0 | 0 | 0 | 0 | 0 | 0 | 0 | 0
PPA Purch Energy (MWh) | 0 | 0 | 0 | 0 | 0 | 0 | 0 | 0 | 0 | 0 | 0 | 0 | 0 | 0 | 0 | 0 | 0 | 0 | 0 | 0 | 0 | 0 | 0 | 0 | 0 | 0 | 0 | 0 | 0 | 0 | 0 | 0
PPA Purch Rate ($/MWh) | 0 | 0 | 0 | 0 | 0 | 0 | 0 | 0 | 0 | 0 | 0 | 0 | 0 | 0 | 0 | 0 | 0 | 0 | 0 | 0 | 0 | 0 | 0 | 0 | 0 | 0 | 0 | 0 | 0 | 0 | 0 | 0
System Summary
Cost* ($000) | 706231.5 | 703916 | 745987.73 | 808566.23 | 852849.8 | 871042.41 | 926890.09 | 978681.52 | 1016916.32 | 1081990.18 | 1189895.51 | 1271692.22 | 1389084.79 | 1441212.92 | 1552469.26 | 1608785.63 | 1743417.89 | 1838789.17 | 1897246.74 | 2012160.04 | 2055675.9 | 2147599.16 | 2138045.03 | 2294097 | 2427989.22 | 2528268.85 | 2506585.4 | 2571789.94 | 2652194.52 | 2646876.08 | 0 | 0
Energy (MWh) | 20489190 | 20653890 | 20883890 | 21138460 | 21322170 | 21588710 | 21851650 | 22134900 | 22291390 | 22591170 | 22898110 | 23213570 | 23491740 | 23776900 | 24070660 | 24352360 | 24632940 | 24949080 | 25247970 | 25246640 | 25251590 | 25238260 | 25245650 | 25244050 | 25233830 | 25255460 | 25263380 | 25259860 | 25265260 | 25264590 | 0 | 0
Charge (c/KWh) | 3.4468 | 3.4082 | 3.5721 | 3.8251 | 3.9998 | 4.0347 | 4.2417 | 4.4214 | 4.5619 | 4.7894 | 5.1965 | 5.4782 | 5.9131 | 6.0614 | 6.4496 | 6.6063 | 7.0776 | 7.3702 | 7.5145 | 7.97 | 8.1408 | 8.5093 | 8.469 | 9.0877 | 9.622 | 10.0108 | 9.9218 | 10.1813 | 10.4974 | 10.4766 | 0 | 0
Recoverable Capacity Costs ($000)
Purchases | 0 | 0 | 0 | 0 | 0 | 0 | 0 | 0 | 0 | 0 | 0 | 0 | 0 | 0 | 0 | 0 | 0 | 0 | 0 | 0 | 0 | 0 | 0 | 0 | 0 | 0 | 0 | 0 | 0 | 0 | 0 | 0
Sales | 0 | 0 | 0 | 0 | 0 | 0 | 0 | 0 | 0 | 0 | 0 | 0 | 0 | 0 | 0 | 0 | 0 | 0 | 0 | 0 | 0 | 0 | 0 | 0 | 0 | 0 | 0 | 0 | 0 | 0 | 0 | 0
Total | 0 | 0 | 0 | 0 | 0 | 0 | 0 | 0 | 0 | 0 | 0 | 0 | 0 | 0 | 0 | 0 | 0 | 0 | 0 | 0 | 0 | 0 | 0 | 0 | 0 | 0 | 0 | 0 | 0 | 0 | 0 | 0
TEC System Fuel ($000) | 565865.14 | 587595.5 | 628332.45 | 682369.9 | 719503.19 | 737008.49 | 789915.64 | 840653.42 | 878791.13 | 942077.1 | 1045862.35 | 1124566.91 | 1237594.86 | 1289734.45 | 1398132.71 | 1452062.9 | 1581271.06 | 1674197.42 | 1730934.05 | 1838035.98 | 1879899.96 | 1966974.67 | 1960497.31 | 2108603.73 | 2238982.58 | 2304891.47 | 2286910.31 | 2351573.32 | 2430915.44 | 2425520.04 | 0 | 0
Fuel Adder ($000) | 100791.45 | 100735.34 | 100769.35 | 108920.85 | 114696.59 | 114696.59 | 114768.84 | 114696.59 | 114696.59 | 114696.59 | 114768.84 | 114696.59 | 114696.59 | 114696.59 | 114768.85 | 114696.59 | 114696.59 | 114696.59 | 114768.85 | 114696.59 | 114696.59 | 114696.59 | 114768.84 | 114696.59 | 114696.59 | 152931.22 | 153110.84 | 152931.22 | 152931.22 | 152931.22 | 0 | 0
Purch Recov Fuel ($000) | 1564.2 | 920.08 | 936.2 | 139.69 | 122.12 | 453 | 1827.85 | 1786.84 | 710.34 | 1097.75 | 2184.63 | 2471.4 | 3511.13 | 2849.26 | 1894.07 | 2415.04 | 3520.8 | 1553.1 | 1924.23 | 2110.27 | 1599.1 | 3176.6 | 2379.71 | 2629.02 | 4007.09 | 1378.68 | 369.58 | 858.93 | 107.21 | 213.89 | 0 | 0
Purch Recov O&M ($000) | 0 | 0 | 0 | 0 | 0 | 0 | 0 | 0 | 0 | 0 | 0 | 0 | 0 | 0 | 0 | 0 | 0 | 0 | 0 | 0 | 0 | 0 | 0 | 0 | 0 | 0 | 0 | 0 | 0 | 0 | 0 | 0
Purch Recov Starts ($000) | 0 | 0 | 0 | 0 | 0 | 0 | 0 | 0 | 0 | 0 | 0 | 0 | 0 | 0 | 0 | 0 | 0 | 0 | 0 | 0 | 0 | 0 | 0 | 0 | 0 | 0 | 0 | 0 | 0 | 0 | 0 | 0
Sales Fuel ($000) | 0 | 0 | 0 | 0 | 0 | 0 | 0 | 0 | 0 | 0 | 0 | 0 | 0 | 0 | 0 | 0 | 0 | 0 | 0 | 0 | 0 | 0 | 0 | 0 | 0 | 0 | 0 | 0 | 0 | 0 | 0 | 0
Econ Profit ($000) | 0 | 0 | 0 | 0 | 0 | 0 | 0 | 0 | 0 | 0 | 0 | 0 | 0 | 0 | 0 | 0 | 0 | 0 | 0 | 0 | 0 | 0 | 0 | 0 | 0 | 0 | 0 | 0 | 0 | 0 | 0 | 0
Threshold Margin ($000) | 0 | 0 | 0 | 0 | 0 | 0 | 0 | 0 | 0 | 0 | 0 | 0 | 0 | 0 | 0 | 0 | 0 | 0 | 0 | 0 | 0 | 0 | 0 | 0 | 0 | 0 | 0 | 0 | 0 | 0 | 0 | 0
Calculated Cost* | 668220.79 | 689250.92 | 730038 | 791430.44 | 834321.9 | 852158.08 | 906512.33 | 957136.85 | 994198.06 | 1057871.44 | 1162815.82 | 1241734.9 | 1355802.58 | 1407280.3 | 1514795.63 | 1569174.53 | 1699488.45 | 1790447.11 | 1847627.13 | 1954842.84 | 1996195.65 | 2084847.86 | 2077645.86 | 2225929.34 | 2357686.26 | 2459201.37 | 2440390.73 | 2505363.47 | 2583953.87 | 2578665.15 | 0 | 0
Delta | 38010.71 | 14665.08 | 15949.73 | 17135.79 | 18527.9 | 18884.33 | 20377.76 | 21544.67 | 22718.26 | 24118.74 | 27079.69 | 29957.32 | 33282.21 | 33932.62 | 37673.63 | 39611.1 | 43929.44 | 48342.06 | 49619.61 | 57317.2 | 59480.25 | 62751.3 | 60399.17 | 68167.66 | 70302.96 | 69067.48 | 66194.67 | 66426.47 | 68240.65 | 68210.93 | 0 | 0
Station_DSM2018_High_No_AU32454 | 20489.19 | 20653.89 | 20883.89 | 21138.46 | 21322.17 | 21588.71 | 21851.65 | 22134.9 | 22291.39 | 22591.17 | 22898.11 | 23213.57 | 23491.74 | 23776.9 | 24070.66 | 24352.36 | 24632.94 | 24949.08 | 25247.97 | 25246.64 | 25251.59 | 25238.26 | 25245.65 | 25244.05 | 25233.83 | 25255.46 | 25263.38 | 25259.86 | 25265.26 | 25264.59
Big Bend MWh | 7078930 | 6336200 | 7336590 | 5724610 | 5018290 | 4784960 | 4451930 | 4462720 | 4932010 | 4882610 | 4868760 | 4190900 | 4173850 | 4579250 | 4703100 | 4628520 | 4186530 | 4138730 | 4660130 | 4556990 | 4528900 | 4106720 | 4651070 | 3144320 | 2347300 | 2232200 | 1943770 | 2306600 | 2274540 | 2293050 | 0 | 0
Bayside CC MWh | 4969930 | 5254960 | 4843050 | 5732330 | 5997230 | 2484840 | 2697620 | 3062380 | 2783930 | 3093900 | 3032000 | 3312100 | 3293270 | 3399720 | 3348370 | 3698610 | 3674110 | 3756910 | 3877790 | 4112540 | 4069800 | 4711360 | 4198100 | 4653290 | 4864680 | 3276190 | 0 | 0 | 0 | 0 | 0 | 0
Aero CTs MWh | 24580 | 31370 | 28320 | 8010 | 10980 | 11730 | 36590 | 38000 | 19850 | 30820 | 40630 | 69030 | 85510 | 70260 | 72310 | 98490 | 118670 | 124520 | 126350 | 181380 | 183020 | 208970 | 169160 | 233710 | 244650 | 158000 | 131090 | 121230 | 112320 | 111640 | 0 | 0
Polk 1 MWh | 1440480 | 1624320 | 1644780 | 1546350 | 1761960 | 1572540 | 1515040 | 1686180 | 1640410 | 1561910 | 1559970 | 1717160 | 1723830 | 1628590 | 1743960 | 1802110 | 1693520 | 1811040 | 1209410 | 0 | 0 | 0 | 0 | 0 | 0 | 0 | 0 | 0 | 0 | 0 | 0 | 0
Polk CTs MWh | 48540 | 9940 | 9430 | 3050 | 3130 | 1380 | 6800 | 19020 | 2560 | 14720 | 6200 | 5770 | 7470 | 7970 | 9810 | 66280 | 6430 | 8410 | 7390 | 10750 | 14010 | 107300 | 14980 | 9820 | 19330 | 9130 | 8230 | 99050 | 5750 | 2170 | 0 | 0
Polk CC w/ DF MWh | 5600360 | 5921230 | 5249400 | 6118900 | 6452460 | 3384570 | 3644290 | 3424690 | 3607770 | 3619700 | 3908460 | 4256370 | 4377320 | 4328530 | 4406770 | 4234350 | 4888530 | 4973820 | 5178400 | 5761620 | 5777260 | 5361290 | 5643250 | 6112230 | 6370680 | 5830090 | 2967400 | 2707350 | 2866010 | 2834120 | 0 | 0
Solar MWh | 0 | 0 | 0 | 0 | 0 | 0 | 0 | 0 | 0 | 0 | 0 | 0 | 0 | 0 | 0 | 0 | 0 | 0 | 0 | 0 | 0 | 0 | 0 | 0 | 0 | 0 | 0 | 0 | 0 | 0 | 0 | 0
City of Tampa (MWh) | 0 | 0 | 0 | 0 | 0 | 0 | 0 | 0 | 0 | 0 | 0 | 0 | 0 | 0 | 0 | 0 | 0 | 0 | 0 | 0 | 0 | 0 | 0 | 0 | 0 | 0 | 0 | 0 | 0 | 0 | 0 | 0
Future Aero CTs (MWh) | 0 | 0 | 0 | 0 | 0 | 0 | 0 | 0 | 0 | 0 | 0 | 0 | 0 | 0 | 0 | 0 | 0 | 0 | 0 | 0 | 0 | 0 | 0 | 0 | 0 | 0 | 24950 | 24380 | 22230 | 20690 | 0 | 0
Future 7FA CTs (MWh) | 0 | 0 | 0 | 83350 | 162040 | 0 | 0 | 0 | 16310 | 23510 | 34940 | 112990 | 133860 | 113290 | 170750 | 237130 | 284100 | 374540 | 401230 | 717210 | 757100 | 798500 | 652360 | 865730 | 935970 | 870860 | 470620 | 435660 | 404080 | 372460 | 0 | 0
Future CCs (MWh) | 0 | 0 | 0 | 0 | 0 | 7438520 | 7591100 | 7543250 | 7395600 | 7476770 | 7561750 | 7673360 | 7826420 | 7784640 | 7752760 | 7733380 | 7933100 | 7918720 | 7946620 | 8074700 | 8095510 | 8123540 | 8097930 | 8415100 | 8646790 | 11079880 | 17920020 | 17779520 | 17835610 | 17886790 | 0 | 0
Net Generation (MWh) | 0 | 0 | 0 | 0 | 0 | 0 | 0 | 0 | 0 | 0 | 0 | 0 | 0 | 0 | 0 | 0 | 0 | 0 | 0 | 0 | 0 | 0 | 0 | 0 | 0 | 0 | 0 | 0 | 0 | 0 | 0 | 0
Net Sales (MWh) | 0 | 0 | 0 | 0 | 0 | 0 | 0 | 0 | 0 | 0 | 0 | 0 | 0 | 0 | 0 | 0 | 0 | 0 | 0 | 0 | 0 | 0 | 0 | 0 | 0 | 0 | 0 | 0 | 0 | 0 | 0 | 0
Net Economy/Emerg Purch (MWh) | 0 | 0 | 0 | 0 | 0 | 0 | 0 | 0 | 0 | 0 | 0 | 0 | 0 | 0 | 0 | 0 | 0 | 0 | 0 | 0 | 0 | 0 | 0 | 0 | 0 | 0 | 0 | 0 | 0 | 0 | 0 | 0
Net As-Avail Cogen (MWh) | 0 | 0 | 0 | 0 | 0 | 0 | 0 | 0 | 0 | 0 | 0 | 0 | 0 | 0 | 0 | 0 | 0 | 0 | 0 | 0 | 0 | 0 | 0 | 0 | 0 | 0 | 0 | 0 | 0 | 0 | 0 | 0
Net Firm Cogen (MWh) | 0 | 0 | 0 | 0 | 0 | 0 | 0 | 0 | 0 | 0 | 0 | 0 | 0 | 0 | 0 | 0 | 0 | 0 | 0 | 0 | 0 | 0 | 0 | 0 | 0 | 0 | 0 | 0 | 0 | 0 | 0 | 0
Net PPAs (MWh) | 0 | 0 | 0 | 0 | 0 | 0 | 0 | 0 | 0 | 0 | 0 | 0 | 0 | 0 | 0 | 0 | 0 | 0 | 0 | 0 | 0 | 0 | 0 | 0 | 0 | 0 | 0 | 0 | 0 | 0 | 0 | 0
Net Proxy PPA / Units (MWh) | 0 | 0 | 0 | 0 | 0 | 0 | 0 | 0 | 0 | 0 | 0 | 0 | 0 | 0 | 0 | 0 | 0 | 0 | 0 | 0 | 0 | 0 | 0 | 0 | 0 | 0 | 0 | 0 | 0 | 0 | 0 | 0
Dump Energy (MWh) | 0 | 0 | 0 | 0 | -30 | 0 | -20 | 0 | 0 | 0 | 0 | 0 | 0 | 0 | -10 | 0 | -10 | 0 | 0 | 0 | -20 | -10 | 0 | -10 | 0 | -20 | 0 | 0 | 0 | 0 | 0 | 0
Net Energy For Load (MWh) | 0 | 0 | 0 | 0 | -30 | 0 | -20 | 0 | 0 | 0 | 0 | 0 | 0 | 0 | -10 | 0 | -10 | 0 | 0 | 0 | -20 | -10 | 0 | -10 | 0 | -20 | 0 | 0 | 0 | 0 | 0 | 0
Retail Load (MWh) | 20498360 | 20675330 | 20903980 | 21141290 | 21324420 | 21597050 | 21883500 | 22164510 | 22302590 | 22607630 | 22927790 | 23245740 | 23533770 | 23809810 | 24090960 | 24377930 | 24667960 | 24963960 | 25266050 | 25266020 | 25265970 | 25266080 | 25266080 | 25266010 | 25266000 | 25266020 | 25266120 | 25266020 | 25266010 | 25266010 | 0 | 0
PRSale_RCID (MWh) | 0 | 0 | 0 | 0 | 0 | 0 | 0 | 0 | 0 | 0 | 0 | 0 | 0 | 0 | 0 | 0 | 0 | 0 | 0 | 0 | 0 | 0 | 0 | 0 | 0 | 0 | 0 | 0 | 0 | 0 | 0 | 0
SP_16014 Sale to SEC | 0 | 0 | 0 | 0 | 0 | 0 | 0 | 0 | 0 | 0 | 0 | 0 | 0 | 0 | 0 | 0 | 0 | 0 | 0 | 0 | 0 | 0 | 0 | 0 | 0 | 0 | 0 | 0 | 0 | 0 | 0 | 0
PRSale_StCloud (MWh) | 0 | 0 | 0 | 0 | 0 | 0 | 0 | 0 | 0 | 0 | 0 | 0 | 0 | 0 | 0 | 0 | 0 | 0 | 0 | 0 | 0 | 0 | 0 | 0 | 0 | 0 | 0 | 0 | 0 | 0 | 0 | 0
PRSale_Wauchula (MWh) | 0 | 0 | 0 | 0 | 0 | 0 | 0 | 0 | 0 | 0 | 0 | 0 | 0 | 0 | 0 | 0 | 0 | 0 | 0 | 0 | 0 | 0 | 0 | 0 | 0 | 0 | 0 | 0 | 0 | 0 | 0 | 0
TOTAL Retail plus Wholesale (MWh) | 20498360 | 20675330 | 20903980 | 21141290 | 21324420 | 21597050 | 21883500 | 22164510 | 22302590 | 22607630 | 22927790 | 23245740 | 23533770 | 23809810 | 24090960 | 24377930 | 24667960 | 24963960 | 25266050 | 25266020 | 25265970 | 25266080 | 25266080 | 25266010 | 25266000 | 25266020 | 25266120 | 25266020 | 25266010 | 25266010 | 0 | 0
PR Sales (without losses) | [32 empty] | Loss Factors (per 04/12/2016 Firm Transmission Loss Factor)
PRSale_RCID (MWh) | 0 | 0 | 0 | 0 | 0 | 0 | 0 | 0 | 0 | 0 | 0 | 0 | 0 | 0 | 0 | 0 | 0 | 0 | 0 | 0 | 0 | 0 | 0 | 0 | 0 | 0 | 0 | 0 | 0 | 0 | 0 | 0 | 0.9854
SP_16014 Sale to SEC | 0 | 0 | 0 | 0 | 0 | 0 | 0 | 0 | 0 | 0 | 0 | 0 | 0 | 0 | 0 | 0 | 0 | 0 | 0 | 0 | 0 | 0 | 0 | 0 | 0 | 0 | 0 | 0 | 0 | 0 | 0 | 0
PRSale_StCloud (MWh) | 0 | 0 | 0 | 0 | 0 | 0 | 0 | 0 | 0 | 0 | 0 | 0 | 0 | 0 | 0 | 0 | 0 | 0 | 0 | 0 | 0 | 0 | 0 | 0 | 0 | 0 | 0 | 0 | 0 | 0 | 0 | 0
PRSale_Wauchula (MWh) | 0 | 0 | 0 | 0 | 0 | 0 | 0 | 0 | 0 | 0 | 0 | 0 | 0 | 0 | 0 | 0 | 0 | 0 | 0 | 0 | 0 | 0 | 0 | 0 | 0 | 0 | 0 | 0 | 0 | 0 | 0 | 0
NEL Delta (MWh) | -20498360 | -20675330 | -20903980 | -21141290 | -21324450 | -21597050 | -21883520 | -22164510 | -22302590 | -22607630 | -22927790 | -23245740 | -23533770 | -23809810 | -24090970 | -24377930 | -24667970 | -24963960 | -25266050 | -25266020 | -25265990 | -25266090 | -25266080 | -25266020 | -25266000 | -25266040 | -25266120 | -25266020 | -25266010 | -25266010 | 0 | 0
TEC Existing System VOM ($000)
Big Bend 1 | 0 | 0 | 0 | 0 | 0 | 0 | 0 | 0 | 0 | 0 | 0 | 0 | 0 | 0 | 0 | 0 | 0 | 0 | 0 | 0 | 0 | 0 | 0 | 0 | 0 | 0 | 0 | 0 | 0 | 0 | 0 | 0
Big Bend 2 | 0 | 0 | 0 | 0 | 0 | 0 | 0 | 0 | 0 | 0 | 0 | 0 | 0 | 0 | 0 | 0 | 0 | 0 | 0 | 0 | 0 | 0 | 0 | 0 | 0 | 0 | 0 | 0 | 0 | 0 | 0 | 0
Big Bend 3 | 0 | 0 | 0 | 0 | 0 | 0 | 0 | 0 | 0 | 0 | 0 | 0 | 0 | 0 | 0 | 0 | 0 | 0 | 0 | 0 | 0 | 0 | 0 | 0 | 0 | 0 | 0 | 0 | 0 | 0 | 0 | 0
Big Bend 4 | 0 | 0 | 0 | 0 | 0 | 0 | 0 | 0 | 0 | 0 | 0 | 0 | 0 | 0 | 0 | 0 | 0 | 0 | 0 | 0 | 0 | 0 | 0 | 0 | 0 | 0 | 0 | 0 | 0 | 0 | 0 | 0
Big Bend CT4 | 0 | 0 | 0 | 0 | 0 | 0 | 0 | 0 | 0 | 0 | 0 | 0 | 0 | 0 | 0 | 0 | 0 | 0 | 0 | 0 | 0 | 0 | 0 | 0 | 0 | 0 | 0 | 0 | 0 | 0 | 0 | 0
Big Bend CT4o | 0 | 0 | 0 | 0 | 0 | 0 | 0 | 0 | 0 | 0 | 0 | 0 | 0 | 0 | 0 | 0 | 0 | 0 | 0 | 0 | 0 | 0 | 0 | 0 | 0 | 0 | 0 | 0 | 0 | 0 | 0 | 0
Bayside 1 | 0 | 0 | 0 | 0 | 0 | 0 | 0 | 0 | 0 | 0 | 0 | 0 | 0 | 0 | 0 | 0 | 0 | 0 | 0 | 0 | 0 | 0 | 0 | 0 | 0 | 0 | 0 | 0 | 0 | 0 | 0 | 0
Bayside 2 | 0 | 0 | 0 | 0 | 0 | 0 | 0 | 0 | 0 | 0 | 0 | 0 | 0 | 0 | 0 | 0 | 0 | 0 | 0 | 0 | 0 | 0 | 0 | 0 | 0 | 0 | 0 | 0 | 0 | 0 | 0 | 0
Bayside 3 | 0 | 0 | 0 | 0 | 0 | 0 | 0 | 0 | 0 | 0 | 0 | 0 | 0 | 0 | 0 | 0 | 0 | 0 | 0 | 0 | 0 | 0 | 0 | 0 | 0 | 0 | 0 | 0 | 0 | 0 | 0 | 0
Bayside 4 | 0 | 0 | 0 | 0 | 0 | 0 | 0 | 0 | 0 | 0 | 0 | 0 | 0 | 0 | 0 | 0 | 0 | 0 | 0 | 0 | 0 | 0 | 0 | 0 | 0 | 0 | 0 | 0 | 0 | 0 | 0 | 0
Bayside 5 | 0 | 0 | 0 | 0 | 0 | 0 | 0 | 0 | 0 | 0 | 0 | 0 | 0 | 0 | 0 | 0 | 0 | 0 | 0 | 0 | 0 | 0 | 0 | 0 | 0 | 0 | 0 | 0 | 0 | 0 | 0 | 0
Bayside 6 | 0 | 0 | 0 | 0 | 0 | 0 | 0 | 0 | 0 | 0 | 0 | 0 | 0 | 0 | 0 | 0 | 0 | 0 | 0 | 0 | 0 | 0 | 0 | 0 | 0 | 0 | 0 | 0 | 0 | 0 | 0 | 0
Polk 1 | 0 | 0 | 0 | 0 | 0 | 0 | 0 | 0 | 0 | 0 | 0 | 0 | 0 | 0 | 0 | 0 | 0 | 0 | 0 | 0 | 0 | 0 | 0 | 0 | 0 | 0 | 0 | 0 | 0 | 0 | 0 | 0
Polk 1g | 0 | 0 | 0 | 0 | 0 | 0 | 0 | 0 | 0 | 0 | 0 | 0 | 0 | 0 | 0 | 0 | 0 | 0 | 0 | 0 | 0 | 0 | 0 | 0 | 0 | 0 | 0 | 0 | 0 | 0 | 0 | 0
Polk 2 | 0 | 0 | 0 | 0 | 0 | 0 | 0 | 0 | 0 | 0 | 0 | 0 | 0 | 0 | 0 | 0 | 0 | 0 | 0 | 0 | 0 | 0 | 0 | 0 | 0 | 0 | 0 | 0 | 0 | 0 | 0 | 0
Polk 2o | 0 | 0 | 0 | 0 | 0 | 0 | 0 | 0 | 0 | 0 | 0 | 0 | 0 | 0 | 0 | 0 | 0 | 0 | 0 | 0 | 0 | 0 | 0 | 0 | 0 | 0 | 0 | 0 | 0 | 0 | 0 | 0
Polk 3 | 0 | 0 | 0 | 0 | 0 | 0 | 0 | 0 | 0 | 0 | 0 | 0 | 0 | 0 | 0 | 0 | 0 | 0 | 0 | 0 | 0 | 0 | 0 | 0 | 0 | 0 | 0 | 0 | 0 | 0 | 0 | 0
Polk 3o | 0 | 0 | 0 | 0 | 0 | 0 | 0 | 0 | 0 | 0 | 0 | 0 | 0 | 0 | 0 | 0 | 0 | 0 | 0 | 0 | 0 | 0 | 0 | 0 | 0 | 0 | 0 | 0 | 0 | 0 | 0 | 0
Polk 4 | 0 | 0 | 0 | 0 | 0 | 0 | 0 | 0 | 0 | 0 | 0 | 0 | 0 | 0 | 0 | 0 | 0 | 0 | 0 | 0 | 0 | 0 | 0 | 0 | 0 | 0 | 0 | 0 | 0 | 0 | 0 | 0
Polk 5 | 0 | 0 | 0 | 0 | 0 | 0 | 0 | 0 | 0 | 0 | 0 | 0 | 0 | 0 | 0 | 0 | 0 | 0 | 0 | 0 | 0 | 0 | 0 | 0 | 0 | 0 | 0 | 0 | 0 | 0 | 0 | 0
Polk 2 CC w/DF | 0 | 0 | 0 | 0 | 0 | 0 | 0 | 0 | 0 | 0 | 0 | 0 | 0 | 0 | 0 | 0 | 0 | 0 | 0 | 0 | 0 | 0 | 0 | 0 | 0 | 0 | 0 | 0 | 0 | 0 | 0 | 0
TEC Existing System VOM ($000) | 0 | 0 | 0 | 0 | 0 | 0 | 0 | 0 | 0 | 0 | 0 | 0 | 0 | 0 | 0 | 0 | 0 | 0 | 0 | 0 | 0 | 0 | 0 | 0 | 0 | 0 | 0 | 0 | 0 | 0 | 0 | 0
TEC Peaking System VOM ($000) | 0 | 0 | 0 | 0 | 0 | 0 | 0 | 0 | 0 | 0 | 0 | 0 | 0 | 0 | 0 | 0 | 0 | 0 | 0 | 0 | 0 | 0 | 0 | 0 | 0 | 0 | 0 | 0 | 0 | 0 | 0 | 0
CSA Data
Bayside_11 Starts | 0 | 0 | 0 | 0 | 0 | 0 | 0 | 0 | 0 | 0 | 0 | 0 | 0 | 0 | 0 | 0 | 0 | 0 | 0 | 0 | 0 | 0 | 0 | 0 | 0 | 0 | 0 | 0 | 0 | 0 | 0 | 0
Bayside_12 Starts | 0 | 0 | 0 | 0 | 0 | 0 | 0 | 0 | 0 | 0 | 0 | 0 | 0 | 0 | 0 | 0 | 0 | 0 | 0 | 0 | 0 | 0 | 0 | 0 | 0 | 0 | 0 | 0 | 0 | 0 | 0 | 0
Bayside_13 Starts | 0 | 0 | 0 | 0 | 0 | 0 | 0 | 0 | 0 | 0 | 0 | 0 | 0 | 0 | 0 | 0 | 0 | 0 | 0 | 0 | 0 | 0 | 0 | 0 | 0 | 0 | 0 | 0 | 0 | 0 | 0 | 0
Bayside_21 Starts | 0 | 0 | 0 | 0 | 0 | 0 | 0 | 0 | 0 | 0 | 0 | 0 | 0 | 0 | 0 | 0 | 0 | 0 | 0 | 0 | 0 | 0 | 0 | 0 | 0 | 0 | 0 | 0 | 0 | 0 | 0 | 0
Bayside_22 Starts | 0 | 0 | 0 | 0 | 0 | 0 | 0 | 0 | 0 | 0 | 0 | 0 | 0 | 0 | 0 | 0 | 0 | 0 | 0 | 0 | 0 | 0 | 0 | 0 | 0 | 0 | 0 | 0 | 0 | 0 | 0 | 0
Bayside_23 Starts | 0 | 0 | 0 | 0 | 0 | 0 | 0 | 0 | 0 | 0 | 0 | 0 | 0 | 0 | 0 | 0 | 0 | 0 | 0 | 0 | 0 | 0 | 0 | 0 | 0 | 0 | 0 | 0 | 0 | 0 | 0 | 0
Bayside_24 Starts | 0 | 0 | 0 | 0 | 0 | 0 | 0 | 0 | 0 | 0 | 0 | 0 | 0 | 0 | 0 | 0 | 0 | 0 | 0 | 0 | 0 | 0 | 0 | 0 | 0 | 0 | 0 | 0 | 0 | 0 | 0 | 0
Polk 1g Starts | 0 | 0 | 0 | 0 | 0 | 0 | 0 | 0 | 0 | 0 | 0 | 0 | 0 | 0 | 0 | 0 | 0 | 0 | 0 | 0 | 0 | 0 | 0 | 0 | 0 | 0 | 0 | 0 | 0 | 0 | 0 | 0
Polk_21 Starts | 0 | 0 | 0 | 0 | 0 | 0 | 0 | 0 | 0 | 0 | 0 | 0 | 0 | 0 | 0 | 0 | 0 | 0 | 0 | 0 | 0 | 0 | 0 | 0 | 0 | 0 | 0 | 0 | 0 | 0 | 0 | 0
Polk_22 Starts | 0 | 0 | 0 | 0 | 0 | 0 | 0 | 0 | 0 | 0 | 0 | 0 | 0 | 0 | 0 | 0 | 0 | 0 | 0 | 0 | 0 | 0 | 0 | 0 | 0 | 0 | 0 | 0 | 0 | 0 | 0 | 0
Polk_23 Starts | 0 | 0 | 0 | 0 | 0 | 0 | 0 | 0 | 0 | 0 | 0 | 0 | 0 | 0 | 0 | 0 | 0 | 0 | 0 | 0 | 0 | 0 | 0 | 0 | 0 | 0 | 0 | 0 | 0 | 0 | 0 | 0
Polk_24 Starts | 0 | 0 | 0 | 0 | 0 | 0 | 0 | 0 | 0 | 0 | 0 | 0 | 0 | 0 | 0 | 0 | 0 | 0 | 0 | 0 | 0 | 0 | 0 | 0 | 0 | 0 | 0 | 0 | 0 | 0 | 0 | 0
Bayside_11 Hrs | 0 | 0 | 0 | 0 | 0 | 0 | 0 | 0 | 0 | 0 | 0 | 0 | 0 | 0 | 0 | 0 | 0 | 0 | 0 | 0 | 0 | 0 | 0 | 0 | 0 | 0 | 0 | 0 | 0 | 0 | 0 | 0
Bayside_12 Hrs | 0 | 0 | 0 | 0 | 0 | 0 | 0 | 0 | 0 | 0 | 0 | 0 | 0 | 0 | 0 | 0 | 0 | 0 | 0 | 0 | 0 | 0 | 0 | 0 | 0 | 0 | 0 | 0 | 0 | 0 | 0 | 0
Bayside_13 Hrs | 0 | 0 | 0 | 0 | 0 | 0 | 0 | 0 | 0 | 0 | 0 | 0 | 0 | 0 | 0 | 0 | 0 | 0 | 0 | 0 | 0 | 0 | 0 | 0 | 0 | 0 | 0 | 0 | 0 | 0 | 0 | 0
Bayside_21 Hrs | 0 | 0 | 0 | 0 | 0 | 0 | 0 | 0 | 0 | 0 | 0 | 0 | 0 | 0 | 0 | 0 | 0 | 0 | 0 | 0 | 0 | 0 | 0 | 0 | 0 | 0 | 0 | 0 | 0 | 0 | 0 | 0
Bayside_22 Hrs | 0 | 0 | 0 | 0 | 0 | 0 | 0 | 0 | 0 | 0 | 0 | 0 | 0 | 0 | 0 | 0 | 0 | 0 | 0 | 0 | 0 | 0 | 0 | 0 | 0 | 0 | 0 | 0 | 0 | 0 | 0 | 0
Bayside_23 Hrs | 0 | 0 | 0 | 0 | 0 | 0 | 0 | 0 | 0 | 0 | 0 | 0 | 0 | 0 | 0 | 0 | 0 | 0 | 0 | 0 | 0 | 0 | 0 | 0 | 0 | 0 | 0 | 0 | 0 | 0 | 0 | 0
Bayside_24 Hrs | 0 | 0 | 0 | 0 | 0 | 0 | 0 | 0 | 0 | 0 | 0 | 0 | 0 | 0 | 0 | 0 | 0 | 0 | 0 | 0 | 0 | 0 | 0 | 0 | 0 | 0 | 0 | 0 | 0 | 0 | 0 | 0
Polk 1g Hrs | 0 | 0 | 0 | 0 | 0 | 0 | 0 | 0 | 0 | 0 | 0 | 0 | 0 | 0 | 0 | 0 | 0 | 0 | 0 | 0 | 0 | 0 | 0 | 0 | 0 | 0 | 0 | 0 | 0 | 0 | 0 | 0
Polk_21 Hrs | 0 | 0 | 0 | 0 | 0 | 0 | 0 | 0 | 0 | 0 | 0 | 0 | 0 | 0 | 0 | 0 | 0 | 0 | 0 | 0 | 0 | 0 | 0 | 0 | 0 | 0 | 0 | 0 | 0 | 0 | 0 | 0
Polk_22 Hrs | 0 | 0 | 0 | 0 | 0 | 0 | 0 | 0 | 0 | 0 | 0 | 0 | 0 | 0 | 0 | 0 | 0 | 0 | 0 | 0 | 0 | 0 | 0 | 0 | 0 | 0 | 0 | 0 | 0 | 0 | 0 | 0
Polk_23 Hrs | 0 | 0 | 0 | 0 | 0 | 0 | 0 | 0 | 0 | 0 | 0 | 0 | 0 | 0 | 0 | 0 | 0 | 0 | 0 | 0 | 0 | 0 | 0 | 0 | 0 | 0 | 0 | 0 | 0 | 0 | 0 | 0
Polk_24 Hrs | 0 | 0 | 0 | 0 | 0 | 0 | 0 | 0 | 0 | 0 | 0 | 0 | 0 | 0 | 0 | 0 | 0 | 0 | 0 | 0 | 0 | 0 | 0 | 0 | 0 | 0 | 0 | 0 | 0 | 0 | 0 | 0
Expansion System VOM ($000)
FutAeroCT1 | 0 | 0 | 0 | 0 | 0 | 0 | 0 | 0 | 0 | 0 | 0 | 0 | 0 | 0 | 0 | 0 | 0 | 0 | 0 | 0 | 0 | 0 | 0 | 0 | 0 | 0 | 0 | 0 | 0 | 0 | 0 | 0
FutAeroCT2 | 0 | 0 | 0 | 0 | 0 | 0 | 0 | 0 | 0 | 0 | 0 | 0 | 0 | 0 | 0 | 0 | 0 | 0 | 0 | 0 | 0 | 0 | 0 | 0 | 0 | 0 | 0 | 0 | 0 | 0 | 0 | 0
FutAeroCT3 | 0 | 0 | 0 | 0 | 0 | 0 | 0 | 0 | 0 | 0 | 0 | 0 | 0 | 0 | 0 | 0 | 0 | 0 | 0 | 0 | 0 | 0 | 0 | 0 | 0 | 0 | 0 | 0 | 0 | 0 | 0 | 0
FutAeroCT4 | 0 | 0 | 0 | 0 | 0 | 0 | 0 | 0 | 0 | 0 | 0 | 0 | 0 | 0 | 0 | 0 | 0 | 0 | 0 | 0 | 0 | 0 | 0 | 0 | 0 | 0 | 0 | 0 | 0 | 0 | 0 | 0
FutAeroCT5 | 0 | 0 | 0 | 0 | 0 | 0 | 0 | 0 | 0 | 0 | 0 | 0 | 0 | 0 | 0 | 0 | 0 | 0 | 0 | 0 | 0 | 0 | 0 | 0 | 0 | 0 | 0 | 0 | 0 | 0 | 0 | 0
FutAeroCT6 | 0 | 0 | 0 | 0 | 0 | 0 | 0 | 0 | 0 | 0 | 0 | 0 | 0 | 0 | 0 | 0 | 0 | 0 | 0 | 0 | 0 | 0 | 0 | 0 | 0 | 0 | 0 | 0 | 0 | 0 | 0 | 0
FutAeroCT7 | 0 | 0 | 0 | 0 | 0 | 0 | 0 | 0 | 0 | 0 | 0 | 0 | 0 | 0 | 0 | 0 | 0 | 0 | 0 | 0 | 0 | 0 | 0 | 0 | 0 | 0 | 0 | 0 | 0 | 0 | 0 | 0
FutAeroCT8 | 0 | 0 | 0 | 0 | 0 | 0 | 0 | 0 | 0 | 0 | 0 | 0 | 0 | 0 | 0 | 0 | 0 | 0 | 0 | 0 | 0 | 0 | 0 | 0 | 0 | 0 | 0 | 0 | 0 | 0 | 0 | 0
FutAeroCT9 | 0 | 0 | 0 | 0 | 0 | 0 | 0 | 0 | 0 | 0 | 0 | 0 | 0 | 0 | 0 | 0 | 0 | 0 | 0 | 0 | 0 | 0 | 0 | 0 | 0 | 0 | 0 | 0 | 0 | 0 | 0 | 0
FutAeroCT10 | 0 | 0 | 0 | 0 | 0 | 0 | 0 | 0 | 0 | 0 | 0 | 0 | 0 | 0 | 0 | 0 | 0 | 0 | 0 | 0 | 0 | 0 | 0 | 0 | 0 | 0 | 0 | 0 | 0 | 0 | 0 | 0
GE_7FA_CT1 | 0 | 0 | 0 | 0 | 0 | 0 | 0 | 0 | 0 | 0 | 0 | 0 | 0 | 0 | 0 | 0 | 0 | 0 | 0 | 0 | 0 | 0 | 0 | 0 | 0 | 0 | 0 | 0 | 0 | 0 | 0 | 0
GE_7FA_CT2 | 0 | 0 | 0 | 0 | 0 | 0 | 0 | 0 | 0 | 0 | 0 | 0 | 0 | 0 | 0 | 0 | 0 | 0 | 0 | 0 | 0 | 0 | 0 | 0 | 0 | 0 | 0 | 0 | 0 | 0 | 0 | 0
GE_7FA_CT3 | 0 | 0 | 0 | 0 | 0 | 0 | 0 | 0 | 0 | 0 | 0 | 0 | 0 | 0 | 0 | 0 | 0 | 0 | 0 | 0 | 0 | 0 | 0 | 0 | 0 | 0 | 0 | 0 | 0 | 0 | 0 | 0
GE_7FA_CT4 | 0 | 0 | 0 | 0 | 0 | 0 | 0 | 0 | 0 | 0 | 0 | 0 | 0 | 0 | 0 | 0 | 0 | 0 | 0 | 0 | 0 | 0 | 0 | 0 | 0 | 0 | 0 | 0 | 0 | 0 | 0 | 0
GE_7FA_CT5 | 0 | 0 | 0 | 0 | 0 | 0 | 0 | 0 | 0 | 0 | 0 | 0 | 0 | 0 | 0 | 0 | 0 | 0 | 0 | 0 | 0 | 0 | 0 | 0 | 0 | 0 | 0 | 0 | 0 | 0 | 0 | 0
GE_7FA_CT6 | 0 | 0 | 0 | 0 | 0 | 0 | 0 | 0 | 0 | 0 | 0 | 0 | 0 | 0 | 0 | 0 | 0 | 0 | 0 | 0 | 0 | 0 | 0 | 0 | 0 | 0 | 0 | 0 | 0 | 0 | 0 | 0
GE_7FA_CT7 | 0 | 0 | 0 | 0 | 0 | 0 | 0 | 0 | 0 | 0 | 0 | 0 | 0 | 0 | 0 | 0 | 0 | 0 | 0 | 0 | 0 | 0 | 0 | 0 | 0 | 0 | 0 | 0 | 0 | 0 | 0 | 0
GE_7FA_CT8 | 0 | 0 | 0 | 0 | 0 | 0 | 0 | 0 | 0 | 0 | 0 | 0 | 0 | 0 | 0 | 0 | 0 | 0 | 0 | 0 | 0 | 0 | 0 | 0 | 0 | 0 | 0 | 0 | 0 | 0 | 0 | 0
GE_7FA_CT9 | 0 | 0 | 0 | 0 | 0 | 0 | 0 | 0 | 0 | 0 | 0 | 0 | 0 | 0 | 0 | 0 | 0 | 0 | 0 | 0 | 0 | 0 | 0 | 0 | 0 | 0 | 0 | 0 | 0 | 0 | 0 | 0
GE_7FA_CT10 | 0 | 0 | 0 | 0 | 0 | 0 | 0 | 0 | 0 | 0 | 0 | 0 | 0 | 0 | 0 | 0 | 0 | 0 | 0 | 0 | 0 | 0 | 0 | 0 | 0 | 0 | 0 | 0 | 0 | 0 | 0 | 0
CC 2x1 7FAwDF 1 | 0 | 0 | 0 | 0 | 0 | 0 | 0 | 0 | 0 | 0 | 0 | 0 | 0 | 0 | 0 | 0 | 0 | 0 | 0 | 0 | 0 | 0 | 0 | 0 | 0 | 0 | 0 | 0 | 0 | 0 | 0 | 0
CC 2x1 7FAwDF 2 | 0 | 0 | 0 | 0 | 0 | 0 | 0 | 0 | 0 | 0 | 0 | 0 | 0 | 0 | 0 | 0 | 0 | 0 | 0 | 0 | 0 | 0 | 0 | 0 | 0 | 0 | 0 | 0 | 0 | 0 | 0 | 0
CC 2x1 7FAwDF 3 | 0 | 0 | 0 | 0 | 0 | 0 | 0 | 0 | 0 | 0 | 0 | 0 | 0 | 0 | 0 | 0 | 0 | 0 | 0 | 0 | 0 | 0 | 0 | 0 | 0 | 0 | 0 | 0 | 0 | 0 | 0 | 0
CC 2x1 7FAwDF 4 | 0 | 0 | 0 | 0 | 0 | 0 | 0 | 0 | 0 | 0 | 0 | 0 | 0 | 0 | 0 | 0 | 0 | 0 | 0 | 0 | 0 | 0 | 0 | 0 | 0 | 0 | 0 | 0 | 0 | 0 | 0 | 0
CC 2x1 7FAwDF 5 | 0 | 0 | 0 | 0 | 0 | 0 | 0 | 0 | 0 | 0 | 0 | 0 | 0 | 0 | 0 | 0 | 0 | 0 | 0 | 0 | 0 | 0 | 0 | 0 | 0 | 0 | 0 | 0 | 0 | 0 | 0 | 0
CC 2x1 7FAwDF 6 | 0 | 0 | 0 | 0 | 0 | 0 | 0 | 0 | 0 | 0 | 0 | 0 | 0 | 0 | 0 | 0 | 0 | 0 | 0 | 0 | 0 | 0 | 0 | 0 | 0 | 0 | 0 | 0 | 0 | 0 | 0 | 0
CC_Fut_Proxy_07 | 0 | 0 | 0 | 0 | 0 | 0 | 0 | 0 | 0 | 0 | 0 | 0 | 0 | 0 | 0 | 0 | 0 | 0 | 0 | 0 | 0 | 0 | 0 | 0 | 0 | 0 | 0 | 0 | 0 | 0 | 0 | 0
CC_Fut_Proxy_08 | 0 | 0 | 0 | 0 | 0 | 0 | 0 | 0 | 0 | 0 | 0 | 0 | 0 | 0 | 0 | 0 | 0 | 0 | 0 | 0 | 0 | 0 | 0 | 0 | 0 | 0 | 0 | 0 | 0 | 0 | 0 | 0
CC_Fut_Proxy_09 | 0 | 0 | 0 | 0 | 0 | 0 | 0 | 0 | 0 | 0 | 0 | 0 | 0 | 0 | 0 | 0 | 0 | 0 | 0 | 0 | 0 | 0 | 0 | 0 | 0 | 0 | 0 | 0 | 0 | 0 | 0 | 0
CC_Fut_Proxy_10 | 0 | 0 | 0 | 0 | 0 | 0 | 0 | 0 | 0 | 0 | 0 | 0 | 0 | 0 | 0 | 0 | 0 | 0 | 0 | 0 | 0 | 0 | 0 | 0 | 0 | 0 | 0 | 0 | 0 | 0 | 0 | 0
FutureUnit_Proxy | 0 | 0 | 0 | 0 | 0 | 0 | 0 | 0 | 0 | 0 | 0 | 0 | 0 | 0 | 0 | 0 | 0 | 0 | 0 | 0 | 0 | 0 | 0 | 0 | 0 | 0 | 0 | 0 | 0 | 0 | 0 | 0
Expansion System VOM ($000) | 0 | 0 | 0 | 0 | 0 | 0 | 0 | 0 | 0 | 0 | 0 | 0 | 0 | 0 | 0 | 0 | 0 | 0 | 0 | 0 | 0 | 0 | 0 | 0 | 0 | 0 | 0 | 0 | 0 | 0 | 0 | 0
Expansion System FOM ($000)
FutAeroCT1 | 0 | 0 | 0 | 0 | 0 | 0 | 0 | 0 | 0 | 0 | 0 | 0 | 0 | 0 | 0 | 0 | 0 | 0 | 0 | 0 | 0 | 0 | 0 | 0 | 0 | 0 | 0 | 0 | 0 | 0 | 0 | 0
FutAeroCT2 | 0 | 0 | 0 | 0 | 0 | 0 | 0 | 0 | 0 | 0 | 0 | 0 | 0 | 0 | 0 | 0 | 0 | 0 | 0 | 0 | 0 | 0 | 0 | 0 | 0 | 0 | 0 | 0 | 0 | 0 | 0 | 0
FutAeroCT3 | 0 | 0 | 0 | 0 | 0 | 0 | 0 | 0 | 0 | 0 | 0 | 0 | 0 | 0 | 0 | 0 | 0 | 0 | 0 | 0 | 0 | 0 | 0 | 0 | 0 | 0 | 0 | 0 | 0 | 0 | 0 | 0
FutAeroCT4 | 0 | 0 | 0 | 0 | 0 | 0 | 0 | 0 | 0 | 0 | 0 | 0 | 0 | 0 | 0 | 0 | 0 | 0 | 0 | 0 | 0 | 0 | 0 | 0 | 0 | 0 | 0 | 0 | 0 | 0 | 0 | 0
FutAeroCT5 | 0 | 0 | 0 | 0 | 0 | 0 | 0 | 0 | 0 | 0 | 0 | 0 | 0 | 0 | 0 | 0 | 0 | 0 | 0 | 0 | 0 | 0 | 0 | 0 | 0 | 0 | 0 | 0 | 0 | 0 | 0 | 0
FutAeroCT6 | 0 | 0 | 0 | 0 | 0 | 0 | 0 | 0 | 0 | 0 | 0 | 0 | 0 | 0 | 0 | 0 | 0 | 0 | 0 | 0 | 0 | 0 | 0 | 0 | 0 | 0 | 0 | 0 | 0 | 0 | 0 | 0
FutAeroCT7 | 0 | 0 | 0 | 0 | 0 | 0 | 0 | 0 | 0 | 0 | 0 | 0 | 0 | 0 | 0 | 0 | 0 | 0 | 0 | 0 | 0 | 0 | 0 | 0 | 0 | 0 | 0 | 0 | 0 | 0 | 0 | 0
FutAeroCT8 | 0 | 0 | 0 | 0 | 0 | 0 | 0 | 0 | 0 | 0 | 0 | 0 | 0 | 0 | 0 | 0 | 0 | 0 | 0 | 0 | 0 | 0 | 0 | 0 | 0 | 0 | 0 | 0 | 0 | 0 | 0 | 0
FutAeroCT9 | 0 | 0 | 0 | 0 | 0 | 0 | 0 | 0 | 0 | 0 | 0 | 0 | 0 | 0 | 0 | 0 | 0 | 0 | 0 | 0 | 0 | 0 | 0 | 0 | 0 | 0 | 0 | 0 | 0 | 0 | 0 | 0
FutAeroCT10 | 0 | 0 | 0 | 0 | 0 | 0 | 0 | 0 | 0 | 0 | 0 | 0 | 0 | 0 | 0 | 0 | 0 | 0 | 0 | 0 | 0 | 0 | 0 | 0 | 0 | 0 | 0 | 0 | 0 | 0 | 0 | 0
GE_7FA_CT1 | 0 | 0 | 0 | 0 | 0 | 0 | 0 | 0 | 0 | 0 | 0 | 0 | 0 | 0 | 0 | 0 | 0 | 0 | 0 | 0 | 0 | 0 | 0 | 0 | 0 | 0 | 0 | 0 | 0 | 0 | 0 | 0
GE_7FA_CT2 | 0 | 0 | 0 | 0 | 0 | 0 | 0 | 0 | 0 | 0 | 0 | 0 | 0 | 0 | 0 | 0 | 0 | 0 | 0 | 0 | 0 | 0 | 0 | 0 | 0 | 0 | 0 | 0 | 0 | 0 | 0 | 0
GE_7FA_CT3 | 0 | 0 | 0 | 0 | 0 | 0 | 0 | 0 | 0 | 0 | 0 | 0 | 0 | 0 | 0 | 0 | 0 | 0 | 0 | 0 | 0 | 0 | 0 | 0 | 0 | 0 | 0 | 0 | 0 | 0 | 0 | 0
GE_7FA_CT4 | 0 | 0 | 0 | 0 | 0 | 0 | 0 | 0 | 0 | 0 | 0 | 0 | 0 | 0 | 0 | 0 | 0 | 0 | 0 | 0 | 0 | 0 | 0 | 0 | 0 | 0 | 0 | 0 | 0 | 0 | 0 | 0
GE_7FA_CT5 | 0 | 0 | 0 | 0 | 0 | 0 | 0 | 0 | 0 | 0 | 0 | 0 | 0 | 0 | 0 | 0 | 0 | 0 | 0 | 0 | 0 | 0 | 0 | 0 | 0 | 0 | 0 | 0 | 0 | 0 | 0 | 0
GE_7FA_CT6 | 0 | 0 | 0 | 0 | 0 | 0 | 0 | 0 | 0 | 0 | 0 | 0 | 0 | 0 | 0 | 0 | 0 | 0 | 0 | 0 | 0 | 0 | 0 | 0 | 0 | 0 | 0 | 0 | 0 | 0 | 0 | 0
GE_7FA_CT7 | 0 | 0 | 0 | 0 | 0 | 0 | 0 | 0 | 0 | 0 | 0 | 0 | 0 | 0 | 0 | 0 | 0 | 0 | 0 | 0 | 0 | 0 | 0 | 0 | 0 | 0 | 0 | 0 | 0 | 0 | 0 | 0
GE_7FA_CT8 | 0 | 0 | 0 | 0 | 0 | 0 | 0 | 0 | 0 | 0 | 0 | 0 | 0 | 0 | 0 | 0 | 0 | 0 | 0 | 0 | 0 | 0 | 0 | 0 | 0 | 0 | 0 | 0 | 0 | 0 | 0 | 0
GE_7FA_CT9 | 0 | 0 | 0 | 0 | 0 | 0 | 0 | 0 | 0 | 0 | 0 | 0 | 0 | 0 | 0 | 0 | 0 | 0 | 0 | 0 | 0 | 0 | 0 | 0 | 0 | 0 | 0 | 0 | 0 | 0 | 0 | 0
GE_7FA_CT10 | 0 | 0 | 0 | 0 | 0 | 0 | 0 | 0 | 0 | 0 | 0 | 0 | 0 | 0 | 0 | 0 | 0 | 0 | 0 | 0 | 0 | 0 | 0 | 0 | 0 | 0 | 0 | 0 | 0 | 0 | 0 | 0
CC 2x1 7FAwDF 1 | 0 | 0 | 0 | 0 | 0 | 0 | 0 | 0 | 0 | 0 | 0 | 0 | 0 | 0 | 0 | 0 | 0 | 0 | 0 | 0 | 0 | 0 | 0 | 0 | 0 | 0 | 0 | 0 | 0 | 0 | 0 | 0
CC 2x1 7FAwDF 2 | 0 | 0 | 0 | 0 | 0 | 0 | 0 | 0 | 0 | 0 | 0 | 0 | 0 | 0 | 0 | 0 | 0 | 0 | 0 | 0 | 0 | 0 | 0 | 0 | 0 | 0 | 0 | 0 | 0 | 0 | 0 | 0
CC 2x1 7FAwDF 3 | 0 | 0 | 0 | 0 | 0 | 0 | 0 | 0 | 0 | 0 | 0 | 0 | 0 | 0 | 0 | 0 | 0 | 0 | 0 | 0 | 0 | 0 | 0 | 0 | 0 | 0 | 0 | 0 | 0 | 0 | 0 | 0
CC 2x1 7FAwDF 4 | 0 | 0 | 0 | 0 | 0 | 0 | 0 | 0 | 0 | 0 | 0 | 0 | 0 | 0 | 0 | 0 | 0 | 0 | 0 | 0 | 0 | 0 | 0 | 0 | 0 | 0 | 0 | 0 | 0 | 0 | 0 | 0
CC 2x1 7FAwDF 5 | 0 | 0 | 0 | 0 | 0 | 0 | 0 | 0 | 0 | 0 | 0 | 0 | 0 | 0 | 0 | 0 | 0 | 0 | 0 | 0 | 0 | 0 | 0 | 0 | 0 | 0 | 0 | 0 | 0 | 0 | 0 | 0
CC 2x1 7FAwDF 6 | 0 | 0 | 0 | 0 | 0 | 0 | 0 | 0 | 0 | 0 | 0 | 0 | 0 | 0 | 0 | 0 | 0 | 0 | 0 | 0 | 0 | 0 | 0 | 0 | 0 | 0 | 0 | 0 | 0 | 0 | 0 | 0
CC_Fut_Proxy_07 | 0 | 0 | 0 | 0 | 0 | 0 | 0 | 0 | 0 | 0 | 0 | 0 | 0 | 0 | 0 | 0 | 0 | 0 | 0 | 0 | 0 | 0 | 0 | 0 | 0 | 0 | 0 | 0 | 0 | 0 | 0 | 0
CC_Fut_Proxy_08 | 0 | 0 | 0 | 0 | 0 | 0 | 0 | 0 | 0 | 0 | 0 | 0 | 0 | 0 | 0 | 0 | 0 | 0 | 0 | 0 | 0 | 0 | 0 | 0 | 0 | 0 | 0 | 0 | 0 | 0 | 0 | 0
CC_Fut_Proxy_09 | 0 | 0 | 0 | 0 | 0 | 0 | 0 | 0 | 0 | 0 | 0 | 0 | 0 | 0 | 0 | 0 | 0 | 0 | 0 | 0 | 0 | 0 | 0 | 0 | 0 | 0 | 0 | 0 | 0 | 0 | 0 | 0
CC_Fut_Proxy_10 | 0 | 0 | 0 | 0 | 0 | 0 | 0 | 0 | 0 | 0 | 0 | 0 | 0 | 0 | 0 | 0 | 0 | 0 | 0 | 0 | 0 | 0 | 0 | 0 | 0 | 0 | 0 | 0 | 0 | 0 | 0 | 0
Expansion System FOM ($000) | 0 | 0 | 0 | 0 | 0 | 0 | 0 | 0 | 0 | 0 | 0 | 0 | 0 | 0 | 0 | 0 | 0 | 0 | 0 | 0 | 0 | 0 | 0 | 0 | 0 | 0 | 0 | 0 | 0 | 0 | 0 | 0
FutureUnit_Proxy | 0 | 0 | 0 | 0 | 0 | 0 | 0 | 0 | 0 | 0 | 0 | 0 | 0 | 0 | 0 | 0 | 0 | 0 | 0 | 0 | 0 | 0 | 0 | 0 | 0 | 0 | 0 | 0 | 0 | 0 | 0 | 0
Big Bend 4 MWh | 0 | 0 | 0 | 0 | 0 | 0 | 0 | 0 | 0 | 0 | 0 | 0 | 0 | 0 | 0 | 0 | 0 | 0 | 0 | 0 | 0 | 0 | 0 | 0 | 0 | 0 | 0 | 0 | 0 | 0 | 0 | 0
Coal Adder | 0 | 0 | 0 | 0 | 0 | 0 | 0 | 0 | 0 | 0 | 0 | 0 | 0 | 0 | 0 | 0 | 0 | 0 | 0 | 0 | 0 | 0 | 0 | 0 | 0 | 0 | 0 | 0 | 0 | 0 | 0 | 0
Gas Adder FGT | 100791.45 | 100735.34 | 100769.35 | 108920.85 | 114696.59 | 114696.59 | 114768.84 | 114696.59 | 114696.59 | 114696.59 | 114768.84 | 114696.59 | 114696.59 | 114696.59 | 114768.85 | 114696.59 | 114696.59 | 114696.59 | 114768.85 | 114696.59 | 114696.59 | 114696.59 | 114768.84 | 114696.59 | 114696.59 | 152931.22 | 153110.84 | 152931.22 | 152931.22 | 152931.22 | 0 | 0
Gas Adder GS | 0 | 0 | 0 | 0 | 0 | 0 | 0 | 0 | 0 | 0 | 0 | 0 | 0 | 0 | 0 | 0 | 0 | 0 | 0 | 0 | 0 | 0 | 0 | 0 | 0 | 0 | 0 | 0 | 0 | 0 | 0 | 0
Total System Cost ($000)
Total System Cost | 730172 | 720203.5 | 764434.38 | 828987.5 | 876437.06 | 895941.69 | 952262.06 | 1004847.5 | 1044179.25 | 1110016.38 | 1218774.38 | 1301369.5 | 1419694.12 | 1472884.88 | 1585599.75 | 1643323.88 | 1778447.88 | 1875411.5 | 1935009.38 | 2051347.5 | 2095986.5 | 2188603 | 2179447.75 | 2336012.5 | 2470177.25 | 2574818.25 | 2566998.75 | 2634054.25 | 2715442.75 | 2711258.5 | #REF! | #REF!
Section | 43101 | 43466 | 43831 | 44197 | 44562 | 44927 | 45292 | 45658 | 46023 | 46388 | 46753 | 47119 | 47484 | 47849 | 48214 | 48580 | 48945 | 49310 | 49675 | 50041 | 50406 | 50771 | 51136 | 51502 | 51867 | 52232 | 52597 | 52963 | 53328 | 53693
Station_DSM2018_High_No_AU32454 | 20489.19 | 20653.89 | 20883.89 | 21138.46 | 21322.17 | 21588.71 | 21851.65 | 22134.9 | 22291.39 | 22591.17 | 22898.11 | 23213.57 | 23491.74 | 23776.9 | 24070.66 | 24352.36 | 24632.94 | 24949.08 | 25247.97 | 25246.64 | 25251.59 | 25238.26 | 25245.65 | 25244.05 | 25233.83 | 25255.46 | 25263.38 | 25259.86 | 25265.26 | 25264.59

## NoAU_AQ
Planning and Risk OUTPUT | Run Name: | DSM2018_High_No_AU_TSJMW .@19-Feb-21 14:19
| Run Start Yr: | 2018
| 2018 | 2019 | 2020 | 2021 | 2022 | 2023 | 2024 | 2025 | 2026 | 2027 | 2028 | 2029 | 2030 | 2031 | 2032 | 2033 | 2034 | 2035 | 2036 | 2037 | 2038 | 2039 | 2040 | 2041 | 2042 | 2043 | 2044 | 2045 | 2046 | 2047 | 2048 | 2049
Unit Fuel Consumption (Units x 1000)
Big Bend 1 | 467.77 | 355.28 | 348.5 | 43.24 | 0 | 0 | 0 | 0 | 0 | 0 | 0 | 0 | 0 | 0 | 0 | 0 | 0 | 0 | 0 | 0 | 0 | 0 | 0 | 0 | 0 | 0 | 0 | 0 | 0 | 0 | 0 | 0
Big Bend 2 | 756.98 | 662.59 | 741.5 | 305.96 | 0 | 0 | 0 | 0 | 0 | 0 | 0 | 0 | 0 | 0 | 0 | 0 | 0 | 0 | 0 | 0 | 0 | 0 | 0 | 0 | 0 | 0 | 0 | 0 | 0 | 0 | 0 | 0
Big Bend 3 | 921.87 | 871.31 | 1025.38 | 1011.04 | 1044.1 | 1034.39 | 1038.16 | 837.44 | 1025.17 | 1020.61 | 995.92 | 996.89 | 816.58 | 1031.87 | 1026.48 | 1011.23 | 989.53 | 845.08 | 1006.71 | 972.22 | 980.1 | 1005.3 | 1007.66 | 355.38 | 0 | 0 | 0 | 0 | 0 | 0 | 0 | 0
Big Bend 4 | 1104.12 | 1008.03 | 1236.63 | 1221.52 | 1208.5 | 1113.2 | 958.03 | 1164.66 | 1189.29 | 1171.68 | 1189.35 | 886.62 | 1061.26 | 1027.09 | 1087.56 | 1070.96 | 892.03 | 1017.79 | 1089.83 | 1079.1 | 1058.43 | 841.13 | 1082.75 | 1062.71 | 1061.62 | 1010.89 | 878.99 | 1043.17 | 1030.76 | 1037.64 | 0 | 0
TOTAL Big Bend (TONS) | 3250.74 | 2897.21 | 3352.01 | 2581.76 | 2252.6 | 2147.59 | 1996.19 | 2002.1 | 2214.46 | 2192.29 | 2185.27 | 1883.51 | 1877.84 | 2058.96 | 2114.04 | 2082.19 | 1881.56 | 1862.87 | 2096.54 | 2051.32 | 2038.53 | 1846.43 | 2090.41 | 1418.09 | 1061.62 | 1010.89 | 878.99 | 1043.17 | 1030.76 | 1037.64 | 0 | 0
TOTAL Big Bend IGN (BBL) | 0 | 0 | 0 | 0 | 0 | 0 | 0 | 0 | 0 | 0 | 0 | 0 | 0 | 0 | 0 | 0 | 0 | 0 | 0 | 0 | 0 | 0 | 0 | 0 | 0 | 0 | 0 | 0 | 0 | 0 | 0 | 0
Big Bend 1
BB_#2OIL (BBL) | 0 | 0 | 0 | 0 | 0 | 0 | 0 | 0 | 0 | 0 | 0 | 0 | 0 | 0 | 0 | 0 | 0 | 0 | 0 | 0 | 0 | 0 | 0 | 0 | 0 | 0 | 0 | 0 | 0 | 0 | 0 | 0
BB1_COAL_BLEND | 467.77 | 355.28 | 348.5 | 43.24 | 0 | 0 | 0 | 0 | 0 | 0 | 0 | 0 | 0 | 0 | 0 | 0 | 0 | 0 | 0 | 0 | 0 | 0 | 0 | 0 | 0 | 0 | 0 | 0 | 0 | 0 | 0 | 0
BB_COAL_STDLOW | 0 | 0 | 0 | 0 | 0 | 0 | 0 | 0 | 0 | 0 | 0 | 0 | 0 | 0 | 0 | 0 | 0 | 0 | 0 | 0 | 0 | 0 | 0 | 0 | 0 | 0 | 0 | 0 | 0 | 0 | 0 | 0
BB_COAL_PREMIUM | 0 | 0 | 0 | 0 | 0 | 0 | 0 | 0 | 0 | 0 | 0 | 0 | 0 | 0 | 0 | 0 | 0 | 0 | 0 | 0 | 0 | 0 | 0 | 0 | 0 | 0 | 0 | 0 | 0 | 0 | 0 | 0
BB_COAL_STDHIGH | 0 | 0 | 0 | 0 | 0 | 0 | 0 | 0 | 0 | 0 | 0 | 0 | 0 | 0 | 0 | 0 | 0 | 0 | 0 | 0 | 0 | 0 | 0 | 0 | 0 | 0 | 0 | 0 | 0 | 0 | 0 | 0
BB_COAL_LOWSULFUR | 0 | 0 | 0 | 0 | 0 | 0 | 0 | 0 | 0 | 0 | 0 | 0 | 0 | 0 | 0 | 0 | 0 | 0 | 0 | 0 | 0 | 0 | 0 | 0 | 0 | 0 | 0 | 0 | 0 | 0 | 0 | 0
BB_COAL_1 | 0 | 0 | 0 | 0 | 0 | 0 | 0 | 0 | 0 | 0 | 0 | 0 | 0 | 0 | 0 | 0 | 0 | 0 | 0 | 0 | 0 | 0 | 0 | 0 | 0 | 0 | 0 | 0 | 0 | 0 | 0 | 0
BB_COAL_2 | 0 | 0 | 0 | 0 | 0 | 0 | 0 | 0 | 0 | 0 | 0 | 0 | 0 | 0 | 0 | 0 | 0 | 0 | 0 | 0 | 0 | 0 | 0 | 0 | 0 | 0 | 0 | 0 | 0 | 0 | 0 | 0
BB_PETCOKE | 0 | 0 | 0 | 0 | 0 | 0 | 0 | 0 | 0 | 0 | 0 | 0 | 0 | 0 | 0 | 0 | 0 | 0 | 0 | 0 | 0 | 0 | 0 | 0 | 0 | 0 | 0 | 0 | 0 | 0 | 0 | 0
FIRM Gas_GS (MCF) | 0 | 0 | 0 | 0 | 0 | 0 | 0 | 0 | 0 | 0 | 0 | 0 | 0 | 0 | 0 | 0 | 0 | 0 | 0 | 0 | 0 | 0 | 0 | 0 | 0 | 0 | 0 | 0 | 0 | 0 | 0 | 0
INTERRUPT Gas (MCF) | 0 | 0 | 0 | 0 | 0 | 0 | 0 | 0 | 0 | 0 | 0 | 0 | 0 | 0 | 0 | 0 | 0 | 0 | 0 | 0 | 0 | 0 | 0 | 0 | 0 | 0 | 0 | 0 | 0 | 0 | 0 | 0
FIRM Gas_GS (MCF) (Start Up) | 19.53 | 19.06 | 23.17 | 4.56 | 0 | 0 | 0 | 0 | 0 | 0 | 0 | 0 | 0 | 0 | 0 | 0 | 0 | 0 | 0 | 0 | 0 | 0 | 0 | 0 | 0 | 0 | 0 | 0 | 0 | 0 | 0 | 0
INTERRUPT Gas (MCF) (Start Up) | 251.46 | 210.85 | 227.79 | 25.49 | 0 | 0 | 0 | 0 | 0 | 0 | 0 | 0 | 0 | 0 | 0 | 0 | 0 | 0 | 0 | 0 | 0 | 0 | 0 | 0 | 0 | 0 | 0 | 0 | 0 | 0 | 0 | 0
Big Bend 2
BB_#2OIL (BBL) | 0 | 0 | 0 | 0 | 0 | 0 | 0 | 0 | 0 | 0 | 0 | 0 | 0 | 0 | 0 | 0 | 0 | 0 | 0 | 0 | 0 | 0 | 0 | 0 | 0 | 0 | 0 | 0 | 0 | 0 | 0 | 0
BB2_COAL_BLEND | 756.98 | 662.59 | 741.5 | 305.96 | 0 | 0 | 0 | 0 | 0 | 0 | 0 | 0 | 0 | 0 | 0 | 0 | 0 | 0 | 0 | 0 | 0 | 0 | 0 | 0 | 0 | 0 | 0 | 0 | 0 | 0 | 0 | 0
BB_COAL_STDLOW | 0 | 0 | 0 | 0 | 0 | 0 | 0 | 0 | 0 | 0 | 0 | 0 | 0 | 0 | 0 | 0 | 0 | 0 | 0 | 0 | 0 | 0 | 0 | 0 | 0 | 0 | 0 | 0 | 0 | 0 | 0 | 0
BB_COAL_PREMIUM | 0 | 0 | 0 | 0 | 0 | 0 | 0 | 0 | 0 | 0 | 0 | 0 | 0 | 0 | 0 | 0 | 0 | 0 | 0 | 0 | 0 | 0 | 0 | 0 | 0 | 0 | 0 | 0 | 0 | 0 | 0 | 0
BB_COAL_STDHIGH | 0 | 0 | 0 | 0 | 0 | 0 | 0 | 0 | 0 | 0 | 0 | 0 | 0 | 0 | 0 | 0 | 0 | 0 | 0 | 0 | 0 | 0 | 0 | 0 | 0 | 0 | 0 | 0 | 0 | 0 | 0 | 0
BB_COAL_LOWSULFUR | 0 | 0 | 0 | 0 | 0 | 0 | 0 | 0 | 0 | 0 | 0 | 0 | 0 | 0 | 0 | 0 | 0 | 0 | 0 | 0 | 0 | 0 | 0 | 0 | 0 | 0 | 0 | 0 | 0 | 0 | 0 | 0
BB_COAL_1 | 0 | 0 | 0 | 0 | 0 | 0 | 0 | 0 | 0 | 0 | 0 | 0 | 0 | 0 | 0 | 0 | 0 | 0 | 0 | 0 | 0 | 0 | 0 | 0 | 0 | 0 | 0 | 0 | 0 | 0 | 0 | 0
BB_COAL_2 | 0 | 0 | 0 | 0 | 0 | 0 | 0 | 0 | 0 | 0 | 0 | 0 | 0 | 0 | 0 | 0 | 0 | 0 | 0 | 0 | 0 | 0 | 0 | 0 | 0 | 0 | 0 | 0 | 0 | 0 | 0 | 0
BB_PETCOKE | 0 | 0 | 0 | 0 | 0 | 0 | 0 | 0 | 0 | 0 | 0 | 0 | 0 | 0 | 0 | 0 | 0 | 0 | 0 | 0 | 0 | 0 | 0 | 0 | 0 | 0 | 0 | 0 | 0 | 0 | 0 | 0
FIRM Gas_GS (MCF) | 0 | 0 | 0 | 0 | 0 | 0 | 0 | 0 | 0 | 0 | 0 | 0 | 0 | 0 | 0 | 0 | 0 | 0 | 0 | 0 | 0 | 0 | 0 | 0 | 0 | 0 | 0 | 0 | 0 | 0 | 0 | 0
INTERRUPT Gas (MCF) | 0 | 0 | 0 | 0 | 0 | 0 | 0 | 0 | 0 | 0 | 0 | 0 | 0 | 0 | 0 | 0 | 0 | 0 | 0 | 0 | 0 | 0 | 0 | 0 | 0 | 0 | 0 | 0 | 0 | 0 | 0 | 0
FIRM Gas_GS (MCF) (Start Up) | 10.18 | 18.14 | 15.96 | 11.07 | 0 | 0 | 0 | 0 | 0 | 0 | 0 | 0 | 0 | 0 | 0 | 0 | 0 | 0 | 0 | 0 | 0 | 0 | 0 | 0 | 0 | 0 | 0 | 0 | 0 | 0 | 0 | 0
INTERRUPT Gas (MCF) (Start Up) | 251.29 | 251.35 | 261.54 | 106.14 | 0 | 0 | 0 | 0 | 0 | 0 | 0 | 0 | 0 | 0 | 0 | 0 | 0 | 0 | 0 | 0 | 0 | 0 | 0 | 0 | 0 | 0 | 0 | 0 | 0 | 0 | 0 | 0
Big Bend 3
BB_#2OIL (BBL) | 0 | 0 | 0 | 0 | 0 | 0 | 0 | 0 | 0 | 0 | 0 | 0 | 0 | 0 | 0 | 0 | 0 | 0 | 0 | 0 | 0 | 0 | 0 | 0 | 0 | 0 | 0 | 0 | 0 | 0 | 0 | 0
BB3_COAL_BLEND | 921.87 | 871.31 | 1025.38 | 1011.04 | 1044.1 | 1034.39 | 1038.16 | 837.44 | 1025.17 | 1020.61 | 995.92 | 996.89 | 816.58 | 1031.87 | 1026.48 | 1011.23 | 989.53 | 845.08 | 1006.71 | 972.22 | 980.1 | 1005.3 | 1007.66 | 355.38 | 0 | 0 | 0 | 0 | 0 | 0 | 0 | 0
BB_COAL_STDLOW | 0 | 0 | 0 | 0 | 0 | 0 | 0 | 0 | 0 | 0 | 0 | 0 | 0 | 0 | 0 | 0 | 0 | 0 | 0 | 0 | 0 | 0 | 0 | 0 | 0 | 0 | 0 | 0 | 0 | 0 | 0 | 0
BB_COAL_PREMIUM | 0 | 0 | 0 | 0 | 0 | 0 | 0 | 0 | 0 | 0 | 0 | 0 | 0 | 0 | 0 | 0 | 0 | 0 | 0 | 0 | 0 | 0 | 0 | 0 | 0 | 0 | 0 | 0 | 0 | 0 | 0 | 0
BB_COAL_STDHIGH | 0 | 0 | 0 | 0 | 0 | 0 | 0 | 0 | 0 | 0 | 0 | 0 | 0 | 0 | 0 | 0 | 0 | 0 | 0 | 0 | 0 | 0 | 0 | 0 | 0 | 0 | 0 | 0 | 0 | 0 | 0 | 0
BB_COAL_LOWSULFUR | 0 | 0 | 0 | 0 | 0 | 0 | 0 | 0 | 0 | 0 | 0 | 0 | 0 | 0 | 0 | 0 | 0 | 0 | 0 | 0 | 0 | 0 | 0 | 0 | 0 | 0 | 0 | 0 | 0 | 0 | 0 | 0
BB_COAL_1 | 0 | 0 | 0 | 0 | 0 | 0 | 0 | 0 | 0 | 0 | 0 | 0 | 0 | 0 | 0 | 0 | 0 | 0 | 0 | 0 | 0 | 0 | 0 | 0 | 0 | 0 | 0 | 0 | 0 | 0 | 0 | 0
BB_COAL_2 | 0 | 0 | 0 | 0 | 0 | 0 | 0 | 0 | 0 | 0 | 0 | 0 | 0 | 0 | 0 | 0 | 0 | 0 | 0 | 0 | 0 | 0 | 0 | 0 | 0 | 0 | 0 | 0 | 0 | 0 | 0 | 0
BB_PETCOKE | 0 | 0 | 0 | 0 | 0 | 0 | 0 | 0 | 0 | 0 | 0 | 0 | 0 | 0 | 0 | 0 | 0 | 0 | 0 | 0 | 0 | 0 | 0 | 0 | 0 | 0 | 0 | 0 | 0 | 0 | 0 | 0
FIRM Gas_GS (MCF) | 0 | 0 | 0 | 0 | 0 | 0 | 0 | 0 | 0 | 0 | 0 | 0 | 0 | 0 | 0 | 0 | 0 | 0 | 0 | 0 | 0 | 0 | 0 | 0 | 0 | 0 | 0 | 0 | 0 | 0 | 0 | 0
INTERRUPT Gas (MCF) | 0 | 0 | 0 | 0 | 0 | 0 | 0 | 0 | 0 | 0 | 0 | 0 | 0 | 0 | 0 | 0 | 0 | 0 | 0 | 0 | 0 | 0 | 0 | 0 | 0 | 0 | 0 | 0 | 0 | 0 | 0 | 0
FIRM Gas_GS (MCF) (Start Up) | 13.72 | 9.52 | 9.77 | 6.05 | 5.67 | 55.05 | 53.83 | 43.79 | 49.1 | 45.86 | 56.19 | 53.97 | 55.99 | 42.97 | 55.25 | 44.2 | 47.44 | 45.12 | 44.96 | 43.1 | 36.81 | 25.08 | 36.57 | 16.34 | 0 | 0 | 0 | 0 | 0 | 0 | 0 | 0
INTERRUPT Gas (MCF) (Start Up) | 279.81 | 169.81 | 221.14 | 239.39 | 228.75 | 182.38 | 187.1 | 157.07 | 188.33 | 203.59 | 223.82 | 236.56 | 194.96 | 220.5 | 222.75 | 232.8 | 255.11 | 195.31 | 241.56 | 263.45 | 275.75 | 268.45 | 254.96 | 80.83 | 0 | 0 | 0 | 0 | 0 | 0 | 0 | 0
Big Bend 4
BB_#2OIL (BBL) | 0 | 0 | 0 | 0 | 0 | 0 | 0 | 0 | 0 | 0 | 0 | 0 | 0 | 0 | 0 | 0 | 0 | 0 | 0 | 0 | 0 | 0 | 0 | 0 | 0 | 0 | 0 | 0 | 0 | 0 | 0 | 0
BB4_COAL_BLEND | 1104.12 | 1008.03 | 1236.63 | 1221.52 | 1208.5 | 1113.2 | 958.03 | 1164.66 | 1189.29 | 1171.68 | 1189.35 | 886.62 | 1061.26 | 1027.09 | 1087.56 | 1070.96 | 892.03 | 1017.79 | 1089.83 | 1079.1 | 1058.43 | 841.13 | 1082.75 | 1062.71 | 1061.62 | 1010.89 | 878.99 | 1043.17 | 1030.76 | 1037.64 | 0 | 0
BB_COAL_STDLOW | 0 | 0 | 0 | 0 | 0 | 0 | 0 | 0 | 0 | 0 | 0 | 0 | 0 | 0 | 0 | 0 | 0 | 0 | 0 | 0 | 0 | 0 | 0 | 0 | 0 | 0 | 0 | 0 | 0 | 0 | 0 | 0
BB_COAL_PREMIUM | 0 | 0 | 0 | 0 | 0 | 0 | 0 | 0 | 0 | 0 | 0 | 0 | 0 | 0 | 0 | 0 | 0 | 0 | 0 | 0 | 0 | 0 | 0 | 0 | 0 | 0 | 0 | 0 | 0 | 0 | 0 | 0
BB_COAL_STDHIGH | 0 | 0 | 0 | 0 | 0 | 0 | 0 | 0 | 0 | 0 | 0 | 0 | 0 | 0 | 0 | 0 | 0 | 0 | 0 | 0 | 0 | 0 | 0 | 0 | 0 | 0 | 0 | 0 | 0 | 0 | 0 | 0
BB_COAL_LOWSULFUR | 0 | 0 | 0 | 0 | 0 | 0 | 0 | 0 | 0 | 0 | 0 | 0 | 0 | 0 | 0 | 0 | 0 | 0 | 0 | 0 | 0 | 0 | 0 | 0 | 0 | 0 | 0 | 0 | 0 | 0 | 0 | 0
BB_COAL_1 | 0 | 0 | 0 | 0 | 0 | 0 | 0 | 0 | 0 | 0 | 0 | 0 | 0 | 0 | 0 | 0 | 0 | 0 | 0 | 0 | 0 | 0 | 0 | 0 | 0 | 0 | 0 | 0 | 0 | 0 | 0 | 0
BB_COAL_2 | 0 | 0 | 0 | 0 | 0 | 0 | 0 | 0 | 0 | 0 | 0 | 0 | 0 | 0 | 0 | 0 | 0 | 0 | 0 | 0 | 0 | 0 | 0 | 0 | 0 | 0 | 0 | 0 | 0 | 0 | 0 | 0
BB_PETCOKE | 0 | 0 | 0 | 0 | 0 | 0 | 0 | 0 | 0 | 0 | 0 | 0 | 0 | 0 | 0 | 0 | 0 | 0 | 0 | 0 | 0 | 0 | 0 | 0 | 0 | 0 | 0 | 0 | 0 | 0 | 0 | 0
FIRM Gas_GS (MCF) | 0 | 0 | 0 | 0 | 0 | 0 | 0 | 0 | 0 | 0 | 0 | 0 | 0 | 0 | 0 | 0 | 0 | 0 | 0 | 0 | 0 | 0 | 0 | 0 | 0 | 0 | 0 | 0 | 0 | 0 | 0 | 0
INTERRUPT Gas (MCF) | 0 | 0 | 0 | 0 | 0 | 0 | 0 | 0 | 0 | 0 | 0 | 0 | 0 | 0 | 0 | 0 | 0 | 0 | 0 | 0 | 0 | 0 | 0 | 0 | 0 | 0 | 0 | 0 | 0 | 0 | 0 | 0
FIRM Gas_GS (MCF) (Start Up) | 7.08 | 7.66 | 8.78 | 5.87 | 3.15 | 36.49 | 42.64 | 40.5 | 36.16 | 39.8 | 39.98 | 46.57 | 56.73 | 50.36 | 49.27 | 42.45 | 38.17 | 45.44 | 35.14 | 36.18 | 38.46 | 24.24 | 34.01 | 25.75 | 23.74 | 51.31 | 149.12 | 183.35 | 183.09 | 179.19 | 0 | 0
INTERRUPT Gas (MCF) (Start Up) | 254.9 | 165.65 | 200.59 | 215.03 | 216.24 | 160.37 | 132.67 | 176.4 | 167.71 | 171.58 | 181.92 | 195.36 | 230.79 | 257.7 | 237.25 | 242.07 | 207.27 | 273.63 | 244.37 | 252.84 | 260.08 | 249.25 | 266.54 | 271.79 | 281.81 | 267.77 | 100.33 | 126.21 | 124.97 | 119.85 | 0 | 0
Bayside 1
FIRM Gas_GS (MCF) | 13155.74 | 14415.01 | 14459.37 | 14990.52 | 13587.24 | 10879.46 | 9577.8 | 11735.08 | 10448.62 | 10202.59 | 10835.21 | 10962.51 | 10521.9 | 10982.49 | 9681.36 | 11773.09 | 10881.95 | 10854.47 | 10944.84 | 9603.31 | 11231.22 | 11535.75 | 11144.34 | 11265.96 | 11711.33 | 2742.97 | 0 | 0 | 0 | 0 | 0 | 0
FIRM Gas_FGT (MCF) | 6922.7 | 7652.43 | 6927.38 | 8426.15 | 8546.44 | 2474.74 | 2609.95 | 3112.48 | 2774.77 | 2975.72 | 3043.27 | 3495.82 | 3399.22 | 3545.62 | 3237.05 | 4216.57 | 4011.5 | 4131.67 | 4366.38 | 4648.19 | 5163.49 | 5871.35 | 5070.35 | 5710.04 | 6191.15 | 1056.09 | 0 | 0 | 0 | 0 | 0 | 0
INTERRUPT Gas (MCF) | 2.35 | 3.08 | 1.6 | 3.09 | 4.3 | 6.38 | 26.94 | 24.08 | 9.53 | 21.57 | 25.46 | 65.8 | 91.99 | 72.75 | 96.04 | 127.44 | 192.2 | 279.61 | 270.97 | 531.17 | 524.58 | 701.09 | 481.18 | 1122.25 | 1181.5 | 55.64 | 0 | 0 | 0 | 0 | 0 | 0
Bayside 2
FIRM Gas_GS (MCF) | 3658.1 | 2332.06 | 2076.71 | 2262.69 | 4394.07 | 2362.37 | 3624.56 | 2835.1 | 3240.76 | 4327.6 | 3217.84 | 3412.02 | 3604.03 | 3703.54 | 4751.26 | 3198.51 | 3822 | 3976.64 | 4118.16 | 5457.68 | 3605.37 | 4627.11 | 4177.8 | 4652.01 | 4465.99 | 10713.35 | 0 | 0 | 0 | 0 | 0 | 0
FIRM Gas_FGT (MCF) | 12742.08 | 14310.78 | 12414.64 | 16502.25 | 17532.66 | 3130.98 | 4629.48 | 5482.97 | 4682.9 | 5947.8 | 5873.44 | 6931.71 | 7059.13 | 7164 | 7314.94 | 8140.21 | 8075.97 | 8059.68 | 8461.9 | 8769.72 | 8058.51 | 10007.11 | 8814.1 | 8321.95 | 8797.6 | 8904.88 | 0 | 0 | 0 | 0 | 0 | 0
INTERRUPT Gas (MCF) | 31.79 | 47.57 | 49.98 | 40.63 | 48.25 | 18.01 | 71.69 | 62.97 | 39.02 | 62.28 | 79.1 | 164.48 | 208.78 | 209.82 | 207.94 | 272.37 | 547.72 | 751.84 | 765.11 | 1363.55 | 1406.36 | 1870.34 | 1335.01 | 3024.14 | 3243.7 | 788.21 | 0 | 0 | 0 | 0 | 0 | 0
Bayside 3
FIRM Gas_GS (MCF) | 11.74 | 2.32 | 2.11 | 2.34 | 2.32 | 11.09 | 40.41 | 43.17 | 27.52 | 36 | 61.73 | 99.4 | 131.04 | 104.28 | 113.09 | 131.96 | 153.05 | 140.78 | 140.31 | 158.75 | 154.24 | 154.54 | 146.32 | 125.78 | 159.91 | 172.14 | 140.78 | 132.55 | 117.89 | 127.43 | 0 | 0
FIRM Gas_FGT (MCF) | 23.76 | 54.08 | 52.85 | 8.97 | 12.54 | 13.86 | 27.69 | 24.86 | 10.4 | 18.31 | 11.65 | 17.51 | 15.47 | 16.79 | 11.79 | 20.03 | 22.18 | 15.82 | 24.6 | 29.83 | 31.13 | 35.93 | 30.19 | 21.86 | 20.28 | 14.83 | 1.84 | 2.49 | 2 | 2.17 | 0 | 0
INTERRUPT Gas (MCF) | 4.81 | 6.49 | 4.5 | 2.71 | 6.34 | 1.15 | 13.04 | 13.47 | 5.59 | 13.33 | 14.48 | 34.01 | 44.69 | 37.26 | 35.66 | 53.61 | 83.6 | 99.65 | 104.77 | 175.42 | 172.04 | 226.52 | 166.21 | 286.08 | 273.47 | 25.35 | 6.31 | 5.17 | 5.11 | 5.4 | 0 | 0
Bayside 4
FIRM Gas_GS (MCF) | 10.6 | 3.03 | 1.99 | 1.68 | 1.58 | 8 | 31.95 | 34.62 | 20.16 | 27.29 | 41.34 | 66.16 | 85.68 | 67.18 | 68.15 | 78.61 | 90.51 | 77.84 | 76.39 | 80.19 | 74.68 | 82.14 | 77.94 | 61.14 | 88.61 | 80.81 | 74.05 | 71.72 | 63.69 | 62.07 | 0 | 0
FIRM Gas_FGT (MCF) | 16.97 | 48.48 | 44.68 | 7.61 | 6.77 | 12.18 | 22.79 | 23.1 | 9.4 | 13.04 | 15.19 | 13.39 | 12.73 | 13.08 | 6.28 | 11.21 | 11.01 | 6.34 | 10.21 | 14.17 | 14.02 | 16.63 | 14.48 | 11.97 | 10.36 | 8.38 | 1.09 | 1.52 | 1.31 | 1.23 | 0 | 0
INTERRUPT Gas (MCF) | 4.88 | 6.91 | 5.7 | 3.11 | 6.61 | 1.63 | 14.5 | 14.9 | 5.85 | 13.57 | 17.39 | 39.95 | 51.22 | 38.99 | 40.56 | 54.37 | 83.74 | 84.47 | 83.81 | 132.32 | 126.91 | 157.65 | 120.75 | 196.02 | 195.57 | 39.26 | 4.27 | 3.85 | 3.44 | 3.32 | 0 | 0
Bayside 5
FIRM Gas_GS (MCF) | 17.67 | 5.92 | 2.94 | 3.5 | 3.67 | 13.96 | 47.22 | 53.35 | 35.15 | 45.51 | 81.4 | 127.2 | 159.66 | 128.75 | 150.62 | 196.51 | 208.88 | 223.08 | 208.39 | 250.83 | 266.1 | 241.2 | 237.38 | 203.65 | 248.14 | 327.02 | 358.67 | 345.32 | 317.85 | 314.69 | 0 | 0
FIRM Gas_FGT (MCF) | 55.16 | 76.04 | 73.6 | 20.82 | 29.51 | 20.91 | 47.38 | 49.03 | 21.29 | 38.93 | 30.36 | 41.11 | 41.76 | 41.41 | 37.24 | 63.08 | 66.67 | 58.08 | 80.07 | 94.07 | 97.39 | 102.93 | 99.55 | 83.97 | 68.5 | 62.86 | 3.9 | 5.37 | 3.76 | 3.97 | 0 | 0
INTERRUPT Gas (MCF) | 3.69 | 4.97 | 3.7 | 3.17 | 7.13 | 1.5 | 8.72 | 11.31 | 5.33 | 13.3 | 15.72 | 43.59 | 58.84 | 52.33 | 49.15 | 78.08 | 112.12 | 155.16 | 166.15 | 296.38 | 291.46 | 371.47 | 276.96 | 474.03 | 464.12 | 51.54 | 12.18 | 10.77 | 10.79 | 10.28 | 0 | 0
Bayside 6
FIRM Gas_GS (MCF) | 14.55 | 4.92 | 2.62 | 2.78 | 2.72 | 12.22 | 43.58 | 49.2 | 32.37 | 41.38 | 71.25 | 116.83 | 149.78 | 116.06 | 134.33 | 166.25 | 187.83 | 189.54 | 182.31 | 212.56 | 218.39 | 204.72 | 199.26 | 164.64 | 212.75 | 254.04 | 231.47 | 216.82 | 204.54 | 207.87 | 0 | 0
FIRM Gas_FGT (MCF) | 39.38 | 67.13 | 62.51 | 14.6 | 18.27 | 16.93 | 37.62 | 35.12 | 15.14 | 27.08 | 19.03 | 27.16 | 26.27 | 24.92 | 23 | 39.94 | 40.5 | 32.77 | 49.18 | 55.48 | 58.72 | 66.87 | 58.84 | 47.65 | 39.04 | 29.94 | 2.55 | 3.62 | 2.81 | 2.9 | 0 | 0
INTERRUPT Gas (MCF) | 3.62 | 5.38 | 4.4 | 3.21 | 7.69 | 1.31 | 11.42 | 13 | 5.94 | 14.87 | 16.19 | 41.63 | 55.42 | 47.97 | 45.96 | 68.88 | 104.86 | 139.08 | 143.74 | 247.11 | 241.43 | 314.67 | 228.74 | 393.77 | 383.23 | 34.49 | 8.96 | 7.39 | 7.49 | 7.08 | 0 | 0
BigBend CT4
FIRM Gas_GS (MCF) | 14.26 | 4.68 | 1.28 | 2.52 | 3.26 | 1.59 | 6.54 | 6.94 | 3.67 | 6.79 | 12.29 | 8.32 | 15.64 | 7.72 | 16.41 | 33.56 | 25.33 | 38.86 | 29.83 | 58.88 | 77.67 | 57.68 | 48.74 | 72.56 | 76.21 | 273.96 | 664.55 | 587.86 | 554.17 | 538.14 | 0 | 0
INTERRUPT Gas (MCF) | 66.09 | 69.88 | 63.03 | 17.41 | 22.32 | 19.87 | 67.29 | 65.45 | 31.18 | 46.25 | 59.15 | 114.92 | 131.01 | 110.35 | 99.48 | 139.25 | 173.25 | 174.32 | 158.09 | 285.75 | 288.31 | 379.44 | 247.59 | 551.77 | 574.9 | 452.54 | 5.32 | 7.1 | 4.89 | 5.78 | 0 | 0
BigBend CT4o
BB#2Oil (BBL) | 0 | 0 | 0 | 0 | 0 | 0 | 0 | 0 | 0 | 0 | 0 | 0 | 0 | 0 | 0 | 0 | 0 | 0 | 0 | 0 | 0 | 0 | 0 | 0 | 0 | 0 | 0 | 0 | 0 | 0 | 0 | 0
Polk 1 | 485.11 | 570.37 | 570.32 | 516.16 | 575.06 | 554.06 | 525.58 | 569.66 | 571.36 | 517.86 | 528.03 | 567.86 | 562.23 | 531.76 | 561.32 | 556.41 | 532.09 | 559.59 | 375.68 | 0 | 0 | 0 | 0 | 0 | 0 | 0 | 0 | 0 | 0 | 0 | 0 | 0
POLK_COALLOW | 117.86 | 138.57 | 138.56 | 125.4 | 139.71 | 134.61 | 127.69 | 138.4 | 138.81 | 125.81 | 128.28 | 137.96 | 136.59 | 129.19 | 136.37 | 135.18 | 129.27 | 135.95 | 91.27 | 0 | 0 | 0 | 0 | 0 | 0 | 0 | 0 | 0 | 0 | 0 | 0 | 0
POLK_COAL_1 | 0 | 0 | 0 | 0 | 0 | 0 | 0 | 0 | 0 | 0 | 0 | 0 | 0 | 0 | 0 | 0 | 0 | 0 | 0 | 0 | 0 | 0 | 0 | 0 | 0 | 0 | 0 | 0 | 0 | 0 | 0 | 0
POLK_COAL_2 | 0 | 0 | 0 | 0 | 0 | 0 | 0 | 0 | 0 | 0 | 0 | 0 | 0 | 0 | 0 | 0 | 0 | 0 | 0 | 0 | 0 | 0 | 0 | 0 | 0 | 0 | 0 | 0 | 0 | 0 | 0 | 0
POLK PETCOKE | 367.25 | 431.8 | 431.76 | 390.76 | 435.35 | 419.45 | 397.89 | 431.26 | 432.55 | 392.05 | 399.75 | 429.9 | 425.64 | 402.57 | 424.95 | 421.23 | 402.82 | 423.64 | 284.41 | 0 | 0 | 0 | 0 | 0 | 0 | 0 | 0 | 0 | 0 | 0 | 0 | 0
PROPANE (GAL) | 0 | 0 | 0 | 0 | 0 | 0 | 0 | 0 | 0 | 0 | 0 | 0 | 0 | 0 | 0 | 0 | 0 | 0 | 0 | 0 | 0 | 0 | 0 | 0 | 0 | 0 | 0 | 0 | 0 | 0 | 0 | 0
POLK #2OIL (BBL) | 0 | 0 | 0 | 0 | 0 | 0 | 0 | 0 | 0 | 0 | 0 | 0 | 0 | 0 | 0 | 0 | 0 | 0 | 0 | 0 | 0 | 0 | 0 | 0 | 0 | 0 | 0 | 0 | 0 | 0 | 0 | 0
POLK 1 FIRM Gas_FGT (MCF) (Start Up) | 146.73 | 129.92 | 132.02 | 136.93 | 119.07 | 132.72 | 130.27 | 130.27 | 126.77 | 130.27 | 119.77 | 132.72 | 137.63 | 133.42 | 143.58 | 148.48 | 129.57 | 144.98 | 83.7 | 0 | 0 | 0 | 0 | 0 | 0 | 0 | 0 | 0 | 0 | 0 | 0 | 0
POLK 1 INTERRUPT Gas (MCF) (Start Up) | 0 | 0 | 0 | 0 | 0 | 0 | 0 | 0 | 0 | 0 | 0 | 0 | 0 | 0 | 0 | 0 | 0 | 0 | 0 | 0 | 0 | 0 | 0 | 0 | 0 | 0 | 0 | 0 | 0 | 0 | 0 | 0
Polk 1g
POLK 1g FIRM Gas_FGT (MCF) | 1090.2 | 707.56 | 866.38 | 1253.45 | 1707.09 | 654.78 | 807.46 | 1202.61 | 810.06 | 1315.5 | 1050.84 | 1383.84 | 1499.76 | 1426.11 | 1675.18 | 2221.13 | 1769.55 | 2018.85 | 1339.66 | 0 | 0 | 0 | 0 | 0 | 0 | 0 | 0 | 0 | 0 | 0 | 0 | 0
POLK 1g INTERRUPT Gas (MCF) | 15.9 | 17.12 | 22.55 | 21.97 | 18.26 | 16.17 | 17.66 | 37.75 | 26.65 | 58.48 | 74.79 | 141.17 | 202.37 | 171.57 | 199.41 | 238.25 | 344.49 | 444.85 | 255.54 | 0 | 0 | 0 | 0 | 0 | 0 | 0 | 0 | 0 | 0 | 0 | 0 | 0
Polk 2
FIRM Gas_FGT (MCF) | 253.51 | 41.64 | 22.6 | 14.81 | 16.47 | 6.8 | 26.2 | 43.35 | 12.17 | 73.83 | 23.05 | 21.15 | 24.81 | 28.91 | 31.56 | 231.38 | 23.86 | 22.44 | 27.29 | 25.03 | 30.85 | 350.89 | 38.65 | 23.44 | 39.65 | 19.18 | 27.56 | 334.2 | 17.04 | 8.18 | 0 | 0
INTERRUPT Gas (MCF) | 0.1 | 0.7 | 0.06 | 0.91 | 1.15 | 0 | 0.08 | 2.14 | 0.01 | 0.17 | 0.28 | 2.28 | 3.63 | 1.88 | 5.81 | 9.31 | 8.15 | 8.66 | 2.73 | 14.25 | 17.27 | 27.56 | 21.74 | 16.11 | 31.08 | 19.78 | 7.86 | 28.57 | 6.62 | 2.13 | 0 | 0
Polk 2o
POLK #2Oil (BBL) | 0 | 0 | 0 | 0 | 0 | 0 | 0 | 0 | 0 | 0 | 0 | 0 | 0 | 0 | 0 | 0 | 0 | 0 | 0 | 0 | 0 | 0 | 0 | 0 | 0 | 0 | 0 | 0 | 0 | 0 | 0 | 0
Polk 3
FIRM Gas_FGT (MCF) | 152.15 | 32.1 | 42.22 | 8.52 | 8.45 | 4.36 | 18.66 | 74.83 | 7.77 | 46.64 | 19.71 | 12.18 | 17.37 | 19.99 | 21.9 | 201.82 | 13.94 | 14.56 | 18.22 | 17.4 | 29.3 | 317.27 | 21.9 | 11.69 | 29.4 | 11.57 | 20.77 | 272.43 | 13.23 | 5.88 | 0 | 0
INTERRUPT Gas (MCF) | 0.23 | 0.2 | 0.02 | 1.8 | 0.68 | 0 | 0.88 | 4.61 | 0.01 | 0.6 | 0.4 | 3.41 | 5.3 | 3.19 | 5.73 | 10.31 | 4.83 | 9.62 | 4.79 | 16.86 | 14.72 | 34.76 | 19.63 | 16.06 | 29.22 | 15.73 | 4.57 | 32.89 | 5.17 | 0.6 | 0 | 0
Polk 3o
POLK #2Oil (BBL) | 0 | 0 | 0 | 0 | 0 | 0 | 0 | 0 | 0 | 0 | 0 | 0 | 0 | 0 | 0 | 0 | 0 | 0 | 0 | 0 | 0 | 0 | 0 | 0 | 0 | 0 | 0 | 0 | 0 | 0 | 0 | 0
Polk 4
FIRM Gas_FGT (MCF) | 84.05 | 19.96 | 25.01 | 2.12 | 3.18 | 3.4 | 15.39 | 50.16 | 5.48 | 26.11 | 13.75 | 11.33 | 9.34 | 11.71 | 13.54 | 156.48 | 8.47 | 7.11 | 9.33 | 9.77 | 18.8 | 225.45 | 13.27 | 6.79 | 15.26 | 8.11 | 11.78 | 193.85 | 9.31 | 1.86 | 0 | 0
INTERRUPT Gas (MCF) | 0.82 | 0.07 | 0.11 | 2.57 | 1.23 | 0 | 0.98 | 3.96 | 0.01 | 0.52 | 0.09 | 2.9 | 6.73 | 6.87 | 9.28 | 16.84 | 4.76 | 14.03 | 5.23 | 16.04 | 14.58 | 32.77 | 21.93 | 14.69 | 31.03 | 10.12 | 5.4 | 40.83 | 2.77 | 1.28 | 0 | 0
Polk 5
FIRM Gas_FGT (MCF) | 42.36 | 14.73 | 14 | 0.69 | 2.62 | 0.63 | 10.63 | 27.16 | 3 | 14.48 | 9.84 | 5.64 | 4.95 | 5.53 | 8.74 | 83.99 | 2.98 | 2.75 | 6.25 | 2.95 | 14.18 | 154.81 | 6.71 | 7.96 | 10.22 | 6.11 | 7.1 | 122.97 | 6.19 | 2.17 | 0 | 0
INTERRUPT Gas (MCF) | 0.02 | 0.44 | 1.11 | 2.55 | 0.65 | 0 | 1.48 | 5.5 | 0.02 | 1.45 | 0.61 | 3.96 | 9.47 | 9.04 | 10.74 | 20.13 | 4.02 | 13.3 | 6.78 | 15.75 | 13.33 | 34.45 | 19.69 | 10.91 | 24.68 | 8.53 | 3.41 | 42.24 | 1.51 | 1.34 | 0 | 0
Polk 2 CC
FIRM Gas_FGT (MCF) | 36533.9 | 38626.65 | 34248.79 | 39949.93 | 42108.01 | 22139.4 | 23687.91 | 22278.93 | 23522.09 | 23534.46 | 25348.77 | 27305.33 | 27958.12 | 27744.78 | 28148.79 | 26793.43 | 30735.21 | 30977.48 | 32287.31 | 35285.59 | 35306.2 | 32381.22 | 34735.89 | 36498.58 | 38001.33 | 35253.75 | 16255.58 | 15023.8 | 15865.6 | 15803.22 | 0 | 0
INTERRUPT Gas (MCF) | 0.02 | 0 | 0.12 | 0.12 | 0.08 | 14.22 | 72.83 | 46.37 | 42.54 | 69.1 | 97.62 | 260.92 | 332.41 | 276.22 | 350.42 | 435.18 | 666.15 | 881.39 | 848.29 | 1254.86 | 1294.4 | 1478.41 | 1141.78 | 2048.53 | 2199.36 | 1567.91 | 2236.73 | 1882.05 | 2071.53 | 1959.24 | 0 | 0
Polk 2 CC DF
FIRM Gas_FGT (MCF) | 207.85 | 211.69 | 185.73 | 185.12 | 221.5 | 123.27 | 218.86 | 190.83 | 170.18 | 193.72 | 260.36 | 409.11 | 470.57 | 422.91 | 464.74 | 593.03 | 697.04 | 771.56 | 863.41 | 1280.98 | 1330.04 | 1267.82 | 1163.86 | 1393.92 | 1402.7 | 1567.91 | 865.86 | 791.53 | 802.3 | 772.15 | 0 | 0
INTERRUPT Gas (MCF) | 7.58 | 10.36 | 7.84 | 5.04 | 5.85 | 4.52 | 21.69 | 24.41 | 14.56 | 24.36 | 31.1 | 71.23 | 95.78 | 82.34 | 87.58 | 119.09 | 167.28 | 222.33 | 206.9 | 312.48 | 316.88 | 381.42 | 285.46 | 561.75 | 600.18 | 245.44 | 513.42 | 418.6 | 441.08 | 428.81 | 0 | 0
Phillips 1
#2Oil (BBL) | 0 | 0 | 0 | 0 | 0 | 0 | 0 | 0 | 0 | 0 | 0 | 0 | 0 | 0 | 0 | 0 | 0 | 0 | 0 | 0 | 0 | 0 | 0 | 0 | 0 | 0 | 0 | 0 | 0 | 0 | 0 | 0
#6Oil (BBL) | 0 | 0 | 0 | 0 | 0 | 0 | 0 | 0 | 0 | 0 | 0 | 0 | 0 | 0 | 0 | 0 | 0 | 0 | 0 | 0 | 0 | 0 | 0 | 0 | 0 | 0 | 0 | 0 | 0 | 0 | 0 | 0
Phillips 2
#2Oil (BBL) | 0 | 0 | 0 | 0 | 0 | 0 | 0 | 0 | 0 | 0 | 0 | 0 | 0 | 0 | 0 | 0 | 0 | 0 | 0 | 0 | 0 | 0 | 0 | 0 | 0 | 0 | 0 | 0 | 0 | 0 | 0 | 0
#6Oil (BBL) | 0 | 0 | 0 | 0 | 0 | 0 | 0 | 0 | 0 | 0 | 0 | 0 | 0 | 0 | 0 | 0 | 0 | 0 | 0 | 0 | 0 | 0 | 0 | 0 | 0 | 0 | 0 | 0 | 0 | 0 | 0 | 0
City Of Tampa (MCF) | 0 | 0 | 0 | 0 | 0 | 0 | 0 | 0 | 0 | 0 | 0 | 0 | 0 | 0 | 0 | 0 | 0 | 0 | 0 | 0 | 0 | 0 | 0 | 0 | 0 | 0 | 0 | 0 | 0 | 0 | 0 | 0
FutAeroCT 1
FIRM Gas_GS (MCF) | 0 | 0 | 0 | 0 | 0 | 0 | 0 | 0 | 0 | 0 | 0 | 0 | 0 | 0 | 0 | 0 | 0 | 0 | 0 | 0 | 0 | 0 | 0 | 0 | 0 | 0 | 0 | 0 | 0 | 0 | 0 | 0
FIRM Gas_FGT (MCF) | 0 | 0 | 0 | 0 | 0 | 0 | 0 | 0 | 0 | 0 | 0 | 0 | 0 | 0 | 0 | 0 | 0 | 0 | 0 | 0 | 0 | 0 | 0 | 0 | 0 | 0 | 158.46 | 176.77 | 154.61 | 138.46 | 0 | 0
INTERRUPT Gas (MCF) | 0 | 0 | 0 | 0 | 0 | 0 | 0 | 0 | 0 | 0 | 0 | 0 | 0 | 0 | 0 | 0 | 0 | 0 | 0 | 0 | 0 | 0 | 0 | 0 | 0 | 0 | 103.68 | 79.31 | 78.85 | 78.89 | 0 | 0
FutAeroCT 2
FIRM Gas_GS (MCF) | 0 | 0 | 0 | 0 | 0 | 0 | 0 | 0 | 0 | 0 | 0 | 0 | 0 | 0 | 0 | 0 | 0 | 0 | 0 | 0 | 0 | 0 | 0 | 0 | 0 | 0 | 0 | 0 | 0 | 0 | 0 | 0
FIRM Gas_FGT (MCF) | 0 | 0 | 0 | 0 | 0 | 0 | 0 | 0 | 0 | 0 | 0 | 0 | 0 | 0 | 0 | 0 | 0 | 0 | 0 | 0 | 0 | 0 | 0 | 0 | 0 | 0 | 0 | 0 | 0 | 0 | 0 | 0
INTERRUPT Gas (MCF) | 0 | 0 | 0 | 0 | 0 | 0 | 0 | 0 | 0 | 0 | 0 | 0 | 0 | 0 | 0 | 0 | 0 | 0 | 0 | 0 | 0 | 0 | 0 | 0 | 0 | 0 | 0 | 0 | 0 | 0 | 0 | 0
FutAeroCT 3
FIRM Gas_GS (MCF) | 0 | 0 | 0 | 0 | 0 | 0 | 0 | 0 | 0 | 0 | 0 | 0 | 0 | 0 | 0 | 0 | 0 | 0 | 0 | 0 | 0 | 0 | 0 | 0 | 0 | 0 | 0 | 0 | 0 | 0 | 0 | 0
FIRM Gas_FGT (MCF) | 0 | 0 | 0 | 0 | 0 | 0 | 0 | 0 | 0 | 0 | 0 | 0 | 0 | 0 | 0 | 0 | 0 | 0 | 0 | 0 | 0 | 0 | 0 | 0 | 0 | 0 | 0 | 0 | 0 | 0 | 0 | 0
INTERRUPT Gas (MCF) | 0 | 0 | 0 | 0 | 0 | 0 | 0 | 0 | 0 | 0 | 0 | 0 | 0 | 0 | 0 | 0 | 0 | 0 | 0 | 0 | 0 | 0 | 0 | 0 | 0 | 0 | 0 | 0 | 0 | 0 | 0 | 0
FutAeroCT 4
FIRM Gas_GS (MCF) | 0 | 0 | 0 | 0 | 0 | 0 | 0 | 0 | 0 | 0 | 0 | 0 | 0 | 0 | 0 | 0 | 0 | 0 | 0 | 0 | 0 | 0 | 0 | 0 | 0 | 0 | 0 | 0 | 0 | 0 | 0 | 0
FIRM Gas_FGT (MCF) | 0 | 0 | 0 | 0 | 0 | 0 | 0 | 0 | 0 | 0 | 0 | 0 | 0 | 0 | 0 | 0 | 0 | 0 | 0 | 0 | 0 | 0 | 0 | 0 | 0 | 0 | 0 | 0 | 0 | 0 | 0 | 0
INTERRUPT Gas (MCF) | 0 | 0 | 0 | 0 | 0 | 0 | 0 | 0 | 0 | 0 | 0 | 0 | 0 | 0 | 0 | 0 | 0 | 0 | 0 | 0 | 0 | 0 | 0 | 0 | 0 | 0 | 0 | 0 | 0 | 0 | 0 | 0
FutAeroCT 5
FIRM Gas_GS (MCF) | 0 | 0 | 0 | 0 | 0 | 0 | 0 | 0 | 0 | 0 | 0 | 0 | 0 | 0 | 0 | 0 | 0 | 0 | 0 | 0 | 0 | 0 | 0 | 0 | 0 | 0 | 0 | 0 | 0 | 0 | 0 | 0
FIRM Gas_FGT (MCF) | 0 | 0 | 0 | 0 | 0 | 0 | 0 | 0 | 0 | 0 | 0 | 0 | 0 | 0 | 0 | 0 | 0 | 0 | 0 | 0 | 0 | 0 | 0 | 0 | 0 | 0 | 0 | 0 | 0 | 0 | 0 | 0
INTERRUPT Gas (MCF) | 0 | 0 | 0 | 0 | 0 | 0 | 0 | 0 | 0 | 0 | 0 | 0 | 0 | 0 | 0 | 0 | 0 | 0 | 0 | 0 | 0 | 0 | 0 | 0 | 0 | 0 | 0 | 0 | 0 | 0 | 0 | 0
FutAeroCT 6
FIRM Gas_GS (MCF) | 0 | 0 | 0 | 0 | 0 | 0 | 0 | 0 | 0 | 0 | 0 | 0 | 0 | 0 | 0 | 0 | 0 | 0 | 0 | 0 | 0 | 0 | 0 | 0 | 0 | 0 | 0 | 0 | 0 | 0 | 0 | 0
FIRM Gas_FGT (MCF) | 0 | 0 | 0 | 0 | 0 | 0 | 0 | 0 | 0 | 0 | 0 | 0 | 0 | 0 | 0 | 0 | 0 | 0 | 0 | 0 | 0 | 0 | 0 | 0 | 0 | 0 | 0 | 0 | 0 | 0 | 0 | 0
INTERRUPT Gas (MCF) | 0 | 0 | 0 | 0 | 0 | 0 | 0 | 0 | 0 | 0 | 0 | 0 | 0 | 0 | 0 | 0 | 0 | 0 | 0 | 0 | 0 | 0 | 0 | 0 | 0 | 0 | 0 | 0 | 0 | 0 | 0 | 0
FutAeroCT 7
FIRM Gas_GS (MCF) | 0 | 0 | 0 | 0 | 0 | 0 | 0 | 0 | 0 | 0 | 0 | 0 | 0 | 0 | 0 | 0 | 0 | 0 | 0 | 0 | 0 | 0 | 0 | 0 | 0 | 0 | 0 | 0 | 0 | 0 | 0 | 0
FIRM Gas_FGT (MCF) | 0 | 0 | 0 | 0 | 0 | 0 | 0 | 0 | 0 | 0 | 0 | 0 | 0 | 0 | 0 | 0 | 0 | 0 | 0 | 0 | 0 | 0 | 0 | 0 | 0 | 0 | 0 | 0 | 0 | 0 | 0 | 0
INTERRUPT Gas (MCF) | 0 | 0 | 0 | 0 | 0 | 0 | 0 | 0 | 0 | 0 | 0 | 0 | 0 | 0 | 0 | 0 | 0 | 0 | 0 | 0 | 0 | 0 | 0 | 0 | 0 | 0 | 0 | 0 | 0 | 0 | 0 | 0
FutAeroCT 8
FIRM Gas_GS (MCF) | 0 | 0 | 0 | 0 | 0 | 0 | 0 | 0 | 0 | 0 | 0 | 0 | 0 | 0 | 0 | 0 | 0 | 0 | 0 | 0 | 0 | 0 | 0 | 0 | 0 | 0 | 0 | 0 | 0 | 0 | 0 | 0
FIRM Gas_FGT (MCF) | 0 | 0 | 0 | 0 | 0 | 0 | 0 | 0 | 0 | 0 | 0 | 0 | 0 | 0 | 0 | 0 | 0 | 0 | 0 | 0 | 0 | 0 | 0 | 0 | 0 | 0 | 0 | 0 | 0 | 0 | 0 | 0
INTERRUPT Gas (MCF) | 0 | 0 | 0 | 0 | 0 | 0 | 0 | 0 | 0 | 0 | 0 | 0 | 0 | 0 | 0 | 0 | 0 | 0 | 0 | 0 | 0 | 0 | 0 | 0 | 0 | 0 | 0 | 0 | 0 | 0 | 0 | 0
FutAeroCT 9
FIRM Gas_GS (MCF) | 0 | 0 | 0 | 0 | 0 | 0 | 0 | 0 | 0 | 0 | 0 | 0 | 0 | 0 | 0 | 0 | 0 | 0 | 0 | 0 | 0 | 0 | 0 | 0 | 0 | 0 | 0 | 0 | 0 | 0 | 0 | 0
FIRM Gas_FGT (MCF) | 0 | 0 | 0 | 0 | 0 | 0 | 0 | 0 | 0 | 0 | 0 | 0 | 0 | 0 | 0 | 0 | 0 | 0 | 0 | 0 | 0 | 0 | 0 | 0 | 0 | 0 | 0 | 0 | 0 | 0 | 0 | 0
INTERRUPT Gas (MCF) | 0 | 0 | 0 | 0 | 0 | 0 | 0 | 0 | 0 | 0 | 0 | 0 | 0 | 0 | 0 | 0 | 0 | 0 | 0 | 0 | 0 | 0 | 0 | 0 | 0 | 0 | 0 | 0 | 0 | 0 | 0 | 0
FutAeroCT 10
FIRM Gas_GS (MCF) | 0 | 0 | 0 | 0 | 0 | 0 | 0 | 0 | 0 | 0 | 0 | 0 | 0 | 0 | 0 | 0 | 0 | 0 | 0 | 0 | 0 | 0 | 0 | 0 | 0 | 0 | 0 | 0 | 0 | 0 | 0 | 0
FIRM Gas_FGT (MCF) | 0 | 0 | 0 | 0 | 0 | 0 | 0 | 0 | 0 | 0 | 0 | 0 | 0 | 0 | 0 | 0 | 0 | 0 | 0 | 0 | 0 | 0 | 0 | 0 | 0 | 0 | 0 | 0 | 0 | 0 | 0 | 0
INTERRUPT Gas (MCF) | 0 | 0 | 0 | 0 | 0 | 0 | 0 | 0 | 0 | 0 | 0 | 0 | 0 | 0 | 0 | 0 | 0 | 0 | 0 | 0 | 0 | 0 | 0 | 0 | 0 | 0 | 0 | 0 | 0 | 0 | 0 | 0
GE 7FA CT1
FIRM Gas_GS (MCF) | 0 | 0 | 0 | 0 | 0 | 0 | 0 | 0 | 0 | 0 | 0 | 0 | 0 | 0 | 0 | 0 | 0 | 0 | 0 | 0 | 0 | 0 | 0 | 0 | 0 | 0 | 0 | 0 | 0 | 0 | 0 | 0
FIRM Gas_FGT (MCF) | 0 | 0 | 0 | 0 | 0 | 0 | 0 | 0 | 0 | 0 | 0 | 0 | 0 | 0 | 0 | 0 | 0 | 0 | 0 | 0 | 0 | 0 | 0 | 0 | 0 | 0 | 0 | 0 | 0 | 0 | 0 | 0
INTERRUPT Gas (MCF) | 0 | 0 | 0 | 0 | 0 | 0 | 0 | 0 | 0 | 0 | 0 | 0 | 0 | 0 | 0 | 0 | 0 | 0 | 0 | 0 | 0 | 0 | 0 | 0 | 0 | 0 | 0 | 0 | 0 | 0 | 0 | 0
GE 7FA CT2
FIRM Gas_GS (MCF) | 0 | 0 | 0 | 0 | 0 | 0 | 0 | 0 | 0 | 0 | 0 | 0 | 0 | 0 | 0 | 0 | 0 | 0 | 0 | 0 | 0 | 0 | 0 | 0 | 0 | 0 | 0 | 0 | 0 | 0 | 0 | 0
FIRM Gas_FGT (MCF) | 0 | 0 | 0 | 0 | 0 | 0 | 0 | 0 | 154.25 | 211.31 | 312.87 | 566.09 | 643.95 | 557.71 | 655.6 | 920.83 | 1053.56 | 1154.32 | 1316.26 | 2134.62 | 2230.42 | 2233.11 | 1951.74 | 2261.9 | 2316.73 | 2668.58 | 1031.34 | 1094.98 | 954.33 | 902.39 | 0 | 0
INTERRUPT Gas (MCF) | 0 | 0 | 0 | 0 | 0 | 0 | 0 | 0 | 27.61 | 49.77 | 74.77 | 169.48 | 217.9 | 171.35 | 200.58 | 302.93 | 387.53 | 495.44 | 477.05 | 737.8 | 724.25 | 895.52 | 654.18 | 1279.03 | 1371 | 608.03 | 1319.05 | 991.98 | 1099.53 | 1032.04 | 0 | 0
GE 7FA CT3
FIRM Gas_GS (MCF) | 0 | 0 | 0 | 0 | 0 | 0 | 0 | 0 | 0 | 0 | 0 | 0 | 0 | 0 | 0 | 0 | 0 | 0 | 0 | 0 | 0 | 0 | 0 | 0 | 0 | 0 | 0 | 0 | 0 | 0 | 0 | 0
FIRM Gas_FGT (MCF) | 0 | 0 | 0 | 0 | 0 | 0 | 0 | 0 | 0 | 0 | 0 | 272.93 | 310.08 | 284.17 | 328.97 | 435 | 480.91 | 540.84 | 635.07 | 1141.02 | 1213.27 | 1208.67 | 1044.81 | 990.36 | 1067.81 | 1605.45 | 599.14 | 668.29 | 553.24 | 498.31 | 0 | 0
INTERRUPT Gas (MCF) | 0 | 0 | 0 | 0 | 0 | 0 | 0 | 0 | 0 | 0 | 0 | 241.73 | 308.27 | 240.91 | 281.27 | 411.75 | 542.67 | 633.42 | 645.2 | 987.49 | 1062.07 | 1199.69 | 930.57 | 1608.22 | 1672.54 | 777.6 | 757.02 | 563.99 | 602.7 | 552.86 | 0 | 0
GE 7FA CT4
FIRM Gas_GS (MCF) | 0 | 0 | 0 | 0 | 0 | 0 | 0 | 0 | 0 | 0 | 0 | 0 | 0 | 0 | 0 | 0 | 0 | 0 | 0 | 0 | 0 | 0 | 0 | 0 | 0 | 0 | 0 | 0 | 0 | 0 | 0 | 0
FIRM Gas_FGT (MCF) | 0 | 0 | 0 | 0 | 0 | 0 | 0 | 0 | 0 | 0 | 0 | 0 | 0 | 0 | 94.4 | 130.08 | 133.78 | 147.18 | 194.95 | 452.21 | 431.1 | 421.65 | 362.06 | 280.6 | 351.98 | 885.83 | 286.23 | 364.28 | 284.03 | 226.7 | 0 | 0
INTERRUPT Gas (MCF) | 0 | 0 | 0 | 0 | 0 | 0 | 0 | 0 | 0 | 0 | 0 | 0 | 0 | 0 | 326.98 | 419.82 | 540.38 | 655.96 | 645.36 | 1013.99 | 1155.19 | 1218.15 | 952.99 | 1464.87 | 1545.88 | 870.75 | 409.58 | 343.03 | 340.72 | 353.77 | 0 | 0
GE 7FA CT5
FIRM Gas_GS (MCF) | 0 | 0 | 0 | 0 | 0 | 0 | 0 | 0 | 0 | 0 | 0 | 0 | 0 | 0 | 0 | 0 | 0 | 0 | 0 | 0 | 0 | 0 | 0 | 0 | 0 | 0 | 0 | 0 | 0 | 0 | 0 | 0
FIRM Gas_FGT (MCF) | 0 | 0 | 0 | 0 | 0 | 0 | 0 | 0 | 0 | 0 | 0 | 0 | 0 | 0 | 0 | 0 | 0 | 40.65 | 45.23 | 130.39 | 120.52 | 125.56 | 83.18 | 91.12 | 109.66 | 338.44 | 113.1 | 141.72 | 106.2 | 65.98 | 0 | 0
INTERRUPT Gas (MCF) | 0 | 0 | 0 | 0 | 0 | 0 | 0 | 0 | 0 | 0 | 0 | 0 | 0 | 0 | 0 | 0 | 0 | 465.04 | 473.44 | 785.5 | 859.26 | 898.2 | 727.98 | 981.63 | 1147.39 | 846.26 | 305.88 | 262.68 | 233.37 | 233.38 | 0 | 0
GE 7FA CT6
FIRM Gas_GS (MCF) | 0 | 0 | 0 | 0 | 0 | 0 | 0 | 0 | 0 | 0 | 0 | 0 | 0 | 0 | 0 | 0 | 0 | 0 | 0 | 0 | 0 | 0 | 0 | 0 | 0 | 0 | 0 | 0 | 0 | 0 | 0 | 0
FIRM Gas_FGT (MCF) | 0 | 0 | 0 | 0 | 0 | 0 | 0 | 0 | 0 | 0 | 0 | 0 | 0 | 0 | 0 | 0 | 0 | 0 | 0 | 33.91 | 31.99 | 33.43 | 23.62 | 26.16 | 35.53 | 83.76 | 41.71 | 52.8 | 42.25 | 21.84 | 0 | 0
INTERRUPT Gas (MCF) | 0 | 0 | 0 | 0 | 0 | 0 | 0 | 0 | 0 | 0 | 0 | 0 | 0 | 0 | 0 | 0 | 0 | 0 | 0 | 495.99 | 520.5 | 570.78 | 464.09 | 562.08 | 696.15 | 637.41 | 209.98 | 178.48 | 151.17 | 142.79 | 0 | 0
GE 7FA CT7
FIRM Gas_GS (MCF) | 0 | 0 | 0 | 0 | 0 | 0 | 0 | 0 | 0 | 0 | 0 | 0 | 0 | 0 | 0 | 0 | 0 | 0 | 0 | 0 | 0 | 0 | 0 | 0 | 0 | 0 | 0 | 0 | 0 | 0 | 0 | 0
FIRM Gas_FGT (MCF) | 0 | 0 | 0 | 0 | 0 | 0 | 0 | 0 | 0 | 0 | 0 | 0 | 0 | 0 | 0 | 0 | 0 | 0 | 0 | 0 | 0 | 0 | 0 | 0 | 0 | 15.45 | 8.29 | 11.86 | 9.05 | 5.76 | 0 | 0
INTERRUPT Gas (MCF) | 0 | 0 | 0 | 0 | 0 | 0 | 0 | 0 | 0 | 0 | 0 | 0 | 0 | 0 | 0 | 0 | 0 | 0 | 0 | 0 | 0 | 0 | 0 | 0 | 0 | 264.83 | 113.92 | 133.11 | 90.07 | 80.92 | 0 | 0
GE 7FA CT8
FIRM Gas_GS (MCF) | 0 | 0 | 0 | 0 | 0 | 0 | 0 | 0 | 0 | 0 | 0 | 0 | 0 | 0 | 0 | 0 | 0 | 0 | 0 | 0 | 0 | 0 | 0 | 0 | 0 | 0 | 0 | 0 | 0 | 0 | 0 | 0
FIRM Gas_FGT (MCF) | 0 | 0 | 0 | 540.14 | 1029.97 | 0 | 0 | 0 | 0 | 0 | 0 | 0 | 0 | 0 | 0 | 0 | 0 | 0 | 0 | 0 | 0 | 0 | 0 | 0 | 0 | 0 | 0 | 0 | 0 | 0 | 0 | 0
INTERRUPT Gas (MCF) | 0 | 0 | 0 | 35.36 | 40.89 | 0 | 0 | 0 | 0 | 0 | 0 | 0 | 0 | 0 | 0 | 0 | 0 | 0 | 0 | 0 | 0 | 0 | 0 | 0 | 0 | 0 | 0 | 0 | 0 | 0 | 0 | 0
GE 7FA CT9
FIRM Gas_GS (MCF) | 0 | 0 | 0 | 0 | 0 | 0 | 0 | 0 | 0 | 0 | 0 | 0 | 0 | 0 | 0 | 0 | 0 | 0 | 0 | 0 | 0 | 0 | 0 | 0 | 0 | 0 | 0 | 0 | 0 | 0 | 0 | 0
FIRM Gas_FGT (MCF) | 0 | 0 | 0 | 188.17 | 404.5 | 0 | 0 | 0 | 0 | 0 | 0 | 0 | 0 | 0 | 0 | 0 | 0 | 0 | 0 | 0 | 0 | 0 | 0 | 0 | 0 | 0 | 0 | 0 | 0 | 0 | 0 | 0
INTERRUPT Gas (MCF) | 0 | 0 | 0 | 26.45 | 56.05 | 0 | 0 | 0 | 0 | 0 | 0 | 0 | 0 | 0 | 0 | 0 | 0 | 0 | 0 | 0 | 0 | 0 | 0 | 0 | 0 | 0 | 0 | 0 | 0 | 0 | 0 | 0
GE 7FA CT10
FIRM Gas_GS (MCF) | 0 | 0 | 0 | 0 | 0 | 0 | 0 | 0 | 0 | 0 | 0 | 0 | 0 | 0 | 0 | 0 | 0 | 0 | 0 | 0 | 0 | 0 | 0 | 0 | 0 | 0 | 0 | 0 | 0 | 0 | 0 | 0
FIRM Gas_FGT (MCF) | 0 | 0 | 0 | 0 | 0 | 0 | 0 | 0 | 0 | 0 | 0 | 0 | 0 | 0 | 0 | 0 | 0 | 0 | 0 | 0 | 0 | 0 | 0 | 0 | 0 | 0 | 0 | 0 | 0 | 0 | 0 | 0
INTERRUPT Gas (MCF) | 0 | 0 | 0 | 0 | 0 | 0 | 0 | 0 | 0 | 0 | 0 | 0 | 0 | 0 | 0 | 0 | 0 | 0 | 0 | 0 | 0 | 0 | 0 | 0 | 0 | 0 | 0 | 0 | 0 | 0 | 0 | 0
CC 2x1 7FAwDF 1
FIRM Gas_GS (MCF) | 0 | 0 | 0 | 0 | 0 | 0 | 0 | 0 | 0 | 0 | 0 | 0 | 0 | 0 | 0 | 0 | 0 | 0 | 0 | 0 | 0 | 0 | 0 | 0 | 0 | 0 | 0 | 0 | 0 | 0 | 0 | 0
FIRM Gas_FGT (MCF) | 0 | 0 | 0 | 0 | 0 | 45757.21 | 46622.89 | 46352.97 | 45484.24 | 45953.38 | 46459.54 | 47047.46 | 47963.35 | 47737.07 | 47562.91 | 47413.68 | 48577.03 | 48469.68 | 48668.41 | 49371.18 | 49501.25 | 49631.63 | 49532.16 | 51311.67 | 52620.59 | 52143.84 | 46918.3 | 46533.23 | 47036.44 | 47100.68 | 0 | 0
INTERRUPT Gas (MCF) | 0 | 0 | 0 | 0 | 0 | 0.08 | 0.08 | 0.34 | 0.19 | 0.27 | 0.3 | 1.06 | 1.14 | 1.54 | 2.11 | 4.11 | 3.39 | 3.57 | 2.24 | 4.98 | 4.3 | 8.07 | 3.49 | 5.2 | 6 | 1.58 | 433.39 | 415.18 | 405.04 | 434.17 | 0 | 0
CC 2x1 7FAwDF 2
FIRM Gas_GS (MCF) | 0 | 0 | 0 | 0 | 0 | 0 | 0 | 0 | 0 | 0 | 0 | 0 | 0 | 0 | 0 | 0 | 0 | 0 | 0 | 0 | 0 | 0 | 0 | 0 | 0 | 0 | 0 | 0 | 0 | 0 | 0 | 0
FIRM Gas_FGT (MCF) | 0 | 0 | 0 | 0 | 0 | 0 | 0 | 0 | 0 | 0 | 0 | 0 | 0 | 0 | 0 | 0 | 0 | 0 | 0 | 0 | 0 | 0 | 0 | 0 | 0 | 0 | 47483.18 | 47393.09 | 47308.74 | 47520 | 0 | 0
INTERRUPT Gas (MCF) | 0 | 0 | 0 | 0 | 0 | 0 | 0 | 0 | 0 | 0 | 0 | 0 | 0 | 0 | 0 | 0 | 0 | 0 | 0 | 0 | 0 | 0 | 0 | 0 | 0 | 0 | 3.21 | 2.01 | 2.06 | 1.91 | 0 | 0
CC 2x1 7FAwDF 3
FIRM Gas_GS (MCF) | 0 | 0 | 0 | 0 | 0 | 0 | 0 | 0 | 0 | 0 | 0 | 0 | 0 | 0 | 0 | 0 | 0 | 0 | 0 | 0 | 0 | 0 | 0 | 0 | 0 | 0 | 0 | 0 | 0 | 0 | 0 | 0
FIRM Gas_FGT (MCF) | 0 | 0 | 0 | 0 | 0 | 0 | 0 | 0 | 0 | 0 | 0 | 0 | 0 | 0 | 0 | 0 | 0 | 0 | 0 | 0 | 0 | 0 | 0 | 0 | 0 | 15593.12 | 13321 | 13346.75 | 13162.88 | 13225.84 | 0 | 0
INTERRUPT Gas (MCF) | 0 | 0 | 0 | 0 | 0 | 0 | 0 | 0 | 0 | 0 | 0 | 0 | 0 | 0 | 0 | 0 | 0 | 0 | 0 | 0 | 0 | 0 | 0 | 0 | 0 | 13.45 | 1769.12 | 1370.63 | 1492.73 | 1426.88 | 0 | 0
CC 2x1 7FAwDF 4
FIRM Gas_GS (MCF) | 0 | 0 | 0 | 0 | 0 | 0 | 0 | 0 | 0 | 0 | 0 | 0 | 0 | 0 | 0 | 0 | 0 | 0 | 0 | 0 | 0 | 0 | 0 | 0 | 0 | 0 | 0 | 0 | 0 | 0 | 0 | 0
FIRM Gas_FGT (MCF) | 0 | 0 | 0 | 0 | 0 | 0 | 0 | 0 | 0 | 0 | 0 | 0 | 0 | 0 | 0 | 0 | 0 | 0 | 0 | 0 | 0 | 0 | 0 | 0 | 0 | 0 | 0 | 0 | 0 | 0 | 0 | 0
INTERRUPT Gas (MCF) | 0 | 0 | 0 | 0 | 0 | 0 | 0 | 0 | 0 | 0 | 0 | 0 | 0 | 0 | 0 | 0 | 0 | 0 | 0 | 0 | 0 | 0 | 0 | 0 | 0 | 0 | 0 | 0 | 0 | 0 | 0 | 0
CC 2x1 7FAwDF 5
FIRM Gas_GS (MCF) | 0 | 0 | 0 | 0 | 0 | 0 | 0 | 0 | 0 | 0 | 0 | 0 | 0 | 0 | 0 | 0 | 0 | 0 | 0 | 0 | 0 | 0 | 0 | 0 | 0 | 0 | 0 | 0 | 0 | 0 | 0 | 0
FIRM Gas_FGT (MCF) | 0 | 0 | 0 | 0 | 0 | 0 | 0 | 0 | 0 | 0 | 0 | 0 | 0 | 0 | 0 | 0 | 0 | 0 | 0 | 0 | 0 | 0 | 0 | 0 | 0 | 0 | 0 | 0 | 0 | 0 | 0 | 0
INTERRUPT Gas (MCF) | 0 | 0 | 0 | 0 | 0 | 0 | 0 | 0 | 0 | 0 | 0 | 0 | 0 | 0 | 0 | 0 | 0 | 0 | 0 | 0 | 0 | 0 | 0 | 0 | 0 | 0 | 0 | 0 | 0 | 0 | 0 | 0
CC 2x1 7FAwDF 6
FIRM Gas_GS (MCF) | 0 | 0 | 0 | 0 | 0 | 0 | 0 | 0 | 0 | 0 | 0 | 0 | 0 | 0 | 0 | 0 | 0 | 0 | 0 | 0 | 0 | 0 | 0 | 0 | 0 | 0 | 0 | 0 | 0 | 0 | 0 | 0
FIRM Gas_FGT (MCF) | 0 | 0 | 0 | 0 | 0 | 0 | 0 | 0 | 0 | 0 | 0 | 0 | 0 | 0 | 0 | 0 | 0 | 0 | 0 | 0 | 0 | 0 | 0 | 0 | 0 | 0 | 0 | 0 | 0 | 0 | 0 | 0
INTERRUPT Gas (MCF) | 0 | 0 | 0 | 0 | 0 | 0 | 0 | 0 | 0 | 0 | 0 | 0 | 0 | 0 | 0 | 0 | 0 | 0 | 0 | 0 | 0 | 0 | 0 | 0 | 0 | 0 | 0 | 0 | 0 | 0 | 0 | 0
CC_Fut_Proxy_07
FIRM Gas_GS (MCF) | 0 | 0 | 0 | 0 | 0 | 0 | 0 | 0 | 0 | 0 | 0 | 0 | 0 | 0 | 0 | 0 | 0 | 0 | 0 | 0 | 0 | 0 | 0 | 0 | 0 | 0 | 0 | 0 | 0 | 0 | 0 | 0
FIRM Gas_FGT (MCF) | 0 | 0 | 0 | 0 | 0 | 0 | 0 | 0 | 0 | 0 | 0 | 0 | 0 | 0 | 0 | 0 | 0 | 0 | 0 | 0 | 0 | 0 | 0 | 0 | 0 | 0 | 0 | 0 | 0 | 0 | 0 | 0
INTERRUPT Gas (MCF) | 0 | 0 | 0 | 0 | 0 | 0 | 0 | 0 | 0 | 0 | 0 | 0 | 0 | 0 | 0 | 0 | 0 | 0 | 0 | 0 | 0 | 0 | 0 | 0 | 0 | 0 | 0 | 0 | 0 | 0 | 0 | 0
CC_Fut_Proxy_08
FIRM Gas_GS (MCF) | 0 | 0 | 0 | 0 | 0 | 0 | 0 | 0 | 0 | 0 | 0 | 0 | 0 | 0 | 0 | 0 | 0 | 0 | 0 | 0 | 0 | 0 | 0 | 0 | 0 | 0 | 0 | 0 | 0 | 0 | 0 | 0
FIRM Gas_FGT (MCF) | 0 | 0 | 0 | 0 | 0 | 0 | 0 | 0 | 0 | 0 | 0 | 0 | 0 | 0 | 0 | 0 | 0 | 0 | 0 | 0 | 0 | 0 | 0 | 0 | 0 | 0 | 0 | 0 | 0 | 0 | 0 | 0
INTERRUPT Gas (MCF) | 0 | 0 | 0 | 0 | 0 | 0 | 0 | 0 | 0 | 0 | 0 | 0 | 0 | 0 | 0 | 0 | 0 | 0 | 0 | 0 | 0 | 0 | 0 | 0 | 0 | 0 | 0 | 0 | 0 | 0 | 0 | 0
CC_Fut_Proxy_09
FIRM Gas_GS (MCF) | 0 | 0 | 0 | 0 | 0 | 0 | 0 | 0 | 0 | 0 | 0 | 0 | 0 | 0 | 0 | 0 | 0 | 0 | 0 | 0 | 0 | 0 | 0 | 0 | 0 | 0 | 0 | 0 | 0 | 0 | 0 | 0
FIRM Gas_FGT (MCF) | 0 | 0 | 0 | 0 | 0 | 0 | 0 | 0 | 0 | 0 | 0 | 0 | 0 | 0 | 0 | 0 | 0 | 0 | 0 | 0 | 0 | 0 | 0 | 0 | 0 | 0 | 0 | 0 | 0 | 0 | 0 | 0
INTERRUPT Gas (MCF) | 0 | 0 | 0 | 0 | 0 | 0 | 0 | 0 | 0 | 0 | 0 | 0 | 0 | 0 | 0 | 0 | 0 | 0 | 0 | 0 | 0 | 0 | 0 | 0 | 0 | 0 | 0 | 0 | 0 | 0 | 0 | 0
CC_Fut_Proxy_10
FIRM Gas_GS (MCF) | 0 | 0 | 0 | 0 | 0 | 0 | 0 | 0 | 0 | 0 | 0 | 0 | 0 | 0 | 0 | 0 | 0 | 0 | 0 | 0 | 0 | 0 | 0 | 0 | 0 | 0 | 0 | 0 | 0 | 0 | 0 | 0
FIRM Gas_FGT (MCF) | 0 | 0 | 0 | 0 | 0 | 0 | 0 | 0 | 0 | 0 | 0 | 0 | 0 | 0 | 0 | 0 | 0 | 0 | 0 | 0 | 0 | 0 | 0 | 0 | 0 | 0 | 0 | 0 | 0 | 0 | 0 | 0
INTERRUPT Gas (MCF) | 0 | 0 | 0 | 0 | 0 | 0 | 0 | 0 | 0 | 0 | 0 | 0 | 0 | 0 | 0 | 0 | 0 | 0 | 0 | 0 | 0 | 0 | 0 | 0 | 0 | 0 | 0 | 0 | 0 | 0 | 0 | 0
TEC Fuel Consumed by Fuel Type (Units X 1000)
Total Solid Fuel (TON) | 3735.85 | 3467.58 | 3922.33 | 3097.92 | 2827.66 | 2701.65 | 2521.77 | 2571.76 | 2785.82 | 2710.15 | 2713.3 | 2451.37 | 2440.07 | 2590.72 | 2675.36 | 2638.6 | 2413.65 | 2422.46 | 2472.22 | 2051.32 | 2038.53 | 1846.43 | 2090.41 | 1418.09 | 1061.62 | 1010.89 | 878.99 | 1043.17 | 1030.76 | 1037.64 | 0 | 0
Total TEC Natural Gas (MCF) | 76423.31 | 79786.33 | 72792.88 | 85309.99 | 90444.07 | 88300.03 | 93030.8 | 94584.17 | 92273.51 | 96058.49 | 97941.82 | 104421.91 | 106625.62 | 106394.08 | 107314.64 | 110742.16 | 115742.43 | 118209.21 | 120019.87 | 128601.99 | 128967.8 | 132723.48 | 127789.23 | 138659.24 | 144067.31 | 142495.81 | 137110.98 | 135019.25 | 134958.09 | 134621.81 | 0 | 0
Total TEC Firm Natural Gas (MCF) | 75243.97 | 78815.51 | 71717.09 | 84553.81 | 89770.85 | 87872.44 | 92381.74 | 93920.46 | 91703.41 | 95293.43 | 97028.64 | 102587.48 | 104374.95 | 104381.51 | 104799.95 | 107485.55 | 111308.9 | 112208.57 | 114267.76 | 119398.01 | 119384.13 | 121404.83 | 119167.79 | 123689.49 | 128114.51 | 134893.58 | 128777.4 | 128073.16 | 127776.51 | 127739.08 | 0 | 0
Total TEC Interrupt Natural Gas (MCF) | 1179.34 | 970.82 | 1075.79 | 756.18 | 673.22 | 427.59 | 649.06 | 663.71 | 570.1 | 765.06 | 913.18 | 1834.43 | 2250.67 | 2012.57 | 2514.69 | 3256.61 | 4433.53 | 6000.64 | 5752.11 | 9203.98 | 9583.67 | 11318.65 | 8621.44 | 14969.75 | 15952.8 | 7602.23 | 8333.58 | 6946.09 | 7181.58 | 6882.73 | 0 | 0
Total #2 Oil (BBL) | 0 | 0 | 0 | 0 | 0 | 0 | 0 | 0 | 0 | 0 | 0 | 0 | 0 | 0 | 0 | 0 | 0 | 0 | 0 | 0 | 0 | 0 | 0 | 0 | 0 | 0 | 0 | 0 | 0 | 0 | 0 | 0
Total #6 Oil (BBL) | 0 | 0 | 0 | 0 | 0 | 0 | 0 | 0 | 0 | 0 | 0 | 0 | 0 | 0 | 0 | 0 | 0 | 0 | 0 | 0 | 0 | 0 | 0 | 0 | 0 | 0 | 0 | 0 | 0 | 0 | 0 | 0
Total Propane (GAL) | 0 | 0 | 0 | 0 | 0 | 0 | 0 | 0 | 0 | 0 | 0 | 0 | 0 | 0 | 0 | 0 | 0 | 0 | 0 | 0 | 0 | 0 | 0 | 0 | 0 | 0 | 0 | 0 | 0 | 0 | 0 | 0
Unit Generation (GWH)
Big Bend 1 | 0 | 0 | 0 | 0 | 0 | 0 | 0 | 0 | 0 | 0 | 0 | 0 | 0 | 0 | 0 | 0 | 0 | 0 | 0 | 0 | 0 | 0 | 0 | 0 | 0 | 0 | 0 | 0 | 0 | 0 | 0 | 0
Big Bend 2 | 0 | 0 | 0 | 0 | 0 | 0 | 0 | 0 | 0 | 0 | 0 | 0 | 0 | 0 | 0 | 0 | 0 | 0 | 0 | 0 | 0 | 0 | 0 | 0 | 0 | 0 | 0 | 0 | 0 | 0 | 0 | 0
Big Bend 3 | 0 | 0 | 0 | 0 | 0 | 0 | 0 | 0 | 0 | 0 | 0 | 0 | 0 | 0 | 0 | 0 | 0 | 0 | 0 | 0 | 0 | 0 | 0 | 0 | 0 | 0 | 0 | 0 | 0 | 0 | 0 | 0
Big Bend 4 | 0 | 0 | 0 | 0 | 0 | 0 | 0 | 0 | 0 | 0 | 0 | 0 | 0 | 0 | 0 | 0 | 0 | 0 | 0 | 0 | 0 | 0 | 0 | 0 | 0 | 0 | 0 | 0 | 0 | 0 | 0 | 0
TOTAL Big Bend (GWH) | 0 | 0 | 0 | 0 | 0 | 0 | 0 | 0 | 0 | 0 | 0 | 0 | 0 | 0 | 0 | 0 | 0 | 0 | 0 | 0 | 0 | 0 | 0 | 0 | 0 | 0 | 0 | 0 | 0 | 0 | 0 | 0
Big Bend CT4 | 0 | 0 | 0 | 0 | 0 | 0 | 0 | 0 | 0 | 0 | 0 | 0 | 0 | 0 | 0 | 0 | 0 | 0 | 0 | 0 | 0 | 0 | 0 | 0 | 0 | 0 | 0 | 0 | 0 | 0 | 0 | 0
Big Bend CT4o | 0 | 0 | 0 | 0 | 0 | 0 | 0 | 0 | 0 | 0 | 0 | 0 | 0 | 0 | 0 | 0 | 0 | 0 | 0 | 0 | 0 | 0 | 0 | 0 | 0 | 0 | 0 | 0 | 0 | 0 | 0 | 0
Bayside 1 | 0 | 0 | 0 | 0 | 0 | 0 | 0 | 0 | 0 | 0 | 0 | 0 | 0 | 0 | 0 | 0 | 0 | 0 | 0 | 0 | 0 | 0 | 0 | 0 | 0 | 0 | 0 | 0 | 0 | 0 | 0 | 0
Bayside 2 | 0 | 0 | 0 | 0 | 0 | 0 | 0 | 0 | 0 | 0 | 0 | 0 | 0 | 0 | 0 | 0 | 0 | 0 | 0 | 0 | 0 | 0 | 0 | 0 | 0 | 0 | 0 | 0 | 0 | 0 | 0 | 0
TOTAL Bayside CC (GWH) | 0 | 0 | 0 | 0 | 0 | 0 | 0 | 0 | 0 | 0 | 0 | 0 | 0 | 0 | 0 | 0 | 0 | 0 | 0 | 0 | 0 | 0 | 0 | 0 | 0 | 0 | 0 | 0 | 0 | 0 | 0 | 0
Bayside 3 | 0 | 0 | 0 | 0 | 0 | 0 | 0 | 0 | 0 | 0 | 0 | 0 | 0 | 0 | 0 | 0 | 0 | 0 | 0 | 0 | 0 | 0 | 0 | 0 | 0 | 0 | 0 | 0 | 0 | 0 | 0 | 0
Bayside 4 | 0 | 0 | 0 | 0 | 0 | 0 | 0 | 0 | 0 | 0 | 0 | 0 | 0 | 0 | 0 | 0 | 0 | 0 | 0 | 0 | 0 | 0 | 0 | 0 | 0 | 0 | 0 | 0 | 0 | 0 | 0 | 0
Bayside 5 | 0 | 0 | 0 | 0 | 0 | 0 | 0 | 0 | 0 | 0 | 0 | 0 | 0 | 0 | 0 | 0 | 0 | 0 | 0 | 0 | 0 | 0 | 0 | 0 | 0 | 0 | 0 | 0 | 0 | 0 | 0 | 0
Bayside 6 | 0 | 0 | 0 | 0 | 0 | 0 | 0 | 0 | 0 | 0 | 0 | 0 | 0 | 0 | 0 | 0 | 0 | 0 | 0 | 0 | 0 | 0 | 0 | 0 | 0 | 0 | 0 | 0 | 0 | 0 | 0 | 0
Polk 1 | 0 | 0 | 0 | 0 | 0 | 0 | 0 | 0 | 0 | 0 | 0 | 0 | 0 | 0 | 0 | 0 | 0 | 0 | 0 | 0 | 0 | 0 | 0 | 0 | 0 | 0 | 0 | 0 | 0 | 0 | 0 | 0
Polk 1g | 0 | 0 | 0 | 0 | 0 | 0 | 0 | 0 | 0 | 0 | 0 | 0 | 0 | 0 | 0 | 0 | 0 | 0 | 0 | 0 | 0 | 0 | 0 | 0 | 0 | 0 | 0 | 0 | 0 | 0 | 0 | 0
Polk 2 | 0 | 0 | 0 | 0 | 0 | 0 | 0 | 0 | 0 | 0 | 0 | 0 | 0 | 0 | 0 | 0 | 0 | 0 | 0 | 0 | 0 | 0 | 0 | 0 | 0 | 0 | 0 | 0 | 0 | 0 | 0 | 0
Polk 2o | 0 | 0 | 0 | 0 | 0 | 0 | 0 | 0 | 0 | 0 | 0 | 0 | 0 | 0 | 0 | 0 | 0 | 0 | 0 | 0 | 0 | 0 | 0 | 0 | 0 | 0 | 0 | 0 | 0 | 0 | 0 | 0
Polk 3 | 0 | 0 | 0 | 0 | 0 | 0 | 0 | 0 | 0 | 0 | 0 | 0 | 0 | 0 | 0 | 0 | 0 | 0 | 0 | 0 | 0 | 0 | 0 | 0 | 0 | 0 | 0 | 0 | 0 | 0 | 0 | 0
Polk 3o | 0 | 0 | 0 | 0 | 0 | 0 | 0 | 0 | 0 | 0 | 0 | 0 | 0 | 0 | 0 | 0 | 0 | 0 | 0 | 0 | 0 | 0 | 0 | 0 | 0 | 0 | 0 | 0 | 0 | 0 | 0 | 0
Polk 4 | 0 | 0 | 0 | 0 | 0 | 0 | 0 | 0 | 0 | 0 | 0 | 0 | 0 | 0 | 0 | 0 | 0 | 0 | 0 | 0 | 0 | 0 | 0 | 0 | 0 | 0 | 0 | 0 | 0 | 0 | 0 | 0
Polk 5 | 0 | 0 | 0 | 0 | 0 | 0 | 0 | 0 | 0 | 0 | 0 | 0 | 0 | 0 | 0 | 0 | 0 | 0 | 0 | 0 | 0 | 0 | 0 | 0 | 0 | 0 | 0 | 0 | 0 | 0 | 0 | 0
Polk 2 CC | 0 | 0 | 0 | 0 | 0 | 0 | 0 | 0 | 0 | 0 | 0 | 0 | 0 | 0 | 0 | 0 | 0 | 0 | 0 | 0 | 0 | 0 | 0 | 0 | 0 | 0 | 0 | 0 | 0 | 0 | 0 | 0
Polk 2 CC DF | 0 | 0 | 0 | 0 | 0 | 0 | 0 | 0 | 0 | 0 | 0 | 0 | 0 | 0 | 0 | 0 | 0 | 0 | 0 | 0 | 0 | 0 | 0 | 0 | 0 | 0 | 0 | 0 | 0 | 0 | 0 | 0
TOTAL Polk (GWH) | 0 | 0 | 0 | 0 | 0 | 0 | 0 | 0 | 0 | 0 | 0 | 0 | 0 | 0 | 0 | 0 | 0 | 0 | 0 | 0 | 0 | 0 | 0 | 0 | 0 | 0 | 0 | 0 | 0 | 0 | 0 | 0
Big Bend Solar | 0 | 0 | 0 | 0 | 0 | 0 | 0 | 0 | 0 | 0 | 0 | 0 | 0 | 0 | 0 | 0 | 0 | 0 | 0 | 0 | 0 | 0 | 0 | 0 | 0 | 0 | 0 | 0 | 0 | 0 | 0 | 0
TIA Solar | 0 | 0 | 0 | 0 | 0 | 0 | 0 | 0 | 0 | 0 | 0 | 0 | 0 | 0 | 0 | 0 | 0 | 0 | 0 | 0 | 0 | 0 | 0 | 0 | 0 | 0 | 0 | 0 | 0 | 0 | 0 | 0
LegoLand Solar | 0 | 0 | 0 | 0 | 0 | 0 | 0 | 0 | 0 | 0 | 0 | 0 | 0 | 0 | 0 | 0 | 0 | 0 | 0 | 0 | 0 | 0 | 0 | 0 | 0 | 0 | 0 | 0 | 0 | 0 | 0 | 0
TOTAL Renewables (GWH) | 0 | 0 | 0 | 0 | 0 | 0 | 0 | 0 | 0 | 0 | 0 | 0 | 0 | 0 | 0 | 0 | 0 | 0 | 0 | 0 | 0 | 0 | 0 | 0 | 0 | 0 | 0 | 0 | 0 | 0 | 0 | 0
City of Tampa | 0 | 0 | 0 | 0 | 0 | 0 | 0 | 0 | 0 | 0 | 0 | 0 | 0 | 0 | 0 | 0 | 0 | 0 | 0 | 0 | 0 | 0 | 0 | 0 | 0 | 0 | 0 | 0 | 0 | 0 | 0 | 0
FutAeroCT1 | 0 | 0 | 0 | 0 | 0 | 0 | 0 | 0 | 0 | 0 | 0 | 0 | 0 | 0 | 0 | 0 | 0 | 0 | 0 | 0 | 0 | 0 | 0 | 0 | 0 | 0 | 0 | 0 | 0 | 0 | 0 | 0
FutAeroCT2 | 0 | 0 | 0 | 0 | 0 | 0 | 0 | 0 | 0 | 0 | 0 | 0 | 0 | 0 | 0 | 0 | 0 | 0 | 0 | 0 | 0 | 0 | 0 | 0 | 0 | 0 | 0 | 0 | 0 | 0 | 0 | 0
FutAeroCT3 | 0 | 0 | 0 | 0 | 0 | 0 | 0 | 0 | 0 | 0 | 0 | 0 | 0 | 0 | 0 | 0 | 0 | 0 | 0 | 0 | 0 | 0 | 0 | 0 | 0 | 0 | 0 | 0 | 0 | 0 | 0 | 0
FutAeroCT4 | 0 | 0 | 0 | 0 | 0 | 0 | 0 | 0 | 0 | 0 | 0 | 0 | 0 | 0 | 0 | 0 | 0 | 0 | 0 | 0 | 0 | 0 | 0 | 0 | 0 | 0 | 0 | 0 | 0 | 0 | 0 | 0
FutAeroCT5 | 0 | 0 | 0 | 0 | 0 | 0 | 0 | 0 | 0 | 0 | 0 | 0 | 0 | 0 | 0 | 0 | 0 | 0 | 0 | 0 | 0 | 0 | 0 | 0 | 0 | 0 | 0 | 0 | 0 | 0 | 0 | 0
FutAeroCT6 | 0 | 0 | 0 | 0 | 0 | 0 | 0 | 0 | 0 | 0 | 0 | 0 | 0 | 0 | 0 | 0 | 0 | 0 | 0 | 0 | 0 | 0 | 0 | 0 | 0 | 0 | 0 | 0 | 0 | 0 | 0 | 0
FutAeroCT7 | 0 | 0 | 0 | 0 | 0 | 0 | 0 | 0 | 0 | 0 | 0 | 0 | 0 | 0 | 0 | 0 | 0 | 0 | 0 | 0 | 0 | 0 | 0 | 0 | 0 | 0 | 0 | 0 | 0 | 0 | 0 | 0
FutAeroCT8 | 0 | 0 | 0 | 0 | 0 | 0 | 0 | 0 | 0 | 0 | 0 | 0 | 0 | 0 | 0 | 0 | 0 | 0 | 0 | 0 | 0 | 0 | 0 | 0 | 0 | 0 | 0 | 0 | 0 | 0 | 0 | 0
FutAeroCT9 | 0 | 0 | 0 | 0 | 0 | 0 | 0 | 0 | 0 | 0 | 0 | 0 | 0 | 0 | 0 | 0 | 0 | 0 | 0 | 0 | 0 | 0 | 0 | 0 | 0 | 0 | 0 | 0 | 0 | 0 | 0 | 0
FutAeroCT10 | 0 | 0 | 0 | 0 | 0 | 0 | 0 | 0 | 0 | 0 | 0 | 0 | 0 | 0 | 0 | 0 | 0 | 0 | 0 | 0 | 0 | 0 | 0 | 0 | 0 | 0 | 0 | 0 | 0 | 0 | 0 | 0
Total Expansion Aero CT (GWH): 1-10 | 0 | 0 | 0 | 0 | 0 | 0 | 0 | 0 | 0 | 0 | 0 | 0 | 0 | 0 | 0 | 0 | 0 | 0 | 0 | 0 | 0 | 0 | 0 | 0 | 0 | 0 | 0 | 0 | 0 | 0 | 0 | 0
GE_7FA_CT1 | 0 | 0 | 0 | 0 | 0 | 0 | 0 | 0 | 0 | 0 | 0 | 0 | 0 | 0 | 0 | 0 | 0 | 0 | 0 | 0 | 0 | 0 | 0 | 0 | 0 | 0 | 0 | 0 | 0 | 0 | 0 | 0
GE_7FA_CT2 | 0 | 0 | 0 | 0 | 0 | 0 | 0 | 0 | 0 | 0 | 0 | 0 | 0 | 0 | 0 | 0 | 0 | 0 | 0 | 0 | 0 | 0 | 0 | 0 | 0 | 0 | 0 | 0 | 0 | 0 | 0 | 0
GE_7FA_CT3 | 0 | 0 | 0 | 0 | 0 | 0 | 0 | 0 | 0 | 0 | 0 | 0 | 0 | 0 | 0 | 0 | 0 | 0 | 0 | 0 | 0 | 0 | 0 | 0 | 0 | 0 | 0 | 0 | 0 | 0 | 0 | 0
GE_7FA_CT4 | 0 | 0 | 0 | 0 | 0 | 0 | 0 | 0 | 0 | 0 | 0 | 0 | 0 | 0 | 0 | 0 | 0 | 0 | 0 | 0 | 0 | 0 | 0 | 0 | 0 | 0 | 0 | 0 | 0 | 0 | 0 | 0
GE_7FA_CT5 | 0 | 0 | 0 | 0 | 0 | 0 | 0 | 0 | 0 | 0 | 0 | 0 | 0 | 0 | 0 | 0 | 0 | 0 | 0 | 0 | 0 | 0 | 0 | 0 | 0 | 0 | 0 | 0 | 0 | 0 | 0 | 0
GE_7FA_CT6 | 0 | 0 | 0 | 0 | 0 | 0 | 0 | 0 | 0 | 0 | 0 | 0 | 0 | 0 | 0 | 0 | 0 | 0 | 0 | 0 | 0 | 0 | 0 | 0 | 0 | 0 | 0 | 0 | 0 | 0 | 0 | 0
GE_7FA_CT7 | 0 | 0 | 0 | 0 | 0 | 0 | 0 | 0 | 0 | 0 | 0 | 0 | 0 | 0 | 0 | 0 | 0 | 0 | 0 | 0 | 0 | 0 | 0 | 0 | 0 | 0 | 0 | 0 | 0 | 0 | 0 | 0
GE_7FA_CT8 | 0 | 0 | 0 | 0 | 0 | 0 | 0 | 0 | 0 | 0 | 0 | 0 | 0 | 0 | 0 | 0 | 0 | 0 | 0 | 0 | 0 | 0 | 0 | 0 | 0 | 0 | 0 | 0 | 0 | 0 | 0 | 0
GE_7FA_CT9 | 0 | 0 | 0 | 0 | 0 | 0 | 0 | 0 | 0 | 0 | 0 | 0 | 0 | 0 | 0 | 0 | 0 | 0 | 0 | 0 | 0 | 0 | 0 | 0 | 0 | 0 | 0 | 0 | 0 | 0 | 0 | 0
GE_7FA_CT10 | 0 | 0 | 0 | 0 | 0 | 0 | 0 | 0 | 0 | 0 | 0 | 0 | 0 | 0 | 0 | 0 | 0 | 0 | 0 | 0 | 0 | 0 | 0 | 0 | 0 | 0 | 0 | 0 | 0 | 0 | 0 | 0
Total Expansion 7FA CT (GWH) | 0 | 0 | 0 | 0 | 0 | 0 | 0 | 0 | 0 | 0 | 0 | 0 | 0 | 0 | 0 | 0 | 0 | 0 | 0 | 0 | 0 | 0 | 0 | 0 | 0 | 0 | 0 | 0 | 0 | 0 | 0 | 0
CC 2x1 7FAwDF 1 | 0 | 0 | 0 | 0 | 0 | 0 | 0 | 0 | 0 | 0 | 0 | 0 | 0 | 0 | 0 | 0 | 0 | 0 | 0 | 0 | 0 | 0 | 0 | 0 | 0 | 0 | 0 | 0 | 0 | 0 | 0 | 0
CC 2x1 7FAwDF 2 | 0 | 0 | 0 | 0 | 0 | 0 | 0 | 0 | 0 | 0 | 0 | 0 | 0 | 0 | 0 | 0 | 0 | 0 | 0 | 0 | 0 | 0 | 0 | 0 | 0 | 0 | 0 | 0 | 0 | 0 | 0 | 0
CC 2x1 7FAwDF 3 | 0 | 0 | 0 | 0 | 0 | 0 | 0 | 0 | 0 | 0 | 0 | 0 | 0 | 0 | 0 | 0 | 0 | 0 | 0 | 0 | 0 | 0 | 0 | 0 | 0 | 0 | 0 | 0 | 0 | 0 | 0 | 0
CC 2x1 7FAwDF 4 | 0 | 0 | 0 | 0 | 0 | 0 | 0 | 0 | 0 | 0 | 0 | 0 | 0 | 0 | 0 | 0 | 0 | 0 | 0 | 0 | 0 | 0 | 0 | 0 | 0 | 0 | 0 | 0 | 0 | 0 | 0 | 0
CC 2x1 7FAwDF 5 | 0 | 0 | 0 | 0 | 0 | 0 | 0 | 0 | 0 | 0 | 0 | 0 | 0 | 0 | 0 | 0 | 0 | 0 | 0 | 0 | 0 | 0 | 0 | 0 | 0 | 0 | 0 | 0 | 0 | 0 | 0 | 0
CC 2x1 7FAwDF 6 | 0 | 0 | 0 | 0 | 0 | 0 | 0 | 0 | 0 | 0 | 0 | 0 | 0 | 0 | 0 | 0 | 0 | 0 | 0 | 0 | 0 | 0 | 0 | 0 | 0 | 0 | 0 | 0 | 0 | 0 | 0 | 0
CC_Fut_Proxy_07 | 0 | 0 | 0 | 0 | 0 | 0 | 0 | 0 | 0 | 0 | 0 | 0 | 0 | 0 | 0 | 0 | 0 | 0 | 0 | 0 | 0 | 0 | 0 | 0 | 0 | 0 | 0 | 0 | 0 | 0 | 0 | 0
CC_Fut_Proxy_08 | 0 | 0 | 0 | 0 | 0 | 0 | 0 | 0 | 0 | 0 | 0 | 0 | 0 | 0 | 0 | 0 | 0 | 0 | 0 | 0 | 0 | 0 | 0 | 0 | 0 | 0 | 0 | 0 | 0 | 0 | 0 | 0
CC_Fut_Proxy_09 | 0 | 0 | 0 | 0 | 0 | 0 | 0 | 0 | 0 | 0 | 0 | 0 | 0 | 0 | 0 | 0 | 0 | 0 | 0 | 0 | 0 | 0 | 0 | 0 | 0 | 0 | 0 | 0 | 0 | 0 | 0 | 0
CC_Fut_Proxy_10 | 0 | 0 | 0 | 0 | 0 | 0 | 0 | 0 | 0 | 0 | 0 | 0 | 0 | 0 | 0 | 0 | 0 | 0 | 0 | 0 | 0 | 0 | 0 | 0 | 0 | 0 | 0 | 0 | 0 | 0 | 0 | 0
Total Expansion CC (GWH) | 0 | 0 | 0 | 0 | 0 | 0 | 0 | 0 | 0 | 0 | 0 | 0 | 0 | 0 | 0 | 0 | 0 | 0 | 0 | 0 | 0 | 0 | 0 | 0 | 0 | 0 | 0 | 0 | 0 | 0 | 0 | 0
Future Unit Proxy | 0 | 0 | 0 | 0 | 0 | 0 | 0 | 0 | 0 | 0 | 0 | 0 | 0 | 0 | 0 | 0 | 0 | 0 | 0 | 0 | 0 | 0 | 0 | 0 | 0 | 0 | 0 | 0 | 0 | 0 | 0 | 0
Detailed Unit Generation (GWH)
Big Bend 1
BB1_COAL_BLEND | 938.7 | 711.14 | 683.01 | 84.66 | 0 | 0 | 0 | 0 | 0 | 0 | 0 | 0 | 0 | 0 | 0 | 0 | 0 | 0 | 0 | 0 | 0 | 0 | 0 | 0 | 0 | 0 | 0 | 0 | 0 | 0 | 0 | 0
BB_COAL_STDLOW | 0 | 0 | 0 | 0 | 0 | 0 | 0 | 0 | 0 | 0 | 0 | 0 | 0 | 0 | 0 | 0 | 0 | 0 | 0 | 0 | 0 | 0 | 0 | 0 | 0 | 0 | 0 | 0 | 0 | 0 | 0 | 0
BB_COAL_PREMIUM | 0 | 0 | 0 | 0 | 0 | 0 | 0 | 0 | 0 | 0 | 0 | 0 | 0 | 0 | 0 | 0 | 0 | 0 | 0 | 0 | 0 | 0 | 0 | 0 | 0 | 0 | 0 | 0 | 0 | 0 | 0 | 0
BB_COAL_STDHIGH | 0 | 0 | 0 | 0 | 0 | 0 | 0 | 0 | 0 | 0 | 0 | 0 | 0 | 0 | 0 | 0 | 0 | 0 | 0 | 0 | 0 | 0 | 0 | 0 | 0 | 0 | 0 | 0 | 0 | 0 | 0 | 0
BB_COAL_LOWSULFUR | 0 | 0 | 0 | 0 | 0 | 0 | 0 | 0 | 0 | 0 | 0 | 0 | 0 | 0 | 0 | 0 | 0 | 0 | 0 | 0 | 0 | 0 | 0 | 0 | 0 | 0 | 0 | 0 | 0 | 0 | 0 | 0
BB_COAL_1 | 0 | 0 | 0 | 0 | 0 | 0 | 0 | 0 | 0 | 0 | 0 | 0 | 0 | 0 | 0 | 0 | 0 | 0 | 0 | 0 | 0 | 0 | 0 | 0 | 0 | 0 | 0 | 0 | 0 | 0 | 0 | 0
BB_COAL_2 | 0 | 0 | 0 | 0 | 0 | 0 | 0 | 0 | 0 | 0 | 0 | 0 | 0 | 0 | 0 | 0 | 0 | 0 | 0 | 0 | 0 | 0 | 0 | 0 | 0 | 0 | 0 | 0 | 0 | 0 | 0 | 0
BB_PETCOKE | 0 | 0 | 0 | 0 | 0 | 0 | 0 | 0 | 0 | 0 | 0 | 0 | 0 | 0 | 0 | 0 | 0 | 0 | 0 | 0 | 0 | 0 | 0 | 0 | 0 | 0 | 0 | 0 | 0 | 0 | 0 | 0
FIRM GAS_GS | 0 | 0 | 0 | 0 | 0 | 0 | 0 | 0 | 0 | 0 | 0 | 0 | 0 | 0 | 0 | 0 | 0 | 0 | 0 | 0 | 0 | 0 | 0 | 0 | 0 | 0 | 0 | 0 | 0 | 0 | 0 | 0
INTERRUPT GAS | 0 | 0 | 0 | 0 | 0 | 0 | 0 | 0 | 0 | 0 | 0 | 0 | 0 | 0 | 0 | 0 | 0 | 0 | 0 | 0 | 0 | 0 | 0 | 0 | 0 | 0 | 0 | 0 | 0 | 0 | 0 | 0
Big Bend 2
BB2_COAL_BLEND | 1650.69 | 1441.06 | 1614.91 | 665.51 | 0 | 0 | 0 | 0 | 0 | 0 | 0 | 0 | 0 | 0 | 0 | 0 | 0 | 0 | 0 | 0 | 0 | 0 | 0 | 0 | 0 | 0 | 0 | 0 | 0 | 0 | 0 | 0
BB_COAL_STDLOW | 0 | 0 | 0 | 0 | 0 | 0 | 0 | 0 | 0 | 0 | 0 | 0 | 0 | 0 | 0 | 0 | 0 | 0 | 0 | 0 | 0 | 0 | 0 | 0 | 0 | 0 | 0 | 0 | 0 | 0 | 0 | 0
BB_COAL_PREMIUM | 0 | 0 | 0 | 0 | 0 | 0 | 0 | 0 | 0 | 0 | 0 | 0 | 0 | 0 | 0 | 0 | 0 | 0 | 0 | 0 | 0 | 0 | 0 | 0 | 0 | 0 | 0 | 0 | 0 | 0 | 0 | 0
BB_COAL_STDHIGH | 0 | 0 | 0 | 0 | 0 | 0 | 0 | 0 | 0 | 0 | 0 | 0 | 0 | 0 | 0 | 0 | 0 | 0 | 0 | 0 | 0 | 0 | 0 | 0 | 0 | 0 | 0 | 0 | 0 | 0 | 0 | 0
BB_COAL_LOWSULFUR | 0 | 0 | 0 | 0 | 0 | 0 | 0 | 0 | 0 | 0 | 0 | 0 | 0 | 0 | 0 | 0 | 0 | 0 | 0 | 0 | 0 | 0 | 0 | 0 | 0 | 0 | 0 | 0 | 0 | 0 | 0 | 0
BB_COAL_1 | 0 | 0 | 0 | 0 | 0 | 0 | 0 | 0 | 0 | 0 | 0 | 0 | 0 | 0 | 0 | 0 | 0 | 0 | 0 | 0 | 0 | 0 | 0 | 0 | 0 | 0 | 0 | 0 | 0 | 0 | 0 | 0
BB_COAL_2 | 0 | 0 | 0 | 0 | 0 | 0 | 0 | 0 | 0 | 0 | 0 | 0 | 0 | 0 | 0 | 0 | 0 | 0 | 0 | 0 | 0 | 0 | 0 | 0 | 0 | 0 | 0 | 0 | 0 | 0 | 0 | 0
BB_PETCOKE | 0 | 0 | 0 | 0 | 0 | 0 | 0 | 0 | 0 | 0 | 0 | 0 | 0 | 0 | 0 | 0 | 0 | 0 | 0 | 0 | 0 | 0 | 0 | 0 | 0 | 0 | 0 | 0 | 0 | 0 | 0 | 0
FIRM GAS_GS | 0 | 0 | 0 | 0 | 0 | 0 | 0 | 0 | 0 | 0 | 0 | 0 | 0 | 0 | 0 | 0 | 0 | 0 | 0 | 0 | 0 | 0 | 0 | 0 | 0 | 0 | 0 | 0 | 0 | 0 | 0 | 0
INTERRUPT GAS | 0 | 0 | 0 | 0 | 0 | 0 | 0 | 0 | 0 | 0 | 0 | 0 | 0 | 0 | 0 | 0 | 0 | 0 | 0 | 0 | 0 | 0 | 0 | 0 | 0 | 0 | 0 | 0 | 0 | 0 | 0 | 0
Big Bend 3
BB3_COAL_BLEND | 2052.56 | 1945.15 | 2289.11 | 2258.88 | 2333.09 | 2314.99 | 2321.44 | 1873.27 | 2289.99 | 2283.18 | 2227.91 | 2229.6 | 1826.52 | 2309.4 | 2295.91 | 2261.15 | 2213.18 | 1890.45 | 2251.5 | 2173.23 | 2192.26 | 2248.52 | 2254.67 | 795.82 | 0 | 0 | 0 | 0 | 0 | 0 | 0 | 0
BB_COAL_STDLOW | 0 | 0 | 0 | 0 | 0 | 0 | 0 | 0 | 0 | 0 | 0 | 0 | 0 | 0 | 0 | 0 | 0 | 0 | 0 | 0 | 0 | 0 | 0 | 0 | 0 | 0 | 0 | 0 | 0 | 0 | 0 | 0
BB_COAL_PREMIUM | 0 | 0 | 0 | 0 | 0 | 0 | 0 | 0 | 0 | 0 | 0 | 0 | 0 | 0 | 0 | 0 | 0 | 0 | 0 | 0 | 0 | 0 | 0 | 0 | 0 | 0 | 0 | 0 | 0 | 0 | 0 | 0
BB_COAL_STDHIGH | 0 | 0 | 0 | 0 | 0 | 0 | 0 | 0 | 0 | 0 | 0 | 0 | 0 | 0 | 0 | 0 | 0 | 0 | 0 | 0 | 0 | 0 | 0 | 0 | 0 | 0 | 0 | 0 | 0 | 0 | 0 | 0
BB_COAL_LOWSULFUR | 0 | 0 | 0 | 0 | 0 | 0 | 0 | 0 | 0 | 0 | 0 | 0 | 0 | 0 | 0 | 0 | 0 | 0 | 0 | 0 | 0 | 0 | 0 | 0 | 0 | 0 | 0 | 0 | 0 | 0 | 0 | 0
BB_COAL_1 | 0 | 0 | 0 | 0 | 0 | 0 | 0 | 0 | 0 | 0 | 0 | 0 | 0 | 0 | 0 | 0 | 0 | 0 | 0 | 0 | 0 | 0 | 0 | 0 | 0 | 0 | 0 | 0 | 0 | 0 | 0 | 0
BB_COAL_2 | 0 | 0 | 0 | 0 | 0 | 0 | 0 | 0 | 0 | 0 | 0 | 0 | 0 | 0 | 0 | 0 | 0 | 0 | 0 | 0 | 0 | 0 | 0 | 0 | 0 | 0 | 0 | 0 | 0 | 0 | 0 | 0
BB_PETCOKE | 0 | 0 | 0 | 0 | 0 | 0 | 0 | 0 | 0 | 0 | 0 | 0 | 0 | 0 | 0 | 0 | 0 | 0 | 0 | 0 | 0 | 0 | 0 | 0 | 0 | 0 | 0 | 0 | 0 | 0 | 0 | 0
FIRM GAS_GS | 0 | 0 | 0 | 0 | 0 | 0 | 0 | 0 | 0 | 0 | 0 | 0 | 0 | 0 | 0 | 0 | 0 | 0 | 0 | 0 | 0 | 0 | 0 | 0 | 0 | 0 | 0 | 0 | 0 | 0 | 0 | 0
INTERRUPT GAS | 0 | 0 | 0 | 0 | 0 | 0 | 0 | 0 | 0 | 0 | 0 | 0 | 0 | 0 | 0 | 0 | 0 | 0 | 0 | 0 | 0 | 0 | 0 | 0 | 0 | 0 | 0 | 0 | 0 | 0 | 0 | 0
Big Bend 4
BB4_COAL_BLEND | 2436.98 | 2238.85 | 2749.56 | 2715.56 | 2685.2 | 2469.97 | 2130.49 | 2589.45 | 2642.02 | 2599.43 | 2640.85 | 1961.3 | 2347.33 | 2269.85 | 2407.19 | 2367.37 | 1973.35 | 2248.28 | 2408.63 | 2383.76 | 2336.64 | 1858.2 | 2396.4 | 2348.5 | 2347.3 | 2232.2 | 1943.77 | 2306.6 | 2274.54 | 2293.05 | 0 | 0
BB_COAL_STDLOW | 0 | 0 | 0 | 0 | 0 | 0 | 0 | 0 | 0 | 0 | 0 | 0 | 0 | 0 | 0 | 0 | 0 | 0 | 0 | 0 | 0 | 0 | 0 | 0 | 0 | 0 | 0 | 0 | 0 | 0 | 0 | 0
BB_COAL_PREMIUM | 0 | 0 | 0 | 0 | 0 | 0 | 0 | 0 | 0 | 0 | 0 | 0 | 0 | 0 | 0 | 0 | 0 | 0 | 0 | 0 | 0 | 0 | 0 | 0 | 0 | 0 | 0 | 0 | 0 | 0 | 0 | 0
BB_COAL_STDHIGH | 0 | 0 | 0 | 0 | 0 | 0 | 0 | 0 | 0 | 0 | 0 | 0 | 0 | 0 | 0 | 0 | 0 | 0 | 0 | 0 | 0 | 0 | 0 | 0 | 0 | 0 | 0 | 0 | 0 | 0 | 0 | 0
BB_COAL_LOWSULFUR | 0 | 0 | 0 | 0 | 0 | 0 | 0 | 0 | 0 | 0 | 0 | 0 | 0 | 0 | 0 | 0 | 0 | 0 | 0 | 0 | 0 | 0 | 0 | 0 | 0 | 0 | 0 | 0 | 0 | 0 | 0 | 0
BB_COAL_1 | 0 | 0 | 0 | 0 | 0 | 0 | 0 | 0 | 0 | 0 | 0 | 0 | 0 | 0 | 0 | 0 | 0 | 0 | 0 | 0 | 0 | 0 | 0 | 0 | 0 | 0 | 0 | 0 | 0 | 0 | 0 | 0
BB_COAL_2 | 0 | 0 | 0 | 0 | 0 | 0 | 0 | 0 | 0 | 0 | 0 | 0 | 0 | 0 | 0 | 0 | 0 | 0 | 0 | 0 | 0 | 0 | 0 | 0 | 0 | 0 | 0 | 0 | 0 | 0 | 0 | 0
BB_PETCOKE | 0 | 0 | 0 | 0 | 0 | 0 | 0 | 0 | 0 | 0 | 0 | 0 | 0 | 0 | 0 | 0 | 0 | 0 | 0 | 0 | 0 | 0 | 0 | 0 | 0 | 0 | 0 | 0 | 0 | 0 | 0 | 0
FIRM GAS_GS | 0 | 0 | 0 | 0 | 0 | 0 | 0 | 0 | 0 | 0 | 0 | 0 | 0 | 0 | 0 | 0 | 0 | 0 | 0 | 0 | 0 | 0 | 0 | 0 | 0 | 0 | 0 | 0 | 0 | 0 | 0 | 0
INTERRUPT GAS | 0 | 0 | 0 | 0 | 0 | 0 | 0 | 0 | 0 | 0 | 0 | 0 | 0 | 0 | 0 | 0 | 0 | 0 | 0 | 0 | 0 | 0 | 0 | 0 | 0 | 0 | 0 | 0 | 0 | 0 | 0 | 0
BigBend CT4
FIRM GAS_GS | 1.26 | 0.41 | 0.11 | 0.22 | 0.28 | 0.14 | 0.57 | 0.61 | 0.32 | 0.61 | 1.08 | 0.74 | 1.38 | 0.68 | 1.45 | 2.96 | 2.26 | 3.47 | 2.66 | 5.25 | 6.9 | 5.15 | 4.35 | 6.49 | 6.82 | 24.29 | 58.68 | 51.89 | 48.9 | 47.46 | 0 | 0
INTERRUPT GAS | 5.26 | 5.95 | 5.39 | 1.45 | 1.82 | 1.69 | 5.82 | 5.64 | 2.69 | 4 | 5.14 | 9.98 | 11.39 | 9.56 | 8.59 | 12.03 | 15 | 15 | 13.61 | 24.72 | 24.95 | 32.93 | 21.41 | 48.02 | 50.05 | 38.67 | 0.29 | 0.49 | 0.28 | 0.34 | 0 | 0
BigBend CT4o
BB_#2OIL | 0 | 0 | 0 | 0 | 0 | 0 | 0 | 0 | 0 | 0 | 0 | 0 | 0 | 0 | 0 | 0 | 0 | 0 | 0 | 0 | 0 | 0 | 0 | 0 | 0 | 0 | 0 | 0 | 0 | 0 | 0 | 0
Bayside 1
FIRM GAS_GS | 1804.29 | 1973.46 | 1970 | 2055.33 | 1868.37 | 1452.99 | 1281.36 | 1567.24 | 1397.65 | 1365.57 | 1449.42 | 1470.93 | 1412.56 | 1475.2 | 1301.11 | 1585.36 | 1467.24 | 1466.39 | 1479.61 | 1309.8 | 1530.19 | 1578.08 | 1516.44 | 1543.51 | 1608.08 | 374.29 | 0 | 0 | 0 | 0 | 0 | 0
FIRM GAS_FGT | 972.62 | 1074.55 | 972.85 | 1184.82 | 1201.88 | 343.06 | 362.89 | 434.25 | 386.15 | 414.94 | 424.14 | 488.57 | 475.25 | 495.36 | 452.16 | 591.26 | 562.67 | 579.68 | 612.74 | 653.9 | 726.55 | 827.94 | 713.33 | 805.59 | 874.07 | 149.93 | 0 | 0 | 0 | 0 | 0 | 0
INTERRUPT GAS | 0.34 | 0.42 | 0.21 | 0.42 | 0.59 | 0.89 | 3.64 | 3.3 | 1.29 | 2.93 | 3.44 | 8.84 | 12.45 | 9.86 | 13.17 | 17.49 | 26.07 | 38.21 | 36.97 | 73.22 | 72.19 | 96.68 | 66.05 | 155.28 | 163.73 | 7.91 | 0 | 0 | 0 | 0 | 0 | 0
Bayside 2
FIRM GAS_GS | 479.38 | 291.49 | 252.22 | 282.79 | 561.55 | 285.21 | 442.36 | 341.32 | 391.51 | 529.76 | 386.88 | 414.58 | 439.63 | 452.43 | 589.62 | 393.78 | 473.56 | 496.29 | 516.46 | 700.61 | 460.84 | 598.4 | 531.52 | 602.87 | 578.74 | 1403.55 | 0 | 0 | 0 | 0 | 0 | 0
FIRM GAS_FGT | 1708.94 | 1908.59 | 1640.99 | 2203.4 | 2358.19 | 400.4 | 597.95 | 707.89 | 602.28 | 772.54 | 757.64 | 907.66 | 926.04 | 939.26 | 964.94 | 1074.44 | 1071.97 | 1076.56 | 1130.06 | 1191.18 | 1090.06 | 1357.81 | 1190.71 | 1134.81 | 1199.74 | 1232.61 | 0 | 0 | 0 | 0 | 0 | 0
INTERRUPT GAS | 4.36 | 6.45 | 6.78 | 5.57 | 6.65 | 2.29 | 9.42 | 8.38 | 5.05 | 8.16 | 10.48 | 21.52 | 27.34 | 27.61 | 27.37 | 36.28 | 72.6 | 99.78 | 101.95 | 183.83 | 189.97 | 252.45 | 180.05 | 411.23 | 440.32 | 107.9 | 0 | 0 | 0 | 0 | 0 | 0
Bayside 3
FIRM GAS_GS | 1.06 | 0.21 | 0.19 | 0.21 | 0.21 | 0.99 | 3.62 | 3.87 | 2.47 | 3.23 | 5.53 | 8.91 | 11.75 | 9.35 | 10.14 | 11.85 | 13.73 | 12.63 | 12.6 | 14.27 | 13.86 | 13.86 | 13.14 | 11.3 | 14.37 | 15.43 | 12.62 | 11.91 | 10.58 | 11.43 | 0 | 0
FIRM GAS_FGT | 2.05 | 4.76 | 4.66 | 0.77 | 1.07 | 1.18 | 2.38 | 2.11 | 0.86 | 1.54 | 0.94 | 1.47 | 1.28 | 1.38 | 0.95 | 1.6 | 1.84 | 1.31 | 2.02 | 2.46 | 2.56 | 2.96 | 2.5 | 1.83 | 1.71 | 1.18 | 0 | 0 | 0 | 0 | 0 | 0
INTERRUPT GAS | 0.42 | 0.55 | 0.37 | 0.23 | 0.54 | 0.1 | 1.1 | 1.14 | 0.46 | 1.13 | 1.2 | 2.8 | 3.67 | 3.08 | 2.86 | 4.4 | 6.93 | 8.17 | 8.61 | 14.57 | 14.24 | 18.93 | 13.79 | 24.11 | 22.97 | 1.58 | 0 | 0 | 0 | 0 | 0 | 0
Bayside 4
FIRM GAS_GS | 0.95 | 0.28 | 0.18 | 0.15 | 0.14 | 0.72 | 2.87 | 3.11 | 1.81 | 2.45 | 3.71 | 5.93 | 7.68 | 6.02 | 6.11 | 7.05 | 8.12 | 6.98 | 6.85 | 7.2 | 6.71 | 7.37 | 6.99 | 5.49 | 7.95 | 7.24 | 6.64 | 6.44 | 5.72 | 5.57 | 0 | 0
FIRM GAS_FGT | 1.47 | 4.28 | 3.94 | 0.66 | 0.58 | 1.05 | 1.97 | 1.99 | 0.79 | 1.11 | 1.3 | 1.14 | 1.08 | 1.09 | 0.51 | 0.89 | 0.91 | 0.51 | 0.82 | 1.15 | 1.13 | 1.36 | 1.18 | 0.99 | 0.86 | 0.67 | 0 | 0 | 0 | 0 | 0 | 0
INTERRUPT GAS | 0.43 | 0.6 | 0.49 | 0.27 | 0.57 | 0.14 | 1.25 | 1.28 | 0.49 | 1.16 | 1.48 | 3.36 | 4.3 | 3.27 | 3.34 | 4.51 | 7 | 6.9 | 6.88 | 10.92 | 10.43 | 13.03 | 9.93 | 16.26 | 16.22 | 2.97 | 0 | 0.04 | 0 | 0 | 0 | 0
Bayside 5
FIRM GAS_GS | 1.59 | 0.53 | 0.26 | 0.31 | 0.32 | 1.24 | 4.2 | 4.74 | 3.14 | 4.05 | 7.24 | 11.39 | 14.29 | 11.51 | 13.47 | 17.57 | 18.71 | 19.98 | 18.69 | 22.51 | 23.88 | 21.61 | 21.29 | 18.27 | 22.29 | 29.28 | 32.11 | 30.98 | 28.48 | 28.19 | 0 | 0
FIRM GAS_FGT | 4.75 | 6.63 | 6.37 | 1.72 | 2.42 | 1.73 | 4.05 | 4.12 | 1.75 | 3.21 | 2.45 | 3.44 | 3.48 | 3.43 | 3.07 | 5.13 | 5.6 | 4.9 | 6.75 | 7.94 | 8.2 | 8.7 | 8.46 | 7.18 | 5.88 | 5.08 | 0 | 0 | 0 | 0 | 0 | 0
INTERRUPT GAS | 0.31 | 0.39 | 0.29 | 0.25 | 0.58 | 0.12 | 0.68 | 0.92 | 0.43 | 1.11 | 1.3 | 3.64 | 4.94 | 4.39 | 4.1 | 6.58 | 9.46 | 13.18 | 14.22 | 25.56 | 25.11 | 32.13 | 23.84 | 41.09 | 40.15 | 3.99 | 0 | 0 | 0 | 0 | 0 | 0
Bayside 6
FIRM GAS_GS | 1.31 | 0.44 | 0.23 | 0.25 | 0.24 | 1.09 | 3.9 | 4.4 | 2.9 | 3.7 | 6.38 | 10.47 | 13.42 | 10.4 | 12.03 | 14.9 | 16.85 | 17 | 16.36 | 19.1 | 19.6 | 18.36 | 17.88 | 14.78 | 19.12 | 22.78 | 20.75 | 19.48 | 18.36 | 18.65 | 0 | 0
FIRM GAS_FGT | 3.41 | 5.89 | 5.48 | 1.25 | 1.56 | 1.43 | 3.24 | 2.98 | 1.25 | 2.26 | 1.53 | 2.27 | 2.2 | 2.07 | 1.89 | 3.23 | 3.4 | 2.74 | 4.12 | 4.67 | 4.91 | 5.6 | 4.95 | 4.06 | 3.33 | 2.43 | 0 | 0 | 0 | 0 | 0 | 0
INTERRUPT GAS | 0.31 | 0.45 | 0.36 | 0.27 | 0.65 | 0.11 | 0.94 | 1.09 | 0.49 | 1.26 | 1.35 | 3.49 | 4.65 | 4.03 | 3.8 | 5.79 | 8.86 | 11.75 | 12.16 | 21.06 | 20.54 | 26.98 | 19.45 | 33.84 | 32.93 | 2.41 | 0 | 0 | 0 | 0 | 0 | 0
Polk 1
POLK _COALLOW | 265.62 | 312.82 | 312.84 | 282.91 | 315.47 | 303.72 | 288.09 | 312.37 | 313.32 | 283.62 | 289.53 | 311.36 | 308.19 | 291.44 | 307.92 | 304.91 | 291.56 | 306.64 | 205.94 | 0 | 0 | 0 | 0 | 0 | 0 | 0 | 0 | 0 | 0 | 0 | 0 | 0
POLK _COAL_1 | 0 | 0 | 0 | 0 | 0 | 0 | 0 | 0 | 0 | 0 | 0 | 0 | 0 | 0 | 0 | 0 | 0 | 0 | 0 | 0 | 0 | 0 | 0 | 0 | 0 | 0 | 0 | 0 | 0 | 0 | 0 | 0
POLK _COAL_2 | 0 | 0 | 0 | 0 | 0 | 0 | 0 | 0 | 0 | 0 | 0 | 0 | 0 | 0 | 0 | 0 | 0 | 0 | 0 | 0 | 0 | 0 | 0 | 0 | 0 | 0 | 0 | 0 | 0 | 0 | 0 | 0
POLK PETCOKE | 1036.45 | 1220.61 | 1220.7 | 1103.9 | 1230.94 | 1185.1 | 1124.1 | 1218.85 | 1222.58 | 1106.69 | 1129.74 | 1214.92 | 1202.54 | 1137.18 | 1201.47 | 1189.75 | 1137.65 | 1196.49 | 803.59 | 0 | 0 | 0 | 0 | 0 | 0 | 0 | 0 | 0 | 0 | 0 | 0 | 0
PROPANE | 0 | 0 | 0 | 0 | 0 | 0 | 0 | 0 | 0 | 0 | 0 | 0 | 0 | 0 | 0 | 0 | 0 | 0 | 0 | 0 | 0 | 0 | 0 | 0 | 0 | 0 | 0 | 0 | 0 | 0 | 0 | 0
POLK #2OIL | 0 | 0 | 0 | 0 | 0 | 0 | 0 | 0 | 0 | 0 | 0 | 0 | 0 | 0 | 0 | 0 | 0 | 0 | 0 | 0 | 0 | 0 | 0 | 0 | 0 | 0 | 0 | 0 | 0 | 0 | 0 | 0
POLK 1 FIRM Gas_FGT (Start Up) | 0 | 0 | 0 | 0 | 0 | 0 | 0 | 0 | 0 | 0 | 0 | 0 | 0 | 0 | 0 | 0 | 0 | 0 | 0 | 0 | 0 | 0 | 0 | 0 | 0 | 0 | 0 | 0 | 0 | 0 | 0 | 0
POLK 1 INTERRUPT Gas (Start Up) | 0 | 0 | 0 | 0 | 0 | 0 | 0 | 0 | 0 | 0 | 0 | 0 | 0 | 0 | 0 | 0 | 0 | 0 | 0 | 0 | 0 | 0 | 0 | 0 | 0 | 0 | 0 | 0 | 0 | 0 | 0 | 0
Polk 1g
POLK 1g FIRM Gas_FGT | 136.52 | 88.9 | 108.64 | 157 | 213.55 | 81.75 | 100.79 | 150.54 | 101.4 | 164.69 | 131.79 | 174.53 | 189.37 | 179.77 | 211.13 | 279.58 | 223.97 | 255.57 | 169.93 | 0 | 0 | 0 | 0 | 0 | 0 | 0 | 0 | 0 | 0 | 0 | 0 | 0
POLK 1g INTERRUPT Gas | 1.89 | 1.99 | 2.6 | 2.54 | 2 | 1.97 | 2.06 | 4.42 | 3.11 | 6.91 | 8.91 | 16.35 | 23.73 | 20.2 | 23.44 | 27.87 | 40.34 | 52.34 | 29.95 | 0 | 0 | 0 | 0 | 0 | 0 | 0 | 0 | 0 | 0 | 0 | 0 | 0
Polk 2
FIRM GAS_FGT | 22.97 | 3.76 | 2.02 | 1.33 | 1.5 | 0.61 | 2.38 | 3.89 | 1.08 | 6.57 | 2.11 | 1.94 | 2.26 | 2.64 | 2.88 | 20.82 | 2.16 | 2.06 | 2.5 | 2.28 | 2.82 | 31.72 | 3.55 | 2.15 | 3.67 | 1.76 | 2.55 | 30.8 | 1.58 | 0.77 | 0 | 0
INTERRUPT GAS | 0.01 | 0.05 | 0 | 0.08 | 0.1 | 0 | 0.01 | 0.18 | 0 | 0.01 | 0.02 | 0.21 | 0.32 | 0.17 | 0.52 | 0.77 | 0.73 | 0.77 | 0.24 | 1.29 | 1.56 | 2.39 | 1.96 | 1.44 | 2.79 | 1.81 | 0.71 | 2.53 | 0.61 | 0.19 | 0 | 0
Polk 2o
POLK #2OIL | 0 | 0 | 0 | 0 | 0 | 0 | 0 | 0 | 0 | 0 | 0 | 0 | 0 | 0 | 0 | 0 | 0 | 0 | 0 | 0 | 0 | 0 | 0 | 0 | 0 | 0 | 0 | 0 | 0 | 0 | 0 | 0
Polk 3
FIRM GAS_FGT | 13.88 | 2.92 | 3.74 | 0.77 | 0.77 | 0.4 | 1.71 | 6.66 | 0.71 | 4.19 | 1.81 | 1.12 | 1.6 | 1.84 | 2.01 | 18.31 | 1.28 | 1.33 | 1.68 | 1.58 | 2.7 | 28.82 | 2.02 | 1.08 | 2.73 | 1.08 | 1.94 | 25.28 | 1.24 | 0.54 | 0 | 0
INTERRUPT GAS | 0.02 | 0.01 | 0 | 0.16 | 0.06 | 0 | 0.08 | 0.4 | 0 | 0.05 | 0.03 | 0.31 | 0.48 | 0.29 | 0.52 | 0.9 | 0.43 | 0.86 | 0.43 | 1.53 | 1.34 | 3.11 | 1.78 | 1.45 | 2.65 | 1.43 | 0.42 | 3.01 | 0.47 | 0.05 | 0 | 0
Polk 3o
POLK #2OIL | 0 | 0 | 0 | 0 | 0 | 0 | 0 | 0 | 0 | 0 | 0 | 0 | 0 | 0 | 0 | 0 | 0 | 0 | 0 | 0 | 0 | 0 | 0 | 0 | 0 | 0 | 0 | 0 | 0 | 0 | 0 | 0
Polk 4
FIRM GAS_FGT | 7.69 | 1.82 | 2.27 | 0.19 | 0.29 | 0.31 | 1.42 | 4.54 | 0.5 | 2.39 | 1.27 | 1.04 | 0.87 | 1.08 | 1.25 | 14.34 | 0.77 | 0.66 | 0.86 | 0.9 | 1.73 | 20.78 | 1.24 | 0.63 | 1.43 | 0.77 | 1.11 | 18.15 | 0.88 | 0.17 | 0 | 0
INTERRUPT GAS | 0.08 | 0 | 0.01 | 0.23 | 0.11 | 0 | 0.09 | 0.35 | 0 | 0.04 | 0 | 0.27 | 0.61 | 0.62 | 0.84 | 1.53 | 0.43 | 1.28 | 0.48 | 1.46 | 1.33 | 2.96 | 2 | 1.33 | 2.83 | 0.92 | 0.51 | 3.77 | 0.25 | 0.12 | 0 | 0
Polk 5
FIRM GAS_FGT | 3.89 | 1.34 | 1.29 | 0.06 | 0.24 | 0.06 | 0.98 | 2.5 | 0.27 | 1.34 | 0.91 | 0.52 | 0.46 | 0.51 | 0.81 | 7.77 | 0.27 | 0.24 | 0.58 | 0.27 | 1.32 | 14.37 | 0.63 | 0.75 | 0.97 | 0.58 | 0.67 | 11.58 | 0.59 | 0.21 | 0 | 0
INTERRUPT GAS | 0 | 0.04 | 0.1 | 0.23 | 0.06 | 0 | 0.13 | 0.5 | 0 | 0.13 | 0.05 | 0.36 | 0.87 | 0.82 | 0.98 | 1.84 | 0.36 | 1.21 | 0.62 | 1.44 | 1.21 | 3.15 | 1.8 | 0.99 | 2.26 | 0.78 | 0.32 | 3.93 | 0.13 | 0.12 | 0 | 0
Polk 2 CC
FIRM GAS_FGT | 5573.49 | 5893.57 | 5225.29 | 6095.17 | 6424.13 | 3366.47 | 3603.23 | 3390.84 | 3578.28 | 3582 | 3857.25 | 4156.79 | 4256.14 | 4223.51 | 4284.56 | 4079.29 | 4679.41 | 4715.69 | 4915.78 | 5371.89 | 5374.81 | 4930.58 | 5288.77 | 5556.38 | 5785.96 | 5365.34 | 2462.85 | 2276.8 | 2403.08 | 2393.66 | 0 | 0
INTERRUPT GAS | 0 | 0 | 0.02 | 0.02 | 0 | 2.16 | 11.1 | 7.05 | 6.48 | 10.54 | 14.88 | 39.79 | 50.69 | 42.12 | 53.44 | 66.37 | 101.57 | 134.44 | 129.4 | 191.39 | 197.39 | 225.58 | 174.11 | 312.53 | 335.46 | 239.12 | 332.91 | 279.99 | 308.14 | 290.99 | 0 | 0
Polk 2 CC DF
FIRM GAS_FGT | 25.93 | 26.37 | 23.12 | 23.08 | 27.6 | 15.38 | 27.26 | 23.76 | 21.2 | 24.13 | 32.45 | 50.92 | 58.56 | 52.64 | 57.86 | 73.85 | 86.72 | 96.01 | 107.45 | 159.43 | 165.61 | 157.67 | 144.82 | 173.43 | 174.56 | 195.09 | 107.8 | 98.51 | 99.94 | 96.14 | 0 | 0
INTERRUPT GAS | 0.94 | 1.29 | 0.97 | 0.63 | 0.73 | 0.56 | 2.7 | 3.04 | 1.81 | 3.03 | 3.88 | 8.87 | 11.93 | 10.26 | 10.91 | 14.84 | 20.83 | 27.68 | 25.77 | 38.91 | 39.45 | 47.46 | 35.55 | 69.89 | 74.7 | 30.54 | 63.84 | 52.05 | 54.85 | 53.33 | 0 | 0
FutAeroCT 1
FIRM GAS_GS | 0 | 0 | 0 | 0 | 0 | 0 | 0 | 0 | 0 | 0 | 0 | 0 | 0 | 0 | 0 | 0 | 0 | 0 | 0 | 0 | 0 | 0 | 0 | 0 | 0 | 0 | 0 | 0 | 0 | 0 | 0 | 0
FIRM GAS_FGT | 0 | 0 | 0 | 0 | 0 | 0 | 0 | 0 | 0 | 0 | 0 | 0 | 0 | 0 | 0 | 0 | 0 | 0 | 0 | 0 | 0 | 0 | 0 | 0 | 0 | 0 | 15.08 | 16.83 | 14.72 | 13.18 | 0 | 0
INTERRUPT GAS | 0 | 0 | 0 | 0 | 0 | 0 | 0 | 0 | 0 | 0 | 0 | 0 | 0 | 0 | 0 | 0 | 0 | 0 | 0 | 0 | 0 | 0 | 0 | 0 | 0 | 0 | 9.87 | 7.55 | 7.51 | 7.51 | 0 | 0
FutAeroCT 2
FIRM GAS_GS | 0 | 0 | 0 | 0 | 0 | 0 | 0 | 0 | 0 | 0 | 0 | 0 | 0 | 0 | 0 | 0 | 0 | 0 | 0 | 0 | 0 | 0 | 0 | 0 | 0 | 0 | 0 | 0 | 0 | 0 | 0 | 0
FIRM GAS_FGT | 0 | 0 | 0 | 0 | 0 | 0 | 0 | 0 | 0 | 0 | 0 | 0 | 0 | 0 | 0 | 0 | 0 | 0 | 0 | 0 | 0 | 0 | 0 | 0 | 0 | 0 | 0 | 0 | 0 | 0 | 0 | 0
INTERRUPT GAS | 0 | 0 | 0 | 0 | 0 | 0 | 0 | 0 | 0 | 0 | 0 | 0 | 0 | 0 | 0 | 0 | 0 | 0 | 0 | 0 | 0 | 0 | 0 | 0 | 0 | 0 | 0 | 0 | 0 | 0 | 0 | 0
FutAeroCT 3
FIRM GAS_GS | 0 | 0 | 0 | 0 | 0 | 0 | 0 | 0 | 0 | 0 | 0 | 0 | 0 | 0 | 0 | 0 | 0 | 0 | 0 | 0 | 0 | 0 | 0 | 0 | 0 | 0 | 0 | 0 | 0 | 0 | 0 | 0
FIRM GAS_FGT | 0 | 0 | 0 | 0 | 0 | 0 | 0 | 0 | 0 | 0 | 0 | 0 | 0 | 0 | 0 | 0 | 0 | 0 | 0 | 0 | 0 | 0 | 0 | 0 | 0 | 0 | 0 | 0 | 0 | 0 | 0 | 0
INTERRUPT GAS | 0 | 0 | 0 | 0 | 0 | 0 | 0 | 0 | 0 | 0 | 0 | 0 | 0 | 0 | 0 | 0 | 0 | 0 | 0 | 0 | 0 | 0 | 0 | 0 | 0 | 0 | 0 | 0 | 0 | 0 | 0 | 0
FutAeroCT 4
FIRM GAS_GS | 0 | 0 | 0 | 0 | 0 | 0 | 0 | 0 | 0 | 0 | 0 | 0 | 0 | 0 | 0 | 0 | 0 | 0 | 0 | 0 | 0 | 0 | 0 | 0 | 0 | 0 | 0 | 0 | 0 | 0 | 0 | 0
FIRM GAS_FGT | 0 | 0 | 0 | 0 | 0 | 0 | 0 | 0 | 0 | 0 | 0 | 0 | 0 | 0 | 0 | 0 | 0 | 0 | 0 | 0 | 0 | 0 | 0 | 0 | 0 | 0 | 0 | 0 | 0 | 0 | 0 | 0
INTERRUPT GAS | 0 | 0 | 0 | 0 | 0 | 0 | 0 | 0 | 0 | 0 | 0 | 0 | 0 | 0 | 0 | 0 | 0 | 0 | 0 | 0 | 0 | 0 | 0 | 0 | 0 | 0 | 0 | 0 | 0 | 0 | 0 | 0
FutAeroCT 5
FIRM GAS_GS | 0 | 0 | 0 | 0 | 0 | 0 | 0 | 0 | 0 | 0 | 0 | 0 | 0 | 0 | 0 | 0 | 0 | 0 | 0 | 0 | 0 | 0 | 0 | 0 | 0 | 0 | 0 | 0 | 0 | 0 | 0 | 0
FIRM GAS_FGT | 0 | 0 | 0 | 0 | 0 | 0 | 0 | 0 | 0 | 0 | 0 | 0 | 0 | 0 | 0 | 0 | 0 | 0 | 0 | 0 | 0 | 0 | 0 | 0 | 0 | 0 | 0 | 0 | 0 | 0 | 0 | 0
INTERRUPT GAS | 0 | 0 | 0 | 0 | 0 | 0 | 0 | 0 | 0 | 0 | 0 | 0 | 0 | 0 | 0 | 0 | 0 | 0 | 0 | 0 | 0 | 0 | 0 | 0 | 0 | 0 | 0 | 0 | 0 | 0 | 0 | 0
FutAeroCT 6
FIRM GAS_GS | 0 | 0 | 0 | 0 | 0 | 0 | 0 | 0 | 0 | 0 | 0 | 0 | 0 | 0 | 0 | 0 | 0 | 0 | 0 | 0 | 0 | 0 | 0 | 0 | 0 | 0 | 0 | 0 | 0 | 0 | 0 | 0
FIRM GAS_FGT | 0 | 0 | 0 | 0 | 0 | 0 | 0 | 0 | 0 | 0 | 0 | 0 | 0 | 0 | 0 | 0 | 0 | 0 | 0 | 0 | 0 | 0 | 0 | 0 | 0 | 0 | 0 | 0 | 0 | 0 | 0 | 0
INTERRUPT GAS | 0 | 0 | 0 | 0 | 0 | 0 | 0 | 0 | 0 | 0 | 0 | 0 | 0 | 0 | 0 | 0 | 0 | 0 | 0 | 0 | 0 | 0 | 0 | 0 | 0 | 0 | 0 | 0 | 0 | 0 | 0 | 0
FutAeroCT 7
FIRM GAS_GS | 0 | 0 | 0 | 0 | 0 | 0 | 0 | 0 | 0 | 0 | 0 | 0 | 0 | 0 | 0 | 0 | 0 | 0 | 0 | 0 | 0 | 0 | 0 | 0 | 0 | 0 | 0 | 0 | 0 | 0 | 0 | 0
FIRM GAS_FGT | 0 | 0 | 0 | 0 | 0 | 0 | 0 | 0 | 0 | 0 | 0 | 0 | 0 | 0 | 0 | 0 | 0 | 0 | 0 | 0 | 0 | 0 | 0 | 0 | 0 | 0 | 0 | 0 | 0 | 0 | 0 | 0
INTERRUPT GAS | 0 | 0 | 0 | 0 | 0 | 0 | 0 | 0 | 0 | 0 | 0 | 0 | 0 | 0 | 0 | 0 | 0 | 0 | 0 | 0 | 0 | 0 | 0 | 0 | 0 | 0 | 0 | 0 | 0 | 0 | 0 | 0
FutAeroCT 8
FIRM GAS_GS | 0 | 0 | 0 | 0 | 0 | 0 | 0 | 0 | 0 | 0 | 0 | 0 | 0 | 0 | 0 | 0 | 0 | 0 | 0 | 0 | 0 | 0 | 0 | 0 | 0 | 0 | 0 | 0 | 0 | 0 | 0 | 0
FIRM GAS_FGT | 0 | 0 | 0 | 0 | 0 | 0 | 0 | 0 | 0 | 0 | 0 | 0 | 0 | 0 | 0 | 0 | 0 | 0 | 0 | 0 | 0 | 0 | 0 | 0 | 0 | 0 | 0 | 0 | 0 | 0 | 0 | 0
INTERRUPT GAS | 0 | 0 | 0 | 0 | 0 | 0 | 0 | 0 | 0 | 0 | 0 | 0 | 0 | 0 | 0 | 0 | 0 | 0 | 0 | 0 | 0 | 0 | 0 | 0 | 0 | 0 | 0 | 0 | 0 | 0 | 0 | 0
FutAeroCT 9
FIRM GAS_GS | 0 | 0 | 0 | 0 | 0 | 0 | 0 | 0 | 0 | 0 | 0 | 0 | 0 | 0 | 0 | 0 | 0 | 0 | 0 | 0 | 0 | 0 | 0 | 0 | 0 | 0 | 0 | 0 | 0 | 0 | 0 | 0
FIRM GAS_FGT | 0 | 0 | 0 | 0 | 0 | 0 | 0 | 0 | 0 | 0 | 0 | 0 | 0 | 0 | 0 | 0 | 0 | 0 | 0 | 0 | 0 | 0 | 0 | 0 | 0 | 0 | 0 | 0 | 0 | 0 | 0 | 0
INTERRUPT GAS | 0 | 0 | 0 | 0 | 0 | 0 | 0 | 0 | 0 | 0 | 0 | 0 | 0 | 0 | 0 | 0 | 0 | 0 | 0 | 0 | 0 | 0 | 0 | 0 | 0 | 0 | 0 | 0 | 0 | 0 | 0 | 0
FutAeroCT 10
FIRM GAS_GS | 0 | 0 | 0 | 0 | 0 | 0 | 0 | 0 | 0 | 0 | 0 | 0 | 0 | 0 | 0 | 0 | 0 | 0 | 0 | 0 | 0 | 0 | 0 | 0 | 0 | 0 | 0 | 0 | 0 | 0 | 0 | 0
FIRM GAS_FGT | 0 | 0 | 0 | 0 | 0 | 0 | 0 | 0 | 0 | 0 | 0 | 0 | 0 | 0 | 0 | 0 | 0 | 0 | 0 | 0 | 0 | 0 | 0 | 0 | 0 | 0 | 0 | 0 | 0 | 0 | 0 | 0
INTERRUPT GAS | 0 | 0 | 0 | 0 | 0 | 0 | 0 | 0 | 0 | 0 | 0 | 0 | 0 | 0 | 0 | 0 | 0 | 0 | 0 | 0 | 0 | 0 | 0 | 0 | 0 | 0 | 0 | 0 | 0 | 0 | 0 | 0
GE 7FA CT1
FIRM GAS_GS | 0 | 0 | 0 | 0 | 0 | 0 | 0 | 0 | 0 | 0 | 0 | 0 | 0 | 0 | 0 | 0 | 0 | 0 | 0 | 0 | 0 | 0 | 0 | 0 | 0 | 0 | 0 | 0 | 0 | 0 | 0 | 0
FIRM GAS_FGT | 0 | 0 | 0 | 0 | 0 | 0 | 0 | 0 | 0 | 0 | 0 | 0 | 0 | 0 | 0 | 0 | 0 | 0 | 0 | 0 | 0 | 0 | 0 | 0 | 0 | 0 | 0 | 0 | 0 | 0 | 0 | 0
INTERRUPT GAS | 0 | 0 | 0 | 0 | 0 | 0 | 0 | 0 | 0 | 0 | 0 | 0 | 0 | 0 | 0 | 0 | 0 | 0 | 0 | 0 | 0 | 0 | 0 | 0 | 0 | 0 | 0 | 0 | 0 | 0 | 0 | 0
GE 7FA CT2
FIRM GAS_GS | 0 | 0 | 0 | 0 | 0 | 0 | 0 | 0 | 0 | 0 | 0 | 0 | 0 | 0 | 0 | 0 | 0 | 0 | 0 | 0 | 0 | 0 | 0 | 0 | 0 | 0 | 0 | 0 | 0 | 0 | 0 | 0
FIRM GAS_FGT | 0 | 0 | 0 | 0 | 0 | 0 | 0 | 0 | 13.93 | 19.2 | 28.45 | 51.95 | 59.16 | 51.17 | 60.26 | 84.66 | 97.13 | 106.7 | 121.52 | 197.4 | 206.34 | 206.9 | 180.53 | 209.86 | 215.03 | 245.76 | 95.45 | 101.37 | 88.17 | 83.39 | 0 | 0
INTERRUPT GAS | 0 | 0 | 0 | 0 | 0 | 0 | 0 | 0 | 2.38 | 4.31 | 6.49 | 14.59 | 18.85 | 14.76 | 17.25 | 26.29 | 33.55 | 43.09 | 41.12 | 63.67 | 62.42 | 77.82 | 56.37 | 112.19 | 120.53 | 51.68 | 117.38 | 87.63 | 97.47 | 91.55 | 0 | 0
GE 7FA CT3
FIRM GAS_GS | 0 | 0 | 0 | 0 | 0 | 0 | 0 | 0 | 0 | 0 | 0 | 0 | 0 | 0 | 0 | 0 | 0 | 0 | 0 | 0 | 0 | 0 | 0 | 0 | 0 | 0 | 0 | 0 | 0 | 0 | 0 | 0
FIRM GAS_FGT | 0 | 0 | 0 | 0 | 0 | 0 | 0 | 0 | 0 | 0 | 0 | 24.95 | 28.44 | 26 | 30.25 | 39.97 | 44.28 | 49.97 | 58.59 | 105.5 | 112.31 | 111.81 | 96.58 | 91.72 | 98.91 | 148.27 | 55.52 | 61.88 | 51.29 | 46.15 | 0 | 0
INTERRUPT GAS | 0 | 0 | 0 | 0 | 0 | 0 | 0 | 0 | 0 | 0 | 0 | 21.5 | 27.41 | 21.36 | 25.02 | 36.67 | 48.41 | 56.59 | 57.42 | 87.61 | 94.3 | 106.91 | 82.75 | 144.14 | 150.11 | 68.31 | 67.39 | 49.88 | 53.44 | 49.05 | 0 | 0
GE 7FA CT4
FIRM GAS_GS | 0 | 0 | 0 | 0 | 0 | 0 | 0 | 0 | 0 | 0 | 0 | 0 | 0 | 0 | 0 | 0 | 0 | 0 | 0 | 0 | 0 | 0 | 0 | 0 | 0 | 0 | 0 | 0 | 0 | 0 | 0 | 0
FIRM GAS_FGT | 0 | 0 | 0 | 0 | 0 | 0 | 0 | 0 | 0 | 0 | 0 | 0 | 0 | 0 | 8.69 | 11.96 | 12.32 | 13.58 | 17.96 | 41.74 | 39.86 | 38.89 | 33.42 | 25.92 | 32.55 | 81.93 | 26.59 | 33.74 | 26.32 | 20.95 | 0 | 0
INTERRUPT GAS | 0 | 0 | 0 | 0 | 0 | 0 | 0 | 0 | 0 | 0 | 0 | 0 | 0 | 0 | 29.28 | 37.58 | 48.41 | 59.12 | 57.98 | 91.08 | 103.85 | 109.54 | 85.67 | 132.19 | 139.55 | 77.65 | 36.62 | 30.45 | 30.29 | 31.65 | 0 | 0
GE 7FA CT5
FIRM GAS_GS | 0 | 0 | 0 | 0 | 0 | 0 | 0 | 0 | 0 | 0 | 0 | 0 | 0 | 0 | 0 | 0 | 0 | 0 | 0 | 0 | 0 | 0 | 0 | 0 | 0 | 0 | 0 | 0 | 0 | 0 | 0 | 0
FIRM GAS_FGT | 0 | 0 | 0 | 0 | 0 | 0 | 0 | 0 | 0 | 0 | 0 | 0 | 0 | 0 | 0 | 0 | 0 | 3.75 | 4.15 | 12.02 | 11.12 | 11.54 | 7.68 | 8.42 | 10.13 | 31.24 | 10.48 | 13.15 | 9.85 | 6.08 | 0 | 0
INTERRUPT GAS | 0 | 0 | 0 | 0 | 0 | 0 | 0 | 0 | 0 | 0 | 0 | 0 | 0 | 0 | 0 | 0 | 0 | 41.74 | 42.49 | 70.63 | 77.34 | 80.84 | 65.6 | 88.45 | 103.42 | 75.98 | 27.46 | 23.53 | 20.91 | 21.01 | 0 | 0
GE 7FA CT6
FIRM GAS_GS | 0 | 0 | 0 | 0 | 0 | 0 | 0 | 0 | 0 | 0 | 0 | 0 | 0 | 0 | 0 | 0 | 0 | 0 | 0 | 0 | 0 | 0 | 0 | 0 | 0 | 0 | 0 | 0 | 0 | 0 | 0 | 0
FIRM GAS_FGT | 0 | 0 | 0 | 0 | 0 | 0 | 0 | 0 | 0 | 0 | 0 | 0 | 0 | 0 | 0 | 0 | 0 | 0 | 0 | 3.12 | 2.96 | 3.08 | 2.18 | 2.42 | 3.27 | 7.74 | 3.86 | 4.88 | 3.9 | 2.01 | 0 | 0
INTERRUPT GAS | 0 | 0 | 0 | 0 | 0 | 0 | 0 | 0 | 0 | 0 | 0 | 0 | 0 | 0 | 0 | 0 | 0 | 0 | 0 | 44.44 | 46.6 | 51.17 | 41.58 | 50.42 | 62.47 | 57.19 | 18.88 | 16.05 | 13.57 | 12.84 | 0 | 0
GE 7FA CT7
FIRM GAS_GS | 0 | 0 | 0 | 0 | 0 | 0 | 0 | 0 | 0 | 0 | 0 | 0 | 0 | 0 | 0 | 0 | 0 | 0 | 0 | 0 | 0 | 0 | 0 | 0 | 0 | 0 | 0 | 0 | 0 | 0 | 0 | 0
FIRM GAS_FGT | 0 | 0 | 0 | 0 | 0 | 0 | 0 | 0 | 0 | 0 | 0 | 0 | 0 | 0 | 0 | 0 | 0 | 0 | 0 | 0 | 0 | 0 | 0 | 0 | 0 | 1.43 | 0.76 | 1.09 | 0.85 | 0.52 | 0 | 0
INTERRUPT GAS | 0 | 0 | 0 | 0 | 0 | 0 | 0 | 0 | 0 | 0 | 0 | 0 | 0 | 0 | 0 | 0 | 0 | 0 | 0 | 0 | 0 | 0 | 0 | 0 | 0 | 23.68 | 10.23 | 12.01 | 8.02 | 7.26 | 0 | 0
GE 7FA CT8
FIRM GAS_GS | 0 | 0 | 0 | 0 | 0 | 0 | 0 | 0 | 0 | 0 | 0 | 0 | 0 | 0 | 0 | 0 | 0 | 0 | 0 | 0 | 0 | 0 | 0 | 0 | 0 | 0 | 0 | 0 | 0 | 0 | 0 | 0
FIRM GAS_FGT | 0 | 0 | 0 | 56.93 | 108.78 | 0 | 0 | 0 | 0 | 0 | 0 | 0 | 0 | 0 | 0 | 0 | 0 | 0 | 0 | 0 | 0 | 0 | 0 | 0 | 0 | 0 | 0 | 0 | 0 | 0 | 0 | 0
INTERRUPT GAS | 0 | 0 | 0 | 3.54 | 3.98 | 0 | 0 | 0 | 0 | 0 | 0 | 0 | 0 | 0 | 0 | 0 | 0 | 0 | 0 | 0 | 0 | 0 | 0 | 0 | 0 | 0 | 0 | 0 | 0 | 0 | 0 | 0
GE 7FA CT9
FIRM GAS_GS | 0 | 0 | 0 | 0 | 0 | 0 | 0 | 0 | 0 | 0 | 0 | 0 | 0 | 0 | 0 | 0 | 0 | 0 | 0 | 0 | 0 | 0 | 0 | 0 | 0 | 0 | 0 | 0 | 0 | 0 | 0 | 0
FIRM GAS_FGT | 0 | 0 | 0 | 20.17 | 43.51 | 0 | 0 | 0 | 0 | 0 | 0 | 0 | 0 | 0 | 0 | 0 | 0 | 0 | 0 | 0 | 0 | 0 | 0 | 0 | 0 | 0 | 0 | 0 | 0 | 0 | 0 | 0
INTERRUPT GAS | 0 | 0 | 0 | 2.71 | 5.77 | 0 | 0 | 0 | 0 | 0 | 0 | 0 | 0 | 0 | 0 | 0 | 0 | 0 | 0 | 0 | 0 | 0 | 0 | 0 | 0 | 0 | 0 | 0 | 0 | 0 | 0 | 0
GE 7FA CT10
FIRM GAS_GS | 0 | 0 | 0 | 0 | 0 | 0 | 0 | 0 | 0 | 0 | 0 | 0 | 0 | 0 | 0 | 0 | 0 | 0 | 0 | 0 | 0 | 0 | 0 | 0 | 0 | 0 | 0 | 0 | 0 | 0 | 0 | 0
FIRM GAS_FGT | 0 | 0 | 0 | 0 | 0 | 0 | 0 | 0 | 0 | 0 | 0 | 0 | 0 | 0 | 0 | 0 | 0 | 0 | 0 | 0 | 0 | 0 | 0 | 0 | 0 | 0 | 0 | 0 | 0 | 0 | 0 | 0
INTERRUPT GAS | 0 | 0 | 0 | 0 | 0 | 0 | 0 | 0 | 0 | 0 | 0 | 0 | 0 | 0 | 0 | 0 | 0 | 0 | 0 | 0 | 0 | 0 | 0 | 0 | 0 | 0 | 0 | 0 | 0 | 0 | 0 | 0
CC 2x1 7FAwDF 1
FIRM GAS_GS | 0 | 0 | 0 | 0 | 0 | 0 | 0 | 0 | 0 | 0 | 0 | 0 | 0 | 0 | 0 | 0 | 0 | 0 | 0 | 0 | 0 | 0 | 0 | 0 | 0 | 0 | 0 | 0 | 0 | 0 | 0 | 0
FIRM GAS_FGT | 0 | 0 | 0 | 0 | 0 | 7438.51 | 7591.1 | 7543.22 | 7395.6 | 7476.77 | 7561.73 | 7673.22 | 7826.31 | 7784.47 | 7752.5 | 7732.81 | 7932.65 | 7918.33 | 7946.42 | 8074.18 | 8095.13 | 8122.5 | 8097.61 | 8414.62 | 8646.25 | 8561.13 | 7645.6 | 7583.22 | 7665.75 | 7677.1 | 0 | 0
INTERRUPT GAS | 0 | 0 | 0 | 0 | 0 | 0.01 | 0 | 0.03 | 0 | 0 | 0.02 | 0.14 | 0.11 | 0.17 | 0.26 | 0.57 | 0.45 | 0.39 | 0.2 | 0.52 | 0.38 | 1.04 | 0.32 | 0.48 | 0.54 | 0 | 70.63 | 67.6 | 65.98 | 70.82 | 0 | 0
CC 2x1 7FAwDF 2
FIRM GAS_GS | 0 | 0 | 0 | 0 | 0 | 0 | 0 | 0 | 0 | 0 | 0 | 0 | 0 | 0 | 0 | 0 | 0 | 0 | 0 | 0 | 0 | 0 | 0 | 0 | 0 | 0 | 0 | 0 | 0 | 0 | 0 | 0
FIRM GAS_FGT | 0 | 0 | 0 | 0 | 0 | 0 | 0 | 0 | 0 | 0 | 0 | 0 | 0 | 0 | 0 | 0 | 0 | 0 | 0 | 0 | 0 | 0 | 0 | 0 | 0 | 0 | 7778.98 | 7765.36 | 7750.55 | 7786.06 | 0 | 0
INTERRUPT GAS | 0 | 0 | 0 | 0 | 0 | 0 | 0 | 0 | 0 | 0 | 0 | 0 | 0 | 0 | 0 | 0 | 0 | 0 | 0 | 0 | 0 | 0 | 0 | 0 | 0 | 0 | 0.12 | 0.01 | 0 | 0 | 0 | 0
CC 2x1 7FAwDF 3
FIRM GAS_GS | 0 | 0 | 0 | 0 | 0 | 0 | 0 | 0 | 0 | 0 | 0 | 0 | 0 | 0 | 0 | 0 | 0 | 0 | 0 | 0 | 0 | 0 | 0 | 0 | 0 | 0 | 0 | 0 | 0 | 0 | 0 | 0
FIRM GAS_FGT | 0 | 0 | 0 | 0 | 0 | 0 | 0 | 0 | 0 | 0 | 0 | 0 | 0 | 0 | 0 | 0 | 0 | 0 | 0 | 0 | 0 | 0 | 0 | 0 | 0 | 2516.89 | 2142.61 | 2145.92 | 2116.53 | 2126.91 | 0 | 0
INTERRUPT GAS | 0 | 0 | 0 | 0 | 0 | 0 | 0 | 0 | 0 | 0 | 0 | 0 | 0 | 0 | 0 | 0 | 0 | 0 | 0 | 0 | 0 | 0 | 0 | 0 | 0 | 1.86 | 282.08 | 217.41 | 236.8 | 225.9 | 0 | 0
CC 2x1 7FAwDF 4
FIRM GAS_GS | 0 | 0 | 0 | 0 | 0 | 0 | 0 | 0 | 0 | 0 | 0 | 0 | 0 | 0 | 0 | 0 | 0 | 0 | 0 | 0 | 0 | 0 | 0 | 0 | 0 | 0 | 0 | 0 | 0 | 0 | 0 | 0
FIRM GAS_FGT | 0 | 0 | 0 | 0 | 0 | 0 | 0 | 0 | 0 | 0 | 0 | 0 | 0 | 0 | 0 | 0 | 0 | 0 | 0 | 0 | 0 | 0 | 0 | 0 | 0 | 0 | 0 | 0 | 0 | 0 | 0 | 0
INTERRUPT GAS | 0 | 0 | 0 | 0 | 0 | 0 | 0 | 0 | 0 | 0 | 0 | 0 | 0 | 0 | 0 | 0 | 0 | 0 | 0 | 0 | 0 | 0 | 0 | 0 | 0 | 0 | 0 | 0 | 0 | 0 | 0 | 0
CC 2x1 7FAwDF 5
FIRM GAS_GS | 0 | 0 | 0 | 0 | 0 | 0 | 0 | 0 | 0 | 0 | 0 | 0 | 0 | 0 | 0 | 0 | 0 | 0 | 0 | 0 | 0 | 0 | 0 | 0 | 0 | 0 | 0 | 0 | 0 | 0 | 0 | 0
FIRM GAS_FGT | 0 | 0 | 0 | 0 | 0 | 0 | 0 | 0 | 0 | 0 | 0 | 0 | 0 | 0 | 0 | 0 | 0 | 0 | 0 | 0 | 0 | 0 | 0 | 0 | 0 | 0 | 0 | 0 | 0 | 0 | 0 | 0
INTERRUPT GAS | 0 | 0 | 0 | 0 | 0 | 0 | 0 | 0 | 0 | 0 | 0 | 0 | 0 | 0 | 0 | 0 | 0 | 0 | 0 | 0 | 0 | 0 | 0 | 0 | 0 | 0 | 0 | 0 | 0 | 0 | 0 | 0
CC 2x1 7FAwDF 6
FIRM GAS_GS | 0 | 0 | 0 | 0 | 0 | 0 | 0 | 0 | 0 | 0 | 0 | 0 | 0 | 0 | 0 | 0 | 0 | 0 | 0 | 0 | 0 | 0 | 0 | 0 | 0 | 0 | 0 | 0 | 0 | 0 | 0 | 0
FIRM GAS_FGT | 0 | 0 | 0 | 0 | 0 | 0 | 0 | 0 | 0 | 0 | 0 | 0 | 0 | 0 | 0 | 0 | 0 | 0 | 0 | 0 | 0 | 0 | 0 | 0 | 0 | 0 | 0 | 0 | 0 | 0 | 0 | 0
INTERRUPT GAS | 0 | 0 | 0 | 0 | 0 | 0 | 0 | 0 | 0 | 0 | 0 | 0 | 0 | 0 | 0 | 0 | 0 | 0 | 0 | 0 | 0 | 0 | 0 | 0 | 0 | 0 | 0 | 0 | 0 | 0 | 0 | 0
CC_Fut_Proxy_07
FIRM GAS_GS | 0 | 0 | 0 | 0 | 0 | 0 | 0 | 0 | 0 | 0 | 0 | 0 | 0 | 0 | 0 | 0 | 0 | 0 | 0 | 0 | 0 | 0 | 0 | 0 | 0 | 0 | 0 | 0 | 0 | 0 | 0 | 0
FIRM GAS_FGT | 0 | 0 | 0 | 0 | 0 | 0 | 0 | 0 | 0 | 0 | 0 | 0 | 0 | 0 | 0 | 0 | 0 | 0 | 0 | 0 | 0 | 0 | 0 | 0 | 0 | 0 | 0 | 0 | 0 | 0 | 0 | 0
INTERRUPT GAS | 0 | 0 | 0 | 0 | 0 | 0 | 0 | 0 | 0 | 0 | 0 | 0 | 0 | 0 | 0 | 0 | 0 | 0 | 0 | 0 | 0 | 0 | 0 | 0 | 0 | 0 | 0 | 0 | 0 | 0 | 0 | 0
CC_Fut_Proxy_08
FIRM GAS_GS | 0 | 0 | 0 | 0 | 0 | 0 | 0 | 0 | 0 | 0 | 0 | 0 | 0 | 0 | 0 | 0 | 0 | 0 | 0 | 0 | 0 | 0 | 0 | 0 | 0 | 0 | 0 | 0 | 0 | 0 | 0 | 0
FIRM GAS_FGT | 0 | 0 | 0 | 0 | 0 | 0 | 0 | 0 | 0 | 0 | 0 | 0 | 0 | 0 | 0 | 0 | 0 | 0 | 0 | 0 | 0 | 0 | 0 | 0 | 0 | 0 | 0 | 0 | 0 | 0 | 0 | 0
INTERRUPT GAS | 0 | 0 | 0 | 0 | 0 | 0 | 0 | 0 | 0 | 0 | 0 | 0 | 0 | 0 | 0 | 0 | 0 | 0 | 0 | 0 | 0 | 0 | 0 | 0 | 0 | 0 | 0 | 0 | 0 | 0 | 0 | 0
CC_Fut_Proxy_09
FIRM GAS_GS | 0 | 0 | 0 | 0 | 0 | 0 | 0 | 0 | 0 | 0 | 0 | 0 | 0 | 0 | 0 | 0 | 0 | 0 | 0 | 0 | 0 | 0 | 0 | 0 | 0 | 0 | 0 | 0 | 0 | 0 | 0 | 0
FIRM GAS_FGT | 0 | 0 | 0 | 0 | 0 | 0 | 0 | 0 | 0 | 0 | 0 | 0 | 0 | 0 | 0 | 0 | 0 | 0 | 0 | 0 | 0 | 0 | 0 | 0 | 0 | 0 | 0 | 0 | 0 | 0 | 0 | 0
INTERRUPT GAS | 0 | 0 | 0 | 0 | 0 | 0 | 0 | 0 | 0 | 0 | 0 | 0 | 0 | 0 | 0 | 0 | 0 | 0 | 0 | 0 | 0 | 0 | 0 | 0 | 0 | 0 | 0 | 0 | 0 | 0 | 0 | 0
CC_Fut_Proxy_10
FIRM GAS_GS | 0 | 0 | 0 | 0 | 0 | 0 | 0 | 0 | 0 | 0 | 0 | 0 | 0 | 0 | 0 | 0 | 0 | 0 | 0 | 0 | 0 | 0 | 0 | 0 | 0 | 0 | 0 | 0 | 0 | 0 | 0 | 0
FIRM GAS_FGT | 0 | 0 | 0 | 0 | 0 | 0 | 0 | 0 | 0 | 0 | 0 | 0 | 0 | 0 | 0 | 0 | 0 | 0 | 0 | 0 | 0 | 0 | 0 | 0 | 0 | 0 | 0 | 0 | 0 | 0 | 0 | 0
INTERRUPT GAS | 0 | 0 | 0 | 0 | 0 | 0 | 0 | 0 | 0 | 0 | 0 | 0 | 0 | 0 | 0 | 0 | 0 | 0 | 0 | 0 | 0 | 0 | 0 | 0 | 0 | 0 | 0 | 0 | 0 | 0 | 0 | 0
Generation and Interchange Power (GWH)
Total Coal | 8381 | 7869.63 | 8870.13 | 7111.42 | 6564.7 | 6273.78 | 5864.12 | 5993.94 | 6467.91 | 6272.92 | 6288.03 | 5717.18 | 5684.58 | 6007.87 | 6212.49 | 6123.18 | 5615.74 | 5641.86 | 5669.66 | 4556.99 | 4528.9 | 4106.72 | 4651.07 | 3144.32 | 2347.3 | 2232.2 | 1943.77 | 2306.6 | 2274.54 | 2293.05 | 0 | 0
Total Natural Gas | 10781.82 | 11308.39 | 10241.44 | 12021.83 | 12679.35 | 5966.24 | 6488.15 | 6699.05 | 6518.62 | 6930.74 | 7127.99 | 7834.15 | 7976.67 | 8006.45 | 8071.83 | 8405.18 | 8952.05 | 9171.57 | 9389.81 | 10066.29 | 10044.09 | 10388.92 | 10025.49 | 11009.05 | 11499.34 | 9273.41 | 3106.72 | 2927.63 | 2984.08 | 2947.93 | 0 | 0
TIA Solar | 0 | 0 | 0 | 0 | 0 | 0 | 0 | 0 | 0 | 0 | 0 | 0 | 0 | 0 | 0 | 0 | 0 | 0 | 0 | 0 | 0 | 0 | 0 | 0 | 0 | 0 | 0 | 0 | 0 | 0 | 0 | 0
Big Bend Solar | 0 | 0 | 0 | 0 | 0 | 0 | 0 | 0 | 0 | 0 | 0 | 0 | 0 | 0 | 0 | 0 | 0 | 0 | 0 | 0 | 0 | 0 | 0 | 0 | 0 | 0 | 0 | 0 | 0 | 0 | 0 | 0
LegoLand Solar | 0 | 0 | 0 | 0 | 0 | 0 | 0 | 0 | 0 | 0 | 0 | 0 | 0 | 0 | 0 | 0 | 0 | 0 | 0 | 0 | 0 | 0 | 0 | 0 | 0 | 0 | 0 | 0 | 0 | 0 | 0 | 0
Future Solar - Proxy1 | 0 | 0 | 0 | 0 | 0 | 0 | 0 | 0 | 0 | 0 | 0 | 0 | 0 | 0 | 0 | 0 | 0 | 0 | 0 | 0 | 0 | 0 | 0 | 0 | 0 | 0 | 0 | 0 | 0 | 0 | 0 | 0
Future Solar - Proxy2 | 0 | 0 | 0 | 0 | 0 | 0 | 0 | 0 | 0 | 0 | 0 | 0 | 0 | 0 | 0 | 0 | 0 | 0 | 0 | 0 | 0 | 0 | 0 | 0 | 0 | 0 | 0 | 0 | 0 | 0 | 0 | 0
Future Solar - Proxy3 | 0 | 0 | 0 | 0 | 0 | 0 | 0 | 0 | 0 | 0 | 0 | 0 | 0 | 0 | 0 | 0 | 0 | 0 | 0 | 0 | 0 | 0 | 0 | 0 | 0 | 0 | 0 | 0 | 0 | 0 | 0 | 0
Future Solar - Proxy4 | 0 | 0 | 0 | 0 | 0 | 0 | 0 | 0 | 0 | 0 | 0 | 0 | 0 | 0 | 0 | 0 | 0 | 0 | 0 | 0 | 0 | 0 | 0 | 0 | 0 | 0 | 0 | 0 | 0 | 0 | 0 | 0
Future Solar - Proxy5 | 0 | 0 | 0 | 0 | 0 | 0 | 0 | 0 | 0 | 0 | 0 | 0 | 0 | 0 | 0 | 0 | 0 | 0 | 0 | 0 | 0 | 0 | 0 | 0 | 0 | 0 | 0 | 0 | 0 | 0 | 0 | 0
Future Solar - Proxy6 | 0 | 0 | 0 | 0 | 0 | 0 | 0 | 0 | 0 | 0 | 0 | 0 | 0 | 0 | 0 | 0 | 0 | 0 | 0 | 0 | 0 | 0 | 0 | 0 | 0 | 0 | 0 | 0 | 0 | 0 | 0 | 0
Future Solar - Proxy7 | 0 | 0 | 0 | 0 | 0 | 0 | 0 | 0 | 0 | 0 | 0 | 0 | 0 | 0 | 0 | 0 | 0 | 0 | 0 | 0 | 0 | 0 | 0 | 0 | 0 | 0 | 0 | 0 | 0 | 0 | 0 | 0
Future Solar - Proxy8 | 0 | 0 | 0 | 0 | 0 | 0 | 0 | 0 | 0 | 0 | 0 | 0 | 0 | 0 | 0 | 0 | 0 | 0 | 0 | 0 | 0 | 0 | 0 | 0 | 0 | 0 | 0 | 0 | 0 | 0 | 0 | 0
Future Solar - Proxy9 | 0 | 0 | 0 | 0 | 0 | 0 | 0 | 0 | 0 | 0 | 0 | 0 | 0 | 0 | 0 | 0 | 0 | 0 | 0 | 0 | 0 | 0 | 0 | 0 | 0 | 0 | 0 | 0 | 0 | 0 | 0 | 0
Future Solar - Proxy10 | 0 | 0 | 0 | 0 | 0 | 0 | 0 | 0 | 0 | 0 | 0 | 0 | 0 | 0 | 0 | 0 | 0 | 0 | 0 | 0 | 0 | 0 | 0 | 0 | 0 | 0 | 0 | 0 | 0 | 0 | 0 | 0
Future Solar - Proxy11 | 0 | 0 | 0 | 0 | 0 | 0 | 0 | 0 | 0 | 0 | 0 | 0 | 0 | 0 | 0 | 0 | 0 | 0 | 0 | 0 | 0 | 0 | 0 | 0 | 0 | 0 | 0 | 0 | 0 | 0 | 0 | 0
Total No. 6 Oil | 0 | 0 | 0 | 0 | 0 | 0 | 0 | 0 | 0 | 0 | 0 | 0 | 0 | 0 | 0 | 0 | 0 | 0 | 0 | 0 | 0 | 0 | 0 | 0 | 0 | 0 | 0 | 0 | 0 | 0 | 0 | 0
Total TEC Generation (GWH) | 19162.82 | 19178.02 | 19111.57 | 19133.25 | 19244.05 | 12240.02 | 12352.27 | 12692.99 | 12986.53 | 13203.66 | 13416.02 | 13551.33 | 13661.25 | 14014.32 | 14284.32 | 14528.36 | 14567.79 | 14813.43 | 15059.47 | 14623.28 | 14572.99 | 14495.64 | 14676.56 | 14153.37 | 13846.64 | 11505.61 | 5050.49 | 5234.23 | 5258.62 | 5240.98 | 0 | 0
Econ/Market Purchase | 0 | 0 | 0 | 0 | 0 | 0 | 0 | 0 | 0 | 0 | 0 | 0 | 0 | 0 | 0 | 0 | 0 | 0 | 0 | 0 | 0 | 0 | 0 | 0 | 0 | 0 | 0 | 0 | 0 | 0 | 0 | 0
Emergency Purchase | 9.17 | 21.44 | 20.1 | 2.83 | 2.29 | 8.34 | 31.87 | 29.6 | 11.2 | 16.47 | 29.68 | 32.18 | 42.02 | 32.91 | 20.3 | 25.58 | 35.03 | 14.88 | 18.08 | 19.38 | 14.4 | 27.82 | 20.42 | 21.97 | 32.18 | 10.58 | 2.75 | 6.16 | 0.74 | 1.42 | 0 | 0
FirmCog_COTWTE | 0 | 0 | 0 | 0 | 0 | 0 | 0 | 0 | 0 | 0 | 0 | 0 | 0 | 0 | 0 | 0 | 0 | 0 | 0 | 0 | 0 | 0 | 0 | 0 | 0 | 0 | 0 | 0 | 0 | 0 | 0 | 0
FirmCog_HCWTE | 0 | 0 | 0 | 0 | 0 | 0 | 0 | 0 | 0 | 0 | 0 | 0 | 0 | 0 | 0 | 0 | 0 | 0 | 0 | 0 | 0 | 0 | 0 | 0 | 0 | 0 | 0 | 0 | 0 | 0 | 0 | 0
FirmCog_Orange | 0 | 0 | 0 | 0 | 0 | 0 | 0 | 0 | 0 | 0 | 0 | 0 | 0 | 0 | 0 | 0 | 0 | 0 | 0 | 0 | 0 | 0 | 0 | 0 | 0 | 0 | 0 | 0 | 0 | 0 | 0 | 0
AsAvailCog_CF_Industries | 0 | 0 | 0 | 0 | 0 | 0 | 0 | 0 | 0 | 0 | 0 | 0 | 0 | 0 | 0 | 0 | 0 | 0 | 0 | 0 | 0 | 0 | 0 | 0 | 0 | 0 | 0 | 0 | 0 | 0 | 0 | 0
AsAvailCog_Millpoint_Mosaic | 0 | 0 | 0 | 0 | 0 | 0 | 0 | 0 | 0 | 0 | 0 | 0 | 0 | 0 | 0 | 0 | 0 | 0 | 0 | 0 | 0 | 0 | 0 | 0 | 0 | 0 | 0 | 0 | 0 | 0 | 0 | 0
AsAvailCog_NewWales_Mosaic | 0 | 0 | 0 | 0 | 0 | 0 | 0 | 0 | 0 | 0 | 0 | 0 | 0 | 0 | 0 | 0 | 0 | 0 | 0 | 0 | 0 | 0 | 0 | 0 | 0 | 0 | 0 | 0 | 0 | 0 | 0 | 0
AsAvailCog_SPierce_Mosaic | 0 | 0 | 0 | 0 | 0 | 0 | 0 | 0 | 0 | 0 | 0 | 0 | 0 | 0 | 0 | 0 | 0 | 0 | 0 | 0 | 0 | 0 | 0 | 0 | 0 | 0 | 0 | 0 | 0 | 0 | 0 | 0
AsAvailCog_Ridgewood_Mosaic | 0 | 0 | 0 | 0 | 0 | 0 | 0 | 0 | 0 | 0 | 0 | 0 | 0 | 0 | 0 | 0 | 0 | 0 | 0 | 0 | 0 | 0 | 0 | 0 | 0 | 0 | 0 | 0 | 0 | 0 | 0 | 0
AsAvailCog_COTWTE | 0 | 0 | 0 | 0 | 0 | 0 | 0 | 0 | 0 | 0 | 0 | 0 | 0 | 0 | 0 | 0 | 0 | 0 | 0 | 0 | 0 | 0 | 0 | 0 | 0 | 0 | 0 | 0 | 0 | 0 | 0 | 0
AsAvailCog_HCWTE | 0 | 0 | 0 | 0 | 0 | 0 | 0 | 0 | 0 | 0 | 0 | 0 | 0 | 0 | 0 | 0 | 0 | 0 | 0 | 0 | 0 | 0 | 0 | 0 | 0 | 0 | 0 | 0 | 0 | 0 | 0 | 0
PASCO_Cogen | 0 | 0 | 0 | 0 | 0 | 0 | 0 | 0 | 0 | 0 | 0 | 0 | 0 | 0 | 0 | 0 | 0 | 0 | 0 | 0 | 0 | 0 | 0 | 0 | 0 | 0 | 0 | 0 | 0 | 0 | 0 | 0
Calpine_Osprey | 0 | 0 | 0 | 0 | 0 | 0 | 0 | 0 | 0 | 0 | 0 | 0 | 0 | 0 | 0 | 0 | 0 | 0 | 0 | 0 | 0 | 0 | 0 | 0 | 0 | 0 | 0 | 0 | 0 | 0 | 0 | 0
Duke_Osprey | 0 | 0 | 0 | 0 | 0 | 0 | 0 | 0 | 0 | 0 | 0 | 0 | 0 | 0 | 0 | 0 | 0 | 0 | 0 | 0 | 0 | 0 | 0 | 0 | 0 | 0 | 0 | 0 | 0 | 0 | 0 | 0
Constellation (Exelon) | 0 | 0 | 0 | 0 | 0 | 0 | 0 | 0 | 0 | 0 | 0 | 0 | 0 | 0 | 0 | 0 | 0 | 0 | 0 | 0 | 0 | 0 | 0 | 0 | 0 | 0 | 0 | 0 | 0 | 0 | 0 | 0
FPL_System_Lambda | 0 | 0 | 0 | 0 | 0 | 0 | 0 | 0 | 0 | 0 | 0 | 0 | 0 | 0 | 0 | 0 | 0 | 0 | 0 | 0 | 0 | 0 | 0 | 0 | 0 | 0 | 0 | 0 | 0 | 0 | 0 | 0
Duke_System | 0 | 0 | 0 | 0 | 0 | 0 | 0 | 0 | 0 | 0 | 0 | 0 | 0 | 0 | 0 | 0 | 0 | 0 | 0 | 0 | 0 | 0 | 0 | 0 | 0 | 0 | 0 | 0 | 0 | 0 | 0 | 0
PPA_Proxy1 | 0 | 0 | 0 | 0 | 0 | 0 | 0 | 0 | 0 | 0 | 0 | 0 | 0 | 0 | 0 | 0 | 0 | 0 | 0 | 0 | 0 | 0 | 0 | 0 | 0 | 0 | 0 | 0 | 0 | 0 | 0 | 0
PPA_Proxy2 | 0 | 0 | 0 | 0 | 0 | 0 | 0 | 0 | 0 | 0 | 0 | 0 | 0 | 0 | 0 | 0 | 0 | 0 | 0 | 0 | 0 | 0 | 0 | 0 | 0 | 0 | 0 | 0 | 0 | 0 | 0 | 0
PPA_Proxy3 | 0 | 0 | 0 | 0 | 0 | 0 | 0 | 0 | 0 | 0 | 0 | 0 | 0 | 0 | 0 | 0 | 0 | 0 | 0 | 0 | 0 | 0 | 0 | 0 | 0 | 0 | 0 | 0 | 0 | 0 | 0 | 0
PPA_Proxy4 | 0 | 0 | 0 | 0 | 0 | 0 | 0 | 0 | 0 | 0 | 0 | 0 | 0 | 0 | 0 | 0 | 0 | 0 | 0 | 0 | 0 | 0 | 0 | 0 | 0 | 0 | 0 | 0 | 0 | 0 | 0 | 0
Total Purchase Generation (GWH) | 9.17 | 21.44 | 20.1 | 2.83 | 2.29 | 8.34 | 31.87 | 29.6 | 11.2 | 16.47 | 29.68 | 32.18 | 42.02 | 32.91 | 20.3 | 25.58 | 35.03 | 14.88 | 18.08 | 19.38 | 14.4 | 27.82 | 20.42 | 21.97 | 32.18 | 10.58 | 2.75 | 6.16 | 0.74 | 1.42 | 0 | 0
Econ/Market Sales | 0 | 0 | 0 | 0 | 0 | 0 | 0 | 0 | 0 | 0 | 0 | 0 | 0 | 0 | 0 | 0 | 0 | 0 | 0 | 0 | 0 | 0 | 0 | 0 | 0 | 0 | 0 | 0 | 0 | 0 | 0 | 0
SecD Sales | 0 | 0 | 0 | 0 | 0 | 0 | 0 | 0 | 0 | 0 | 0 | 0 | 0 | 0 | 0 | 0 | 0 | 0 | 0 | 0 | 0 | 0 | 0 | 0 | 0 | 0 | 0 | 0 | 0 | 0 | 0 | 0
PPA Proxy 1 Sale | 0 | 0 | 0 | 0 | 0 | 0 | 0 | 0 | 0 | 0 | 0 | 0 | 0 | 0 | 0 | 0 | 0 | 0 | 0 | 0 | 0 | 0 | 0 | 0 | 0 | 0 | 0 | 0 | 0 | 0 | 0 | 0
PPA Proxy 2 Sale | 0 | 0 | 0 | 0 | 0 | 0 | 0 | 0 | 0 | 0 | 0 | 0 | 0 | 0 | 0 | 0 | 0 | 0 | 0 | 0 | 0 | 0 | 0 | 0 | 0 | 0 | 0 | 0 | 0 | 0 | 0 | 0
Total Sales (GWH) | 0 | 0 | 0 | 0 | 0 | 0 | 0 | 0 | 0 | 0 | 0 | 0 | 0 | 0 | 0 | 0 | 0 | 0 | 0 | 0 | 0 | 0 | 0 | 0 | 0 | 0 | 0 | 0 | 0 | 0 | 0 | 0
System Generation | 19171.99 | 19199.46 | 19131.67 | 19136.08 | 19246.34 | 12248.36 | 12384.14 | 12722.59 | 12997.73 | 13220.13 | 13445.7 | 13583.51 | 13703.27 | 14047.23 | 14304.62 | 14553.94 | 14602.82 | 14828.31 | 15077.55 | 14642.66 | 14587.39 | 14523.46 | 14696.98 | 14175.34 | 13878.82 | 11516.19 | 5053.24 | 5240.39 | 5259.36 | 5242.4 | 0 | 0
Dump Energy | 0 | 0 | 0 | 0 | -0.03 | 0 | -0.02 | 0 | 0 | 0 | 0 | 0 | 0 | 0 | -0.01 | 0 | -0.01 | 0 | 0 | 0 | -0.02 | -0.01 | 0 | -0.01 | 0 | -0.02 | 0 | 0 | 0 | 0 | 0 | 0
Net Energy For Load Approx. (GWH) | 19171.99 | 19199.46 | 19131.67 | 19136.08 | 19246.31 | 12248.36 | 12384.12 | 12722.59 | 12997.73 | 13220.13 | 13445.7 | 13583.51 | 13703.27 | 14047.23 | 14304.61 | 14553.94 | 14602.81 | 14828.31 | 15077.55 | 14642.66 | 14587.37 | 14523.45 | 14696.98 | 14175.33 | 13878.82 | 11516.17 | 5053.24 | 5240.39 | 5259.36 | 5242.4 | 0 | 0
Power Customers (GWH)
Retail Load | 20498.36 | 20675.33 | 20903.98 | 21141.29 | 21324.42 | 21597.05 | 21883.5 | 22164.51 | 22302.59 | 22607.63 | 22927.79 | 23245.74 | 23533.77 | 23809.81 | 24090.96 | 24377.93 | 24667.96 | 24963.96 | 25266.05 | 25266.02 | 25265.97 | 25266.08 | 25266.08 | 25266.01 | 25266 | 25266.02 | 25266.12 | 25266.02 | 25266.01 | 25266.01 | 0 | 0
PRSale_RCID | 0 | 0 | 0 | 0 | 0 | 0 | 0 | 0 | 0 | 0 | 0 | 0 | 0 | 0 | 0 | 0 | 0 | 0 | 0 | 0 | 0 | 0 | 0 | 0 | 0 | 0 | 0 | 0 | 0 | 0 | 0 | 0
PRSale_StCloud | 0 | 0 | 0 | 0 | 0 | 0 | 0 | 0 | 0 | 0 | 0 | 0 | 0 | 0 | 0 | 0 | 0 | 0 | 0 | 0 | 0 | 0 | 0 | 0 | 0 | 0 | 0 | 0 | 0 | 0 | 0 | 0
PRSale_Wauchula | 0 | 0 | 0 | 0 | 0 | 0 | 0 | 0 | 0 | 0 | 0 | 0 | 0 | 0 | 0 | 0 | 0 | 0 | 0 | 0 | 0 | 0 | 0 | 0 | 0 | 0 | 0 | 0 | 0 | 0 | 0 | 0
Net Energy For Load (GWH) | 20498.36 | 20675.33 | 20903.98 | 21141.29 | 21324.42 | 21597.05 | 21883.5 | 22164.51 | 22302.59 | 22607.63 | 22927.79 | 23245.74 | 23533.77 | 23809.81 | 24090.96 | 24377.93 | 24667.96 | 24963.96 | 25266.05 | 25266.02 | 25265.97 | 25266.08 | 25266.08 | 25266.01 | 25266 | 25266.02 | 25266.12 | 25266.02 | 25266.01 | 25266.01 | 0 | 0
NEL Delta (GWH) | 1326.37 | 1475.87 | 1772.31 | 2005.21 | 2078.11 | 9348.69 | 9499.38 | 9441.92 | 9304.86 | 9387.5 | 9482.09 | 9662.23 | 9830.5 | 9762.58 | 9786.35 | 9823.99 | 10065.15 | 10135.65 | 10188.5 | 10623.36 | 10678.6 | 10742.63 | 10569.1 | 11090.68 | 11387.18 | 13749.85 | 20212.88 | 20025.63 | 20006.65 | 20023.61 | 0 | 0
Unit Fuel Energy (MMBtu x 1000) - "Includes Start Fuel"
Big Bend 1 | 0 | 0 | 0 | 0 | 0 | 0 | 0 | 0 | 0 | 0 | 0 | 0 | 0 | 0 | 0 | 0 | 0 | 0 | 0 | 0 | 0 | 0 | 0 | 0 | 0 | 0 | 0 | 0 | 0 | 0 | 0 | 0
Big Bend 2 | 0 | 0 | 0 | 0 | 0 | 0 | 0 | 0 | 0 | 0 | 0 | 0 | 0 | 0 | 0 | 0 | 0 | 0 | 0 | 0 | 0 | 0 | 0 | 0 | 0 | 0 | 0 | 0 | 0 | 0 | 0 | 0
Big Bend 3 | 0 | 0 | 0 | 0 | 0 | 0 | 0 | 0 | 0 | 0 | 0 | 0 | 0 | 0 | 0 | 0 | 0 | 0 | 0 | 0 | 0 | 0 | 0 | 0 | 0 | 0 | 0 | 0 | 0 | 0 | 0 | 0
Big Bend 4 | 0 | 0 | 0 | 0 | 0 | 0 | 0 | 0 | 0 | 0 | 0 | 0 | 0 | 0 | 0 | 0 | 0 | 0 | 0 | 0 | 0 | 0 | 0 | 0 | 0 | 0 | 0 | 0 | 0 | 0 | 0 | 0
TOTAL Big Bend (MMBtu x 1000) | 0 | 0 | 0 | 0 | 0 | 0 | 0 | 0 | 0 | 0 | 0 | 0 | 0 | 0 | 0 | 0 | 0 | 0 | 0 | 0 | 0 | 0 | 0 | 0 | 0 | 0 | 0 | 0 | 0 | 0 | 0 | 0
Big Bend CT4 | 0 | 0 | 0 | 0 | 0 | 0 | 0 | 0 | 0 | 0 | 0 | 0 | 0 | 0 | 0 | 0 | 0 | 0 | 0 | 0 | 0 | 0 | 0 | 0 | 0 | 0 | 0 | 0 | 0 | 0 | 0 | 0
Big Bend CT4o | 0 | 0 | 0 | 0 | 0 | 0 | 0 | 0 | 0 | 0 | 0 | 0 | 0 | 0 | 0 | 0 | 0 | 0 | 0 | 0 | 0 | 0 | 0 | 0 | 0 | 0 | 0 | 0 | 0 | 0 | 0 | 0
Bayside 1 | 0 | 0 | 0 | 0 | 0 | 0 | 0 | 0 | 0 | 0 | 0 | 0 | 0 | 0 | 0 | 0 | 0 | 0 | 0 | 0 | 0 | 0 | 0 | 0 | 0 | 0 | 0 | 0 | 0 | 0 | 0 | 0
Bayside 2 | 0 | 0 | 0 | 0 | 0 | 0 | 0 | 0 | 0 | 0 | 0 | 0 | 0 | 0 | 0 | 0 | 0 | 0 | 0 | 0 | 0 | 0 | 0 | 0 | 0 | 0 | 0 | 0 | 0 | 0 | 0 | 0
TOTAL Bayside CC (MMBtu x 1000) | 0 | 0 | 0 | 0 | 0 | 0 | 0 | 0 | 0 | 0 | 0 | 0 | 0 | 0 | 0 | 0 | 0 | 0 | 0 | 0 | 0 | 0 | 0 | 0 | 0 | 0 | 0 | 0 | 0 | 0 | 0 | 0
Bayside 3 | 0 | 0 | 0 | 0 | 0 | 0 | 0 | 0 | 0 | 0 | 0 | 0 | 0 | 0 | 0 | 0 | 0 | 0 | 0 | 0 | 0 | 0 | 0 | 0 | 0 | 0 | 0 | 0 | 0 | 0 | 0 | 0
Bayside 4 | 0 | 0 | 0 | 0 | 0 | 0 | 0 | 0 | 0 | 0 | 0 | 0 | 0 | 0 | 0 | 0 | 0 | 0 | 0 | 0 | 0 | 0 | 0 | 0 | 0 | 0 | 0 | 0 | 0 | 0 | 0 | 0
Bayside 5 | 0 | 0 | 0 | 0 | 0 | 0 | 0 | 0 | 0 | 0 | 0 | 0 | 0 | 0 | 0 | 0 | 0 | 0 | 0 | 0 | 0 | 0 | 0 | 0 | 0 | 0 | 0 | 0 | 0 | 0 | 0 | 0
Bayside 6 | 0 | 0 | 0 | 0 | 0 | 0 | 0 | 0 | 0 | 0 | 0 | 0 | 0 | 0 | 0 | 0 | 0 | 0 | 0 | 0 | 0 | 0 | 0 | 0 | 0 | 0 | 0 | 0 | 0 | 0 | 0 | 0
Polk 1 | 0 | 0 | 0 | 0 | 0 | 0 | 0 | 0 | 0 | 0 | 0 | 0 | 0 | 0 | 0 | 0 | 0 | 0 | 0 | 0 | 0 | 0 | 0 | 0 | 0 | 0 | 0 | 0 | 0 | 0 | 0 | 0
Polk 1g | 0 | 0 | 0 | 0 | 0 | 0 | 0 | 0 | 0 | 0 | 0 | 0 | 0 | 0 | 0 | 0 | 0 | 0 | 0 | 0 | 0 | 0 | 0 | 0 | 0 | 0 | 0 | 0 | 0 | 0 | 0 | 0
Polk 2 | 0 | 0 | 0 | 0 | 0 | 0 | 0 | 0 | 0 | 0 | 0 | 0 | 0 | 0 | 0 | 0 | 0 | 0 | 0 | 0 | 0 | 0 | 0 | 0 | 0 | 0 | 0 | 0 | 0 | 0 | 0 | 0
Polk 2o | 0 | 0 | 0 | 0 | 0 | 0 | 0 | 0 | 0 | 0 | 0 | 0 | 0 | 0 | 0 | 0 | 0 | 0 | 0 | 0 | 0 | 0 | 0 | 0 | 0 | 0 | 0 | 0 | 0 | 0 | 0 | 0
Polk 3 | 0 | 0 | 0 | 0 | 0 | 0 | 0 | 0 | 0 | 0 | 0 | 0 | 0 | 0 | 0 | 0 | 0 | 0 | 0 | 0 | 0 | 0 | 0 | 0 | 0 | 0 | 0 | 0 | 0 | 0 | 0 | 0
Polk 3o | 0 | 0 | 0 | 0 | 0 | 0 | 0 | 0 | 0 | 0 | 0 | 0 | 0 | 0 | 0 | 0 | 0 | 0 | 0 | 0 | 0 | 0 | 0 | 0 | 0 | 0 | 0 | 0 | 0 | 0 | 0 | 0
Polk 4 | 0 | 0 | 0 | 0 | 0 | 0 | 0 | 0 | 0 | 0 | 0 | 0 | 0 | 0 | 0 | 0 | 0 | 0 | 0 | 0 | 0 | 0 | 0 | 0 | 0 | 0 | 0 | 0 | 0 | 0 | 0 | 0
Polk 5 | 0 | 0 | 0 | 0 | 0 | 0 | 0 | 0 | 0 | 0 | 0 | 0 | 0 | 0 | 0 | 0 | 0 | 0 | 0 | 0 | 0 | 0 | 0 | 0 | 0 | 0 | 0 | 0 | 0 | 0 | 0 | 0
Polk 2 CC | 0 | 0 | 0 | 0 | 0 | 0 | 0 | 0 | 0 | 0 | 0 | 0 | 0 | 0 | 0 | 0 | 0 | 0 | 0 | 0 | 0 | 0 | 0 | 0 | 0 | 0 | 0 | 0 | 0 | 0 | 0 | 0
Polk 2 CC DF | 0 | 0 | 0 | 0 | 0 | 0 | 0 | 0 | 0 | 0 | 0 | 0 | 0 | 0 | 0 | 0 | 0 | 0 | 0 | 0 | 0 | 0 | 0 | 0 | 0 | 0 | 0 | 0 | 0 | 0 | 0 | 0
TOTAL Polk (MMBtu x 1000) | 0 | 0 | 0 | 0 | 0 | 0 | 0 | 0 | 0 | 0 | 0 | 0 | 0 | 0 | 0 | 0 | 0 | 0 | 0 | 0 | 0 | 0 | 0 | 0 | 0 | 0 | 0 | 0 | 0 | 0 | 0 | 0
Phillips 1 (No.2 Oil Excluded) | 0 | 0 | 0 | 0 | 0 | 0 | 0 | 0 | 0 | 0 | 0 | 0 | 0 | 0 | 0 | 0 | 0 | 0 | 0 | 0 | 0 | 0 | 0 | 0 | 0 | 0 | 0 | 0 | 0 | 0 | 0 | 0
Phillips 2 (No.2 Oil Excluded) | 0 | 0 | 0 | 0 | 0 | 0 | 0 | 0 | 0 | 0 | 0 | 0 | 0 | 0 | 0 | 0 | 0 | 0 | 0 | 0 | 0 | 0 | 0 | 0 | 0 | 0 | 0 | 0 | 0 | 0 | 0 | 0
TOTAL Phillips (MMBtu x 1000) | 0 | 0 | 0 | 0 | 0 | 0 | 0 | 0 | 0 | 0 | 0 | 0 | 0 | 0 | 0 | 0 | 0 | 0 | 0 | 0 | 0 | 0 | 0 | 0 | 0 | 0 | 0 | 0 | 0 | 0 | 0 | 0
City of Tampa | 0 | 0 | 0 | 0 | 0 | 0 | 0 | 0 | 0 | 0 | 0 | 0 | 0 | 0 | 0 | 0 | 0 | 0 | 0 | 0 | 0 | 0 | 0 | 0 | 0 | 0 | 0 | 0 | 0 | 0 | 0 | 0
FutAeroCT1 | 0 | 0 | 0 | 0 | 0 | 0 | 0 | 0 | 0 | 0 | 0 | 0 | 0 | 0 | 0 | 0 | 0 | 0 | 0 | 0 | 0 | 0 | 0 | 0 | 0 | 0 | 0 | 0 | 0 | 0 | 0 | 0
FutAeroCT2 | 0 | 0 | 0 | 0 | 0 | 0 | 0 | 0 | 0 | 0 | 0 | 0 | 0 | 0 | 0 | 0 | 0 | 0 | 0 | 0 | 0 | 0 | 0 | 0 | 0 | 0 | 0 | 0 | 0 | 0 | 0 | 0
FutAeroCT3 | 0 | 0 | 0 | 0 | 0 | 0 | 0 | 0 | 0 | 0 | 0 | 0 | 0 | 0 | 0 | 0 | 0 | 0 | 0 | 0 | 0 | 0 | 0 | 0 | 0 | 0 | 0 | 0 | 0 | 0 | 0 | 0
FutAeroCT4 | 0 | 0 | 0 | 0 | 0 | 0 | 0 | 0 | 0 | 0 | 0 | 0 | 0 | 0 | 0 | 0 | 0 | 0 | 0 | 0 | 0 | 0 | 0 | 0 | 0 | 0 | 0 | 0 | 0 | 0 | 0 | 0
FutAeroCT5 | 0 | 0 | 0 | 0 | 0 | 0 | 0 | 0 | 0 | 0 | 0 | 0 | 0 | 0 | 0 | 0 | 0 | 0 | 0 | 0 | 0 | 0 | 0 | 0 | 0 | 0 | 0 | 0 | 0 | 0 | 0 | 0
FutAeroCT6 | 0 | 0 | 0 | 0 | 0 | 0 | 0 | 0 | 0 | 0 | 0 | 0 | 0 | 0 | 0 | 0 | 0 | 0 | 0 | 0 | 0 | 0 | 0 | 0 | 0 | 0 | 0 | 0 | 0 | 0 | 0 | 0
FutAeroCT7 | 0 | 0 | 0 | 0 | 0 | 0 | 0 | 0 | 0 | 0 | 0 | 0 | 0 | 0 | 0 | 0 | 0 | 0 | 0 | 0 | 0 | 0 | 0 | 0 | 0 | 0 | 0 | 0 | 0 | 0 | 0 | 0
FutAeroCT8 | 0 | 0 | 0 | 0 | 0 | 0 | 0 | 0 | 0 | 0 | 0 | 0 | 0 | 0 | 0 | 0 | 0 | 0 | 0 | 0 | 0 | 0 | 0 | 0 | 0 | 0 | 0 | 0 | 0 | 0 | 0 | 0
FutAeroCT9 | 0 | 0 | 0 | 0 | 0 | 0 | 0 | 0 | 0 | 0 | 0 | 0 | 0 | 0 | 0 | 0 | 0 | 0 | 0 | 0 | 0 | 0 | 0 | 0 | 0 | 0 | 0 | 0 | 0 | 0 | 0 | 0
FutAeroCT10 | 0 | 0 | 0 | 0 | 0 | 0 | 0 | 0 | 0 | 0 | 0 | 0 | 0 | 0 | 0 | 0 | 0 | 0 | 0 | 0 | 0 | 0 | 0 | 0 | 0 | 0 | 0 | 0 | 0 | 0 | 0 | 0
Total Expansion Aero CT | 0 | 0 | 0 | 0 | 0 | 0 | 0 | 0 | 0 | 0 | 0 | 0 | 0 | 0 | 0 | 0 | 0 | 0 | 0 | 0 | 0 | 0 | 0 | 0 | 0 | 0 | 0 | 0 | 0 | 0 | 0 | 0
GE_7FA_CT1 | 0 | 0 | 0 | 0 | 0 | 0 | 0 | 0 | 0 | 0 | 0 | 0 | 0 | 0 | 0 | 0 | 0 | 0 | 0 | 0 | 0 | 0 | 0 | 0 | 0 | 0 | 0 | 0 | 0 | 0 | 0 | 0
GE_7FA_CT2 | 0 | 0 | 0 | 0 | 0 | 0 | 0 | 0 | 0 | 0 | 0 | 0 | 0 | 0 | 0 | 0 | 0 | 0 | 0 | 0 | 0 | 0 | 0 | 0 | 0 | 0 | 0 | 0 | 0 | 0 | 0 | 0
GE_7FA_CT3 | 0 | 0 | 0 | 0 | 0 | 0 | 0 | 0 | 0 | 0 | 0 | 0 | 0 | 0 | 0 | 0 | 0 | 0 | 0 | 0 | 0 | 0 | 0 | 0 | 0 | 0 | 0 | 0 | 0 | 0 | 0 | 0
GE_7FA_CT4 | 0 | 0 | 0 | 0 | 0 | 0 | 0 | 0 | 0 | 0 | 0 | 0 | 0 | 0 | 0 | 0 | 0 | 0 | 0 | 0 | 0 | 0 | 0 | 0 | 0 | 0 | 0 | 0 | 0 | 0 | 0 | 0
GE_7FA_CT5 | 0 | 0 | 0 | 0 | 0 | 0 | 0 | 0 | 0 | 0 | 0 | 0 | 0 | 0 | 0 | 0 | 0 | 0 | 0 | 0 | 0 | 0 | 0 | 0 | 0 | 0 | 0 | 0 | 0 | 0 | 0 | 0
GE_7FA_CT6 | 0 | 0 | 0 | 0 | 0 | 0 | 0 | 0 | 0 | 0 | 0 | 0 | 0 | 0 | 0 | 0 | 0 | 0 | 0 | 0 | 0 | 0 | 0 | 0 | 0 | 0 | 0 | 0 | 0 | 0 | 0 | 0
GE_7FA_CT7 | 0 | 0 | 0 | 0 | 0 | 0 | 0 | 0 | 0 | 0 | 0 | 0 | 0 | 0 | 0 | 0 | 0 | 0 | 0 | 0 | 0 | 0 | 0 | 0 | 0 | 0 | 0 | 0 | 0 | 0 | 0 | 0
GE_7FA_CT8 | 0 | 0 | 0 | 0 | 0 | 0 | 0 | 0 | 0 | 0 | 0 | 0 | 0 | 0 | 0 | 0 | 0 | 0 | 0 | 0 | 0 | 0 | 0 | 0 | 0 | 0 | 0 | 0 | 0 | 0 | 0 | 0
GE_7FA_CT9 | 0 | 0 | 0 | 0 | 0 | 0 | 0 | 0 | 0 | 0 | 0 | 0 | 0 | 0 | 0 | 0 | 0 | 0 | 0 | 0 | 0 | 0 | 0 | 0 | 0 | 0 | 0 | 0 | 0 | 0 | 0 | 0
GE_7FA_CT10 | 0 | 0 | 0 | 0 | 0 | 0 | 0 | 0 | 0 | 0 | 0 | 0 | 0 | 0 | 0 | 0 | 0 | 0 | 0 | 0 | 0 | 0 | 0 | 0 | 0 | 0 | 0 | 0 | 0 | 0 | 0 | 0
Total Expansion 7FA CT | 0 | 0 | 0 | 0 | 0 | 0 | 0 | 0 | 0 | 0 | 0 | 0 | 0 | 0 | 0 | 0 | 0 | 0 | 0 | 0 | 0 | 0 | 0 | 0 | 0 | 0 | 0 | 0 | 0 | 0 | 0 | 0
CC 2x1 7FAwDF 1 | 0 | 0 | 0 | 0 | 0 | 0 | 0 | 0 | 0 | 0 | 0 | 0 | 0 | 0 | 0 | 0 | 0 | 0 | 0 | 0 | 0 | 0 | 0 | 0 | 0 | 0 | 0 | 0 | 0 | 0 | 0 | 0
CC 2x1 7FAwDF 2 | 0 | 0 | 0 | 0 | 0 | 0 | 0 | 0 | 0 | 0 | 0 | 0 | 0 | 0 | 0 | 0 | 0 | 0 | 0 | 0 | 0 | 0 | 0 | 0 | 0 | 0 | 0 | 0 | 0 | 0 | 0 | 0
CC 2x1 7FAwDF 3 | 0 | 0 | 0 | 0 | 0 | 0 | 0 | 0 | 0 | 0 | 0 | 0 | 0 | 0 | 0 | 0 | 0 | 0 | 0 | 0 | 0 | 0 | 0 | 0 | 0 | 0 | 0 | 0 | 0 | 0 | 0 | 0
CC 2x1 7FAwDF 4 | 0 | 0 | 0 | 0 | 0 | 0 | 0 | 0 | 0 | 0 | 0 | 0 | 0 | 0 | 0 | 0 | 0 | 0 | 0 | 0 | 0 | 0 | 0 | 0 | 0 | 0 | 0 | 0 | 0 | 0 | 0 | 0
CC 2x1 7FAwDF 5 | 0 | 0 | 0 | 0 | 0 | 0 | 0 | 0 | 0 | 0 | 0 | 0 | 0 | 0 | 0 | 0 | 0 | 0 | 0 | 0 | 0 | 0 | 0 | 0 | 0 | 0 | 0 | 0 | 0 | 0 | 0 | 0
CC 2x1 7FAwDF 6 | 0 | 0 | 0 | 0 | 0 | 0 | 0 | 0 | 0 | 0 | 0 | 0 | 0 | 0 | 0 | 0 | 0 | 0 | 0 | 0 | 0 | 0 | 0 | 0 | 0 | 0 | 0 | 0 | 0 | 0 | 0 | 0
CC_Fut_Proxy_07 | 0 | 0 | 0 | 0 | 0 | 0 | 0 | 0 | 0 | 0 | 0 | 0 | 0 | 0 | 0 | 0 | 0 | 0 | 0 | 0 | 0 | 0 | 0 | 0 | 0 | 0 | 0 | 0 | 0 | 0 | 0 | 0
CC_Fut_Proxy_08 | 0 | 0 | 0 | 0 | 0 | 0 | 0 | 0 | 0 | 0 | 0 | 0 | 0 | 0 | 0 | 0 | 0 | 0 | 0 | 0 | 0 | 0 | 0 | 0 | 0 | 0 | 0 | 0 | 0 | 0 | 0 | 0
CC_Fut_Proxy_09 | 0 | 0 | 0 | 0 | 0 | 0 | 0 | 0 | 0 | 0 | 0 | 0 | 0 | 0 | 0 | 0 | 0 | 0 | 0 | 0 | 0 | 0 | 0 | 0 | 0 | 0 | 0 | 0 | 0 | 0 | 0 | 0
CC_Fut_Proxy_10 | 0 | 0 | 0 | 0 | 0 | 0 | 0 | 0 | 0 | 0 | 0 | 0 | 0 | 0 | 0 | 0 | 0 | 0 | 0 | 0 | 0 | 0 | 0 | 0 | 0 | 0 | 0 | 0 | 0 | 0 | 0 | 0
Total Expansion CC | 0 | 0 | 0 | 0 | 0 | 0 | 0 | 0 | 0 | 0 | 0 | 0 | 0 | 0 | 0 | 0 | 0 | 0 | 0 | 0 | 0 | 0 | 0 | 0 | 0 | 0 | 0 | 0 | 0 | 0 | 0 | 0
Future Unit Proxy | 0 | 0 | 0 | 0 | 0 | 0 | 0 | 0 | 0 | 0 | 0 | 0 | 0 | 0 | 0 | 0 | 0 | 0 | 0 | 0 | 0 | 0 | 0 | 0 | 0 | 0 | 0 | 0 | 0 | 0 | 0 | 0
Detailed Unit Fuel Energy (MMBTU x 1000) - "Start Fuels Included"
Big Bend 1
BB_#2OIL | 0 | 0 | 0 | 0 | 0 | 0 | 0 | 0 | 0 | 0 | 0 | 0 | 0 | 0 | 0 | 0 | 0 | 0 | 0 | 0 | 0 | 0 | 0 | 0 | 0 | 0 | 0 | 0 | 0 | 0 | 0 | 0
BB1_COAL_BLEND | 10777.42 | 8185.68 | 8029.43 | 996.36 | 0 | 0 | 0 | 0 | 0 | 0 | 0 | 0 | 0 | 0 | 0 | 0 | 0 | 0 | 0 | 0 | 0 | 0 | 0 | 0 | 0 | 0 | 0 | 0 | 0 | 0 | 0 | 0
BB_COAL_STDLOW | 0 | 0 | 0 | 0 | 0 | 0 | 0 | 0 | 0 | 0 | 0 | 0 | 0 | 0 | 0 | 0 | 0 | 0 | 0 | 0 | 0 | 0 | 0 | 0 | 0 | 0 | 0 | 0 | 0 | 0 | 0 | 0
BB_COAL_PREMIUM | 0 | 0 | 0 | 0 | 0 | 0 | 0 | 0 | 0 | 0 | 0 | 0 | 0 | 0 | 0 | 0 | 0 | 0 | 0 | 0 | 0 | 0 | 0 | 0 | 0 | 0 | 0 | 0 | 0 | 0 | 0 | 0
BB_COAL_STDHIGH | 0 | 0 | 0 | 0 | 0 | 0 | 0 | 0 | 0 | 0 | 0 | 0 | 0 | 0 | 0 | 0 | 0 | 0 | 0 | 0 | 0 | 0 | 0 | 0 | 0 | 0 | 0 | 0 | 0 | 0 | 0 | 0
BB_COAL_LOWSULFUR | 0 | 0 | 0 | 0 | 0 | 0 | 0 | 0 | 0 | 0 | 0 | 0 | 0 | 0 | 0 | 0 | 0 | 0 | 0 | 0 | 0 | 0 | 0 | 0 | 0 | 0 | 0 | 0 | 0 | 0 | 0 | 0
BB_COAL_1 | 0 | 0 | 0 | 0 | 0 | 0 | 0 | 0 | 0 | 0 | 0 | 0 | 0 | 0 | 0 | 0 | 0 | 0 | 0 | 0 | 0 | 0 | 0 | 0 | 0 | 0 | 0 | 0 | 0 | 0 | 0 | 0
BB_COAL_2 | 0 | 0 | 0 | 0 | 0 | 0 | 0 | 0 | 0 | 0 | 0 | 0 | 0 | 0 | 0 | 0 | 0 | 0 | 0 | 0 | 0 | 0 | 0 | 0 | 0 | 0 | 0 | 0 | 0 | 0 | 0 | 0
BB_PETCOKE | 0 | 0 | 0 | 0 | 0 | 0 | 0 | 0 | 0 | 0 | 0 | 0 | 0 | 0 | 0 | 0 | 0 | 0 | 0 | 0 | 0 | 0 | 0 | 0 | 0 | 0 | 0 | 0 | 0 | 0 | 0 | 0
FIRM GAS_GS | 0 | 0 | 0 | 0 | 0 | 0 | 0 | 0 | 0 | 0 | 0 | 0 | 0 | 0 | 0 | 0 | 0 | 0 | 0 | 0 | 0 | 0 | 0 | 0 | 0 | 0 | 0 | 0 | 0 | 0 | 0 | 0
INTERRUPT GAS | 0 | 0 | 0 | 0 | 0 | 0 | 0 | 0 | 0 | 0 | 0 | 0 | 0 | 0 | 0 | 0 | 0 | 0 | 0 | 0 | 0 | 0 | 0 | 0 | 0 | 0 | 0 | 0 | 0 | 0 | 0 | 0
FIRM GAS_GS (Start Up) | 20.07 | 19.6 | 23.82 | 4.69 | 0 | 0 | 0 | 0 | 0 | 0 | 0 | 0 | 0 | 0 | 0 | 0 | 0 | 0 | 0 | 0 | 0 | 0 | 0 | 0 | 0 | 0 | 0 | 0 | 0 | 0 | 0 | 0
INTERRUPT GAS (Start Up) | 258.5 | 216.76 | 234.16 | 26.21 | 0 | 0 | 0 | 0 | 0 | 0 | 0 | 0 | 0 | 0 | 0 | 0 | 0 | 0 | 0 | 0 | 0 | 0 | 0 | 0 | 0 | 0 | 0 | 0 | 0 | 0 | 0 | 0
Big Bend 2
BB_#2OIL | 0 | 0 | 0 | 0 | 0 | 0 | 0 | 0 | 0 | 0 | 0 | 0 | 0 | 0 | 0 | 0 | 0 | 0 | 0 | 0 | 0 | 0 | 0 | 0 | 0 | 0 | 0 | 0 | 0 | 0 | 0 | 0
BB2_COAL_BLEND | 17440.8 | 15266 | 17084.11 | 7049.34 | 0 | 0 | 0 | 0 | 0 | 0 | 0 | 0 | 0 | 0 | 0 | 0 | 0 | 0 | 0 | 0 | 0 | 0 | 0 | 0 | 0 | 0 | 0 | 0 | 0 | 0 | 0 | 0
BB_COAL_STDLOW | 0 | 0 | 0 | 0 | 0 | 0 | 0 | 0 | 0 | 0 | 0 | 0 | 0 | 0 | 0 | 0 | 0 | 0 | 0 | 0 | 0 | 0 | 0 | 0 | 0 | 0 | 0 | 0 | 0 | 0 | 0 | 0
BB_COAL_PREMIUM | 0 | 0 | 0 | 0 | 0 | 0 | 0 | 0 | 0 | 0 | 0 | 0 | 0 | 0 | 0 | 0 | 0 | 0 | 0 | 0 | 0 | 0 | 0 | 0 | 0 | 0 | 0 | 0 | 0 | 0 | 0 | 0
BB_COAL_STDHIGH | 0 | 0 | 0 | 0 | 0 | 0 | 0 | 0 | 0 | 0 | 0 | 0 | 0 | 0 | 0 | 0 | 0 | 0 | 0 | 0 | 0 | 0 | 0 | 0 | 0 | 0 | 0 | 0 | 0 | 0 | 0 | 0
BB_COAL_LOWSULFUR | 0 | 0 | 0 | 0 | 0 | 0 | 0 | 0 | 0 | 0 | 0 | 0 | 0 | 0 | 0 | 0 | 0 | 0 | 0 | 0 | 0 | 0 | 0 | 0 | 0 | 0 | 0 | 0 | 0 | 0 | 0 | 0
BB_COAL_1 | 0 | 0 | 0 | 0 | 0 | 0 | 0 | 0 | 0 | 0 | 0 | 0 | 0 | 0 | 0 | 0 | 0 | 0 | 0 | 0 | 0 | 0 | 0 | 0 | 0 | 0 | 0 | 0 | 0 | 0 | 0 | 0
BB_COAL_2 | 0 | 0 | 0 | 0 | 0 | 0 | 0 | 0 | 0 | 0 | 0 | 0 | 0 | 0 | 0 | 0 | 0 | 0 | 0 | 0 | 0 | 0 | 0 | 0 | 0 | 0 | 0 | 0 | 0 | 0 | 0 | 0
BB_PETCOKE | 0 | 0 | 0 | 0 | 0 | 0 | 0 | 0 | 0 | 0 | 0 | 0 | 0 | 0 | 0 | 0 | 0 | 0 | 0 | 0 | 0 | 0 | 0 | 0 | 0 | 0 | 0 | 0 | 0 | 0 | 0 | 0
FIRM GAS_GS | 0 | 0 | 0 | 0 | 0 | 0 | 0 | 0 | 0 | 0 | 0 | 0 | 0 | 0 | 0 | 0 | 0 | 0 | 0 | 0 | 0 | 0 | 0 | 0 | 0 | 0 | 0 | 0 | 0 | 0 | 0 | 0
INTERRUPT GAS | 0 | 0 | 0 | 0 | 0 | 0 | 0 | 0 | 0 | 0 | 0 | 0 | 0 | 0 | 0 | 0 | 0 | 0 | 0 | 0 | 0 | 0 | 0 | 0 | 0 | 0 | 0 | 0 | 0 | 0 | 0 | 0
FIRM GAS_GS (Start Up) | 10.47 | 18.65 | 16.41 | 11.38 | 0 | 0 | 0 | 0 | 0 | 0 | 0 | 0 | 0 | 0 | 0 | 0 | 0 | 0 | 0 | 0 | 0 | 0 | 0 | 0 | 0 | 0 | 0 | 0 | 0 | 0 | 0 | 0
INTERRUPT GAS (Start Up) | 258.33 | 258.39 | 268.87 | 109.11 | 0 | 0 | 0 | 0 | 0 | 0 | 0 | 0 | 0 | 0 | 0 | 0 | 0 | 0 | 0 | 0 | 0 | 0 | 0 | 0 | 0 | 0 | 0 | 0 | 0 | 0 | 0 | 0
Big Bend 3
BB_#2OIL | 0 | 0 | 0 | 0 | 0 | 0 | 0 | 0 | 0 | 0 | 0 | 0 | 0 | 0 | 0 | 0 | 0 | 0 | 0 | 0 | 0 | 0 | 0 | 0 | 0 | 0 | 0 | 0 | 0 | 0 | 0 | 0
BB3_COAL_BLEND | 21239.81 | 20075.07 | 23624.68 | 23294.29 | 24055.97 | 23832.46 | 23919.31 | 19294.64 | 23619.94 | 23514.8 | 22945.92 | 22968.43 | 18814 | 23774.17 | 23650.19 | 23298.71 | 22798.76 | 19470.63 | 23194.51 | 22400.02 | 22581.54 | 23162.14 | 23216.44 | 8187.93 | 0 | 0 | 0 | 0 | 0 | 0 | 0 | 0
BB_COAL_STDLOW | 0 | 0 | 0 | 0 | 0 | 0 | 0 | 0 | 0 | 0 | 0 | 0 | 0 | 0 | 0 | 0 | 0 | 0 | 0 | 0 | 0 | 0 | 0 | 0 | 0 | 0 | 0 | 0 | 0 | 0 | 0 | 0
BB_COAL_PREMIUM | 0 | 0 | 0 | 0 | 0 | 0 | 0 | 0 | 0 | 0 | 0 | 0 | 0 | 0 | 0 | 0 | 0 | 0 | 0 | 0 | 0 | 0 | 0 | 0 | 0 | 0 | 0 | 0 | 0 | 0 | 0 | 0
BB_COAL_STDHIGH | 0 | 0 | 0 | 0 | 0 | 0 | 0 | 0 | 0 | 0 | 0 | 0 | 0 | 0 | 0 | 0 | 0 | 0 | 0 | 0 | 0 | 0 | 0 | 0 | 0 | 0 | 0 | 0 | 0 | 0 | 0 | 0
BB_COAL_LOWSULFUR | 0 | 0 | 0 | 0 | 0 | 0 | 0 | 0 | 0 | 0 | 0 | 0 | 0 | 0 | 0 | 0 | 0 | 0 | 0 | 0 | 0 | 0 | 0 | 0 | 0 | 0 | 0 | 0 | 0 | 0 | 0 | 0
BB_COAL_1 | 0 | 0 | 0 | 0 | 0 | 0 | 0 | 0 | 0 | 0 | 0 | 0 | 0 | 0 | 0 | 0 | 0 | 0 | 0 | 0 | 0 | 0 | 0 | 0 | 0 | 0 | 0 | 0 | 0 | 0 | 0 | 0
BB_COAL_2 | 0 | 0 | 0 | 0 | 0 | 0 | 0 | 0 | 0 | 0 | 0 | 0 | 0 | 0 | 0 | 0 | 0 | 0 | 0 | 0 | 0 | 0 | 0 | 0 | 0 | 0 | 0 | 0 | 0 | 0 | 0 | 0
BB_PETCOKE | 0 | 0 | 0 | 0 | 0 | 0 | 0 | 0 | 0 | 0 | 0 | 0 | 0 | 0 | 0 | 0 | 0 | 0 | 0 | 0 | 0 | 0 | 0 | 0 | 0 | 0 | 0 | 0 | 0 | 0 | 0 | 0
FIRM GAS_GS | 0 | 0 | 0 | 0 | 0 | 0 | 0 | 0 | 0 | 0 | 0 | 0 | 0 | 0 | 0 | 0 | 0 | 0 | 0 | 0 | 0 | 0 | 0 | 0 | 0 | 0 | 0 | 0 | 0 | 0 | 0 | 0
INTERRUPT GAS | 0 | 0 | 0 | 0 | 0 | 0 | 0 | 0 | 0 | 0 | 0 | 0 | 0 | 0 | 0 | 0 | 0 | 0 | 0 | 0 | 0 | 0 | 0 | 0 | 0 | 0 | 0 | 0 | 0 | 0 | 0 | 0
FIRM GAS_GS (Start Up) | 14.11 | 9.78 | 10.05 | 6.22 | 5.83 | 56.59 | 55.34 | 45.01 | 50.47 | 47.14 | 57.76 | 55.48 | 57.56 | 44.18 | 56.79 | 45.44 | 48.76 | 46.39 | 46.22 | 44.31 | 37.84 | 25.79 | 37.6 | 16.8 | 0 | 0 | 0 | 0 | 0 | 0 | 0 | 0
INTERRUPT GAS (Start Up) | 287.64 | 174.56 | 227.34 | 246.1 | 235.16 | 187.48 | 192.34 | 161.47 | 193.61 | 209.29 | 230.08 | 243.18 | 200.42 | 226.68 | 228.99 | 239.32 | 262.25 | 200.78 | 248.32 | 270.83 | 283.47 | 275.96 | 262.09 | 83.1 | 0 | 0 | 0 | 0 | 0 | 0 | 0 | 0
Big Bend 4
BB_#2OIL | 0 | 0 | 0 | 0 | 0 | 0 | 0 | 0 | 0 | 0 | 0 | 0 | 0 | 0 | 0 | 0 | 0 | 0 | 0 | 0 | 0 | 0 | 0 | 0 | 0 | 0 | 0 | 0 | 0 | 0 | 0 | 0
BB4_COAL_BLEND | 25438.98 | 23224.9 | 28492.01 | 28143.86 | 27843.87 | 25648.06 | 22073.07 | 26833.88 | 27401.36 | 26995.58 | 27402.59 | 20427.65 | 24451.33 | 23664.13 | 25057.3 | 24674.85 | 20552.46 | 23449.94 | 25109.58 | 24862.48 | 24386.34 | 19379.58 | 24946.6 | 24484.75 | 24459.72 | 23291.01 | 20251.84 | 24034.61 | 23748.65 | 23907.22 | 0 | 0
BB_COAL_STDLOW | 0 | 0 | 0 | 0 | 0 | 0 | 0 | 0 | 0 | 0 | 0 | 0 | 0 | 0 | 0 | 0 | 0 | 0 | 0 | 0 | 0 | 0 | 0 | 0 | 0 | 0 | 0 | 0 | 0 | 0 | 0 | 0
BB_COAL_PREMIUM | 0 | 0 | 0 | 0 | 0 | 0 | 0 | 0 | 0 | 0 | 0 | 0 | 0 | 0 | 0 | 0 | 0 | 0 | 0 | 0 | 0 | 0 | 0 | 0 | 0 | 0 | 0 | 0 | 0 | 0 | 0 | 0
BB_COAL_STDHIGH | 0 | 0 | 0 | 0 | 0 | 0 | 0 | 0 | 0 | 0 | 0 | 0 | 0 | 0 | 0 | 0 | 0 | 0 | 0 | 0 | 0 | 0 | 0 | 0 | 0 | 0 | 0 | 0 | 0 | 0 | 0 | 0
BB_COAL_LOWSULFUR | 0 | 0 | 0 | 0 | 0 | 0 | 0 | 0 | 0 | 0 | 0 | 0 | 0 | 0 | 0 | 0 | 0 | 0 | 0 | 0 | 0 | 0 | 0 | 0 | 0 | 0 | 0 | 0 | 0 | 0 | 0 | 0
BB_COAL_1 | 0 | 0 | 0 | 0 | 0 | 0 | 0 | 0 | 0 | 0 | 0 | 0 | 0 | 0 | 0 | 0 | 0 | 0 | 0 | 0 | 0 | 0 | 0 | 0 | 0 | 0 | 0 | 0 | 0 | 0 | 0 | 0
BB_COAL_2 | 0 | 0 | 0 | 0 | 0 | 0 | 0 | 0 | 0 | 0 | 0 | 0 | 0 | 0 | 0 | 0 | 0 | 0 | 0 | 0 | 0 | 0 | 0 | 0 | 0 | 0 | 0 | 0 | 0 | 0 | 0 | 0
BB_PETCOKE | 0 | 0 | 0 | 0 | 0 | 0 | 0 | 0 | 0 | 0 | 0 | 0 | 0 | 0 | 0 | 0 | 0 | 0 | 0 | 0 | 0 | 0 | 0 | 0 | 0 | 0 | 0 | 0 | 0 | 0 | 0 | 0
FIRM GAS_GS | 0 | 0 | 0 | 0 | 0 | 0 | 0 | 0 | 0 | 0 | 0 | 0 | 0 | 0 | 0 | 0 | 0 | 0 | 0 | 0 | 0 | 0 | 0 | 0 | 0 | 0 | 0 | 0 | 0 | 0 | 0 | 0
INTERRUPT GAS | 0 | 0 | 0 | 0 | 0 | 0 | 0 | 0 | 0 | 0 | 0 | 0 | 0 | 0 | 0 | 0 | 0 | 0 | 0 | 0 | 0 | 0 | 0 | 0 | 0 | 0 | 0 | 0 | 0 | 0 | 0 | 0
FIRM GAS_GS (Start Up) | 7.27 | 7.88 | 9.03 | 6.03 | 3.24 | 37.51 | 43.84 | 41.63 | 37.17 | 40.92 | 41.1 | 47.88 | 58.32 | 51.77 | 50.64 | 43.64 | 39.24 | 46.72 | 36.12 | 37.19 | 39.54 | 24.92 | 34.96 | 26.47 | 24.41 | 52.74 | 153.29 | 188.48 | 188.21 | 184.2 | 0 | 0
INTERRUPT GAS (Start Up) | 262.04 | 170.29 | 206.21 | 221.05 | 222.3 | 164.86 | 136.39 | 181.33 | 172.41 | 176.38 | 187.02 | 200.83 | 237.25 | 264.92 | 243.9 | 248.84 | 213.07 | 281.29 | 251.21 | 259.92 | 267.36 | 256.23 | 274 | 279.4 | 289.7 | 275.27 | 103.14 | 129.75 | 128.47 | 123.21 | 0 | 0
BigBend CT4
FIRM GAS_GS | 14.66 | 4.81 | 1.31 | 2.59 | 3.35 | 1.64 | 6.72 | 7.14 | 3.77 | 6.99 | 12.64 | 8.55 | 16.08 | 7.94 | 16.87 | 34.49 | 26.04 | 39.95 | 30.67 | 60.53 | 79.85 | 59.29 | 50.11 | 74.58 | 78.34 | 281.62 | 683.15 | 604.32 | 569.69 | 553.2 | 0 | 0
INTERRUPT GAS | 67.94 | 71.84 | 64.8 | 17.9 | 22.95 | 20.43 | 69.17 | 67.28 | 32.05 | 47.55 | 60.81 | 118.13 | 134.67 | 113.45 | 102.27 | 143.16 | 178.1 | 179.2 | 162.52 | 293.75 | 296.38 | 390.06 | 254.52 | 567.23 | 590.99 | 465.22 | 5.47 | 7.3 | 5.02 | 5.94 | 0 | 0
BigBend CT4
BB_#2OIL | 0 | 0 | 0 | 0 | 0 | 0 | 0 | 0 | 0 | 0 | 0 | 0 | 0 | 0 | 0 | 0 | 0 | 0 | 0 | 0 | 0 | 0 | 0 | 0 | 0 | 0 | 0 | 0 | 0 | 0 | 0 | 0
Bayside 1
FIRM GAS_GS | 13524.1 | 14818.63 | 14864.23 | 15410.26 | 13967.69 | 11184.09 | 9845.98 | 12063.66 | 10741.19 | 10488.27 | 11138.59 | 11269.46 | 10816.51 | 11290 | 9952.44 | 12102.74 | 11186.65 | 11158.4 | 11251.3 | 9872.2 | 11545.7 | 11858.74 | 11456.38 | 11581.4 | 12039.25 | 2819.77 | 0 | 0 | 0 | 0 | 0 | 0
FIRM GAS_FGT | 7116.54 | 7866.7 | 7121.34 | 8662.08 | 8785.74 | 2544.04 | 2683.03 | 3199.63 | 2852.47 | 3059.04 | 3128.48 | 3593.69 | 3494.39 | 3644.9 | 3327.69 | 4334.64 | 4123.82 | 4247.35 | 4488.64 | 4778.35 | 5308.06 | 6035.75 | 5212.32 | 5869.92 | 6364.5 | 1085.66 | 0 | 0 | 0 | 0 | 0 | 0
INTERRUPT GAS | 2.41 | 3.16 | 1.64 | 3.18 | 4.43 | 6.56 | 27.69 | 24.75 | 9.8 | 22.17 | 26.16 | 67.65 | 94.57 | 74.79 | 98.73 | 131 | 197.58 | 287.45 | 278.56 | 546.04 | 539.27 | 720.72 | 494.65 | 1153.68 | 1214.59 | 57.2 | 0 | 0 | 0 | 0 | 0 | 0
Bayside 2
FIRM GAS_GS | 3760.52 | 2397.36 | 2134.85 | 2326.05 | 4517.1 | 2428.52 | 3726.05 | 2914.48 | 3331.5 | 4448.77 | 3307.94 | 3507.56 | 3704.95 | 3807.24 | 4884.29 | 3288.07 | 3929.01 | 4087.98 | 4233.47 | 5610.5 | 3706.32 | 4756.67 | 4294.78 | 4782.27 | 4591.04 | 11013.33 | 0 | 0 | 0 | 0 | 0 | 0
FIRM GAS_FGT | 13098.86 | 14711.49 | 12762.24 | 16964.31 | 18023.58 | 3218.64 | 4759.1 | 5636.49 | 4814.02 | 6114.34 | 6037.89 | 7125.81 | 7256.78 | 7364.59 | 7519.76 | 8368.14 | 8302.11 | 8285.35 | 8698.83 | 9015.28 | 8284.14 | 10287.31 | 9060.9 | 8554.96 | 9043.94 | 9154.21 | 0 | 0 | 0 | 0 | 0 | 0
INTERRUPT GAS | 32.67 | 48.9 | 51.37 | 41.77 | 49.61 | 18.52 | 73.7 | 64.73 | 40.12 | 64.03 | 81.31 | 169.08 | 214.63 | 215.7 | 213.76 | 280 | 563.05 | 772.88 | 786.53 | 1401.73 | 1445.73 | 1922.71 | 1372.38 | 3108.82 | 3334.52 | 810.28 | 0 | 0 | 0 | 0 | 0 | 0
Bayside 3
FIRM GAS_GS | 12.07 | 2.38 | 2.17 | 2.41 | 2.39 | 11.4 | 41.55 | 44.38 | 28.29 | 37.01 | 63.46 | 102.18 | 134.71 | 107.2 | 116.26 | 135.66 | 157.33 | 144.72 | 144.24 | 163.2 | 158.56 | 158.87 | 150.42 | 129.31 | 164.39 | 176.96 | 144.73 | 136.26 | 121.19 | 131 | 0 | 0
FIRM GAS_FGT | 24.42 | 55.59 | 54.33 | 9.22 | 12.88 | 14.25 | 28.47 | 25.56 | 10.69 | 18.82 | 11.97 | 18 | 15.91 | 17.26 | 12.12 | 20.59 | 22.8 | 16.27 | 25.29 | 30.66 | 32 | 36.94 | 31.04 | 22.48 | 20.85 | 15.25 | 1.89 | 2.56 | 2.06 | 2.23 | 0 | 0
INTERRUPT GAS | 4.94 | 6.68 | 4.62 | 2.78 | 6.52 | 1.18 | 13.41 | 13.84 | 5.74 | 13.71 | 14.89 | 34.96 | 45.94 | 38.31 | 36.65 | 55.11 | 85.94 | 102.44 | 107.7 | 180.33 | 176.85 | 232.87 | 170.87 | 294.08 | 281.13 | 26.06 | 6.49 | 5.32 | 5.25 | 5.56 | 0 | 0
Bayside 4
FIRM GAS_GS | 10.9 | 3.12 | 2.05 | 1.73 | 1.63 | 8.23 | 32.85 | 35.59 | 20.72 | 28.05 | 42.5 | 68.01 | 88.08 | 69.06 | 70.06 | 80.81 | 93.05 | 80.02 | 78.53 | 82.43 | 76.77 | 84.44 | 80.12 | 62.86 | 91.09 | 83.07 | 76.13 | 73.72 | 65.47 | 63.81 | 0 | 0
FIRM GAS_FGT | 17.44 | 49.84 | 45.93 | 7.82 | 6.96 | 12.52 | 23.43 | 23.74 | 9.66 | 13.41 | 15.61 | 13.77 | 13.09 | 13.45 | 6.46 | 11.52 | 11.33 | 6.52 | 10.5 | 14.58 | 14.41 | 17.1 | 14.88 | 12.31 | 10.65 | 8.61 | 1.12 | 1.57 | 1.35 | 1.27 | 0 | 0
INTERRUPT GAS | 5.02 | 7.11 | 5.86 | 3.19 | 6.8 | 1.67 | 14.91 | 15.31 | 6.01 | 13.94 | 17.88 | 41.07 | 52.66 | 40.07 | 41.69 | 55.89 | 86.08 | 86.83 | 86.16 | 136.02 | 130.46 | 162.06 | 124.13 | 201.51 | 201.05 | 40.36 | 4.39 | 3.97 | 3.53 | 3.41 | 0 | 0
Bayside 5
FIRM GAS_GS | 18.16 | 6.09 | 3.02 | 3.6 | 3.77 | 14.35 | 48.55 | 54.85 | 36.13 | 46.78 | 83.68 | 130.76 | 164.13 | 132.35 | 154.84 | 202.01 | 214.73 | 229.32 | 214.23 | 257.85 | 273.55 | 247.95 | 244.03 | 209.36 | 255.09 | 336.17 | 368.71 | 354.99 | 326.75 | 323.5 | 0 | 0
FIRM GAS_FGT | 56.7 | 78.16 | 75.66 | 21.4 | 30.34 | 21.49 | 48.7 | 50.4 | 21.89 | 40.03 | 31.22 | 42.27 | 42.93 | 42.56 | 38.28 | 64.85 | 68.53 | 59.71 | 82.32 | 96.69 | 100.12 | 105.81 | 102.34 | 86.32 | 70.42 | 64.63 | 4.01 | 5.52 | 3.86 | 4.08 | 0 | 0
INTERRUPT GAS | 3.8 | 5.11 | 3.79 | 3.25 | 7.33 | 1.55 | 8.97 | 11.63 | 5.48 | 13.68 | 16.16 | 44.82 | 60.49 | 53.79 | 50.53 | 80.27 | 115.26 | 159.5 | 170.8 | 304.68 | 299.62 | 381.87 | 284.72 | 487.3 | 477.12 | 52.98 | 12.52 | 11.07 | 11.09 | 10.57 | 0 | 0
Bayside 6
FIRM GAS_GS | 14.96 | 5.06 | 2.69 | 2.85 | 2.79 | 12.56 | 44.8 | 50.58 | 33.28 | 42.54 | 73.24 | 120.1 | 153.97 | 119.31 | 138.09 | 170.9 | 193.09 | 194.84 | 187.41 | 218.52 | 224.5 | 210.45 | 204.84 | 169.25 | 218.7 | 261.16 | 237.95 | 222.89 | 210.26 | 213.69 | 0 | 0
FIRM GAS_FGT | 40.48 | 69.01 | 64.25 | 15 | 18.77 | 17.41 | 38.67 | 36.11 | 15.56 | 27.83 | 19.56 | 27.92 | 27.01 | 25.61 | 23.65 | 41.06 | 41.63 | 33.68 | 50.55 | 57.03 | 60.36 | 68.75 | 60.49 | 48.98 | 40.13 | 30.78 | 2.62 | 3.73 | 2.89 | 2.99 | 0 | 0
INTERRUPT GAS | 3.72 | 5.53 | 4.53 | 3.3 | 7.91 | 1.34 | 11.74 | 13.37 | 6.1 | 15.29 | 16.64 | 42.81 | 56.96 | 49.32 | 47.24 | 70.81 | 107.8 | 142.97 | 147.76 | 254.02 | 248.2 | 323.49 | 235.15 | 404.8 | 393.95 | 35.45 | 9.21 | 7.59 | 7.7 | 7.28 | 0 | 0
Polk 1
POLK_COALLOW | 2710.67 | 3187.04 | 3186.81 | 2884.15 | 3213.28 | 3095.93 | 2936.76 | 3183.1 | 3192.59 | 2893.69 | 2950.53 | 3173.04 | 3141.64 | 2971.36 | 3136.48 | 3109.07 | 2973.18 | 3126.87 | 2099.19 | 0 | 0 | 0 | 0 | 0 | 0 | 0 | 0 | 0 | 0 | 0 | 0 | 0
POLK_COAL_1 | 0 | 0 | 0 | 0 | 0 | 0 | 0 | 0 | 0 | 0 | 0 | 0 | 0 | 0 | 0 | 0 | 0 | 0 | 0 | 0 | 0 | 0 | 0 | 0 | 0 | 0 | 0 | 0 | 0 | 0 | 0 | 0
POLK_COAL_2 | 0 | 0 | 0 | 0 | 0 | 0 | 0 | 0 | 0 | 0 | 0 | 0 | 0 | 0 | 0 | 0 | 0 | 0 | 0 | 0 | 0 | 0 | 0 | 0 | 0 | 0 | 0 | 0 | 0 | 0 | 0 | 0
POLK PETCOKE | 10576.93 | 12435.73 | 12434.81 | 11253.85 | 12538.11 | 12080.2 | 11459.12 | 12420.34 | 12457.36 | 11291.08 | 11512.88 | 12381.1 | 12258.56 | 11594.13 | 12238.45 | 12131.47 | 11601.22 | 12200.95 | 8190.97 | 0 | 0 | 0 | 0 | 0 | 0 | 0 | 0 | 0 | 0 | 0 | 0 | 0
PROPANE | 0 | 0 | 0 | 0 | 0 | 0 | 0 | 0 | 0 | 0 | 0 | 0 | 0 | 0 | 0 | 0 | 0 | 0 | 0 | 0 | 0 | 0 | 0 | 0 | 0 | 0 | 0 | 0 | 0 | 0 | 0 | 0
POLK #2OIL | 0 | 0 | 0 | 0 | 0 | 0 | 0 | 0 | 0 | 0 | 0 | 0 | 0 | 0 | 0 | 0 | 0 | 0 | 0 | 0 | 0 | 0 | 0 | 0 | 0 | 0 | 0 | 0 | 0 | 0 | 0 | 0
POLK 1 FIRM Gas_FGT | 150.84 | 133.56 | 135.72 | 140.76 | 122.4 | 136.44 | 133.92 | 133.92 | 130.32 | 133.92 | 123.12 | 136.44 | 141.48 | 137.16 | 147.6 | 152.64 | 133.2 | 149.04 | 86.04 | 0 | 0 | 0 | 0 | 0 | 0 | 0 | 0 | 0 | 0 | 0 | 0 | 0
POLK 1 INTERRUPT Gas | 0 | 0 | 0 | 0 | 0 | 0 | 0 | 0 | 0 | 0 | 0 | 0 | 0 | 0 | 0 | 0 | 0 | 0 | 0 | 0 | 0 | 0 | 0 | 0 | 0 | 0 | 0 | 0 | 0 | 0 | 0 | 0
Polk 1g
POLK 1g FIRM Gas_FGT | 1120.72 | 727.37 | 890.64 | 1288.55 | 1754.89 | 673.12 | 830.07 | 1236.29 | 832.73 | 1352.33 | 1080.27 | 1422.59 | 1541.76 | 1466.04 | 1722.09 | 2283.33 | 1819.1 | 2075.38 | 1377.17 | 0 | 0 | 0 | 0 | 0 | 0 | 0 | 0 | 0 | 0 | 0 | 0 | 0
POLK 1g INTERRUPT Gas | 16.34 | 17.59 | 23.18 | 22.58 | 18.77 | 16.62 | 18.15 | 38.81 | 27.4 | 60.12 | 76.88 | 145.12 | 208.03 | 176.37 | 204.99 | 244.92 | 354.14 | 457.3 | 262.7 | 0 | 0 | 0 | 0 | 0 | 0 | 0 | 0 | 0 | 0 | 0 | 0 | 0
Polk 2
FIRM GAS_FGT | 260.61 | 42.81 | 23.24 | 15.22 | 16.93 | 6.99 | 26.93 | 44.57 | 12.5 | 75.9 | 23.7 | 21.74 | 25.5 | 29.72 | 32.44 | 237.86 | 24.52 | 23.06 | 28.05 | 25.73 | 31.71 | 360.71 | 39.73 | 24.09 | 40.76 | 19.71 | 28.33 | 343.56 | 17.51 | 8.41 | 0 | 0
INTERRUPT GAS | 0.1 | 0.72 | 0.06 | 0.93 | 1.18 | 0 | 0.08 | 2.19 | 0.01 | 0.17 | 0.29 | 2.34 | 3.73 | 1.93 | 5.97 | 9.57 | 8.39 | 8.89 | 2.81 | 14.65 | 17.76 | 28.33 | 22.35 | 16.56 | 31.94 | 20.34 | 8.08 | 29.37 | 6.8 | 2.19 | 0 | 0
Polk 2o
POLK #2OIL | 0 | 0 | 0 | 0 | 0 | 0 | 0 | 0 | 0 | 0 | 0 | 0 | 0 | 0 | 0 | 0 | 0 | 0 | 0 | 0 | 0 | 0 | 0 | 0 | 0 | 0 | 0 | 0 | 0 | 0 | 0 | 0
Polk 3
FIRM GAS_FGT | 156.41 | 33 | 43.4 | 8.76 | 8.69 | 4.49 | 19.18 | 76.93 | 7.98 | 47.94 | 20.26 | 12.52 | 17.85 | 20.55 | 22.51 | 207.48 | 14.33 | 14.97 | 18.73 | 17.88 | 30.12 | 326.15 | 22.51 | 12.01 | 30.23 | 11.89 | 21.35 | 280.06 | 13.6 | 6.05 | 0 | 0
INTERRUPT GAS | 0.23 | 0.21 | 0.02 | 1.85 | 0.7 | 0 | 0.91 | 4.74 | 0.01 | 0.62 | 0.41 | 3.51 | 5.44 | 3.28 | 5.89 | 10.6 | 4.96 | 9.89 | 4.92 | 17.34 | 15.14 | 35.74 | 20.18 | 16.51 | 30.03 | 16.17 | 4.7 | 33.82 | 5.31 | 0.62 | 0 | 0
Polk 3o
POLK #2OIL | 0 | 0 | 0 | 0 | 0 | 0 | 0 | 0 | 0 | 0 | 0 | 0 | 0 | 0 | 0 | 0 | 0 | 0 | 0 | 0 | 0 | 0 | 0 | 0 | 0 | 0 | 0 | 0 | 0 | 0 | 0 | 0
Polk 4
FIRM GAS_FGT | 86.4 | 20.52 | 25.72 | 2.18 | 3.27 | 3.5 | 15.82 | 51.56 | 5.63 | 26.84 | 14.13 | 11.64 | 9.6 | 12.04 | 13.92 | 160.86 | 8.71 | 7.31 | 9.59 | 10.04 | 19.33 | 231.77 | 13.64 | 6.98 | 15.69 | 8.34 | 12.11 | 199.28 | 9.57 | 1.91 | 0 | 0
INTERRUPT GAS | 0.84 | 0.07 | 0.12 | 2.64 | 1.26 | 0 | 1.01 | 4.07 | 0.01 | 0.53 | 0.09 | 2.98 | 6.91 | 7.06 | 9.54 | 17.31 | 4.89 | 14.42 | 5.37 | 16.48 | 14.99 | 33.69 | 22.54 | 15.09 | 31.9 | 10.4 | 5.55 | 41.98 | 2.85 | 1.31 | 0 | 0
Polk 5
FIRM GAS_FGT | 43.55 | 15.14 | 14.38 | 0.71 | 2.69 | 0.65 | 10.93 | 27.92 | 3.08 | 14.88 | 10.11 | 5.8 | 5.09 | 5.69 | 8.98 | 86.34 | 3.06 | 2.83 | 6.42 | 3.03 | 14.58 | 159.15 | 6.9 | 8.18 | 10.5 | 6.28 | 7.29 | 126.41 | 6.36 | 2.23 | 0 | 0
INTERRUPT GAS | 0.02 | 0.45 | 1.14 | 2.62 | 0.67 | 0 | 1.52 | 5.65 | 0.02 | 1.49 | 0.63 | 4.07 | 9.74 | 9.29 | 11.03 | 20.69 | 4.13 | 13.66 | 6.97 | 16.19 | 13.7 | 35.41 | 20.24 | 11.21 | 25.38 | 8.76 | 3.51 | 43.42 | 1.55 | 1.38 | 0 | 0
Polk 2 CC
FIRM GAS_FGT | 37556.85 | 39708.2 | 35207.76 | 41068.53 | 43287.03 | 22759.3 | 24351.17 | 22902.74 | 24180.72 | 24193.43 | 26058.54 | 28069.88 | 28740.95 | 28521.63 | 28936.96 | 27543.64 | 31595.8 | 31844.85 | 33191.35 | 36273.6 | 36294.78 | 33287.9 | 35708.49 | 37520.54 | 39065.36 | 36240.86 | 16710.75 | 15444.46 | 16309.84 | 16245.71 | 0 | 0
INTERRUPT GAS | 0.03 | 0 | 0.13 | 0.13 | 0.08 | 14.62 | 74.87 | 47.66 | 43.73 | 71.03 | 100.36 | 268.22 | 341.73 | 283.95 | 360.23 | 447.37 | 684.81 | 906.06 | 872.04 | 1290 | 1330.64 | 1519.81 | 1173.75 | 2105.88 | 2260.95 | 1611.81 | 2299.35 | 1934.76 | 2129.53 | 2014.09 | 0 | 0
Polk 2 CC DF
FIRM GAS_FGT | 213.67 | 217.62 | 190.93 | 190.3 | 227.7 | 126.72 | 224.99 | 196.18 | 174.94 | 199.14 | 267.65 | 420.56 | 483.74 | 434.75 | 477.75 | 609.64 | 716.56 | 793.16 | 887.58 | 1316.85 | 1367.28 | 1303.32 | 1196.45 | 1432.95 | 1441.97 | 1611.81 | 890.11 | 813.69 | 824.76 | 793.77 | 0 | 0
INTERRUPT GAS | 7.79 | 10.65 | 8.06 | 5.18 | 6.02 | 4.65 | 22.3 | 25.09 | 14.96 | 25.04 | 31.97 | 73.23 | 98.46 | 84.64 | 90.03 | 122.42 | 171.97 | 228.56 | 212.69 | 321.23 | 325.75 | 392.1 | 293.45 | 577.48 | 616.99 | 252.31 | 527.8 | 430.32 | 453.43 | 440.82 | 0 | 0
FutAeroCT 1
FIRM GAS_GS | 0 | 0 | 0 | 0 | 0 | 0 | 0 | 0 | 0 | 0 | 0 | 0 | 0 | 0 | 0 | 0 | 0 | 0 | 0 | 0 | 0 | 0 | 0 | 0 | 0 | 0 | 0 | 0 | 0 | 0 | 0 | 0
FIRM GAS_FGT | 0 | 0 | 0 | 0 | 0 | 0 | 0 | 0 | 0 | 0 | 0 | 0 | 0 | 0 | 0 | 0 | 0 | 0 | 0 | 0 | 0 | 0 | 0 | 0 | 0 | 0 | 162.9 | 181.72 | 158.94 | 142.34 | 0 | 0
INTERRUPT GAS | 0 | 0 | 0 | 0 | 0 | 0 | 0 | 0 | 0 | 0 | 0 | 0 | 0 | 0 | 0 | 0 | 0 | 0 | 0 | 0 | 0 | 0 | 0 | 0 | 0 | 0 | 106.58 | 81.53 | 81.06 | 81.1 | 0 | 0
FutAeroCT 2
FIRM GAS_GS | 0 | 0 | 0 | 0 | 0 | 0 | 0 | 0 | 0 | 0 | 0 | 0 | 0 | 0 | 0 | 0 | 0 | 0 | 0 | 0 | 0 | 0 | 0 | 0 | 0 | 0 | 0 | 0 | 0 | 0 | 0 | 0
FIRM GAS_FGT | 0 | 0 | 0 | 0 | 0 | 0 | 0 | 0 | 0 | 0 | 0 | 0 | 0 | 0 | 0 | 0 | 0 | 0 | 0 | 0 | 0 | 0 | 0 | 0 | 0 | 0 | 0 | 0 | 0 | 0 | 0 | 0
INTERRUPT GAS | 0 | 0 | 0 | 0 | 0 | 0 | 0 | 0 | 0 | 0 | 0 | 0 | 0 | 0 | 0 | 0 | 0 | 0 | 0 | 0 | 0 | 0 | 0 | 0 | 0 | 0 | 0 | 0 | 0 | 0 | 0 | 0
FutAeroCT 3
FIRM GAS_GS | 0 | 0 | 0 | 0 | 0 | 0 | 0 | 0 | 0 | 0 | 0 | 0 | 0 | 0 | 0 | 0 | 0 | 0 | 0 | 0 | 0 | 0 | 0 | 0 | 0 | 0 | 0 | 0 | 0 | 0 | 0 | 0
FIRM GAS_FGT | 0 | 0 | 0 | 0 | 0 | 0 | 0 | 0 | 0 | 0 | 0 | 0 | 0 | 0 | 0 | 0 | 0 | 0 | 0 | 0 | 0 | 0 | 0 | 0 | 0 | 0 | 0 | 0 | 0 | 0 | 0 | 0
INTERRUPT GAS | 0 | 0 | 0 | 0 | 0 | 0 | 0 | 0 | 0 | 0 | 0 | 0 | 0 | 0 | 0 | 0 | 0 | 0 | 0 | 0 | 0 | 0 | 0 | 0 | 0 | 0 | 0 | 0 | 0 | 0 | 0 | 0
FutAeroCT 4
FIRM GAS_GS | 0 | 0 | 0 | 0 | 0 | 0 | 0 | 0 | 0 | 0 | 0 | 0 | 0 | 0 | 0 | 0 | 0 | 0 | 0 | 0 | 0 | 0 | 0 | 0 | 0 | 0 | 0 | 0 | 0 | 0 | 0 | 0
FIRM GAS_FGT | 0 | 0 | 0 | 0 | 0 | 0 | 0 | 0 | 0 | 0 | 0 | 0 | 0 | 0 | 0 | 0 | 0 | 0 | 0 | 0 | 0 | 0 | 0 | 0 | 0 | 0 | 0 | 0 | 0 | 0 | 0 | 0
INTERRUPT GAS | 0 | 0 | 0 | 0 | 0 | 0 | 0 | 0 | 0 | 0 | 0 | 0 | 0 | 0 | 0 | 0 | 0 | 0 | 0 | 0 | 0 | 0 | 0 | 0 | 0 | 0 | 0 | 0 | 0 | 0 | 0 | 0
FutAeroCT 5
FIRM GAS_GS | 0 | 0 | 0 | 0 | 0 | 0 | 0 | 0 | 0 | 0 | 0 | 0 | 0 | 0 | 0 | 0 | 0 | 0 | 0 | 0 | 0 | 0 | 0 | 0 | 0 | 0 | 0 | 0 | 0 | 0 | 0 | 0
FIRM GAS_FGT | 0 | 0 | 0 | 0 | 0 | 0 | 0 | 0 | 0 | 0 | 0 | 0 | 0 | 0 | 0 | 0 | 0 | 0 | 0 | 0 | 0 | 0 | 0 | 0 | 0 | 0 | 0 | 0 | 0 | 0 | 0 | 0
INTERRUPT GAS | 0 | 0 | 0 | 0 | 0 | 0 | 0 | 0 | 0 | 0 | 0 | 0 | 0 | 0 | 0 | 0 | 0 | 0 | 0 | 0 | 0 | 0 | 0 | 0 | 0 | 0 | 0 | 0 | 0 | 0 | 0 | 0
FutAeroCT 6
FIRM GAS_GS | 0 | 0 | 0 | 0 | 0 | 0 | 0 | 0 | 0 | 0 | 0 | 0 | 0 | 0 | 0 | 0 | 0 | 0 | 0 | 0 | 0 | 0 | 0 | 0 | 0 | 0 | 0 | 0 | 0 | 0 | 0 | 0
FIRM GAS_FGT | 0 | 0 | 0 | 0 | 0 | 0 | 0 | 0 | 0 | 0 | 0 | 0 | 0 | 0 | 0 | 0 | 0 | 0 | 0 | 0 | 0 | 0 | 0 | 0 | 0 | 0 | 0 | 0 | 0 | 0 | 0 | 0
INTERRUPT GAS | 0 | 0 | 0 | 0 | 0 | 0 | 0 | 0 | 0 | 0 | 0 | 0 | 0 | 0 | 0 | 0 | 0 | 0 | 0 | 0 | 0 | 0 | 0 | 0 | 0 | 0 | 0 | 0 | 0 | 0 | 0 | 0
FutAeroCT 7
FIRM GAS_GS | 0 | 0 | 0 | 0 | 0 | 0 | 0 | 0 | 0 | 0 | 0 | 0 | 0 | 0 | 0 | 0 | 0 | 0 | 0 | 0 | 0 | 0 | 0 | 0 | 0 | 0 | 0 | 0 | 0 | 0 | 0 | 0
FIRM GAS_FGT | 0 | 0 | 0 | 0 | 0 | 0 | 0 | 0 | 0 | 0 | 0 | 0 | 0 | 0 | 0 | 0 | 0 | 0 | 0 | 0 | 0 | 0 | 0 | 0 | 0 | 0 | 0 | 0 | 0 | 0 | 0 | 0
INTERRUPT GAS | 0 | 0 | 0 | 0 | 0 | 0 | 0 | 0 | 0 | 0 | 0 | 0 | 0 | 0 | 0 | 0 | 0 | 0 | 0 | 0 | 0 | 0 | 0 | 0 | 0 | 0 | 0 | 0 | 0 | 0 | 0 | 0
FutAeroCT 8
FIRM GAS_GS | 0 | 0 | 0 | 0 | 0 | 0 | 0 | 0 | 0 | 0 | 0 | 0 | 0 | 0 | 0 | 0 | 0 | 0 | 0 | 0 | 0 | 0 | 0 | 0 | 0 | 0 | 0 | 0 | 0 | 0 | 0 | 0
FIRM GAS_FGT | 0 | 0 | 0 | 0 | 0 | 0 | 0 | 0 | 0 | 0 | 0 | 0 | 0 | 0 | 0 | 0 | 0 | 0 | 0 | 0 | 0 | 0 | 0 | 0 | 0 | 0 | 0 | 0 | 0 | 0 | 0 | 0
INTERRUPT GAS | 0 | 0 | 0 | 0 | 0 | 0 | 0 | 0 | 0 | 0 | 0 | 0 | 0 | 0 | 0 | 0 | 0 | 0 | 0 | 0 | 0 | 0 | 0 | 0 | 0 | 0 | 0 | 0 | 0 | 0 | 0 | 0
FutAeroCT 9
FIRM GAS_GS | 0 | 0 | 0 | 0 | 0 | 0 | 0 | 0 | 0 | 0 | 0 | 0 | 0 | 0 | 0 | 0 | 0 | 0 | 0 | 0 | 0 | 0 | 0 | 0 | 0 | 0 | 0 | 0 | 0 | 0 | 0 | 0
FIRM GAS_FGT | 0 | 0 | 0 | 0 | 0 | 0 | 0 | 0 | 0 | 0 | 0 | 0 | 0 | 0 | 0 | 0 | 0 | 0 | 0 | 0 | 0 | 0 | 0 | 0 | 0 | 0 | 0 | 0 | 0 | 0 | 0 | 0
INTERRUPT GAS | 0 | 0 | 0 | 0 | 0 | 0 | 0 | 0 | 0 | 0 | 0 | 0 | 0 | 0 | 0 | 0 | 0 | 0 | 0 | 0 | 0 | 0 | 0 | 0 | 0 | 0 | 0 | 0 | 0 | 0 | 0 | 0
FutAeroCT 10
FIRM GAS_GS | 0 | 0 | 0 | 0 | 0 | 0 | 0 | 0 | 0 | 0 | 0 | 0 | 0 | 0 | 0 | 0 | 0 | 0 | 0 | 0 | 0 | 0 | 0 | 0 | 0 | 0 | 0 | 0 | 0 | 0 | 0 | 0
FIRM GAS_FGT | 0 | 0 | 0 | 0 | 0 | 0 | 0 | 0 | 0 | 0 | 0 | 0 | 0 | 0 | 0 | 0 | 0 | 0 | 0 | 0 | 0 | 0 | 0 | 0 | 0 | 0 | 0 | 0 | 0 | 0 | 0 | 0
INTERRUPT GAS | 0 | 0 | 0 | 0 | 0 | 0 | 0 | 0 | 0 | 0 | 0 | 0 | 0 | 0 | 0 | 0 | 0 | 0 | 0 | 0 | 0 | 0 | 0 | 0 | 0 | 0 | 0 | 0 | 0 | 0 | 0 | 0
GE 7FA CT1
FIRM GAS_GS | 0 | 0 | 0 | 0 | 0 | 0 | 0 | 0 | 0 | 0 | 0 | 0 | 0 | 0 | 0 | 0 | 0 | 0 | 0 | 0 | 0 | 0 | 0 | 0 | 0 | 0 | 0 | 0 | 0 | 0 | 0 | 0
FIRM GAS_FGT | 0 | 0 | 0 | 0 | 0 | 0 | 0 | 0 | 0 | 0 | 0 | 0 | 0 | 0 | 0 | 0 | 0 | 0 | 0 | 0 | 0 | 0 | 0 | 0 | 0 | 0 | 0 | 0 | 0 | 0 | 0 | 0
INTERRUPT GAS | 0 | 0 | 0 | 0 | 0 | 0 | 0 | 0 | 0 | 0 | 0 | 0 | 0 | 0 | 0 | 0 | 0 | 0 | 0 | 0 | 0 | 0 | 0 | 0 | 0 | 0 | 0 | 0 | 0 | 0 | 0 | 0
GE 7FA CT2
FIRM GAS_GS | 0 | 0 | 0 | 0 | 0 | 0 | 0 | 0 | 0 | 0 | 0 | 0 | 0 | 0 | 0 | 0 | 0 | 0 | 0 | 0 | 0 | 0 | 0 | 0 | 0 | 0 | 0 | 0 | 0 | 0 | 0 | 0
FIRM GAS_FGT | 0 | 0 | 0 | 0 | 0 | 0 | 0 | 0 | 158.56 | 217.23 | 321.62 | 581.94 | 661.98 | 573.33 | 673.96 | 946.61 | 1083.06 | 1186.64 | 1353.11 | 2194.38 | 2292.87 | 2295.62 | 2006.39 | 2325.23 | 2381.59 | 2743.29 | 1060.21 | 1125.64 | 981.05 | 927.66 | 0 | 0
INTERRUPT GAS | 0 | 0 | 0 | 0 | 0 | 0 | 0 | 0 | 28.39 | 51.16 | 76.87 | 174.22 | 224 | 176.14 | 206.2 | 311.41 | 398.37 | 509.32 | 490.4 | 758.47 | 744.54 | 920.59 | 672.49 | 1314.84 | 1409.39 | 625.06 | 1355.98 | 1019.75 | 1130.32 | 1060.94 | 0 | 0
GE 7FA CT3
FIRM GAS_GS | 0 | 0 | 0 | 0 | 0 | 0 | 0 | 0 | 0 | 0 | 0 | 0 | 0 | 0 | 0 | 0 | 0 | 0 | 0 | 0 | 0 | 0 | 0 | 0 | 0 | 0 | 0 | 0 | 0 | 0 | 0 | 0
FIRM GAS_FGT | 0 | 0 | 0 | 0 | 0 | 0 | 0 | 0 | 0 | 0 | 0 | 280.56 | 318.76 | 292.13 | 338.18 | 447.18 | 494.37 | 555.99 | 652.86 | 1172.96 | 1247.23 | 1242.51 | 1074.08 | 1018.09 | 1097.71 | 1650.39 | 615.91 | 687 | 568.73 | 512.26 | 0 | 0
INTERRUPT GAS | 0 | 0 | 0 | 0 | 0 | 0 | 0 | 0 | 0 | 0 | 0 | 248.5 | 316.9 | 247.66 | 289.15 | 423.29 | 557.86 | 651.15 | 663.27 | 1015.14 | 1091.8 | 1233.29 | 956.62 | 1653.25 | 1719.37 | 799.37 | 778.21 | 579.78 | 619.57 | 568.34 | 0 | 0
GE 7FA CT4
FIRM GAS_GS | 0 | 0 | 0 | 0 | 0 | 0 | 0 | 0 | 0 | 0 | 0 | 0 | 0 | 0 | 0 | 0 | 0 | 0 | 0 | 0 | 0 | 0 | 0 | 0 | 0 | 0 | 0 | 0 | 0 | 0 | 0 | 0
FIRM GAS_FGT | 0 | 0 | 0 | 0 | 0 | 0 | 0 | 0 | 0 | 0 | 0 | 0 | 0 | 0 | 97.05 | 133.73 | 137.53 | 151.3 | 200.42 | 464.87 | 443.18 | 433.47 | 372.19 | 288.46 | 361.84 | 910.63 | 294.24 | 374.48 | 291.98 | 233.05 | 0 | 0
INTERRUPT GAS | 0 | 0 | 0 | 0 | 0 | 0 | 0 | 0 | 0 | 0 | 0 | 0 | 0 | 0 | 336.13 | 431.58 | 555.5 | 674.32 | 663.43 | 1042.39 | 1187.54 | 1252.25 | 979.67 | 1505.89 | 1589.16 | 895.12 | 421.06 | 352.63 | 350.26 | 363.67 | 0 | 0
GE 7FA CT5
FIRM GAS_GS | 0 | 0 | 0 | 0 | 0 | 0 | 0 | 0 | 0 | 0 | 0 | 0 | 0 | 0 | 0 | 0 | 0 | 0 | 0 | 0 | 0 | 0 | 0 | 0 | 0 | 0 | 0 | 0 | 0 | 0 | 0 | 0
FIRM GAS_FGT | 0 | 0 | 0 | 0 | 0 | 0 | 0 | 0 | 0 | 0 | 0 | 0 | 0 | 0 | 0 | 0 | 0 | 41.79 | 46.5 | 134.04 | 123.9 | 129.08 | 85.5 | 93.68 | 112.73 | 347.92 | 116.27 | 145.69 | 109.18 | 67.82 | 0 | 0
INTERRUPT GAS | 0 | 0 | 0 | 0 | 0 | 0 | 0 | 0 | 0 | 0 | 0 | 0 | 0 | 0 | 0 | 0 | 0 | 478.07 | 486.7 | 807.5 | 883.32 | 923.35 | 748.37 | 1009.11 | 1179.51 | 869.96 | 314.44 | 270.03 | 239.91 | 239.92 | 0 | 0
GE 7FA CT6
FIRM GAS_GS | 0 | 0 | 0 | 0 | 0 | 0 | 0 | 0 | 0 | 0 | 0 | 0 | 0 | 0 | 0 | 0 | 0 | 0 | 0 | 0 | 0 | 0 | 0 | 0 | 0 | 0 | 0 | 0 | 0 | 0 | 0 | 0
FIRM GAS_FGT | 0 | 0 | 0 | 0 | 0 | 0 | 0 | 0 | 0 | 0 | 0 | 0 | 0 | 0 | 0 | 0 | 0 | 0 | 0 | 34.85 | 32.88 | 34.36 | 24.28 | 26.9 | 36.52 | 86.1 | 42.88 | 54.27 | 43.42 | 22.46 | 0 | 0
INTERRUPT GAS | 0 | 0 | 0 | 0 | 0 | 0 | 0 | 0 | 0 | 0 | 0 | 0 | 0 | 0 | 0 | 0 | 0 | 0 | 0 | 509.88 | 535.07 | 586.76 | 477.08 | 577.82 | 715.64 | 655.26 | 215.86 | 183.47 | 155.41 | 146.79 | 0 | 0
GE 7FA CT7
FIRM GAS_GS | 0 | 0 | 0 | 0 | 0 | 0 | 0 | 0 | 0 | 0 | 0 | 0 | 0 | 0 | 0 | 0 | 0 | 0 | 0 | 0 | 0 | 0 | 0 | 0 | 0 | 0 | 0 | 0 | 0 | 0 | 0 | 0
FIRM GAS_FGT | 0 | 0 | 0 | 0 | 0 | 0 | 0 | 0 | 0 | 0 | 0 | 0 | 0 | 0 | 0 | 0 | 0 | 0 | 0 | 0 | 0 | 0 | 0 | 0 | 0 | 15.88 | 8.52 | 12.2 | 9.3 | 5.92 | 0 | 0
INTERRUPT GAS | 0 | 0 | 0 | 0 | 0 | 0 | 0 | 0 | 0 | 0 | 0 | 0 | 0 | 0 | 0 | 0 | 0 | 0 | 0 | 0 | 0 | 0 | 0 | 0 | 0 | 272.25 | 117.11 | 136.84 | 92.59 | 83.19 | 0 | 0
GE 7FA CT8
FIRM GAS_GS | 0 | 0 | 0 | 0 | 0 | 0 | 0 | 0 | 0 | 0 | 0 | 0 | 0 | 0 | 0 | 0 | 0 | 0 | 0 | 0 | 0 | 0 | 0 | 0 | 0 | 0 | 0 | 0 | 0 | 0 | 0 | 0
FIRM GAS_FGT | 0 | 0 | 0 | 555.25 | 1058.81 | 0 | 0 | 0 | 0 | 0 | 0 | 0 | 0 | 0 | 0 | 0 | 0 | 0 | 0 | 0 | 0 | 0 | 0 | 0 | 0 | 0 | 0 | 0 | 0 | 0 | 0 | 0
INTERRUPT GAS | 0 | 0 | 0 | 36.36 | 42.03 | 0 | 0 | 0 | 0 | 0 | 0 | 0 | 0 | 0 | 0 | 0 | 0 | 0 | 0 | 0 | 0 | 0 | 0 | 0 | 0 | 0 | 0 | 0 | 0 | 0 | 0 | 0
GE 7FA CT9
FIRM GAS_GS | 0 | 0 | 0 | 0 | 0 | 0 | 0 | 0 | 0 | 0 | 0 | 0 | 0 | 0 | 0 | 0 | 0 | 0 | 0 | 0 | 0 | 0 | 0 | 0 | 0 | 0 | 0 | 0 | 0 | 0 | 0 | 0
FIRM GAS_FGT | 0 | 0 | 0 | 193.44 | 415.82 | 0 | 0 | 0 | 0 | 0 | 0 | 0 | 0 | 0 | 0 | 0 | 0 | 0 | 0 | 0 | 0 | 0 | 0 | 0 | 0 | 0 | 0 | 0 | 0 | 0 | 0 | 0
INTERRUPT GAS | 0 | 0 | 0 | 27.19 | 57.62 | 0 | 0 | 0 | 0 | 0 | 0 | 0 | 0 | 0 | 0 | 0 | 0 | 0 | 0 | 0 | 0 | 0 | 0 | 0 | 0 | 0 | 0 | 0 | 0 | 0 | 0 | 0
GE 7FA CT10
FIRM GAS_GS | 0 | 0 | 0 | 0 | 0 | 0 | 0 | 0 | 0 | 0 | 0 | 0 | 0 | 0 | 0 | 0 | 0 | 0 | 0 | 0 | 0 | 0 | 0 | 0 | 0 | 0 | 0 | 0 | 0 | 0 | 0 | 0
FIRM GAS_FGT | 0 | 0 | 0 | 0 | 0 | 0 | 0 | 0 | 0 | 0 | 0 | 0 | 0 | 0 | 0 | 0 | 0 | 0 | 0 | 0 | 0 | 0 | 0 | 0 | 0 | 0 | 0 | 0 | 0 | 0 | 0 | 0
INTERRUPT GAS | 0 | 0 | 0 | 0 | 0 | 0 | 0 | 0 | 0 | 0 | 0 | 0 | 0 | 0 | 0 | 0 | 0 | 0 | 0 | 0 | 0 | 0 | 0 | 0 | 0 | 0 | 0 | 0 | 0 | 0 | 0 | 0
CC 2x1 7FAwDF 1
FIRM GAS_GS | 0 | 0 | 0 | 0 | 0 | 0 | 0 | 0 | 0 | 0 | 0 | 0 | 0 | 0 | 0 | 0 | 0 | 0 | 0 | 0 | 0 | 0 | 0 | 0 | 0 | 0 | 0 | 0 | 0 | 0 | 0 | 0
FIRM GAS_FGT | 0 | 0 | 0 | 0 | 0 | 47038.4 | 47928.34 | 47650.85 | 46757.8 | 47240.09 | 47760.4 | 48364.78 | 49306.33 | 49073.72 | 48894.66 | 48741.26 | 49937.19 | 49826.83 | 50031.12 | 50753.57 | 50887.28 | 51021.32 | 50919.06 | 52748.41 | 54093.97 | 53603.86 | 48232.02 | 47836.16 | 48353.46 | 48419.5 | 0 | 0
INTERRUPT GAS | 0 | 0 | 0 | 0 | 0 | 0.09 | 0.08 | 0.35 | 0.2 | 0.28 | 0.3 | 1.09 | 1.17 | 1.59 | 2.18 | 4.23 | 3.48 | 3.66 | 2.3 | 5.12 | 4.42 | 8.3 | 3.59 | 5.34 | 6.17 | 1.63 | 445.53 | 426.8 | 416.38 | 446.33 | 0 | 0
CC 2x1 7FAwDF 2
FIRM GAS_GS | 0 | 0 | 0 | 0 | 0 | 0 | 0 | 0 | 0 | 0 | 0 | 0 | 0 | 0 | 0 | 0 | 0 | 0 | 0 | 0 | 0 | 0 | 0 | 0 | 0 | 0 | 0 | 0 | 0 | 0 | 0 | 0
FIRM GAS_FGT | 0 | 0 | 0 | 0 | 0 | 0 | 0 | 0 | 0 | 0 | 0 | 0 | 0 | 0 | 0 | 0 | 0 | 0 | 0 | 0 | 0 | 0 | 0 | 0 | 0 | 0 | 48812.7 | 48720.1 | 48633.38 | 48850.56 | 0 | 0
INTERRUPT GAS | 0 | 0 | 0 | 0 | 0 | 0 | 0 | 0 | 0 | 0 | 0 | 0 | 0 | 0 | 0 | 0 | 0 | 0 | 0 | 0 | 0 | 0 | 0 | 0 | 0 | 0 | 3.3 | 2.07 | 2.12 | 1.96 | 0 | 0
CC 2x1 7FAwDF 3
FIRM GAS_GS | 0 | 0 | 0 | 0 | 0 | 0 | 0 | 0 | 0 | 0 | 0 | 0 | 0 | 0 | 0 | 0 | 0 | 0 | 0 | 0 | 0 | 0 | 0 | 0 | 0 | 0 | 0 | 0 | 0 | 0 | 0 | 0
FIRM GAS_FGT | 0 | 0 | 0 | 0 | 0 | 0 | 0 | 0 | 0 | 0 | 0 | 0 | 0 | 0 | 0 | 0 | 0 | 0 | 0 | 0 | 0 | 0 | 0 | 0 | 0 | 16029.72 | 13693.98 | 13720.47 | 13531.45 | 13596.16 | 0 | 0
INTERRUPT GAS | 0 | 0 | 0 | 0 | 0 | 0 | 0 | 0 | 0 | 0 | 0 | 0 | 0 | 0 | 0 | 0 | 0 | 0 | 0 | 0 | 0 | 0 | 0 | 0 | 0 | 13.82 | 1818.65 | 1409.01 | 1534.53 | 1466.83 | 0 | 0
CC 2x1 7FAwDF 4
FIRM GAS_GS | 0 | 0 | 0 | 0 | 0 | 0 | 0 | 0 | 0 | 0 | 0 | 0 | 0 | 0 | 0 | 0 | 0 | 0 | 0 | 0 | 0 | 0 | 0 | 0 | 0 | 0 | 0 | 0 | 0 | 0 | 0 | 0
FIRM GAS_FGT | 0 | 0 | 0 | 0 | 0 | 0 | 0 | 0 | 0 | 0 | 0 | 0 | 0 | 0 | 0 | 0 | 0 | 0 | 0 | 0 | 0 | 0 | 0 | 0 | 0 | 0 | 0 | 0 | 0 | 0 | 0 | 0
INTERRUPT GAS | 0 | 0 | 0 | 0 | 0 | 0 | 0 | 0 | 0 | 0 | 0 | 0 | 0 | 0 | 0 | 0 | 0 | 0 | 0 | 0 | 0 | 0 | 0 | 0 | 0 | 0 | 0 | 0 | 0 | 0 | 0 | 0
CC 2x1 7FAwDF 5
FIRM GAS_GS | 0 | 0 | 0 | 0 | 0 | 0 | 0 | 0 | 0 | 0 | 0 | 0 | 0 | 0 | 0 | 0 | 0 | 0 | 0 | 0 | 0 | 0 | 0 | 0 | 0 | 0 | 0 | 0 | 0 | 0 | 0 | 0
FIRM GAS_FGT | 0 | 0 | 0 | 0 | 0 | 0 | 0 | 0 | 0 | 0 | 0 | 0 | 0 | 0 | 0 | 0 | 0 | 0 | 0 | 0 | 0 | 0 | 0 | 0 | 0 | 0 | 0 | 0 | 0 | 0 | 0 | 0
INTERRUPT GAS | 0 | 0 | 0 | 0 | 0 | 0 | 0 | 0 | 0 | 0 | 0 | 0 | 0 | 0 | 0 | 0 | 0 | 0 | 0 | 0 | 0 | 0 | 0 | 0 | 0 | 0 | 0 | 0 | 0 | 0 | 0 | 0
CC 2x1 7FAwDF 6
FIRM GAS_GS | 0 | 0 | 0 | 0 | 0 | 0 | 0 | 0 | 0 | 0 | 0 | 0 | 0 | 0 | 0 | 0 | 0 | 0 | 0 | 0 | 0 | 0 | 0 | 0 | 0 | 0 | 0 | 0 | 0 | 0 | 0 | 0
FIRM GAS_FGT | 0 | 0 | 0 | 0 | 0 | 0 | 0 | 0 | 0 | 0 | 0 | 0 | 0 | 0 | 0 | 0 | 0 | 0 | 0 | 0 | 0 | 0 | 0 | 0 | 0 | 0 | 0 | 0 | 0 | 0 | 0 | 0
INTERRUPT GAS | 0 | 0 | 0 | 0 | 0 | 0 | 0 | 0 | 0 | 0 | 0 | 0 | 0 | 0 | 0 | 0 | 0 | 0 | 0 | 0 | 0 | 0 | 0 | 0 | 0 | 0 | 0 | 0 | 0 | 0 | 0 | 0
CC_Fut_Proxy_07
FIRM GAS_GS | 0 | 0 | 0 | 0 | 0 | 0 | 0 | 0 | 0 | 0 | 0 | 0 | 0 | 0 | 0 | 0 | 0 | 0 | 0 | 0 | 0 | 0 | 0 | 0 | 0 | 0 | 0 | 0 | 0 | 0 | 0 | 0
FIRM GAS_FGT | 0 | 0 | 0 | 0 | 0 | 0 | 0 | 0 | 0 | 0 | 0 | 0 | 0 | 0 | 0 | 0 | 0 | 0 | 0 | 0 | 0 | 0 | 0 | 0 | 0 | 0 | 0 | 0 | 0 | 0 | 0 | 0
INTERRUPT GAS | 0 | 0 | 0 | 0 | 0 | 0 | 0 | 0 | 0 | 0 | 0 | 0 | 0 | 0 | 0 | 0 | 0 | 0 | 0 | 0 | 0 | 0 | 0 | 0 | 0 | 0 | 0 | 0 | 0 | 0 | 0 | 0
CC_Fut_Proxy_08
FIRM GAS_GS | 0 | 0 | 0 | 0 | 0 | 0 | 0 | 0 | 0 | 0 | 0 | 0 | 0 | 0 | 0 | 0 | 0 | 0 | 0 | 0 | 0 | 0 | 0 | 0 | 0 | 0 | 0 | 0 | 0 | 0 | 0 | 0
FIRM GAS_FGT | 0 | 0 | 0 | 0 | 0 | 0 | 0 | 0 | 0 | 0 | 0 | 0 | 0 | 0 | 0 | 0 | 0 | 0 | 0 | 0 | 0 | 0 | 0 | 0 | 0 | 0 | 0 | 0 | 0 | 0 | 0 | 0
INTERRUPT GAS | 0 | 0 | 0 | 0 | 0 | 0 | 0 | 0 | 0 | 0 | 0 | 0 | 0 | 0 | 0 | 0 | 0 | 0 | 0 | 0 | 0 | 0 | 0 | 0 | 0 | 0 | 0 | 0 | 0 | 0 | 0 | 0
CC_Fut_Proxy_09
FIRM GAS_GS | 0 | 0 | 0 | 0 | 0 | 0 | 0 | 0 | 0 | 0 | 0 | 0 | 0 | 0 | 0 | 0 | 0 | 0 | 0 | 0 | 0 | 0 | 0 | 0 | 0 | 0 | 0 | 0 | 0 | 0 | 0 | 0
FIRM GAS_FGT | 0 | 0 | 0 | 0 | 0 | 0 | 0 | 0 | 0 | 0 | 0 | 0 | 0 | 0 | 0 | 0 | 0 | 0 | 0 | 0 | 0 | 0 | 0 | 0 | 0 | 0 | 0 | 0 | 0 | 0 | 0 | 0
INTERRUPT GAS | 0 | 0 | 0 | 0 | 0 | 0 | 0 | 0 | 0 | 0 | 0 | 0 | 0 | 0 | 0 | 0 | 0 | 0 | 0 | 0 | 0 | 0 | 0 | 0 | 0 | 0 | 0 | 0 | 0 | 0 | 0 | 0
CC_Fut_Proxy_10
FIRM GAS_GS | 0 | 0 | 0 | 0 | 0 | 0 | 0 | 0 | 0 | 0 | 0 | 0 | 0 | 0 | 0 | 0 | 0 | 0 | 0 | 0 | 0 | 0 | 0 | 0 | 0 | 0 | 0 | 0 | 0 | 0 | 0 | 0
FIRM GAS_FGT | 0 | 0 | 0 | 0 | 0 | 0 | 0 | 0 | 0 | 0 | 0 | 0 | 0 | 0 | 0 | 0 | 0 | 0 | 0 | 0 | 0 | 0 | 0 | 0 | 0 | 0 | 0 | 0 | 0 | 0 | 0 | 0
INTERRUPT GAS | 0 | 0 | 0 | 0 | 0 | 0 | 0 | 0 | 0 | 0 | 0 | 0 | 0 | 0 | 0 | 0 | 0 | 0 | 0 | 0 | 0 | 0 | 0 | 0 | 0 | 0 | 0 | 0 | 0 | 0 | 0 | 0
TEC Fuel Energy (MMBTU x 1000) - "Includes No.2 Oil, Propane Start Fuel, and Other Start Fuels"
Total Solid Fuel (MMBTU x 1000) | 88184.61 | 82374.42 | 92851.85 | 73621.85 | 67651.23 | 64656.65 | 60388.26 | 61731.96 | 66671.25 | 64695.15 | 64811.92 | 58950.22 | 58665.53 | 62003.79 | 64082.42 | 63214.1 | 57925.62 | 58248.39 | 58594.25 | 47262.5 | 46967.88 | 42541.72 | 48163.04 | 32672.68 | 24459.72 | 23291.01 | 20251.84 | 24034.61 | 23748.65 | 23907.22 | 0 | 0
Total Natural Gas (MMBTU x 1000) | 78563.16 | 82020.35 | 74831.08 | 87698.67 | 92976.49 | 90772.43 | 95635.68 | 97232.53 | 94857.16 | 98748.12 | 100684.19 | 107345.73 | 109611.13 | 109373.13 | 110319.47 | 113842.94 | 118983.21 | 121519.07 | 123380.43 | 132202.85 | 132578.91 | 136439.75 | 131367.32 | 142541.69 | 148101.19 | 146485.7 | 140950.09 | 138799.8 | 138736.9 | 138391.23 | 0 | 0
Total #2 Oil (MMBTU x 1000) | 0 | 0 | 0 | 0 | 0 | 0 | 0 | 0 | 0 | 0 | 0 | 0 | 0 | 0 | 0 | 0 | 0 | 0 | 0 | 0 | 0 | 0 | 0 | 0 | 0 | 0 | 0 | 0 | 0 | 0 | 0 | 0
Total #6 Oil (MMBTU x 1000) | 0 | 0 | 0 | 0 | 0 | 0 | 0 | 0 | 0 | 0 | 0 | 0 | 0 | 0 | 0 | 0 | 0 | 0 | 0 | 0 | 0 | 0 | 0 | 0 | 0 | 0 | 0 | 0 | 0 | 0 | 0 | 0
Total Propane (MMBTU x 1000) | 0 | 0 | 0 | 0 | 0 | 0 | 0 | 0 | 0 | 0 | 0 | 0 | 0 | 0 | 0 | 0 | 0 | 0 | 0 | 0 | 0 | 0 | 0 | 0 | 0 | 0 | 0 | 0 | 0 | 0 | 0 | 0
CO2 Emissions (Tons x 1000)
Big Bend 1 | 1121.26 | 853.1 | 838.37 | 103.97 | 0 | 0 | 0 | 0 | 0 | 0 | 0 | 0 | 0 | 0 | 0 | 0 | 0 | 0 | 0 | 0 | 0 | 0 | 0 | 0 | 0 | 0 | 0 | 0 | 0 | 0 | 0 | 0
Big Bend 2 | 1803.67 | 1581.24 | 1768.1 | 729.73 | 0 | 0 | 0 | 0 | 0 | 0 | 0 | 0 | 0 | 0 | 0 | 0 | 0 | 0 | 0 | 0 | 0 | 0 | 0 | 0 | 0 | 0 | 0 | 0 | 0 | 0 | 0 | 0
Big Bend 3 | 2195.03 | 2068.67 | 2435.66 | 2402.68 | 2480.08 | 2457.36 | 2466.46 | 1989.99 | 2435.56 | 2425.52 | 2369.09 | 2372.04 | 1943.77 | 2452.97 | 2441.14 | 2405.06 | 2355.37 | 2010.45 | 2394.97 | 2314.75 | 2333.73 | 2392.07 | 2397.52 | 845.2 | 0 | 0 | 0 | 0 | 0 | 0 | 0 | 0
Big Bend 4 | 2623.52 | 2391.16 | 2933.24 | 2898.26 | 2867.42 | 2640.97 | 2273.22 | 2763.75 | 2821.11 | 2779.97 | 2822.35 | 2108.64 | 2523.85 | 2444.42 | 2585.9 | 2546.58 | 2121.64 | 2423.14 | 2590.83 | 2566.09 | 2517.86 | 2003.14 | 2575.41 | 2527.88 | 2525.81 | 2406.85 | 2091.08 | 2482.48 | 2453.08 | 2468.78 | 0 | 0
TOTAL Big Bend CO2 | 7743.48 | 6894.17 | 7975.37 | 6134.64 | 5347.5 | 5098.33 | 4739.68 | 4753.74 | 5256.67 | 5205.49 | 5191.44 | 4480.68 | 4467.62 | 4897.39 | 5027.04 | 4951.64 | 4477.01 | 4433.59 | 4985.8 | 4880.84 | 4851.59 | 4395.21 | 4972.93 | 3373.08 | 2525.81 | 2406.85 | 2091.08 | 2482.48 | 2453.08 | 2468.78 | 0 | 0
Bayside 1 | 1228.25 | 1349.97 | 1308.24 | 1432.49 | 1354.09 | 817.21 | 747.13 | 909.64 | 809.4 | 807.38 | 850.45 | 888.38 | 857.13 | 893.07 | 796.04 | 985.81 | 922.74 | 933.74 | 953.09 | 904.2 | 1034.89 | 1107.61 | 1021.21 | 1106.99 | 1167.3 | 235.78 | 0 | 0 | 0 | 0 | 0 | 0
Bayside 2 | 1005.07 | 1020.88 | 889.43 | 1150.27 | 1344.12 | 337.11 | 509.26 | 512.63 | 487.04 | 632.31 | 560.91 | 642.75 | 664.99 | 677.55 | 750.77 | 710.2 | 761.26 | 782.2 | 816.27 | 953.63 | 799.46 | 1009.52 | 876.32 | 978.54 | 1009.68 | 1248.18 | 0 | 0 | 0 | 0 | 0 | 0
TOTAL Bayside CC CO2 | 2233.32 | 2370.85 | 2197.67 | 2582.76 | 2698.21 | 1154.32 | 1256.39 | 1422.27 | 1296.44 | 1439.69 | 1411.36 | 1531.13 | 1522.12 | 1570.62 | 1546.81 | 1696.01 | 1684 | 1715.94 | 1769.36 | 1857.83 | 1834.35 | 2117.13 | 1897.53 | 2085.53 | 2176.98 | 1483.96 | 0 | 0 | 0 | 0 | 0 | 0
Bayside 3 | 2.46 | 3.85 | 3.64 | 0.86 | 1.3 | 1.6 | 4.96 | 4.98 | 2.66 | 4.14 | 5.38 | 9.23 | 11.7 | 9.69 | 9.82 | 12.58 | 15.83 | 15.68 | 16.49 | 22.26 | 21.85 | 25.51 | 20.97 | 26.53 | 27.75 | 12.99 | 9.11 | 8.58 | 7.64 | 8.25 | 0 | 0
Bayside 4 | 1.99 | 3.58 | 3.2 | 0.76 | 0.91 | 1.33 | 4.23 | 4.44 | 2.16 | 3.3 | 4.52 | 7.31 | 9.15 | 7.29 | 7.03 | 8.83 | 11.33 | 10.32 | 10.42 | 13.86 | 13.19 | 15.68 | 13.05 | 16.46 | 18.01 | 7.85 | 4.86 | 4.72 | 4.19 | 4.08 | 0 | 0
Bayside 5 | 4.68 | 5.31 | 4.91 | 1.67 | 2.47 | 2.22 | 6.32 | 6.95 | 3.78 | 5.97 | 7.8 | 12.96 | 15.92 | 13.61 | 14.5 | 20.66 | 23.72 | 26.68 | 27.81 | 39.22 | 40.07 | 43.77 | 37.55 | 46.59 | 47.76 | 26.99 | 22.93 | 22.11 | 20.33 | 20.12 | 0 | 0
Bayside 6 | 3.52 | 4.74 | 4.25 | 1.26 | 1.76 | 1.87 | 5.67 | 5.96 | 3.27 | 5.1 | 6.51 | 11.36 | 14.16 | 11.55 | 12.44 | 16.82 | 20.38 | 22.1 | 22.95 | 31.5 | 31.72 | 35.86 | 29.78 | 37.07 | 38.84 | 19.48 | 14.87 | 13.93 | 13.14 | 13.32 | 0 | 0
Big Bend CT4 | 4.91 | 4.56 | 3.94 | 1.21 | 1.57 | 1.32 | 4.52 | 4.42 | 2.13 | 3.25 | 4.37 | 7.54 | 8.97 | 7.22 | 7.08 | 10.57 | 12.15 | 13.04 | 11.49 | 21.08 | 22.38 | 26.74 | 18.12 | 38.19 | 39.82 | 44.44 | 40.98 | 36.39 | 34.2 | 33.27 | 0 | 0
Big Bend CT4o | 0 | 0 | 0 | 0 | 0 | 0 | 0 | 0 | 0 | 0 | 0 | 0 | 0 | 0 | 0 | 0 | 0 | 0 | 0 | 0 | 0 | 0 | 0 | 0 | 0 | 0 | 0 | 0 | 0 | 0 | 0 | 0
Polk 1 | 1736.37 | 2038.91 | 2038.9 | 1846.32 | 2054.96 | 1981.02 | 1879.44 | 2036.41 | 2042.25 | 1851.99 | 1887.57 | 2030.16 | 2010.44 | 1901.68 | 2007.52 | 1990.35 | 1902.6 | 2001.48 | 1342.85 | 0 | 0 | 0 | 0 | 0 | 0 | 0 | 0 | 0 | 0 | 0 | 0 | 0
Polk 1g | 67.65 | 44.33 | 54.37 | 78.01 | 105.54 | 41.04 | 50.47 | 75.87 | 51.18 | 84.04 | 68.85 | 93.27 | 104.11 | 97.72 | 114.66 | 150.43 | 129.31 | 150.7 | 97.57 | 0 | 0 | 0 | 0 | 0 | 0 | 0 | 0 | 0 | 0 | 0 | 0 | 0
Polk 2 | 15.52 | 2.59 | 1.38 | 0.97 | 1.08 | 0.42 | 1.6 | 2.78 | 0.74 | 4.53 | 1.43 | 1.43 | 1.74 | 1.89 | 2.29 | 14.72 | 1.96 | 1.9 | 1.84 | 2.4 | 2.95 | 23.15 | 3.69 | 2.42 | 4.33 | 2.38 | 2.17 | 22.19 | 1.44 | 0.63 | 0 | 0
Polk 2o | 0 | 0 | 0 | 0 | 0 | 0 | 0 | 0 | 0 | 0 | 0 | 0 | 0 | 0 | 0 | 0 | 0 | 0 | 0 | 0 | 0 | 0 | 0 | 0 | 0 | 0 | 0 | 0 | 0 | 0 | 0 | 0
Polk 3 | 9.32 | 1.97 | 2.58 | 0.63 | 0.56 | 0.27 | 1.19 | 4.86 | 0.47 | 2.89 | 1.23 | 0.95 | 1.38 | 1.41 | 1.69 | 12.98 | 1.15 | 1.48 | 1.4 | 2.09 | 2.69 | 21.54 | 2.54 | 1.69 | 3.59 | 1.67 | 1.55 | 18.67 | 1.13 | 0.4 | 0 | 0
Polk 3o | 0 | 0 | 0 | 0 | 0 | 0 | 0 | 0 | 0 | 0 | 0 | 0 | 0 | 0 | 0 | 0 | 0 | 0 | 0 | 0 | 0 | 0 | 0 | 0 | 0 | 0 | 0 | 0 | 0 | 0 | 0 | 0
Polk 4 | 5.19 | 1.22 | 1.54 | 0.29 | 0.27 | 0.21 | 1 | 3.31 | 0.34 | 1.63 | 0.85 | 0.87 | 0.98 | 1.14 | 1.4 | 10.6 | 0.81 | 1.3 | 0.89 | 1.58 | 2.04 | 15.79 | 2.15 | 1.32 | 2.83 | 1.12 | 1.05 | 14.36 | 0.74 | 0.19 | 0 | 0
Polk 5 | 2.59 | 0.93 | 0.93 | 0.2 | 0.2 | 0.04 | 0.74 | 2 | 0.18 | 0.98 | 0.64 | 0.58 | 0.88 | 0.89 | 1.19 | 6.37 | 0.43 | 0.98 | 0.79 | 1.14 | 1.68 | 11.58 | 1.61 | 1.16 | 2.13 | 0.89 | 0.64 | 10.1 | 0.47 | 0.21 | 0 | 0
Polk 2 CC | 2234.63 | 2362.64 | 2094.87 | 2443.59 | 2575.58 | 1355.05 | 1453.34 | 1365.55 | 1441.35 | 1443.74 | 1556.45 | 1686.12 | 1730.42 | 1713.94 | 1743.18 | 1665.47 | 1920.7 | 1948.68 | 2026.78 | 2235.03 | 2238.71 | 2071.06 | 2194.5 | 2357.77 | 2458.92 | 2252.23 | 1131.1 | 1034.07 | 1097.15 | 1086.46 | 0 | 0
Polk 2 CC DF | 13.17 | 13.58 | 11.84 | 11.63 | 13.91 | 7.82 | 14.72 | 13.16 | 11.3 | 13.34 | 17.82 | 29.38 | 34.64 | 30.91 | 33.79 | 43.55 | 52.87 | 60.79 | 65.47 | 97.46 | 100.73 | 100.88 | 88.65 | 119.62 | 122.51 | 110.91 | 84.36 | 74.01 | 76.05 | 73.46 | 0 | 0
Phillips 1 | 0 | 0 | 0 | 0 | 0 | 0 | 0 | 0 | 0 | 0 | 0 | 0 | 0 | 0 | 0 | 0 | 0 | 0 | 0 | 0 | 0 | 0 | 0 | 0 | 0 | 0 | 0 | 0 | 0 | 0 | 0 | 0
Phillips 2 | 0 | 0 | 0 | 0 | 0 | 0 | 0 | 0 | 0 | 0 | 0 | 0 | 0 | 0 | 0 | 0 | 0 | 0 | 0 | 0 | 0 | 0 | 0 | 0 | 0 | 0 | 0 | 0 | 0 | 0 | 0 | 0
TOTAL Phillips CO2 | 0 | 0 | 0 | 0 | 0 | 0 | 0 | 0 | 0 | 0 | 0 | 0 | 0 | 0 | 0 | 0 | 0 | 0 | 0 | 0 | 0 | 0 | 0 | 0 | 0 | 0 | 0 | 0 | 0 | 0 | 0 | 0
City of Tampa | 0 | 0 | 0 | 0 | 0 | 0 | 0 | 0 | 0 | 0 | 0 | 0 | 0 | 0 | 0 | 0 | 0 | 0 | 0 | 0 | 0 | 0 | 0 | 0 | 0 | 0 | 0 | 0 | 0 | 0 | 0 | 0
FutAeroCT1 | 0 | 0 | 0 | 0 | 0 | 0 | 0 | 0 | 0 | 0 | 0 | 0 | 0 | 0 | 0 | 0 | 0 | 0 | 0 | 0 | 0 | 0 | 0 | 0 | 0 | 0 | 16.03 | 15.66 | 14.28 | 13.3 | 0 | 0
FutAeroCT2 | 0 | 0 | 0 | 0 | 0 | 0 | 0 | 0 | 0 | 0 | 0 | 0 | 0 | 0 | 0 | 0 | 0 | 0 | 0 | 0 | 0 | 0 | 0 | 0 | 0 | 0 | 0 | 0 | 0 | 0 | 0 | 0
FutAeroCT3 | 0 | 0 | 0 | 0 | 0 | 0 | 0 | 0 | 0 | 0 | 0 | 0 | 0 | 0 | 0 | 0 | 0 | 0 | 0 | 0 | 0 | 0 | 0 | 0 | 0 | 0 | 0 | 0 | 0 | 0 | 0 | 0
FutAeroCT4 | 0 | 0 | 0 | 0 | 0 | 0 | 0 | 0 | 0 | 0 | 0 | 0 | 0 | 0 | 0 | 0 | 0 | 0 | 0 | 0 | 0 | 0 | 0 | 0 | 0 | 0 | 0 | 0 | 0 | 0 | 0 | 0
FutAeroCT5 | 0 | 0 | 0 | 0 | 0 | 0 | 0 | 0 | 0 | 0 | 0 | 0 | 0 | 0 | 0 | 0 | 0 | 0 | 0 | 0 | 0 | 0 | 0 | 0 | 0 | 0 | 0 | 0 | 0 | 0 | 0 | 0
FutAeroCT6 | 0 | 0 | 0 | 0 | 0 | 0 | 0 | 0 | 0 | 0 | 0 | 0 | 0 | 0 | 0 | 0 | 0 | 0 | 0 | 0 | 0 | 0 | 0 | 0 | 0 | 0 | 0 | 0 | 0 | 0 | 0 | 0
FutAeroCT7 | 0 | 0 | 0 | 0 | 0 | 0 | 0 | 0 | 0 | 0 | 0 | 0 | 0 | 0 | 0 | 0 | 0 | 0 | 0 | 0 | 0 | 0 | 0 | 0 | 0 | 0 | 0 | 0 | 0 | 0 | 0 | 0
FutAeroCT8 | 0 | 0 | 0 | 0 | 0 | 0 | 0 | 0 | 0 | 0 | 0 | 0 | 0 | 0 | 0 | 0 | 0 | 0 | 0 | 0 | 0 | 0 | 0 | 0 | 0 | 0 | 0 | 0 | 0 | 0 | 0 | 0
FutAeroCT9 | 0 | 0 | 0 | 0 | 0 | 0 | 0 | 0 | 0 | 0 | 0 | 0 | 0 | 0 | 0 | 0 | 0 | 0 | 0 | 0 | 0 | 0 | 0 | 0 | 0 | 0 | 0 | 0 | 0 | 0 | 0 | 0
FutAeroCT10 | 0 | 0 | 0 | 0 | 0 | 0 | 0 | 0 | 0 | 0 | 0 | 0 | 0 | 0 | 0 | 0 | 0 | 0 | 0 | 0 | 0 | 0 | 0 | 0 | 0 | 0 | 0 | 0 | 0 | 0 | 0 | 0
Total Expansion Aero CT CO2 | 0 | 0 | 0 | 0 | 0 | 0 | 0 | 0 | 0 | 0 | 0 | 0 | 0 | 0 | 0 | 0 | 0 | 0 | 0 | 0 | 0 | 0 | 0 | 0 | 0 | 0 | 16.03 | 15.66 | 14.28 | 13.3 | 0 | 0
GE_7FA_CT1 | 0 | 0 | 0 | 0 | 0 | 0 | 0 | 0 | 0 | 0 | 0 | 0 | 0 | 0 | 0 | 0 | 0 | 0 | 0 | 0 | 0 | 0 | 0 | 0 | 0 | 0 | 0 | 0 | 0 | 0 | 0 | 0
GE_7FA_CT2 | 0 | 0 | 0 | 0 | 0 | 0 | 0 | 0 | 11.12 | 15.96 | 23.71 | 45 | 52.72 | 44.59 | 52.37 | 74.85 | 88.14 | 100.91 | 109.69 | 175.7 | 180.73 | 191.37 | 159.39 | 216.58 | 225.57 | 200.42 | 143.76 | 127.66 | 125.62 | 118.33 | 0 | 0
GE_7FA_CT3 | 0 | 0 | 0 | 0 | 0 | 0 | 0 | 0 | 0 | 0 | 0 | 31.48 | 37.83 | 32.12 | 37.32 | 51.8 | 62.61 | 71.82 | 78.3 | 130.19 | 139.17 | 147.31 | 120.83 | 158.95 | 167.61 | 145.76 | 82.95 | 75.38 | 70.7 | 64.3 | 0 | 0
GE_7FA_CT4 | 0 | 0 | 0 | 0 | 0 | 0 | 0 | 0 | 0 | 0 | 0 | 0 | 0 | 0 | 25.77 | 33.64 | 41.23 | 49.12 | 51.39 | 89.68 | 97.03 | 100.3 | 80.44 | 106.76 | 116.08 | 107.44 | 42.56 | 43.26 | 38.21 | 35.51 | 0 | 0
GE_7FA_CT5 | 0 | 0 | 0 | 0 | 0 | 0 | 0 | 0 | 0 | 0 | 0 | 0 | 0 | 0 | 0 | 0 | 0 | 30.93 | 31.73 | 56.03 | 59.93 | 62.62 | 49.62 | 65.61 | 76.89 | 72.46 | 25.63 | 24.74 | 20.77 | 18.32 | 0 | 0
GE_7FA_CT6 | 0 | 0 | 0 | 0 | 0 | 0 | 0 | 0 | 0 | 0 | 0 | 0 | 0 | 0 | 0 | 0 | 0 | 0 | 0 | 32.41 | 33.8 | 36.95 | 29.83 | 35.98 | 44.75 | 44.11 | 15.39 | 14.15 | 11.83 | 10.07 | 0 | 0
GE_7FA_CT7 | 0 | 0 | 0 | 0 | 0 | 0 | 0 | 0 | 0 | 0 | 0 | 0 | 0 | 0 | 0 | 0 | 0 | 0 | 0 | 0 | 0 | 0 | 0 | 0 | 0 | 17.14 | 7.48 | 8.87 | 6.06 | 5.3 | 0 | 0
GE_7FA_CT8 | 0 | 0 | 0 | 35.2 | 65.5 | 0 | 0 | 0 | 0 | 0 | 0 | 0 | 0 | 0 | 0 | 0 | 0 | 0 | 0 | 0 | 0 | 0 | 0 | 0 | 0 | 0 | 0 | 0 | 0 | 0 | 0 | 0
GE_7FA_CT9 | 0 | 0 | 0 | 13.13 | 28.17 | 0 | 0 | 0 | 0 | 0 | 0 | 0 | 0 | 0 | 0 | 0 | 0 | 0 | 0 | 0 | 0 | 0 | 0 | 0 | 0 | 0 | 0 | 0 | 0 | 0 | 0 | 0
GE_7FA_CT10 | 0 | 0 | 0 | 0 | 0 | 0 | 0 | 0 | 0 | 0 | 0 | 0 | 0 | 0 | 0 | 0 | 0 | 0 | 0 | 0 | 0 | 0 | 0 | 0 | 0 | 0 | 0 | 0 | 0 | 0 | 0 | 0
Total Expansion CT CO2 | 0 | 0 | 0 | 48.33 | 93.67 | 0 | 0 | 0 | 11.12 | 15.96 | 23.71 | 76.48 | 90.55 | 76.71 | 115.46 | 160.29 | 191.98 | 252.78 | 271.11 | 484.01 | 510.66 | 538.55 | 440.11 | 583.88 | 630.9 | 587.33 | 317.77 | 294.06 | 273.19 | 251.83 | 0 | 0
CC 2x1 7FAwDF 1 | 0 | 0 | 0 | 0 | 0 | 2798.79 | 2851.73 | 2835.24 | 2782.1 | 2810.8 | 2841.76 | 2877.76 | 2933.79 | 2919.97 | 2909.36 | 2900.35 | 2971.47 | 2964.91 | 2976.99 | 3020.13 | 3028.05 | 3036.25 | 3029.89 | 3138.84 | 3218.96 | 3189.52 | 2896.31 | 2871.64 | 2901.8 | 2907.52 | 0 | 0
CC 2x1 7FAwDF 2 | 0 | 0 | 0 | 0 | 0 | 0 | 0 | 0 | 0 | 0 | 0 | 0 | 0 | 0 | 0 | 0 | 0 | 0 | 0 | 0 | 0 | 0 | 0 | 0 | 0 | 0 | 2904.56 | 2898.97 | 2893.82 | 2906.73 | 0 | 0
CC 2x1 7FAwDF 3 | 0 | 0 | 0 | 0 | 0 | 0 | 0 | 0 | 0 | 0 | 0 | 0 | 0 | 0 | 0 | 0 | 0 | 0 | 0 | 0 | 0 | 0 | 0 | 0 | 0 | 954.59 | 923 | 900.21 | 896.42 | 896.25 | 0 | 0
CC 2x1 7FAwDF 4 | 0 | 0 | 0 | 0 | 0 | 0 | 0 | 0 | 0 | 0 | 0 | 0 | 0 | 0 | 0 | 0 | 0 | 0 | 0 | 0 | 0 | 0 | 0 | 0 | 0 | 0 | 0 | 0 | 0 | 0 | 0 | 0
CC 2x1 7FAwDF 5 | 0 | 0 | 0 | 0 | 0 | 0 | 0 | 0 | 0 | 0 | 0 | 0 | 0 | 0 | 0 | 0 | 0 | 0 | 0 | 0 | 0 | 0 | 0 | 0 | 0 | 0 | 0 | 0 | 0 | 0 | 0 | 0
CC 2x1 7FAwDF 6 | 0 | 0 | 0 | 0 | 0 | 0 | 0 | 0 | 0 | 0 | 0 | 0 | 0 | 0 | 0 | 0 | 0 | 0 | 0 | 0 | 0 | 0 | 0 | 0 | 0 | 0 | 0 | 0 | 0 | 0 | 0 | 0
CC_Fut_Proxy_07 | 0 | 0 | 0 | 0 | 0 | 0 | 0 | 0 | 0 | 0 | 0 | 0 | 0 | 0 | 0 | 0 | 0 | 0 | 0 | 0 | 0 | 0 | 0 | 0 | 0 | 0 | 0 | 0 | 0 | 0 | 0 | 0
CC_Fut_Proxy_08 | 0 | 0 | 0 | 0 | 0 | 0 | 0 | 0 | 0 | 0 | 0 | 0 | 0 | 0 | 0 | 0 | 0 | 0 | 0 | 0 | 0 | 0 | 0 | 0 | 0 | 0 | 0 | 0 | 0 | 0 | 0 | 0
CC_Fut_Proxy_09 | 0 | 0 | 0 | 0 | 0 | 0 | 0 | 0 | 0 | 0 | 0 | 0 | 0 | 0 | 0 | 0 | 0 | 0 | 0 | 0 | 0 | 0 | 0 | 0 | 0 | 0 | 0 | 0 | 0 | 0 | 0 | 0
CC_Fut_Proxy_10 | 0 | 0 | 0 | 0 | 0 | 0 | 0 | 0 | 0 | 0 | 0 | 0 | 0 | 0 | 0 | 0 | 0 | 0 | 0 | 0 | 0 | 0 | 0 | 0 | 0 | 0 | 0 | 0 | 0 | 0 | 0 | 0
Total Expansion CC CO2 | 0 | 0 | 0 | 0 | 0 | 2798.79 | 2851.73 | 2835.24 | 2782.1 | 2810.8 | 2841.76 | 2877.76 | 2933.79 | 2919.97 | 2909.36 | 2900.35 | 2971.47 | 2964.91 | 2976.99 | 3020.13 | 3028.05 | 3036.25 | 3029.89 | 3138.84 | 3218.96 | 4144.11 | 6723.87 | 6670.82 | 6692.04 | 6710.5 | 0 | 0
FutureUnit_Proxy | 0 | 0 | 0 | 0 | 0 | 0 | 0 | 0 | 0 | 0 | 0 | 0 | 0 | 0 | 0 | 0 | 0 | 0 | 0 | 0 | 0 | 0 | 0 | 0 | 0 | 0 | 0 | 0 | 0 | 0 | 0 | 0
Total System CO2 | 14078.8 | 13753.23 | 14399.39 | 13153.13 | 12899.49 | 12445.65 | 12276 | 12541.94 | 12908.14 | 12896.84 | 13031.69 | 12857.21 | 12958.57 | 13263.63 | 13555.26 | 13672.22 | 13417.7 | 13622.35 | 13630.01 | 12710.43 | 12702.66 | 12478.7 | 12753.07 | 11830.15 | 11319.14 | 11103.2 | 10462.37 | 10722.15 | 10689.07 | 10684.8 | 0 | 0
SO2 Emissions (Tons)
Big Bend 1 | 1110 | 840 | 830 | 100 | 0 | 0 | 0 | 0 | 0 | 0 | 0 | 0 | 0 | 0 | 0 | 0 | 0 | 0 | 0 | 0 | 0 | 0 | 0 | 0 | 0 | 0 | 0 | 0 | 0 | 0 | 0 | 0
Big Bend 2 | 1420 | 1250 | 1400 | 580 | 0 | 0 | 0 | 0 | 0 | 0 | 0 | 0 | 0 | 0 | 0 | 0 | 0 | 0 | 0 | 0 | 0 | 0 | 0 | 0 | 0 | 0 | 0 | 0 | 0 | 0 | 0 | 0
Big Bend 3 | 1730 | 1630 | 1920 | 1900 | 1960 | 1940 | 1950 | 1560 | 1920 | 1910 | 1870 | 1870 | 1530 | 1930 | 1920 | 1900 | 1860 | 1590 | 1890 | 1820 | 1840 | 1880 | 1890 | 670 | 0 | 0 | 0 | 0 | 0 | 0 | 0 | 0
Big Bend 4 | 3910 | 3560 | 4360 | 4310 | 4260 | 3940 | 3390 | 4120 | 4200 | 4140 | 4210 | 3140 | 3770 | 3650 | 3860 | 3800 | 3160 | 3610 | 3870 | 3830 | 3760 | 2990 | 3840 | 3760 | 3760 | 3590 | 3120 | 3700 | 3660 | 3680 | 0 | 0
TOTAL Big Bend SO2 | 8170 | 7280 | 8510 | 6890 | 6220 | 5880 | 5340 | 5680 | 6120 | 6050 | 6080 | 5010 | 5300 | 5580 | 5780 | 5700 | 5020 | 5200 | 5760 | 5650 | 5600 | 4870 | 5730 | 4430 | 3760 | 3590 | 3120 | 3700 | 3660 | 3680 | 0 | 0
Bayside 1 | 0 | 0 | 0 | 0 | 0 | 0 | 0 | 0 | 0 | 0 | 0 | 0 | 0 | 0 | 0 | 0 | 0 | 0 | 0 | 0 | 0 | 0 | 0 | 0 | 0 | 0 | 0 | 0 | 0 | 0 | 0 | 0
Bayside 2 | 0 | 0 | 0 | 10 | 10 | 0 | 0 | 0 | 0 | 0 | 0 | 0 | 0 | 0 | 0 | 0 | 0 | 0 | 0 | 0 | 0 | 0 | 0 | 0 | 0 | 0 | 0 | 0 | 0 | 0 | 0 | 0
TOTAL Bayside CC SO2 | 0 | 0 | 0 | 10 | 10 | 0 | 0 | 0 | 0 | 0 | 0 | 0 | 0 | 0 | 0 | 0 | 0 | 0 | 0 | 0 | 0 | 0 | 0 | 0 | 0 | 0 | 0 | 0 | 0 | 0 | 0 | 0
Bayside 3 | 0 | 0 | 0 | 0 | 0 | 0 | 0 | 0 | 0 | 0 | 0 | 0 | 0 | 0 | 0 | 0 | 0 | 0 | 0 | 0 | 0 | 0 | 0 | 0 | 0 | 0 | 0 | 0 | 0 | 0 | 0 | 0
Bayside 4 | 0 | 0 | 0 | 0 | 0 | 0 | 0 | 0 | 0 | 0 | 0 | 0 | 0 | 0 | 0 | 0 | 0 | 0 | 0 | 0 | 0 | 0 | 0 | 0 | 0 | 0 | 0 | 0 | 0 | 0 | 0 | 0
Bayside 5 | 0 | 0 | 0 | 0 | 0 | 0 | 0 | 0 | 0 | 0 | 0 | 0 | 0 | 0 | 0 | 0 | 0 | 0 | 0 | 0 | 0 | 0 | 0 | 0 | 0 | 0 | 0 | 0 | 0 | 0 | 0 | 0
Bayside 6 | 0 | 0 | 0 | 0 | 0 | 0 | 0 | 0 | 0 | 0 | 0 | 0 | 0 | 0 | 0 | 0 | 0 | 0 | 0 | 0 | 0 | 0 | 0 | 0 | 0 | 0 | 0 | 0 | 0 | 0 | 0 | 0
Big Bend CT4 | 0 | 0 | 0 | 0 | 0 | 0 | 0 | 0 | 0 | 0 | 0 | 0 | 0 | 0 | 0 | 0 | 0 | 0 | 0 | 0 | 0 | 0 | 0 | 0 | 0 | 0 | 0 | 0 | 0 | 0 | 0 | 0
Big Bend CT4o | 0 | 0 | 0 | 0 | 0 | 0 | 0 | 0 | 0 | 0 | 0 | 0 | 0 | 0 | 0 | 0 | 0 | 0 | 0 | 0 | 0 | 0 | 0 | 0 | 0 | 0 | 0 | 0 | 0 | 0 | 0 | 0
Polk 1 | 1260 | 1480 | 1480 | 1340 | 1500 | 1440 | 1370 | 1480 | 1480 | 1340 | 1370 | 1480 | 1460 | 1380 | 1460 | 1450 | 1380 | 1460 | 980 | 0 | 0 | 0 | 0 | 0 | 0 | 0 | 0 | 0 | 0 | 0 | 0 | 0
Polk 1g | 110 | 70 | 80 | 120 | 170 | 60 | 80 | 120 | 80 | 140 | 110 | 150 | 170 | 160 | 180 | 240 | 200 | 240 | 150 | 0 | 0 | 0 | 0 | 0 | 0 | 0 | 0 | 0 | 0 | 0 | 0 | 0
Polk 2 | 0 | 0 | 0 | 0 | 0 | 0 | 0 | 0 | 0 | 0 | 0 | 0 | 0 | 0 | 0 | 0 | 0 | 0 | 0 | 0 | 0 | 0 | 0 | 0 | 0 | 0 | 0 | 0 | 0 | 0 | 0 | 0
Polk 2o | 0 | 0 | 0 | 0 | 0 | 0 | 0 | 0 | 0 | 0 | 0 | 0 | 0 | 0 | 0 | 0 | 0 | 0 | 0 | 0 | 0 | 0 | 0 | 0 | 0 | 0 | 0 | 0 | 0 | 0 | 0 | 0
Polk 3 | 0 | 0 | 0 | 0 | 0 | 0 | 0 | 0 | 0 | 0 | 0 | 0 | 0 | 0 | 0 | 0 | 0 | 0 | 0 | 0 | 0 | 0 | 0 | 0 | 0 | 0 | 0 | 0 | 0 | 0 | 0 | 0
Polk 3o | 0 | 0 | 0 | 0 | 0 | 0 | 0 | 0 | 0 | 0 | 0 | 0 | 0 | 0 | 0 | 0 | 0 | 0 | 0 | 0 | 0 | 0 | 0 | 0 | 0 | 0 | 0 | 0 | 0 | 0 | 0 | 0
Polk 4 | 0 | 0 | 0 | 0 | 0 | 0 | 0 | 0 | 0 | 0 | 0 | 0 | 0 | 0 | 0 | 0 | 0 | 0 | 0 | 0 | 0 | 0 | 0 | 0 | 0 | 0 | 0 | 0 | 0 | 0 | 0 | 0
Polk 5 | 0 | 0 | 0 | 0 | 0 | 0 | 0 | 0 | 0 | 0 | 0 | 0 | 0 | 0 | 0 | 0 | 0 | 0 | 0 | 0 | 0 | 0 | 0 | 0 | 0 | 0 | 0 | 0 | 0 | 0 | 0 | 0
Polk 2 CC | 0.01 | 0.01 | 0.01 | 0.01 | 0.01 | 0.01 | 0.01 | 0.01 | 0.01 | 0.01 | 0.01 | 0.01 | 0.01 | 0.01 | 0.01 | 0.01 | 0.01 | 0.01 | 0.01 | 0.01 | 0.01 | 0.01 | 0.01 | 0.01 | 0.01 | 0.01 | 0 | 0 | 0 | 0 | 0 | 0
Polk 2 CC DF | 0 | 0 | 0 | 0 | 0 | 0 | 0 | 0 | 0 | 0 | 0 | 0 | 0 | 0 | 0 | 0 | 0 | 0 | 0 | 0 | 0 | 0 | 0 | 0 | 0 | 0 | 0 | 0 | 0 | 0 | 0 | 0
Phillips 1 | 0 | 0 | 0 | 0 | 0 | 0 | 0 | 0 | 0 | 0 | 0 | 0 | 0 | 0 | 0 | 0 | 0 | 0 | 0 | 0 | 0 | 0 | 0 | 0 | 0 | 0 | 0 | 0 | 0 | 0 | 0 | 0
Phillips 2 | 0 | 0 | 0 | 0 | 0 | 0 | 0 | 0 | 0 | 0 | 0 | 0 | 0 | 0 | 0 | 0 | 0 | 0 | 0 | 0 | 0 | 0 | 0 | 0 | 0 | 0 | 0 | 0 | 0 | 0 | 0 | 0
TOTAL Phillips SO2 | 0 | 0 | 0 | 0 | 0 | 0 | 0 | 0 | 0 | 0 | 0 | 0 | 0 | 0 | 0 | 0 | 0 | 0 | 0 | 0 | 0 | 0 | 0 | 0 | 0 | 0 | 0 | 0 | 0 | 0 | 0 | 0
City of Tampa | 0 | 0 | 0 | 0 | 0 | 0 | 0 | 0 | 0 | 0 | 0 | 0 | 0 | 0 | 0 | 0 | 0 | 0 | 0 | 0 | 0 | 0 | 0 | 0 | 0 | 0 | 0 | 0 | 0 | 0 | 0 | 0
FutAeroCT1 | 0 | 0 | 0 | 0 | 0 | 0 | 0 | 0 | 0 | 0 | 0 | 0 | 0 | 0 | 0 | 0 | 0 | 0 | 0 | 0 | 0 | 0 | 0 | 0 | 0 | 0 | 0 | 0 | 0 | 0 | 0 | 0
FutAeroCT2 | 0 | 0 | 0 | 0 | 0 | 0 | 0 | 0 | 0 | 0 | 0 | 0 | 0 | 0 | 0 | 0 | 0 | 0 | 0 | 0 | 0 | 0 | 0 | 0 | 0 | 0 | 0 | 0 | 0 | 0 | 0 | 0
FutAeroCT3 | 0 | 0 | 0 | 0 | 0 | 0 | 0 | 0 | 0 | 0 | 0 | 0 | 0 | 0 | 0 | 0 | 0 | 0 | 0 | 0 | 0 | 0 | 0 | 0 | 0 | 0 | 0 | 0 | 0 | 0 | 0 | 0
FutAeroCT4 | 0 | 0 | 0 | 0 | 0 | 0 | 0 | 0 | 0 | 0 | 0 | 0 | 0 | 0 | 0 | 0 | 0 | 0 | 0 | 0 | 0 | 0 | 0 | 0 | 0 | 0 | 0 | 0 | 0 | 0 | 0 | 0
FutAeroCT5 | 0 | 0 | 0 | 0 | 0 | 0 | 0 | 0 | 0 | 0 | 0 | 0 | 0 | 0 | 0 | 0 | 0 | 0 | 0 | 0 | 0 | 0 | 0 | 0 | 0 | 0 | 0 | 0 | 0 | 0 | 0 | 0
FutAeroCT6 | 0 | 0 | 0 | 0 | 0 | 0 | 0 | 0 | 0 | 0 | 0 | 0 | 0 | 0 | 0 | 0 | 0 | 0 | 0 | 0 | 0 | 0 | 0 | 0 | 0 | 0 | 0 | 0 | 0 | 0 | 0 | 0
FutAeroCT7 | 0 | 0 | 0 | 0 | 0 | 0 | 0 | 0 | 0 | 0 | 0 | 0 | 0 | 0 | 0 | 0 | 0 | 0 | 0 | 0 | 0 | 0 | 0 | 0 | 0 | 0 | 0 | 0 | 0 | 0 | 0 | 0
FutAeroCT8 | 0 | 0 | 0 | 0 | 0 | 0 | 0 | 0 | 0 | 0 | 0 | 0 | 0 | 0 | 0 | 0 | 0 | 0 | 0 | 0 | 0 | 0 | 0 | 0 | 0 | 0 | 0 | 0 | 0 | 0 | 0 | 0
FutAeroCT9 | 0 | 0 | 0 | 0 | 0 | 0 | 0 | 0 | 0 | 0 | 0 | 0 | 0 | 0 | 0 | 0 | 0 | 0 | 0 | 0 | 0 | 0 | 0 | 0 | 0 | 0 | 0 | 0 | 0 | 0 | 0 | 0
FutAeroCT10 | 0 | 0 | 0 | 0 | 0 | 0 | 0 | 0 | 0 | 0 | 0 | 0 | 0 | 0 | 0 | 0 | 0 | 0 | 0 | 0 | 0 | 0 | 0 | 0 | 0 | 0 | 0 | 0 | 0 | 0 | 0 | 0
Total Expansion Aero CT SO2 | 0 | 0 | 0 | 0 | 0 | 0 | 0 | 0 | 0 | 0 | 0 | 0 | 0 | 0 | 0 | 0 | 0 | 0 | 0 | 0 | 0 | 0 | 0 | 0 | 0 | 0 | 0 | 0 | 0 | 0 | 0 | 0
GE_7FA_CT1 | 0 | 0 | 0 | 0 | 0 | 0 | 0 | 0 | 0 | 0 | 0 | 0 | 0 | 0 | 0 | 0 | 0 | 0 | 0 | 0 | 0 | 0 | 0 | 0 | 0 | 0 | 0 | 0 | 0 | 0 | 0 | 0
GE_7FA_CT2 | 0 | 0 | 0 | 0 | 0 | 0 | 0 | 0 | 0 | 0 | 0 | 0 | 0 | 0 | 0 | 0 | 0 | 0 | 0 | 0 | 0 | 0 | 0 | 0 | 0 | 0 | 0 | 0 | 0 | 0 | 0 | 0
GE_7FA_CT3 | 0 | 0 | 0 | 0 | 0 | 0 | 0 | 0 | 0 | 0 | 0 | 0 | 0 | 0 | 0 | 0 | 0 | 0 | 0 | 0 | 0 | 0 | 0 | 0 | 0 | 0 | 0 | 0 | 0 | 0 | 0 | 0
GE_7FA_CT4 | 0 | 0 | 0 | 0 | 0 | 0 | 0 | 0 | 0 | 0 | 0 | 0 | 0 | 0 | 0 | 0 | 0 | 0 | 0 | 0 | 0 | 0 | 0 | 0 | 0 | 0 | 0 | 0 | 0 | 0 | 0 | 0
GE_7FA_CT5 | 0 | 0 | 0 | 0 | 0 | 0 | 0 | 0 | 0 | 0 | 0 | 0 | 0 | 0 | 0 | 0 | 0 | 0 | 0 | 0 | 0 | 0 | 0 | 0 | 0 | 0 | 0 | 0 | 0 | 0 | 0 | 0
GE_7FA_CT6 | 0 | 0 | 0 | 0 | 0 | 0 | 0 | 0 | 0 | 0 | 0 | 0 | 0 | 0 | 0 | 0 | 0 | 0 | 0 | 0 | 0 | 0 | 0 | 0 | 0 | 0 | 0 | 0 | 0 | 0 | 0 | 0
GE_7FA_CT7 | 0 | 0 | 0 | 0 | 0 | 0 | 0 | 0 | 0 | 0 | 0 | 0 | 0 | 0 | 0 | 0 | 0 | 0 | 0 | 0 | 0 | 0 | 0 | 0 | 0 | 0 | 0 | 0 | 0 | 0 | 0 | 0
GE_7FA_CT8 | 0 | 0 | 0 | 0 | 0 | 0 | 0 | 0 | 0 | 0 | 0 | 0 | 0 | 0 | 0 | 0 | 0 | 0 | 0 | 0 | 0 | 0 | 0 | 0 | 0 | 0 | 0 | 0 | 0 | 0 | 0 | 0
GE_7FA_CT9 | 0 | 0 | 0 | 0 | 0 | 0 | 0 | 0 | 0 | 0 | 0 | 0 | 0 | 0 | 0 | 0 | 0 | 0 | 0 | 0 | 0 | 0 | 0 | 0 | 0 | 0 | 0 | 0 | 0 | 0 | 0 | 0
GE_7FA_CT10 | 0 | 0 | 0 | 0 | 0 | 0 | 0 | 0 | 0 | 0 | 0 | 0 | 0 | 0 | 0 | 0 | 0 | 0 | 0 | 0 | 0 | 0 | 0 | 0 | 0 | 0 | 0 | 0 | 0 | 0 | 0 | 0
Total Expansion CT SO2 | 0 | 0 | 0 | 0 | 0 | 0 | 0 | 0 | 0 | 0 | 0 | 0 | 0 | 0 | 0 | 0 | 0 | 0 | 0 | 0 | 0 | 0 | 0 | 0 | 0 | 0 | 0 | 0 | 0 | 0 | 0 | 0
CC 2x1 7FAwDF 1 | 0 | 0 | 0 | 0 | 0 | 10 | 10 | 10 | 10 | 10 | 10 | 10 | 10 | 10 | 10 | 10 | 10 | 10 | 10 | 10 | 10 | 10 | 10 | 10 | 10 | 10 | 10 | 10 | 10 | 10 | 0 | 0
CC 2x1 7FAwDF 2 | 0 | 0 | 0 | 0 | 0 | 0 | 0 | 0 | 0 | 0 | 0 | 0 | 0 | 0 | 0 | 0 | 0 | 0 | 0 | 0 | 0 | 0 | 0 | 0 | 0 | 0 | 10 | 10 | 10 | 10 | 0 | 0
CC 2x1 7FAwDF 3 | 0 | 0 | 0 | 0 | 0 | 0 | 0 | 0 | 0 | 0 | 0 | 0 | 0 | 0 | 0 | 0 | 0 | 0 | 0 | 0 | 0 | 0 | 0 | 0 | 0 | 0 | 0 | 0 | 0 | 0 | 0 | 0
CC 2x1 7FAwDF 4 | 0 | 0 | 0 | 0 | 0 | 0 | 0 | 0 | 0 | 0 | 0 | 0 | 0 | 0 | 0 | 0 | 0 | 0 | 0 | 0 | 0 | 0 | 0 | 0 | 0 | 0 | 0 | 0 | 0 | 0 | 0 | 0
CC 2x1 7FAwDF 5 | 0 | 0 | 0 | 0 | 0 | 0 | 0 | 0 | 0 | 0 | 0 | 0 | 0 | 0 | 0 | 0 | 0 | 0 | 0 | 0 | 0 | 0 | 0 | 0 | 0 | 0 | 0 | 0 | 0 | 0 | 0 | 0
CC 2x1 7FAwDF 6 | 0 | 0 | 0 | 0 | 0 | 0 | 0 | 0 | 0 | 0 | 0 | 0 | 0 | 0 | 0 | 0 | 0 | 0 | 0 | 0 | 0 | 0 | 0 | 0 | 0 | 0 | 0 | 0 | 0 | 0 | 0 | 0
CC_Fut_Proxy_07 | 0 | 0 | 0 | 0 | 0 | 0 | 0 | 0 | 0 | 0 | 0 | 0 | 0 | 0 | 0 | 0 | 0 | 0 | 0 | 0 | 0 | 0 | 0 | 0 | 0 | 0 | 0 | 0 | 0 | 0 | 0 | 0
CC_Fut_Proxy_08 | 0 | 0 | 0 | 0 | 0 | 0 | 0 | 0 | 0 | 0 | 0 | 0 | 0 | 0 | 0 | 0 | 0 | 0 | 0 | 0 | 0 | 0 | 0 | 0 | 0 | 0 | 0 | 0 | 0 | 0 | 0 | 0
CC_Fut_Proxy_09 | 0 | 0 | 0 | 0 | 0 | 0 | 0 | 0 | 0 | 0 | 0 | 0 | 0 | 0 | 0 | 0 | 0 | 0 | 0 | 0 | 0 | 0 | 0 | 0 | 0 | 0 | 0 | 0 | 0 | 0 | 0 | 0
CC_Fut_Proxy_10 | 0 | 0 | 0 | 0 | 0 | 0 | 0 | 0 | 0 | 0 | 0 | 0 | 0 | 0 | 0 | 0 | 0 | 0 | 0 | 0 | 0 | 0 | 0 | 0 | 0 | 0 | 0 | 0 | 0 | 0 | 0 | 0
Total Expansion CC SO2 | 0 | 0 | 0 | 0 | 0 | 10 | 10 | 10 | 10 | 10 | 10 | 10 | 10 | 10 | 10 | 10 | 10 | 10 | 10 | 10 | 10 | 10 | 10 | 10 | 10 | 10 | 20 | 20 | 20 | 20 | 0 | 0
FutureUnit_Proxy | 0 | 0 | 0 | 0 | 0 | 0 | 0 | 0 | 0 | 0 | 0 | 0 | 0 | 0 | 0 | 0 | 0 | 0 | 0 | 0 | 0 | 0 | 0 | 0 | 0 | 0 | 0 | 0 | 0 | 0 | 0 | 0
Total System SO2 | 9540.01 | 8830.01 | 10070.01 | 8360.01 | 7900.01 | 7390.01 | 6800.01 | 7290.01 | 7690.01 | 7540.01 | 7570.01 | 6650.01 | 6940.01 | 7130.01 | 7430.01 | 7400.01 | 6610.01 | 6910.01 | 6900.01 | 5660.01 | 5610.01 | 4880.01 | 5740.01 | 4440.01 | 3770.01 | 3600.01 | 3140 | 3720 | 3680 | 3700 | 0 | 0
Unit Heat Rate (Btu/kWh)
Big Bend 1 | 0 | 0 | 0 | 0 | 0 | 0 | 0 | 0 | 0 | 0 | 0 | 0 | 0 | 0 | 0 | 0 | 0 | 0 | 0 | 0 | 0 | 0 | 0 | 0 | 0 | 0 | 0 | 0 | 0 | 0 | 0 | 0
Big Bend 2 | 0 | 0 | 0 | 0 | 0 | 0 | 0 | 0 | 0 | 0 | 0 | 0 | 0 | 0 | 0 | 0 | 0 | 0 | 0 | 0 | 0 | 0 | 0 | 0 | 0 | 0 | 0 | 0 | 0 | 0 | 0 | 0
Big Bend 3 | 0 | 0 | 0 | 0 | 0 | 0 | 0 | 0 | 0 | 0 | 0 | 0 | 0 | 0 | 0 | 0 | 0 | 0 | 0 | 0 | 0 | 0 | 0 | 0 | 0 | 0 | 0 | 0 | 0 | 0 | 0 | 0
Big Bend 4 | 0 | 0 | 0 | 0 | 0 | 0 | 0 | 0 | 0 | 0 | 0 | 0 | 0 | 0 | 0 | 0 | 0 | 0 | 0 | 0 | 0 | 0 | 0 | 0 | 0 | 0 | 0 | 0 | 0 | 0 | 0 | 0
TOTAL Big Bend HR | 0 | 0 | 0 | 0 | 0 | 0 | 0 | 0 | 0 | 0 | 0 | 0 | 0 | 0 | 0 | 0 | 0 | 0 | 0 | 0 | 0 | 0 | 0 | 0 | 0 | 0 | 0 | 0 | 0 | 0 | 0 | 0
Bayside 1 | 0 | 0 | 0 | 0 | 0 | 0 | 0 | 0 | 0 | 0 | 0 | 0 | 0 | 0 | 0 | 0 | 0 | 0 | 0 | 0 | 0 | 0 | 0 | 0 | 0 | 0 | 0 | 0 | 0 | 0 | 0 | 0
Bayside 2 | 0 | 0 | 0 | 0 | 0 | 0 | 0 | 0 | 0 | 0 | 0 | 0 | 0 | 0 | 0 | 0 | 0 | 0 | 0 | 0 | 0 | 0 | 0 | 0 | 0 | 0 | 0 | 0 | 0 | 0 | 0 | 0
TOTAL Bayside CC HR | 0 | 0 | 0 | 0 | 0 | 0 | 0 | 0 | 0 | 0 | 0 | 0 | 0 | 0 | 0 | 0 | 0 | 0 | 0 | 0 | 0 | 0 | 0 | 0 | 0 | 0 | 0 | 0 | 0 | 0 | 0 | 0
Bayside 3 | 0 | 0 | 0 | 0 | 0 | 0 | 0 | 0 | 0 | 0 | 0 | 0 | 0 | 0 | 0 | 0 | 0 | 0 | 0 | 0 | 0 | 0 | 0 | 0 | 0 | 0 | 0 | 0 | 0 | 0 | 0 | 0
Bayside 4 | 0 | 0 | 0 | 0 | 0 | 0 | 0 | 0 | 0 | 0 | 0 | 0 | 0 | 0 | 0 | 0 | 0 | 0 | 0 | 0 | 0 | 0 | 0 | 0 | 0 | 0 | 0 | 0 | 0 | 0 | 0 | 0
Bayside 5 | 0 | 0 | 0 | 0 | 0 | 0 | 0 | 0 | 0 | 0 | 0 | 0 | 0 | 0 | 0 | 0 | 0 | 0 | 0 | 0 | 0 | 0 | 0 | 0 | 0 | 0 | 0 | 0 | 0 | 0 | 0 | 0
Bayside 6 | 0 | 0 | 0 | 0 | 0 | 0 | 0 | 0 | 0 | 0 | 0 | 0 | 0 | 0 | 0 | 0 | 0 | 0 | 0 | 0 | 0 | 0 | 0 | 0 | 0 | 0 | 0 | 0 | 0 | 0 | 0 | 0
Big Bend CT4 | 0 | 0 | 0 | 0 | 0 | 0 | 0 | 0 | 0 | 0 | 0 | 0 | 0 | 0 | 0 | 0 | 0 | 0 | 0 | 0 | 0 | 0 | 0 | 0 | 0 | 0 | 0 | 0 | 0 | 0 | 0 | 0
Big Bend CT4o | 0 | 0 | 0 | 0 | 0 | 0 | 0 | 0 | 0 | 0 | 0 | 0 | 0 | 0 | 0 | 0 | 0 | 0 | 0 | 0 | 0 | 0 | 0 | 0 | 0 | 0 | 0 | 0 | 0 | 0 | 0 | 0
Polk 1 | 0 | 0 | 0 | 0 | 0 | 0 | 0 | 0 | 0 | 0 | 0 | 0 | 0 | 0 | 0 | 0 | 0 | 0 | 0 | 0 | 0 | 0 | 0 | 0 | 0 | 0 | 0 | 0 | 0 | 0 | 0 | 0
Polk 1g | 0 | 0 | 0 | 0 | 0 | 0 | 0 | 0 | 0 | 0 | 0 | 0 | 0 | 0 | 0 | 0 | 0 | 0 | 0 | 0 | 0 | 0 | 0 | 0 | 0 | 0 | 0 | 0 | 0 | 0 | 0 | 0
Polk 2 | 0 | 0 | 0 | 0 | 0 | 0 | 0 | 0 | 0 | 0 | 0 | 0 | 0 | 0 | 0 | 0 | 0 | 0 | 0 | 0 | 0 | 0 | 0 | 0 | 0 | 0 | 0 | 0 | 0 | 0 | 0 | 0
Polk 2o | 0 | 0 | 0 | 0 | 0 | 0 | 0 | 0 | 0 | 0 | 0 | 0 | 0 | 0 | 0 | 0 | 0 | 0 | 0 | 0 | 0 | 0 | 0 | 0 | 0 | 0 | 0 | 0 | 0 | 0 | 0 | 0
Polk 3 | 0 | 0 | 0 | 0 | 0 | 0 | 0 | 0 | 0 | 0 | 0 | 0 | 0 | 0 | 0 | 0 | 0 | 0 | 0 | 0 | 0 | 0 | 0 | 0 | 0 | 0 | 0 | 0 | 0 | 0 | 0 | 0
Polk 3o | 0 | 0 | 0 | 0 | 0 | 0 | 0 | 0 | 0 | 0 | 0 | 0 | 0 | 0 | 0 | 0 | 0 | 0 | 0 | 0 | 0 | 0 | 0 | 0 | 0 | 0 | 0 | 0 | 0 | 0 | 0 | 0
Polk 4 | 0 | 0 | 0 | 0 | 0 | 0 | 0 | 0 | 0 | 0 | 0 | 0 | 0 | 0 | 0 | 0 | 0 | 0 | 0 | 0 | 0 | 0 | 0 | 0 | 0 | 0 | 0 | 0 | 0 | 0 | 0 | 0
Polk 5 | 0 | 0 | 0 | 0 | 0 | 0 | 0 | 0 | 0 | 0 | 0 | 0 | 0 | 0 | 0 | 0 | 0 | 0 | 0 | 0 | 0 | 0 | 0 | 0 | 0 | 0 | 0 | 0 | 0 | 0 | 0 | 0
Polk 2 CC | 0 | 0 | 0 | 0 | 0 | 0 | 0 | 0 | 0 | 0 | 0 | 0 | 0 | 0 | 0 | 0 | 0 | 0 | 0 | 0 | 0 | 0 | 0 | 0 | 0 | 0 | 0 | 0 | 0 | 0 | 0 | 0
Polk 2 CC DF | 0 | 0 | 0 | 0 | 0 | 0 | 0 | 0 | 0 | 0 | 0 | 0 | 0 | 0 | 0 | 0 | 0 | 0 | 0 | 0 | 0 | 0 | 0 | 0 | 0 | 0 | 0 | 0 | 0 | 0 | 0 | 0
Phillips 1 | 0 | 0 | 0 | 0 | 0 | 0 | 0 | 0 | 0 | 0 | 0 | 0 | 0 | 0 | 0 | 0 | 0 | 0 | 0 | 0 | 0 | 0 | 0 | 0 | 0 | 0 | 0 | 0 | 0 | 0 | 0 | 0
Phillips 2 | 0 | 0 | 0 | 0 | 0 | 0 | 0 | 0 | 0 | 0 | 0 | 0 | 0 | 0 | 0 | 0 | 0 | 0 | 0 | 0 | 0 | 0 | 0 | 0 | 0 | 0 | 0 | 0 | 0 | 0 | 0 | 0
TOTAL Phillips HR | 0 | 0 | 0 | 0 | 0 | 0 | 0 | 0 | 0 | 0 | 0 | 0 | 0 | 0 | 0 | 0 | 0 | 0 | 0 | 0 | 0 | 0 | 0 | 0 | 0 | 0 | 0 | 0 | 0 | 0 | 0 | 0
City of Tampa | 0 | 0 | 0 | 0 | 0 | 0 | 0 | 0 | 0 | 0 | 0 | 0 | 0 | 0 | 0 | 0 | 0 | 0 | 0 | 0 | 0 | 0 | 0 | 0 | 0 | 0 | 0 | 0 | 0 | 0 | 0 | 0
FutAeroCT1 | 0 | 0 | 0 | 0 | 0 | 0 | 0 | 0 | 0 | 0 | 0 | 0 | 0 | 0 | 0 | 0 | 0 | 0 | 0 | 0 | 0 | 0 | 0 | 0 | 0 | 0 | 0 | 0 | 0 | 0 | 0 | 0
FutAeroCT2 | 0 | 0 | 0 | 0 | 0 | 0 | 0 | 0 | 0 | 0 | 0 | 0 | 0 | 0 | 0 | 0 | 0 | 0 | 0 | 0 | 0 | 0 | 0 | 0 | 0 | 0 | 0 | 0 | 0 | 0 | 0 | 0
FutAeroCT3 | 0 | 0 | 0 | 0 | 0 | 0 | 0 | 0 | 0 | 0 | 0 | 0 | 0 | 0 | 0 | 0 | 0 | 0 | 0 | 0 | 0 | 0 | 0 | 0 | 0 | 0 | 0 | 0 | 0 | 0 | 0 | 0
FutAeroCT4 | 0 | 0 | 0 | 0 | 0 | 0 | 0 | 0 | 0 | 0 | 0 | 0 | 0 | 0 | 0 | 0 | 0 | 0 | 0 | 0 | 0 | 0 | 0 | 0 | 0 | 0 | 0 | 0 | 0 | 0 | 0 | 0
FutAeroCT5 | 0 | 0 | 0 | 0 | 0 | 0 | 0 | 0 | 0 | 0 | 0 | 0 | 0 | 0 | 0 | 0 | 0 | 0 | 0 | 0 | 0 | 0 | 0 | 0 | 0 | 0 | 0 | 0 | 0 | 0 | 0 | 0
FutAeroCT6 | 0 | 0 | 0 | 0 | 0 | 0 | 0 | 0 | 0 | 0 | 0 | 0 | 0 | 0 | 0 | 0 | 0 | 0 | 0 | 0 | 0 | 0 | 0 | 0 | 0 | 0 | 0 | 0 | 0 | 0 | 0 | 0
FutAeroCT7 | 0 | 0 | 0 | 0 | 0 | 0 | 0 | 0 | 0 | 0 | 0 | 0 | 0 | 0 | 0 | 0 | 0 | 0 | 0 | 0 | 0 | 0 | 0 | 0 | 0 | 0 | 0 | 0 | 0 | 0 | 0 | 0
FutAeroCT8 | 0 | 0 | 0 | 0 | 0 | 0 | 0 | 0 | 0 | 0 | 0 | 0 | 0 | 0 | 0 | 0 | 0 | 0 | 0 | 0 | 0 | 0 | 0 | 0 | 0 | 0 | 0 | 0 | 0 | 0 | 0 | 0
FutAeroCT9 | 0 | 0 | 0 | 0 | 0 | 0 | 0 | 0 | 0 | 0 | 0 | 0 | 0 | 0 | 0 | 0 | 0 | 0 | 0 | 0 | 0 | 0 | 0 | 0 | 0 | 0 | 0 | 0 | 0 | 0 | 0 | 0
FutAeroCT10 | 0 | 0 | 0 | 0 | 0 | 0 | 0 | 0 | 0 | 0 | 0 | 0 | 0 | 0 | 0 | 0 | 0 | 0 | 0 | 0 | 0 | 0 | 0 | 0 | 0 | 0 | 0 | 0 | 0 | 0 | 0 | 0
Total Expansion Aero CT HR | 0 | 0 | 0 | 0 | 0 | 0 | 0 | 0 | 0 | 0 | 0 | 0 | 0 | 0 | 0 | 0 | 0 | 0 | 0 | 0 | 0 | 0 | 0 | 0 | 0 | 0 | 0 | 0 | 0 | 0 | 0 | 0
GE_7FA_CT1 | 0 | 0 | 0 | 0 | 0 | 0 | 0 | 0 | 0 | 0 | 0 | 0 | 0 | 0 | 0 | 0 | 0 | 0 | 0 | 0 | 0 | 0 | 0 | 0 | 0 | 0 | 0 | 0 | 0 | 0 | 0 | 0
GE_7FA_CT2 | 0 | 0 | 0 | 0 | 0 | 0 | 0 | 0 | 0 | 0 | 0 | 0 | 0 | 0 | 0 | 0 | 0 | 0 | 0 | 0 | 0 | 0 | 0 | 0 | 0 | 0 | 0 | 0 | 0 | 0 | 0 | 0
GE_7FA_CT3 | 0 | 0 | 0 | 0 | 0 | 0 | 0 | 0 | 0 | 0 | 0 | 0 | 0 | 0 | 0 | 0 | 0 | 0 | 0 | 0 | 0 | 0 | 0 | 0 | 0 | 0 | 0 | 0 | 0 | 0 | 0 | 0
GE_7FA_CT4 | 0 | 0 | 0 | 0 | 0 | 0 | 0 | 0 | 0 | 0 | 0 | 0 | 0 | 0 | 0 | 0 | 0 | 0 | 0 | 0 | 0 | 0 | 0 | 0 | 0 | 0 | 0 | 0 | 0 | 0 | 0 | 0
GE_7FA_CT5 | 0 | 0 | 0 | 0 | 0 | 0 | 0 | 0 | 0 | 0 | 0 | 0 | 0 | 0 | 0 | 0 | 0 | 0 | 0 | 0 | 0 | 0 | 0 | 0 | 0 | 0 | 0 | 0 | 0 | 0 | 0 | 0
GE_7FA_CT6 | 0 | 0 | 0 | 0 | 0 | 0 | 0 | 0 | 0 | 0 | 0 | 0 | 0 | 0 | 0 | 0 | 0 | 0 | 0 | 0 | 0 | 0 | 0 | 0 | 0 | 0 | 0 | 0 | 0 | 0 | 0 | 0
GE_7FA_CT7 | 0 | 0 | 0 | 0 | 0 | 0 | 0 | 0 | 0 | 0 | 0 | 0 | 0 | 0 | 0 | 0 | 0 | 0 | 0 | 0 | 0 | 0 | 0 | 0 | 0 | 0 | 0 | 0 | 0 | 0 | 0 | 0
GE_7FA_CT8 | 0 | 0 | 0 | 0 | 0 | 0 | 0 | 0 | 0 | 0 | 0 | 0 | 0 | 0 | 0 | 0 | 0 | 0 | 0 | 0 | 0 | 0 | 0 | 0 | 0 | 0 | 0 | 0 | 0 | 0 | 0 | 0
GE_7FA_CT9 | 0 | 0 | 0 | 0 | 0 | 0 | 0 | 0 | 0 | 0 | 0 | 0 | 0 | 0 | 0 | 0 | 0 | 0 | 0 | 0 | 0 | 0 | 0 | 0 | 0 | 0 | 0 | 0 | 0 | 0 | 0 | 0
GE_7FA_CT10 | 0 | 0 | 0 | 0 | 0 | 0 | 0 | 0 | 0 | 0 | 0 | 0 | 0 | 0 | 0 | 0 | 0 | 0 | 0 | 0 | 0 | 0 | 0 | 0 | 0 | 0 | 0 | 0 | 0 | 0 | 0 | 0
Total Expansion CT HR | 0 | 0 | 0 | 0 | 0 | 0 | 0 | 0 | 0 | 0 | 0 | 0 | 0 | 0 | 0 | 0 | 0 | 0 | 0 | 0 | 0 | 0 | 0 | 0 | 0 | 0 | 0 | 0 | 0 | 0 | 0 | 0
CC 2x1 7FAwDF 1 | 0 | 0 | 0 | 0 | 0 | 0 | 0 | 0 | 0 | 0 | 0 | 0 | 0 | 0 | 0 | 0 | 0 | 0 | 0 | 0 | 0 | 0 | 0 | 0 | 0 | 0 | 0 | 0 | 0 | 0 | 0 | 0
CC 2x1 7FAwDF 2 | 0 | 0 | 0 | 0 | 0 | 0 | 0 | 0 | 0 | 0 | 0 | 0 | 0 | 0 | 0 | 0 | 0 | 0 | 0 | 0 | 0 | 0 | 0 | 0 | 0 | 0 | 0 | 0 | 0 | 0 | 0 | 0
CC 2x1 7FAwDF 3 | 0 | 0 | 0 | 0 | 0 | 0 | 0 | 0 | 0 | 0 | 0 | 0 | 0 | 0 | 0 | 0 | 0 | 0 | 0 | 0 | 0 | 0 | 0 | 0 | 0 | 0 | 0 | 0 | 0 | 0 | 0 | 0
CC 2x1 7FAwDF 4 | 0 | 0 | 0 | 0 | 0 | 0 | 0 | 0 | 0 | 0 | 0 | 0 | 0 | 0 | 0 | 0 | 0 | 0 | 0 | 0 | 0 | 0 | 0 | 0 | 0 | 0 | 0 | 0 | 0 | 0 | 0 | 0
CC 2x1 7FAwDF 5 | 0 | 0 | 0 | 0 | 0 | 0 | 0 | 0 | 0 | 0 | 0 | 0 | 0 | 0 | 0 | 0 | 0 | 0 | 0 | 0 | 0 | 0 | 0 | 0 | 0 | 0 | 0 | 0 | 0 | 0 | 0 | 0
CC 2x1 7FAwDF 6 | 0 | 0 | 0 | 0 | 0 | 0 | 0 | 0 | 0 | 0 | 0 | 0 | 0 | 0 | 0 | 0 | 0 | 0 | 0 | 0 | 0 | 0 | 0 | 0 | 0 | 0 | 0 | 0 | 0 | 0 | 0 | 0
CC_Fut_Proxy_07 | 0 | 0 | 0 | 0 | 0 | 0 | 0 | 0 | 0 | 0 | 0 | 0 | 0 | 0 | 0 | 0 | 0 | 0 | 0 | 0 | 0 | 0 | 0 | 0 | 0 | 0 | 0 | 0 | 0 | 0 | 0 | 0
CC_Fut_Proxy_08 | 0 | 0 | 0 | 0 | 0 | 0 | 0 | 0 | 0 | 0 | 0 | 0 | 0 | 0 | 0 | 0 | 0 | 0 | 0 | 0 | 0 | 0 | 0 | 0 | 0 | 0 | 0 | 0 | 0 | 0 | 0 | 0
CC_Fut_Proxy_09 | 0 | 0 | 0 | 0 | 0 | 0 | 0 | 0 | 0 | 0 | 0 | 0 | 0 | 0 | 0 | 0 | 0 | 0 | 0 | 0 | 0 | 0 | 0 | 0 | 0 | 0 | 0 | 0 | 0 | 0 | 0 | 0
CC_Fut_Proxy_10 | 0 | 0 | 0 | 0 | 0 | 0 | 0 | 0 | 0 | 0 | 0 | 0 | 0 | 0 | 0 | 0 | 0 | 0 | 0 | 0 | 0 | 0 | 0 | 0 | 0 | 0 | 0 | 0 | 0 | 0 | 0 | 0
Total Expansion CC HR | 0 | 0 | 0 | 0 | 0 | 0 | 0 | 0 | 0 | 0 | 0 | 0 | 0 | 0 | 0 | 0 | 0 | 0 | 0 | 0 | 0 | 0 | 0 | 0 | 0 | 0 | 0 | 0 | 0 | 0 | 0 | 0
Future Proxy Unit | 0 | 0 | 0 | 0 | 0 | 0 | 0 | 0 | 0 | 0 | 0 | 0 | 0 | 0 | 0 | 0 | 0 | 0 | 0 | 0 | 0 | 0 | 0 | 0 | 0 | 0 | 0 | 0 | 0 | 0 | 0 | 0
Total System Heat Rate HR | 8570.0386 | 8104.815 | 8168.3335 | 7775.5617 | 7680.9249 | 7338.2099 | 7276.1122 | 7316.7826 | 7380.894 | 7365.8063 | 7354.8837 | 7284.4524 | 7281.4363 | 7324.621 | 7360.4855 | 7382.5831 | 7291.8269 | 7311.4836 | 7315.2774 | 7213.9826 | 7214.4177 | 7196.528 | 7217.9401 | 7048.9128 | 6947.9005 | 6830.3328 | 6482.2623 | 6546.8975 | 6531.635 | 6525.0893 | 0 | 0
Dispatch Fuel Cost ($/MWh)
Big Bend 1 | 0 | 0 | 0 | 0 | 0 | 0 | 0 | 0 | 0 | 0 | 0 | 0 | 0 | 0 | 0 | 0 | 0 | 0 | 0 | 0 | 0 | 0 | 0 | 0 | 0 | 0 | 0 | 0 | 0 | 0 | 0 | 0
Big Bend 2 | 0 | 0 | 0 | 0 | 0 | 0 | 0 | 0 | 0 | 0 | 0 | 0 | 0 | 0 | 0 | 0 | 0 | 0 | 0 | 0 | 0 | 0 | 0 | 0 | 0 | 0 | 0 | 0 | 0 | 0 | 0 | 0
Big Bend 3 | 0 | 0 | 0 | 0 | 0 | 0 | 0 | 0 | 0 | 0 | 0 | 0 | 0 | 0 | 0 | 0 | 0 | 0 | 0 | 0 | 0 | 0 | 0 | 0 | 0 | 0 | 0 | 0 | 0 | 0 | 0 | 0
Big Bend 4 | 0 | 0 | 0 | 0 | 0 | 0 | 0 | 0 | 0 | 0 | 0 | 0 | 0 | 0 | 0 | 0 | 0 | 0 | 0 | 0 | 0 | 0 | 0 | 0 | 0 | 0 | 0 | 0 | 0 | 0 | 0 | 0
TOTAL Big Bend ($/MWh) | 0 | 0 | 0 | 0 | 0 | 0 | 0 | 0 | 0 | 0 | 0 | 0 | 0 | 0 | 0 | 0 | 0 | 0 | 0 | 0 | 0 | 0 | 0 | 0 | 0 | 0 | 0 | 0 | 0 | 0 | 0 | 0
Bayside 1 | 0 | 0 | 0 | 0 | 0 | 0 | 0 | 0 | 0 | 0 | 0 | 0 | 0 | 0 | 0 | 0 | 0 | 0 | 0 | 0 | 0 | 0 | 0 | 0 | 0 | 0 | 0 | 0 | 0 | 0 | 0 | 0
Bayside 2 | 0 | 0 | 0 | 0 | 0 | 0 | 0 | 0 | 0 | 0 | 0 | 0 | 0 | 0 | 0 | 0 | 0 | 0 | 0 | 0 | 0 | 0 | 0 | 0 | 0 | 0 | 0 | 0 | 0 | 0 | 0 | 0
TOTAL Bayside CC ($/MWh) | 0 | 0 | 0 | 0 | 0 | 0 | 0 | 0 | 0 | 0 | 0 | 0 | 0 | 0 | 0 | 0 | 0 | 0 | 0 | 0 | 0 | 0 | 0 | 0 | 0 | 0 | 0 | 0 | 0 | 0 | 0 | 0
Bayside 3 | 0 | 0 | 0 | 0 | 0 | 0 | 0 | 0 | 0 | 0 | 0 | 0 | 0 | 0 | 0 | 0 | 0 | 0 | 0 | 0 | 0 | 0 | 0 | 0 | 0 | 0 | 0 | 0 | 0 | 0 | 0 | 0
Bayside 4 | 0 | 0 | 0 | 0 | 0 | 0 | 0 | 0 | 0 | 0 | 0 | 0 | 0 | 0 | 0 | 0 | 0 | 0 | 0 | 0 | 0 | 0 | 0 | 0 | 0 | 0 | 0 | 0 | 0 | 0 | 0 | 0
Bayside 5 | 0 | 0 | 0 | 0 | 0 | 0 | 0 | 0 | 0 | 0 | 0 | 0 | 0 | 0 | 0 | 0 | 0 | 0 | 0 | 0 | 0 | 0 | 0 | 0 | 0 | 0 | 0 | 0 | 0 | 0 | 0 | 0
Bayside 6 | 0 | 0 | 0 | 0 | 0 | 0 | 0 | 0 | 0 | 0 | 0 | 0 | 0 | 0 | 0 | 0 | 0 | 0 | 0 | 0 | 0 | 0 | 0 | 0 | 0 | 0 | 0 | 0 | 0 | 0 | 0 | 0
Big Bend CT4 | 0 | 0 | 0 | 0 | 0 | 0 | 0 | 0 | 0 | 0 | 0 | 0 | 0 | 0 | 0 | 0 | 0 | 0 | 0 | 0 | 0 | 0 | 0 | 0 | 0 | 0 | 0 | 0 | 0 | 0 | 0 | 0
Big Bend CT4o | 0 | 0 | 0 | 0 | 0 | 0 | 0 | 0 | 0 | 0 | 0 | 0 | 0 | 0 | 0 | 0 | 0 | 0 | 0 | 0 | 0 | 0 | 0 | 0 | 0 | 0 | 0 | 0 | 0 | 0 | 0 | 0
Polk 1 | 0 | 0 | 0 | 0 | 0 | 0 | 0 | 0 | 0 | 0 | 0 | 0 | 0 | 0 | 0 | 0 | 0 | 0 | 0 | 0 | 0 | 0 | 0 | 0 | 0 | 0 | 0 | 0 | 0 | 0 | 0 | 0
Polk 1g | 0 | 0 | 0 | 0 | 0 | 0 | 0 | 0 | 0 | 0 | 0 | 0 | 0 | 0 | 0 | 0 | 0 | 0 | 0 | 0 | 0 | 0 | 0 | 0 | 0 | 0 | 0 | 0 | 0 | 0 | 0 | 0
Polk 2 | 0 | 0 | 0 | 0 | 0 | 0 | 0 | 0 | 0 | 0 | 0 | 0 | 0 | 0 | 0 | 0 | 0 | 0 | 0 | 0 | 0 | 0 | 0 | 0 | 0 | 0 | 0 | 0 | 0 | 0 | 0 | 0
Polk 2o | 0 | 0 | 0 | 0 | 0 | 0 | 0 | 0 | 0 | 0 | 0 | 0 | 0 | 0 | 0 | 0 | 0 | 0 | 0 | 0 | 0 | 0 | 0 | 0 | 0 | 0 | 0 | 0 | 0 | 0 | 0 | 0
Polk 3 | 0 | 0 | 0 | 0 | 0 | 0 | 0 | 0 | 0 | 0 | 0 | 0 | 0 | 0 | 0 | 0 | 0 | 0 | 0 | 0 | 0 | 0 | 0 | 0 | 0 | 0 | 0 | 0 | 0 | 0 | 0 | 0
Polk 3o | 0 | 0 | 0 | 0 | 0 | 0 | 0 | 0 | 0 | 0 | 0 | 0 | 0 | 0 | 0 | 0 | 0 | 0 | 0 | 0 | 0 | 0 | 0 | 0 | 0 | 0 | 0 | 0 | 0 | 0 | 0 | 0
Polk 4 | 0 | 0 | 0 | 0 | 0 | 0 | 0 | 0 | 0 | 0 | 0 | 0 | 0 | 0 | 0 | 0 | 0 | 0 | 0 | 0 | 0 | 0 | 0 | 0 | 0 | 0 | 0 | 0 | 0 | 0 | 0 | 0
Polk 5 | 0 | 0 | 0 | 0 | 0 | 0 | 0 | 0 | 0 | 0 | 0 | 0 | 0 | 0 | 0 | 0 | 0 | 0 | 0 | 0 | 0 | 0 | 0 | 0 | 0 | 0 | 0 | 0 | 0 | 0 | 0 | 0
Polk 2 CC | 0 | 0 | 0 | 0 | 0 | 0 | 0 | 0 | 0 | 0 | 0 | 0 | 0 | 0 | 0 | 0 | 0 | 0 | 0 | 0 | 0 | 0 | 0 | 0 | 0 | 0 | 0 | 0 | 0 | 0 | 0 | 0
Polk2 CC DF | 0 | 0 | 0 | 0 | 0 | 0 | 0 | 0 | 0 | 0 | 0 | 0 | 0 | 0 | 0 | 0 | 0 | 0 | 0 | 0 | 0 | 0 | 0 | 0 | 0 | 0 | 0 | 0 | 0 | 0 | 0 | 0
Phillips 1 | 0 | 0 | 0 | 0 | 0 | 0 | 0 | 0 | 0 | 0 | 0 | 0 | 0 | 0 | 0 | 0 | 0 | 0 | 0 | 0 | 0 | 0 | 0 | 0 | 0 | 0 | 0 | 0 | 0 | 0 | 0 | 0
Phillips 2 | 0 | 0 | 0 | 0 | 0 | 0 | 0 | 0 | 0 | 0 | 0 | 0 | 0 | 0 | 0 | 0 | 0 | 0 | 0 | 0 | 0 | 0 | 0 | 0 | 0 | 0 | 0 | 0 | 0 | 0 | 0 | 0
TOTAL Phillips ($/MWh) | 0 | 0 | 0 | 0 | 0 | 0 | 0 | 0 | 0 | 0 | 0 | 0 | 0 | 0 | 0 | 0 | 0 | 0 | 0 | 0 | 0 | 0 | 0 | 0 | 0 | 0 | 0 | 0 | 0 | 0 | 1 | 2
City of Tampa | 0 | 0 | 0 | 0 | 0 | 0 | 0 | 0 | 0 | 0 | 0 | 0 | 0 | 0 | 0 | 0 | 0 | 0 | 0 | 0 | 0 | 0 | 0 | 0 | 0 | 0 | 0 | 0 | 0 | 0 | 0 | 0
FutAeroCT1 | 0 | 0 | 0 | 0 | 0 | 0 | 0 | 0 | 0 | 0 | 0 | 0 | 0 | 0 | 0 | 0 | 0 | 0 | 0 | 0 | 0 | 0 | 0 | 0 | 0 | 0 | 0 | 0 | 0 | 0 | 0 | 0
FutAeroCT2 | 0 | 0 | 0 | 0 | 0 | 0 | 0 | 0 | 0 | 0 | 0 | 0 | 0 | 0 | 0 | 0 | 0 | 0 | 0 | 0 | 0 | 0 | 0 | 0 | 0 | 0 | 0 | 0 | 0 | 0 | 0 | 0
FutAeroCT3 | 0 | 0 | 0 | 0 | 0 | 0 | 0 | 0 | 0 | 0 | 0 | 0 | 0 | 0 | 0 | 0 | 0 | 0 | 0 | 0 | 0 | 0 | 0 | 0 | 0 | 0 | 0 | 0 | 0 | 0 | 0 | 0
FutAeroCT4 | 0 | 0 | 0 | 0 | 0 | 0 | 0 | 0 | 0 | 0 | 0 | 0 | 0 | 0 | 0 | 0 | 0 | 0 | 0 | 0 | 0 | 0 | 0 | 0 | 0 | 0 | 0 | 0 | 0 | 0 | 0 | 0
FutAeroCT5 | 0 | 0 | 0 | 0 | 0 | 0 | 0 | 0 | 0 | 0 | 0 | 0 | 0 | 0 | 0 | 0 | 0 | 0 | 0 | 0 | 0 | 0 | 0 | 0 | 0 | 0 | 0 | 0 | 0 | 0 | 0 | 0
FutAeroCT6 | 0 | 0 | 0 | 0 | 0 | 0 | 0 | 0 | 0 | 0 | 0 | 0 | 0 | 0 | 0 | 0 | 0 | 0 | 0 | 0 | 0 | 0 | 0 | 0 | 0 | 0 | 0 | 0 | 0 | 0 | 0 | 0
FutAeroCT7 | 0 | 0 | 0 | 0 | 0 | 0 | 0 | 0 | 0 | 0 | 0 | 0 | 0 | 0 | 0 | 0 | 0 | 0 | 0 | 0 | 0 | 0 | 0 | 0 | 0 | 0 | 0 | 0 | 0 | 0 | 0 | 0
FutAeroCT8 | 0 | 0 | 0 | 0 | 0 | 0 | 0 | 0 | 0 | 0 | 0 | 0 | 0 | 0 | 0 | 0 | 0 | 0 | 0 | 0 | 0 | 0 | 0 | 0 | 0 | 0 | 0 | 0 | 0 | 0 | 0 | 0
FutAeroCT9 | 0 | 0 | 0 | 0 | 0 | 0 | 0 | 0 | 0 | 0 | 0 | 0 | 0 | 0 | 0 | 0 | 0 | 0 | 0 | 0 | 0 | 0 | 0 | 0 | 0 | 0 | 0 | 0 | 0 | 0 | 0 | 0
FutAeroCT10 | 0 | 0 | 0 | 0 | 0 | 0 | 0 | 0 | 0 | 0 | 0 | 0 | 0 | 0 | 0 | 0 | 0 | 0 | 0 | 0 | 0 | 0 | 0 | 0 | 0 | 0 | 0 | 0 | 0 | 0 | 0 | 0
Total Expansion Aero CT ($/MWh) | 0 | 0 | 0 | 0 | 0 | 0 | 0 | 0 | 0 | 0 | 0 | 0 | 0 | 0 | 0 | 0 | 0 | 0 | 0 | 0 | 0 | 0 | 0 | 0 | 0 | 0 | 0 | 0 | 0 | 0 | 0 | 0
GE_7FA_CT1 | 0 | 0 | 0 | 0 | 0 | 0 | 0 | 0 | 0 | 0 | 0 | 0 | 0 | 0 | 0 | 0 | 0 | 0 | 0 | 0 | 0 | 0 | 0 | 0 | 0 | 0 | 0 | 0 | 0 | 0 | 0 | 0
GE_7FA_CT2 | 0 | 0 | 0 | 0 | 0 | 0 | 0 | 0 | 0 | 0 | 0 | 0 | 0 | 0 | 0 | 0 | 0 | 0 | 0 | 0 | 0 | 0 | 0 | 0 | 0 | 0 | 0 | 0 | 0 | 0 | 0 | 0
GE_7FA_CT3 | 0 | 0 | 0 | 0 | 0 | 0 | 0 | 0 | 0 | 0 | 0 | 0 | 0 | 0 | 0 | 0 | 0 | 0 | 0 | 0 | 0 | 0 | 0 | 0 | 0 | 0 | 0 | 0 | 0 | 0 | 0 | 0
GE_7FA_CT4 | 0 | 0 | 0 | 0 | 0 | 0 | 0 | 0 | 0 | 0 | 0 | 0 | 0 | 0 | 0 | 0 | 0 | 0 | 0 | 0 | 0 | 0 | 0 | 0 | 0 | 0 | 0 | 0 | 0 | 0 | 0 | 0
GE_7FA_CT5 | 0 | 0 | 0 | 0 | 0 | 0 | 0 | 0 | 0 | 0 | 0 | 0 | 0 | 0 | 0 | 0 | 0 | 0 | 0 | 0 | 0 | 0 | 0 | 0 | 0 | 0 | 0 | 0 | 0 | 0 | 0 | 0
GE_7FA_CT6 | 0 | 0 | 0 | 0 | 0 | 0 | 0 | 0 | 0 | 0 | 0 | 0 | 0 | 0 | 0 | 0 | 0 | 0 | 0 | 0 | 0 | 0 | 0 | 0 | 0 | 0 | 0 | 0 | 0 | 0 | 0 | 0
GE_7FA_CT7 | 0 | 0 | 0 | 0 | 0 | 0 | 0 | 0 | 0 | 0 | 0 | 0 | 0 | 0 | 0 | 0 | 0 | 0 | 0 | 0 | 0 | 0 | 0 | 0 | 0 | 0 | 0 | 0 | 0 | 0 | 0 | 0
GE_7FA_CT8 | 0 | 0 | 0 | 0 | 0 | 0 | 0 | 0 | 0 | 0 | 0 | 0 | 0 | 0 | 0 | 0 | 0 | 0 | 0 | 0 | 0 | 0 | 0 | 0 | 0 | 0 | 0 | 0 | 0 | 0 | 0 | 0
GE_7FA_CT9 | 0 | 0 | 0 | 0 | 0 | 0 | 0 | 0 | 0 | 0 | 0 | 0 | 0 | 0 | 0 | 0 | 0 | 0 | 0 | 0 | 0 | 0 | 0 | 0 | 0 | 0 | 0 | 0 | 0 | 0 | 0 | 0
GE_7FA_CT10 | 0 | 0 | 0 | 0 | 0 | 0 | 0 | 0 | 0 | 0 | 0 | 0 | 0 | 0 | 0 | 0 | 0 | 0 | 0 | 0 | 0 | 0 | 0 | 0 | 0 | 0 | 0 | 0 | 0 | 0 | 0 | 0
Total Expansion CT ($/MWh) | 0 | 0 | 0 | 0 | 0 | 0 | 0 | 0 | 0 | 0 | 0 | 0 | 0 | 0 | 0 | 0 | 0 | 0 | 0 | 0 | 0 | 0 | 0 | 0 | 0 | 0 | 0 | 0 | 0 | 0 | 0 | 0
CC 2x1 7FAwDF 1 | 0 | 0 | 0 | 0 | 0 | 0 | 0 | 0 | 0 | 0 | 0 | 0 | 0 | 0 | 0 | 0 | 0 | 0 | 0 | 0 | 0 | 0 | 0 | 0 | 0 | 0 | 0 | 0 | 0 | 0 | 0 | 0
CC 2x1 7FAwDF 2 | 0 | 0 | 0 | 0 | 0 | 0 | 0 | 0 | 0 | 0 | 0 | 0 | 0 | 0 | 0 | 0 | 0 | 0 | 0 | 0 | 0 | 0 | 0 | 0 | 0 | 0 | 0 | 0 | 0 | 0 | 0 | 0
CC 2x1 7FAwDF 3 | 0 | 0 | 0 | 0 | 0 | 0 | 0 | 0 | 0 | 0 | 0 | 0 | 0 | 0 | 0 | 0 | 0 | 0 | 0 | 0 | 0 | 0 | 0 | 0 | 0 | 0 | 0 | 0 | 0 | 0 | 0 | 0
CC 2x1 7FAwDF 4 | 0 | 0 | 0 | 0 | 0 | 0 | 0 | 0 | 0 | 0 | 0 | 0 | 0 | 0 | 0 | 0 | 0 | 0 | 0 | 0 | 0 | 0 | 0 | 0 | 0 | 0 | 0 | 0 | 0 | 0 | 0 | 0
CC 2x1 7FAwDF 5 | 0 | 0 | 0 | 0 | 0 | 0 | 0 | 0 | 0 | 0 | 0 | 0 | 0 | 0 | 0 | 0 | 0 | 0 | 0 | 0 | 0 | 0 | 0 | 0 | 0 | 0 | 0 | 0 | 0 | 0 | 0 | 0
CC 2x1 7FAwDF 6 | 0 | 0 | 0 | 0 | 0 | 0 | 0 | 0 | 0 | 0 | 0 | 0 | 0 | 0 | 0 | 0 | 0 | 0 | 0 | 0 | 0 | 0 | 0 | 0 | 0 | 0 | 0 | 0 | 0 | 0 | 0 | 0
CC_Fut_Proxy_07 | 0 | 0 | 0 | 0 | 0 | 0 | 0 | 0 | 0 | 0 | 0 | 0 | 0 | 0 | 0 | 0 | 0 | 0 | 0 | 0 | 0 | 0 | 0 | 0 | 0 | 0 | 0 | 0 | 0 | 0 | 0 | 0
CC_Fut_Proxy_08 | 0 | 0 | 0 | 0 | 0 | 0 | 0 | 0 | 0 | 0 | 0 | 0 | 0 | 0 | 0 | 0 | 0 | 0 | 0 | 0 | 0 | 0 | 0 | 0 | 0 | 0 | 0 | 0 | 0 | 0 | 0 | 0
CC_Fut_Proxy_09 | 0 | 0 | 0 | 0 | 0 | 0 | 0 | 0 | 0 | 0 | 0 | 0 | 0 | 0 | 0 | 0 | 0 | 0 | 0 | 0 | 0 | 0 | 0 | 0 | 0 | 0 | 0 | 0 | 0 | 0 | 0 | 0
CC_Fut_Proxy_10 | 0 | 0 | 0 | 0 | 0 | 0 | 0 | 0 | 0 | 0 | 0 | 0 | 0 | 0 | 0 | 0 | 0 | 0 | 0 | 0 | 0 | 0 | 0 | 0 | 0 | 0 | 0 | 0 | 0 | 0 | 0 | 0
Total Expansion CC ($/MWh) | 0 | 0 | 0 | 0 | 0 | 0 | 0 | 0 | 0 | 0 | 0 | 0 | 0 | 0 | 0 | 0 | 0 | 0 | 0 | 0 | 0 | 0 | 0 | 0 | 0 | 0 | 0 | 0 | 0 | 0 | 0 | 0
Future Proxy Unit | 0 | 0 | 0 | 0 | 0 | 0 | 0 | 0 | 0 | 0 | 0 | 0 | 0 | 0 | 0 | 0 | 0 | 0 | 0 | 0 | 0 | 0 | 0 | 0 | 0 | 0 | 0 | 0 | 0 | 0 | 0 | 0
Unit Service Hours (HRS)
Big Bend 1 | 0 | 0 | 0 | 0 | 0 | 0 | 0 | 0 | 0 | 0 | 0 | 0 | 0 | 0 | 0 | 0 | 0 | 0 | 0 | 0 | 0 | 0 | 0 | 0 | 0 | 0 | 0 | 0 | 0 | 0 | 0 | 0
Big Bend 2 | 0 | 0 | 0 | 0 | 0 | 0 | 0 | 0 | 0 | 0 | 0 | 0 | 0 | 0 | 0 | 0 | 0 | 0 | 0 | 0 | 0 | 0 | 0 | 0 | 0 | 0 | 0 | 0 | 0 | 0 | 0 | 0
Big Bend 3 | 0 | 0 | 0 | 0 | 0 | 0 | 0 | 0 | 0 | 0 | 0 | 0 | 0 | 0 | 0 | 0 | 0 | 0 | 0 | 0 | 0 | 0 | 0 | 0 | 0 | 0 | 0 | 0 | 0 | 0 | 0 | 0
Big Bend 4 | 0 | 0 | 0 | 0 | 0 | 0 | 0 | 0 | 0 | 0 | 0 | 0 | 0 | 0 | 0 | 0 | 0 | 0 | 0 | 0 | 0 | 0 | 0 | 0 | 0 | 0 | 0 | 0 | 0 | 0 | 0 | 0
TOTAL Big Bend | 0 | 0 | 0 | 0 | 0 | 0 | 0 | 0 | 0 | 0 | 0 | 0 | 0 | 0 | 0 | 0 | 0 | 0 | 0 | 0 | 0 | 0 | 0 | 0 | 0 | 0 | 0 | 0 | 0 | 0 | 0 | 0
Bayside 1 (Steam Turbine) | 0 | 0 | 0 | 0 | 0 | 0 | 0 | 0 | 0 | 0 | 0 | 0 | 0 | 0 | 0 | 0 | 0 | 0 | 0 | 0 | 0 | 0 | 0 | 0 | 0 | 0 | 0 | 0 | 0 | 0 | 0 | 0
Bayside 2 (Steam Turbine) | 0 | 0 | 0 | 0 | 0 | 0 | 0 | 0 | 0 | 0 | 0 | 0 | 0 | 0 | 0 | 0 | 0 | 0 | 0 | 0 | 0 | 0 | 0 | 0 | 0 | 0 | 0 | 0 | 0 | 0 | 0 | 0
TOTAL Bayside CC | 0 | 0 | 0 | 0 | 0 | 0 | 0 | 0 | 0 | 0 | 0 | 0 | 0 | 0 | 0 | 0 | 0 | 0 | 0 | 0 | 0 | 0 | 0 | 0 | 0 | 0 | 0 | 0 | 0 | 0 | 0 | 0
Bayside 3 | 0 | 0 | 0 | 0 | 0 | 0 | 0 | 0 | 0 | 0 | 0 | 0 | 0 | 0 | 0 | 0 | 0 | 0 | 0 | 0 | 0 | 0 | 0 | 0 | 0 | 0 | 0 | 0 | 0 | 0 | 0 | 0
Bayside 4 | 0 | 0 | 0 | 0 | 0 | 0 | 0 | 0 | 0 | 0 | 0 | 0 | 0 | 0 | 0 | 0 | 0 | 0 | 0 | 0 | 0 | 0 | 0 | 0 | 0 | 0 | 0 | 0 | 0 | 0 | 0 | 0
Bayside 5 | 0 | 0 | 0 | 0 | 0 | 0 | 0 | 0 | 0 | 0 | 0 | 0 | 0 | 0 | 0 | 0 | 0 | 0 | 0 | 0 | 0 | 0 | 0 | 0 | 0 | 0 | 0 | 0 | 0 | 0 | 0 | 0
Bayside 6 | 0 | 0 | 0 | 0 | 0 | 0 | 0 | 0 | 0 | 0 | 0 | 0 | 0 | 0 | 0 | 0 | 0 | 0 | 0 | 0 | 0 | 0 | 0 | 0 | 0 | 0 | 0 | 0 | 0 | 0 | 0 | 0
Big Bend CT4 | 0 | 0 | 0 | 0 | 0 | 0 | 0 | 0 | 0 | 0 | 0 | 0 | 0 | 0 | 0 | 0 | 0 | 0 | 0 | 0 | 0 | 0 | 0 | 0 | 0 | 0 | 0 | 0 | 0 | 0 | 0 | 0
Big Bend CT4o | 0 | 0 | 0 | 0 | 0 | 0 | 0 | 0 | 0 | 0 | 0 | 0 | 0 | 0 | 0 | 0 | 0 | 0 | 0 | 0 | 0 | 0 | 0 | 0 | 0 | 0 | 0 | 0 | 0 | 0 | 0 | 0
Polk 1 | 0 | 0 | 0 | 0 | 0 | 0 | 0 | 0 | 0 | 0 | 0 | 0 | 0 | 0 | 0 | 0 | 0 | 0 | 0 | 0 | 0 | 0 | 0 | 0 | 0 | 0 | 0 | 0 | 0 | 0 | 0 | 0
Polk 1g | 0 | 0 | 0 | 0 | 0 | 0 | 0 | 0 | 0 | 0 | 0 | 0 | 0 | 0 | 0 | 0 | 0 | 0 | 0 | 0 | 0 | 0 | 0 | 0 | 0 | 0 | 0 | 0 | 0 | 0 | 0 | 0
Polk 2 | 0 | 0 | 0 | 0 | 0 | 0 | 0 | 0 | 0 | 0 | 0 | 0 | 0 | 0 | 0 | 0 | 0 | 0 | 0 | 0 | 0 | 0 | 0 | 0 | 0 | 0 | 0 | 0 | 0 | 0 | 0 | 0
Polk 2o | 0 | 0 | 0 | 0 | 0 | 0 | 0 | 0 | 0 | 0 | 0 | 0 | 0 | 0 | 0 | 0 | 0 | 0 | 0 | 0 | 0 | 0 | 0 | 0 | 0 | 0 | 0 | 0 | 0 | 0 | 0 | 0
Polk 3 | 0 | 0 | 0 | 0 | 0 | 0 | 0 | 0 | 0 | 0 | 0 | 0 | 0 | 0 | 0 | 0 | 0 | 0 | 0 | 0 | 0 | 0 | 0 | 0 | 0 | 0 | 0 | 0 | 0 | 0 | 0 | 0
Polk 3o | 0 | 0 | 0 | 0 | 0 | 0 | 0 | 0 | 0 | 0 | 0 | 0 | 0 | 0 | 0 | 0 | 0 | 0 | 0 | 0 | 0 | 0 | 0 | 0 | 0 | 0 | 0 | 0 | 0 | 0 | 0 | 0
Polk 4 | 0 | 0 | 0 | 0 | 0 | 0 | 0 | 0 | 0 | 0 | 0 | 0 | 0 | 0 | 0 | 0 | 0 | 0 | 0 | 0 | 0 | 0 | 0 | 0 | 0 | 0 | 0 | 0 | 0 | 0 | 0 | 0
Polk 5 | 0 | 0 | 0 | 0 | 0 | 0 | 0 | 0 | 0 | 0 | 0 | 0 | 0 | 0 | 0 | 0 | 0 | 0 | 0 | 0 | 0 | 0 | 0 | 0 | 0 | 0 | 0 | 0 | 0 | 0 | 0 | 0
Polk 2 CC (Steam Turbine) | 0 | 0 | 0 | 0 | 0 | 0 | 0 | 0 | 0 | 0 | 0 | 0 | 0 | 0 | 0 | 0 | 0 | 0 | 0 | 0 | 0 | 0 | 0 | 0 | 0 | 0 | 0 | 0 | 0 | 0 | 0 | 0
Polk 2 CC DF | 0 | 0 | 0 | 0 | 0 | 0 | 0 | 0 | 0 | 0 | 0 | 0 | 0 | 0 | 0 | 0 | 0 | 0 | 0 | 0 | 0 | 0 | 0 | 0 | 0 | 0 | 0 | 0 | 0 | 0 | 0 | 0
Phillips 1 | 0 | 0 | 0 | 0 | 0 | 0 | 0 | 0 | 0 | 0 | 0 | 0 | 0 | 0 | 0 | 0 | 0 | 0 | 0 | 0 | 0 | 0 | 0 | 0 | 0 | 0 | 0 | 0 | 0 | 0 | 0 | 0
Phillips 2 | 0 | 0 | 0 | 0 | 0 | 0 | 0 | 0 | 0 | 0 | 0 | 0 | 0 | 0 | 0 | 0 | 0 | 0 | 0 | 0 | 0 | 0 | 0 | 0 | 0 | 0 | 0 | 0 | 0 | 0 | 0 | 0
City of Tampa | 0 | 0 | 0 | 0 | 0 | 0 | 0 | 0 | 0 | 0 | 0 | 0 | 0 | 0 | 0 | 0 | 0 | 0 | 0 | 0 | 0 | 0 | 0 | 0 | 0 | 0 | 0 | 0 | 0 | 0 | 0 | 0
FutAeroCT1 | 0 | 0 | 0 | 0 | 0 | 0 | 0 | 0 | 0 | 0 | 0 | 0 | 0 | 0 | 0 | 0 | 0 | 0 | 0 | 0 | 0 | 0 | 0 | 0 | 0 | 0 | 0 | 0 | 0 | 0 | 0 | 0
FutAeroCT2 | 0 | 0 | 0 | 0 | 0 | 0 | 0 | 0 | 0 | 0 | 0 | 0 | 0 | 0 | 0 | 0 | 0 | 0 | 0 | 0 | 0 | 0 | 0 | 0 | 0 | 0 | 0 | 0 | 0 | 0 | 0 | 0
FutAeroCT3 | 0 | 0 | 0 | 0 | 0 | 0 | 0 | 0 | 0 | 0 | 0 | 0 | 0 | 0 | 0 | 0 | 0 | 0 | 0 | 0 | 0 | 0 | 0 | 0 | 0 | 0 | 0 | 0 | 0 | 0 | 0 | 0
FutAeroCT4 | 0 | 0 | 0 | 0 | 0 | 0 | 0 | 0 | 0 | 0 | 0 | 0 | 0 | 0 | 0 | 0 | 0 | 0 | 0 | 0 | 0 | 0 | 0 | 0 | 0 | 0 | 0 | 0 | 0 | 0 | 0 | 0
FutAeroCT5 | 0 | 0 | 0 | 0 | 0 | 0 | 0 | 0 | 0 | 0 | 0 | 0 | 0 | 0 | 0 | 0 | 0 | 0 | 0 | 0 | 0 | 0 | 0 | 0 | 0 | 0 | 0 | 0 | 0 | 0 | 0 | 0
FutAeroCT6 | 0 | 0 | 0 | 0 | 0 | 0 | 0 | 0 | 0 | 0 | 0 | 0 | 0 | 0 | 0 | 0 | 0 | 0 | 0 | 0 | 0 | 0 | 0 | 0 | 0 | 0 | 0 | 0 | 0 | 0 | 0 | 0
FutAeroCT7 | 0 | 0 | 0 | 0 | 0 | 0 | 0 | 0 | 0 | 0 | 0 | 0 | 0 | 0 | 0 | 0 | 0 | 0 | 0 | 0 | 0 | 0 | 0 | 0 | 0 | 0 | 0 | 0 | 0 | 0 | 0 | 0
FutAeroCT8 | 0 | 0 | 0 | 0 | 0 | 0 | 0 | 0 | 0 | 0 | 0 | 0 | 0 | 0 | 0 | 0 | 0 | 0 | 0 | 0 | 0 | 0 | 0 | 0 | 0 | 0 | 0 | 0 | 0 | 0 | 0 | 0
FutAeroCT9 | 0 | 0 | 0 | 0 | 0 | 0 | 0 | 0 | 0 | 0 | 0 | 0 | 0 | 0 | 0 | 0 | 0 | 0 | 0 | 0 | 0 | 0 | 0 | 0 | 0 | 0 | 0 | 0 | 0 | 0 | 0 | 0
FutAeroCT10 | 0 | 0 | 0 | 0 | 0 | 0 | 0 | 0 | 0 | 0 | 0 | 0 | 0 | 0 | 0 | 0 | 0 | 0 | 0 | 0 | 0 | 0 | 0 | 0 | 0 | 0 | 0 | 0 | 0 | 0 | 0 | 0
Total Expansion Aero CT (HRS) | 0 | 0 | 0 | 0 | 0 | 0 | 0 | 0 | 0 | 0 | 0 | 0 | 0 | 0 | 0 | 0 | 0 | 0 | 0 | 0 | 0 | 0 | 0 | 0 | 0 | 0 | 0 | 0 | 0 | 0 | 0 | 0
GE_7FA_CT1 | 0 | 0 | 0 | 0 | 0 | 0 | 0 | 0 | 0 | 0 | 0 | 0 | 0 | 0 | 0 | 0 | 0 | 0 | 0 | 0 | 0 | 0 | 0 | 0 | 0 | 0 | 0 | 0 | 0 | 0 | 0 | 0
GE_7FA_CT2 | 0 | 0 | 0 | 0 | 0 | 0 | 0 | 0 | 0 | 0 | 0 | 0 | 0 | 0 | 0 | 0 | 0 | 0 | 0 | 0 | 0 | 0 | 0 | 0 | 0 | 0 | 0 | 0 | 0 | 0 | 0 | 0
GE_7FA_CT3 | 0 | 0 | 0 | 0 | 0 | 0 | 0 | 0 | 0 | 0 | 0 | 0 | 0 | 0 | 0 | 0 | 0 | 0 | 0 | 0 | 0 | 0 | 0 | 0 | 0 | 0 | 0 | 0 | 0 | 0 | 0 | 0
GE_7FA_CT4 | 0 | 0 | 0 | 0 | 0 | 0 | 0 | 0 | 0 | 0 | 0 | 0 | 0 | 0 | 0 | 0 | 0 | 0 | 0 | 0 | 0 | 0 | 0 | 0 | 0 | 0 | 0 | 0 | 0 | 0 | 0 | 0
GE_7FA_CT5 | 0 | 0 | 0 | 0 | 0 | 0 | 0 | 0 | 0 | 0 | 0 | 0 | 0 | 0 | 0 | 0 | 0 | 0 | 0 | 0 | 0 | 0 | 0 | 0 | 0 | 0 | 0 | 0 | 0 | 0 | 0 | 0
GE_7FA_CT6 | 0 | 0 | 0 | 0 | 0 | 0 | 0 | 0 | 0 | 0 | 0 | 0 | 0 | 0 | 0 | 0 | 0 | 0 | 0 | 0 | 0 | 0 | 0 | 0 | 0 | 0 | 0 | 0 | 0 | 0 | 0 | 0
GE_7FA_CT7 | 0 | 0 | 0 | 0 | 0 | 0 | 0 | 0 | 0 | 0 | 0 | 0 | 0 | 0 | 0 | 0 | 0 | 0 | 0 | 0 | 0 | 0 | 0 | 0 | 0 | 0 | 0 | 0 | 0 | 0 | 0 | 0
GE_7FA_CT8 | 0 | 0 | 0 | 0 | 0 | 0 | 0 | 0 | 0 | 0 | 0 | 0 | 0 | 0 | 0 | 0 | 0 | 0 | 0 | 0 | 0 | 0 | 0 | 0 | 0 | 0 | 0 | 0 | 0 | 0 | 0 | 0
GE_7FA_CT9 | 0 | 0 | 0 | 0 | 0 | 0 | 0 | 0 | 0 | 0 | 0 | 0 | 0 | 0 | 0 | 0 | 0 | 0 | 0 | 0 | 0 | 0 | 0 | 0 | 0 | 0 | 0 | 0 | 0 | 0 | 0 | 0
GE_7FA_CT10 | 0 | 0 | 0 | 0 | 0 | 0 | 0 | 0 | 0 | 0 | 0 | 0 | 0 | 0 | 0 | 0 | 0 | 0 | 0 | 0 | 0 | 0 | 0 | 0 | 0 | 0 | 0 | 0 | 0 | 0 | 0 | 0
Total Expansion CT (HRS) | 0 | 0 | 0 | 0 | 0 | 0 | 0 | 0 | 0 | 0 | 0 | 0 | 0 | 0 | 0 | 0 | 0 | 0 | 0 | 0 | 0 | 0 | 0 | 0 | 0 | 0 | 0 | 0 | 0 | 0 | 0 | 0
CC 2x1 7FAwDF 1 | 0 | 0 | 0 | 0 | 0 | 0 | 0 | 0 | 0 | 0 | 0 | 0 | 0 | 0 | 0 | 0 | 0 | 0 | 0 | 0 | 0 | 0 | 0 | 0 | 0 | 0 | 0 | 0 | 0 | 0 | 0 | 0
CC 2x1 7FAwDF 2 | 0 | 0 | 0 | 0 | 0 | 0 | 0 | 0 | 0 | 0 | 0 | 0 | 0 | 0 | 0 | 0 | 0 | 0 | 0 | 0 | 0 | 0 | 0 | 0 | 0 | 0 | 0 | 0 | 0 | 0 | 0 | 0
CC 2x1 7FAwDF 3 | 0 | 0 | 0 | 0 | 0 | 0 | 0 | 0 | 0 | 0 | 0 | 0 | 0 | 0 | 0 | 0 | 0 | 0 | 0 | 0 | 0 | 0 | 0 | 0 | 0 | 0 | 0 | 0 | 0 | 0 | 0 | 0
CC 2x1 7FAwDF 4 | 0 | 0 | 0 | 0 | 0 | 0 | 0 | 0 | 0 | 0 | 0 | 0 | 0 | 0 | 0 | 0 | 0 | 0 | 0 | 0 | 0 | 0 | 0 | 0 | 0 | 0 | 0 | 0 | 0 | 0 | 0 | 0
CC 2x1 7FAwDF 5 | 0 | 0 | 0 | 0 | 0 | 0 | 0 | 0 | 0 | 0 | 0 | 0 | 0 | 0 | 0 | 0 | 0 | 0 | 0 | 0 | 0 | 0 | 0 | 0 | 0 | 0 | 0 | 0 | 0 | 0 | 0 | 0
CC 2x1 7FAwDF 6 | 0 | 0 | 0 | 0 | 0 | 0 | 0 | 0 | 0 | 0 | 0 | 0 | 0 | 0 | 0 | 0 | 0 | 0 | 0 | 0 | 0 | 0 | 0 | 0 | 0 | 0 | 0 | 0 | 0 | 0 | 0 | 0
CC_Fut_Proxy_07 | 0 | 0 | 0 | 0 | 0 | 0 | 0 | 0 | 0 | 0 | 0 | 0 | 0 | 0 | 0 | 0 | 0 | 0 | 0 | 0 | 0 | 0 | 0 | 0 | 0 | 0 | 0 | 0 | 0 | 0 | 0 | 0
CC_Fut_Proxy_08 | 0 | 0 | 0 | 0 | 0 | 0 | 0 | 0 | 0 | 0 | 0 | 0 | 0 | 0 | 0 | 0 | 0 | 0 | 0 | 0 | 0 | 0 | 0 | 0 | 0 | 0 | 0 | 0 | 0 | 0 | 0 | 0
CC_Fut_Proxy_09 | 0 | 0 | 0 | 0 | 0 | 0 | 0 | 0 | 0 | 0 | 0 | 0 | 0 | 0 | 0 | 0 | 0 | 0 | 0 | 0 | 0 | 0 | 0 | 0 | 0 | 0 | 0 | 0 | 0 | 0 | 0 | 0
CC_Fut_Proxy_10 | 0 | 0 | 0 | 0 | 0 | 0 | 0 | 0 | 0 | 0 | 0 | 0 | 0 | 0 | 0 | 0 | 0 | 0 | 0 | 0 | 0 | 0 | 0 | 0 | 0 | 0 | 0 | 0 | 0 | 0 | 0 | 0
Total Expansion CC (HRS) | 0 | 0 | 0 | 0 | 0 | 0 | 0 | 0 | 0 | 0 | 0 | 0 | 0 | 0 | 0 | 0 | 0 | 0 | 0 | 0 | 0 | 0 | 0 | 0 | 0 | 0 | 0 | 0 | 0 | 0 | 0 | 0
Unit Starts (No. of STRT)
Big Bend 1 | 0 | 0 | 0 | 0 | 0 | 0 | 0 | 0 | 0 | 0 | 0 | 0 | 0 | 0 | 0 | 0 | 0 | 0 | 0 | 0 | 0 | 0 | 0 | 0 | 0 | 0 | 0 | 0 | 0 | 0 | 0 | 0
Big Bend 2 | 0 | 0 | 0 | 0 | 0 | 0 | 0 | 0 | 0 | 0 | 0 | 0 | 0 | 0 | 0 | 0 | 0 | 0 | 0 | 0 | 0 | 0 | 0 | 0 | 0 | 0 | 0 | 0 | 0 | 0 | 0 | 0
Big Bend 3 | 0 | 0 | 0 | 0 | 0 | 0 | 0 | 0 | 0 | 0 | 0 | 0 | 0 | 0 | 0 | 0 | 0 | 0 | 0 | 0 | 0 | 0 | 0 | 0 | 0 | 0 | 0 | 0 | 0 | 0 | 0 | 0
Big Bend 4 | 0 | 0 | 0 | 0 | 0 | 0 | 0 | 0 | 0 | 0 | 0 | 0 | 0 | 0 | 0 | 0 | 0 | 0 | 0 | 0 | 0 | 0 | 0 | 0 | 0 | 0 | 0 | 0 | 0 | 0 | 0 | 0
Bayside 1 (Steam Turbine) | 0 | 0 | 0 | 0 | 0 | 0 | 0 | 0 | 0 | 0 | 0 | 0 | 0 | 0 | 0 | 0 | 0 | 0 | 0 | 0 | 0 | 0 | 0 | 0 | 0 | 0 | 0 | 0 | 0 | 0 | 0 | 0
Bayside 2 (Steam Turbine) | 0 | 0 | 0 | 0 | 0 | 0 | 0 | 0 | 0 | 0 | 0 | 0 | 0 | 0 | 0 | 0 | 0 | 0 | 0 | 0 | 0 | 0 | 0 | 0 | 0 | 0 | 0 | 0 | 0 | 0 | 0 | 0
Bayside 3 | 0 | 0 | 0 | 0 | 0 | 0 | 0 | 0 | 0 | 0 | 0 | 0 | 0 | 0 | 0 | 0 | 0 | 0 | 0 | 0 | 0 | 0 | 0 | 0 | 0 | 0 | 0 | 0 | 0 | 0 | 0 | 0
Bayside 4 | 0 | 0 | 0 | 0 | 0 | 0 | 0 | 0 | 0 | 0 | 0 | 0 | 0 | 0 | 0 | 0 | 0 | 0 | 0 | 0 | 0 | 0 | 0 | 0 | 0 | 0 | 0 | 0 | 0 | 0 | 0 | 0
Bayside 5 | 0 | 0 | 0 | 0 | 0 | 0 | 0 | 0 | 0 | 0 | 0 | 0 | 0 | 0 | 0 | 0 | 0 | 0 | 0 | 0 | 0 | 0 | 0 | 0 | 0 | 0 | 0 | 0 | 0 | 0 | 0 | 0
Bayside 6 | 0 | 0 | 0 | 0 | 0 | 0 | 0 | 0 | 0 | 0 | 0 | 0 | 0 | 0 | 0 | 0 | 0 | 0 | 0 | 0 | 0 | 0 | 0 | 0 | 0 | 0 | 0 | 0 | 0 | 0 | 0 | 0
Big Bend CT4 | 0 | 0 | 0 | 0 | 0 | 0 | 0 | 0 | 0 | 0 | 0 | 0 | 0 | 0 | 0 | 0 | 0 | 0 | 0 | 0 | 0 | 0 | 0 | 0 | 0 | 0 | 0 | 0 | 0 | 0 | 0 | 0
Big Bend CT4o | 0 | 0 | 0 | 0 | 0 | 0 | 0 | 0 | 0 | 0 | 0 | 0 | 0 | 0 | 0 | 0 | 0 | 0 | 0 | 0 | 0 | 0 | 0 | 0 | 0 | 0 | 0 | 0 | 0 | 0 | 0 | 0
Polk 1 | 0 | 0 | 0 | 0 | 0 | 0 | 0 | 0 | 0 | 0 | 0 | 0 | 0 | 0 | 0 | 0 | 0 | 0 | 0 | 0 | 0 | 0 | 0 | 0 | 0 | 0 | 0 | 0 | 0 | 0 | 0 | 0
Polk 1g | 0 | 0 | 0 | 0 | 0 | 0 | 0 | 0 | 0 | 0 | 0 | 0 | 0 | 0 | 0 | 0 | 0 | 0 | 0 | 0 | 0 | 0 | 0 | 0 | 0 | 0 | 0 | 0 | 0 | 0 | 0 | 0
Polk 2 | 0 | 0 | 0 | 0 | 0 | 0 | 0 | 0 | 0 | 0 | 0 | 0 | 0 | 0 | 0 | 0 | 0 | 0 | 0 | 0 | 0 | 0 | 0 | 0 | 0 | 0 | 0 | 0 | 0 | 0 | 0 | 0
Polk 2o | 0 | 0 | 0 | 0 | 0 | 0 | 0 | 0 | 0 | 0 | 0 | 0 | 0 | 0 | 0 | 0 | 0 | 0 | 0 | 0 | 0 | 0 | 0 | 0 | 0 | 0 | 0 | 0 | 0 | 0 | 0 | 0
Polk 3 | 0 | 0 | 0 | 0 | 0 | 0 | 0 | 0 | 0 | 0 | 0 | 0 | 0 | 0 | 0 | 0 | 0 | 0 | 0 | 0 | 0 | 0 | 0 | 0 | 0 | 0 | 0 | 0 | 0 | 0 | 0 | 0
Polk 3o | 0 | 0 | 0 | 0 | 0 | 0 | 0 | 0 | 0 | 0 | 0 | 0 | 0 | 0 | 0 | 0 | 0 | 0 | 0 | 0 | 0 | 0 | 0 | 0 | 0 | 0 | 0 | 0 | 0 | 0 | 0 | 0
Polk 4 | 0 | 0 | 0 | 0 | 0 | 0 | 0 | 0 | 0 | 0 | 0 | 0 | 0 | 0 | 0 | 0 | 0 | 0 | 0 | 0 | 0 | 0 | 0 | 0 | 0 | 0 | 0 | 0 | 0 | 0 | 0 | 0
Polk 5 | 0 | 0 | 0 | 0 | 0 | 0 | 0 | 0 | 0 | 0 | 0 | 0 | 0 | 0 | 0 | 0 | 0 | 0 | 0 | 0 | 0 | 0 | 0 | 0 | 0 | 0 | 0 | 0 | 0 | 0 | 0 | 0
Polk 2 CC (Steam Turbine) | 0 | 0 | 0 | 0 | 0 | 0 | 0 | 0 | 0 | 0 | 0 | 0 | 0 | 0 | 0 | 0 | 0 | 0 | 0 | 0 | 0 | 0 | 0 | 0 | 0 | 0 | 0 | 0 | 0 | 0 | 0 | 0
Polk 2 CC DF | 0 | 0 | 0 | 0 | 0 | 0 | 0 | 0 | 0 | 0 | 0 | 0 | 0 | 0 | 0 | 0 | 0 | 0 | 0 | 0 | 0 | 0 | 0 | 0 | 0 | 0 | 0 | 0 | 0 | 0 | 0 | 0
Phillips 1 | 0 | 0 | 0 | 0 | 0 | 0 | 0 | 0 | 0 | 0 | 0 | 0 | 0 | 0 | 0 | 0 | 0 | 0 | 0 | 0 | 0 | 0 | 0 | 0 | 0 | 0 | 0 | 0 | 0 | 0 | 0 | 0
Phillips 2 | 0 | 0 | 0 | 0 | 0 | 0 | 0 | 0 | 0 | 0 | 0 | 0 | 0 | 0 | 0 | 0 | 0 | 0 | 0 | 0 | 0 | 0 | 0 | 0 | 0 | 0 | 0 | 0 | 0 | 0 | 0 | 0
City of Tampa | 0 | 0 | 0 | 0 | 0 | 0 | 0 | 0 | 0 | 0 | 0 | 0 | 0 | 0 | 0 | 0 | 0 | 0 | 0 | 0 | 0 | 0 | 0 | 0 | 0 | 0 | 0 | 0 | 0 | 0 | 0 | 0
FutAeroCT1 | 0 | 0 | 0 | 0 | 0 | 0 | 0 | 0 | 0 | 0 | 0 | 0 | 0 | 0 | 0 | 0 | 0 | 0 | 0 | 0 | 0 | 0 | 0 | 0 | 0 | 0 | 0 | 0 | 0 | 0 | 0 | 0
FutAeroCT2 | 0 | 0 | 0 | 0 | 0 | 0 | 0 | 0 | 0 | 0 | 0 | 0 | 0 | 0 | 0 | 0 | 0 | 0 | 0 | 0 | 0 | 0 | 0 | 0 | 0 | 0 | 0 | 0 | 0 | 0 | 0 | 0
FutAeroCT3 | 0 | 0 | 0 | 0 | 0 | 0 | 0 | 0 | 0 | 0 | 0 | 0 | 0 | 0 | 0 | 0 | 0 | 0 | 0 | 0 | 0 | 0 | 0 | 0 | 0 | 0 | 0 | 0 | 0 | 0 | 0 | 0
FutAeroCT4 | 0 | 0 | 0 | 0 | 0 | 0 | 0 | 0 | 0 | 0 | 0 | 0 | 0 | 0 | 0 | 0 | 0 | 0 | 0 | 0 | 0 | 0 | 0 | 0 | 0 | 0 | 0 | 0 | 0 | 0 | 0 | 0
FutAeroCT5 | 0 | 0 | 0 | 0 | 0 | 0 | 0 | 0 | 0 | 0 | 0 | 0 | 0 | 0 | 0 | 0 | 0 | 0 | 0 | 0 | 0 | 0 | 0 | 0 | 0 | 0 | 0 | 0 | 0 | 0 | 0 | 0
FutAeroCT6 | 0 | 0 | 0 | 0 | 0 | 0 | 0 | 0 | 0 | 0 | 0 | 0 | 0 | 0 | 0 | 0 | 0 | 0 | 0 | 0 | 0 | 0 | 0 | 0 | 0 | 0 | 0 | 0 | 0 | 0 | 0 | 0
FutAeroCT7 | 0 | 0 | 0 | 0 | 0 | 0 | 0 | 0 | 0 | 0 | 0 | 0 | 0 | 0 | 0 | 0 | 0 | 0 | 0 | 0 | 0 | 0 | 0 | 0 | 0 | 0 | 0 | 0 | 0 | 0 | 0 | 0
FutAeroCT8 | 0 | 0 | 0 | 0 | 0 | 0 | 0 | 0 | 0 | 0 | 0 | 0 | 0 | 0 | 0 | 0 | 0 | 0 | 0 | 0 | 0 | 0 | 0 | 0 | 0 | 0 | 0 | 0 | 0 | 0 | 0 | 0
FutAeroCT9 | 0 | 0 | 0 | 0 | 0 | 0 | 0 | 0 | 0 | 0 | 0 | 0 | 0 | 0 | 0 | 0 | 0 | 0 | 0 | 0 | 0 | 0 | 0 | 0 | 0 | 0 | 0 | 0 | 0 | 0 | 0 | 0
FutAeroCT10 | 0 | 0 | 0 | 0 | 0 | 0 | 0 | 0 | 0 | 0 | 0 | 0 | 0 | 0 | 0 | 0 | 0 | 0 | 0 | 0 | 0 | 0 | 0 | 0 | 0 | 0 | 0 | 0 | 0 | 0 | 0 | 0
Total Expansion Aero CT (STRT) | 0 | 0 | 0 | 0 | 0 | 0 | 0 | 0 | 0 | 0 | 0 | 0 | 0 | 0 | 0 | 0 | 0 | 0 | 0 | 0 | 0 | 0 | 0 | 0 | 0 | 0 | 0 | 0 | 0 | 0 | 0 | 0
GE_7FA_CT1 | 0 | 0 | 0 | 0 | 0 | 0 | 0 | 0 | 0 | 0 | 0 | 0 | 0 | 0 | 0 | 0 | 0 | 0 | 0 | 0 | 0 | 0 | 0 | 0 | 0 | 0 | 0 | 0 | 0 | 0 | 0 | 0
GE_7FA_CT2 | 0 | 0 | 0 | 0 | 0 | 0 | 0 | 0 | 0 | 0 | 0 | 0 | 0 | 0 | 0 | 0 | 0 | 0 | 0 | 0 | 0 | 0 | 0 | 0 | 0 | 0 | 0 | 0 | 0 | 0 | 0 | 0
GE_7FA_CT3 | 0 | 0 | 0 | 0 | 0 | 0 | 0 | 0 | 0 | 0 | 0 | 0 | 0 | 0 | 0 | 0 | 0 | 0 | 0 | 0 | 0 | 0 | 0 | 0 | 0 | 0 | 0 | 0 | 0 | 0 | 0 | 0
GE_7FA_CT4 | 0 | 0 | 0 | 0 | 0 | 0 | 0 | 0 | 0 | 0 | 0 | 0 | 0 | 0 | 0 | 0 | 0 | 0 | 0 | 0 | 0 | 0 | 0 | 0 | 0 | 0 | 0 | 0 | 0 | 0 | 0 | 0
GE_7FA_CT5 | 0 | 0 | 0 | 0 | 0 | 0 | 0 | 0 | 0 | 0 | 0 | 0 | 0 | 0 | 0 | 0 | 0 | 0 | 0 | 0 | 0 | 0 | 0 | 0 | 0 | 0 | 0 | 0 | 0 | 0 | 0 | 0
GE_7FA_CT6 | 0 | 0 | 0 | 0 | 0 | 0 | 0 | 0 | 0 | 0 | 0 | 0 | 0 | 0 | 0 | 0 | 0 | 0 | 0 | 0 | 0 | 0 | 0 | 0 | 0 | 0 | 0 | 0 | 0 | 0 | 0 | 0
GE_7FA_CT7 | 0 | 0 | 0 | 0 | 0 | 0 | 0 | 0 | 0 | 0 | 0 | 0 | 0 | 0 | 0 | 0 | 0 | 0 | 0 | 0 | 0 | 0 | 0 | 0 | 0 | 0 | 0 | 0 | 0 | 0 | 0 | 0
GE_7FA_CT8 | 0 | 0 | 0 | 0 | 0 | 0 | 0 | 0 | 0 | 0 | 0 | 0 | 0 | 0 | 0 | 0 | 0 | 0 | 0 | 0 | 0 | 0 | 0 | 0 | 0 | 0 | 0 | 0 | 0 | 0 | 0 | 0
GE_7FA_CT9 | 0 | 0 | 0 | 0 | 0 | 0 | 0 | 0 | 0 | 0 | 0 | 0 | 0 | 0 | 0 | 0 | 0 | 0 | 0 | 0 | 0 | 0 | 0 | 0 | 0 | 0 | 0 | 0 | 0 | 0 | 0 | 0
GE_7FA_CT10 | 0 | 0 | 0 | 0 | 0 | 0 | 0 | 0 | 0 | 0 | 0 | 0 | 0 | 0 | 0 | 0 | 0 | 0 | 0 | 0 | 0 | 0 | 0 | 0 | 0 | 0 | 0 | 0 | 0 | 0 | 0 | 0
Total Expansion CT (STRT) | 0 | 0 | 0 | 0 | 0 | 0 | 0 | 0 | 0 | 0 | 0 | 0 | 0 | 0 | 0 | 0 | 0 | 0 | 0 | 0 | 0 | 0 | 0 | 0 | 0 | 0 | 0 | 0 | 0 | 0 | 0 | 0
CC 2x1 7FAwDF 1 | 0 | 0 | 0 | 0 | 0 | 0 | 0 | 0 | 0 | 0 | 0 | 0 | 0 | 0 | 0 | 0 | 0 | 0 | 0 | 0 | 0 | 0 | 0 | 0 | 0 | 0 | 0 | 0 | 0 | 0 | 0 | 0
CC 2x1 7FAwDF 2 | 0 | 0 | 0 | 0 | 0 | 0 | 0 | 0 | 0 | 0 | 0 | 0 | 0 | 0 | 0 | 0 | 0 | 0 | 0 | 0 | 0 | 0 | 0 | 0 | 0 | 0 | 0 | 0 | 0 | 0 | 0 | 0
CC 2x1 7FAwDF 3 | 0 | 0 | 0 | 0 | 0 | 0 | 0 | 0 | 0 | 0 | 0 | 0 | 0 | 0 | 0 | 0 | 0 | 0 | 0 | 0 | 0 | 0 | 0 | 0 | 0 | 0 | 0 | 0 | 0 | 0 | 0 | 0
CC 2x1 7FAwDF 4 | 0 | 0 | 0 | 0 | 0 | 0 | 0 | 0 | 0 | 0 | 0 | 0 | 0 | 0 | 0 | 0 | 0 | 0 | 0 | 0 | 0 | 0 | 0 | 0 | 0 | 0 | 0 | 0 | 0 | 0 | 0 | 0
CC 2x1 7FAwDF 5 | 0 | 0 | 0 | 0 | 0 | 0 | 0 | 0 | 0 | 0 | 0 | 0 | 0 | 0 | 0 | 0 | 0 | 0 | 0 | 0 | 0 | 0 | 0 | 0 | 0 | 0 | 0 | 0 | 0 | 0 | 0 | 0
CC 2x1 7FAwDF 6 | 0 | 0 | 0 | 0 | 0 | 0 | 0 | 0 | 0 | 0 | 0 | 0 | 0 | 0 | 0 | 0 | 0 | 0 | 0 | 0 | 0 | 0 | 0 | 0 | 0 | 0 | 0 | 0 | 0 | 0 | 0 | 0
CC_Fut_Proxy_07 | 0 | 0 | 0 | 0 | 0 | 0 | 0 | 0 | 0 | 0 | 0 | 0 | 0 | 0 | 0 | 0 | 0 | 0 | 0 | 0 | 0 | 0 | 0 | 0 | 0 | 0 | 0 | 0 | 0 | 0 | 0 | 0
CC_Fut_Proxy_08 | 0 | 0 | 0 | 0 | 0 | 0 | 0 | 0 | 0 | 0 | 0 | 0 | 0 | 0 | 0 | 0 | 0 | 0 | 0 | 0 | 0 | 0 | 0 | 0 | 0 | 0 | 0 | 0 | 0 | 0 | 0 | 0
CC_Fut_Proxy_09 | 0 | 0 | 0 | 0 | 0 | 0 | 0 | 0 | 0 | 0 | 0 | 0 | 0 | 0 | 0 | 0 | 0 | 0 | 0 | 0 | 0 | 0 | 0 | 0 | 0 | 0 | 0 | 0 | 0 | 0 | 0 | 0
CC_Fut_Proxy_10 | 0 | 0 | 0 | 0 | 0 | 0 | 0 | 0 | 0 | 0 | 0 | 0 | 0 | 0 | 0 | 0 | 0 | 0 | 0 | 0 | 0 | 0 | 0 | 0 | 0 | 0 | 0 | 0 | 0 | 0 | 0 | 0
Total Expansion CC (STRT) | 0 | 0 | 0 | 0 | 0 | 0 | 0 | 0 | 0 | 0 | 0 | 0 | 0 | 0 | 0 | 0 | 0 | 0 | 0 | 0 | 0 | 0 | 0 | 0 | 0 | 0 | 0 | 0 | 0 | 0 | 0 | 0
Unit Net Operating Factor (NOF%)
Big Bend 1 | 0 | 0 | 0 | 0 | 0 | 0 | 0 | 0 | 0 | 0 | 0 | 0 | 0 | 0 | 0 | 0 | 0 | 0 | 0 | 0 | 0 | 0 | 0 | 0 | 0 | 0 | 0 | 0 | 0 | 0 | 0 | 0
Big Bend 2 | 0 | 0 | 0 | 0 | 0 | 0 | 0 | 0 | 0 | 0 | 0 | 0 | 0 | 0 | 0 | 0 | 0 | 0 | 0 | 0 | 0 | 0 | 0 | 0 | 0 | 0 | 0 | 0 | 0 | 0 | 0 | 0
Big Bend 3 | 0 | 0 | 0 | 0 | 0 | 0 | 0 | 0 | 0 | 0 | 0 | 0 | 0 | 0 | 0 | 0 | 0 | 0 | 0 | 0 | 0 | 0 | 0 | 0 | 0 | 0 | 0 | 0 | 0 | 0 | 0 | 0
Big Bend 4 | 0 | 0 | 0 | 0 | 0 | 0 | 0 | 0 | 0 | 0 | 0 | 0 | 0 | 0 | 0 | 0 | 0 | 0 | 0 | 0 | 0 | 0 | 0 | 0 | 0 | 0 | 0 | 0 | 0 | 0 | 0 | 0
TOTAL Big Bend (NOF) | 0 | 0 | 0 | 0 | 0 | 0 | 0 | 0 | 0 | 0 | 0 | 0 | 0 | 0 | 0 | 0 | 0 | 0 | 0 | 0 | 0 | 0 | 0 | 0 | 0 | 0 | 0 | 0 | 0 | 0 | 0 | 0
Bayside 1 | 0 | 0 | 0 | 0 | 0 | 0 | 0 | 0 | 0 | 0 | 0 | 0 | 0 | 0 | 0 | 0 | 0 | 0 | 0 | 0 | 0 | 0 | 0 | 0 | 0 | 0 | 0 | 0 | 0 | 0 | 0 | 0
Bayside 2 | 0 | 0 | 0 | 0 | 0 | 0 | 0 | 0 | 0 | 0 | 0 | 0 | 0 | 0 | 0 | 0 | 0 | 0 | 0 | 0 | 0 | 0 | 0 | 0 | 0 | 0 | 0 | 0 | 0 | 0 | 0 | 0
TOTAL Bayside CC (NOF) | 0 | 0 | 0 | 0 | 0 | 0 | 0 | 0 | 0 | 0 | 0 | 0 | 0 | 0 | 0 | 0 | 0 | 0 | 0 | 0 | 0 | 0 | 0 | 0 | 0 | 0 | 0 | 0 | 0 | 0 | 0 | 0
Bayside 3 | 0 | 0 | 0 | 0 | 0 | 0 | 0 | 0 | 0 | 0 | 0 | 0 | 0 | 0 | 0 | 0 | 0 | 0 | 0 | 0 | 0 | 0 | 0 | 0 | 0 | 0 | 0 | 0 | 0 | 0 | 0 | 0
Bayside 4 | 0 | 0 | 0 | 0 | 0 | 0 | 0 | 0 | 0 | 0 | 0 | 0 | 0 | 0 | 0 | 0 | 0 | 0 | 0 | 0 | 0 | 0 | 0 | 0 | 0 | 0 | 0 | 0 | 0 | 0 | 0 | 0
Bayside 5 | 0 | 0 | 0 | 0 | 0 | 0 | 0 | 0 | 0 | 0 | 0 | 0 | 0 | 0 | 0 | 0 | 0 | 0 | 0 | 0 | 0 | 0 | 0 | 0 | 0 | 0 | 0 | 0 | 0 | 0 | 0 | 0
Bayside 6 | 0 | 0 | 0 | 0 | 0 | 0 | 0 | 0 | 0 | 0 | 0 | 0 | 0 | 0 | 0 | 0 | 0 | 0 | 0 | 0 | 0 | 0 | 0 | 0 | 0 | 0 | 0 | 0 | 0 | 0 | 0 | 0
Big Bend CT4 | 0 | 0 | 0 | 0 | 0 | 0 | 0 | 0 | 0 | 0 | 0 | 0 | 0 | 0 | 0 | 0 | 0 | 0 | 0 | 0 | 0 | 0 | 0 | 0 | 0 | 0 | 0 | 0 | 0 | 0 | 0 | 0
Big Bend CT4o | 0 | 0 | 0 | 0 | 0 | 0 | 0 | 0 | 0 | 0 | 0 | 0 | 0 | 0 | 0 | 0 | 0 | 0 | 0 | 0 | 0 | 0 | 0 | 0 | 0 | 0 | 0 | 0 | 0 | 0 | 0 | 0
Polk 1 | 0 | 0 | 0 | 0 | 0 | 0 | 0 | 0 | 0 | 0 | 0 | 0 | 0 | 0 | 0 | 0 | 0 | 0 | 0 | 0 | 0 | 0 | 0 | 0 | 0 | 0 | 0 | 0 | 0 | 0 | 0 | 0
Polk 1g | 0 | 0 | 0 | 0 | 0 | 0 | 0 | 0 | 0 | 0 | 0 | 0 | 0 | 0 | 0 | 0 | 0 | 0 | 0 | 0 | 0 | 0 | 0 | 0 | 0 | 0 | 0 | 0 | 0 | 0 | 0 | 0
Polk 2 | 0 | 0 | 0 | 0 | 0 | 0 | 0 | 0 | 0 | 0 | 0 | 0 | 0 | 0 | 0 | 0 | 0 | 0 | 0 | 0 | 0 | 0 | 0 | 0 | 0 | 0 | 0 | 0 | 0 | 0 | 0 | 0
Polk 2o | 0 | 0 | 0 | 0 | 0 | 0 | 0 | 0 | 0 | 0 | 0 | 0 | 0 | 0 | 0 | 0 | 0 | 0 | 0 | 0 | 0 | 0 | 0 | 0 | 0 | 0 | 0 | 0 | 0 | 0 | 0 | 0
Polk 3 | 0 | 0 | 0 | 0 | 0 | 0 | 0 | 0 | 0 | 0 | 0 | 0 | 0 | 0 | 0 | 0 | 0 | 0 | 0 | 0 | 0 | 0 | 0 | 0 | 0 | 0 | 0 | 0 | 0 | 0 | 0 | 0
Polk 3o | 0 | 0 | 0 | 0 | 0 | 0 | 0 | 0 | 0 | 0 | 0 | 0 | 0 | 0 | 0 | 0 | 0 | 0 | 0 | 0 | 0 | 0 | 0 | 0 | 0 | 0 | 0 | 0 | 0 | 0 | 0 | 0
Polk 4 | 0 | 0 | 0 | 0 | 0 | 0 | 0 | 0 | 0 | 0 | 0 | 0 | 0 | 0 | 0 | 0 | 0 | 0 | 0 | 0 | 0 | 0 | 0 | 0 | 0 | 0 | 0 | 0 | 0 | 0 | 0 | 0
Polk 5 | 0 | 0 | 0 | 0 | 0 | 0 | 0 | 0 | 0 | 0 | 0 | 0 | 0 | 0 | 0 | 0 | 0 | 0 | 0 | 0 | 0 | 0 | 0 | 0 | 0 | 0 | 0 | 0 | 0 | 0 | 0 | 0
Polk 2 CC | 0 | 0 | 0 | 0 | 0 | 0 | 0 | 0 | 0 | 0 | 0 | 0 | 0 | 0 | 0 | 0 | 0 | 0 | 0 | 0 | 0 | 0 | 0 | 0 | 0 | 0 | 0 | 0 | 0 | 0 | 0 | 0
Polk 2 CC DF | 0 | 0 | 0 | 0 | 0 | 0 | 0 | 0 | 0 | 0 | 0 | 0 | 0 | 0 | 0 | 0 | 0 | 0 | 0 | 0 | 0 | 0 | 0 | 0 | 0 | 0 | 0 | 0 | 0 | 0 | 0 | 0
Phillips 1 | 0 | 0 | 0 | 0 | 0 | 0 | 0 | 0 | 0 | 0 | 0 | 0 | 0 | 0 | 0 | 0 | 0 | 0 | 0 | 0 | 0 | 0 | 0 | 0 | 0 | 0 | 0 | 0 | 0 | 0 | 0 | 0
Phillips 2 | 0 | 0 | 0 | 0 | 0 | 0 | 0 | 0 | 0 | 0 | 0 | 0 | 0 | 0 | 0 | 0 | 0 | 0 | 0 | 0 | 0 | 0 | 0 | 0 | 0 | 0 | 0 | 0 | 0 | 0 | 0 | 0
City of Tampa | 0 | 0 | 0 | 0 | 0 | 0 | 0 | 0 | 0 | 0 | 0 | 0 | 0 | 0 | 0 | 0 | 0 | 0 | 0 | 0 | 0 | 0 | 0 | 0 | 0 | 0 | 0 | 0 | 0 | 0 | 0 | 0
FutAeroCT1 | 0 | 0 | 0 | 0 | 0 | 0 | 0 | 0 | 0 | 0 | 0 | 0 | 0 | 0 | 0 | 0 | 0 | 0 | 0 | 0 | 0 | 0 | 0 | 0 | 0 | 0 | 0 | 0 | 0 | 0 | 0 | 0
FutAeroCT2 | 0 | 0 | 0 | 0 | 0 | 0 | 0 | 0 | 0 | 0 | 0 | 0 | 0 | 0 | 0 | 0 | 0 | 0 | 0 | 0 | 0 | 0 | 0 | 0 | 0 | 0 | 0 | 0 | 0 | 0 | 0 | 0
FutAeroCT3 | 0 | 0 | 0 | 0 | 0 | 0 | 0 | 0 | 0 | 0 | 0 | 0 | 0 | 0 | 0 | 0 | 0 | 0 | 0 | 0 | 0 | 0 | 0 | 0 | 0 | 0 | 0 | 0 | 0 | 0 | 0 | 0
FutAeroCT4 | 0 | 0 | 0 | 0 | 0 | 0 | 0 | 0 | 0 | 0 | 0 | 0 | 0 | 0 | 0 | 0 | 0 | 0 | 0 | 0 | 0 | 0 | 0 | 0 | 0 | 0 | 0 | 0 | 0 | 0 | 0 | 0
FutAeroCT5 | 0 | 0 | 0 | 0 | 0 | 0 | 0 | 0 | 0 | 0 | 0 | 0 | 0 | 0 | 0 | 0 | 0 | 0 | 0 | 0 | 0 | 0 | 0 | 0 | 0 | 0 | 0 | 0 | 0 | 0 | 0 | 0
FutAeroCT6 | 0 | 0 | 0 | 0 | 0 | 0 | 0 | 0 | 0 | 0 | 0 | 0 | 0 | 0 | 0 | 0 | 0 | 0 | 0 | 0 | 0 | 0 | 0 | 0 | 0 | 0 | 0 | 0 | 0 | 0 | 0 | 0
FutAeroCT7 | 0 | 0 | 0 | 0 | 0 | 0 | 0 | 0 | 0 | 0 | 0 | 0 | 0 | 0 | 0 | 0 | 0 | 0 | 0 | 0 | 0 | 0 | 0 | 0 | 0 | 0 | 0 | 0 | 0 | 0 | 0 | 0
FutAeroCT8 | 0 | 0 | 0 | 0 | 0 | 0 | 0 | 0 | 0 | 0 | 0 | 0 | 0 | 0 | 0 | 0 | 0 | 0 | 0 | 0 | 0 | 0 | 0 | 0 | 0 | 0 | 0 | 0 | 0 | 0 | 0 | 0
FutAeroCT9 | 0 | 0 | 0 | 0 | 0 | 0 | 0 | 0 | 0 | 0 | 0 | 0 | 0 | 0 | 0 | 0 | 0 | 0 | 0 | 0 | 0 | 0 | 0 | 0 | 0 | 0 | 0 | 0 | 0 | 0 | 0 | 0
FutAeroCT10 | 0 | 0 | 0 | 0 | 0 | 0 | 0 | 0 | 0 | 0 | 0 | 0 | 0 | 0 | 0 | 0 | 0 | 0 | 0 | 0 | 0 | 0 | 0 | 0 | 0 | 0 | 0 | 0 | 0 | 0 | 0 | 0
Total Expansion Aero CT (NOF) | 0 | 0 | 0 | 0 | 0 | 0 | 0 | 0 | 0 | 0 | 0 | 0 | 0 | 0 | 0 | 0 | 0 | 0 | 0 | 0 | 0 | 0 | 0 | 0 | 0 | 0 | 0 | 0 | 0 | 0 | 0 | 0
GE_7FA_CT1 | 0 | 0 | 0 | 0 | 0 | 0 | 0 | 0 | 0 | 0 | 0 | 0 | 0 | 0 | 0 | 0 | 0 | 0 | 0 | 0 | 0 | 0 | 0 | 0 | 0 | 0 | 0 | 0 | 0 | 0 | 0 | 0
GE_7FA_CT2 | 0 | 0 | 0 | 0 | 0 | 0 | 0 | 0 | 0 | 0 | 0 | 0 | 0 | 0 | 0 | 0 | 0 | 0 | 0 | 0 | 0 | 0 | 0 | 0 | 0 | 0 | 0 | 0 | 0 | 0 | 0 | 0
GE_7FA_CT3 | 0 | 0 | 0 | 0 | 0 | 0 | 0 | 0 | 0 | 0 | 0 | 0 | 0 | 0 | 0 | 0 | 0 | 0 | 0 | 0 | 0 | 0 | 0 | 0 | 0 | 0 | 0 | 0 | 0 | 0 | 0 | 0
GE_7FA_CT4 | 0 | 0 | 0 | 0 | 0 | 0 | 0 | 0 | 0 | 0 | 0 | 0 | 0 | 0 | 0 | 0 | 0 | 0 | 0 | 0 | 0 | 0 | 0 | 0 | 0 | 0 | 0 | 0 | 0 | 0 | 0 | 0
GE_7FA_CT5 | 0 | 0 | 0 | 0 | 0 | 0 | 0 | 0 | 0 | 0 | 0 | 0 | 0 | 0 | 0 | 0 | 0 | 0 | 0 | 0 | 0 | 0 | 0 | 0 | 0 | 0 | 0 | 0 | 0 | 0 | 0 | 0
GE_7FA_CT6 | 0 | 0 | 0 | 0 | 0 | 0 | 0 | 0 | 0 | 0 | 0 | 0 | 0 | 0 | 0 | 0 | 0 | 0 | 0 | 0 | 0 | 0 | 0 | 0 | 0 | 0 | 0 | 0 | 0 | 0 | 0 | 0
GE_7FA_CT7 | 0 | 0 | 0 | 0 | 0 | 0 | 0 | 0 | 0 | 0 | 0 | 0 | 0 | 0 | 0 | 0 | 0 | 0 | 0 | 0 | 0 | 0 | 0 | 0 | 0 | 0 | 0 | 0 | 0 | 0 | 0 | 0
GE_7FA_CT8 | 0 | 0 | 0 | 0 | 0 | 0 | 0 | 0 | 0 | 0 | 0 | 0 | 0 | 0 | 0 | 0 | 0 | 0 | 0 | 0 | 0 | 0 | 0 | 0 | 0 | 0 | 0 | 0 | 0 | 0 | 0 | 0
GE_7FA_CT9 | 0 | 0 | 0 | 0 | 0 | 0 | 0 | 0 | 0 | 0 | 0 | 0 | 0 | 0 | 0 | 0 | 0 | 0 | 0 | 0 | 0 | 0 | 0 | 0 | 0 | 0 | 0 | 0 | 0 | 0 | 0 | 0
GE_7FA_CT10 | 0 | 0 | 0 | 0 | 0 | 0 | 0 | 0 | 0 | 0 | 0 | 0 | 0 | 0 | 0 | 0 | 0 | 0 | 0 | 0 | 0 | 0 | 0 | 0 | 0 | 0 | 0 | 0 | 0 | 0 | 0 | 0
Total Expansion CT (NOF) | 0 | 0 | 0 | 0 | 0 | 0 | 0 | 0 | 0 | 0 | 0 | 0 | 0 | 0 | 0 | 0 | 0 | 0 | 0 | 0 | 0 | 0 | 0 | 0 | 0 | 0 | 0 | 0 | 0 | 0 | 0 | 0
CC 2x1 7FAwDF 1 | 0 | 0 | 0 | 0 | 0 | 0 | 0 | 0 | 0 | 0 | 0 | 0 | 0 | 0 | 0 | 0 | 0 | 0 | 0 | 0 | 0 | 0 | 0 | 0 | 0 | 0 | 0 | 0 | 0 | 0 | 0 | 0
CC 2x1 7FAwDF 2 | 0 | 0 | 0 | 0 | 0 | 0 | 0 | 0 | 0 | 0 | 0 | 0 | 0 | 0 | 0 | 0 | 0 | 0 | 0 | 0 | 0 | 0 | 0 | 0 | 0 | 0 | 0 | 0 | 0 | 0 | 0 | 0
CC 2x1 7FAwDF 3 | 0 | 0 | 0 | 0 | 0 | 0 | 0 | 0 | 0 | 0 | 0 | 0 | 0 | 0 | 0 | 0 | 0 | 0 | 0 | 0 | 0 | 0 | 0 | 0 | 0 | 0 | 0 | 0 | 0 | 0 | 0 | 0
CC 2x1 7FAwDF 4 | 0 | 0 | 0 | 0 | 0 | 0 | 0 | 0 | 0 | 0 | 0 | 0 | 0 | 0 | 0 | 0 | 0 | 0 | 0 | 0 | 0 | 0 | 0 | 0 | 0 | 0 | 0 | 0 | 0 | 0 | 0 | 0
CC 2x1 7FAwDF 5 | 0 | 0 | 0 | 0 | 0 | 0 | 0 | 0 | 0 | 0 | 0 | 0 | 0 | 0 | 0 | 0 | 0 | 0 | 0 | 0 | 0 | 0 | 0 | 0 | 0 | 0 | 0 | 0 | 0 | 0 | 0 | 0
CC 2x1 7FAwDF 6 | 0 | 0 | 0 | 0 | 0 | 0 | 0 | 0 | 0 | 0 | 0 | 0 | 0 | 0 | 0 | 0 | 0 | 0 | 0 | 0 | 0 | 0 | 0 | 0 | 0 | 0 | 0 | 0 | 0 | 0 | 0 | 0
CC_Fut_Proxy_07 | 0 | 0 | 0 | 0 | 0 | 0 | 0 | 0 | 0 | 0 | 0 | 0 | 0 | 0 | 0 | 0 | 0 | 0 | 0 | 0 | 0 | 0 | 0 | 0 | 0 | 0 | 0 | 0 | 0 | 0 | 0 | 0
CC_Fut_Proxy_08 | 0 | 0 | 0 | 0 | 0 | 0 | 0 | 0 | 0 | 0 | 0 | 0 | 0 | 0 | 0 | 0 | 0 | 0 | 0 | 0 | 0 | 0 | 0 | 0 | 0 | 0 | 0 | 0 | 0 | 0 | 0 | 0
CC_Fut_Proxy_09 | 0 | 0 | 0 | 0 | 0 | 0 | 0 | 0 | 0 | 0 | 0 | 0 | 0 | 0 | 0 | 0 | 0 | 0 | 0 | 0 | 0 | 0 | 0 | 0 | 0 | 0 | 0 | 0 | 0 | 0 | 0 | 0
CC_Fut_Proxy_10 | 0 | 0 | 0 | 0 | 0 | 0 | 0 | 0 | 0 | 0 | 0 | 0 | 0 | 0 | 0 | 0 | 0 | 0 | 0 | 0 | 0 | 0 | 0 | 0 | 0 | 0 | 0 | 0 | 0 | 0 | 0 | 0
Total Expansion CC (NOF) | 0 | 0 | 0 | 0 | 0 | 0 | 0 | 0 | 0 | 0 | 0 | 0 | 0 | 0 | 0 | 0 | 0 | 0 | 0 | 0 | 0 | 0 | 0 | 0 | 0 | 0 | 0 | 0 | 0 | 0 | 0 | 0
Future Unit Proxy | 0 | 0 | 0 | 0 | 0 | 0 | 0 | 0 | 0 | 0 | 0 | 0 | 0 | 0 | 0 | 0 | 0 | 0 | 0 | 0 | 0 | 0 | 0 | 0 | 0 | 0 | 0 | 0 | 0 | 0 | 0 | 0
Unit Net Capacity Factor (NCF%)
Big Bend 1 | 0 | 0 | 0 | 0 | 0 | 0 | 0 | 0 | 0 | 0 | 0 | 0 | 0 | 0 | 0 | 0 | 0 | 0 | 0 | 0 | 0 | 0 | 0 | 0 | 0 | 0 | 0 | 0 | 0 | 0 | 0 | 0
Big Bend 2 | 0 | 0 | 0 | 0 | 0 | 0 | 0 | 0 | 0 | 0 | 0 | 0 | 0 | 0 | 0 | 0 | 0 | 0 | 0 | 0 | 0 | 0 | 0 | 0 | 0 | 0 | 0 | 0 | 0 | 0 | 0 | 0
Big Bend 3 | 0 | 0 | 0 | 0 | 0 | 0 | 0 | 0 | 0 | 0 | 0 | 0 | 0 | 0 | 0 | 0 | 0 | 0 | 0 | 0 | 0 | 0 | 0 | 0 | 0 | 0 | 0 | 0 | 0 | 0 | 0 | 0
Big Bend 4 | 0 | 0 | 0 | 0 | 0 | 0 | 0 | 0 | 0 | 0 | 0 | 0 | 0 | 0 | 0 | 0 | 0 | 0 | 0 | 0 | 0 | 0 | 0 | 0 | 0 | 0 | 0 | 0 | 0 | 0 | 0 | 0
TOTAL Big Bend (NCF) | 0 | 0 | 0 | 0 | 0 | 0 | 0 | 0 | 0 | 0 | 0 | 0 | 0 | 0 | 0 | 0 | 0 | 0 | 0 | 0 | 0 | 0 | 0 | 0 | 0 | 0 | 0 | 0 | 0 | 0 | 0 | 0
Bayside 1 | 0 | 0 | 0 | 0 | 0 | 0 | 0 | 0 | 0 | 0 | 0 | 0 | 0 | 0 | 0 | 0 | 0 | 0 | 0 | 0 | 0 | 0 | 0 | 0 | 0 | 0 | 0 | 0 | 0 | 0 | 0 | 0
Bayside 2 | 0 | 0 | 0 | 0 | 0 | 0 | 0 | 0 | 0 | 0 | 0 | 0 | 0 | 0 | 0 | 0 | 0 | 0 | 0 | 0 | 0 | 0 | 0 | 0 | 0 | 0 | 0 | 0 | 0 | 0 | 0 | 0
TOTAL Bayside CC (NCF) | 0 | 0 | 0 | 0 | 0 | 0 | 0 | 0 | 0 | 0 | 0 | 0 | 0 | 0 | 0 | 0 | 0 | 0 | 0 | 0 | 0 | 0 | 0 | 0 | 0 | 0 | 0 | 0 | 0 | 0 | 0 | 0
Bayside 3 | 0 | 0 | 0 | 0 | 0 | 0 | 0 | 0 | 0 | 0 | 0 | 0 | 0 | 0 | 0 | 0 | 0 | 0 | 0 | 0 | 0 | 0 | 0 | 0 | 0 | 0 | 0 | 0 | 0 | 0 | 0 | 0
Bayside 4 | 0 | 0 | 0 | 0 | 0 | 0 | 0 | 0 | 0 | 0 | 0 | 0 | 0 | 0 | 0 | 0 | 0 | 0 | 0 | 0 | 0 | 0 | 0 | 0 | 0 | 0 | 0 | 0 | 0 | 0 | 0 | 0
Bayside 5 | 0 | 0 | 0 | 0 | 0 | 0 | 0 | 0 | 0 | 0 | 0 | 0 | 0 | 0 | 0 | 0 | 0 | 0 | 0 | 0 | 0 | 0 | 0 | 0 | 0 | 0 | 0 | 0 | 0 | 0 | 0 | 0
Bayside 6 | 0 | 0 | 0 | 0 | 0 | 0 | 0 | 0 | 0 | 0 | 0 | 0 | 0 | 0 | 0 | 0 | 0 | 0 | 0 | 0 | 0 | 0 | 0 | 0 | 0 | 0 | 0 | 0 | 0 | 0 | 0 | 0
Big Bend CT4 | 0 | 0 | 0 | 0 | 0 | 0 | 0 | 0 | 0 | 0 | 0 | 0 | 0 | 0 | 0 | 0 | 0 | 0 | 0 | 0 | 0 | 0 | 0 | 0 | 0 | 0 | 0 | 0 | 0 | 0 | 0 | 0
Big Bend CT4o | 0 | 0 | 0 | 0 | 0 | 0 | 0 | 0 | 0 | 0 | 0 | 0 | 0 | 0 | 0 | 0 | 0 | 0 | 0 | 0 | 0 | 0 | 0 | 0 | 0 | 0 | 0 | 0 | 0 | 0 | 0 | 0
Polk 1 | 0 | 0 | 0 | 0 | 0 | 0 | 0 | 0 | 0 | 0 | 0 | 0 | 0 | 0 | 0 | 0 | 0 | 0 | 0 | 0 | 0 | 0 | 0 | 0 | 0 | 0 | 0 | 0 | 0 | 0 | 0 | 0
Polk 1g | 0 | 0 | 0 | 0 | 0 | 0 | 0 | 0 | 0 | 0 | 0 | 0 | 0 | 0 | 0 | 0 | 0 | 0 | 0 | 0 | 0 | 0 | 0 | 0 | 0 | 0 | 0 | 0 | 0 | 0 | 0 | 0
Polk 2 | 0 | 0 | 0 | 0 | 0 | 0 | 0 | 0 | 0 | 0 | 0 | 0 | 0 | 0 | 0 | 0 | 0 | 0 | 0 | 0 | 0 | 0 | 0 | 0 | 0 | 0 | 0 | 0 | 0 | 0 | 0 | 0
Polk 2o | 0 | 0 | 0 | 0 | 0 | 0 | 0 | 0 | 0 | 0 | 0 | 0 | 0 | 0 | 0 | 0 | 0 | 0 | 0 | 0 | 0 | 0 | 0 | 0 | 0 | 0 | 0 | 0 | 0 | 0 | 0 | 0
Polk 3 | 0 | 0 | 0 | 0 | 0 | 0 | 0 | 0 | 0 | 0 | 0 | 0 | 0 | 0 | 0 | 0 | 0 | 0 | 0 | 0 | 0 | 0 | 0 | 0 | 0 | 0 | 0 | 0 | 0 | 0 | 0 | 0
Polk 3o | 0 | 0 | 0 | 0 | 0 | 0 | 0 | 0 | 0 | 0 | 0 | 0 | 0 | 0 | 0 | 0 | 0 | 0 | 0 | 0 | 0 | 0 | 0 | 0 | 0 | 0 | 0 | 0 | 0 | 0 | 0 | 0
Polk 4 | 0 | 0 | 0 | 0 | 0 | 0 | 0 | 0 | 0 | 0 | 0 | 0 | 0 | 0 | 0 | 0 | 0 | 0 | 0 | 0 | 0 | 0 | 0 | 0 | 0 | 0 | 0 | 0 | 0 | 0 | 0 | 0
Polk 5 | 0 | 0 | 0 | 0 | 0 | 0 | 0 | 0 | 0 | 0 | 0 | 0 | 0 | 0 | 0 | 0 | 0 | 0 | 0 | 0 | 0 | 0 | 0 | 0 | 0 | 0 | 0 | 0 | 0 | 0 | 0 | 0
Polk 2 CC | 0 | 0 | 0 | 0 | 0 | 0 | 0 | 0 | 0 | 0 | 0 | 0 | 0 | 0 | 0 | 0 | 0 | 0 | 0 | 0 | 0 | 0 | 0 | 0 | 0 | 0 | 0 | 0 | 0 | 0 | 0 | 0
Polk 2 CC DF | 0 | 0 | 0 | 0 | 0 | 0 | 0 | 0 | 0 | 0 | 0 | 0 | 0 | 0 | 0 | 0 | 0 | 0 | 0 | 0 | 0 | 0 | 0 | 0 | 0 | 0 | 0 | 0 | 0 | 0 | 0 | 0
Phillips 1 | 0 | 0 | 0 | 0 | 0 | 0 | 0 | 0 | 0 | 0 | 0 | 0 | 0 | 0 | 0 | 0 | 0 | 0 | 0 | 0 | 0 | 0 | 0 | 0 | 0 | 0 | 0 | 0 | 0 | 0 | 0 | 0
Phillips 2 | 0 | 0 | 0 | 0 | 0 | 0 | 0 | 0 | 0 | 0 | 0 | 0 | 0 | 0 | 0 | 0 | 0 | 0 | 0 | 0 | 0 | 0 | 0 | 0 | 0 | 0 | 0 | 0 | 0 | 0 | 0 | 0
City of Tampa | 0 | 0 | 0 | 0 | 0 | 0 | 0 | 0 | 0 | 0 | 0 | 0 | 0 | 0 | 0 | 0 | 0 | 0 | 0 | 0 | 0 | 0 | 0 | 0 | 0 | 0 | 0 | 0 | 0 | 0 | 0 | 0
FutAeroCT1 | 0 | 0 | 0 | 0 | 0 | 0 | 0 | 0 | 0 | 0 | 0 | 0 | 0 | 0 | 0 | 0 | 0 | 0 | 0 | 0 | 0 | 0 | 0 | 0 | 0 | 0 | 0 | 0 | 0 | 0 | 0 | 0
FutAeroCT2 | 0 | 0 | 0 | 0 | 0 | 0 | 0 | 0 | 0 | 0 | 0 | 0 | 0 | 0 | 0 | 0 | 0 | 0 | 0 | 0 | 0 | 0 | 0 | 0 | 0 | 0 | 0 | 0 | 0 | 0 | 0 | 0
FutAeroCT3 | 0 | 0 | 0 | 0 | 0 | 0 | 0 | 0 | 0 | 0 | 0 | 0 | 0 | 0 | 0 | 0 | 0 | 0 | 0 | 0 | 0 | 0 | 0 | 0 | 0 | 0 | 0 | 0 | 0 | 0 | 0 | 0
FutAeroCT4 | 0 | 0 | 0 | 0 | 0 | 0 | 0 | 0 | 0 | 0 | 0 | 0 | 0 | 0 | 0 | 0 | 0 | 0 | 0 | 0 | 0 | 0 | 0 | 0 | 0 | 0 | 0 | 0 | 0 | 0 | 0 | 0
FutAeroCT5 | 0 | 0 | 0 | 0 | 0 | 0 | 0 | 0 | 0 | 0 | 0 | 0 | 0 | 0 | 0 | 0 | 0 | 0 | 0 | 0 | 0 | 0 | 0 | 0 | 0 | 0 | 0 | 0 | 0 | 0 | 0 | 0
FutAeroCT6 | 0 | 0 | 0 | 0 | 0 | 0 | 0 | 0 | 0 | 0 | 0 | 0 | 0 | 0 | 0 | 0 | 0 | 0 | 0 | 0 | 0 | 0 | 0 | 0 | 0 | 0 | 0 | 0 | 0 | 0 | 0 | 0
FutAeroCT7 | 0 | 0 | 0 | 0 | 0 | 0 | 0 | 0 | 0 | 0 | 0 | 0 | 0 | 0 | 0 | 0 | 0 | 0 | 0 | 0 | 0 | 0 | 0 | 0 | 0 | 0 | 0 | 0 | 0 | 0 | 0 | 0
FutAeroCT8 | 0 | 0 | 0 | 0 | 0 | 0 | 0 | 0 | 0 | 0 | 0 | 0 | 0 | 0 | 0 | 0 | 0 | 0 | 0 | 0 | 0 | 0 | 0 | 0 | 0 | 0 | 0 | 0 | 0 | 0 | 0 | 0
FutAeroCT9 | 0 | 0 | 0 | 0 | 0 | 0 | 0 | 0 | 0 | 0 | 0 | 0 | 0 | 0 | 0 | 0 | 0 | 0 | 0 | 0 | 0 | 0 | 0 | 0 | 0 | 0 | 0 | 0 | 0 | 0 | 0 | 0
FutAeroCT10 | 0 | 0 | 0 | 0 | 0 | 0 | 0 | 0 | 0 | 0 | 0 | 0 | 0 | 0 | 0 | 0 | 0 | 0 | 0 | 0 | 0 | 0 | 0 | 0 | 0 | 0 | 0 | 0 | 0 | 0 | 0 | 0
Total Expansion Aero CT (NCF) | 0 | 0 | 0 | 0 | 0 | 0 | 0 | 0 | 0 | 0 | 0 | 0 | 0 | 0 | 0 | 0 | 0 | 0 | 0 | 0 | 0 | 0 | 0 | 0 | 0 | 0 | 0 | 0 | 0 | 0 | 0 | 0
GE_7FA_CT1 | 0 | 0 | 0 | 0 | 0 | 0 | 0 | 0 | 0 | 0 | 0 | 0 | 0 | 0 | 0 | 0 | 0 | 0 | 0 | 0 | 0 | 0 | 0 | 0 | 0 | 0 | 0 | 0 | 0 | 0 | 0 | 0
GE_7FA_CT2 | 0 | 0 | 0 | 0 | 0 | 0 | 0 | 0 | 0 | 0 | 0 | 0 | 0 | 0 | 0 | 0 | 0 | 0 | 0 | 0 | 0 | 0 | 0 | 0 | 0 | 0 | 0 | 0 | 0 | 0 | 0 | 0
GE_7FA_CT3 | 0 | 0 | 0 | 0 | 0 | 0 | 0 | 0 | 0 | 0 | 0 | 0 | 0 | 0 | 0 | 0 | 0 | 0 | 0 | 0 | 0 | 0 | 0 | 0 | 0 | 0 | 0 | 0 | 0 | 0 | 0 | 0
GE_7FA_CT4 | 0 | 0 | 0 | 0 | 0 | 0 | 0 | 0 | 0 | 0 | 0 | 0 | 0 | 0 | 0 | 0 | 0 | 0 | 0 | 0 | 0 | 0 | 0 | 0 | 0 | 0 | 0 | 0 | 0 | 0 | 0 | 0
GE_7FA_CT5 | 0 | 0 | 0 | 0 | 0 | 0 | 0 | 0 | 0 | 0 | 0 | 0 | 0 | 0 | 0 | 0 | 0 | 0 | 0 | 0 | 0 | 0 | 0 | 0 | 0 | 0 | 0 | 0 | 0 | 0 | 0 | 0
GE_7FA_CT6 | 0 | 0 | 0 | 0 | 0 | 0 | 0 | 0 | 0 | 0 | 0 | 0 | 0 | 0 | 0 | 0 | 0 | 0 | 0 | 0 | 0 | 0 | 0 | 0 | 0 | 0 | 0 | 0 | 0 | 0 | 0 | 0
GE_7FA_CT7 | 0 | 0 | 0 | 0 | 0 | 0 | 0 | 0 | 0 | 0 | 0 | 0 | 0 | 0 | 0 | 0 | 0 | 0 | 0 | 0 | 0 | 0 | 0 | 0 | 0 | 0 | 0 | 0 | 0 | 0 | 0 | 0
GE_7FA_CT8 | 0 | 0 | 0 | 0 | 0 | 0 | 0 | 0 | 0 | 0 | 0 | 0 | 0 | 0 | 0 | 0 | 0 | 0 | 0 | 0 | 0 | 0 | 0 | 0 | 0 | 0 | 0 | 0 | 0 | 0 | 0 | 0
GE_7FA_CT9 | 0 | 0 | 0 | 0 | 0 | 0 | 0 | 0 | 0 | 0 | 0 | 0 | 0 | 0 | 0 | 0 | 0 | 0 | 0 | 0 | 0 | 0 | 0 | 0 | 0 | 0 | 0 | 0 | 0 | 0 | 0 | 0
GE_7FA_CT10 | 0 | 0 | 0 | 0 | 0 | 0 | 0 | 0 | 0 | 0 | 0 | 0 | 0 | 0 | 0 | 0 | 0 | 0 | 0 | 0 | 0 | 0 | 0 | 0 | 0 | 0 | 0 | 0 | 0 | 0 | 0 | 0
Total Expansion CT (NCF) | 0 | 0 | 0 | 0 | 0 | 0 | 0 | 0 | 0 | 0 | 0 | 0 | 0 | 0 | 0 | 0 | 0 | 0 | 0 | 0 | 0 | 0 | 0 | 0 | 0 | 0 | 0 | 0 | 0 | 0 | 0 | 0
CC 2x1 7FAwDF 1 | 0 | 0 | 0 | 0 | 0 | 0 | 0 | 0 | 0 | 0 | 0 | 0 | 0 | 0 | 0 | 0 | 0 | 0 | 0 | 0 | 0 | 0 | 0 | 0 | 0 | 0 | 0 | 0 | 0 | 0 | 0 | 0
CC 2x1 7FAwDF 2 | 0 | 0 | 0 | 0 | 0 | 0 | 0 | 0 | 0 | 0 | 0 | 0 | 0 | 0 | 0 | 0 | 0 | 0 | 0 | 0 | 0 | 0 | 0 | 0 | 0 | 0 | 0 | 0 | 0 | 0 | 0 | 0
CC 2x1 7FAwDF 3 | 0 | 0 | 0 | 0 | 0 | 0 | 0 | 0 | 0 | 0 | 0 | 0 | 0 | 0 | 0 | 0 | 0 | 0 | 0 | 0 | 0 | 0 | 0 | 0 | 0 | 0 | 0 | 0 | 0 | 0 | 0 | 0
CC 2x1 7FAwDF 4 | 0 | 0 | 0 | 0 | 0 | 0 | 0 | 0 | 0 | 0 | 0 | 0 | 0 | 0 | 0 | 0 | 0 | 0 | 0 | 0 | 0 | 0 | 0 | 0 | 0 | 0 | 0 | 0 | 0 | 0 | 0 | 0
CC 2x1 7FAwDF 5 | 0 | 0 | 0 | 0 | 0 | 0 | 0 | 0 | 0 | 0 | 0 | 0 | 0 | 0 | 0 | 0 | 0 | 0 | 0 | 0 | 0 | 0 | 0 | 0 | 0 | 0 | 0 | 0 | 0 | 0 | 0 | 0
CC 2x1 7FAwDF 6 | 0 | 0 | 0 | 0 | 0 | 0 | 0 | 0 | 0 | 0 | 0 | 0 | 0 | 0 | 0 | 0 | 0 | 0 | 0 | 0 | 0 | 0 | 0 | 0 | 0 | 0 | 0 | 0 | 0 | 0 | 0 | 0
CC_Fut_Proxy_07 | 0 | 0 | 0 | 0 | 0 | 0 | 0 | 0 | 0 | 0 | 0 | 0 | 0 | 0 | 0 | 0 | 0 | 0 | 0 | 0 | 0 | 0 | 0 | 0 | 0 | 0 | 0 | 0 | 0 | 0 | 0 | 0
CC_Fut_Proxy_08 | 0 | 0 | 0 | 0 | 0 | 0 | 0 | 0 | 0 | 0 | 0 | 0 | 0 | 0 | 0 | 0 | 0 | 0 | 0 | 0 | 0 | 0 | 0 | 0 | 0 | 0 | 0 | 0 | 0 | 0 | 0 | 0
CC_Fut_Proxy_09 | 0 | 0 | 0 | 0 | 0 | 0 | 0 | 0 | 0 | 0 | 0 | 0 | 0 | 0 | 0 | 0 | 0 | 0 | 0 | 0 | 0 | 0 | 0 | 0 | 0 | 0 | 0 | 0 | 0 | 0 | 0 | 0
CC_Fut_Proxy_10 | 0 | 0 | 0 | 0 | 0 | 0 | 0 | 0 | 0 | 0 | 0 | 0 | 0 | 0 | 0 | 0 | 0 | 0 | 0 | 0 | 0 | 0 | 0 | 0 | 0 | 0 | 0 | 0 | 0 | 0 | 0 | 0
Total Expansion CC (NCF) | 0 | 0 | 0 | 0 | 0 | 0 | 0 | 0 | 0 | 0 | 0 | 0 | 0 | 0 | 0 | 0 | 0 | 0 | 0 | 0 | 0 | 0 | 0 | 0 | 0 | 0 | 0 | 0 | 0 | 0 | 0 | 0
Future Unit Proxy | 0 | 0 | 0 | 0 | 0 | 0 | 0 | 0 | 0 | 0 | 0 | 0 | 0 | 0 | 0 | 0 | 0 | 0 | 0 | 0 | 0 | 0 | 0 | 0 | 0 | 0 | 0 | 0 | 0 | 0 | 0 | 0

## NoConserv_AC
Planning and Risk OUTPUT | Run Name: | DSM2018_High_Consv_TSJMW .@19-Feb-25 10:05
| Run Start Yr: | 2018
Plant Fuel Expense ($000)
| 2018 | 2019 | 2020 | 2021 | 2022 | 2023 | 2024 | 2025 | 2026 | 2027 | 2028 | 2029 | 2030 | 2031 | 2032 | 2033 | 2034 | 2035 | 2036 | 2037 | 2038 | 2039 | 2040 | 2041 | 2042 | 2043 | 2044 | 2045 | 2046 | 2047 | 2048 | 2049
Big Bend 1 | 30101.93 | 31316.79 | 33723.22 | 3439.59 | 0 | 0 | 0 | 0 | 0 | 0 | 0 | 0 | 0 | 0 | 0 | 0 | 0 | 0 | 0 | 0 | 0 | 0 | 0 | 0 | 0 | 0 | 0 | 0 | 0 | 0 | 0 | 0
Big Bend 2 | 43452.51 | 44528.21 | 48886.12 | 22031.55 | 0 | 0 | 0 | 0 | 0 | 0 | 0 | 0 | 0 | 0 | 0 | 0 | 0 | 0 | 0 | 0 | 0 | 0 | 0 | 0 | 0 | 0 | 0 | 0 | 0 | 0 | 0 | 0
Big Bend 3 | 53297.26 | 52014.97 | 64620.94 | 69836.08 | 71761.02 | 73528.51 | 73968.87 | 61013.42 | 75799.15 | 77977.73 | 78561.32 | 77968.84 | 65140.29 | 82774.74 | 83389.21 | 84498.25 | 84237.57 | 74288.26 | 91283.89 | 92751.94 | 91656 | 97956.4 | 99919.56 | 35831.39 | 0 | 0 | 0 | 0 | 0 | 0 | 0 | 0
Big Bend 4 | 60650.72 | 59189.05 | 77712.61 | 82677.77 | 83002.63 | 80668.15 | 71721.35 | 85506.1 | 86603.6 | 88277.46 | 91465.14 | 69443.6 | 84452.82 | 82979.24 | 88657.73 | 89418.64 | 76867.97 | 89341.09 | 96729.18 | 98638.17 | 100734.65 | 82851.4 | 106378.51 | 108340.91 | 111702.31 | 109393.97 | 98422.42 | 118166.19 | 121472.95 | 121611.47 | 0 | 0
TOTAL Big Bend ($000) | 187502.42 | 187049.02 | 224942.89 | 177984.99 | 154763.65 | 154196.66 | 145690.22 | 146519.52 | 162402.75 | 166255.19 | 170026.46 | 147412.44 | 149593.11 | 165753.98 | 172046.94 | 173916.89 | 161105.54 | 163629.35 | 188013.07 | 191390.11 | 192390.65 | 180807.8 | 206298.07 | 144172.3 | 111702.31 | 109393.97 | 98422.42 | 118166.19 | 121472.95 | 121611.47 | 0 | 0
Big Bend CT4 | 317.64 | 183.02 | 178.62 | 36.73 | 71.82 | 7.78 | 516.71 | 805.05 | 139.49 | 285.9 | 421.24 | 1065.51 | 1195.58 | 860.22 | 1150.33 | 1892.62 | 2257.64 | 2624.88 | 2504.32 | 3738.5 | 5546.82 | 6407.71 | 4766.29 | 9184.1 | 10454.55 | 12022.43 | 10917.04 | 9166.36 | 9593.07 | 9624.92 | 0 | 0
Big Bend CT4o | 0 | 0 | 0 | 0 | 0 | 0 | 0 | 0 | 0 | 0 | 0 | 0 | 0 | 0 | 0 | 0 | 0 | 0 | 0 | 0 | 0 | 0 | 0 | 0 | 0 | 0 | 0 | 0 | 0 | 0 | 0 | 0
Bayside 1 | 87722.02 | 97264.12 | 104738.94 | 122160.23 | 126346.79 | 76109.37 | 77873.99 | 96115.57 | 91210.1 | 97545.18 | 116071.42 | 120418.35 | 140657.43 | 148234.87 | 135635.88 | 169123.65 | 178228.73 | 190187.01 | 184392.91 | 178431.66 | 218648.81 | 233246.4 | 228438.34 | 263368.67 | 278418.07 | 60419.71 | 0 | 0 | 0 | 0 | 0 | 0
Bayside 2 | 71307.37 | 69964.32 | 69696.86 | 104591 | 124362.74 | 38148.05 | 52518.8 | 52344.83 | 61592.8 | 79193.33 | 82229.54 | 93612.24 | 106826.96 | 106206.3 | 132158.01 | 136488.42 | 143125.99 | 155114.9 | 161418.09 | 209755.29 | 170542.77 | 214899.37 | 204187.35 | 215595.38 | 231507.38 | 309415.43 | 0 | 0 | 0 | 0 | 0 | 0
Bayside 3 | 68.67 | 148.57 | 134.24 | 25.26 | 67.22 | 11.2 | 618.68 | 888.07 | 143.44 | 296.96 | 577.21 | 1093.1 | 1676.89 | 1194.87 | 1840.34 | 1715.2 | 2755.21 | 2716.18 | 3430.46 | 4202.21 | 4220.11 | 5458.54 | 4484.47 | 5801.23 | 6959.19 | 2942.77 | 2449.76 | 2031.88 | 2317.43 | 1910.38 | 0 | 0
Bayside 4 | 34.73 | 127.15 | 107.02 | 16.94 | 43.5 | 3.95 | 488.78 | 727.44 | 85.29 | 192.1 | 452.61 | 879.71 | 1078.19 | 717.68 | 1312.81 | 1032.47 | 1896.22 | 1578.92 | 2108.79 | 2191.52 | 2848.82 | 3286.11 | 2572.69 | 3318.06 | 4482.76 | 1860.06 | 1199.6 | 956.48 | 1193.83 | 866.29 | 0 | 0
Bayside 5 | 193.59 | 219.84 | 199.27 | 101.79 | 151.8 | 66.42 | 807.17 | 1093.54 | 257.12 | 574.83 | 896.96 | 1611.43 | 2446.17 | 1800.69 | 2717.32 | 3282.67 | 4385.72 | 4925.76 | 5904.07 | 8092.41 | 8041.02 | 10369.34 | 8232.61 | 10267.28 | 11687.85 | 7199.85 | 6512.34 | 5672.56 | 5747.44 | 5436.59 | 0 | 0
Bayside 6 | 103.11 | 166.39 | 168.83 | 51.06 | 99.29 | 37.03 | 699.17 | 1032.98 | 187.4 | 422.98 | 730.51 | 1407.65 | 2111.46 | 1604.88 | 2362.37 | 2498.32 | 3705.13 | 3944.84 | 4912.82 | 6271.34 | 6506.46 | 8278.59 | 6701.85 | 8222.11 | 9751.36 | 4769.94 | 4228.03 | 3602.21 | 3801.13 | 3352.68 | 0 | 0
TOTAL Bayside ($000) | 159429.49 | 167890.39 | 175045.16 | 226946.28 | 251071.34 | 114376.02 | 133006.59 | 152202.43 | 153476.15 | 178225.38 | 200958.25 | 219022.48 | 254797.1 | 259759.29 | 276026.73 | 314140.73 | 334097 | 358467.61 | 362167.14 | 408944.43 | 410807.99 | 475538.35 | 454617.31 | 506572.73 | 542806.61 | 386607.76 | 14389.73 | 12263.13 | 13059.83 | 11565.94 | 0 | 0
Polk 1 | 37508.2 | 45510.25 | 47416.85 | 44991.15 | 49614.96 | 49063 | 46392.24 | 50934.03 | 51986.26 | 48641.06 | 49841.42 | 54905.78 | 56182.65 | 54447.32 | 57986.98 | 59113.21 | 57297.58 | 61869.18 | 42387.9 | 0 | 0 | 0 | 0 | 0 | 0 | 0 | 0 | 0 | 0 | 0 | 0 | 0
Polk 1g | 4879.8 | 4073.13 | 3987.31 | 7157.64 | 11494.7 | 3781.61 | 5240.71 | 9959.79 | 5807.5 | 11337.95 | 7716.67 | 12870.02 | 17033.86 | 16246.05 | 19782.78 | 24995.57 | 25286.94 | 29265.33 | 19622.14 | 0 | 0 | 0 | 0 | 0 | 0 | 0 | 0 | 0 | 0 | 0 | 0 | 0
Polk 2 | 1047.56 | 163.06 | 70.04 | 0 | 81.45 | 0 | 106.39 | 197.13 | 14.1 | 633.03 | 286.81 | 87.94 | 355.93 | 124.1 | 113.1 | 2022.88 | 435.6 | 134 | 494.65 | 630.71 | 971.29 | 5175.16 | 606.88 | 504.16 | 1271.08 | 1237.77 | 490.23 | 3962.64 | 777.93 | 307.87 | 0 | 0
Polk 2o | 0 | 0 | 0 | 0 | 0 | 0 | 0 | 0 | 0 | 0 | 0 | 0 | 0 | 0 | 0 | 0 | 0 | 0 | 0 | 0 | 0 | 0 | 0 | 0 | 0 | 0 | 0 | 0 | 0 | 0 | 0 | 0
Polk 3 | 461.26 | 102.92 | 65.86 | 0 | 36.67 | 0 | 107.37 | 807.31 | 14.1 | 446.46 | 178.31 | 0 | 261.92 | 107.87 | 18.98 | 1740.9 | 300.31 | 21.22 | 426.37 | 267 | 1098.01 | 5154.12 | 525.42 | 769.56 | 1102.4 | 1264.64 | 176.32 | 5056.09 | 616.48 | 29.71 | 0 | 0
Polk 3o | 0 | 0 | 0 | 0 | 0 | 0 | 0 | 0 | 0 | 0 | 0 | 0 | 0 | 0 | 0 | 0 | 0 | 0 | 0 | 0 | 0 | 0 | 0 | 0 | 0 | 0 | 0 | 0 | 0 | 0 | 0 | 0
Polk 4 | 39.37 | 72.61 | 29.59 | 0 | 0 | 0 | 110.84 | 348.41 | 0 | 191.68 | 59.84 | 0 | 144.41 | 61.96 | 0 | 908.18 | 220.69 | 0 | 322.68 | 180.03 | 851.06 | 4077.25 | 464.46 | 453.43 | 774.55 | 768.93 | 63.37 | 3443.71 | 424.15 | 0 | 0 | 0
Polk 5 | 0 | 103.1 | 47.82 | 0 | 0 | 0 | 56.28 | 265 | 0 | 0 | 76.12 | 0 | 144.6 | 0 | 0 | 832.89 | 161.02 | 0 | 305 | 49.81 | 589.16 | 2708.4 | 369.02 | 255.51 | 406.21 | 501.13 | 30.16 | 2471.67 | 128.29 | 116.47 | 0 | 0
Polk 2 CC | 166665.84 | 175568.91 | 169535.49 | 215737.8 | 239153.15 | 133304.37 | 152678.02 | 154949.62 | 167261.72 | 174543.92 | 210638.87 | 242641.12 | 270188.41 | 286024.47 | 312006.36 | 295469.84 | 367742.11 | 385165.07 | 419500.96 | 465658.68 | 470067.05 | 457014.7 | 488439.07 | 543224.89 | 590226.45 | 559813.82 | 293782.93 | 276401.03 | 300983.9 | 306417.41 | 0 | 0
Polk 2 DF | 740.48 | 735.25 | 703.06 | 765.47 | 1204.2 | 520.96 | 1712.62 | 2129.29 | 1093.38 | 1234.61 | 2117.1 | 3906.58 | 5299.76 | 5169.34 | 6379.25 | 7520.65 | 10432.37 | 12038.54 | 14385.93 | 20301.98 | 21670.57 | 23650.96 | 19913.8 | 26815.85 | 30957.89 | 28423.45 | 22824.15 | 20105.4 | 20861 | 20766.93 | 0 | 0
TOTAL Polk ($000) | 211342.51 | 226329.23 | 221856.02 | 268652.06 | 301585.13 | 186669.94 | 206404.47 | 219590.58 | 226177.06 | 237028.71 | 270915.14 | 314411.44 | 349611.54 | 362181.11 | 396287.45 | 392604.12 | 461876.62 | 488493.34 | 497445.63 | 487088.21 | 495247.14 | 497780.59 | 510318.65 | 572023.4 | 624738.58 | 592009.74 | 317367.16 | 311440.54 | 323791.75 | 327638.39 | 0 | 0
Phillips 1 | 0 | 0 | 0 | 0 | 0 | 0 | 0 | 0 | 0 | 0 | 0 | 0 | 0 | 0 | 0 | 0 | 0 | 0 | 0 | 0 | 0 | 0 | 0 | 0 | 0 | 0 | 0 | 0 | 0 | 0 | 0 | 0
Phillips 2 | 0 | 0 | 0 | 0 | 0 | 0 | 0 | 0 | 0 | 0 | 0 | 0 | 0 | 0 | 0 | 0 | 0 | 0 | 0 | 0 | 0 | 0 | 0 | 0 | 0 | 0 | 0 | 0 | 0 | 0 | 0 | 0
TOTAL Phillips ($000) | 0 | 0 | 0 | 0 | 0 | 0 | 0 | 0 | 0 | 0 | 0 | 0 | 0 | 0 | 0 | 0 | 0 | 0 | 0 | 0 | 0 | 0 | 0 | 0 | 0 | 0 | 0 | 0 | 0 | 0 | 0 | 0
City of Tampa | 0 | 0 | 0 | 0 | 0 | 0 | 0 | 0 | 0 | 0 | 0 | 0 | 0 | 0 | 0 | 0 | 0 | 0 | 0 | 0 | 0 | 0 | 0 | 0 | 0 | 0 | 0 | 0 | 0 | 0 | 0 | 0
FutAeroCT1 | 0 | 0 | 0 | 0 | 0 | 0 | 0 | 0 | 0 | 0 | 0 | 0 | 0 | 0 | 0 | 0 | 0 | 0 | 0 | 0 | 0 | 0 | 0 | 0 | 0 | 0 | 4674.48 | 4145.48 | 4092.8 | 3664.17 | 0 | 0
FutAeroCT2 | 0 | 0 | 0 | 0 | 0 | 0 | 0 | 0 | 0 | 0 | 0 | 0 | 0 | 0 | 0 | 0 | 0 | 0 | 0 | 0 | 0 | 0 | 0 | 0 | 0 | 0 | 0 | 0 | 0 | 0 | 0 | 0
FutAeroCT3 | 0 | 0 | 0 | 0 | 0 | 0 | 0 | 0 | 0 | 0 | 0 | 0 | 0 | 0 | 0 | 0 | 0 | 0 | 0 | 0 | 0 | 0 | 0 | 0 | 0 | 0 | 0 | 0 | 0 | 0 | 0 | 0
FutAeroCT4 | 0 | 0 | 0 | 0 | 0 | 0 | 0 | 0 | 0 | 0 | 0 | 0 | 0 | 0 | 0 | 0 | 0 | 0 | 0 | 0 | 0 | 0 | 0 | 0 | 0 | 0 | 0 | 0 | 0 | 0 | 0 | 0
FutAeroCT5 | 0 | 0 | 0 | 0 | 0 | 0 | 0 | 0 | 0 | 0 | 0 | 0 | 0 | 0 | 0 | 0 | 0 | 0 | 0 | 0 | 0 | 0 | 0 | 0 | 0 | 0 | 0 | 0 | 0 | 0 | 0 | 0
FutAeroCT6 | 0 | 0 | 0 | 0 | 0 | 0 | 0 | 0 | 0 | 0 | 0 | 0 | 0 | 0 | 0 | 0 | 0 | 0 | 0 | 0 | 0 | 0 | 0 | 0 | 0 | 0 | 0 | 0 | 0 | 0 | 0 | 0
FutAeroCT7 | 0 | 0 | 0 | 0 | 0 | 0 | 0 | 0 | 0 | 0 | 0 | 0 | 0 | 0 | 0 | 0 | 0 | 0 | 0 | 0 | 0 | 0 | 0 | 0 | 0 | 0 | 0 | 0 | 0 | 0 | 0 | 0
FutAeroCT8 | 0 | 0 | 0 | 0 | 0 | 0 | 0 | 0 | 0 | 0 | 0 | 0 | 0 | 0 | 0 | 0 | 0 | 0 | 0 | 0 | 0 | 0 | 0 | 0 | 0 | 0 | 0 | 0 | 0 | 0 | 0 | 0
FutAeroCT9 | 0 | 0 | 0 | 0 | 0 | 0 | 0 | 0 | 0 | 0 | 0 | 0 | 0 | 0 | 0 | 0 | 0 | 0 | 0 | 0 | 0 | 0 | 0 | 0 | 0 | 0 | 0 | 0 | 0 | 0 | 0 | 0
FutAeroCT10 | 0 | 0 | 0 | 0 | 0 | 0 | 0 | 0 | 0 | 0 | 0 | 0 | 0 | 0 | 0 | 0 | 0 | 0 | 0 | 0 | 0 | 0 | 0 | 0 | 0 | 0 | 0 | 0 | 0 | 0 | 0 | 0
Total Expansion Aero CT ($000) | 0 | 0 | 0 | 0 | 0 | 0 | 0 | 0 | 0 | 0 | 0 | 0 | 0 | 0 | 0 | 0 | 0 | 0 | 0 | 0 | 0 | 0 | 0 | 0 | 0 | 0 | 4674.48 | 4145.48 | 4092.8 | 3664.17 | 0 | 0
GE_7FA_CT1 | 0 | 0 | 0 | 0 | 0 | 62.23 | 2369.78 | 3263.52 | 688.73 | 1072.83 | 2756.71 | 5531.89 | 7253.51 | 6520.11 | 9787.96 | 12936.44 | 17974.92 | 18904.34 | 24152.19 | 35257.1 | 39215.42 | 45218.42 | 35046.68 | 51161.98 | 57183.04 | 53163.75 | 41067.49 | 33656.57 | 37005.48 | 29805.13 | 0 | 0
GE_7FA_CT2 | 0 | 0 | 0 | 0 | 0 | 0 | 0 | 0 | 271.12 | 728.08 | 1830.51 | 3428.14 | 5570.16 | 4163.16 | 7227.74 | 8520.51 | 13161.55 | 12370.4 | 17595.01 | 26766.14 | 31793.95 | 35059.84 | 25759.61 | 36934.43 | 43949.26 | 41726.57 | 23631.31 | 19174.69 | 23066.08 | 17804.65 | 0 | 0
GE_7FA_CT3 | 0 | 0 | 0 | 0 | 0 | 0 | 0 | 0 | 0 | 0 | 0 | 2924.06 | 3127.58 | 2291.98 | 6239.32 | 6317.63 | 9489.62 | 8712.77 | 12671.03 | 18413.59 | 22897.35 | 24317.05 | 18280.08 | 27585.4 | 31612.75 | 29621.31 | 14588.49 | 11247.45 | 12163.26 | 10596.21 | 0 | 0
GE_7FA_CT4 | 0 | 0 | 0 | 0 | 0 | 0 | 0 | 0 | 0 | 0 | 0 | 0 | 0 | 0 | 4300.22 | 3379.21 | 6707.38 | 6167.86 | 8432.6 | 11688.4 | 15339.24 | 16603.24 | 12062.63 | 18246.25 | 20799.83 | 18426.54 | 9039.01 | 5416.96 | 5216.02 | 6526.99 | 0 | 0
GE_7FA_CT5 | 0 | 0 | 0 | 0 | 0 | 0 | 0 | 0 | 0 | 0 | 0 | 0 | 0 | 0 | 0 | 0 | 0 | 3592.63 | 5170.19 | 7003.63 | 9786.9 | 10007.48 | 7787.92 | 9937.68 | 12568.38 | 10108.12 | 6308.27 | 3998.71 | 2633.07 | 4527.22 | 0 | 0
GE_7FA_CT6 | 0 | 0 | 0 | 0 | 0 | 0 | 0 | 0 | 0 | 0 | 0 | 0 | 0 | 0 | 0 | 0 | 0 | 0 | 0 | 3760.01 | 6151.45 | 5388.26 | 4340.39 | 5269.52 | 7167.68 | 6195.67 | 2517.02 | 1865.49 | 1006.62 | 2383.79 | 0 | 0
GE_7FA_CT7 | 0 | 0 | 0 | 0 | 0 | 0 | 0 | 0 | 0 | 0 | 0 | 0 | 0 | 0 | 0 | 0 | 0 | 0 | 0 | 0 | 0 | 0 | 0 | 0 | 0 | 3372.16 | 1947.44 | 733.15 | 608.2 | 988.33 | 0 | 0
GE_7FA_CT8 | 0 | 0 | 0 | 2954.61 | 6368.62 | 0 | 0 | 0 | 0 | 0 | 0 | 0 | 0 | 0 | 0 | 0 | 0 | 0 | 0 | 0 | 0 | 0 | 0 | 0 | 0 | 0 | 0 | 0 | 0 | 0 | 0 | 0
GE_7FA_CT9 | 0 | 0 | 0 | 847.84 | 2004.85 | 0 | 0 | 0 | 0 | 0 | 0 | 0 | 0 | 0 | 0 | 0 | 0 | 0 | 0 | 0 | 0 | 0 | 0 | 0 | 0 | 0 | 0 | 0 | 0 | 0 | 0 | 0
GE_7FA_CT10 | 0 | 0 | 0 | 0 | 0 | 0 | 0 | 0 | 0 | 0 | 0 | 0 | 0 | 0 | 0 | 0 | 0 | 0 | 0 | 0 | 0 | 0 | 0 | 0 | 0 | 0 | 0 | 0 | 0 | 0 | 0 | 0
Total Expansion CT ($000) | 0 | 0 | 0 | 3802.45 | 8373.47 | 62.23 | 2369.78 | 3263.52 | 959.85 | 1800.91 | 4587.22 | 11884.09 | 15951.25 | 12975.25 | 27555.24 | 31153.79 | 47333.47 | 49748 | 68021.02 | 102888.87 | 125184.31 | 136594.29 | 103277.31 | 149135.26 | 173280.94 | 162614.12 | 99099.03 | 76093.02 | 81698.73 | 72632.32 | 0 | 0
CC 2x1 7FAwDF 1 | 0 | 0 | 0 | 0 | 0 | 277209.6 | 298258.15 | 312704.67 | 330624.79 | 351956.39 | 392114.18 | 421173.23 | 459450.48 | 479665.87 | 516678.04 | 526320.09 | 569557.96 | 595818.77 | 607048.74 | 629368.14 | 642872.05 | 663865.95 | 675137.86 | 722317.45 | 774084.82 | 802737.04 | 748017.25 | 776350.37 | 807451.35 | 805489.15 | 0 | 0
CC 2x1 7FAwDF 2 | 0 | 0 | 0 | 0 | 0 | 0 | 0 | 0 | 0 | 0 | 0 | 0 | 0 | 0 | 0 | 0 | 0 | 0 | 0 | 0 | 0 | 0 | 0 | 0 | 0 | 0 | 757578.64 | 783847.93 | 811893.35 | 811131.95 | 0 | 0
CC 2x1 7FAwDF 3 | 0 | 0 | 0 | 0 | 0 | 0 | 0 | 0 | 0 | 0 | 0 | 0 | 0 | 0 | 0 | 0 | 0 | 0 | 0 | 0 | 0 | 0 | 0 | 0 | 0 | 238226.79 | 236877.05 | 248731.35 | 248940.85 | 253955.87 | 0 | 0
CC 2x1 7FAwDF 4 | 0 | 0 | 0 | 0 | 0 | 0 | 0 | 0 | 0 | 0 | 0 | 0 | 0 | 0 | 0 | 0 | 0 | 0 | 0 | 0 | 0 | 0 | 0 | 0 | 0 | 0 | 0 | 0 | 0 | 0 | 0 | 0
CC 2x1 7FAwDF 5 | 0 | 0 | 0 | 0 | 0 | 0 | 0 | 0 | 0 | 0 | 0 | 0 | 0 | 0 | 0 | 0 | 0 | 0 | 0 | 0 | 0 | 0 | 0 | 0 | 0 | 0 | 0 | 0 | 0 | 0 | 0 | 0
CC 2x1 7FAwDF 6 | 0 | 0 | 0 | 0 | 0 | 0 | 0 | 0 | 0 | 0 | 0 | 0 | 0 | 0 | 0 | 0 | 0 | 0 | 0 | 0 | 0 | 0 | 0 | 0 | 0 | 0 | 0 | 0 | 0 | 0 | 0 | 0
CC_Fut_Proxy_07 | 0 | 0 | 0 | 0 | 0 | 0 | 0 | 0 | 0 | 0 | 0 | 0 | 0 | 0 | 0 | 0 | 0 | 0 | 0 | 0 | 0 | 0 | 0 | 0 | 0 | 0 | 0 | 0 | 0 | 0 | 0 | 0
CC_Fut_Proxy_08 | 0 | 0 | 0 | 0 | 0 | 0 | 0 | 0 | 0 | 0 | 0 | 0 | 0 | 0 | 0 | 0 | 0 | 0 | 0 | 0 | 0 | 0 | 0 | 0 | 0 | 0 | 0 | 0 | 0 | 0 | 0 | 0
CC_Fut_Proxy_09 | 0 | 0 | 0 | 0 | 0 | 0 | 0 | 0 | 0 | 0 | 0 | 0 | 0 | 0 | 0 | 0 | 0 | 0 | 0 | 0 | 0 | 0 | 0 | 0 | 0 | 0 | 0 | 0 | 0 | 0 | 0 | 0
CC_Fut_Proxy_10 | 0 | 0 | 0 | 0 | 0 | 0 | 0 | 0 | 0 | 0 | 0 | 0 | 0 | 0 | 0 | 0 | 0 | 0 | 0 | 0 | 0 | 0 | 0 | 0 | 0 | 0 | 0 | 0 | 0 | 0 | 0 | 0
Total Expansion CC ($000) | 0 | 0 | 0 | 0 | 0 | 277209.6 | 298258.15 | 312704.67 | 330624.79 | 351956.39 | 392114.18 | 421173.23 | 459450.48 | 479665.87 | 516678.04 | 526320.09 | 569557.96 | 595818.77 | 607048.74 | 629368.14 | 642872.05 | 663865.95 | 675137.86 | 722317.45 | 774084.82 | 1040963.83 | 1742472.94 | 1808929.65 | 1868285.55 | 1870576.97 | 0 | 0
FutureUnit_Proxy | 0 | 0 | 0 | 0 | 0 | 0 | 0 | 0 | 0 | 0 | 0 | 0 | 0 | 0 | 0 | 0 | 0 | 0 | 0 | 0 | 0 | 0 | 0 | 0 | 0 | 0 | 0 | 0 | 0 | 0 | 0 | 0
Total TEC Existing Fuel ($000) | 558592.06 | 581451.66 | 622022.69 | 673620.06 | 707491.94 | 455250.4 | 485617.99 | 519117.58 | 542195.45 | 581795.18 | 642321.09 | 681911.87 | 755197.33 | 788554.6 | 845511.45 | 882554.36 | 959336.8 | 1013215.18 | 1050130.16 | 1091161.25 | 1103992.6 | 1160534.45 | 1176000.32 | 1231952.53 | 1289702.05 | 1100033.9 | 441096.35 | 451036.22 | 467917.6 | 470440.72 | 0 | 0
Total TEC Future Fuel ($000) | 0 | 0 | 0 | 3802.45 | 8373.47 | 277271.83 | 300627.93 | 315968.19 | 331584.64 | 353757.3 | 396701.4 | 433057.32 | 475401.73 | 492641.12 | 544233.28 | 557473.88 | 616891.43 | 645566.77 | 675069.76 | 732257.01 | 768056.36 | 800460.24 | 778415.17 | 871452.71 | 947365.76 | 1203577.95 | 1846246.45 | 1889168.15 | 1954077.08 | 1946873.46 | 0 | 0
TEC System Fuel Cost by Fuel
Big Bend Coal ($000) | 185974.54 | 185613.36 | 223392.44 | 177024.64 | 154009.83 | 153349.63 | 144936.51 | 145729.3 | 161541.65 | 165328.99 | 168831.39 | 146137.88 | 147957.43 | 164121.07 | 170282.4 | 172180 | 158815.75 | 161904.69 | 185911.11 | 189241.13 | 190353.88 | 178580.06 | 204133.07 | 142787.93 | 110583 | 108112.19 | 97198.85 | 117166.03 | 120215.66 | 120445.05 | 0 | 0
TEC Coal ($000) | 223312.24 | 230969.05 | 270633.78 | 221827.95 | 203419.84 | 202218.52 | 191132.51 | 196431.96 | 213298.81 | 213728.63 | 218439.05 | 200744.64 | 203793.1 | 218229.09 | 227879.77 | 230944.43 | 215692.57 | 223336.27 | 228024.86 | 189241.13 | 190353.88 | 178580.06 | 204133.07 | 142787.93 | 110583 | 108112.19 | 97198.85 | 117166.03 | 120215.66 | 120445.05 | 0 | 0
TEC Natural Gas ($000) | 335279.83 | 350482.62 | 351388.9 | 455594.63 | 512445.55 | 530303.81 | 595113.59 | 638653.88 | 660481.34 | 721823.63 | 820583.4 | 914224.83 | 1026805.7 | 1062967.08 | 1161864.8 | 1209083.99 | 1360535.84 | 1435445.61 | 1497175.3 | 1634177.23 | 1681694.98 | 1782414.66 | 1750282.21 | 1960617.36 | 2126485.31 | 2195500.65 | 2190144.32 | 2223037.85 | 2301778.65 | 2296869.29 | 0 | 0
TEC #2 Oil ($000) | 0 | 0 | 0 | 0 | 0 | 0 | 0 | 0 | 0 | 0 | 0 | 0 | 0 | 0 | 0 | 0 | 0 | 0 | 0 | 0 | 0 | 0 | 0 | 0 | 0 | 0 | 0 | 0 | 0 | 0 | 0 | 0
TEC #6 Oil ($000) | 0 | 0 | 0 | 0 | 0 | 0 | 0 | 0 | 0 | 0 | 0 | 0 | 0 | 0 | 0 | 0 | 0 | 0 | 0 | 0 | 0 | 0 | 0 | 0 | 0 | 0 | 0 | 0 | 0 | 0 | 0 | 0
TEC Propane ($000) | 0 | 0 | 0 | 0 | 0 | 0 | 0 | 0 | 0 | 0 | 0 | 0 | 0 | 0 | 0 | 0 | 0 | 0 | 0 | 0 | 0 | 0 | 0 | 0 | 0 | 0 | 0 | 0 | 0 | 0 | 0 | 0
TEC Fuel ($000) | 558592.06 | 581451.66 | 622022.69 | 677422.51 | 715865.41 | 732522.23 | 786245.92 | 835085.77 | 873780.09 | 935552.48 | 1039022.49 | 1114969.19 | 1230599.06 | 1281195.72 | 1389744.73 | 1440028.24 | 1576228.23 | 1658781.95 | 1725199.92 | 1823418.26 | 1872048.96 | 1960994.69 | 1954415.49 | 2103405.24 | 2237067.81 | 2303611.85 | 2287342.8 | 2340204.37 | 2421994.68 | 2417314.18 | 0 | 0
Fuel Adder ($000) | 100791.44 | 100735.34 | 100769.34 | 108920.84 | 114696.59 | 114696.59 | 114768.84 | 114696.59 | 114696.59 | 114696.59 | 114768.84 | 114696.59 | 114696.59 | 114696.59 | 114768.84 | 114696.59 | 114696.59 | 114696.59 | 114768.84 | 114696.59 | 114696.59 | 114696.59 | 114768.84 | 114696.59 | 114696.59 | 152931.22 | 153110.84 | 152931.2 | 152931.2 | 152931.22 | 0 | 0
TECO Fuel ($000) | 659383.5 | 682187 | 722792.03 | 786343.35 | 830562 | 847218.82 | 901014.76 | 949782.36 | 988476.68 | 1050249.07 | 1153791.33 | 1229665.78 | 1345295.65 | 1395892.31 | 1504513.57 | 1554724.83 | 1690924.82 | 1773478.54 | 1839968.76 | 1938114.85 | 1986745.55 | 2075691.28 | 2069184.33 | 2218101.83 | 2351764.4 | 2456543.07 | 2440453.64 | 2493135.57 | 2574925.88 | 2570245.4 | 0 | 0
Net Generation (MWH) (w/o solar) | 19317140 | 20166790 | 20395160 | 20641150 | 20823930 | 21097400 | 21358390 | 21604780 | 21801590 | 22104210 | 22416530 | 22734130 | 23011450 | 23299460 | 23574110 | 23873900 | 24152800 | 24461760 | 24759510 | 24760600 | 24739690 | 24752590 | 24759620 | 24755670 | 24742300 | 24758250 | 24765260 | 24765170 | 24763110 | 24765850 | 0 | 0
TEC Fuel Cost ($/MWH) | 34.1346 | 33.8272 | 35.4394 | 38.0959 | 39.885 | 40.1575 | 42.1855 | 43.9617 | 45.3397 | 47.5135 | 51.4706 | 54.089 | 58.462 | 59.9109 | 63.8206 | 65.1224 | 70.0095 | 72.5 | 74.3136 | 78.2741 | 80.306 | 83.8575 | 83.5709 | 89.5997 | 95.0504 | 99.2212 | 98.5434 | 100.671 | 103.9823 | 103.7818 | 0 | 0
Detailed Fuel Expense ($000)
Big Bend 1 | 30101.93 | 31316.79 | 33723.22 | 3439.59 | 0 | 0 | 0 | 0 | 0 | 0 | 0 | 0 | 0 | 0 | 0 | 0 | 0 | 0 | 0 | 0 | 0 | 0 | 0 | 0 | 0 | 0 | 0 | 0 | 0 | 0 | 0 | 0
BB_#2OIL | 0 | 0 | 0 | 0 | 0 | 0 | 0 | 0 | 0 | 0 | 0 | 0 | 0 | 0 | 0 | 0 | 0 | 0 | 0 | 0 | 0 | 0 | 0 | 0 | 0 | 0 | 0 | 0 | 0 | 0 | 0 | 0
BB1_COAL_BLEND | 29682.49 | 30779.18 | 33202.5 | 3379.76 | 0 | 0 | 0 | 0 | 0 | 0 | 0 | 0 | 0 | 0 | 0 | 0 | 0 | 0 | 0 | 0 | 0 | 0 | 0 | 0 | 0 | 0 | 0 | 0 | 0 | 0 | 0 | 0
BB_COAL_STDLOW | 0 | 0 | 0 | 0 | 0 | 0 | 0 | 0 | 0 | 0 | 0 | 0 | 0 | 0 | 0 | 0 | 0 | 0 | 0 | 0 | 0 | 0 | 0 | 0 | 0 | 0 | 0 | 0 | 0 | 0 | 0 | 0
BB_COAL_PREMIUM | 0 | 0 | 0 | 0 | 0 | 0 | 0 | 0 | 0 | 0 | 0 | 0 | 0 | 0 | 0 | 0 | 0 | 0 | 0 | 0 | 0 | 0 | 0 | 0 | 0 | 0 | 0 | 0 | 0 | 0 | 0 | 0
BB_COAL_STDHIGH | 0 | 0 | 0 | 0 | 0 | 0 | 0 | 0 | 0 | 0 | 0 | 0 | 0 | 0 | 0 | 0 | 0 | 0 | 0 | 0 | 0 | 0 | 0 | 0 | 0 | 0 | 0 | 0 | 0 | 0 | 0 | 0
BB_COAL_LOWSULFUR | 0 | 0 | 0 | 0 | 0 | 0 | 0 | 0 | 0 | 0 | 0 | 0 | 0 | 0 | 0 | 0 | 0 | 0 | 0 | 0 | 0 | 0 | 0 | 0 | 0 | 0 | 0 | 0 | 0 | 0 | 0 | 0
BB_COAL_1 | 0 | 0 | 0 | 0 | 0 | 0 | 0 | 0 | 0 | 0 | 0 | 0 | 0 | 0 | 0 | 0 | 0 | 0 | 0 | 0 | 0 | 0 | 0 | 0 | 0 | 0 | 0 | 0 | 0 | 0 | 0 | 0
BB_COAL_2 | 0 | 0 | 0 | 0 | 0 | 0 | 0 | 0 | 0 | 0 | 0 | 0 | 0 | 0 | 0 | 0 | 0 | 0 | 0 | 0 | 0 | 0 | 0 | 0 | 0 | 0 | 0 | 0 | 0 | 0 | 0 | 0
BB_PETCOKE | 0 | 0 | 0 | 0 | 0 | 0 | 0 | 0 | 0 | 0 | 0 | 0 | 0 | 0 | 0 | 0 | 0 | 0 | 0 | 0 | 0 | 0 | 0 | 0 | 0 | 0 | 0 | 0 | 0 | 0 | 0 | 0
FIRM GAS_GS | 0 | 0 | 0 | 0 | 0 | 0 | 0 | 0 | 0 | 0 | 0 | 0 | 0 | 0 | 0 | 0 | 0 | 0 | 0 | 0 | 0 | 0 | 0 | 0 | 0 | 0 | 0 | 0 | 0 | 0 | 0 | 0
INTERRUPT GAS | 0 | 0 | 0 | 0 | 0 | 0 | 0 | 0 | 0 | 0 | 0 | 0 | 0 | 0 | 0 | 0 | 0 | 0 | 0 | 0 | 0 | 0 | 0 | 0 | 0 | 0 | 0 | 0 | 0 | 0 | 0 | 0
FIRM GAS_GS (Start Up) | 41.83 | 38.29 | 39.89 | 0.03 | 0 | 0 | 0 | 0 | 0 | 0 | 0 | 0 | 0 | 0 | 0 | 0 | 0 | 0 | 0 | 0 | 0 | 0 | 0 | 0 | 0 | 0 | 0 | 0 | 0 | 0 | 0 | 0
INTERRUPT GAS (Start Up) | 377.61 | 499.32 | 480.83 | 59.8 | 0 | 0 | 0 | 0 | 0 | 0 | 0 | 0 | 0 | 0 | 0 | 0 | 0 | 0 | 0 | 0 | 0 | 0 | 0 | 0 | 0 | 0 | 0 | 0 | 0 | 0 | 0 | 0
Big Bend 2 | 43452.51 | 44528.21 | 48886.12 | 22031.55 | 0 | 0 | 0 | 0 | 0 | 0 | 0 | 0 | 0 | 0 | 0 | 0 | 0 | 0 | 0 | 0 | 0 | 0 | 0 | 0 | 0 | 0 | 0 | 0 | 0 | 0 | 0 | 0
BB_#2OIL | 0 | 0 | 0 | 0 | 0 | 0 | 0 | 0 | 0 | 0 | 0 | 0 | 0 | 0 | 0 | 0 | 0 | 0 | 0 | 0 | 0 | 0 | 0 | 0 | 0 | 0 | 0 | 0 | 0 | 0 | 0 | 0
BB2_COAL_BLEND | 43135.4 | 44139.99 | 48462.61 | 21865.99 | 0 | 0 | 0 | 0 | 0 | 0 | 0 | 0 | 0 | 0 | 0 | 0 | 0 | 0 | 0 | 0 | 0 | 0 | 0 | 0 | 0 | 0 | 0 | 0 | 0 | 0 | 0 | 0
BB_COAL_STDLOW | 0 | 0 | 0 | 0 | 0 | 0 | 0 | 0 | 0 | 0 | 0 | 0 | 0 | 0 | 0 | 0 | 0 | 0 | 0 | 0 | 0 | 0 | 0 | 0 | 0 | 0 | 0 | 0 | 0 | 0 | 0 | 0
BB_COAL_PREMIUM | 0 | 0 | 0 | 0 | 0 | 0 | 0 | 0 | 0 | 0 | 0 | 0 | 0 | 0 | 0 | 0 | 0 | 0 | 0 | 0 | 0 | 0 | 0 | 0 | 0 | 0 | 0 | 0 | 0 | 0 | 0 | 0
BB_COAL_STDHIGH | 0 | 0 | 0 | 0 | 0 | 0 | 0 | 0 | 0 | 0 | 0 | 0 | 0 | 0 | 0 | 0 | 0 | 0 | 0 | 0 | 0 | 0 | 0 | 0 | 0 | 0 | 0 | 0 | 0 | 0 | 0 | 0
BB_COAL_LOWSULFUR | 0 | 0 | 0 | 0 | 0 | 0 | 0 | 0 | 0 | 0 | 0 | 0 | 0 | 0 | 0 | 0 | 0 | 0 | 0 | 0 | 0 | 0 | 0 | 0 | 0 | 0 | 0 | 0 | 0 | 0 | 0 | 0
BB_COAL_1 | 0 | 0 | 0 | 0 | 0 | 0 | 0 | 0 | 0 | 0 | 0 | 0 | 0 | 0 | 0 | 0 | 0 | 0 | 0 | 0 | 0 | 0 | 0 | 0 | 0 | 0 | 0 | 0 | 0 | 0 | 0 | 0
BB_COAL_2 | 0 | 0 | 0 | 0 | 0 | 0 | 0 | 0 | 0 | 0 | 0 | 0 | 0 | 0 | 0 | 0 | 0 | 0 | 0 | 0 | 0 | 0 | 0 | 0 | 0 | 0 | 0 | 0 | 0 | 0 | 0 | 0
BB_PETCOKE | 0 | 0 | 0 | 0 | 0 | 0 | 0 | 0 | 0 | 0 | 0 | 0 | 0 | 0 | 0 | 0 | 0 | 0 | 0 | 0 | 0 | 0 | 0 | 0 | 0 | 0 | 0 | 0 | 0 | 0 | 0 | 0
FIRM GAS_GS | 0 | 0 | 0 | 0 | 0 | 0 | 0 | 0 | 0 | 0 | 0 | 0 | 0 | 0 | 0 | 0 | 0 | 0 | 0 | 0 | 0 | 0 | 0 | 0 | 0 | 0 | 0 | 0 | 0 | 0 | 0 | 0
INTERRUPT GAS | 0 | 0 | 0 | 0 | 0 | 0 | 0 | 0 | 0 | 0 | 0 | 0 | 0 | 0 | 0 | 0 | 0 | 0 | 0 | 0 | 0 | 0 | 0 | 0 | 0 | 0 | 0 | 0 | 0 | 0 | 0 | 0
FIRM GAS_GS (Start Up) | 11.8 | 44.9 | 44.68 | 25.49 | 0 | 0 | 0 | 0 | 0 | 0 | 0 | 0 | 0 | 0 | 0 | 0 | 0 | 0 | 0 | 0 | 0 | 0 | 0 | 0 | 0 | 0 | 0 | 0 | 0 | 0 | 0 | 0
INTERRUPT GAS (Start Up) | 305.31 | 343.32 | 378.83 | 140.07 | 0 | 0 | 0 | 0 | 0 | 0 | 0 | 0 | 0 | 0 | 0 | 0 | 0 | 0 | 0 | 0 | 0 | 0 | 0 | 0 | 0 | 0 | 0 | 0 | 0 | 0 | 0 | 0
Big Bend 3 | 53297.26 | 52014.97 | 64620.94 | 69836.08 | 71761.02 | 73528.51 | 73968.87 | 61013.42 | 75799.15 | 77977.73 | 78561.32 | 77968.84 | 65140.29 | 82774.74 | 83389.21 | 84498.25 | 84237.57 | 74288.26 | 91283.89 | 92751.94 | 91656 | 97956.4 | 99919.56 | 35831.39 | 0 | 0 | 0 | 0 | 0 | 0 | 0 | 0
BB_#2OIL | 0 | 0 | 0 | 0 | 0 | 0 | 0 | 0 | 0 | 0 | 0 | 0 | 0 | 0 | 0 | 0 | 0 | 0 | 0 | 0 | 0 | 0 | 0 | 0 | 0 | 0 | 0 | 0 | 0 | 0 | 0 | 0
BB3_COAL_BLEND | 52875.99 | 51755.93 | 64307.71 | 69487.2 | 71364.02 | 73095.82 | 73523.27 | 60616.92 | 75353.98 | 77473.12 | 77870.62 | 77324.84 | 64352.14 | 81900.02 | 82560.13 | 83660.75 | 82838.89 | 73477.92 | 90331.4 | 91709.59 | 90683.94 | 96856.18 | 98876.09 | 35527.38 | 0 | 0 | 0 | 0 | 0 | 0 | 0 | 0
BB_COAL_STDLOW | 0 | 0 | 0 | 0 | 0 | 0 | 0 | 0 | 0 | 0 | 0 | 0 | 0 | 0 | 0 | 0 | 0 | 0 | 0 | 0 | 0 | 0 | 0 | 0 | 0 | 0 | 0 | 0 | 0 | 0 | 0 | 0
BB_COAL_PREMIUM | 0 | 0 | 0 | 0 | 0 | 0 | 0 | 0 | 0 | 0 | 0 | 0 | 0 | 0 | 0 | 0 | 0 | 0 | 0 | 0 | 0 | 0 | 0 | 0 | 0 | 0 | 0 | 0 | 0 | 0 | 0 | 0
BB_COAL_STDHIGH | 0 | 0 | 0 | 0 | 0 | 0 | 0 | 0 | 0 | 0 | 0 | 0 | 0 | 0 | 0 | 0 | 0 | 0 | 0 | 0 | 0 | 0 | 0 | 0 | 0 | 0 | 0 | 0 | 0 | 0 | 0 | 0
BB_COAL_LOWSULFUR | 0 | 0 | 0 | 0 | 0 | 0 | 0 | 0 | 0 | 0 | 0 | 0 | 0 | 0 | 0 | 0 | 0 | 0 | 0 | 0 | 0 | 0 | 0 | 0 | 0 | 0 | 0 | 0 | 0 | 0 | 0 | 0
BB_COAL_1 | 0 | 0 | 0 | 0 | 0 | 0 | 0 | 0 | 0 | 0 | 0 | 0 | 0 | 0 | 0 | 0 | 0 | 0 | 0 | 0 | 0 | 0 | 0 | 0 | 0 | 0 | 0 | 0 | 0 | 0 | 0 | 0
BB_COAL_2 | 0 | 0 | 0 | 0 | 0 | 0 | 0 | 0 | 0 | 0 | 0 | 0 | 0 | 0 | 0 | 0 | 0 | 0 | 0 | 0 | 0 | 0 | 0 | 0 | 0 | 0 | 0 | 0 | 0 | 0 | 0 | 0
BB_PETCOKE | 0 | 0 | 0 | 0 | 0 | 0 | 0 | 0 | 0 | 0 | 0 | 0 | 0 | 0 | 0 | 0 | 0 | 0 | 0 | 0 | 0 | 0 | 0 | 0 | 0 | 0 | 0 | 0 | 0 | 0 | 0 | 0
FIRM GAS_GS | 0 | 0 | 0 | 0 | 0 | 0 | 0 | 0 | 0 | 0 | 0 | 0 | 0 | 0 | 0 | 0 | 0 | 0 | 0 | 0 | 0 | 0 | 0 | 0 | 0 | 0 | 0 | 0 | 0 | 0 | 0 | 0
INTERRUPT GAS | 0 | 0 | 0 | 0 | 0 | 0 | 0 | 0 | 0 | 0 | 0 | 0 | 0 | 0 | 0 | 0 | 0 | 0 | 0 | 0 | 0 | 0 | 0 | 0 | 0 | 0 | 0 | 0 | 0 | 0 | 0 | 0
FIRM GAS_GS (Start Up) | 29.98 | 36.12 | 28.36 | 6.37 | 2.42 | 112.06 | 139.07 | 34.31 | 164.78 | 73.8 | 173.79 | 82.64 | 140.6 | 119.69 | 152.36 | 127.03 | 229.26 | 121.01 | 70.47 | 90.33 | 175.58 | 10.93 | 90.24 | 43.08 | 0 | 0 | 0 | 0 | 0 | 0 | 0 | 0
INTERRUPT GAS (Start Up) | 391.29 | 222.92 | 284.87 | 342.51 | 394.58 | 320.63 | 306.53 | 362.19 | 280.39 | 430.81 | 516.91 | 561.36 | 647.55 | 755.03 | 676.72 | 710.47 | 1169.42 | 689.33 | 882.02 | 952.02 | 796.48 | 1089.29 | 953.23 | 260.93 | 0 | 0 | 0 | 0 | 0 | 0 | 0 | 0
Big Bend 4 | 60650.72 | 59189.05 | 77712.61 | 82677.77 | 83002.63 | 80668.15 | 71721.35 | 85506.1 | 86603.6 | 88277.46 | 91465.14 | 69443.6 | 84452.82 | 82979.24 | 88657.73 | 89418.64 | 76867.97 | 89341.09 | 96729.18 | 98638.17 | 100734.65 | 82851.4 | 106378.51 | 108340.91 | 111702.31 | 109393.97 | 98422.42 | 118166.19 | 121472.95 | 121611.47 | 0 | 0
BB_#2OIL | 0 | 0 | 0 | 0 | 0 | 0 | 0 | 0 | 0 | 0 | 0 | 0 | 0 | 0 | 0 | 0 | 0 | 0 | 0 | 0 | 0 | 0 | 0 | 0 | 0 | 0 | 0 | 0 | 0 | 0 | 0 | 0
BB4_COAL_BLEND | 60280.66 | 58938.26 | 77419.62 | 82291.69 | 82645.81 | 80253.81 | 71413.24 | 85112.38 | 86187.67 | 87855.87 | 90960.77 | 68813.04 | 83605.29 | 82221.05 | 87722.27 | 88519.25 | 75976.86 | 88426.77 | 95579.71 | 97531.54 | 99669.94 | 81723.88 | 105256.98 | 107260.55 | 110583 | 108112.19 | 97198.85 | 117166.03 | 120215.66 | 120445.05 | 0 | 0
BB_COAL_STDLOW | 0 | 0 | 0 | 0 | 0 | 0 | 0 | 0 | 0 | 0 | 0 | 0 | 0 | 0 | 0 | 0 | 0 | 0 | 0 | 0 | 0 | 0 | 0 | 0 | 0 | 0 | 0 | 0 | 0 | 0 | 0 | 0
BB_COAL_PREMIUM | 0 | 0 | 0 | 0 | 0 | 0 | 0 | 0 | 0 | 0 | 0 | 0 | 0 | 0 | 0 | 0 | 0 | 0 | 0 | 0 | 0 | 0 | 0 | 0 | 0 | 0 | 0 | 0 | 0 | 0 | 0 | 0
BB_COAL_STDHIGH | 0 | 0 | 0 | 0 | 0 | 0 | 0 | 0 | 0 | 0 | 0 | 0 | 0 | 0 | 0 | 0 | 0 | 0 | 0 | 0 | 0 | 0 | 0 | 0 | 0 | 0 | 0 | 0 | 0 | 0 | 0 | 0
BB_COAL_LOWSULFUR | 0 | 0 | 0 | 0 | 0 | 0 | 0 | 0 | 0 | 0 | 0 | 0 | 0 | 0 | 0 | 0 | 0 | 0 | 0 | 0 | 0 | 0 | 0 | 0 | 0 | 0 | 0 | 0 | 0 | 0 | 0 | 0
BB_COAL_1 | 0 | 0 | 0 | 0 | 0 | 0 | 0 | 0 | 0 | 0 | 0 | 0 | 0 | 0 | 0 | 0 | 0 | 0 | 0 | 0 | 0 | 0 | 0 | 0 | 0 | 0 | 0 | 0 | 0 | 0 | 0 | 0
BB_COAL_2 | 0 | 0 | 0 | 0 | 0 | 0 | 0 | 0 | 0 | 0 | 0 | 0 | 0 | 0 | 0 | 0 | 0 | 0 | 0 | 0 | 0 | 0 | 0 | 0 | 0 | 0 | 0 | 0 | 0 | 0 | 0 | 0
BB_PETCOKE | 0 | 0 | 0 | 0 | 0 | 0 | 0 | 0 | 0 | 0 | 0 | 0 | 0 | 0 | 0 | 0 | 0 | 0 | 0 | 0 | 0 | 0 | 0 | 0 | 0 | 0 | 0 | 0 | 0 | 0 | 0 | 0
FIRM GAS_GS | 0 | 0 | 0 | 0 | 0 | 0 | 0 | 0 | 0 | 0 | 0 | 0 | 0 | 0 | 0 | 0 | 0 | 0 | 0 | 0 | 0 | 0 | 0 | 0 | 0 | 0 | 0 | 0 | 0 | 0 | 0 | 0
INTERRUPT GAS | 0 | 0 | 0 | 0 | 0 | 0 | 0 | 0 | 0 | 0 | 0 | 0 | 0 | 0 | 0 | 0 | 0 | 0 | 0 | 0 | 0 | 0 | 0 | 0 | 0 | 0 | 0 | 0 | 0 | 0 | 0 | 0
FIRM GAS_GS (Start Up) | 4.82 | 59.14 | 12.55 | 22.4 | 0 | 80.65 | 100.52 | 135.89 | 132.97 | 150.69 | 122.05 | 90.6 | 97.07 | 119.34 | 184.41 | 119.93 | 137.39 | 189.05 | 144.14 | 139.22 | 105.4 | 137.53 | 68.43 | 18.64 | 53.1 | 126.48 | 671.48 | 843.51 | 1132.35 | 1046.28 | 0 | 0
INTERRUPT GAS (Start Up) | 365.24 | 191.65 | 280.44 | 363.68 | 356.82 | 333.69 | 207.59 | 257.83 | 282.96 | 270.9 | 382.32 | 539.96 | 750.46 | 638.85 | 751.05 | 779.46 | 753.72 | 725.27 | 1005.33 | 967.41 | 959.31 | 989.99 | 1053.1 | 1061.72 | 1066.21 | 1155.3 | 552.09 | 156.65 | 124.94 | 120.14 | 0 | 0
BigBend CT4 | 317.64 | 183.02 | 178.62 | 36.73 | 71.82 | 7.78 | 516.71 | 805.05 | 139.49 | 285.9 | 421.24 | 1065.51 | 1195.58 | 860.22 | 1150.33 | 1892.62 | 2257.64 | 2624.88 | 2504.32 | 3738.5 | 5546.82 | 6407.71 | 4766.29 | 9184.1 | 10454.55 | 12022.43 | 10917.04 | 9166.36 | 9593.07 | 9624.92 | 0 | 0
FIRM GAS_GS | 2.97 | 7.66 | 0 | 3.08 | 24.16 | 0 | 3.9 | 79.7 | 18.61 | 35.7 | 7.52 | 182.89 | 149.21 | 157.24 | 149.63 | 299.25 | 417.61 | 522.89 | 393.99 | 374.41 | 968.72 | 949.44 | 690.94 | 954.03 | 1540.87 | 4881.85 | 10846.37 | 9078.36 | 9491.21 | 9568.78 | 0 | 0
INTERRUPT GAS | 314.67 | 175.36 | 178.62 | 33.65 | 47.66 | 7.78 | 512.81 | 725.35 | 120.88 | 250.2 | 413.72 | 882.62 | 1046.37 | 702.98 | 1000.7 | 1593.37 | 1840.03 | 2101.99 | 2110.33 | 3364.09 | 4578.1 | 5458.27 | 4075.35 | 8230.07 | 8913.68 | 7140.58 | 70.67 | 88 | 101.86 | 56.14 | 0 | 0
BigBend CT4o
BB_#2OIL | 0 | 0 | 0 | 0 | 0 | 0 | 0 | 0 | 0 | 0 | 0 | 0 | 0 | 0 | 0 | 0 | 0 | 0 | 0 | 0 | 0 | 0 | 0 | 0 | 0 | 0 | 0 | 0 | 0 | 0 | 0 | 0
Bayside 1 | 87722.02 | 97264.12 | 104738.94 | 122160.23 | 126346.79 | 76109.37 | 77873.99 | 96115.57 | 91210.1 | 97545.18 | 116071.42 | 120418.35 | 140657.43 | 148234.87 | 135635.88 | 169123.65 | 178228.73 | 190187.01 | 184392.91 | 178431.66 | 218648.81 | 233246.4 | 228438.34 | 263368.67 | 278418.07 | 60419.71 | 0 | 0 | 0 | 0 | 0 | 0
FIRM GAS_GS | 57818.56 | 64629.75 | 72388.58 | 78319.57 | 77480.77 | 62204.64 | 61298.31 | 74140.88 | 72512.16 | 76331.24 | 89590.29 | 90941.27 | 103204.23 | 110568 | 101221.93 | 122735.72 | 126743.27 | 135485.94 | 127062 | 115288.29 | 143236.02 | 145928.45 | 153328.8 | 161356.22 | 168857.5 | 43490.45 | 0 | 0 | 0 | 0 | 0 | 0
FIRM GAS_FGT | 29903.46 | 32634.37 | 32337.55 | 43840.66 | 48866.02 | 13897.13 | 16351.98 | 21809.62 | 18653.94 | 21197.54 | 26189.84 | 29342.84 | 36689.47 | 36957.71 | 34066.97 | 44636.29 | 50145.14 | 52306.43 | 53565.54 | 56936.41 | 68415.51 | 78408.39 | 67128.07 | 83834.64 | 90002.87 | 15812.48 | 0 | 0 | 0 | 0 | 0 | 0
INTERRUPT GAS | 0 | 0 | 12.81 | 0 | 0 | 7.6 | 223.7 | 165.07 | 44 | 16.4 | 291.29 | 134.24 | 763.73 | 709.16 | 346.98 | 1751.64 | 1340.32 | 2394.64 | 3765.37 | 6206.96 | 6997.28 | 8909.56 | 7981.47 | 18177.81 | 19557.7 | 1116.78 | 0 | 0 | 0 | 0 | 0 | 0
Bayside 2 | 71307.37 | 69964.32 | 69696.86 | 104591 | 124362.74 | 38148.05 | 52518.8 | 52344.83 | 61592.8 | 79193.33 | 82229.54 | 93612.24 | 106826.96 | 106206.3 | 132158.01 | 136488.42 | 143125.99 | 155114.9 | 161418.09 | 209755.29 | 170542.77 | 214899.37 | 204187.35 | 215595.38 | 231507.38 | 309415.43 | 0 | 0 | 0 | 0 | 0 | 0
FIRM GAS_GS | 17467.15 | 10533.99 | 12317.4 | 14676.18 | 23964.58 | 17151 | 23494.87 | 18374.02 | 24808.44 | 29818.72 | 26680.62 | 29915.62 | 32882.68 | 32867.07 | 48794.62 | 41782.76 | 40160.54 | 45936.88 | 50752.95 | 73072.93 | 42470.92 | 60291.48 | 55973.84 | 58648.2 | 60339.5 | 164321.28 | 0 | 0 | 0 | 0 | 0 | 0
FIRM GAS_FGT | 53840.22 | 59430.33 | 57375.53 | 89702.32 | 100117.56 | 20928.4 | 28723 | 33433.79 | 36430.8 | 49304.9 | 55478.06 | 62511.21 | 72367.79 | 70672.22 | 81985.21 | 91527.37 | 96024.75 | 100240.76 | 101129.89 | 120200.77 | 108385.75 | 130296.14 | 128184.3 | 110301.04 | 120014.98 | 132806.25 | 0 | 0 | 0 | 0 | 0 | 0
INTERRUPT GAS | 0 | 0 | 3.93 | 212.5 | 280.6 | 68.65 | 300.93 | 537.02 | 353.56 | 69.71 | 70.86 | 1185.41 | 1576.49 | 2667.01 | 1378.18 | 3178.29 | 6940.7 | 8937.26 | 9535.25 | 16481.59 | 19686.1 | 24311.75 | 20029.21 | 46646.14 | 51152.9 | 12287.9 | 0 | 0 | 0 | 0 | 0 | 0
Bayside 3 | 68.67 | 148.57 | 134.24 | 25.26 | 67.22 | 11.2 | 618.68 | 888.07 | 143.44 | 296.96 | 577.21 | 1093.1 | 1676.89 | 1194.87 | 1840.34 | 1715.2 | 2755.21 | 2716.18 | 3430.46 | 4202.21 | 4220.11 | 5458.54 | 4484.47 | 5801.23 | 6959.19 | 2942.77 | 2449.76 | 2031.88 | 2317.43 | 1910.38 | 0 | 0
FIRM GAS_GS | 0 | 0 | 0 | 6.56 | 10.39 | 0 | 243.74 | 464.81 | 72.18 | 142.69 | 281.41 | 768.07 | 838.02 | 702.36 | 1234.76 | 829.98 | 1776.51 | 932.12 | 1713.91 | 1364.42 | 1787.51 | 1791.59 | 1312.98 | 1824.68 | 2103.36 | 2395.94 | 2305.4 | 1901.94 | 2193.84 | 1797.65 | 0 | 0
FIRM GAS_FGT | 68.67 | 138.33 | 130.64 | 18.7 | 42.7 | 11.2 | 176.52 | 261.55 | 36.32 | 132.54 | 127.4 | 167.58 | 258.74 | 159.06 | 150.66 | 209.82 | 219.15 | 217.81 | 221.25 | 493.84 | 245.85 | 483.52 | 261.05 | 235.71 | 331.99 | 171.31 | 33.99 | 36.79 | 40.9 | 18.5 | 0 | 0
INTERRUPT GAS | 0 | 10.24 | 3.6 | 0 | 14.13 | 0 | 198.42 | 161.71 | 34.94 | 21.73 | 168.4 | 157.45 | 580.13 | 333.45 | 454.92 | 675.4 | 759.55 | 1566.25 | 1495.3 | 2343.95 | 2186.75 | 3183.43 | 2910.44 | 3740.84 | 4523.84 | 375.52 | 110.37 | 93.15 | 82.69 | 94.23 | 0 | 0
Bayside 4 | 34.73 | 127.15 | 107.02 | 16.94 | 43.5 | 3.95 | 488.78 | 727.44 | 85.29 | 192.1 | 452.61 | 879.71 | 1078.19 | 717.68 | 1312.81 | 1032.47 | 1896.22 | 1578.92 | 2108.79 | 2191.52 | 2848.82 | 3286.11 | 2572.69 | 3318.06 | 4482.76 | 1860.06 | 1199.6 | 956.48 | 1193.83 | 866.29 | 0 | 0
FIRM GAS_GS | 0 | 0 | 0 | 6.56 | 10.39 | 0 | 189.31 | 331.26 | 38.87 | 87.34 | 162.42 | 505.72 | 467.79 | 394.33 | 748.38 | 398.65 | 1017.84 | 375.12 | 879.31 | 563.18 | 1154.13 | 873.99 | 590.44 | 822.22 | 1115.12 | 1251.87 | 1111.53 | 885.34 | 1108.65 | 807.14 | 0 | 0
FIRM GAS_FGT | 34.73 | 117.25 | 99.27 | 10.38 | 28.61 | 3.95 | 166.7 | 247.21 | 12.77 | 54.83 | 63.4 | 91.33 | 118.86 | 53.28 | 85.71 | 94.39 | 107.46 | 108 | 150.51 | 150.81 | 85.32 | 257.65 | 111.16 | 113.28 | 150.17 | 83.74 | 23.38 | 19.66 | 23.54 | 9.79 | 0 | 0
INTERRUPT GAS | 0 | 9.9 | 7.75 | 0 | 4.5 | 0 | 132.77 | 148.97 | 33.65 | 49.93 | 226.79 | 282.66 | 491.54 | 270.07 | 478.72 | 539.43 | 770.92 | 1095.8 | 1078.97 | 1477.53 | 1609.37 | 2154.47 | 1871.09 | 2382.56 | 3217.47 | 524.45 | 64.69 | 51.48 | 61.64 | 49.36 | 0 | 0
Bayside 5 | 193.59 | 219.84 | 199.27 | 101.79 | 151.8 | 66.42 | 807.17 | 1093.54 | 257.12 | 574.83 | 896.96 | 1611.43 | 2446.17 | 1800.69 | 2717.32 | 3282.67 | 4385.72 | 4925.76 | 5904.07 | 8092.41 | 8041.02 | 10369.34 | 8232.61 | 10267.28 | 11687.85 | 7199.85 | 6512.34 | 5672.56 | 5747.44 | 5436.59 | 0 | 0
FIRM GAS_GS | 3.66 | 8.74 | 0 | 14.98 | 26.93 | 22.15 | 315 | 489.18 | 95.16 | 227.01 | 406.14 | 1031.6 | 1048.7 | 962.43 | 1722.83 | 1362.96 | 2470.56 | 1739.74 | 2757.99 | 2624.35 | 3663.87 | 3091.78 | 2489.33 | 2993.64 | 3665.23 | 5502.98 | 6232.45 | 5416.84 | 5489.89 | 5188.95 | 0 | 0
FIRM GAS_FGT | 189.93 | 210.77 | 198.91 | 86.81 | 119.84 | 44.27 | 285.8 | 392.14 | 124.13 | 321.11 | 293.92 | 397.48 | 727.84 | 511.62 | 581.26 | 919.12 | 734.96 | 786.57 | 817.04 | 1530.1 | 851.93 | 1769.4 | 1097.09 | 721.81 | 1025.66 | 944.58 | 59.76 | 61.93 | 75.73 | 44.64 | 0 | 0
INTERRUPT GAS | 0 | 0.33 | 0.36 | 0 | 5.03 | 0 | 206.37 | 212.22 | 37.83 | 26.71 | 196.9 | 182.35 | 669.63 | 326.64 | 413.23 | 1000.59 | 1180.2 | 2399.45 | 2329.04 | 3937.96 | 3525.22 | 5508.16 | 4646.19 | 6551.83 | 6996.96 | 752.29 | 220.13 | 193.79 | 181.82 | 203 | 0 | 0
Bayside 6 | 103.11 | 166.39 | 168.83 | 51.06 | 99.29 | 37.03 | 699.17 | 1032.98 | 187.4 | 422.98 | 730.51 | 1407.65 | 2111.46 | 1604.88 | 2362.37 | 2498.32 | 3705.13 | 3944.84 | 4912.82 | 6271.34 | 6506.46 | 8278.59 | 6701.85 | 8222.11 | 9751.36 | 4769.94 | 4228.03 | 3602.21 | 3801.13 | 3352.68 | 0 | 0
FIRM GAS_GS | 0 | 0 | 0 | 9.84 | 13.5 | 5.77 | 272.01 | 516.45 | 74.6 | 163.97 | 359.25 | 988.26 | 945.41 | 873.13 | 1597.23 | 1057.98 | 2268.81 | 1351.36 | 2380.3 | 2086.9 | 2985.64 | 2530.83 | 2005.62 | 2512.64 | 3135.43 | 3903.61 | 4015.9 | 3413.05 | 3622.03 | 3185.6 | 0 | 0
FIRM GAS_FGT | 103.11 | 164.45 | 168.47 | 41.22 | 73.28 | 31.26 | 212.3 | 312.25 | 71.34 | 229.54 | 176.78 | 259.82 | 409.04 | 301.13 | 331.21 | 532.03 | 397.25 | 454.4 | 510.24 | 914.43 | 466.34 | 1063.26 | 565.36 | 403.66 | 588.19 | 356.33 | 45.89 | 49.3 | 52.19 | 26.32 | 0 | 0
INTERRUPT GAS | 0 | 1.94 | 0.36 | 0 | 12.51 | 0 | 214.86 | 204.28 | 41.46 | 29.47 | 194.48 | 159.57 | 757.01 | 430.62 | 433.93 | 908.31 | 1039.07 | 2139.08 | 2022.28 | 3270.01 | 3054.48 | 4684.5 | 4130.87 | 5305.81 | 6027.74 | 510 | 166.24 | 139.86 | 126.91 | 140.76 | 0 | 0
Polk 1 | 37508.2 | 45510.25 | 47416.85 | 44991.15 | 49614.96 | 49063 | 46392.24 | 50934.03 | 51986.26 | 48641.06 | 49841.42 | 54905.78 | 56182.65 | 54447.32 | 57986.98 | 59113.21 | 57297.58 | 61869.18 | 42387.9 | 0 | 0 | 0 | 0 | 0 | 0 | 0 | 0 | 0 | 0 | 0 | 0 | 0
POLK_COAL_LOW | 11818.64 | 15023.44 | 16514.11 | 15699.56 | 17319.35 | 17130.99 | 16220.18 | 17821.8 | 18206.92 | 17034.85 | 17472 | 19242.99 | 19686.25 | 19086.49 | 20666.2 | 21087.36 | 20412.69 | 22049.85 | 15101.55 | 0 | 0 | 0 | 0 | 0 | 0 | 0 | 0 | 0 | 0 | 0 | 0 | 0
POLK_COAL_1 | 0 | 0 | 0 | 0 | 0 | 0 | 0 | 0 | 0 | 0 | 0 | 0 | 0 | 0 | 0 | 0 | 0 | 0 | 0 | 0 | 0 | 0 | 0 | 0 | 0 | 0 | 0 | 0 | 0 | 0 | 0 | 0
POLK_COAL_2 | 0 | 0 | 0 | 0 | 0 | 0 | 0 | 0 | 0 | 0 | 0 | 0 | 0 | 0 | 0 | 0 | 0 | 0 | 0 | 0 | 0 | 0 | 0 | 0 | 0 | 0 | 0 | 0 | 0 | 0 | 0 | 0
POLK PETCOKE | 25519.06 | 30332.25 | 30727.23 | 29103.75 | 32090.66 | 31737.9 | 29975.82 | 32880.86 | 33550.24 | 31364.79 | 32135.66 | 35363.77 | 36149.42 | 35021.53 | 36931.17 | 37677.07 | 36464.13 | 39381.73 | 27012.2 | 0 | 0 | 0 | 0 | 0 | 0 | 0 | 0 | 0 | 0 | 0 | 0 | 0
PROPANE | 0 | 0 | 0 | 0 | 0 | 0 | 0 | 0 | 0 | 0 | 0 | 0 | 0 | 0 | 0 | 0 | 0 | 0 | 0 | 0 | 0 | 0 | 0 | 0 | 0 | 0 | 0 | 0 | 0 | 0 | 0 | 0
POLK #2OIL | 0 | 0 | 0 | 0 | 0 | 0 | 0 | 0 | 0 | 0 | 0 | 0 | 0 | 0 | 0 | 0 | 0 | 0 | 0 | 0 | 0 | 0 | 0 | 0 | 0 | 0 | 0 | 0 | 0 | 0 | 0 | 0
POLK 1 FIRM Gas_FGT (Start Up) | 170.5 | 154.56 | 175.51 | 187.84 | 204.95 | 194.11 | 196.24 | 231.37 | 229.1 | 241.42 | 233.76 | 299.02 | 346.98 | 339.3 | 389.61 | 348.78 | 420.76 | 437.6 | 274.15 | 0 | 0 | 0 | 0 | 0 | 0 | 0 | 0 | 0 | 0 | 0 | 0 | 0
POLK 1 INTERRUPT Gas (Start Up) | 0 | 0 | 0 | 0 | 0 | 0 | 0 | 0 | 0 | 0 | 0 | 0 | 0 | 0 | 0 | 0 | 0 | 0 | 0 | 0 | 0 | 0 | 0 | 0 | 0 | 0 | 0 | 0 | 0 | 0 | 0 | 0
Polk 1g
POLK 1g FIRM Gas_FGT | 4879.8 | 4071.19 | 3982.12 | 7157.64 | 11326.66 | 3747.88 | 4954.62 | 9677.26 | 5512.2 | 11256.16 | 7384.89 | 11497.09 | 15574.2 | 14854.29 | 18526.39 | 23116.43 | 21763.95 | 24365.41 | 16280.86 | 0 | 0 | 0 | 0 | 0 | 0 | 0 | 0 | 0 | 0 | 0 | 0 | 0
POLK 1g INTERRUPT Gas | 0 | 1.94 | 5.19 | 0 | 168.04 | 33.73 | 286.09 | 282.53 | 295.3 | 81.79 | 331.78 | 1372.93 | 1459.66 | 1391.76 | 1256.39 | 1879.14 | 3522.99 | 4899.92 | 3341.28 | 0 | 0 | 0 | 0 | 0 | 0 | 0 | 0 | 0 | 0 | 0 | 0 | 0
Polk 2 | 1047.56 | 163.06 | 70.04 | 0 | 81.45 | 0 | 106.39 | 197.13 | 14.1 | 633.03 | 286.81 | 87.94 | 355.93 | 124.1 | 113.1 | 2022.88 | 435.6 | 134 | 494.65 | 630.71 | 971.29 | 5175.16 | 606.88 | 504.16 | 1271.08 | 1237.77 | 490.23 | 3962.64 | 777.93 | 307.87 | 0 | 0
FIRM GAS_FGT | 1047.56 | 163.06 | 70.04 | 0 | 81.45 | 0 | 106.33 | 102.78 | 14.1 | 633.03 | 275.34 | 87.94 | 354.81 | 124.1 | 108.92 | 1861.7 | 324.15 | 134 | 458.13 | 510.19 | 634.14 | 4898.92 | 186.11 | 328.68 | 777.64 | 635.11 | 217.36 | 3614.9 | 741 | 303.99 | 0 | 0
INTERRUPT GAS | 0 | 0 | 0 | 0 | 0 | 0 | 0.06 | 94.35 | 0 | 0 | 11.47 | 0 | 1.12 | 0 | 4.18 | 161.18 | 111.45 | 0 | 36.52 | 120.52 | 337.15 | 276.24 | 420.77 | 175.48 | 493.44 | 602.66 | 272.87 | 347.74 | 36.93 | 3.88 | 0 | 0
Polk 2o
Polk2o #2OIL | 0 | 0 | 0 | 0 | 0 | 0 | 0 | 0 | 0 | 0 | 0 | 0 | 0 | 0 | 0 | 0 | 0 | 0 | 0 | 0 | 0 | 0 | 0 | 0 | 0 | 0 | 0 | 0 | 0 | 0 | 0 | 0
Polk 3 | 461.26 | 102.92 | 65.86 | 0 | 36.67 | 0 | 107.37 | 807.31 | 14.1 | 446.46 | 178.31 | 0 | 261.92 | 107.87 | 18.98 | 1740.9 | 300.31 | 21.22 | 426.37 | 267 | 1098.01 | 5154.12 | 525.42 | 769.56 | 1102.4 | 1264.64 | 176.32 | 5056.09 | 616.48 | 29.71 | 0 | 0
FIRM GAS_FGT | 461.26 | 102.92 | 65.86 | 0 | 36.67 | 0 | 103.62 | 794.06 | 14.1 | 446.46 | 177.39 | 0 | 244.44 | 107.87 | 8.11 | 1513.17 | 193.98 | 21.22 | 379.9 | 177.69 | 534.16 | 4806.67 | 60.11 | 241.23 | 453.36 | 642.34 | 60.06 | 4360.03 | 553.61 | 23.03 | 0 | 0
INTERRUPT GAS | 0 | 0 | 0 | 0 | 0 | 0 | 3.75 | 13.25 | 0 | 0 | 0.92 | 0 | 17.48 | 0 | 10.87 | 227.73 | 106.33 | 0 | 46.47 | 89.31 | 563.85 | 347.45 | 465.31 | 528.33 | 649.04 | 622.3 | 116.26 | 696.06 | 62.87 | 6.68 | 0 | 0
Polk 3o
Polk 3o #2OIL | 0 | 0 | 0 | 0 | 0 | 0 | 0 | 0 | 0 | 0 | 0 | 0 | 0 | 0 | 0 | 0 | 0 | 0 | 0 | 0 | 0 | 0 | 0 | 0 | 0 | 0 | 0 | 0 | 0 | 0 | 0 | 0
Polk 4 | 39.37 | 72.61 | 29.59 | 0 | 0 | 0 | 110.84 | 348.41 | 0 | 191.68 | 59.84 | 0 | 144.41 | 61.96 | 0 | 908.18 | 220.69 | 0 | 322.68 | 180.03 | 851.06 | 4077.25 | 464.46 | 453.43 | 774.55 | 768.93 | 63.37 | 3443.71 | 424.15 | 0 | 0 | 0
FIRM GAS_FGT | 39.37 | 72.61 | 29.59 | 0 | 0 | 0 | 74.07 | 324.43 | 0 | 191.68 | 54.2 | 0 | 121.06 | 61.96 | 0 | 724.25 | 144.45 | 0 | 248.64 | 111.75 | 185.27 | 3692.53 | 36.46 | 71.89 | 298.86 | 372.48 | 41.94 | 2836.22 | 267.5 | 0 | 0 | 0
INTERRUPT GAS | 0 | 0 | 0 | 0 | 0 | 0 | 36.77 | 23.98 | 0 | 0 | 5.64 | 0 | 23.35 | 0 | 0 | 183.93 | 76.24 | 0 | 74.04 | 68.28 | 665.79 | 384.72 | 428 | 381.54 | 475.69 | 396.45 | 21.43 | 607.49 | 156.65 | 0 | 0 | 0
Polk 5 | 0 | 103.1 | 47.82 | 0 | 0 | 0 | 56.28 | 265 | 0 | 0 | 76.12 | 0 | 144.6 | 0 | 0 | 832.89 | 161.02 | 0 | 305 | 49.81 | 589.16 | 2708.4 | 369.02 | 255.51 | 406.21 | 501.13 | 30.16 | 2471.67 | 128.29 | 116.47 | 0 | 0
FIRM GAS_FGT | 0 | 103.1 | 47.82 | 0 | 0 | 0 | 32.68 | 251.6 | 0 | 0 | 42.69 | 0 | 109.64 | 0 | 0 | 543.5 | 93.61 | 0 | 207.55 | 48.45 | 24.17 | 2316.15 | 0 | 23.25 | 236.72 | 202.37 | 30.16 | 1792.13 | 128.29 | 116.47 | 0 | 0
INTERRUPT GAS | 0 | 0 | 0 | 0 | 0 | 0 | 23.6 | 13.4 | 0 | 0 | 33.43 | 0 | 34.96 | 0 | 0 | 289.39 | 67.41 | 0 | 97.45 | 1.36 | 564.99 | 392.25 | 369.02 | 232.26 | 169.49 | 298.76 | 0 | 679.54 | 0 | 0 | 0 | 0
Polk 2 CC | 166665.84 | 175568.91 | 169535.49 | 215737.8 | 239153.15 | 133304.37 | 152678.02 | 154949.62 | 167261.72 | 174543.92 | 210638.87 | 242641.12 | 270188.41 | 286024.47 | 312006.36 | 295469.84 | 367742.11 | 385165.07 | 419500.96 | 465658.68 | 470067.05 | 457014.7 | 488439.07 | 543224.89 | 590226.45 | 559813.82 | 293782.93 | 276401.03 | 300983.9 | 306417.41 | 0 | 0
FIRM GAS_FGT | 166665.84 | 175568.91 | 169535.49 | 215737.8 | 239153.15 | 133292.04 | 152059.29 | 154365.15 | 166797.55 | 174267.75 | 210289.51 | 240265.08 | 266852.17 | 283557.58 | 308730.69 | 290538.82 | 359431.68 | 375237.8 | 406527.88 | 450571.22 | 452961.76 | 437410.57 | 468361.37 | 511827.89 | 555085.4 | 530905.39 | 257662.51 | 243613.78 | 268751.94 | 270356.8 | 0 | 0
INTERRUPT GAS | 0 | 0 | 0 | 0 | 0 | 12.33 | 618.73 | 584.47 | 464.17 | 276.17 | 349.36 | 2376.04 | 3336.24 | 2466.89 | 3275.67 | 4931.02 | 8310.43 | 9927.27 | 12973.08 | 15087.46 | 17105.29 | 19604.13 | 20077.7 | 31397 | 35141.05 | 28908.43 | 36120.42 | 32787.25 | 32231.96 | 36060.61 | 0 | 0
Polk 2 DF | 740.48 | 735.25 | 703.06 | 765.47 | 1204.2 | 520.96 | 1712.62 | 2129.29 | 1093.38 | 1234.61 | 2117.1 | 3906.58 | 5299.76 | 5169.34 | 6379.25 | 7520.65 | 10432.37 | 12038.54 | 14385.93 | 20301.98 | 21670.57 | 23650.96 | 19913.8 | 26815.85 | 30957.89 | 28423.45 | 22824.15 | 20105.4 | 20861 | 20766.93 | 0 | 0
FIRM GAS_FGT | 740.48 | 730.53 | 699.02 | 751.48 | 1177.55 | 520.96 | 1444.49 | 1876.36 | 978.95 | 1125.6 | 1887.57 | 3364.36 | 4483.07 | 4458.22 | 5608.75 | 6309.31 | 8390.71 | 9528.45 | 11470.95 | 16807.88 | 17353.02 | 18235.06 | 15024.83 | 18626.8 | 21485.11 | 24168.1 | 14790.57 | 12669.16 | 13494 | 12724.58 | 0 | 0
INTERRUPT GAS | 0 | 4.72 | 4.04 | 13.99 | 26.65 | 0 | 268.13 | 252.93 | 114.43 | 109.01 | 229.53 | 542.22 | 816.69 | 711.12 | 770.5 | 1211.34 | 2041.66 | 2510.09 | 2914.98 | 3494.1 | 4317.55 | 5415.9 | 4888.97 | 8189.05 | 9472.78 | 4255.35 | 8033.58 | 7436.24 | 7367 | 8042.35 | 0 | 0
FutAeroCT 1 | 0 | 0 | 0 | 0 | 0 | 0 | 0 | 0 | 0 | 0 | 0 | 0 | 0 | 0 | 0 | 0 | 0 | 0 | 0 | 0 | 0 | 0 | 0 | 0 | 0 | 0 | 4674.48 | 4145.48 | 4092.8 | 3664.17 | 0 | 0
FIRM GAS_GS | 0 | 0 | 0 | 0 | 0 | 0 | 0 | 0 | 0 | 0 | 0 | 0 | 0 | 0 | 0 | 0 | 0 | 0 | 0 | 0 | 0 | 0 | 0 | 0 | 0 | 0 | 0 | 0 | 0 | 0 | 0 | 0
FIRM GAS_FGT | 0 | 0 | 0 | 0 | 0 | 0 | 0 | 0 | 0 | 0 | 0 | 0 | 0 | 0 | 0 | 0 | 0 | 0 | 0 | 0 | 0 | 0 | 0 | 0 | 0 | 0 | 3015.39 | 2679.13 | 2534.16 | 2245.95 | 0 | 0
INTERRUPT GAS | 0 | 0 | 0 | 0 | 0 | 0 | 0 | 0 | 0 | 0 | 0 | 0 | 0 | 0 | 0 | 0 | 0 | 0 | 0 | 0 | 0 | 0 | 0 | 0 | 0 | 0 | 1659.09 | 1466.35 | 1558.64 | 1418.22 | 0 | 0
FutAeroCT 2 | 0 | 0 | 0 | 0 | 0 | 0 | 0 | 0 | 0 | 0 | 0 | 0 | 0 | 0 | 0 | 0 | 0 | 0 | 0 | 0 | 0 | 0 | 0 | 0 | 0 | 0 | 0 | 0 | 0 | 0 | 0 | 0
FIRM GAS_GS | 0 | 0 | 0 | 0 | 0 | 0 | 0 | 0 | 0 | 0 | 0 | 0 | 0 | 0 | 0 | 0 | 0 | 0 | 0 | 0 | 0 | 0 | 0 | 0 | 0 | 0 | 0 | 0 | 0 | 0 | 0 | 0
FIRM GAS_FGT | 0 | 0 | 0 | 0 | 0 | 0 | 0 | 0 | 0 | 0 | 0 | 0 | 0 | 0 | 0 | 0 | 0 | 0 | 0 | 0 | 0 | 0 | 0 | 0 | 0 | 0 | 0 | 0 | 0 | 0 | 0 | 0
INTERRUPT GAS | 0 | 0 | 0 | 0 | 0 | 0 | 0 | 0 | 0 | 0 | 0 | 0 | 0 | 0 | 0 | 0 | 0 | 0 | 0 | 0 | 0 | 0 | 0 | 0 | 0 | 0 | 0 | 0 | 0 | 0 | 0 | 0
FutAeroCT 3 | 0 | 0 | 0 | 0 | 0 | 0 | 0 | 0 | 0 | 0 | 0 | 0 | 0 | 0 | 0 | 0 | 0 | 0 | 0 | 0 | 0 | 0 | 0 | 0 | 0 | 0 | 0 | 0 | 0 | 0 | 0 | 0
FIRM GAS_GS | 0 | 0 | 0 | 0 | 0 | 0 | 0 | 0 | 0 | 0 | 0 | 0 | 0 | 0 | 0 | 0 | 0 | 0 | 0 | 0 | 0 | 0 | 0 | 0 | 0 | 0 | 0 | 0 | 0 | 0 | 0 | 0
FIRM GAS_FGT | 0 | 0 | 0 | 0 | 0 | 0 | 0 | 0 | 0 | 0 | 0 | 0 | 0 | 0 | 0 | 0 | 0 | 0 | 0 | 0 | 0 | 0 | 0 | 0 | 0 | 0 | 0 | 0 | 0 | 0 | 0 | 0
INTERRUPT GAS | 0 | 0 | 0 | 0 | 0 | 0 | 0 | 0 | 0 | 0 | 0 | 0 | 0 | 0 | 0 | 0 | 0 | 0 | 0 | 0 | 0 | 0 | 0 | 0 | 0 | 0 | 0 | 0 | 0 | 0 | 0 | 0
FutAeroCT 4 | 0 | 0 | 0 | 0 | 0 | 0 | 0 | 0 | 0 | 0 | 0 | 0 | 0 | 0 | 0 | 0 | 0 | 0 | 0 | 0 | 0 | 0 | 0 | 0 | 0 | 0 | 0 | 0 | 0 | 0 | 0 | 0
FIRM GAS_GS | 0 | 0 | 0 | 0 | 0 | 0 | 0 | 0 | 0 | 0 | 0 | 0 | 0 | 0 | 0 | 0 | 0 | 0 | 0 | 0 | 0 | 0 | 0 | 0 | 0 | 0 | 0 | 0 | 0 | 0 | 0 | 0
FIRM GAS_FGT | 0 | 0 | 0 | 0 | 0 | 0 | 0 | 0 | 0 | 0 | 0 | 0 | 0 | 0 | 0 | 0 | 0 | 0 | 0 | 0 | 0 | 0 | 0 | 0 | 0 | 0 | 0 | 0 | 0 | 0 | 0 | 0
INTERRUPT GAS | 0 | 0 | 0 | 0 | 0 | 0 | 0 | 0 | 0 | 0 | 0 | 0 | 0 | 0 | 0 | 0 | 0 | 0 | 0 | 0 | 0 | 0 | 0 | 0 | 0 | 0 | 0 | 0 | 0 | 0 | 0 | 0
FutAeroCT 5 | 0 | 0 | 0 | 0 | 0 | 0 | 0 | 0 | 0 | 0 | 0 | 0 | 0 | 0 | 0 | 0 | 0 | 0 | 0 | 0 | 0 | 0 | 0 | 0 | 0 | 0 | 0 | 0 | 0 | 0 | 0 | 0
FIRM GAS_GS | 0 | 0 | 0 | 0 | 0 | 0 | 0 | 0 | 0 | 0 | 0 | 0 | 0 | 0 | 0 | 0 | 0 | 0 | 0 | 0 | 0 | 0 | 0 | 0 | 0 | 0 | 0 | 0 | 0 | 0 | 0 | 0
FIRM GAS_FGT | 0 | 0 | 0 | 0 | 0 | 0 | 0 | 0 | 0 | 0 | 0 | 0 | 0 | 0 | 0 | 0 | 0 | 0 | 0 | 0 | 0 | 0 | 0 | 0 | 0 | 0 | 0 | 0 | 0 | 0 | 0 | 0
INTERRUPT GAS | 0 | 0 | 0 | 0 | 0 | 0 | 0 | 0 | 0 | 0 | 0 | 0 | 0 | 0 | 0 | 0 | 0 | 0 | 0 | 0 | 0 | 0 | 0 | 0 | 0 | 0 | 0 | 0 | 0 | 0 | 0 | 0
FutAeroCT 6 | 0 | 0 | 0 | 0 | 0 | 0 | 0 | 0 | 0 | 0 | 0 | 0 | 0 | 0 | 0 | 0 | 0 | 0 | 0 | 0 | 0 | 0 | 0 | 0 | 0 | 0 | 0 | 0 | 0 | 0 | 0 | 0
FIRM GAS_GS | 0 | 0 | 0 | 0 | 0 | 0 | 0 | 0 | 0 | 0 | 0 | 0 | 0 | 0 | 0 | 0 | 0 | 0 | 0 | 0 | 0 | 0 | 0 | 0 | 0 | 0 | 0 | 0 | 0 | 0 | 0 | 0
FIRM GAS_FGT | 0 | 0 | 0 | 0 | 0 | 0 | 0 | 0 | 0 | 0 | 0 | 0 | 0 | 0 | 0 | 0 | 0 | 0 | 0 | 0 | 0 | 0 | 0 | 0 | 0 | 0 | 0 | 0 | 0 | 0 | 0 | 0
INTERRUPT GAS | 0 | 0 | 0 | 0 | 0 | 0 | 0 | 0 | 0 | 0 | 0 | 0 | 0 | 0 | 0 | 0 | 0 | 0 | 0 | 0 | 0 | 0 | 0 | 0 | 0 | 0 | 0 | 0 | 0 | 0 | 0 | 0
FutAeroCT 7 | 0 | 0 | 0 | 0 | 0 | 0 | 0 | 0 | 0 | 0 | 0 | 0 | 0 | 0 | 0 | 0 | 0 | 0 | 0 | 0 | 0 | 0 | 0 | 0 | 0 | 0 | 0 | 0 | 0 | 0 | 0 | 0
FIRM GAS_GS | 0 | 0 | 0 | 0 | 0 | 0 | 0 | 0 | 0 | 0 | 0 | 0 | 0 | 0 | 0 | 0 | 0 | 0 | 0 | 0 | 0 | 0 | 0 | 0 | 0 | 0 | 0 | 0 | 0 | 0 | 0 | 0
FIRM GAS_FGT | 0 | 0 | 0 | 0 | 0 | 0 | 0 | 0 | 0 | 0 | 0 | 0 | 0 | 0 | 0 | 0 | 0 | 0 | 0 | 0 | 0 | 0 | 0 | 0 | 0 | 0 | 0 | 0 | 0 | 0 | 0 | 0
INTERRUPT GAS | 0 | 0 | 0 | 0 | 0 | 0 | 0 | 0 | 0 | 0 | 0 | 0 | 0 | 0 | 0 | 0 | 0 | 0 | 0 | 0 | 0 | 0 | 0 | 0 | 0 | 0 | 0 | 0 | 0 | 0 | 0 | 0
FutAeroCT 8 | 0 | 0 | 0 | 0 | 0 | 0 | 0 | 0 | 0 | 0 | 0 | 0 | 0 | 0 | 0 | 0 | 0 | 0 | 0 | 0 | 0 | 0 | 0 | 0 | 0 | 0 | 0 | 0 | 0 | 0 | 0 | 0
FIRM GAS_GS | 0 | 0 | 0 | 0 | 0 | 0 | 0 | 0 | 0 | 0 | 0 | 0 | 0 | 0 | 0 | 0 | 0 | 0 | 0 | 0 | 0 | 0 | 0 | 0 | 0 | 0 | 0 | 0 | 0 | 0 | 0 | 0
FIRM GAS_FGT | 0 | 0 | 0 | 0 | 0 | 0 | 0 | 0 | 0 | 0 | 0 | 0 | 0 | 0 | 0 | 0 | 0 | 0 | 0 | 0 | 0 | 0 | 0 | 0 | 0 | 0 | 0 | 0 | 0 | 0 | 0 | 0
INTERRUPT GAS | 0 | 0 | 0 | 0 | 0 | 0 | 0 | 0 | 0 | 0 | 0 | 0 | 0 | 0 | 0 | 0 | 0 | 0 | 0 | 0 | 0 | 0 | 0 | 0 | 0 | 0 | 0 | 0 | 0 | 0 | 0 | 0
FutAeroCT 9 | 0 | 0 | 0 | 0 | 0 | 0 | 0 | 0 | 0 | 0 | 0 | 0 | 0 | 0 | 0 | 0 | 0 | 0 | 0 | 0 | 0 | 0 | 0 | 0 | 0 | 0 | 0 | 0 | 0 | 0 | 0 | 0
FIRM GAS_GS | 0 | 0 | 0 | 0 | 0 | 0 | 0 | 0 | 0 | 0 | 0 | 0 | 0 | 0 | 0 | 0 | 0 | 0 | 0 | 0 | 0 | 0 | 0 | 0 | 0 | 0 | 0 | 0 | 0 | 0 | 0 | 0
FIRM GAS_FGT | 0 | 0 | 0 | 0 | 0 | 0 | 0 | 0 | 0 | 0 | 0 | 0 | 0 | 0 | 0 | 0 | 0 | 0 | 0 | 0 | 0 | 0 | 0 | 0 | 0 | 0 | 0 | 0 | 0 | 0 | 0 | 0
INTERRUPT GAS | 0 | 0 | 0 | 0 | 0 | 0 | 0 | 0 | 0 | 0 | 0 | 0 | 0 | 0 | 0 | 0 | 0 | 0 | 0 | 0 | 0 | 0 | 0 | 0 | 0 | 0 | 0 | 0 | 0 | 0 | 0 | 0
FutAeroCT 10 | 0 | 0 | 0 | 0 | 0 | 0 | 0 | 0 | 0 | 0 | 0 | 0 | 0 | 0 | 0 | 0 | 0 | 0 | 0 | 0 | 0 | 0 | 0 | 0 | 0 | 0 | 0 | 0 | 0 | 0 | 0 | 0
FIRM GAS_GS | 0 | 0 | 0 | 0 | 0 | 0 | 0 | 0 | 0 | 0 | 0 | 0 | 0 | 0 | 0 | 0 | 0 | 0 | 0 | 0 | 0 | 0 | 0 | 0 | 0 | 0 | 0 | 0 | 0 | 0 | 0 | 0
FIRM GAS_FGT | 0 | 0 | 0 | 0 | 0 | 0 | 0 | 0 | 0 | 0 | 0 | 0 | 0 | 0 | 0 | 0 | 0 | 0 | 0 | 0 | 0 | 0 | 0 | 0 | 0 | 0 | 0 | 0 | 0 | 0 | 0 | 0
INTERRUPT GAS | 0 | 0 | 0 | 0 | 0 | 0 | 0 | 0 | 0 | 0 | 0 | 0 | 0 | 0 | 0 | 0 | 0 | 0 | 0 | 0 | 0 | 0 | 0 | 0 | 0 | 0 | 0 | 0 | 0 | 0 | 0 | 0
GE 7FA CT1 | 0 | 0 | 0 | 0 | 0 | 62.23 | 2369.78 | 3263.52 | 688.73 | 1072.83 | 2756.71 | 5531.89 | 7253.51 | 6520.11 | 9787.96 | 12936.44 | 17974.92 | 18904.34 | 24152.19 | 35257.1 | 39215.42 | 45218.42 | 35046.68 | 51161.98 | 57183.04 | 53163.75 | 41067.49 | 33656.57 | 37005.48 | 29805.13 | 0 | 0
FIRM GAS_GS | 0 | 0 | 0 | 0 | 0 | 0 | 0 | 0 | 0 | 0 | 0 | 0 | 0 | 0 | 0 | 0 | 0 | 0 | 0 | 0 | 0 | 0 | 0 | 0 | 0 | 0 | 0 | 0 | 0 | 0 | 0 | 0
FIRM GAS_FGT | 0 | 0 | 0 | 0 | 0 | 62.23 | 1889.59 | 2781.45 | 506.7 | 867.56 | 2237.53 | 4262.62 | 5596.81 | 4959.56 | 8136.16 | 9611.92 | 13878.85 | 13127.41 | 17685.26 | 27383.5 | 29392.02 | 32695.33 | 24684.16 | 31671.64 | 35235.06 | 41892.4 | 18285.56 | 15872.3 | 17005.05 | 13456.85 | 0 | 0
INTERRUPT GAS | 0 | 0 | 0 | 0 | 0 | 0 | 480.19 | 482.07 | 182.03 | 205.27 | 519.18 | 1269.27 | 1656.7 | 1560.55 | 1651.8 | 3324.52 | 4096.07 | 5776.93 | 6466.93 | 7873.6 | 9823.4 | 12523.09 | 10362.52 | 19490.34 | 21947.98 | 11271.35 | 22781.93 | 17784.27 | 20000.43 | 16348.28 | 0 | 0
GE 7FA CT2 | 0 | 0 | 0 | 0 | 0 | 0 | 0 | 0 | 271.12 | 728.08 | 1830.51 | 3428.14 | 5570.16 | 4163.16 | 7227.74 | 8520.51 | 13161.55 | 12370.4 | 17595.01 | 26766.14 | 31793.95 | 35059.84 | 25759.61 | 36934.43 | 43949.26 | 41726.57 | 23631.31 | 19174.69 | 23066.08 | 17804.65 | 0 | 0
FIRM GAS_GS | 0 | 0 | 0 | 0 | 0 | 0 | 0 | 0 | 0 | 0 | 0 | 0 | 0 | 0 | 0 | 0 | 0 | 0 | 0 | 0 | 0 | 0 | 0 | 0 | 0 | 0 | 0 | 0 | 0 | 0 | 0 | 0
FIRM GAS_FGT | 0 | 0 | 0 | 0 | 0 | 0 | 0 | 0 | 112.39 | 302.39 | 964.97 | 1511.32 | 3136.13 | 1919.9 | 4314 | 4627.88 | 6897.47 | 6276.21 | 9630.59 | 14845.6 | 18038.43 | 17808.59 | 11428.36 | 14636.89 | 18874.89 | 25963.14 | 9993.54 | 9004.4 | 8513.57 | 9342.45 | 0 | 0
INTERRUPT GAS | 0 | 0 | 0 | 0 | 0 | 0 | 0 | 0 | 158.73 | 425.69 | 865.54 | 1916.82 | 2434.03 | 2243.26 | 2913.74 | 3892.63 | 6264.08 | 6094.19 | 7964.42 | 11920.54 | 13755.52 | 17251.25 | 14331.25 | 22297.54 | 25074.37 | 15763.43 | 13637.77 | 10170.29 | 14552.51 | 8462.2 | 0 | 0
GE 7FA CT3 | 0 | 0 | 0 | 0 | 0 | 0 | 0 | 0 | 0 | 0 | 0 | 2924.06 | 3127.58 | 2291.98 | 6239.32 | 6317.63 | 9489.62 | 8712.77 | 12671.03 | 18413.59 | 22897.35 | 24317.05 | 18280.08 | 27585.4 | 31612.75 | 29621.31 | 14588.49 | 11247.45 | 12163.26 | 10596.21 | 0 | 0
FIRM GAS_GS | 0 | 0 | 0 | 0 | 0 | 0 | 0 | 0 | 0 | 0 | 0 | 0 | 0 | 0 | 0 | 0 | 0 | 0 | 0 | 0 | 0 | 0 | 0 | 0 | 0 | 0 | 0 | 0 | 0 | 0 | 0 | 0
FIRM GAS_FGT | 0 | 0 | 0 | 0 | 0 | 0 | 0 | 0 | 0 | 0 | 0 | 388.42 | 769.7 | 257.49 | 2009.62 | 1637.18 | 1900.98 | 2223.23 | 3959.85 | 6184.06 | 8791.46 | 6694.19 | 4427.67 | 5422.94 | 7472.09 | 13498.52 | 5375.69 | 4854.28 | 3933.68 | 5225.17 | 0 | 0
INTERRUPT GAS | 0 | 0 | 0 | 0 | 0 | 0 | 0 | 0 | 0 | 0 | 0 | 2535.64 | 2357.88 | 2034.49 | 4229.7 | 4680.45 | 7588.64 | 6489.54 | 8711.18 | 12229.53 | 14105.89 | 17622.86 | 13852.41 | 22162.46 | 24140.66 | 16122.79 | 9212.8 | 6393.17 | 8229.58 | 5371.04 | 0 | 0
GE 7FA CT4 | 0 | 0 | 0 | 0 | 0 | 0 | 0 | 0 | 0 | 0 | 0 | 0 | 0 | 0 | 4300.22 | 3379.21 | 6707.38 | 6167.86 | 8432.6 | 11688.4 | 15339.24 | 16603.24 | 12062.63 | 18246.25 | 20799.83 | 18426.54 | 9039.01 | 5416.96 | 5216.02 | 6526.99 | 0 | 0
FIRM GAS_GS | 0 | 0 | 0 | 0 | 0 | 0 | 0 | 0 | 0 | 0 | 0 | 0 | 0 | 0 | 0 | 0 | 0 | 0 | 0 | 0 | 0 | 0 | 0 | 0 | 0 | 0 | 0 | 0 | 0 | 0 | 0 | 0
FIRM GAS_FGT | 0 | 0 | 0 | 0 | 0 | 0 | 0 | 0 | 0 | 0 | 0 | 0 | 0 | 0 | 727.93 | 343.86 | 345.59 | 417.07 | 1227.78 | 1842.29 | 4106.76 | 2204.51 | 1461.92 | 2401.07 | 2660.62 | 4821.32 | 1200.91 | 1103.24 | 541.53 | 945.71 | 0 | 0
INTERRUPT GAS | 0 | 0 | 0 | 0 | 0 | 0 | 0 | 0 | 0 | 0 | 0 | 0 | 0 | 0 | 3572.29 | 3035.35 | 6361.79 | 5750.79 | 7204.82 | 9846.11 | 11232.48 | 14398.73 | 10600.71 | 15845.18 | 18139.21 | 13605.22 | 7838.1 | 4313.72 | 4674.49 | 5581.28 | 0 | 0
GE 7FA CT5 | 0 | 0 | 0 | 0 | 0 | 0 | 0 | 0 | 0 | 0 | 0 | 0 | 0 | 0 | 0 | 0 | 0 | 3592.63 | 5170.19 | 7003.63 | 9786.9 | 10007.48 | 7787.92 | 9937.68 | 12568.38 | 10108.12 | 6308.27 | 3998.71 | 2633.07 | 4527.22 | 0 | 0
FIRM GAS_GS | 0 | 0 | 0 | 0 | 0 | 0 | 0 | 0 | 0 | 0 | 0 | 0 | 0 | 0 | 0 | 0 | 0 | 0 | 0 | 0 | 0 | 0 | 0 | 0 | 0 | 0 | 0 | 0 | 0 | 0 | 0 | 0
FIRM GAS_FGT | 0 | 0 | 0 | 0 | 0 | 0 | 0 | 0 | 0 | 0 | 0 | 0 | 0 | 0 | 0 | 0 | 0 | 63.78 | 145.53 | 403.49 | 1407.03 | 560.56 | 474.34 | 814.59 | 812.68 | 2495.26 | 342.06 | 863.66 | 41.51 | 298.36 | 0 | 0
INTERRUPT GAS | 0 | 0 | 0 | 0 | 0 | 0 | 0 | 0 | 0 | 0 | 0 | 0 | 0 | 0 | 0 | 0 | 0 | 3528.85 | 5024.66 | 6600.14 | 8379.87 | 9446.92 | 7313.58 | 9123.09 | 11755.7 | 7612.86 | 5966.21 | 3135.05 | 2591.56 | 4228.86 | 0 | 0
GE 7FA CT6 | 0 | 0 | 0 | 0 | 0 | 0 | 0 | 0 | 0 | 0 | 0 | 0 | 0 | 0 | 0 | 0 | 0 | 0 | 0 | 3760.01 | 6151.45 | 5388.26 | 4340.39 | 5269.52 | 7167.68 | 6195.67 | 2517.02 | 1865.49 | 1006.62 | 2383.79 | 0 | 0
FIRM GAS_GS | 0 | 0 | 0 | 0 | 0 | 0 | 0 | 0 | 0 | 0 | 0 | 0 | 0 | 0 | 0 | 0 | 0 | 0 | 0 | 0 | 0 | 0 | 0 | 0 | 0 | 0 | 0 | 0 | 0 | 0 | 0 | 0
FIRM GAS_FGT | 0 | 0 | 0 | 0 | 0 | 0 | 0 | 0 | 0 | 0 | 0 | 0 | 0 | 0 | 0 | 0 | 0 | 0 | 0 | 55.67 | 698.67 | 117.61 | 160.64 | 59.57 | 419.79 | 890.78 | 93.26 | 367.5 | 0 | 38.36 | 0 | 0
INTERRUPT GAS | 0 | 0 | 0 | 0 | 0 | 0 | 0 | 0 | 0 | 0 | 0 | 0 | 0 | 0 | 0 | 0 | 0 | 0 | 0 | 3704.34 | 5452.78 | 5270.65 | 4179.75 | 5209.95 | 6747.89 | 5304.89 | 2423.76 | 1497.99 | 1006.62 | 2345.43 | 0 | 0
GE 7FA CT7 | 0 | 0 | 0 | 0 | 0 | 0 | 0 | 0 | 0 | 0 | 0 | 0 | 0 | 0 | 0 | 0 | 0 | 0 | 0 | 0 | 0 | 0 | 0 | 0 | 0 | 3372.16 | 1947.44 | 733.15 | 608.2 | 988.33 | 0 | 0
FIRM GAS_GS | 0 | 0 | 0 | 0 | 0 | 0 | 0 | 0 | 0 | 0 | 0 | 0 | 0 | 0 | 0 | 0 | 0 | 0 | 0 | 0 | 0 | 0 | 0 | 0 | 0 | 0 | 0 | 0 | 0 | 0 | 0 | 0
FIRM GAS_FGT | 0 | 0 | 0 | 0 | 0 | 0 | 0 | 0 | 0 | 0 | 0 | 0 | 0 | 0 | 0 | 0 | 0 | 0 | 0 | 0 | 0 | 0 | 0 | 0 | 0 | 129.54 | 15.86 | 139.45 | 0 | 0 | 0 | 0
INTERRUPT GAS | 0 | 0 | 0 | 0 | 0 | 0 | 0 | 0 | 0 | 0 | 0 | 0 | 0 | 0 | 0 | 0 | 0 | 0 | 0 | 0 | 0 | 0 | 0 | 0 | 0 | 3242.62 | 1931.58 | 593.7 | 608.2 | 988.33 | 0 | 0
GE 7FA CT8 | 0 | 0 | 0 | 2954.61 | 6368.62 | 0 | 0 | 0 | 0 | 0 | 0 | 0 | 0 | 0 | 0 | 0 | 0 | 0 | 0 | 0 | 0 | 0 | 0 | 0 | 0 | 0 | 0 | 0 | 0 | 0 | 0 | 0
FIRM GAS_GS | 0 | 0 | 0 | 0 | 0 | 0 | 0 | 0 | 0 | 0 | 0 | 0 | 0 | 0 | 0 | 0 | 0 | 0 | 0 | 0 | 0 | 0 | 0 | 0 | 0 | 0 | 0 | 0 | 0 | 0 | 0 | 0
FIRM GAS_FGT | 0 | 0 | 0 | 2814.16 | 6182.99 | 0 | 0 | 0 | 0 | 0 | 0 | 0 | 0 | 0 | 0 | 0 | 0 | 0 | 0 | 0 | 0 | 0 | 0 | 0 | 0 | 0 | 0 | 0 | 0 | 0 | 0 | 0
INTERRUPT GAS | 0 | 0 | 0 | 140.45 | 185.63 | 0 | 0 | 0 | 0 | 0 | 0 | 0 | 0 | 0 | 0 | 0 | 0 | 0 | 0 | 0 | 0 | 0 | 0 | 0 | 0 | 0 | 0 | 0 | 0 | 0 | 0 | 0
GE 7FA CT9 | 0 | 0 | 0 | 847.84 | 2004.85 | 0 | 0 | 0 | 0 | 0 | 0 | 0 | 0 | 0 | 0 | 0 | 0 | 0 | 0 | 0 | 0 | 0 | 0 | 0 | 0 | 0 | 0 | 0 | 0 | 0 | 0 | 0
FIRM GAS_GS | 0 | 0 | 0 | 0 | 0 | 0 | 0 | 0 | 0 | 0 | 0 | 0 | 0 | 0 | 0 | 0 | 0 | 0 | 0 | 0 | 0 | 0 | 0 | 0 | 0 | 0 | 0 | 0 | 0 | 0 | 0 | 0
FIRM GAS_FGT | 0 | 0 | 0 | 666.15 | 1848.33 | 0 | 0 | 0 | 0 | 0 | 0 | 0 | 0 | 0 | 0 | 0 | 0 | 0 | 0 | 0 | 0 | 0 | 0 | 0 | 0 | 0 | 0 | 0 | 0 | 0 | 0 | 0
INTERRUPT GAS | 0 | 0 | 0 | 181.69 | 156.52 | 0 | 0 | 0 | 0 | 0 | 0 | 0 | 0 | 0 | 0 | 0 | 0 | 0 | 0 | 0 | 0 | 0 | 0 | 0 | 0 | 0 | 0 | 0 | 0 | 0 | 0 | 0
GE 7FA CT10 | 0 | 0 | 0 | 0 | 0 | 0 | 0 | 0 | 0 | 0 | 0 | 0 | 0 | 0 | 0 | 0 | 0 | 0 | 0 | 0 | 0 | 0 | 0 | 0 | 0 | 0 | 0 | 0 | 0 | 0 | 0 | 0
FIRM GAS_GS | 0 | 0 | 0 | 0 | 0 | 0 | 0 | 0 | 0 | 0 | 0 | 0 | 0 | 0 | 0 | 0 | 0 | 0 | 0 | 0 | 0 | 0 | 0 | 0 | 0 | 0 | 0 | 0 | 0 | 0 | 0 | 0
FIRM GAS_FGT | 0 | 0 | 0 | 0 | 0 | 0 | 0 | 0 | 0 | 0 | 0 | 0 | 0 | 0 | 0 | 0 | 0 | 0 | 0 | 0 | 0 | 0 | 0 | 0 | 0 | 0 | 0 | 0 | 0 | 0 | 0 | 0
INTERRUPT GAS | 0 | 0 | 0 | 0 | 0 | 0 | 0 | 0 | 0 | 0 | 0 | 0 | 0 | 0 | 0 | 0 | 0 | 0 | 0 | 0 | 0 | 0 | 0 | 0 | 0 | 0 | 0 | 0 | 0 | 0 | 0 | 0
CC 2x1 7FAwDF 1 | 0 | 0 | 0 | 0 | 0 | 277209.6 | 298258.15 | 312704.67 | 330624.79 | 351956.39 | 392114.18 | 421173.23 | 459450.48 | 479665.87 | 516678.04 | 526320.09 | 569557.96 | 595818.77 | 607048.74 | 629368.14 | 642872.05 | 663865.95 | 675137.86 | 722317.45 | 774084.82 | 802737.04 | 748017.25 | 776350.37 | 807451.35 | 805489.15 | 0 | 0
FIRM GAS_GS | 0 | 0 | 0 | 0 | 0 | 0 | 0 | 0 | 0 | 0 | 0 | 0 | 0 | 0 | 0 | 0 | 0 | 0 | 0 | 0 | 0 | 0 | 0 | 0 | 0 | 0 | 0 | 0 | 0 | 0 | 0 | 0
FIRM GAS_FGT | 0 | 0 | 0 | 0 | 0 | 277209.6 | 298258.15 | 312703.66 | 330624.79 | 351956.39 | 392113.57 | 421169.14 | 459450.48 | 479665.15 | 516678.04 | 526295.7 | 569539.16 | 595815.28 | 607002.31 | 629358.6 | 642861.59 | 663831.29 | 675130.31 | 722223.23 | 773966.64 | 802734.86 | 740009.26 | 768504.04 | 798539.25 | 796482.46 | 0 | 0
INTERRUPT GAS | 0 | 0 | 0 | 0 | 0 | 0 | 0 | 1.01 | 0 | 0 | 0.61 | 4.09 | 0 | 0.72 | 0 | 24.39 | 18.8 | 3.49 | 46.43 | 9.54 | 10.46 | 34.66 | 7.55 | 94.22 | 118.18 | 2.18 | 8007.99 | 7846.33 | 8912.1 | 9006.69 | 0 | 0
CC 2x1 7FAwDF 2 | 0 | 0 | 0 | 0 | 0 | 0 | 0 | 0 | 0 | 0 | 0 | 0 | 0 | 0 | 0 | 0 | 0 | 0 | 0 | 0 | 0 | 0 | 0 | 0 | 0 | 0 | 757578.64 | 783847.93 | 811893.35 | 811131.95 | 0 | 0
FIRM GAS_GS | 0 | 0 | 0 | 0 | 0 | 0 | 0 | 0 | 0 | 0 | 0 | 0 | 0 | 0 | 0 | 0 | 0 | 0 | 0 | 0 | 0 | 0 | 0 | 0 | 0 | 0 | 0 | 0 | 0 | 0 | 0 | 0
FIRM GAS_FGT | 0 | 0 | 0 | 0 | 0 | 0 | 0 | 0 | 0 | 0 | 0 | 0 | 0 | 0 | 0 | 0 | 0 | 0 | 0 | 0 | 0 | 0 | 0 | 0 | 0 | 0 | 757410.25 | 783842.11 | 811890.95 | 811125.94 | 0 | 0
INTERRUPT GAS | 0 | 0 | 0 | 0 | 0 | 0 | 0 | 0 | 0 | 0 | 0 | 0 | 0 | 0 | 0 | 0 | 0 | 0 | 0 | 0 | 0 | 0 | 0 | 0 | 0 | 0 | 168.39 | 5.82 | 2.4 | 6.01 | 0 | 0
CC 2x1 7FAwDF 3 | 0 | 0 | 0 | 0 | 0 | 0 | 0 | 0 | 0 | 0 | 0 | 0 | 0 | 0 | 0 | 0 | 0 | 0 | 0 | 0 | 0 | 0 | 0 | 0 | 0 | 238226.79 | 236877.05 | 248731.35 | 248940.85 | 253955.87 | 0 | 0
FIRM GAS_GS | 0 | 0 | 0 | 0 | 0 | 0 | 0 | 0 | 0 | 0 | 0 | 0 | 0 | 0 | 0 | 0 | 0 | 0 | 0 | 0 | 0 | 0 | 0 | 0 | 0 | 0 | 0 | 0 | 0 | 0 | 0 | 0
FIRM GAS_FGT | 0 | 0 | 0 | 0 | 0 | 0 | 0 | 0 | 0 | 0 | 0 | 0 | 0 | 0 | 0 | 0 | 0 | 0 | 0 | 0 | 0 | 0 | 0 | 0 | 0 | 237944.52 | 205627.84 | 222409.97 | 223112 | 223914.71 | 0 | 0
INTERRUPT GAS | 0 | 0 | 0 | 0 | 0 | 0 | 0 | 0 | 0 | 0 | 0 | 0 | 0 | 0 | 0 | 0 | 0 | 0 | 0 | 0 | 0 | 0 | 0 | 0 | 0 | 282.27 | 31249.21 | 26321.38 | 25828.85 | 30041.16 | 0 | 0
CC 2x1 7FAwDF 4 | 0 | 0 | 0 | 0 | 0 | 0 | 0 | 0 | 0 | 0 | 0 | 0 | 0 | 0 | 0 | 0 | 0 | 0 | 0 | 0 | 0 | 0 | 0 | 0 | 0 | 0 | 0 | 0 | 0 | 0 | 0 | 0
FIRM GAS_GS | 0 | 0 | 0 | 0 | 0 | 0 | 0 | 0 | 0 | 0 | 0 | 0 | 0 | 0 | 0 | 0 | 0 | 0 | 0 | 0 | 0 | 0 | 0 | 0 | 0 | 0 | 0 | 0 | 0 | 0 | 0 | 0
FIRM GAS_FGT | 0 | 0 | 0 | 0 | 0 | 0 | 0 | 0 | 0 | 0 | 0 | 0 | 0 | 0 | 0 | 0 | 0 | 0 | 0 | 0 | 0 | 0 | 0 | 0 | 0 | 0 | 0 | 0 | 0 | 0 | 0 | 0
INTERRUPT GAS | 0 | 0 | 0 | 0 | 0 | 0 | 0 | 0 | 0 | 0 | 0 | 0 | 0 | 0 | 0 | 0 | 0 | 0 | 0 | 0 | 0 | 0 | 0 | 0 | 0 | 0 | 0 | 0 | 0 | 0 | 0 | 0
CC 2x1 7FAwDF 5 | 0 | 0 | 0 | 0 | 0 | 0 | 0 | 0 | 0 | 0 | 0 | 0 | 0 | 0 | 0 | 0 | 0 | 0 | 0 | 0 | 0 | 0 | 0 | 0 | 0 | 0 | 0 | 0 | 0 | 0 | 0 | 0
FIRM GAS_GS | 0 | 0 | 0 | 0 | 0 | 0 | 0 | 0 | 0 | 0 | 0 | 0 | 0 | 0 | 0 | 0 | 0 | 0 | 0 | 0 | 0 | 0 | 0 | 0 | 0 | 0 | 0 | 0 | 0 | 0 | 0 | 0
FIRM GAS_FGT | 0 | 0 | 0 | 0 | 0 | 0 | 0 | 0 | 0 | 0 | 0 | 0 | 0 | 0 | 0 | 0 | 0 | 0 | 0 | 0 | 0 | 0 | 0 | 0 | 0 | 0 | 0 | 0 | 0 | 0 | 0 | 0
INTERRUPT GAS | 0 | 0 | 0 | 0 | 0 | 0 | 0 | 0 | 0 | 0 | 0 | 0 | 0 | 0 | 0 | 0 | 0 | 0 | 0 | 0 | 0 | 0 | 0 | 0 | 0 | 0 | 0 | 0 | 0 | 0 | 0 | 0
CC 2x1 7FAwDF 6 | 0 | 0 | 0 | 0 | 0 | 0 | 0 | 0 | 0 | 0 | 0 | 0 | 0 | 0 | 0 | 0 | 0 | 0 | 0 | 0 | 0 | 0 | 0 | 0 | 0 | 0 | 0 | 0 | 0 | 0 | 0 | 0
FIRM GAS_GS | 0 | 0 | 0 | 0 | 0 | 0 | 0 | 0 | 0 | 0 | 0 | 0 | 0 | 0 | 0 | 0 | 0 | 0 | 0 | 0 | 0 | 0 | 0 | 0 | 0 | 0 | 0 | 0 | 0 | 0 | 0 | 0
FIRM GAS_FGT | 0 | 0 | 0 | 0 | 0 | 0 | 0 | 0 | 0 | 0 | 0 | 0 | 0 | 0 | 0 | 0 | 0 | 0 | 0 | 0 | 0 | 0 | 0 | 0 | 0 | 0 | 0 | 0 | 0 | 0 | 0 | 0
INTERRUPT GAS | 0 | 0 | 0 | 0 | 0 | 0 | 0 | 0 | 0 | 0 | 0 | 0 | 0 | 0 | 0 | 0 | 0 | 0 | 0 | 0 | 0 | 0 | 0 | 0 | 0 | 0 | 0 | 0 | 0 | 0 | 0 | 0
CC_Fut_Proxy_07 | 0 | 0 | 0 | 0 | 0 | 0 | 0 | 0 | 0 | 0 | 0 | 0 | 0 | 0 | 0 | 0 | 0 | 0 | 0 | 0 | 0 | 0 | 0 | 0 | 0 | 0 | 0 | 0 | 0 | 0 | 0 | 0
FIRM GAS_GS | 0 | 0 | 0 | 0 | 0 | 0 | 0 | 0 | 0 | 0 | 0 | 0 | 0 | 0 | 0 | 0 | 0 | 0 | 0 | 0 | 0 | 0 | 0 | 0 | 0 | 0 | 0 | 0 | 0 | 0 | 0 | 0
FIRM GAS_FGT | 0 | 0 | 0 | 0 | 0 | 0 | 0 | 0 | 0 | 0 | 0 | 0 | 0 | 0 | 0 | 0 | 0 | 0 | 0 | 0 | 0 | 0 | 0 | 0 | 0 | 0 | 0 | 0 | 0 | 0 | 0 | 0
INTERRUPT GAS | 0 | 0 | 0 | 0 | 0 | 0 | 0 | 0 | 0 | 0 | 0 | 0 | 0 | 0 | 0 | 0 | 0 | 0 | 0 | 0 | 0 | 0 | 0 | 0 | 0 | 0 | 0 | 0 | 0 | 0 | 0 | 0
CC_Fut_Proxy_08 | 0 | 0 | 0 | 0 | 0 | 0 | 0 | 0 | 0 | 0 | 0 | 0 | 0 | 0 | 0 | 0 | 0 | 0 | 0 | 0 | 0 | 0 | 0 | 0 | 0 | 0 | 0 | 0 | 0 | 0 | 0 | 0
FIRM GAS_GS | 0 | 0 | 0 | 0 | 0 | 0 | 0 | 0 | 0 | 0 | 0 | 0 | 0 | 0 | 0 | 0 | 0 | 0 | 0 | 0 | 0 | 0 | 0 | 0 | 0 | 0 | 0 | 0 | 0 | 0 | 0 | 0
FIRM GAS_FGT | 0 | 0 | 0 | 0 | 0 | 0 | 0 | 0 | 0 | 0 | 0 | 0 | 0 | 0 | 0 | 0 | 0 | 0 | 0 | 0 | 0 | 0 | 0 | 0 | 0 | 0 | 0 | 0 | 0 | 0 | 0 | 0
INTERRUPT GAS | 0 | 0 | 0 | 0 | 0 | 0 | 0 | 0 | 0 | 0 | 0 | 0 | 0 | 0 | 0 | 0 | 0 | 0 | 0 | 0 | 0 | 0 | 0 | 0 | 0 | 0 | 0 | 0 | 0 | 0 | 0 | 0
CC_Fut_Proxy_09 | 0 | 0 | 0 | 0 | 0 | 0 | 0 | 0 | 0 | 0 | 0 | 0 | 0 | 0 | 0 | 0 | 0 | 0 | 0 | 0 | 0 | 0 | 0 | 0 | 0 | 0 | 0 | 0 | 0 | 0 | 0 | 0
FIRM GAS_GS | 0 | 0 | 0 | 0 | 0 | 0 | 0 | 0 | 0 | 0 | 0 | 0 | 0 | 0 | 0 | 0 | 0 | 0 | 0 | 0 | 0 | 0 | 0 | 0 | 0 | 0 | 0 | 0 | 0 | 0 | 0 | 0
FIRM GAS_FGT | 0 | 0 | 0 | 0 | 0 | 0 | 0 | 0 | 0 | 0 | 0 | 0 | 0 | 0 | 0 | 0 | 0 | 0 | 0 | 0 | 0 | 0 | 0 | 0 | 0 | 0 | 0 | 0 | 0 | 0 | 0 | 0
INTERRUPT GAS | 0 | 0 | 0 | 0 | 0 | 0 | 0 | 0 | 0 | 0 | 0 | 0 | 0 | 0 | 0 | 0 | 0 | 0 | 0 | 0 | 0 | 0 | 0 | 0 | 0 | 0 | 0 | 0 | 0 | 0 | 0 | 0
CC_Fut_Proxy_10 | 0 | 0 | 0 | 0 | 0 | 0 | 0 | 0 | 0 | 0 | 0 | 0 | 0 | 0 | 0 | 0 | 0 | 0 | 0 | 0 | 0 | 0 | 0 | 0 | 0 | 0 | 0 | 0 | 0 | 0 | 0 | 0
FIRM GAS_GS | 0 | 0 | 0 | 0 | 0 | 0 | 0 | 0 | 0 | 0 | 0 | 0 | 0 | 0 | 0 | 0 | 0 | 0 | 0 | 0 | 0 | 0 | 0 | 0 | 0 | 0 | 0 | 0 | 0 | 0 | 0 | 0
FIRM GAS_FGT | 0 | 0 | 0 | 0 | 0 | 0 | 0 | 0 | 0 | 0 | 0 | 0 | 0 | 0 | 0 | 0 | 0 | 0 | 0 | 0 | 0 | 0 | 0 | 0 | 0 | 0 | 0 | 0 | 0 | 0 | 0 | 0
INTERRUPT GAS | 0 | 0 | 0 | 0 | 0 | 0 | 0 | 0 | 0 | 0 | 0 | 0 | 0 | 0 | 0 | 0 | 0 | 0 | 0 | 0 | 0 | 0 | 0 | 0 | 0 | 0 | 0 | 0 | 0 | 0 | 0 | 0
Energy Sales
Non-Firm Market Based Sales:
Total Cost ($000) | 0 | 0 | 0 | 0 | 0 | 0 | 0 | 0 | 0 | 0 | 0 | 0 | 0 | 0 | 0 | 0 | 0 | 0 | 0 | 0 | 0 | 0 | 0 | 0 | 0 | 0 | 0 | 0 | 0 | 0 | 0 | 0
Fuel Cost ($000) | 0 | 0 | 0 | 0 | 0 | 0 | 0 | 0 | 0 | 0 | 0 | 0 | 0 | 0 | 0 | 0 | 0 | 0 | 0 | 0 | 0 | 0 | 0 | 0 | 0 | 0 | 0 | 0 | 0 | 0 | 0 | 0
100% Fuel Margin ($000) | 0 | 0 | 0 | 0 | 0 | 0 | 0 | 0 | 0 | 0 | 0 | 0 | 0 | 0 | 0 | 0 | 0 | 0 | 0 | 0 | 0 | 0 | 0 | 0 | 0 | 0 | 0 | 0 | 0 | 0 | 0 | 0
O&M ($000) | 0 | 0 | 0 | 0 | 0 | 0 | 0 | 0 | 0 | 0 | 0 | 0 | 0 | 0 | 0 | 0 | 0 | 0 | 0 | 0 | 0 | 0 | 0 | 0 | 0 | 0 | 0 | 0 | 0 | 0 | 0 | 0
Transmission ($000) | 0 | 0 | 0 | 0 | 0 | 0 | 0 | 0 | 0 | 0 | 0 | 0 | 0 | 0 | 0 | 0 | 0 | 0 | 0 | 0 | 0 | 0 | 0 | 0 | 0 | 0 | 0 | 0 | 0 | 0 | 0 | 0
Transaction Rate ($/MWh) | 0 | 0 | 0 | 0 | 0 | 0 | 0 | 0 | 0 | 0 | 0 | 0 | 0 | 0 | 0 | 0 | 0 | 0 | 0 | 0 | 0 | 0 | 0 | 0 | 0 | 0 | 0 | 0 | 0 | 0 | 0 | 0
Energy (MWh) | 0 | 0 | 0 | 0 | 0 | 0 | 0 | 0 | 0 | 0 | 0 | 0 | 0 | 0 | 0 | 0 | 0 | 0 | 0 | 0 | 0 | 0 | 0 | 0 | 0 | 0 | 0 | 0 | 0 | 0 | 0 | 0
SECD Sales:
Fuel Cost ($000) | 0 | 0 | 0 | 0 | 0 | 0 | 0 | 0 | 0 | 0 | 0 | 0 | 0 | 0 | 0 | 0 | 0 | 0 | 0 | 0 | 0 | 0 | 0 | 0 | 0 | 0 | 0 | 0 | 0 | 0 | 0 | 0
Energy ($000) | 0 | 0 | 0 | 0 | 0 | 0 | 0 | 0 | 0 | 0 | 0 | 0 | 0 | 0 | 0 | 0 | 0 | 0 | 0 | 0 | 0 | 0 | 0 | 0 | 0 | 0 | 0 | 0 | 0 | 0 | 0 | 0
Capacity ($000) | 0 | 0 | 0 | 0 | 0 | 0 | 0 | 0 | 0 | 0 | 0 | 0 | 0 | 0 | 0 | 0 | 0 | 0 | 0 | 0 | 0 | 0 | 0 | 0 | 0 | 0 | 0 | 0 | 0 | 0 | 0 | 0
Total Revenue ($000) | 0 | 0 | 0 | 0 | 0 | 0 | 0 | 0 | 0 | 0 | 0 | 0 | 0 | 0 | 0 | 0 | 0 | 0 | 0 | 0 | 0 | 0 | 0 | 0 | 0 | 0 | 0 | 0 | 0 | 0 | 0 | 0
Net Revenue ($000) | 0 | 0 | 0 | 0 | 0 | 0 | 0 | 0 | 0 | 0 | 0 | 0 | 0 | 0 | 0 | 0 | 0 | 0 | 0 | 0 | 0 | 0 | 0 | 0 | 0 | 0 | 0 | 0 | 0 | 0 | 0 | 0
Transaction Rate ($/MWh) | 0 | 0 | 0 | 0 | 0 | 0 | 0 | 0 | 0 | 0 | 0 | 0 | 0 | 0 | 0 | 0 | 0 | 0 | 0 | 0 | 0 | 0 | 0 | 0 | 0 | 0 | 0 | 0 | 0 | 0 | 0 | 0
Energy (MWh) | 0 | 0 | 0 | 0 | 0 | 0 | 0 | 0 | 0 | 0 | 0 | 0 | 0 | 0 | 0 | 0 | 0 | 0 | 0 | 0 | 0 | 0 | 0 | 0 | 0 | 0 | 0 | 0 | 0 | 0 | 0 | 0
Sale_Proxy1
Fuel Cost ($000) | 0 | 0 | 0 | 0 | 0 | 0 | 0 | 0 | 0 | 0 | 0 | 0 | 0 | 0 | 0 | 0 | 0 | 0 | 0 | 0 | 0 | 0 | 0 | 0 | 0 | 0 | 0 | 0 | 0 | 0 | 0 | 0
Energy ($000) | 0 | 0 | 0 | 0 | 0 | 0 | 0 | 0 | 0 | 0 | 0 | 0 | 0 | 0 | 0 | 0 | 0 | 0 | 0 | 0 | 0 | 0 | 0 | 0 | 0 | 0 | 0 | 0 | 0 | 0 | 0 | 0
Capacity ($000) | 0 | 0 | 0 | 0 | 0 | 0 | 0 | 0 | 0 | 0 | 0 | 0 | 0 | 0 | 0 | 0 | 0 | 0 | 0 | 0 | 0 | 0 | 0 | 0 | 0 | 0 | 0 | 0 | 0 | 0 | 0 | 0
Total Revenue ($000) | 0 | 0 | 0 | 0 | 0 | 0 | 0 | 0 | 0 | 0 | 0 | 0 | 0 | 0 | 0 | 0 | 0 | 0 | 0 | 0 | 0 | 0 | 0 | 0 | 0 | 0 | 0 | 0 | 0 | 0 | 0 | 0
Net Revenue ($000) | 0 | 0 | 0 | 0 | 0 | 0 | 0 | 0 | 0 | 0 | 0 | 0 | 0 | 0 | 0 | 0 | 0 | 0 | 0 | 0 | 0 | 0 | 0 | 0 | 0 | 0 | 0 | 0 | 0 | 0 | 0 | 0
Transaction Rate ($/MWh) | 0 | 0 | 0 | 0 | 0 | 0 | 0 | 0 | 0 | 0 | 0 | 0 | 0 | 0 | 0 | 0 | 0 | 0 | 0 | 0 | 0 | 0 | 0 | 0 | 0 | 0 | 0 | 0 | 0 | 0 | 0 | 0
Energy (MWh) | 0 | 0 | 0 | 0 | 0 | 0 | 0 | 0 | 0 | 0 | 0 | 0 | 0 | 0 | 0 | 0 | 0 | 0 | 0 | 0 | 0 | 0 | 0 | 0 | 0 | 0 | 0 | 0 | 0 | 0 | 0 | 0
Sale_Proxy2
Fuel Cost ($000) | 0 | 0 | 0 | 0 | 0 | 0 | 0 | 0 | 0 | 0 | 0 | 0 | 0 | 0 | 0 | 0 | 0 | 0 | 0 | 0 | 0 | 0 | 0 | 0 | 0 | 0 | 0 | 0 | 0 | 0 | 0 | 0
Energy ($000) | 0 | 0 | 0 | 0 | 0 | 0 | 0 | 0 | 0 | 0 | 0 | 0 | 0 | 0 | 0 | 0 | 0 | 0 | 0 | 0 | 0 | 0 | 0 | 0 | 0 | 0 | 0 | 0 | 0 | 0 | 0 | 0
Capacity ($000) | 0 | 0 | 0 | 0 | 0 | 0 | 0 | 0 | 0 | 0 | 0 | 0 | 0 | 0 | 0 | 0 | 0 | 0 | 0 | 0 | 0 | 0 | 0 | 0 | 0 | 0 | 0 | 0 | 0 | 0 | 0 | 0
Total Revenue ($000) | 0 | 0 | 0 | 0 | 0 | 0 | 0 | 0 | 0 | 0 | 0 | 0 | 0 | 0 | 0 | 0 | 0 | 0 | 0 | 0 | 0 | 0 | 0 | 0 | 0 | 0 | 0 | 0 | 0 | 0 | 0 | 0
Net Revenue ($000) | 0 | 0 | 0 | 0 | 0 | 0 | 0 | 0 | 0 | 0 | 0 | 0 | 0 | 0 | 0 | 0 | 0 | 0 | 0 | 0 | 0 | 0 | 0 | 0 | 0 | 0 | 0 | 0 | 0 | 0 | 0 | 0
Transaction Rate ($/MWh) | 0 | 0 | 0 | 0 | 0 | 0 | 0 | 0 | 0 | 0 | 0 | 0 | 0 | 0 | 0 | 0 | 0 | 0 | 0 | 0 | 0 | 0 | 0 | 0 | 0 | 0 | 0 | 0 | 0 | 0 | 0 | 0
Energy (MWh) | 0 | 0 | 0 | 0 | 0 | 0 | 0 | 0 | 0 | 0 | 0 | 0 | 0 | 0 | 0 | 0 | 0 | 0 | 0 | 0 | 0 | 0 | 0 | 0 | 0 | 0 | 0 | 0 | 0 | 0 | 0 | 0
Wholesale Incentives:
Wholesale Margin* ($000) | 0 | 0 | 0 | 0 | 0 | 0 | 0 | 0 | 0 | 0 | 0 | 0 | 0 | 0 | 0 | 0 | 0 | 0 | 0 | 0 | 0 | 0 | 0 | 0 | 0 | 0 | 0 | 0 | 0 | 0 | 0 | 0
Threshold ($000) | 6367.256 | 2911 | 2683 | 2122 | 0 | 0 | 0 | 0 | 0 | 0 | 0 | 0 | 0 | 0 | 0 | 0 | 0 | 0 | 0 | 0 | 0 | 0 | 0 | 0 | 0 | 0 | 0 | 0 | 0 | 0 | 0 | 0
80% Margin* ($000) | 0 | 0 | 0 | 0 | 0 | 0 | 0 | 0 | 0 | 0 | 0 | 0 | 0 | 0 | 0 | 0 | 0 | 0 | 0 | 0 | 0 | 0 | 0 | 0 | 0 | 0 | 0 | 0 | 0 | 0 | 0 | 0
20% Profit Margin* ($000) | 0 | 0 | 0 | 0 | 0 | 0 | 0 | 0 | 0 | 0 | 0 | 0 | 0 | 0 | 0 | 0 | 0 | 0 | 0 | 0 | 0 | 0 | 0 | 0 | 0 | 0 | 0 | 0 | 0 | 0 | 0 | 0
*Includes only Non-Firm Market Based Sales & SECD
Total Sales
Fuel Cost ($000) | 0 | 0 | 0 | 0 | 0 | 0 | 0 | 0 | 0 | 0 | 0 | 0 | 0 | 0 | 0 | 0 | 0 | 0 | 0 | 0 | 0 | 0 | 0 | 0 | 0 | 0 | 0 | 0 | 0 | 0 | 0 | 0
Energy Revenue ($000) | 0 | 0 | 0 | 0 | 0 | 0 | 0 | 0 | 0 | 0 | 0 | 0 | 0 | 0 | 0 | 0 | 0 | 0 | 0 | 0 | 0 | 0 | 0 | 0 | 0 | 0 | 0 | 0 | 0 | 0 | 0 | 0
Capacity Revenue ($000) | 0 | 0 | 0 | 0 | 0 | 0 | 0 | 0 | 0 | 0 | 0 | 0 | 0 | 0 | 0 | 0 | 0 | 0 | 0 | 0 | 0 | 0 | 0 | 0 | 0 | 0 | 0 | 0 | 0 | 0 | 0 | 0
Total Revenue ($000) | 0 | 0 | 0 | 0 | 0 | 0 | 0 | 0 | 0 | 0 | 0 | 0 | 0 | 0 | 0 | 0 | 0 | 0 | 0 | 0 | 0 | 0 | 0 | 0 | 0 | 0 | 0 | 0 | 0 | 0 | 0 | 0
Net Revenue ($000) | 0 | 0 | 0 | 0 | 0 | 0 | 0 | 0 | 0 | 0 | 0 | 0 | 0 | 0 | 0 | 0 | 0 | 0 | 0 | 0 | 0 | 0 | 0 | 0 | 0 | 0 | 0 | 0 | 0 | 0 | 0 | 0
Customer ($000) | 0 | 0 | 0 | 0 | 0 | 0 | 0 | 0 | 0 | 0 | 0 | 0 | 0 | 0 | 0 | 0 | 0 | 0 | 0 | 0 | 0 | 0 | 0 | 0 | 0 | 0 | 0 | 0 | 0 | 0 | 0 | 0
Company ($000) | 0 | 0 | 0 | 0 | 0 | 0 | 0 | 0 | 0 | 0 | 0 | 0 | 0 | 0 | 0 | 0 | 0 | 0 | 0 | 0 | 0 | 0 | 0 | 0 | 0 | 0 | 0 | 0 | 0 | 0 | 0 | 0
Energy (MWh) | 0 | 0 | 0 | 0 | 0 | 0 | 0 | 0 | 0 | 0 | 0 | 0 | 0 | 0 | 0 | 0 | 0 | 0 | 0 | 0 | 0 | 0 | 0 | 0 | 0 | 0 | 0 | 0 | 0 | 0 | 0 | 0
Energy Purchases
Non-Firm Market Based Purchases
Fuel Cost ($000) | 14206.67 | 14508.39 | 15712.11 | 17000.09 | 18412.87 | 18738.34 | 20616.69 | 21862.66 | 22536.9 | 23971.7 | 26685.04 | 29705.23 | 33178.66 | 33940.88 | 38328.95 | 40527.81 | 45859.98 | 48649.61 | 51072.84 | 58724.37 | 58848.07 | 64231.97 | 61083.18 | 68388.48 | 71927.99 | 69898.16 | 66066.6 | 66114.86 | 67707.8 | 67556.62 | 0 | 0
Transaction Rate ($/MWh) | 28.4133 | 29.0168 | 31.4242 | 34.0002 | 36.8257 | 37.4767 | 41.2334 | 43.7253 | 45.0738 | 47.9434 | 53.3701 | 59.4105 | 66.3573 | 67.8818 | 76.6579 | 81.0556 | 91.72 | 97.2992 | 102.1457 | 117.4487 | 117.6961 | 128.4639 | 122.1664 | 136.777 | 143.856 | 139.7963 | 132.1332 | 132.2297 | 135.4156 | 135.1132 | 0 | 0
Energy (MWh) | 500000 | 500000 | 500000 | 500000 | 500000 | 500000 | 500000 | 500000 | 500000 | 500000 | 500000 | 500000 | 500000 | 500000 | 500000 | 500000 | 500000 | 500000 | 500000 | 500000 | 500000 | 500000 | 500000 | 500000 | 500000 | 500000 | 500000 | 500000 | 500000 | 500000 | 0 | 0
Emergency Purchases
Fuel Cost ($000) | 18.78 | 365.54 | 422.76 | 4.66 | 21.02 | 0 | 1439.27 | 3605.11 | 62.04 | 226.42 | 824.25 | 889.31 | 1865.13 | 891.46 | 1565.06 | 370.22 | 1519.74 | 236.55 | 690.23 | 579.57 | 2943.14 | 1530.9 | 771.65 | 1233.89 | 2944.29 | 1001 | 107.86 | 116.75 | 415.04 | 20.23 | 0 | 0
Transaction Rate ($/MWh) | 42.6818 | 42.9038 | 46.5595 | 51.7778 | 51.2683 | 0 | 57.3414 | 60.3568 | 63.3061 | 66.5941 | 73.5938 | 76.7971 | 83.5632 | 86.5495 | 93.325 | 94.4439 | 100.5119 | 104.207 | 106.3529 | 108.9417 | 111.0619 | 114.1611 | 116.5634 | 119.679 | 124.4943 | 130.3385 | 134.825 | 138.9881 | 144.1111 | 155.6154 | 0 | 0
Energy (MWh) | 440 | 8520 | 9080 | 90 | 410 | 0 | 25100 | 59730 | 980 | 3400 | 11200 | 11580 | 22320 | 10300 | 16770 | 3920 | 15120 | 2270 | 6490 | 5320 | 26500 | 13410 | 6620 | 10310 | 23650 | 7680 | 800 | 840 | 2880 | 130 | 0 | 0
As-Available (AACog) Cogenerators
AACog_CF_Industries
Fuel Cost ($000) | 0 | 0 | 0 | 0 | 0 | 0 | 0 | 0 | 0 | 0 | 0 | 0 | 0 | 0 | 0 | 0 | 0 | 0 | 0 | 0 | 0 | 0 | 0 | 0 | 0 | 0 | 0 | 0 | 0 | 0 | 0 | 0
VOM ($000) | 0 | 0 | 0 | 0 | 0 | 0 | 0 | 0 | 0 | 0 | 0 | 0 | 0 | 0 | 0 | 0 | 0 | 0 | 0 | 0 | 0 | 0 | 0 | 0 | 0 | 0 | 0 | 0 | 0 | 0 | 0 | 0
SO2 Payment ($000) | 0 | 0 | 0 | 0 | 0 | 0 | 0 | 0 | 0 | 0 | 0 | 0 | 0 | 0 | 0 | 0 | 0 | 0 | 0 | 0 | 0 | 0 | 0 | 0 | 0 | 0 | 0 | 0 | 0 | 0 | 0 | 0
Total ($000) | 0 | 0 | 0 | 0 | 0 | 0 | 0 | 0 | 0 | 0 | 0 | 0 | 0 | 0 | 0 | 0 | 0 | 0 | 0 | 0 | 0 | 0 | 0 | 0 | 0 | 0 | 0 | 0 | 0 | 0 | 0 | 0
Fuel Rate ($/MWh) | 0 | 0 | 0 | 0 | 0 | 0 | 0 | 0 | 0 | 0 | 0 | 0 | 0 | 0 | 0 | 0 | 0 | 0 | 0 | 0 | 0 | 0 | 0 | 0 | 0 | 0 | 0 | 0 | 0 | 0 | 0 | 0
Transaction Rate ($/MWh) | 0 | 0 | 0 | 0 | 0 | 0 | 0 | 0 | 0 | 0 | 0 | 0 | 0 | 0 | 0 | 0 | 0 | 0 | 0 | 0 | 0 | 0 | 0 | 0 | 0 | 0 | 0 | 0 | 0 | 0 | 0 | 0
Energy (MWh) | 0 | 0 | 0 | 0 | 0 | 0 | 0 | 0 | 0 | 0 | 0 | 0 | 0 | 0 | 0 | 0 | 0 | 0 | 0 | 0 | 0 | 0 | 0 | 0 | 0 | 0 | 0 | 0 | 0 | 0 | 0 | 0
AACog_Millpoint_Mosaic
Fuel Cost ($000) | 0 | 0 | 0 | 0 | 0 | 0 | 0 | 0 | 0 | 0 | 0 | 0 | 0 | 0 | 0 | 0 | 0 | 0 | 0 | 0 | 0 | 0 | 0 | 0 | 0 | 0 | 0 | 0 | 0 | 0 | 0 | 0
VOM ($000) | 0 | 0 | 0 | 0 | 0 | 0 | 0 | 0 | 0 | 0 | 0 | 0 | 0 | 0 | 0 | 0 | 0 | 0 | 0 | 0 | 0 | 0 | 0 | 0 | 0 | 0 | 0 | 0 | 0 | 0 | 0 | 0
SO2 Payment ($000) | 0 | 0 | 0 | 0 | 0 | 0 | 0 | 0 | 0 | 0 | 0 | 0 | 0 | 0 | 0 | 0 | 0 | 0 | 0 | 0 | 0 | 0 | 0 | 0 | 0 | 0 | 0 | 0 | 0 | 0 | 0 | 0
Total ($000) | 0 | 0 | 0 | 0 | 0 | 0 | 0 | 0 | 0 | 0 | 0 | 0 | 0 | 0 | 0 | 0 | 0 | 0 | 0 | 0 | 0 | 0 | 0 | 0 | 0 | 0 | 0 | 0 | 0 | 0 | 0 | 0
Fuel Rate ($/MWh) | 0 | 0 | 0 | 0 | 0 | 0 | 0 | 0 | 0 | 0 | 0 | 0 | 0 | 0 | 0 | 0 | 0 | 0 | 0 | 0 | 0 | 0 | 0 | 0 | 0 | 0 | 0 | 0 | 0 | 0 | 0 | 0
Transaction Rate ($/MWh) | 0 | 0 | 0 | 0 | 0 | 0 | 0 | 0 | 0 | 0 | 0 | 0 | 0 | 0 | 0 | 0 | 0 | 0 | 0 | 0 | 0 | 0 | 0 | 0 | 0 | 0 | 0 | 0 | 0 | 0 | 0 | 0
Energy (MWh) | 0 | 0 | 0 | 0 | 0 | 0 | 0 | 0 | 0 | 0 | 0 | 0 | 0 | 0 | 0 | 0 | 0 | 0 | 0 | 0 | 0 | 0 | 0 | 0 | 0 | 0 | 0 | 0 | 0 | 0 | 0 | 0
AACog_NewWales_Mosaic
Fuel Cost ($000) | 0 | 0 | 0 | 0 | 0 | 0 | 0 | 0 | 0 | 0 | 0 | 0 | 0 | 0 | 0 | 0 | 0 | 0 | 0 | 0 | 0 | 0 | 0 | 0 | 0 | 0 | 0 | 0 | 0 | 0 | 0 | 0
VOM ($000) | 0 | 0 | 0 | 0 | 0 | 0 | 0 | 0 | 0 | 0 | 0 | 0 | 0 | 0 | 0 | 0 | 0 | 0 | 0 | 0 | 0 | 0 | 0 | 0 | 0 | 0 | 0 | 0 | 0 | 0 | 0 | 0
SO2 Payment ($000) | 0 | 0 | 0 | 0 | 0 | 0 | 0 | 0 | 0 | 0 | 0 | 0 | 0 | 0 | 0 | 0 | 0 | 0 | 0 | 0 | 0 | 0 | 0 | 0 | 0 | 0 | 0 | 0 | 0 | 0 | 0 | 0
Total ($000) | 0 | 0 | 0 | 0 | 0 | 0 | 0 | 0 | 0 | 0 | 0 | 0 | 0 | 0 | 0 | 0 | 0 | 0 | 0 | 0 | 0 | 0 | 0 | 0 | 0 | 0 | 0 | 0 | 0 | 0 | 0 | 0
Fuel Rate ($/MWh) | 0 | 0 | 0 | 0 | 0 | 0 | 0 | 0 | 0 | 0 | 0 | 0 | 0 | 0 | 0 | 0 | 0 | 0 | 0 | 0 | 0 | 0 | 0 | 0 | 0 | 0 | 0 | 0 | 0 | 0 | 0 | 0
Transaction Rate ($/MWh) | 0 | 0 | 0 | 0 | 0 | 0 | 0 | 0 | 0 | 0 | 0 | 0 | 0 | 0 | 0 | 0 | 0 | 0 | 0 | 0 | 0 | 0 | 0 | 0 | 0 | 0 | 0 | 0 | 0 | 0 | 0 | 0
Energy (MWh) | 0 | 0 | 0 | 0 | 0 | 0 | 0 | 0 | 0 | 0 | 0 | 0 | 0 | 0 | 0 | 0 | 0 | 0 | 0 | 0 | 0 | 0 | 0 | 0 | 0 | 0 | 0 | 0 | 0 | 0 | 0 | 0
AACog_SPierce_Mosaic
Fuel Cost ($000) | 0 | 0 | 0 | 0 | 0 | 0 | 0 | 0 | 0 | 0 | 0 | 0 | 0 | 0 | 0 | 0 | 0 | 0 | 0 | 0 | 0 | 0 | 0 | 0 | 0 | 0 | 0 | 0 | 0 | 0 | 0 | 0
VOM ($000) | 0 | 0 | 0 | 0 | 0 | 0 | 0 | 0 | 0 | 0 | 0 | 0 | 0 | 0 | 0 | 0 | 0 | 0 | 0 | 0 | 0 | 0 | 0 | 0 | 0 | 0 | 0 | 0 | 0 | 0 | 0 | 0
SO2 Payment ($000) | 0 | 0 | 0 | 0 | 0 | 0 | 0 | 0 | 0 | 0 | 0 | 0 | 0 | 0 | 0 | 0 | 0 | 0 | 0 | 0 | 0 | 0 | 0 | 0 | 0 | 0 | 0 | 0 | 0 | 0 | 0 | 0
Total ($000) | 0 | 0 | 0 | 0 | 0 | 0 | 0 | 0 | 0 | 0 | 0 | 0 | 0 | 0 | 0 | 0 | 0 | 0 | 0 | 0 | 0 | 0 | 0 | 0 | 0 | 0 | 0 | 0 | 0 | 0 | 0 | 0
Fuel Rate ($/MWh) | 0 | 0 | 0 | 0 | 0 | 0 | 0 | 0 | 0 | 0 | 0 | 0 | 0 | 0 | 0 | 0 | 0 | 0 | 0 | 0 | 0 | 0 | 0 | 0 | 0 | 0 | 0 | 0 | 0 | 0 | 0 | 0
Transaction Rate ($/MWh) | 0 | 0 | 0 | 0 | 0 | 0 | 0 | 0 | 0 | 0 | 0 | 0 | 0 | 0 | 0 | 0 | 0 | 0 | 0 | 0 | 0 | 0 | 0 | 0 | 0 | 0 | 0 | 0 | 0 | 0 | 0 | 0
Energy (MWh) | 0 | 0 | 0 | 0 | 0 | 0 | 0 | 0 | 0 | 0 | 0 | 0 | 0 | 0 | 0 | 0 | 0 | 0 | 0 | 0 | 0 | 0 | 0 | 0 | 0 | 0 | 0 | 0 | 0 | 0 | 0 | 0
AACog_Ridgewood_Mosaic
Fuel Cost ($000) | 0 | 0 | 0 | 0 | 0 | 0 | 0 | 0 | 0 | 0 | 0 | 0 | 0 | 0 | 0 | 0 | 0 | 0 | 0 | 0 | 0 | 0 | 0 | 0 | 0 | 0 | 0 | 0 | 0 | 0 | 0 | 0
VOM ($000) | 0 | 0 | 0 | 0 | 0 | 0 | 0 | 0 | 0 | 0 | 0 | 0 | 0 | 0 | 0 | 0 | 0 | 0 | 0 | 0 | 0 | 0 | 0 | 0 | 0 | 0 | 0 | 0 | 0 | 0 | 0 | 0
SO2 Payment ($000) | 0 | 0 | 0 | 0 | 0 | 0 | 0 | 0 | 0 | 0 | 0 | 0 | 0 | 0 | 0 | 0 | 0 | 0 | 0 | 0 | 0 | 0 | 0 | 0 | 0 | 0 | 0 | 0 | 0 | 0 | 0 | 0
Total ($000) | 0 | 0 | 0 | 0 | 0 | 0 | 0 | 0 | 0 | 0 | 0 | 0 | 0 | 0 | 0 | 0 | 0 | 0 | 0 | 0 | 0 | 0 | 0 | 0 | 0 | 0 | 0 | 0 | 0 | 0 | 0 | 0
Fuel Rate ($/MWh) | 0 | 0 | 0 | 0 | 0 | 0 | 0 | 0 | 0 | 0 | 0 | 0 | 0 | 0 | 0 | 0 | 0 | 0 | 0 | 0 | 0 | 0 | 0 | 0 | 0 | 0 | 0 | 0 | 0 | 0 | 0 | 0
Transaction Rate ($/MWh) | 0 | 0 | 0 | 0 | 0 | 0 | 0 | 0 | 0 | 0 | 0 | 0 | 0 | 0 | 0 | 0 | 0 | 0 | 0 | 0 | 0 | 0 | 0 | 0 | 0 | 0 | 0 | 0 | 0 | 0 | 0 | 0
Energy (MWh) | 0 | 0 | 0 | 0 | 0 | 0 | 0 | 0 | 0 | 0 | 0 | 0 | 0 | 0 | 0 | 0 | 0 | 0 | 0 | 0 | 0 | 0 | 0 | 0 | 0 | 0 | 0 | 0 | 0 | 0 | 0 | 0
AACog_COTWTE
Fuel Cost ($000) | 0 | 0 | 0 | 0 | 0 | 0 | 0 | 0 | 0 | 0 | 0 | 0 | 0 | 0 | 0 | 0 | 0 | 0 | 0 | 0 | 0 | 0 | 0 | 0 | 0 | 0 | 0 | 0 | 0 | 0 | 0 | 0
VOM ($000) | 0 | 0 | 0 | 0 | 0 | 0 | 0 | 0 | 0 | 0 | 0 | 0 | 0 | 0 | 0 | 0 | 0 | 0 | 0 | 0 | 0 | 0 | 0 | 0 | 0 | 0 | 0 | 0 | 0 | 0 | 0 | 0
SO2 Payment ($000) | 0 | 0 | 0 | 0 | 0 | 0 | 0 | 0 | 0 | 0 | 0 | 0 | 0 | 0 | 0 | 0 | 0 | 0 | 0 | 0 | 0 | 0 | 0 | 0 | 0 | 0 | 0 | 0 | 0 | 0 | 0 | 0
Total ($000) | 0 | 0 | 0 | 0 | 0 | 0 | 0 | 0 | 0 | 0 | 0 | 0 | 0 | 0 | 0 | 0 | 0 | 0 | 0 | 0 | 0 | 0 | 0 | 0 | 0 | 0 | 0 | 0 | 0 | 0 | 0 | 0
Fuel Rate ($/MWh) | 0 | 0 | 0 | 0 | 0 | 0 | 0 | 0 | 0 | 0 | 0 | 0 | 0 | 0 | 0 | 0 | 0 | 0 | 0 | 0 | 0 | 0 | 0 | 0 | 0 | 0 | 0 | 0 | 0 | 0 | 0 | 0
Transaction Rate ($/MWh) | 0 | 0 | 0 | 0 | 0 | 0 | 0 | 0 | 0 | 0 | 0 | 0 | 0 | 0 | 0 | 0 | 0 | 0 | 0 | 0 | 0 | 0 | 0 | 0 | 0 | 0 | 0 | 0 | 0 | 0 | 0 | 0
Energy (MWh) | 0 | 0 | 0 | 0 | 0 | 0 | 0 | 0 | 0 | 0 | 0 | 0 | 0 | 0 | 0 | 0 | 0 | 0 | 0 | 0 | 0 | 0 | 0 | 0 | 0 | 0 | 0 | 0 | 0 | 0 | 0 | 0
AACog_HCWTE
Fuel Cost ($000) | 0 | 0 | 0 | 0 | 0 | 0 | 0 | 0 | 0 | 0 | 0 | 0 | 0 | 0 | 0 | 0 | 0 | 0 | 0 | 0 | 0 | 0 | 0 | 0 | 0 | 0 | 0 | 0 | 0 | 0 | 0 | 0
VOM ($000) | 0 | 0 | 0 | 0 | 0 | 0 | 0 | 0 | 0 | 0 | 0 | 0 | 0 | 0 | 0 | 0 | 0 | 0 | 0 | 0 | 0 | 0 | 0 | 0 | 0 | 0 | 0 | 0 | 0 | 0 | 0 | 0
SO2 Payment ($000) | 0 | 0 | 0 | 0 | 0 | 0 | 0 | 0 | 0 | 0 | 0 | 0 | 0 | 0 | 0 | 0 | 0 | 0 | 0 | 0 | 0 | 0 | 0 | 0 | 0 | 0 | 0 | 0 | 0 | 0 | 0 | 0
Total ($000) | 0 | 0 | 0 | 0 | 0 | 0 | 0 | 0 | 0 | 0 | 0 | 0 | 0 | 0 | 0 | 0 | 0 | 0 | 0 | 0 | 0 | 0 | 0 | 0 | 0 | 0 | 0 | 0 | 0 | 0 | 0 | 0
Fuel Rate ($/MWh) | 0 | 0 | 0 | 0 | 0 | 0 | 0 | 0 | 0 | 0 | 0 | 0 | 0 | 0 | 0 | 0 | 0 | 0 | 0 | 0 | 0 | 0 | 0 | 0 | 0 | 0 | 0 | 0 | 0 | 0 | 0 | 0
Transaction Rate ($/MWh) | 0 | 0 | 0 | 0 | 0 | 0 | 0 | 0 | 0 | 0 | 0 | 0 | 0 | 0 | 0 | 0 | 0 | 0 | 0 | 0 | 0 | 0 | 0 | 0 | 0 | 0 | 0 | 0 | 0 | 0 | 0 | 0
Energy (MWh) | 0 | 0 | 0 | 0 | 0 | 0 | 0 | 0 | 0 | 0 | 0 | 0 | 0 | 0 | 0 | 0 | 0 | 0 | 0 | 0 | 0 | 0 | 0 | 0 | 0 | 0 | 0 | 0 | 0 | 0 | 0 | 0
Total AACog Fuel Cost ($000) | 0 | 0 | 0 | 0 | 0 | 0 | 0 | 0 | 0 | 0 | 0 | 0 | 0 | 0 | 0 | 0 | 0 | 0 | 0 | 0 | 0 | 0 | 0 | 0 | 0 | 0 | 0 | 0 | 0 | 0 | 0 | 0
Total AACog VOM Cost ($000) | 0 | 0 | 0 | 0 | 0 | 0 | 0 | 0 | 0 | 0 | 0 | 0 | 0 | 0 | 0 | 0 | 0 | 0 | 0 | 0 | 0 | 0 | 0 | 0 | 0 | 0 | 0 | 0 | 0 | 0 | 0 | 0
Total AACog SO2 Payment ($000) | 0 | 0 | 0 | 0 | 0 | 0 | 0 | 0 | 0 | 0 | 0 | 0 | 0 | 0 | 0 | 0 | 0 | 0 | 0 | 0 | 0 | 0 | 0 | 0 | 0 | 0 | 0 | 0 | 0 | 0 | 0 | 0
Total AACog Energy (MWh) | 0 | 0 | 0 | 0 | 0 | 0 | 0 | 0 | 0 | 0 | 0 | 0 | 0 | 0 | 0 | 0 | 0 | 0 | 0 | 0 | 0 | 0 | 0 | 0 | 0 | 0 | 0 | 0 | 0 | 0 | 0 | 0
Renewable Resources
Tampa International Airport Solar
Energy (MWh) | 2970 | 2950 | 2940 | 2910 | 2890 | 2870 | 2860 | 2830 | 2810 | 2790 | 2780 | 2750 | 2730 | 2710 | 2700 | 2670 | 2660 | 2640 | 2630 | 2600 | 2580 | 2560 | 2560 | 2530 | 2510 | 2490 | 2470 | 0 | 0 | 0 | 0 | 0
Big Bend Solar
Energy (MWh) | 41280 | 41000 | 40840 | 40420 | 40140 | 39870 | 39720 | 39310 | 39030 | 38760 | 38610 | 38200 | 37950 | 37670 | 37540 | 37160 | 36890 | 36630 | 36500 | 36120 | 35870 | 35620 | 35480 | 35130 | 34880 | 34650 | 34470 | 34160 | 0 | 0 | 0 | 0
LegoLand Solar
Energy (MWh) | 2680 | 2660 | 2650 | 2630 | 2610 | 2590 | 2580 | 2560 | 2540 | 2520 | 2510 | 2490 | 2470 | 2450 | 2440 | 2420 | 2400 | 2380 | 2370 | 2350 | 2330 | 2310 | 2300 | 2280 | 2270 | 2250 | 2240 | 2210 | 0 | 0 | 0 | 0
Future Solar - Proxy 1 | 47530 | 171680 | 171380 | 170300 | 169630 | 168950 | 168660 | 167600 | 166930 | 166260 | 165980 | 164940 | 164270 | 163610 | 163340 | 162310 | 161670 | 161020 | 160750 | 159730 | 159080 | 158450 | 158180 | 157190 | 156560 | 155920 | 155660 | 154680 | 154070 | 153620 | 0 | 0
Future Solar - Proxy 2 | 44750 | 162220 | 161940 | 160930 | 160280 | 159630 | 159360 | 158360 | 157720 | 157100 | 156830 | 155850 | 155230 | 154600 | 154330 | 153360 | 152760 | 152140 | 151880 | 150920 | 150310 | 149710 | 149450 | 148520 | 147940 | 147340 | 147080 | 146160 | 145580 | 145140 | 0 | 0
Future Solar - Proxy 3 | 0 | 172350 | 171750 | 170990 | 170300 | 169630 | 169020 | 168270 | 167600 | 166930 | 166340 | 165590 | 164920 | 164270 | 163680 | 162950 | 162310 | 161660 | 161090 | 160370 | 159720 | 159070 | 158530 | 157830 | 157180 | 156550 | 156010 | 155310 | 154680 | 154680 | 0 | 0
Future Solar - Proxy 4 | 0 | 171980 | 171860 | 170620 | 169930 | 169260 | 169120 | 167900 | 167230 | 166560 | 166430 | 165220 | 164570 | 163900 | 163790 | 162610 | 161960 | 161310 | 161200 | 160020 | 159370 | 158730 | 158620 | 157480 | 156830 | 156210 | 156100 | 154960 | 154340 | 154340 | 0 | 0
Future Solar - Proxy 5 | 0 | 121680 | 121630 | 120710 | 120220 | 119740 | 119680 | 118790 | 118310 | 117840 | 117780 | 116900 | 116430 | 115970 | 115930 | 115050 | 114590 | 114120 | 114070 | 113200 | 112760 | 112300 | 112270 | 111400 | 110960 | 110520 | 110480 | 109640 | 109200 | 109200 | 0 | 0
Future Solar - Proxy 6 | 0 | 129350 | 129300 | 128310 | 127800 | 127290 | 127240 | 126270 | 125770 | 125260 | 125220 | 124260 | 123760 | 123270 | 123220 | 122280 | 121790 | 121310 | 121250 | 120340 | 119850 | 119390 | 119330 | 118420 | 117960 | 117470 | 117430 | 116550 | 116090 | 116090 | 0 | 0
Future Solar - Proxy 7 | 0 | 0 | 36200 | 79470 | 79160 | 78850 | 78790 | 78210 | 77900 | 77590 | 77540 | 76960 | 76660 | 76360 | 76310 | 75740 | 75440 | 75140 | 75090 | 74540 | 74240 | 73940 | 73900 | 73360 | 73060 | 72770 | 72730 | 72190 | 71900 | 71740 | 0 | 0
Future Solar - Proxy 8 | 0 | 0 | 134170 | 133180 | 132650 | 132120 | 132040 | 131060 | 130520 | 130020 | 129930 | 128980 | 128450 | 127940 | 127870 | 126920 | 126410 | 125900 | 125830 | 124910 | 124400 | 123900 | 123840 | 122920 | 122420 | 121930 | 121870 | 120960 | 120480 | 120480 | 0 | 0
Future Solar - Proxy 9 | 0 | 0 | 127640 | 126710 | 126200 | 125700 | 125600 | 124680 | 124200 | 123690 | 123610 | 122720 | 122210 | 121720 | 121640 | 120750 | 120270 | 119780 | 119720 | 118840 | 118350 | 117890 | 117790 | 116940 | 116480 | 116020 | 115940 | 115090 | 114630 | 114630 | 0 | 0
Future Solar - Proxy 10 | 0 | 0 | 0 | 114660 | 114190 | 113730 | 113630 | 112830 | 112390 | 111930 | 111830 | 111030 | 110590 | 110150 | 110040 | 109270 | 108840 | 108400 | 108280 | 107540 | 107100 | 106690 | 106570 | 105830 | 105390 | 104980 | 104880 | 104150 | 103730 | 103730 | 0 | 0
Future Solar - Proxy 11 | 0 | 0 | 0 | 0 | 0 | 0 | 0 | 0 | 0 | 0 | 0 | 0 | 0 | 0 | 0 | 0 | 0 | 0 | 0 | 0 | 0 | 0 | 0 | 0 | 0 | 0 | 0 | 0 | 0 | 0 | 0 | 0
Total Renewable Energy
Solar (MWh) | 139210 | 975870 | 1272300 | 1421840 | 1416000 | 1410230 | 1408300 | 1398670 | 1392950 | 1387250 | 1385390 | 1375890 | 1370240 | 1364620 | 1362830 | 1353490 | 1347990 | 1342430 | 1340660 | 1331480 | 1325960 | 1320560 | 1318820 | 1309830 | 1304440 | 1299100 | 1297360 | 1286060 | 1244700 | 1243650 | 0 | 0
Firm Cogenerators
FirmCog_Orange
Capacity Costs ($000) | 0 | 0 | 0 | 0 | 0 | 0 | 0 | 0 | 0 | 0 | 0 | 0 | 0 | 0 | 0 | 0 | 0 | 0 | 0 | 0 | 0 | 0 | 0 | 0 | 0 | 0 | 0 | 0 | 0 | 0 | 0 | 0
Fuel Cost ($000) | 0 | 0 | 0 | 0 | 0 | 0 | 0 | 0 | 0 | 0 | 0 | 0 | 0 | 0 | 0 | 0 | 0 | 0 | 0 | 0 | 0 | 0 | 0 | 0 | 0 | 0 | 0 | 0 | 0 | 0 | 0 | 0
SO2 Payment ($000) | 0 | 0 | 0 | 0 | 0 | 0 | 0 | 0 | 0 | 0 | 0 | 0 | 0 | 0 | 0 | 0 | 0 | 0 | 0 | 0 | 0 | 0 | 0 | 0 | 0 | 0 | 0 | 0 | 0 | 0 | 0 | 0
Total ($000) | 0 | 0 | 0 | 0 | 0 | 0 | 0 | 0 | 0 | 0 | 0 | 0 | 0 | 0 | 0 | 0 | 0 | 0 | 0 | 0 | 0 | 0 | 0 | 0 | 0 | 0 | 0 | 0 | 0 | 0 | 0 | 0
Fuel Rate ($/MWh) | 0 | 0 | 0 | 0 | 0 | 0 | 0 | 0 | 0 | 0 | 0 | 0 | 0 | 0 | 0 | 0 | 0 | 0 | 0 | 0 | 0 | 0 | 0 | 0 | 0 | 0 | 0 | 0 | 0 | 0 | 0 | 0
Transaction Rate ($/MWh) | 0 | 0 | 0 | 0 | 0 | 0 | 0 | 0 | 0 | 0 | 0 | 0 | 0 | 0 | 0 | 0 | 0 | 0 | 0 | 0 | 0 | 0 | 0 | 0 | 0 | 0 | 0 | 0 | 0 | 0 | 0 | 0
Energy (MWh) | 0 | 0 | 0 | 0 | 0 | 0 | 0 | 0 | 0 | 0 | 0 | 0 | 0 | 0 | 0 | 0 | 0 | 0 | 0 | 0 | 0 | 0 | 0 | 0 | 0 | 0 | 0 | 0 | 0 | 0 | 0 | 0
FirmCog Capacity Cost ($000) | 0 | 0 | 0 | 0 | 0 | 0 | 0 | 0 | 0 | 0 | 0 | 0 | 0 | 0 | 0 | 0 | 0 | 0 | 0 | 0 | 0 | 0 | 0 | 0 | 0 | 0 | 0 | 0 | 0 | 0 | 0 | 0
FirmCog Fuel Cost ($000) | 0 | 0 | 0 | 0 | 0 | 0 | 0 | 0 | 0 | 0 | 0 | 0 | 0 | 0 | 0 | 0 | 0 | 0 | 0 | 0 | 0 | 0 | 0 | 0 | 0 | 0 | 0 | 0 | 0 | 0 | 0 | 0
FirmCog SO2 Payment ($000) | 0 | 0 | 0 | 0 | 0 | 0 | 0 | 0 | 0 | 0 | 0 | 0 | 0 | 0 | 0 | 0 | 0 | 0 | 0 | 0 | 0 | 0 | 0 | 0 | 0 | 0 | 0 | 0 | 0 | 0 | 0 | 0
FirmCog Energy (MWh) | 0 | 0 | 0 | 0 | 0 | 0 | 0 | 0 | 0 | 0 | 0 | 0 | 0 | 0 | 0 | 0 | 0 | 0 | 0 | 0 | 0 | 0 | 0 | 0 | 0 | 0 | 0 | 0 | 0 | 0 | 0 | 0
Purchase Resources
Duke_Osprey
Capacity Costs ($000) | 0 | 0 | 0 | 0 | 0 | 0 | 0 | 0 | 0 | 0 | 0 | 0 | 0 | 0 | 0 | 0 | 0 | 0 | 0 | 0 | 0 | 0 | 0 | 0 | 0 | 0 | 0 | 0 | 0 | 0 | 0 | 0
Fuel Cost ($000) | 0 | 0 | 0 | 0 | 0 | 0 | 0 | 0 | 0 | 0 | 0 | 0 | 0 | 0 | 0 | 0 | 0 | 0 | 0 | 0 | 0 | 0 | 0 | 0 | 0 | 0 | 0 | 0 | 0 | 0 | 0 | 0
VOM ($000) | 0 | 0 | 0 | 0 | 0 | 0 | 0 | 0 | 0 | 0 | 0 | 0 | 0 | 0 | 0 | 0 | 0 | 0 | 0 | 0 | 0 | 0 | 0 | 0 | 0 | 0 | 0 | 0 | 0 | 0 | 0 | 0
Start Charge ($000) | 0 | 0 | 0 | 0 | 0 | 0 | 0 | 0 | 0 | 0 | 0 | 0 | 0 | 0 | 0 | 0 | 0 | 0 | 0 | 0 | 0 | 0 | 0 | 0 | 0 | 0 | 0 | 0 | 0 | 0 | 0 | 0
Total ($000) | 0 | 0 | 0 | 0 | 0 | 0 | 0 | 0 | 0 | 0 | 0 | 0 | 0 | 0 | 0 | 0 | 0 | 0 | 0 | 0 | 0 | 0 | 0 | 0 | 0 | 0 | 0 | 0 | 0 | 0 | 0 | 0
Fuel Rate ($/MWh) | 0 | 0 | 0 | 0 | 0 | 0 | 0 | 0 | 0 | 0 | 0 | 0 | 0 | 0 | 0 | 0 | 0 | 0 | 0 | 0 | 0 | 0 | 0 | 0 | 0 | 0 | 0 | 0 | 0 | 0 | 0 | 0
Transaction Rate ($/MWh) | 0 | 0 | 0 | 0 | 0 | 0 | 0 | 0 | 0 | 0 | 0 | 0 | 0 | 0 | 0 | 0 | 0 | 0 | 0 | 0 | 0 | 0 | 0 | 0 | 0 | 0 | 0 | 0 | 0 | 0 | 0 | 0
Energy (MWh) | 0 | 0 | 0 | 0 | 0 | 0 | 0 | 0 | 0 | 0 | 0 | 0 | 0 | 0 | 0 | 0 | 0 | 0 | 0 | 0 | 0 | 0 | 0 | 0 | 0 | 0 | 0 | 0 | 0 | 0 | 0 | 0
PASCO_Cogen
Capacity Costs ($000) | 10049.79 | 0 | 0 | 0 | 0 | 0 | 0 | 0 | 0 | 0 | 0 | 0 | 0 | 0 | 0 | 0 | 0 | 0 | 0 | 0 | 0 | 0 | 0 | 0 | 0 | 0 | 0 | 0 | 0 | 0 | 0 | 0
Fuel Cost ($000) | 918.64 | 0 | 0 | 0 | 0 | 0 | 0 | 0 | 0 | 0 | 0 | 0 | 0 | 0 | 0 | 0 | 0 | 0 | 0 | 0 | 0 | 0 | 0 | 0 | 0 | 0 | 0 | 0 | 0 | 0 | 0 | 0
VOM ($000) | 112.04 | 0 | 0 | 0 | 0 | 0 | 0 | 0 | 0 | 0 | 0 | 0 | 0 | 0 | 0 | 0 | 0 | 0 | 0 | 0 | 0 | 0 | 0 | 0 | 0 | 0 | 0 | 0 | 0 | 0 | 0 | 0
Start Charge ($000) | 35.24 | 0 | 0 | 0 | 0 | 0 | 0 | 0 | 0 | 0 | 0 | 0 | 0 | 0 | 0 | 0 | 0 | 0 | 0 | 0 | 0 | 0 | 0 | 0 | 0 | 0 | 0 | 0 | 0 | 0 | 0 | 0
Total ($000) | 11115.71 | 0 | 0 | 0 | 0 | 0 | 0 | 0 | 0 | 0 | 0 | 0 | 0 | 0 | 0 | 0 | 0 | 0 | 0 | 0 | 0 | 0 | 0 | 0 | 0 | 0 | 0 | 0 | 0 | 0 | 0 | 0
Fuel Rate ($/MWh) | 36.7309 | 0 | 0 | 0 | 0 | 0 | 0 | 0 | 0 | 0 | 0 | 0 | 0 | 0 | 0 | 0 | 0 | 0 | 0 | 0 | 0 | 0 | 0 | 0 | 0 | 0 | 0 | 0 | 0 | 0 | 0 | 0
Transaction Rate ($/MWh) | 444.4506 | 0 | 0 | 0 | 0 | 0 | 0 | 0 | 0 | 0 | 0 | 0 | 0 | 0 | 0 | 0 | 0 | 0 | 0 | 0 | 0 | 0 | 0 | 0 | 0 | 0 | 0 | 0 | 0 | 0 | 0 | 0
Energy (MWh) | 25010 | 0 | 0 | 0 | 0 | 0 | 0 | 0 | 0 | 0 | 0 | 0 | 0 | 0 | 0 | 0 | 0 | 0 | 0 | 0 | 0 | 0 | 0 | 0 | 0 | 0 | 0 | 0 | 0 | 0 | 0 | 0
Constellation (Exelon)
Capacity Costs ($000) | 0 | 0 | 0 | 0 | 0 | 0 | 0 | 0 | 0 | 0 | 0 | 0 | 0 | 0 | 0 | 0 | 0 | 0 | 0 | 0 | 0 | 0 | 0 | 0 | 0 | 0 | 0 | 0 | 0 | 0 | 0 | 0
Fuel Cost ($000) | 0 | 0 | 0 | 0 | 0 | 0 | 0 | 0 | 0 | 0 | 0 | 0 | 0 | 0 | 0 | 0 | 0 | 0 | 0 | 0 | 0 | 0 | 0 | 0 | 0 | 0 | 0 | 0 | 0 | 0 | 0 | 0
VOM ($000) | 0 | 0 | 0 | 0 | 0 | 0 | 0 | 0 | 0 | 0 | 0 | 0 | 0 | 0 | 0 | 0 | 0 | 0 | 0 | 0 | 0 | 0 | 0 | 0 | 0 | 0 | 0 | 0 | 0 | 0 | 0 | 0
Start Charge ($000) | 0 | 0 | 0 | 0 | 0 | 0 | 0 | 0 | 0 | 0 | 0 | 0 | 0 | 0 | 0 | 0 | 0 | 0 | 0 | 0 | 0 | 0 | 0 | 0 | 0 | 0 | 0 | 0 | 0 | 0 | 0 | 0
Total ($000) | 0 | 0 | 0 | 0 | 0 | 0 | 0 | 0 | 0 | 0 | 0 | 0 | 0 | 0 | 0 | 0 | 0 | 0 | 0 | 0 | 0 | 0 | 0 | 0 | 0 | 0 | 0 | 0 | 0 | 0 | 0 | 0
Fuel Rate ($/MWh) | 0 | 0 | 0 | 0 | 0 | 0 | 0 | 0 | 0 | 0 | 0 | 0 | 0 | 0 | 0 | 0 | 0 | 0 | 0 | 0 | 0 | 0 | 0 | 0 | 0 | 0 | 0 | 0 | 0 | 0 | 0 | 0
Transaction Rate ($/MWh) | 0 | 0 | 0 | 0 | 0 | 0 | 0 | 0 | 0 | 0 | 0 | 0 | 0 | 0 | 0 | 0 | 0 | 0 | 0 | 0 | 0 | 0 | 0 | 0 | 0 | 0 | 0 | 0 | 0 | 0 | 0 | 0
Energy (MWh) | 0 | 0 | 0 | 0 | 0 | 0 | 0 | 0 | 0 | 0 | 0 | 0 | 0 | 0 | 0 | 0 | 0 | 0 | 0 | 0 | 0 | 0 | 0 | 0 | 0 | 0 | 0 | 0 | 0 | 0 | 0 | 0
Calpine_Osprey
Capacity Costs ($000) | 0 | 0 | 0 | 0 | 0 | 0 | 0 | 0 | 0 | 0 | 0 | 0 | 0 | 0 | 0 | 0 | 0 | 0 | 0 | 0 | 0 | 0 | 0 | 0 | 0 | 0 | 0 | 0 | 0 | 0 | 0 | 0
Fuel Cost ($000) | 0 | 0 | 0 | 0 | 0 | 0 | 0 | 0 | 0 | 0 | 0 | 0 | 0 | 0 | 0 | 0 | 0 | 0 | 0 | 0 | 0 | 0 | 0 | 0 | 0 | 0 | 0 | 0 | 0 | 0 | 0 | 0
VOM ($000) | 0 | 0 | 0 | 0 | 0 | 0 | 0 | 0 | 0 | 0 | 0 | 0 | 0 | 0 | 0 | 0 | 0 | 0 | 0 | 0 | 0 | 0 | 0 | 0 | 0 | 0 | 0 | 0 | 0 | 0 | 0 | 0
Start Charge ($000) | 0 | 0 | 0 | 0 | 0 | 0 | 0 | 0 | 0 | 0 | 0 | 0 | 0 | 0 | 0 | 0 | 0 | 0 | 0 | 0 | 0 | 0 | 0 | 0 | 0 | 0 | 0 | 0 | 0 | 0 | 0 | 0
Total ($000) | 0 | 0 | 0 | 0 | 0 | 0 | 0 | 0 | 0 | 0 | 0 | 0 | 0 | 0 | 0 | 0 | 0 | 0 | 0 | 0 | 0 | 0 | 0 | 0 | 0 | 0 | 0 | 0 | 0 | 0 | 0 | 0
Fuel Rate ($/MWh) | 0 | 0 | 0 | 0 | 0 | 0 | 0 | 0 | 0 | 0 | 0 | 0 | 0 | 0 | 0 | 0 | 0 | 0 | 0 | 0 | 0 | 0 | 0 | 0 | 0 | 0 | 0 | 0 | 0 | 0 | 0 | 0
Transaction Rate ($/MWh) | 0 | 0 | 0 | 0 | 0 | 0 | 0 | 0 | 0 | 0 | 0 | 0 | 0 | 0 | 0 | 0 | 0 | 0 | 0 | 0 | 0 | 0 | 0 | 0 | 0 | 0 | 0 | 0 | 0 | 0 | 0 | 0
Energy (MWh) | 0 | 0 | 0 | 0 | 0 | 0 | 0 | 0 | 0 | 0 | 0 | 0 | 0 | 0 | 0 | 0 | 0 | 0 | 0 | 0 | 0 | 0 | 0 | 0 | 0 | 0 | 0 | 0 | 0 | 0 | 0 | 0
FPL_System_Lambda
Capacity Costs ($000) | 0 | 0 | 0 | 0 | 0 | 0 | 0 | 0 | 0 | 0 | 0 | 0 | 0 | 0 | 0 | 0 | 0 | 0 | 0 | 0 | 0 | 0 | 0 | 0 | 0 | 0 | 0 | 0 | 0 | 0 | 0 | 0
Fuel Cost ($000) | 0 | 0 | 0 | 0 | 0 | 0 | 0 | 0 | 0 | 0 | 0 | 0 | 0 | 0 | 0 | 0 | 0 | 0 | 0 | 0 | 0 | 0 | 0 | 0 | 0 | 0 | 0 | 0 | 0 | 0 | 0 | 0
VOM ($000) | 0 | 0 | 0 | 0 | 0 | 0 | 0 | 0 | 0 | 0 | 0 | 0 | 0 | 0 | 0 | 0 | 0 | 0 | 0 | 0 | 0 | 0 | 0 | 0 | 0 | 0 | 0 | 0 | 0 | 0 | 0 | 0
Start Charge ($000) | 0 | 0 | 0 | 0 | 0 | 0 | 0 | 0 | 0 | 0 | 0 | 0 | 0 | 0 | 0 | 0 | 0 | 0 | 0 | 0 | 0 | 0 | 0 | 0 | 0 | 0 | 0 | 0 | 0 | 0 | 0 | 0
Total ($000) | 0 | 0 | 0 | 0 | 0 | 0 | 0 | 0 | 0 | 0 | 0 | 0 | 0 | 0 | 0 | 0 | 0 | 0 | 0 | 0 | 0 | 0 | 0 | 0 | 0 | 0 | 0 | 0 | 0 | 0 | 0 | 0
Fuel Rate ($/MWh) | 0 | 0 | 0 | 0 | 0 | 0 | 0 | 0 | 0 | 0 | 0 | 0 | 0 | 0 | 0 | 0 | 0 | 0 | 0 | 0 | 0 | 0 | 0 | 0 | 0 | 0 | 0 | 0 | 0 | 0 | 0 | 0
Transaction Rate ($/MWh) | 0 | 0 | 0 | 0 | 0 | 0 | 0 | 0 | 0 | 0 | 0 | 0 | 0 | 0 | 0 | 0 | 0 | 0 | 0 | 0 | 0 | 0 | 0 | 0 | 0 | 0 | 0 | 0 | 0 | 0 | 0 | 0
Energy (MWh) | 0 | 0 | 0 | 0 | 0 | 0 | 0 | 0 | 0 | 0 | 0 | 0 | 0 | 0 | 0 | 0 | 0 | 0 | 0 | 0 | 0 | 0 | 0 | 0 | 0 | 0 | 0 | 0 | 0 | 0 | 0 | 0
Duke_System
Capacity Costs ($000) | 0 | 0 | 0 | 0 | 0 | 0 | 0 | 0 | 0 | 0 | 0 | 0 | 0 | 0 | 0 | 0 | 0 | 0 | 0 | 0 | 0 | 0 | 0 | 0 | 0 | 0 | 0 | 0 | 0 | 0 | 0 | 0
Fuel Cost ($000) | 0 | 0 | 0 | 0 | 0 | 0 | 0 | 0 | 0 | 0 | 0 | 0 | 0 | 0 | 0 | 0 | 0 | 0 | 0 | 0 | 0 | 0 | 0 | 0 | 0 | 0 | 0 | 0 | 0 | 0 | 0 | 0
VOM ($000) | 0 | 0 | 0 | 0 | 0 | 0 | 0 | 0 | 0 | 0 | 0 | 0 | 0 | 0 | 0 | 0 | 0 | 0 | 0 | 0 | 0 | 0 | 0 | 0 | 0 | 0 | 0 | 0 | 0 | 0 | 0 | 0
Start Charge ($000) | 0 | 0 | 0 | 0 | 0 | 0 | 0 | 0 | 0 | 0 | 0 | 0 | 0 | 0 | 0 | 0 | 0 | 0 | 0 | 0 | 0 | 0 | 0 | 0 | 0 | 0 | 0 | 0 | 0 | 0 | 0 | 0
Total ($000) | 0 | 0 | 0 | 0 | 0 | 0 | 0 | 0 | 0 | 0 | 0 | 0 | 0 | 0 | 0 | 0 | 0 | 0 | 0 | 0 | 0 | 0 | 0 | 0 | 0 | 0 | 0 | 0 | 0 | 0 | 0 | 0
Fuel Rate ($/MWh) | 0 | 0 | 0 | 0 | 0 | 0 | 0 | 0 | 0 | 0 | 0 | 0 | 0 | 0 | 0 | 0 | 0 | 0 | 0 | 0 | 0 | 0 | 0 | 0 | 0 | 0 | 0 | 0 | 0 | 0 | 0 | 0
Transaction Rate ($/MWh) | 0 | 0 | 0 | 0 | 0 | 0 | 0 | 0 | 0 | 0 | 0 | 0 | 0 | 0 | 0 | 0 | 0 | 0 | 0 | 0 | 0 | 0 | 0 | 0 | 0 | 0 | 0 | 0 | 0 | 0 | 0 | 0
Energy (MWh) | 0 | 0 | 0 | 0 | 0 | 0 | 0 | 0 | 0 | 0 | 0 | 0 | 0 | 0 | 0 | 0 | 0 | 0 | 0 | 0 | 0 | 0 | 0 | 0 | 0 | 0 | 0 | 0 | 0 | 0 | 0 | 0
*Start Charge does not include start fuel*
PPA_Proxy1
Capacity Costs ($000) | 0 | 0 | 0 | 0 | 0 | 0 | 0 | 0 | 0 | 0 | 0 | 0 | 0 | 0 | 0 | 0 | 0 | 0 | 0 | 0 | 0 | 0 | 0 | 0 | 0 | 0 | 0 | 0 | 0 | 0 | 0 | 0
Fuel Cost ($000) | 0 | 0 | 0 | 0 | 0 | 0 | 0 | 0 | 0 | 0 | 0 | 0 | 0 | 0 | 0 | 0 | 0 | 0 | 0 | 0 | 0 | 0 | 0 | 0 | 0 | 0 | 0 | 0 | 0 | 0 | 0 | 0
VOM ($000) | 0 | 0 | 0 | 0 | 0 | 0 | 0 | 0 | 0 | 0 | 0 | 0 | 0 | 0 | 0 | 0 | 0 | 0 | 0 | 0 | 0 | 0 | 0 | 0 | 0 | 0 | 0 | 0 | 0 | 0 | 0 | 0
Start Charge ($000) | 0 | 0 | 0 | 0 | 0 | 0 | 0 | 0 | 0 | 0 | 0 | 0 | 0 | 0 | 0 | 0 | 0 | 0 | 0 | 0 | 0 | 0 | 0 | 0 | 0 | 0 | 0 | 0 | 0 | 0 | 0 | 0
Total ($000) | 10304 | 0 | 0 | 0 | 0 | 0 | 0 | 0 | 0 | 0 | 0 | 0 | 0 | 0 | 0 | 0 | 0 | 0 | 0 | 0 | 0 | 0 | 0 | 0 | 0 | 0 | 0 | 0 | 0 | 0 | 0 | 0
Fuel Rate ($/MWh) | 0 | 0 | 0 | 0 | 0 | 0 | 0 | 0 | 0 | 0 | 0 | 0 | 0 | 0 | 0 | 0 | 0 | 0 | 0 | 0 | 0 | 0 | 0 | 0 | 0 | 0 | 0 | 0 | 0 | 0 | 0 | 0
Transaction Rate ($/MWh) | 35 | 0 | 0 | 0 | 0 | 0 | 0 | 0 | 0 | 0 | 0 | 0 | 0 | 0 | 0 | 0 | 0 | 0 | 0 | 0 | 0 | 0 | 0 | 0 | 0 | 0 | 0 | 0 | 0 | 0 | 0 | 0
Energy (MWh) | 294400 | 0 | 0 | 0 | 0 | 0 | 0 | 0 | 0 | 0 | 0 | 0 | 0 | 0 | 0 | 0 | 0 | 0 | 0 | 0 | 0 | 0 | 0 | 0 | 0 | 0 | 0 | 0 | 0 | 0 | 0 | 0
PPA_Proxy2
Capacity Costs ($000) | 0 | 0 | 0 | 0 | 1411.72 | 0 | 0 | 0 | 0 | 0 | 0 | 0 | 0 | 0 | 0 | 0 | 0 | 0 | 0 | 0 | 0 | 0 | 0 | 0 | 0 | 0 | 0 | 0 | 0 | 0 | 0 | 0
Fuel Cost ($000) | 0 | 0 | 0 | 0 | 0 | 0 | 0 | 0 | 0 | 0 | 0 | 0 | 0 | 0 | 0 | 0 | 0 | 0 | 0 | 0 | 0 | 0 | 0 | 0 | 0 | 0 | 0 | 0 | 0 | 0 | 0 | 0
VOM ($000) | 0 | 0 | 0 | 0 | 0 | 0 | 0 | 0 | 0 | 0 | 0 | 0 | 0 | 0 | 0 | 0 | 0 | 0 | 0 | 0 | 0 | 0 | 0 | 0 | 0 | 0 | 0 | 0 | 0 | 0 | 0 | 0
Start Charge ($000) | 0 | 0 | 0 | 0 | 0 | 0 | 0 | 0 | 0 | 0 | 0 | 0 | 0 | 0 | 0 | 0 | 0 | 0 | 0 | 0 | 0 | 0 | 0 | 0 | 0 | 0 | 0 | 0 | 0 | 0 | 0 | 0
Total ($000) | 0 | 0 | 0 | 0 | 1411.72 | 0 | 0 | 0 | 0 | 0 | 0 | 0 | 0 | 0 | 0 | 0 | 0 | 0 | 0 | 0 | 0 | 0 | 0 | 0 | 0 | 0 | 0 | 0 | 0 | 0 | 0 | 0
Fuel Rate ($/MWh) | 0 | 0 | 0 | 0 | 0 | 0 | 0 | 0 | 0 | 0 | 0 | 0 | 0 | 0 | 0 | 0 | 0 | 0 | 0 | 0 | 0 | 0 | 0 | 0 | 0 | 0 | 0 | 0 | 0 | 0 | 0 | 0
Transaction Rate ($/MWh) | 0 | 0 | 0 | 0 | 0 | 0 | 0 | 0 | 0 | 0 | 0 | 0 | 0 | 0 | 0 | 0 | 0 | 0 | 0 | 0 | 0 | 0 | 0 | 0 | 0 | 0 | 0 | 0 | 0 | 0 | 0 | 0
Energy (MWh) | 0 | 0 | 0 | 0 | 0 | 0 | 0 | 0 | 0 | 0 | 0 | 0 | 0 | 0 | 0 | 0 | 0 | 0 | 0 | 0 | 0 | 0 | 0 | 0 | 0 | 0 | 0 | 0 | 0 | 0 | 0 | 0
PPA_Proxy3
Capacity Costs ($000) | 0 | 0 | 0 | 0 | 0 | 0 | 0 | 0 | 0 | 0 | 0 | 0 | 0 | 0 | 0 | 0 | 0 | 0 | 0 | 0 | 0 | 0 | 0 | 0 | 0 | 0 | 0 | 0 | 0 | 0 | 0 | 0
Fuel Cost ($000) | 0 | 0 | 0 | 0 | 0 | 0 | 0 | 0 | 0 | 0 | 0 | 0 | 0 | 0 | 0 | 0 | 0 | 0 | 0 | 0 | 0 | 0 | 0 | 0 | 0 | 0 | 0 | 0 | 0 | 0 | 0 | 0
VOM ($000) | 0 | 0 | 0 | 0 | 0 | 0 | 0 | 0 | 0 | 0 | 0 | 0 | 0 | 0 | 0 | 0 | 0 | 0 | 0 | 0 | 0 | 0 | 0 | 0 | 0 | 0 | 0 | 0 | 0 | 0 | 0 | 0
Start Charge ($000) | 0 | 0 | 0 | 0 | 0 | 0 | 0 | 0 | 0 | 0 | 0 | 0 | 0 | 0 | 0 | 0 | 0 | 0 | 0 | 0 | 0 | 0 | 0 | 0 | 0 | 0 | 0 | 0 | 0 | 0 | 0 | 0
Total ($000) | 5196 | 0 | 0 | 0 | 0 | 0 | 0 | 0 | 0 | 0 | 0 | 0 | 0 | 0 | 0 | 0 | 0 | 0 | 0 | 0 | 0 | 0 | 0 | 0 | 0 | 0 | 0 | 0 | 0 | 0 | 0 | 0
Fuel Rate ($/MWh) | 0 | 0 | 0 | 0 | 0 | 0 | 0 | 0 | 0 | 0 | 0 | 0 | 0 | 0 | 0 | 0 | 0 | 0 | 0 | 0 | 0 | 0 | 0 | 0 | 0 | 0 | 0 | 0 | 0 | 0 | 0 | 0
Transaction Rate ($/MWh) | 35.2989 | 0 | 0 | 0 | 0 | 0 | 0 | 0 | 0 | 0 | 0 | 0 | 0 | 0 | 0 | 0 | 0 | 0 | 0 | 0 | 0 | 0 | 0 | 0 | 0 | 0 | 0 | 0 | 0 | 0 | 0 | 0
Energy (MWh) | 147200 | 0 | 0 | 0 | 0 | 0 | 0 | 0 | 0 | 0 | 0 | 0 | 0 | 0 | 0 | 0 | 0 | 0 | 0 | 0 | 0 | 0 | 0 | 0 | 0 | 0 | 0 | 0 | 0 | 0 | 0 | 0
PPA_Proxy4
Capacity Costs ($000) | 0 | 0 | 0 | 0 | 0 | 0 | 0 | 0 | 0 | 0 | 0 | 0 | 0 | 0 | 0 | 0 | 0 | 0 | 0 | 0 | 0 | 0 | 0 | 0 | 0 | 0 | 0 | 0 | 0 | 0 | 0 | 0
Fuel Cost ($000) | 8036.35 | 0 | 0 | 0 | 0 | 0 | 0 | 0 | 0 | 0 | 0 | 0 | 0 | 0 | 0 | 0 | 0 | 0 | 0 | 0 | 0 | 0 | 0 | 0 | 0 | 0 | 0 | 0 | 0 | 0 | 0 | 0
VOM ($000) | 0 | 0 | 0 | 0 | 0 | 0 | 0 | 0 | 0 | 0 | 0 | 0 | 0 | 0 | 0 | 0 | 0 | 0 | 0 | 0 | 0 | 0 | 0 | 0 | 0 | 0 | 0 | 0 | 0 | 0 | 0 | 0
Start Charge ($000) | 0 | 0 | 0 | 0 | 0 | 0 | 0 | 0 | 0 | 0 | 0 | 0 | 0 | 0 | 0 | 0 | 0 | 0 | 0 | 0 | 0 | 0 | 0 | 0 | 0 | 0 | 0 | 0 | 0 | 0 | 0 | 0
Total ($000) | 8036.35 | 0 | 0 | 0 | 0 | 0 | 0 | 0 | 0 | 0 | 0 | 0 | 0 | 0 | 0 | 0 | 0 | 0 | 0 | 0 | 0 | 0 | 0 | 0 | 0 | 0 | 0 | 0 | 0 | 0 | 0 | 0
Fuel Rate ($/MWh) | 37.518 | 0 | 0 | 0 | 0 | 0 | 0 | 0 | 0 | 0 | 0 | 0 | 0 | 0 | 0 | 0 | 0 | 0 | 0 | 0 | 0 | 0 | 0 | 0 | 0 | 0 | 0 | 0 | 0 | 0 | 0 | 0
Transaction Rate ($/MWh) | 37.518 | 0 | 0 | 0 | 0 | 0 | 0 | 0 | 0 | 0 | 0 | 0 | 0 | 0 | 0 | 0 | 0 | 0 | 0 | 0 | 0 | 0 | 0 | 0 | 0 | 0 | 0 | 0 | 0 | 0 | 0 | 0
Energy (MWh) | 214200 | 0 | 0 | 0 | 0 | 0 | 0 | 0 | 0 | 0 | 0 | 0 | 0 | 0 | 0 | 0 | 0 | 0 | 0 | 0 | 0 | 0 | 0 | 0 | 0 | 0 | 0 | 0 | 0 | 0 | 0 | 0
PPA Purch Capacity ($000) | 10049.79 | 0 | 0 | 0 | 1411.72 | 0 | 0 | 0 | 0 | 0 | 0 | 0 | 0 | 0 | 0 | 0 | 0 | 0 | 0 | 0 | 0 | 0 | 0 | 0 | 0 | 0 | 0 | 0 | 0 | 0 | 0 | 0
PPA Purch Fuel ($000) | 8954.99 | 0 | 0 | 0 | 0 | 0 | 0 | 0 | 0 | 0 | 0 | 0 | 0 | 0 | 0 | 0 | 0 | 0 | 0 | 0 | 0 | 0 | 0 | 0 | 0 | 0 | 0 | 0 | 0 | 0 | 0 | 0
PPA Purch O&M ($000) | 112.04 | 0 | 0 | 0 | 0 | 0 | 0 | 0 | 0 | 0 | 0 | 0 | 0 | 0 | 0 | 0 | 0 | 0 | 0 | 0 | 0 | 0 | 0 | 0 | 0 | 0 | 0 | 0 | 0 | 0 | 0 | 0
PPA Purch Starts ($000) | 35.24 | 0 | 0 | 0 | 0 | 0 | 0 | 0 | 0 | 0 | 0 | 0 | 0 | 0 | 0 | 0 | 0 | 0 | 0 | 0 | 0 | 0 | 0 | 0 | 0 | 0 | 0 | 0 | 0 | 0 | 0 | 0
PPA Purch Energy (MWh) | 680810 | 0 | 0 | 0 | 0 | 0 | 0 | 0 | 0 | 0 | 0 | 0 | 0 | 0 | 0 | 0 | 0 | 0 | 0 | 0 | 0 | 0 | 0 | 0 | 0 | 0 | 0 | 0 | 0 | 0 | 0 | 0
PPA Purch Rate ($/MWh) | 14.9261 | 0 | 0 | 0 | 0 | 0 | 0 | 0 | 0 | 0 | 0 | 0 | 0 | 0 | 0 | 0 | 0 | 0 | 0 | 0 | 0 | 0 | 0 | 0 | 0 | 0 | 0 | 0 | 0 | 0 | 0 | 0
System Summary
Cost* ($000) | 698211.27 | 697060.96 | 738926.88 | 803348.21 | 848995.82 | 865957.15 | 923070.89 | 975250.24 | 1011075.74 | 1074446.93 | 1181300.51 | 1260260.19 | 1380339.31 | 1430725.19 | 1544407.27 | 1595623.03 | 1738304.87 | 1822364.41 | 1891732.57 | 1997419.1 | 2048536.69 | 2141453.88 | 2131039.28 | 2287724.31 | 2426636.42 | 2527443.24 | 2506628.32 | 2559366.17 | 2643049.5 | 2637823.03 | 0 | 0
Energy (MWh) | 20497950 | 20666820 | 20895160 | 21141160 | 21323930 | 21597400 | 21858390 | 22104780 | 22301610 | 22604240 | 22916530 | 23234160 | 23511470 | 23799450 | 24074100 | 24373900 | 24652830 | 24961740 | 25259520 | 25260600 | 25239670 | 25252600 | 25259650 | 25255670 | 25242310 | 25258240 | 25265300 | 25265140 | 25263090 | 25265840 | 0 | 0
Charge (c/KWh) | 3.4062 | 3.3729 | 3.5364 | 3.7999 | 3.9814 | 4.0095 | 4.223 | 4.4119 | 4.5336 | 4.7533 | 5.1548 | 5.4242 | 5.8709 | 6.0116 | 6.4152 | 6.5464 | 7.0511 | 7.3006 | 7.4892 | 7.9073 | 8.1163 | 8.4801 | 8.4365 | 9.0583 | 9.6134 | 10.0064 | 9.9212 | 10.13 | 10.4621 | 10.4403 | 0 | 0
Recoverable Capacity Costs ($000)
Purchases | 10049.79 | 0 | 0 | 0 | 1411.72 | 0 | 0 | 0 | 0 | 0 | 0 | 0 | 0 | 0 | 0 | 0 | 0 | 0 | 0 | 0 | 0 | 0 | 0 | 0 | 0 | 0 | 0 | 0 | 0 | 0 | 0 | 0
Sales | 0 | 0 | 0 | 0 | 0 | 0 | 0 | 0 | 0 | 0 | 0 | 0 | 0 | 0 | 0 | 0 | 0 | 0 | 0 | 0 | 0 | 0 | 0 | 0 | 0 | 0 | 0 | 0 | 0 | 0 | 0 | 0
Total | 10049.79 | 0 | 0 | 0 | 1411.72 | 0 | 0 | 0 | 0 | 0 | 0 | 0 | 0 | 0 | 0 | 0 | 0 | 0 | 0 | 0 | 0 | 0 | 0 | 0 | 0 | 0 | 0 | 0 | 0 | 0 | 0 | 0
TEC System Fuel ($000) | 558592.06 | 581451.66 | 622022.69 | 677422.51 | 715865.41 | 732522.23 | 786245.92 | 835085.77 | 873780.09 | 935552.48 | 1039022.49 | 1114969.19 | 1230599.06 | 1281195.72 | 1389744.73 | 1440028.24 | 1576228.23 | 1658781.95 | 1725199.92 | 1823418.26 | 1872048.96 | 1960994.69 | 1954415.49 | 2103405.24 | 2237067.81 | 2303611.85 | 2287342.8 | 2340204.37 | 2421994.68 | 2417314.18 | 0 | 0
Fuel Adder ($000) | 100791.44 | 100735.34 | 100769.34 | 108920.84 | 114696.59 | 114696.59 | 114768.84 | 114696.59 | 114696.59 | 114696.59 | 114768.84 | 114696.59 | 114696.59 | 114696.59 | 114768.84 | 114696.59 | 114696.59 | 114696.59 | 114768.84 | 114696.59 | 114696.59 | 114696.59 | 114768.84 | 114696.59 | 114696.59 | 152931.22 | 153110.84 | 152931.2 | 152931.2 | 152931.22 | 0 | 0
Purch Recov Fuel ($000) | 23180.44 | 14873.93 | 16134.87 | 17004.75 | 18433.89 | 18738.34 | 22055.96 | 25467.77 | 22598.94 | 24198.12 | 27509.29 | 30594.54 | 35043.79 | 34832.34 | 39894.01 | 40898.03 | 47379.72 | 48886.16 | 51763.07 | 59303.94 | 61791.21 | 65762.87 | 61854.83 | 69622.37 | 74872.28 | 70899.16 | 66174.46 | 66231.61 | 68122.84 | 67576.85 | 0 | 0
Purch Recov O&M ($000) | 112.04 | 0 | 0 | 0 | 0 | 0 | 0 | 0 | 0 | 0 | 0 | 0 | 0 | 0 | 0 | 0 | 0 | 0 | 0 | 0 | 0 | 0 | 0 | 0 | 0 | 0 | 0 | 0 | 0 | 0 | 0 | 0
Purch Recov Starts ($000) | 35.24 | 0 | 0 | 0 | 0 | 0 | 0 | 0 | 0 | 0 | 0 | 0 | 0 | 0 | 0 | 0 | 0 | 0 | 0 | 0 | 0 | 0 | 0 | 0 | 0 | 0 | 0 | 0 | 0 | 0 | 0 | 0
Sales Fuel ($000) | 0 | 0 | 0 | 0 | 0 | 0 | 0 | 0 | 0 | 0 | 0 | 0 | 0 | 0 | 0 | 0 | 0 | 0 | 0 | 0 | 0 | 0 | 0 | 0 | 0 | 0 | 0 | 0 | 0 | 0 | 0 | 0
Econ Profit ($000) | 0 | 0 | 0 | 0 | 0 | 0 | 0 | 0 | 0 | 0 | 0 | 0 | 0 | 0 | 0 | 0 | 0 | 0 | 0 | 0 | 0 | 0 | 0 | 0 | 0 | 0 | 0 | 0 | 0 | 0 | 0 | 0
Threshold Margin ($000) | 0 | 0 | 0 | 0 | 0 | 0 | 0 | 0 | 0 | 0 | 0 | 0 | 0 | 0 | 0 | 0 | 0 | 0 | 0 | 0 | 0 | 0 | 0 | 0 | 0 | 0 | 0 | 0 | 0 | 0 | 0 | 0
Calculated Cost* | 682711.22 | 697060.93 | 738926.9 | 803348.1 | 848995.89 | 865957.16 | 923070.72 | 975250.13 | 1011075.62 | 1074447.19 | 1181300.62 | 1260260.32 | 1380339.44 | 1430724.65 | 1544407.58 | 1595622.86 | 1738304.54 | 1822364.7 | 1891731.83 | 1997418.79 | 2048536.76 | 2141454.15 | 2131039.16 | 2287724.2 | 2426636.68 | 2527442.23 | 2506628.1 | 2559367.18 | 2643048.72 | 2637822.25 | 0 | 0
Delta | 15500.05 | 0.03 | -0.02 | 0.11 | -0.07 | -0.01 | 0.17 | 0.11 | 0.12 | -0.26 | -0.11 | -0.13 | -0.13 | 0.54 | -0.31 | 0.17 | 0.33 | -0.29 | 0.74 | 0.31 | -0.07 | -0.27 | 0.12 | 0.11 | -0.26 | 1.01 | 0.22 | -1.01 | 0.78 | 0.78 | 0 | 0
Unit Generation
Big Bend MWh | 7455960 | 6973040 | 7869280 | 5939770 | 5122240 | 5019750 | 4689410 | 4656150 | 5045040 | 5044300 | 5041230 | 4364340 | 4297020 | 4654430 | 4780420 | 4723950 | 4266990 | 4252410 | 4738910 | 4703860 | 4612780 | 4222230 | 4701750 | 3196100 | 2396780 | 2280460 | 1996420 | 2352520 | 2350540 | 2355740 | 0 | 0
Bayside CC MWh | 4791690 | 4897940 | 4595320 | 5669760 | 5978590 | 2472310 | 2657220 | 2885650 | 2797660 | 3071740 | 3111580 | 3223580 | 3419390 | 3380110 | 3289300 | 3738130 | 3669860 | 3807750 | 3732710 | 4121250 | 4068710 | 4555870 | 4288760 | 4631510 | 4746200 | 3273430 | 0 | 0 | 0 | 0 | 0 | 0
Aero CTs MWh | 12380 | 15440 | 12920 | 3330 | 6200 | 1580 | 40560 | 56260 | 9100 | 19220 | 30390 | 58500 | 73540 | 51840 | 73590 | 78520 | 108350 | 105980 | 126680 | 157760 | 173380 | 207550 | 160300 | 214090 | 243380 | 160300 | 141090 | 114850 | 117540 | 109840 | 0 | 0
Polk 1 MWh | 1428690 | 1641510 | 1632720 | 1569400 | 1782150 | 1577410 | 1505400 | 1712750 | 1631800 | 1585070 | 1517500 | 1691900 | 1729140 | 1631220 | 1741690 | 1792380 | 1696960 | 1805270 | 1194930 | 0 | 0 | 0 | 0 | 0 | 0 | 0 | 0 | 0 | 0 | 0 | 0 | 0
Polk CTs MWh | 30940 | 8620 | 3610 | 0 | 1830 | 0 | 5250 | 20590 | 360 | 14670 | 6440 | 900 | 8260 | 2520 | 1060 | 44250 | 8400 | 1110 | 11310 | 7800 | 23260 | 114170 | 12050 | 11980 | 21300 | 21540 | 4180 | 81730 | 10480 | 2370 | 0 | 0
Polk CC w/ DF MWh | 5458280 | 5654400 | 5009010 | 5963870 | 6364820 | 3301850 | 3588410 | 3456860 | 3518070 | 3487080 | 3791210 | 4195100 | 4282380 | 4366530 | 4407960 | 4141770 | 4836240 | 4879440 | 5227000 | 5711560 | 5661640 | 5373400 | 5581840 | 6073650 | 6347790 | 5738650 | 2937880 | 2657470 | 2790510 | 2836180 | 0 | 0
Solar MWh | 139210 | 975870 | 1272300 | 1421840 | 1416000 | 1410230 | 1408300 | 1398670 | 1392950 | 1387250 | 1385390 | 1375890 | 1370240 | 1364620 | 1362830 | 1353490 | 1347990 | 1342430 | 1340660 | 1331480 | 1325960 | 1320560 | 1318820 | 1309830 | 1304440 | 1299100 | 1297360 | 1286060 | 1244700 | 1243650 | 0 | 0
City of Tampa (MWh) | 0 | 0 | 0 | 0 | 0 | 0 | 0 | 0 | 0 | 0 | 0 | 0 | 0 | 0 | 0 | 0 | 0 | 0 | 0 | 0 | 0 | 0 | 0 | 0 | 0 | 0 | 0 | 0 | 0 | 0 | 0 | 0
Future Aero CTs (MWh) | 0 | 0 | 0 | 0 | 0 | 0 | 0 | 0 | 0 | 0 | 0 | 0 | 0 | 0 | 0 | 0 | 0 | 0 | 0 | 0 | 0 | 0 | 0 | 0 | 0 | 0 | 27160 | 23240 | 22130 | 19800 | 0 | 0
Future 7FA CTs (MWh) | 0 | 0 | 0 | 73190 | 152090 | 800 | 32060 | 42180 | 11290 | 20330 | 47220 | 115160 | 142970 | 111150 | 219840 | 244120 | 347440 | 349470 | 471370 | 696930 | 830290 | 878910 | 648030 | 907770 | 1015490 | 923230 | 535960 | 399010 | 412340 | 366580 | 0 | 0
Future CCs (MWh) | 0 | 0 | 0 | 0 | 0 | 7313470 | 7431780 | 7375670 | 7395350 | 7474580 | 7485580 | 7708790 | 7688530 | 7737040 | 7697390 | 7757260 | 7870600 | 7917920 | 7915940 | 8029960 | 8043610 | 8079880 | 8048060 | 8410700 | 8666920 | 11061520 | 17825210 | 17850270 | 17814850 | 17831660 | 0 | 0
Net Generation (MWh) | 19317150 | 20166820 | 20395160 | 20641160 | 20823920 | 21097400 | 21358390 | 21604780 | 21801620 | 22104240 | 22416540 | 22734160 | 23011470 | 23299460 | 23574080 | 23873870 | 24152830 | 24461780 | 24759510 | 24760600 | 24739630 | 24752570 | 24759610 | 24755630 | 24742300 | 24758230 | 24765260 | 24765150 | 24763090 | 24765820 | 0 | 0
Net Sales (MWh) | 0 | 0 | 0 | 0 | 0 | 0 | 0 | 0 | 0 | 0 | 0 | 0 | 0 | 0 | 0 | 0 | 0 | 0 | 0 | 0 | 0 | 0 | 0 | 0 | 0 | 0 | 0 | 0 | 0 | 0 | 0 | 0
Net Economy/Emerg Purch (MWh) | 500440 | 508520 | 509080 | 500090 | 500410 | 500000 | 525100 | 559730 | 500980 | 503400 | 511200 | 511580 | 522320 | 510300 | 516770 | 503920 | 515120 | 502270 | 506490 | 505320 | 526500 | 513410 | 506620 | 510310 | 523650 | 507680 | 500800 | 500840 | 502880 | 500130 | 0 | 0
Net As-Avail Cogen (MWh) | 0 | 0 | 0 | 0 | 0 | 0 | 0 | 0 | 0 | 0 | 0 | 0 | 0 | 0 | 0 | 0 | 0 | 0 | 0 | 0 | 0 | 0 | 0 | 0 | 0 | 0 | 0 | 0 | 0 | 0 | 0 | 0
Net Firm Cogen (MWh) | 0 | 0 | 0 | 0 | 0 | 0 | 0 | 0 | 0 | 0 | 0 | 0 | 0 | 0 | 0 | 0 | 0 | 0 | 0 | 0 | 0 | 0 | 0 | 0 | 0 | 0 | 0 | 0 | 0 | 0 | 0 | 0
Net PPAs (MWh) | 25010 | 0 | 0 | 0 | 0 | 0 | 0 | 0 | 0 | 0 | 0 | 0 | 0 | 0 | 0 | 0 | 0 | 0 | 0 | 0 | 0 | 0 | 0 | 0 | 0 | 0 | 0 | 0 | 0 | 0 | 0 | 0
Net Proxy PPA / Units (MWh) | 655800 | 0 | 0 | 0 | 0 | 0 | 0 | 0 | 0 | 0 | 0 | 0 | 0 | 0 | 0 | 0 | 0 | 0 | 0 | 0 | 0 | 0 | 0 | 0 | 0 | 0 | 0 | 0 | 0 | 0 | 0 | 0
Dump Energy (MWh) | 0 | 0 | -20 | 0 | 0 | 0 | 0 | 0 | 0 | 0 | 0 | 0 | 0 | 0 | 0 | 0 | 0 | -80 | 0 | 0 | -220 | 0 | -210 | 0 | 0 | 0 | 0 | 0 | 0 | 0 | 0 | 0
Net Energy For Load (MWh) | 20498400 | 20675340 | 20904220 | 21141250 | 21324330 | 21597400 | 21883490 | 22164510 | 22302600 | 22607640 | 22927740 | 23245740 | 23533790 | 23809760 | 24090850 | 24377790 | 24667950 | 24963970 | 25266000 | 25265920 | 25265910 | 25265980 | 25266020 | 25265940 | 25265950 | 25265910 | 25266060 | 25265990 | 25265970 | 25265950 | 0 | 0
Retail Load (MWh) | 20498390 | 20675310 | 20904210 | 21141240 | 21324340 | 21597400 | 21883480 | 22164510 | 22302570 | 22607610 | 22927730 | 23245710 | 23533770 | 23809760 | 24090880 | 24377820 | 24667930 | 24963940 | 25266000 | 25265930 | 25265970 | 25265990 | 25266030 | 25265980 | 25265950 | 25265930 | 25266050 | 25266010 | 25265980 | 25265980 | 0 | 0
PRSale_RCID (MWh) | 0 | 0 | 0 | 0 | 0 | 0 | 0 | 0 | 0 | 0 | 0 | 0 | 0 | 0 | 0 | 0 | 0 | 0 | 0 | 0 | 0 | 0 | 0 | 0 | 0 | 0 | 0 | 0 | 0 | 0 | 0 | 0
SP_16014 Sale to SEC | 0 | 0 | 0 | 0 | 0 | 0 | 0 | 0 | 0 | 0 | 0 | 0 | 0 | 0 | 0 | 0 | 0 | 0 | 0 | 0 | 0 | 0 | 0 | 0 | 0 | 0 | 0 | 0 | 0 | 0 | 0 | 0
PRSale_StCloud (MWh) | 0 | 0 | 0 | 0 | 0 | 0 | 0 | 0 | 0 | 0 | 0 | 0 | 0 | 0 | 0 | 0 | 0 | 0 | 0 | 0 | 0 | 0 | 0 | 0 | 0 | 0 | 0 | 0 | 0 | 0 | 0 | 0
PRSale_Wauchula (MWh) | 0 | 0 | 0 | 0 | 0 | 0 | 0 | 0 | 0 | 0 | 0 | 0 | 0 | 0 | 0 | 0 | 0 | 0 | 0 | 0 | 0 | 0 | 0 | 0 | 0 | 0 | 0 | 0 | 0 | 0 | 0 | 0
TOTAL Retail plus Wholesale (MWh) | 20498390 | 20675310 | 20904210 | 21141240 | 21324340 | 21597400 | 21883480 | 22164510 | 22302570 | 22607610 | 22927730 | 23245710 | 23533770 | 23809760 | 24090880 | 24377820 | 24667930 | 24963940 | 25266000 | 25265930 | 25265970 | 25265990 | 25266030 | 25265980 | 25265950 | 25265930 | 25266050 | 25266010 | 25265980 | 25265980 | 0 | 0
PR Sales (without losses) | [32 empty] | Loss Factors (per 04/12/2016 Firm Transmission Loss Factor)
PRSale_RCID (MWh) | 0 | 0 | 0 | 0 | 0 | 0 | 0 | 0 | 0 | 0 | 0 | 0 | 0 | 0 | 0 | 0 | 0 | 0 | 0 | 0 | 0 | 0 | 0 | 0 | 0 | 0 | 0 | 0 | 0 | 0 | 0 | 0 | 0.9854
SP_16014 Sale to SEC | 0 | 0 | 0 | 0 | 0 | 0 | 0 | 0 | 0 | 0 | 0 | 0 | 0 | 0 | 0 | 0 | 0 | 0 | 0 | 0 | 0 | 0 | 0 | 0 | 0 | 0 | 0 | 0 | 0 | 0 | 0 | 0
PRSale_StCloud (MWh) | 0 | 0 | 0 | 0 | 0 | 0 | 0 | 0 | 0 | 0 | 0 | 0 | 0 | 0 | 0 | 0 | 0 | 0 | 0 | 0 | 0 | 0 | 0 | 0 | 0 | 0 | 0 | 0 | 0 | 0 | 0 | 0
PRSale_Wauchula (MWh) | 0 | 0 | 0 | 0 | 0 | 0 | 0 | 0 | 0 | 0 | 0 | 0 | 0 | 0 | 0 | 0 | 0 | 0 | 0 | 0 | 0 | 0 | 0 | 0 | 0 | 0 | 0 | 0 | 0 | 0 | 0 | 0
NEL Delta (MWh) | 10 | 30 | 10 | 10 | -10 | 0 | 10 | 0 | 30 | 30 | 10 | 30 | 20 | 0 | -30 | -30 | 20 | 30 | 0 | -10 | -60 | -10 | -10 | -40 | 0 | -20 | 10 | -20 | -10 | -30 | 0 | 0
TEC Existing System VOM ($000)
Big Bend 1 | 1167.57 | 1148.46 | 1169.85 | 115.07 | 0 | 0 | 0 | 0 | 0 | 0 | 0 | 0 | 0 | 0 | 0 | 0 | 0 | 0 | 0 | 0 | 0 | 0 | 0 | 0 | 0 | 0 | 0 | 0 | 0 | 0 | 0 | 0
Big Bend 2 | 1844.89 | 1810.66 | 1903.47 | 821.41 | 0 | 0 | 0 | 0 | 0 | 0 | 0 | 0 | 0 | 0 | 0 | 0 | 0 | 0 | 0 | 0 | 0 | 0 | 0 | 0 | 0 | 0 | 0 | 0 | 0 | 0 | 0 | 0
Big Bend 3 | 2307.95 | 2170.6 | 2585.41 | 2675.43 | 2773.74 | 2862.87 | 2907.9 | 2423.1 | 3011.51 | 3098.4 | 3115.9 | 3170.32 | 2627.79 | 3339.21 | 3408.64 | 3453.16 | 3422.99 | 3040.7 | 3708.39 | 3756.07 | 3703.65 | 3947.03 | 4017.6 | 1440.22 | 0 | 0 | 0 | 0 | 0 | 0 | 0 | 0
Big Bend 4 | 2612.14 | 2459.65 | 3103.11 | 3153.68 | 3194.85 | 3120.83 | 2810.58 | 3385.41 | 3426.9 | 3487.12 | 3616.99 | 2792.6 | 3378.19 | 3315.96 | 3583.88 | 3615.69 | 3108.94 | 3618.64 | 3883.47 | 3952.99 | 4030.01 | 3294.65 | 4232 | 4296.57 | 4401.01 | 4283.73 | 3836.44 | 4624.71 | 4727.09 | 4846.52 | 0 | 0
Big Bend CT4 | 5.66 | 3.47 | 3.22 | 0.57 | 1.21 | 0.1 | 8.25 | 12.51 | 2.03 | 4.08 | 5.67 | 14.13 | 14.89 | 10.54 | 13.31 | 22.3 | 25.8 | 29.56 | 28.05 | 41.59 | 62.72 | 72.22 | 53.67 | 102.66 | 115.7 | 132.85 | 129.65 | 106.97 | 110.8 | 113.54 | 0 | 0
Big Bend CT4o | 0 | 0 | 0 | 0 | 0 | 0 | 0 | 0 | 0 | 0 | 0 | 0 | 0 | 0 | 0 | 0 | 0 | 0 | 0 | 0 | 0 | 0 | 0 | 0 | 0 | 0 | 0 | 0 | 0 | 0 | 0 | 0
Bayside 1 | 1083.54 | 1212.52 | 1208.06 | 1365.19 | 1385.3 | 777.88 | 769.4 | 921.86 | 847.33 | 878.84 | 964.45 | 980.72 | 1074.13 | 1115.19 | 964.23 | 1219.31 | 1232.24 | 1293.55 | 1261.01 | 1225.09 | 1507.66 | 1602.42 | 1566.05 | 1804.49 | 1875.45 | 397.34 | 0 | 0 | 0 | 0 | 0 | 0
Bayside 2 | 877.22 | 837.82 | 759.84 | 1118.67 | 1294.1 | 355.61 | 476.88 | 462.7 | 525.87 | 663.57 | 633.9 | 713.26 | 764.07 | 743.68 | 886.31 | 932.1 | 928.46 | 999.9 | 1038.96 | 1372.69 | 1115.99 | 1402.93 | 1328.15 | 1392.92 | 1476.5 | 1967.66 | 0 | 0 | 0 | 0 | 0 | 0
Bayside 3 | 1.5 | 3.34 | 2.76 | 0.46 | 1.25 | 0.19 | 10.74 | 15.22 | 2.29 | 4.68 | 8.43 | 15.96 | 22.22 | 15.65 | 23.15 | 21.19 | 33.37 | 30.79 | 40.07 | 47.77 | 48.65 | 62.03 | 50.76 | 65.56 | 77.49 | 33.88 | 27.83 | 22.65 | 25.81 | 21.63 | 0 | 0
Bayside 4 | 0.74 | 2.86 | 2.22 | 0.32 | 0.84 | 0.07 | 8.59 | 12.46 | 1.33 | 3.01 | 6.44 | 12.57 | 14.04 | 9.29 | 16.14 | 12.47 | 22.4 | 17.33 | 24.01 | 24.23 | 32.49 | 36.47 | 28.32 | 36.51 | 48.93 | 20.74 | 13.4 | 10.56 | 13.05 | 9.68 | 0 | 0
Bayside 5 | 4.18 | 4.85 | 4 | 1.82 | 2.69 | 1.06 | 14.01 | 18.49 | 4 | 8.88 | 12.95 | 23.57 | 32.49 | 23.81 | 34.4 | 40.74 | 53.47 | 57.24 | 70.1 | 94.59 | 95.3 | 120.61 | 95.69 | 118.37 | 133.07 | 84.03 | 75.18 | 64.45 | 64.56 | 62.32 | 0 | 0
Bayside 6 | 2.22 | 3.73 | 3.43 | 0.96 | 1.84 | 0.62 | 12.17 | 17.58 | 2.97 | 6.62 | 10.64 | 20.61 | 28.02 | 21.22 | 29.99 | 30.97 | 45.18 | 45.4 | 58.25 | 72.73 | 76.72 | 95.5 | 77.19 | 94.46 | 110.41 | 55.69 | 48.5 | 40.68 | 42.64 | 38.33 | 0 | 0
Polk 1 | 1048.95 | 1267.06 | 1300.54 | 1215.68 | 1356.69 | 1359.02 | 1302.11 | 1452.43 | 1485.73 | 1388.75 | 1425.34 | 1569.48 | 1605.58 | 1555.13 | 1685.25 | 1718.89 | 1664.94 | 1798.84 | 1219.58 | 0 | 0 | 0 | 0 | 0 | 0 | 0 | 0 | 0 | 0 | 0 | 0 | 0
Polk 1g | 80.26 | 68.41 | 61.05 | 108.01 | 167.65 | 52.64 | 70.14 | 129.56 | 73.03 | 139.13 | 86.72 | 141.61 | 174.9 | 164.51 | 189.86 | 241.88 | 234.17 | 264.78 | 178.15 | 0 | 0 | 0 | 0 | 0 | 0 | 0 | 0 | 0 | 0 | 0 | 0 | 0
Polk 2 | 37.6 | 5.73 | 2.13 | 0 | 2.47 | 0 | 3.08 | 5.12 | 0.38 | 16.03 | 6.9 | 2.07 | 7.52 | 2.57 | 2.24 | 40.47 | 8.49 | 2.52 | 9.71 | 12.12 | 18.53 | 98.5 | 11.07 | 9.26 | 23.72 | 22.38 | 8.68 | 71.36 | 14.16 | 5.57 | 0 | 0
Polk 2o | 0 | 0 | 0 | 0 | 0 | 0 | 0 | 0 | 0 | 0 | 0 | 0 | 0 | 0 | 0 | 0 | 0 | 0 | 0 | 0 | 0 | 0 | 0 | 0 | 0 | 0 | 0 | 0 | 0 | 0 | 0 | 0
Polk 3 | 16.43 | 3.71 | 2.11 | 0 | 1.12 | 0 | 3.08 | 21.38 | 0.38 | 11.4 | 4.31 | 0 | 5.63 | 2.23 | 0.37 | 35.35 | 5.8 | 0.4 | 8.41 | 5.05 | 20.73 | 99.11 | 9.49 | 14.14 | 20.21 | 22.64 | 3.1 | 91.03 | 11.27 | 0.51 | 0 | 0
Polk 3o | 0 | 0 | 0 | 0 | 0 | 0 | 0 | 0 | 0 | 0 | 0 | 0 | 0 | 0 | 0 | 0 | 0 | 0 | 0 | 0 | 0 | 0 | 0 | 0 | 0 | 0 | 0 | 0 | 0 | 0 | 0 | 0
Polk 4 | 1.36 | 2.62 | 0.98 | 0 | 0 | 0 | 3.08 | 9.45 | 0 | 4.8 | 1.46 | 0 | 3.13 | 1.26 | 0 | 18.55 | 4.25 | 0 | 6.4 | 3.38 | 15.71 | 78.65 | 8.37 | 8.18 | 14.26 | 13.89 | 1.16 | 62.66 | 7.68 | 0 | 0 | 0
Polk 5 | 0 | 3.71 | 1.54 | 0 | 0 | 0 | 1.54 | 7.26 | 0 | 0 | 1.78 | 0 | 3.13 | 0 | 0 | 17.05 | 3.09 | 0 | 5.98 | 0.97 | 10.64 | 53.24 | 6.64 | 4.61 | 7.62 | 9.15 | 0.58 | 45.28 | 2.39 | 2.16 | 0 | 0
Polk 2 CC w/DF | 2233.53 | 2367 | 2145.05 | 2612.7 | 2852.49 | 1513.81 | 1683.03 | 1658.62 | 1726.81 | 1750.97 | 1947.46 | 2204.49 | 2302.12 | 2401.36 | 2479.88 | 2383.73 | 2847.44 | 2938.94 | 3220.69 | 3600.2 | 3650.82 | 3544.65 | 3766.84 | 4193 | 4483.04 | 4146.07 | 2171.39 | 2009.31 | 2158.43 | 2244.2 | 0 | 0
TEC Existing System VOM ($000) | 13325.74 | 13376.2 | 14258.77 | 13189.97 | 13036.24 | 10044.7 | 10084.58 | 10553.15 | 11110.56 | 11466.28 | 11849.34 | 11661.39 | 12057.85 | 12721.61 | 13317.65 | 13803.85 | 13641.03 | 14138.59 | 14761.23 | 14209.47 | 14389.62 | 14508.01 | 15251.84 | 13580.95 | 12787.41 | 11190.05 | 6315.91 | 7149.66 | 7177.88 | 7344.46 | 0 | 0
TEC Peaking System VOM ($000) | 69.69 | 34.02 | 22.39 | 4.13 | 11.42 | 2.04 | 64.54 | 119.47 | 13.38 | 59.5 | 58.58 | 88.91 | 131.07 | 86.57 | 119.6 | 239.09 | 201.85 | 183.24 | 250.98 | 302.43 | 381.49 | 716.33 | 341.2 | 453.75 | 551.41 | 395.25 | 308.08 | 515.64 | 292.36 | 253.74 | 0 | 0
CSA Data
Bayside_11 Starts | 7.5 | 9.83 | 7.83 | 7 | 4.67 | 15.5 | 14.5 | 18.33 | 13.83 | 13 | 16.17 | 22.67 | 20 | 25.5 | 22 | 22.67 | 27.33 | 26.83 | 36 | 34.83 | 32.83 | 36 | 33.17 | 32.33 | 37.17 | 3.5 | 0 | 0 | 0 | 0 | 0 | 0
Bayside_12 Starts | 0 | 0 | 0 | 0 | 0 | 0 | 0 | 0 | 0 | 0 | 0 | 0 | 0 | 0 | 0 | 0 | 0 | 0 | 0 | 0 | 0 | 0 | 0 | 0 | 0 | 0 | 0 | 0 | 0 | 0 | 0 | 0
Bayside_13 Starts | 0 | 0 | 0 | 0 | 0 | 0 | 0 | 0 | 0 | 0 | 0 | 0 | 0 | 0 | 0 | 0 | 0 | 0 | 0 | 0 | 0 | 0 | 0 | 0 | 0 | 0 | 0 | 0 | 0 | 0 | 0 | 0
Bayside_21 Starts | 10 | 14.33 | 14.83 | 10.83 | 7.33 | 25.83 | 32.83 | 28.17 | 29 | 28.5 | 22.67 | 26 | 34 | 33 | 32.83 | 25.83 | 38 | 36.17 | 43.17 | 38 | 43.67 | 49.83 | 40.83 | 48.67 | 52.17 | 34.17 | 0 | 0 | 0 | 0 | 0 | 0
Bayside_22 Starts | 0 | 0 | 0 | 0 | 0 | 0 | 0 | 0 | 0 | 0 | 0 | 0 | 0 | 0 | 0 | 0 | 0 | 0 | 0 | 0 | 0 | 0 | 0 | 0 | 0 | 0 | 0 | 0 | 0 | 0 | 0 | 0
Bayside_23 Starts | 0 | 0 | 0 | 0 | 0 | 0 | 0 | 0 | 0 | 0 | 0 | 0 | 0 | 0 | 0 | 0 | 0 | 0 | 0 | 0 | 0 | 0 | 0 | 0 | 0 | 0 | 0 | 0 | 0 | 0 | 0 | 0
Bayside_24 Starts | 0 | 0 | 0 | 0 | 0 | 0 | 0 | 0 | 0 | 0 | 0 | 0 | 0 | 0 | 0 | 0 | 0 | 0 | 0 | 0 | 0 | 0 | 0 | 0 | 0 | 0 | 0 | 0 | 0 | 0 | 0 | 0
Polk 1g Starts | 49.83 | 29.33 | 27 | 60.17 | 91.67 | 25.5 | 37.83 | 68.33 | 35.67 | 71.5 | 49 | 55.33 | 84.67 | 78.17 | 86.67 | 131.67 | 98.83 | 136.83 | 90 | 0 | 0 | 0 | 0 | 0 | 0 | 0 | 0 | 0 | 0 | 0 | 0 | 0
Polk_21 Starts | 3.92 | 2 | 3 | 1.92 | 1 | 78.25 | 66 | 52.92 | 62 | 52.92 | 54.17 | 40.17 | 39.08 | 37 | 39.08 | 26.92 | 26.08 | 26.92 | 18 | 6 | 9 | 8.92 | 7.08 | 7 | 1 | 6 | 245 | 222 | 231.08 | 225.08 | 0 | 0
Polk_22 Starts | 0 | 0 | 0 | 0 | 0 | 0 | 0 | 0 | 0 | 0 | 0 | 0 | 0 | 0 | 0 | 0 | 0 | 0 | 0 | 0 | 0 | 0 | 0 | 0 | 0 | 0 | 0 | 0 | 0 | 0 | 0 | 0
Polk_23 Starts | 0 | 0 | 0 | 0 | 0 | 0 | 0 | 0 | 0 | 0 | 0 | 0 | 0 | 0 | 0 | 0 | 0 | 0 | 0 | 0 | 0 | 0 | 0 | 0 | 0 | 0 | 0 | 0 | 0 | 0 | 0 | 0
Polk_24 Starts | 0 | 0 | 0 | 0 | 0 | 0 | 0 | 0 | 0 | 0 | 0 | 0 | 0 | 0 | 0 | 0 | 0 | 0 | 0 | 0 | 0 | 0 | 0 | 0 | 0 | 0 | 0 | 0 | 0 | 0 | 0 | 0
Bayside_11 Hrs | 6259 | 7034 | 7325 | 7298 | 6800 | 5366 | 4997 | 5790 | 5299 | 5410 | 5587 | 5408 | 5624 | 5764 | 4873 | 5852 | 5678 | 5775 | 5271 | 4594 | 5585 | 5557 | 5744 | 5789 | 5777 | 1495 | 0 | 0 | 0 | 0 | 0 | 0
Bayside_12 Hrs | 0 | 0 | 0 | 0 | 0 | 0 | 0 | 0 | 0 | 0 | 0 | 0 | 0 | 0 | 0 | 0 | 0 | 0 | 0 | 0 | 0 | 0 | 0 | 0 | 0 | 0 | 0 | 0 | 0 | 0 | 0 | 0
Bayside_13 Hrs | 0 | 0 | 0 | 0 | 0 | 0 | 0 | 0 | 0 | 0 | 0 | 0 | 0 | 0 | 0 | 0 | 0 | 0 | 0 | 0 | 0 | 0 | 0 | 0 | 0 | 0 | 0 | 0 | 0 | 0 | 0 | 0
Bayside_21 Hrs | 5002 | 5259 | 5447 | 6592 | 6917 | 3085 | 3813 | 3441 | 4007 | 4607 | 4248 | 4308 | 4355 | 4362 | 4694 | 4471 | 4572 | 4386 | 4705 | 5196 | 3985 | 4836 | 4808 | 4565 | 4453 | 5851 | 0 | 0 | 0 | 0 | 0 | 0
Bayside_22 Hrs | 0 | 0 | 0 | 0 | 0 | 0 | 0 | 0 | 0 | 0 | 0 | 0 | 0 | 0 | 0 | 0 | 0 | 0 | 0 | 0 | 0 | 0 | 0 | 0 | 0 | 0 | 0 | 0 | 0 | 0 | 0 | 0
Bayside_23 Hrs | 0 | 0 | 0 | 0 | 0 | 0 | 0 | 0 | 0 | 0 | 0 | 0 | 0 | 0 | 0 | 0 | 0 | 0 | 0 | 0 | 0 | 0 | 0 | 0 | 0 | 0 | 0 | 0 | 0 | 0 | 0 | 0
Bayside_24 Hrs | 0 | 0 | 0 | 0 | 0 | 0 | 0 | 0 | 0 | 0 | 0 | 0 | 0 | 0 | 0 | 0 | 0 | 0 | 0 | 0 | 0 | 0 | 0 | 0 | 0 | 0 | 0 | 0 | 0 | 0 | 0 | 0
Polk 1g Hrs | 732 | 640 | 562 | 934 | 1425 | 461 | 573 | 1021 | 582 | 1052 | 624 | 1013 | 1217 | 1114 | 1257 | 1497 | 1456 | 1581 | 1040 | 0 | 0 | 0 | 0 | 0 | 0 | 0 | 0 | 0 | 0 | 0 | 0 | 0
Polk_21 Hrs | 8052 | 8573 | 8083 | 8595 | 8644 | 7466 | 7596 | 6851 | 7680 | 7223 | 7784 | 8026 | 7892 | 8070 | 8023 | 7236 | 8124 | 8250 | 8332 | 8569 | 8488 | 7408 | 8525 | 8547 | 8611 | 8573 | 5438 | 5114 | 5529 | 5625 | 0 | 0
Polk_22 Hrs | 0 | 0 | 0 | 0 | 0 | 0 | 0 | 0 | 0 | 0 | 0 | 0 | 0 | 0 | 0 | 0 | 0 | 0 | 0 | 0 | 0 | 0 | 0 | 0 | 0 | 0 | 0 | 0 | 0 | 0 | 0 | 0
Polk_23 Hrs | 0 | 0 | 0 | 0 | 0 | 0 | 0 | 0 | 0 | 0 | 0 | 0 | 0 | 0 | 0 | 0 | 0 | 0 | 0 | 0 | 0 | 0 | 0 | 0 | 0 | 0 | 0 | 0 | 0 | 0 | 0 | 0
Polk_24 Hrs | 0 | 0 | 0 | 0 | 0 | 0 | 0 | 0 | 0 | 0 | 0 | 0 | 0 | 0 | 0 | 0 | 0 | 0 | 0 | 0 | 0 | 0 | 0 | 0 | 0 | 0 | 0 | 0 | 0 | 0 | 0 | 0
Expansion System VOM ($000)
FutAeroCT1 | 0 | 0 | 0 | 0 | 0 | 0 | 0 | 0 | 0 | 0 | 0 | 0 | 0 | 0 | 0 | 0 | 0 | 0 | 0 | 0 | 0 | 0 | 0 | 0 | 0 | 0 | 56.71 | 49.64 | 48.36 | 44.26 | 0 | 0
FutAeroCT2 | 0 | 0 | 0 | 0 | 0 | 0 | 0 | 0 | 0 | 0 | 0 | 0 | 0 | 0 | 0 | 0 | 0 | 0 | 0 | 0 | 0 | 0 | 0 | 0 | 0 | 0 | 0 | 0 | 0 | 0 | 0 | 0
FutAeroCT3 | 0 | 0 | 0 | 0 | 0 | 0 | 0 | 0 | 0 | 0 | 0 | 0 | 0 | 0 | 0 | 0 | 0 | 0 | 0 | 0 | 0 | 0 | 0 | 0 | 0 | 0 | 0 | 0 | 0 | 0 | 0 | 0
FutAeroCT4 | 0 | 0 | 0 | 0 | 0 | 0 | 0 | 0 | 0 | 0 | 0 | 0 | 0 | 0 | 0 | 0 | 0 | 0 | 0 | 0 | 0 | 0 | 0 | 0 | 0 | 0 | 0 | 0 | 0 | 0 | 0 | 0
FutAeroCT5 | 0 | 0 | 0 | 0 | 0 | 0 | 0 | 0 | 0 | 0 | 0 | 0 | 0 | 0 | 0 | 0 | 0 | 0 | 0 | 0 | 0 | 0 | 0 | 0 | 0 | 0 | 0 | 0 | 0 | 0 | 0 | 0
FutAeroCT6 | 0 | 0 | 0 | 0 | 0 | 0 | 0 | 0 | 0 | 0 | 0 | 0 | 0 | 0 | 0 | 0 | 0 | 0 | 0 | 0 | 0 | 0 | 0 | 0 | 0 | 0 | 0 | 0 | 0 | 0 | 0 | 0
FutAeroCT7 | 0 | 0 | 0 | 0 | 0 | 0 | 0 | 0 | 0 | 0 | 0 | 0 | 0 | 0 | 0 | 0 | 0 | 0 | 0 | 0 | 0 | 0 | 0 | 0 | 0 | 0 | 0 | 0 | 0 | 0 | 0 | 0
FutAeroCT8 | 0 | 0 | 0 | 0 | 0 | 0 | 0 | 0 | 0 | 0 | 0 | 0 | 0 | 0 | 0 | 0 | 0 | 0 | 0 | 0 | 0 | 0 | 0 | 0 | 0 | 0 | 0 | 0 | 0 | 0 | 0 | 0
FutAeroCT9 | 0 | 0 | 0 | 0 | 0 | 0 | 0 | 0 | 0 | 0 | 0 | 0 | 0 | 0 | 0 | 0 | 0 | 0 | 0 | 0 | 0 | 0 | 0 | 0 | 0 | 0 | 0 | 0 | 0 | 0 | 0 | 0
FutAeroCT10 | 0 | 0 | 0 | 0 | 0 | 0 | 0 | 0 | 0 | 0 | 0 | 0 | 0 | 0 | 0 | 0 | 0 | 0 | 0 | 0 | 0 | 0 | 0 | 0 | 0 | 0 | 0 | 0 | 0 | 0 | 0 | 0
GE_7FA_CT1 | 0 | 0 | 0 | 0 | 0 | 1.04 | 42.48 | 57.18 | 11.34 | 17.43 | 41.49 | 81.76 | 100.44 | 88.66 | 127.32 | 168.32 | 225.43 | 231.72 | 298.39 | 437.29 | 485.86 | 557.59 | 431.28 | 623.28 | 684.83 | 630.01 | 467.23 | 378.76 | 411.71 | 336.88 | 0 | 0
GE_7FA_CT2 | 0 | 0 | 0 | 0 | 0 | 0 | 0 | 0 | 4.32 | 11.4 | 27.02 | 49.02 | 75.56 | 54.74 | 92.37 | 109.19 | 161.69 | 148.8 | 213.83 | 324.86 | 387 | 423.9 | 309.77 | 440.55 | 517.01 | 486.99 | 268.42 | 215.76 | 254.18 | 203.12 | 0 | 0
GE_7FA_CT3 | 0 | 0 | 0 | 0 | 0 | 0 | 0 | 0 | 0 | 0 | 0 | 40.18 | 41.13 | 29.28 | 77.47 | 78.43 | 112.81 | 102.54 | 150.97 | 219 | 273.88 | 286.81 | 215.15 | 321.84 | 364.73 | 340.43 | 164.64 | 125.94 | 133.41 | 120.6 | 0 | 0
GE_7FA_CT4 | 0 | 0 | 0 | 0 | 0 | 0 | 0 | 0 | 0 | 0 | 0 | 0 | 0 | 0 | 52.22 | 40.98 | 77.98 | 70.76 | 98.37 | 136.39 | 181.16 | 192.99 | 139.98 | 211.36 | 237.38 | 207.4 | 100.72 | 59.89 | 56.15 | 72.32 | 0 | 0
GE_7FA_CT5 | 0 | 0 | 0 | 0 | 0 | 0 | 0 | 0 | 0 | 0 | 0 | 0 | 0 | 0 | 0 | 0 | 0 | 40.79 | 58.95 | 80.71 | 113.7 | 115.28 | 89.58 | 113.61 | 141.71 | 113.54 | 69.4 | 43.65 | 28.26 | 49.84 | 0 | 0
GE_7FA_CT6 | 0 | 0 | 0 | 0 | 0 | 0 | 0 | 0 | 0 | 0 | 0 | 0 | 0 | 0 | 0 | 0 | 0 | 0 | 0 | 42.82 | 70.92 | 61.32 | 49.64 | 59.77 | 80.37 | 68.78 | 27.74 | 20.12 | 10.79 | 26.08 | 0 | 0
GE_7FA_CT7 | 0 | 0 | 0 | 0 | 0 | 0 | 0 | 0 | 0 | 0 | 0 | 0 | 0 | 0 | 0 | 0 | 0 | 0 | 0 | 0 | 0 | 0 | 0 | 0 | 0 | 37.18 | 20.96 | 8.16 | 6.5 | 10.62 | 0 | 0
GE_7FA_CT8 | 0 | 0 | 0 | 70.29 | 146.24 | 0 | 0 | 0 | 0 | 0 | 0 | 0 | 0 | 0 | 0 | 0 | 0 | 0 | 0 | 0 | 0 | 0 | 0 | 0 | 0 | 0 | 0 | 0 | 0 | 0 | 0 | 0
GE_7FA_CT9 | 0 | 0 | 0 | 20.29 | 46.32 | 0 | 0 | 0 | 0 | 0 | 0 | 0 | 0 | 0 | 0 | 0 | 0 | 0 | 0 | 0 | 0 | 0 | 0 | 0 | 0 | 0 | 0 | 0 | 0 | 0 | 0 | 0
GE_7FA_CT10 | 0 | 0 | 0 | 0 | 0 | 0 | 0 | 0 | 0 | 0 | 0 | 0 | 0 | 0 | 0 | 0 | 0 | 0 | 0 | 0 | 0 | 0 | 0 | 0 | 0 | 0 | 0 | 0 | 0 | 0 | 0 | 0
CC 2x1 7FAwDF 1 | 0 | 0 | 0 | 0 | 0 | 3353.03 | 3485.64 | 3538.89 | 3629.94 | 3753.21 | 3845.19 | 4050.92 | 4133.2 | 4254.94 | 4330.5 | 4464.56 | 4633.97 | 4769.06 | 4877.53 | 5061.58 | 5186.79 | 5330.01 | 5431.14 | 5806.4 | 6120.9 | 6186.61 | 5657.83 | 5793.69 | 5957.45 | 6077.94 | 0 | 0
CC 2x1 7FAwDF 2 | 0 | 0 | 0 | 0 | 0 | 0 | 0 | 0 | 0 | 0 | 0 | 0 | 0 | 0 | 0 | 0 | 0 | 0 | 0 | 0 | 0 | 0 | 0 | 0 | 0 | 0 | 5766.48 | 5886.8 | 6025.66 | 6158.55 | 0 | 0
CC 2x1 7FAwDF 3 | 0 | 0 | 0 | 0 | 0 | 0 | 0 | 0 | 0 | 0 | 0 | 0 | 0 | 0 | 0 | 0 | 0 | 0 | 0 | 0 | 0 | 0 | 0 | 0 | 0 | 1805.14 | 1750.27 | 1816.05 | 1796.45 | 1873.32 | 0 | 0
CC 2x1 7FAwDF 4 | 0 | 0 | 0 | 0 | 0 | 0 | 0 | 0 | 0 | 0 | 0 | 0 | 0 | 0 | 0 | 0 | 0 | 0 | 0 | 0 | 0 | 0 | 0 | 0 | 0 | 0 | 0 | 0 | 0 | 0 | 0 | 0
CC 2x1 7FAwDF 5 | 0 | 0 | 0 | 0 | 0 | 0 | 0 | 0 | 0 | 0 | 0 | 0 | 0 | 0 | 0 | 0 | 0 | 0 | 0 | 0 | 0 | 0 | 0 | 0 | 0 | 0 | 0 | 0 | 0 | 0 | 0 | 0
CC 2x1 7FAwDF 6 | 0 | 0 | 0 | 0 | 0 | 0 | 0 | 0 | 0 | 0 | 0 | 0 | 0 | 0 | 0 | 0 | 0 | 0 | 0 | 0 | 0 | 0 | 0 | 0 | 0 | 0 | 0 | 0 | 0 | 0 | 0 | 0
CC_Fut_Proxy_07 | 0 | 0 | 0 | 0 | 0 | 0 | 0 | 0 | 0 | 0 | 0 | 0 | 0 | 0 | 0 | 0 | 0 | 0 | 0 | 0 | 0 | 0 | 0 | 0 | 0 | 0 | 0 | 0 | 0 | 0 | 0 | 0
CC_Fut_Proxy_08 | 0 | 0 | 0 | 0 | 0 | 0 | 0 | 0 | 0 | 0 | 0 | 0 | 0 | 0 | 0 | 0 | 0 | 0 | 0 | 0 | 0 | 0 | 0 | 0 | 0 | 0 | 0 | 0 | 0 | 0 | 0 | 0
CC_Fut_Proxy_09 | 0 | 0 | 0 | 0 | 0 | 0 | 0 | 0 | 0 | 0 | 0 | 0 | 0 | 0 | 0 | 0 | 0 | 0 | 0 | 0 | 0 | 0 | 0 | 0 | 0 | 0 | 0 | 0 | 0 | 0 | 0 | 0
CC_Fut_Proxy_10 | 0 | 0 | 0 | 0 | 0 | 0 | 0 | 0 | 0 | 0 | 0 | 0 | 0 | 0 | 0 | 0 | 0 | 0 | 0 | 0 | 0 | 0 | 0 | 0 | 0 | 0 | 0 | 0 | 0 | 0 | 0 | 0
FutureUnit_Proxy | 0 | 0 | 0 | 0 | 0 | 0 | 0 | 0 | 0 | 0 | 0 | 0 | 0 | 0 | 0 | 0 | 0 | 0 | 0 | 0 | 0 | 0 | 0 | 0 | 0 | 0 | 0 | 0 | 0 | 0 | 0 | 0
Expansion System VOM ($000) | 0 | 0 | 0 | 90.58 | 192.56 | 3354.07 | 3528.12 | 3596.07 | 3645.6 | 3782.04 | 3913.7 | 4221.88 | 4350.33 | 4427.62 | 4679.88 | 4861.48 | 5211.88 | 5363.67 | 5698.04 | 6302.65 | 6699.31 | 6967.9 | 6666.54 | 7576.81 | 8146.93 | 9876.08 | 14350.4 | 14398.46 | 14728.92 | 14973.53 | 0 | 0
Expansion System FOM ($000)
FutAeroCT1 | 0 | 0 | 0 | 0 | 0 | 0 | 0 | 0 | 0 | 0 | 0 | 0 | 0 | 0 | 0 | 0 | 0 | 0 | 0 | 0 | 0 | 0 | 0 | 0 | 0 | 0 | 1468.42 | 1498.09 | 1532.55 | 1567.8 | 0 | 0
FutAeroCT2 | 0 | 0 | 0 | 0 | 0 | 0 | 0 | 0 | 0 | 0 | 0 | 0 | 0 | 0 | 0 | 0 | 0 | 0 | 0 | 0 | 0 | 0 | 0 | 0 | 0 | 0 | 0 | 0 | 0 | 0 | 0 | 0
FutAeroCT3 | 0 | 0 | 0 | 0 | 0 | 0 | 0 | 0 | 0 | 0 | 0 | 0 | 0 | 0 | 0 | 0 | 0 | 0 | 0 | 0 | 0 | 0 | 0 | 0 | 0 | 0 | 0 | 0 | 0 | 0 | 0 | 0
FutAeroCT4 | 0 | 0 | 0 | 0 | 0 | 0 | 0 | 0 | 0 | 0 | 0 | 0 | 0 | 0 | 0 | 0 | 0 | 0 | 0 | 0 | 0 | 0 | 0 | 0 | 0 | 0 | 0 | 0 | 0 | 0 | 0 | 0
FutAeroCT5 | 0 | 0 | 0 | 0 | 0 | 0 | 0 | 0 | 0 | 0 | 0 | 0 | 0 | 0 | 0 | 0 | 0 | 0 | 0 | 0 | 0 | 0 | 0 | 0 | 0 | 0 | 0 | 0 | 0 | 0 | 0 | 0
FutAeroCT6 | 0 | 0 | 0 | 0 | 0 | 0 | 0 | 0 | 0 | 0 | 0 | 0 | 0 | 0 | 0 | 0 | 0 | 0 | 0 | 0 | 0 | 0 | 0 | 0 | 0 | 0 | 0 | 0 | 0 | 0 | 0 | 0
FutAeroCT7 | 0 | 0 | 0 | 0 | 0 | 0 | 0 | 0 | 0 | 0 | 0 | 0 | 0 | 0 | 0 | 0 | 0 | 0 | 0 | 0 | 0 | 0 | 0 | 0 | 0 | 0 | 0 | 0 | 0 | 0 | 0 | 0
FutAeroCT8 | 0 | 0 | 0 | 0 | 0 | 0 | 0 | 0 | 0 | 0 | 0 | 0 | 0 | 0 | 0 | 0 | 0 | 0 | 0 | 0 | 0 | 0 | 0 | 0 | 0 | 0 | 0 | 0 | 0 | 0 | 0 | 0
FutAeroCT9 | 0 | 0 | 0 | 0 | 0 | 0 | 0 | 0 | 0 | 0 | 0 | 0 | 0 | 0 | 0 | 0 | 0 | 0 | 0 | 0 | 0 | 0 | 0 | 0 | 0 | 0 | 0 | 0 | 0 | 0 | 0 | 0
FutAeroCT10 | 0 | 0 | 0 | 0 | 0 | 0 | 0 | 0 | 0 | 0 | 0 | 0 | 0 | 0 | 0 | 0 | 0 | 0 | 0 | 0 | 0 | 0 | 0 | 0 | 0 | 0 | 0 | 0 | 0 | 0 | 0 | 0
GE_7FA_CT1 | 0 | 0 | 0 | 0 | 0 | 0 | 0 | 0 | 0 | 0 | 0 | 0 | 0 | 0 | 0 | 0 | 0 | 0 | 0 | 0 | 0 | 0 | 0 | 0 | 0 | 0 | 0 | 0 | 0 | 0 | 0 | 0
GE_7FA_CT2 | 0 | 0 | 0 | 0 | 0 | 0 | 0 | 0 | 0 | 0 | 0 | 0 | 0 | 0 | 0 | 0 | 0 | 0 | 0 | 0 | 0 | 0 | 0 | 0 | 0 | 0 | 0 | 0 | 0 | 0 | 0 | 0
GE_7FA_CT3 | 0 | 0 | 0 | 0 | 0 | 0 | 0 | 0 | 0 | 0 | 0 | 0 | 0 | 0 | 0 | 0 | 0 | 0 | 0 | 0 | 0 | 0 | 0 | 0 | 0 | 0 | 0 | 0 | 0 | 0 | 0 | 0
GE_7FA_CT4 | 0 | 0 | 0 | 0 | 0 | 0 | 0 | 0 | 0 | 0 | 0 | 0 | 0 | 0 | 0 | 0 | 0 | 0 | 0 | 0 | 0 | 0 | 0 | 0 | 0 | 0 | 0 | 0 | 0 | 0 | 0 | 0
GE_7FA_CT5 | 0 | 0 | 0 | 0 | 0 | 0 | 0 | 0 | 0 | 0 | 0 | 0 | 0 | 0 | 0 | 0 | 0 | 0 | 0 | 0 | 0 | 0 | 0 | 0 | 0 | 0 | 0 | 0 | 0 | 0 | 0 | 0
GE_7FA_CT6 | 0 | 0 | 0 | 0 | 0 | 0 | 0 | 0 | 0 | 0 | 0 | 0 | 0 | 0 | 0 | 0 | 0 | 0 | 0 | 0 | 0 | 0 | 0 | 0 | 0 | 0 | 0 | 0 | 0 | 0 | 0 | 0
GE_7FA_CT7 | 0 | 0 | 0 | 0 | 0 | 0 | 0 | 0 | 0 | 0 | 0 | 0 | 0 | 0 | 0 | 0 | 0 | 0 | 0 | 0 | 0 | 0 | 0 | 0 | 0 | 0 | 0 | 0 | 0 | 0 | 0 | 0
GE_7FA_CT8 | 0 | 0 | 0 | 1128.98 | 1960.72 | 0 | 0 | 0 | 0 | 0 | 0 | 0 | 0 | 0 | 0 | 0 | 0 | 0 | 0 | 0 | 0 | 0 | 0 | 0 | 0 | 0 | 0 | 0 | 0 | 0 | 0 | 0
GE_7FA_CT9 | 0 | 0 | 0 | 1128.98 | 1960.72 | 0 | 0 | 0 | 0 | 0 | 0 | 0 | 0 | 0 | 0 | 0 | 0 | 0 | 0 | 0 | 0 | 0 | 0 | 0 | 0 | 0 | 0 | 0 | 0 | 0 | 0 | 0
GE_7FA_CT10 | 0 | 0 | 0 | 0 | 0 | 0 | 0 | 0 | 0 | 0 | 0 | 0 | 0 | 0 | 0 | 0 | 0 | 0 | 0 | 0 | 0 | 0 | 0 | 0 | 0 | 0 | 0 | 0 | 0 | 0 | 0 | 0
CC 2x1 7FAwDF 1 | 0 | 0 | 0 | 0 | 0 | 6418.62 | 6584.24 | 6717.27 | 6871.77 | 7029.82 | 7211.21 | 7356.92 | 7526.12 | 7699.22 | 7897.88 | 8057.46 | 8242.78 | 8432.37 | 8649.94 | 8824.72 | 9027.68 | 9235.32 | 9473.62 | 9665.03 | 9887.33 | 10114.74 | 10375.72 | 10585.36 | 10828.83 | 11077.89 | 0 | 0
CC 2x1 7FAwDF 2 | 0 | 0 | 0 | 0 | 0 | 0 | 0 | 0 | 0 | 0 | 0 | 0 | 0 | 0 | 0 | 0 | 0 | 0 | 0 | 0 | 0 | 0 | 0 | 0 | 0 | 0 | 10449.84 | 10660.98 | 10906.18 | 11157.02 | 0 | 0
CC 2x1 7FAwDF 3 | 0 | 0 | 0 | 0 | 0 | 0 | 0 | 0 | 0 | 0 | 0 | 0 | 0 | 0 | 0 | 0 | 0 | 0 | 0 | 0 | 0 | 0 | 0 | 0 | 0 | 3641.13 | 5475.12 | 5585.74 | 5714.22 | 5845.64 | 0 | 0
CC 2x1 7FAwDF 4 | 0 | 0 | 0 | 0 | 0 | 0 | 0 | 0 | 0 | 0 | 0 | 0 | 0 | 0 | 0 | 0 | 0 | 0 | 0 | 0 | 0 | 0 | 0 | 0 | 0 | 0 | 0 | 0 | 0 | 0 | 0 | 0
CC 2x1 7FAwDF 5 | 0 | 0 | 0 | 0 | 0 | 0 | 0 | 0 | 0 | 0 | 0 | 0 | 0 | 0 | 0 | 0 | 0 | 0 | 0 | 0 | 0 | 0 | 0 | 0 | 0 | 0 | 0 | 0 | 0 | 0 | 0 | 0
CC 2x1 7FAwDF 6 | 0 | 0 | 0 | 0 | 0 | 0 | 0 | 0 | 0 | 0 | 0 | 0 | 0 | 0 | 0 | 0 | 0 | 0 | 0 | 0 | 0 | 0 | 0 | 0 | 0 | 0 | 0 | 0 | 0 | 0 | 0 | 0
CC_Fut_Proxy_07 | 0 | 0 | 0 | 0 | 0 | 0 | 0 | 0 | 0 | 0 | 0 | 0 | 0 | 0 | 0 | 0 | 0 | 0 | 0 | 0 | 0 | 0 | 0 | 0 | 0 | 0 | 0 | 0 | 0 | 0 | 0 | 0
CC_Fut_Proxy_08 | 0 | 0 | 0 | 0 | 0 | 0 | 0 | 0 | 0 | 0 | 0 | 0 | 0 | 0 | 0 | 0 | 0 | 0 | 0 | 0 | 0 | 0 | 0 | 0 | 0 | 0 | 0 | 0 | 0 | 0 | 0 | 0
CC_Fut_Proxy_09 | 0 | 0 | 0 | 0 | 0 | 0 | 0 | 0 | 0 | 0 | 0 | 0 | 0 | 0 | 0 | 0 | 0 | 0 | 0 | 0 | 0 | 0 | 0 | 0 | 0 | 0 | 0 | 0 | 0 | 0 | 0 | 0
CC_Fut_Proxy_10 | 0 | 0 | 0 | 0 | 0 | 0 | 0 | 0 | 0 | 0 | 0 | 0 | 0 | 0 | 0 | 0 | 0 | 0 | 0 | 0 | 0 | 0 | 0 | 0 | 0 | 0 | 0 | 0 | 0 | 0 | 0 | 0
Expansion System FOM ($000) | 0 | 0 | 0 | 2257.96 | 3921.44 | 6418.62 | 6584.24 | 6717.27 | 6871.77 | 7029.82 | 7211.21 | 7356.92 | 7526.12 | 7699.22 | 7897.88 | 8057.46 | 8242.78 | 8432.37 | 8649.94 | 8824.72 | 9027.68 | 9235.32 | 9473.62 | 9665.03 | 9887.33 | 13755.87 | 27769.1 | 28330.17 | 28981.78 | 29648.35 | 0 | 0
FutureUnit_Proxy | 0 | 0 | 0 | 0 | 0 | 0 | 0 | 0 | 0 | 0 | 0 | 0 | 0 | 0 | 0 | 0 | 0 | 0 | 0 | 0 | 0 | 0 | 0 | 0 | 0 | 0 | 0 | 0 | 0 | 0 | 0 | 0
Big Bend 4 MWh | 2455200 | 2259900 | 2787000 | 2768740 | 2741820 | 2618080 | 2304800 | 2713770 | 2685260 | 2671020 | 2708210 | 2043940 | 2416950 | 2319090 | 2450110 | 2416280 | 2030920 | 2310730 | 2424100 | 2412010 | 2403720 | 1920930 | 2411970 | 2393720 | 2396780 | 2280460 | 1996420 | 2352520 | 2350540 | 2355740 | 0 | 0
Coal Adder | 0 | 0 | 0 | 0 | 0 | 0 | 0 | 0 | 0 | 0 | 0 | 0 | 0 | 0 | 0 | 0 | 0 | 0 | 0 | 0 | 0 | 0 | 0 | 0 | 0 | 0 | 0 | 0 | 0 | 0 | 0 | 0
Gas Adder FGT | 100791.44 | 100735.34 | 100769.34 | 108920.84 | 114696.59 | 114696.59 | 114768.84 | 114696.59 | 114696.59 | 114696.59 | 114768.84 | 114696.59 | 114696.59 | 114696.59 | 114768.84 | 114696.59 | 114696.59 | 114696.59 | 114768.84 | 114696.59 | 114696.59 | 114696.59 | 114768.84 | 114696.59 | 114696.59 | 152931.22 | 153110.84 | 152931.2 | 152931.2 | 152931.22 | 0 | 0
Gas Adder GS | 0 | 0 | 0 | 0 | 0 | 0 | 0 | 0 | 0 | 0 | 0 | 0 | 0 | 0 | 0 | 0 | 0 | 0 | 0 | 0 | 0 | 0 | 0 | 0 | 0 | 0 | 0 | 0 | 0 | 0 | 0 | 0
Total System Cost ($000)
Total System Cost | 722050 | 713480.5 | 757421.25 | 823588.56 | 872376.38 | 890713.94 | 948452.25 | 1001428.56 | 1038053.44 | 1102233.62 | 1210018.38 | 1289644.25 | 1410624.38 | 1462031.5 | 1577172.25 | 1629746.38 | 1773146 | 1858449.75 | 1929489.12 | 2036583.38 | 2089082.5 | 2182703.25 | 2172369 | 2329844.25 | 2469106 | 2573893.75 | 2567033.75 | 2621106.5 | 2706039.5 | 2701832.5 | #REF! | #REF!
GE_7FA_CT1 $/mWh | 0 | 0 | 0 | 0 | 0 | 77.7875 | 73.917 | 77.3713 | 84.1968 | 87.364 | 96.4222 | 100.4337 | 109.6856 | 114.2476 | 122.1815 | 124.9535 | 132.6269 | 138.8188 | 140.8948 | 143.5725 | 147.0339 | 151.126 | 154.9161 | 160.0863 | 166.593 | 172.2293 | 183.5255 | 189.807 | 196.3989 | 197.7779 | 0 | 0

## NoConserv_AQ
Planning and Risk OUTPUT | Run Name: | DSM2018_High_Consv_TSJMW .@19-Feb-25 10:05
| Run Start Yr: | 2018
| 2018 | 2019 | 2020 | 2021 | 2022 | 2023 | 2024 | 2025 | 2026 | 2027 | 2028 | 2029 | 2030 | 2031 | 2032 | 2033 | 2034 | 2035 | 2036 | 2037 | 2038 | 2039 | 2040 | 2041 | 2042 | 2043 | 2044 | 2045 | 2046 | 2047 | 2048 | 2049
Unit Fuel Consumption (Units x 1000)
Big Bend 1 | 546.63 | 530.67 | 536.87 | 51.15 | 0 | 0 | 0 | 0 | 0 | 0 | 0 | 0 | 0 | 0 | 0 | 0 | 0 | 0 | 0 | 0 | 0 | 0 | 0 | 0 | 0 | 0 | 0 | 0 | 0 | 0 | 0 | 0
Big Bend 2 | 793.87 | 761.02 | 783.55 | 330.5 | 0 | 0 | 0 | 0 | 0 | 0 | 0 | 0 | 0 | 0 | 0 | 0 | 0 | 0 | 0 | 0 | 0 | 0 | 0 | 0 | 0 | 0 | 0 | 0 | 0 | 0 | 0 | 0
Big Bend 3 | 972.62 | 892.36 | 1039.5 | 1049.59 | 1063.26 | 1071.88 | 1064.41 | 867.47 | 1054.78 | 1059.4 | 1041.57 | 1035.64 | 839.06 | 1042.4 | 1039.94 | 1029.9 | 998.29 | 866.4 | 1033.27 | 1022.96 | 986.15 | 1027.23 | 1021.96 | 357.56 | 0 | 0 | 0 | 0 | 0 | 0 | 0 | 0
Big Bend 4 | 1108.74 | 1016.07 | 1251.54 | 1243 | 1231.35 | 1176.85 | 1033.87 | 1218.01 | 1206.43 | 1201.38 | 1216.66 | 921.64 | 1090.09 | 1046.49 | 1104.97 | 1089.71 | 915.59 | 1042.67 | 1093.3 | 1087.9 | 1083.87 | 866.74 | 1087.91 | 1079.51 | 1081.06 | 1028.87 | 900.58 | 1061.28 | 1061.15 | 1063.18 | 0 | 0
TOTAL Big Bend (TONS) | 3421.86 | 3200.12 | 3611.46 | 2674.24 | 2294.61 | 2248.73 | 2098.28 | 2085.48 | 2261.21 | 2260.78 | 2258.23 | 1957.28 | 1929.15 | 2088.89 | 2144.91 | 2119.61 | 1913.88 | 1909.07 | 2126.57 | 2110.86 | 2070.02 | 1893.97 | 2109.87 | 1437.07 | 1081.06 | 1028.87 | 900.58 | 1061.28 | 1061.15 | 1063.18 | 0 | 0
TOTAL Big Bend IGN (BBL) | 0 | 0 | 0 | 0 | 0 | 0 | 0 | 0 | 0 | 0 | 0 | 0 | 0 | 0 | 0 | 0 | 0 | 0 | 0 | 0 | 0 | 0 | 0 | 0 | 0 | 0 | 0 | 0 | 0 | 0 | 0 | 0
Big Bend 1
BB_#2OIL (BBL) | 0 | 0 | 0 | 0 | 0 | 0 | 0 | 0 | 0 | 0 | 0 | 0 | 0 | 0 | 0 | 0 | 0 | 0 | 0 | 0 | 0 | 0 | 0 | 0 | 0 | 0 | 0 | 0 | 0 | 0 | 0 | 0
BB1_COAL_BLEND | 546.63 | 530.67 | 536.87 | 51.15 | 0 | 0 | 0 | 0 | 0 | 0 | 0 | 0 | 0 | 0 | 0 | 0 | 0 | 0 | 0 | 0 | 0 | 0 | 0 | 0 | 0 | 0 | 0 | 0 | 0 | 0 | 0 | 0
BB_COAL_STDLOW | 0 | 0 | 0 | 0 | 0 | 0 | 0 | 0 | 0 | 0 | 0 | 0 | 0 | 0 | 0 | 0 | 0 | 0 | 0 | 0 | 0 | 0 | 0 | 0 | 0 | 0 | 0 | 0 | 0 | 0 | 0 | 0
BB_COAL_PREMIUM | 0 | 0 | 0 | 0 | 0 | 0 | 0 | 0 | 0 | 0 | 0 | 0 | 0 | 0 | 0 | 0 | 0 | 0 | 0 | 0 | 0 | 0 | 0 | 0 | 0 | 0 | 0 | 0 | 0 | 0 | 0 | 0
BB_COAL_STDHIGH | 0 | 0 | 0 | 0 | 0 | 0 | 0 | 0 | 0 | 0 | 0 | 0 | 0 | 0 | 0 | 0 | 0 | 0 | 0 | 0 | 0 | 0 | 0 | 0 | 0 | 0 | 0 | 0 | 0 | 0 | 0 | 0
BB_COAL_LOWSULFUR | 0 | 0 | 0 | 0 | 0 | 0 | 0 | 0 | 0 | 0 | 0 | 0 | 0 | 0 | 0 | 0 | 0 | 0 | 0 | 0 | 0 | 0 | 0 | 0 | 0 | 0 | 0 | 0 | 0 | 0 | 0 | 0
BB_COAL_1 | 0 | 0 | 0 | 0 | 0 | 0 | 0 | 0 | 0 | 0 | 0 | 0 | 0 | 0 | 0 | 0 | 0 | 0 | 0 | 0 | 0 | 0 | 0 | 0 | 0 | 0 | 0 | 0 | 0 | 0 | 0 | 0
BB_COAL_2 | 0 | 0 | 0 | 0 | 0 | 0 | 0 | 0 | 0 | 0 | 0 | 0 | 0 | 0 | 0 | 0 | 0 | 0 | 0 | 0 | 0 | 0 | 0 | 0 | 0 | 0 | 0 | 0 | 0 | 0 | 0 | 0
BB_PETCOKE | 0 | 0 | 0 | 0 | 0 | 0 | 0 | 0 | 0 | 0 | 0 | 0 | 0 | 0 | 0 | 0 | 0 | 0 | 0 | 0 | 0 | 0 | 0 | 0 | 0 | 0 | 0 | 0 | 0 | 0 | 0 | 0
FIRM Gas_GS (MCF) | 0 | 0 | 0 | 0 | 0 | 0 | 0 | 0 | 0 | 0 | 0 | 0 | 0 | 0 | 0 | 0 | 0 | 0 | 0 | 0 | 0 | 0 | 0 | 0 | 0 | 0 | 0 | 0 | 0 | 0 | 0 | 0
INTERRUPT Gas (MCF) | 0 | 0 | 0 | 0 | 0 | 0 | 0 | 0 | 0 | 0 | 0 | 0 | 0 | 0 | 0 | 0 | 0 | 0 | 0 | 0 | 0 | 0 | 0 | 0 | 0 | 0 | 0 | 0 | 0 | 0 | 0 | 0
FIRM Gas_GS (MCF) (Start Up) | 8.48 | 7.75 | 7.33 | 0.01 | 0 | 0 | 0 | 0 | 0 | 0 | 0 | 0 | 0 | 0 | 0 | 0 | 0 | 0 | 0 | 0 | 0 | 0 | 0 | 0 | 0 | 0 | 0 | 0 | 0 | 0 | 0 | 0
INTERRUPT Gas (MCF) (Start Up) | 71.66 | 92.64 | 81.58 | 8.76 | 0 | 0 | 0 | 0 | 0 | 0 | 0 | 0 | 0 | 0 | 0 | 0 | 0 | 0 | 0 | 0 | 0 | 0 | 0 | 0 | 0 | 0 | 0 | 0 | 0 | 0 | 0 | 0
Big Bend 2
BB_#2OIL (BBL) | 0 | 0 | 0 | 0 | 0 | 0 | 0 | 0 | 0 | 0 | 0 | 0 | 0 | 0 | 0 | 0 | 0 | 0 | 0 | 0 | 0 | 0 | 0 | 0 | 0 | 0 | 0 | 0 | 0 | 0 | 0 | 0
BB2_COAL_BLEND | 793.87 | 761.02 | 783.55 | 330.5 | 0 | 0 | 0 | 0 | 0 | 0 | 0 | 0 | 0 | 0 | 0 | 0 | 0 | 0 | 0 | 0 | 0 | 0 | 0 | 0 | 0 | 0 | 0 | 0 | 0 | 0 | 0 | 0
BB_COAL_STDLOW | 0 | 0 | 0 | 0 | 0 | 0 | 0 | 0 | 0 | 0 | 0 | 0 | 0 | 0 | 0 | 0 | 0 | 0 | 0 | 0 | 0 | 0 | 0 | 0 | 0 | 0 | 0 | 0 | 0 | 0 | 0 | 0
BB_COAL_PREMIUM | 0 | 0 | 0 | 0 | 0 | 0 | 0 | 0 | 0 | 0 | 0 | 0 | 0 | 0 | 0 | 0 | 0 | 0 | 0 | 0 | 0 | 0 | 0 | 0 | 0 | 0 | 0 | 0 | 0 | 0 | 0 | 0
BB_COAL_STDHIGH | 0 | 0 | 0 | 0 | 0 | 0 | 0 | 0 | 0 | 0 | 0 | 0 | 0 | 0 | 0 | 0 | 0 | 0 | 0 | 0 | 0 | 0 | 0 | 0 | 0 | 0 | 0 | 0 | 0 | 0 | 0 | 0
BB_COAL_LOWSULFUR | 0 | 0 | 0 | 0 | 0 | 0 | 0 | 0 | 0 | 0 | 0 | 0 | 0 | 0 | 0 | 0 | 0 | 0 | 0 | 0 | 0 | 0 | 0 | 0 | 0 | 0 | 0 | 0 | 0 | 0 | 0 | 0
BB_COAL_1 | 0 | 0 | 0 | 0 | 0 | 0 | 0 | 0 | 0 | 0 | 0 | 0 | 0 | 0 | 0 | 0 | 0 | 0 | 0 | 0 | 0 | 0 | 0 | 0 | 0 | 0 | 0 | 0 | 0 | 0 | 0 | 0
BB_COAL_2 | 0 | 0 | 0 | 0 | 0 | 0 | 0 | 0 | 0 | 0 | 0 | 0 | 0 | 0 | 0 | 0 | 0 | 0 | 0 | 0 | 0 | 0 | 0 | 0 | 0 | 0 | 0 | 0 | 0 | 0 | 0 | 0
BB_PETCOKE | 0 | 0 | 0 | 0 | 0 | 0 | 0 | 0 | 0 | 0 | 0 | 0 | 0 | 0 | 0 | 0 | 0 | 0 | 0 | 0 | 0 | 0 | 0 | 0 | 0 | 0 | 0 | 0 | 0 | 0 | 0 | 0
FIRM Gas_GS (MCF) | 0 | 0 | 0 | 0 | 0 | 0 | 0 | 0 | 0 | 0 | 0 | 0 | 0 | 0 | 0 | 0 | 0 | 0 | 0 | 0 | 0 | 0 | 0 | 0 | 0 | 0 | 0 | 0 | 0 | 0 | 0 | 0
INTERRUPT Gas (MCF) | 0 | 0 | 0 | 0 | 0 | 0 | 0 | 0 | 0 | 0 | 0 | 0 | 0 | 0 | 0 | 0 | 0 | 0 | 0 | 0 | 0 | 0 | 0 | 0 | 0 | 0 | 0 | 0 | 0 | 0 | 0 | 0
FIRM Gas_GS (MCF) (Start Up) | 2.23 | 9.12 | 8.07 | 4.69 | 0 | 0 | 0 | 0 | 0 | 0 | 0 | 0 | 0 | 0 | 0 | 0 | 0 | 0 | 0 | 0 | 0 | 0 | 0 | 0 | 0 | 0 | 0 | 0 | 0 | 0 | 0 | 0
INTERRUPT Gas (MCF) (Start Up) | 57.88 | 63.51 | 64.57 | 21.2 | 0 | 0 | 0 | 0 | 0 | 0 | 0 | 0 | 0 | 0 | 0 | 0 | 0 | 0 | 0 | 0 | 0 | 0 | 0 | 0 | 0 | 0 | 0 | 0 | 0 | 0 | 0 | 0
Big Bend 3
BB_#2OIL (BBL) | 0 | 0 | 0 | 0 | 0 | 0 | 0 | 0 | 0 | 0 | 0 | 0 | 0 | 0 | 0 | 0 | 0 | 0 | 0 | 0 | 0 | 0 | 0 | 0 | 0 | 0 | 0 | 0 | 0 | 0 | 0 | 0
BB3_COAL_BLEND | 972.62 | 892.36 | 1039.5 | 1049.59 | 1063.26 | 1071.88 | 1064.41 | 867.47 | 1054.78 | 1059.4 | 1041.57 | 1035.64 | 839.06 | 1042.4 | 1039.94 | 1029.9 | 998.29 | 866.4 | 1033.27 | 1022.96 | 986.15 | 1027.23 | 1021.96 | 357.56 | 0 | 0 | 0 | 0 | 0 | 0 | 0 | 0
BB_COAL_STDLOW | 0 | 0 | 0 | 0 | 0 | 0 | 0 | 0 | 0 | 0 | 0 | 0 | 0 | 0 | 0 | 0 | 0 | 0 | 0 | 0 | 0 | 0 | 0 | 0 | 0 | 0 | 0 | 0 | 0 | 0 | 0 | 0
BB_COAL_PREMIUM | 0 | 0 | 0 | 0 | 0 | 0 | 0 | 0 | 0 | 0 | 0 | 0 | 0 | 0 | 0 | 0 | 0 | 0 | 0 | 0 | 0 | 0 | 0 | 0 | 0 | 0 | 0 | 0 | 0 | 0 | 0 | 0
BB_COAL_STDHIGH | 0 | 0 | 0 | 0 | 0 | 0 | 0 | 0 | 0 | 0 | 0 | 0 | 0 | 0 | 0 | 0 | 0 | 0 | 0 | 0 | 0 | 0 | 0 | 0 | 0 | 0 | 0 | 0 | 0 | 0 | 0 | 0
BB_COAL_LOWSULFUR | 0 | 0 | 0 | 0 | 0 | 0 | 0 | 0 | 0 | 0 | 0 | 0 | 0 | 0 | 0 | 0 | 0 | 0 | 0 | 0 | 0 | 0 | 0 | 0 | 0 | 0 | 0 | 0 | 0 | 0 | 0 | 0
BB_COAL_1 | 0 | 0 | 0 | 0 | 0 | 0 | 0 | 0 | 0 | 0 | 0 | 0 | 0 | 0 | 0 | 0 | 0 | 0 | 0 | 0 | 0 | 0 | 0 | 0 | 0 | 0 | 0 | 0 | 0 | 0 | 0 | 0
BB_COAL_2 | 0 | 0 | 0 | 0 | 0 | 0 | 0 | 0 | 0 | 0 | 0 | 0 | 0 | 0 | 0 | 0 | 0 | 0 | 0 | 0 | 0 | 0 | 0 | 0 | 0 | 0 | 0 | 0 | 0 | 0 | 0 | 0
BB_PETCOKE | 0 | 0 | 0 | 0 | 0 | 0 | 0 | 0 | 0 | 0 | 0 | 0 | 0 | 0 | 0 | 0 | 0 | 0 | 0 | 0 | 0 | 0 | 0 | 0 | 0 | 0 | 0 | 0 | 0 | 0 | 0 | 0
FIRM Gas_GS (MCF) | 0 | 0 | 0 | 0 | 0 | 0 | 0 | 0 | 0 | 0 | 0 | 0 | 0 | 0 | 0 | 0 | 0 | 0 | 0 | 0 | 0 | 0 | 0 | 0 | 0 | 0 | 0 | 0 | 0 | 0 | 0 | 0
INTERRUPT Gas (MCF) | 0 | 0 | 0 | 0 | 0 | 0 | 0 | 0 | 0 | 0 | 0 | 0 | 0 | 0 | 0 | 0 | 0 | 0 | 0 | 0 | 0 | 0 | 0 | 0 | 0 | 0 | 0 | 0 | 0 | 0 | 0 | 0
FIRM Gas_GS (MCF) (Start Up) | 6.23 | 7.48 | 5.06 | 1.06 | 0.43 | 18.67 | 21.85 | 5.11 | 23.25 | 9.88 | 20.91 | 9.51 | 14.79 | 12.14 | 14.27 | 11.77 | 19.89 | 10.09 | 5.77 | 7.23 | 13.77 | 0.83 | 6.75 | 3.13 | 0 | 0 | 0 | 0 | 0 | 0 | 0 | 0
INTERRUPT Gas (MCF) (Start Up) | 73.92 | 40.94 | 48.79 | 54.87 | 60.93 | 46.45 | 42.01 | 46.66 | 34.35 | 50.23 | 54.64 | 56.86 | 60.34 | 67.59 | 56.27 | 58.36 | 90.31 | 51.27 | 64.36 | 67.91 | 55.52 | 73.88 | 63.38 | 16.9 | 0 | 0 | 0 | 0 | 0 | 0 | 0 | 0
Big Bend 4
BB_#2OIL (BBL) | 0 | 0 | 0 | 0 | 0 | 0 | 0 | 0 | 0 | 0 | 0 | 0 | 0 | 0 | 0 | 0 | 0 | 0 | 0 | 0 | 0 | 0 | 0 | 0 | 0 | 0 | 0 | 0 | 0 | 0 | 0 | 0
BB4_COAL_BLEND | 1108.74 | 1016.07 | 1251.54 | 1243 | 1231.35 | 1176.85 | 1033.87 | 1218.01 | 1206.43 | 1201.38 | 1216.66 | 921.64 | 1090.09 | 1046.49 | 1104.97 | 1089.71 | 915.59 | 1042.67 | 1093.3 | 1087.9 | 1083.87 | 866.74 | 1087.91 | 1079.51 | 1081.06 | 1028.87 | 900.58 | 1061.28 | 1061.15 | 1063.18 | 0 | 0
BB_COAL_STDLOW | 0 | 0 | 0 | 0 | 0 | 0 | 0 | 0 | 0 | 0 | 0 | 0 | 0 | 0 | 0 | 0 | 0 | 0 | 0 | 0 | 0 | 0 | 0 | 0 | 0 | 0 | 0 | 0 | 0 | 0 | 0 | 0
BB_COAL_PREMIUM | 0 | 0 | 0 | 0 | 0 | 0 | 0 | 0 | 0 | 0 | 0 | 0 | 0 | 0 | 0 | 0 | 0 | 0 | 0 | 0 | 0 | 0 | 0 | 0 | 0 | 0 | 0 | 0 | 0 | 0 | 0 | 0
BB_COAL_STDHIGH | 0 | 0 | 0 | 0 | 0 | 0 | 0 | 0 | 0 | 0 | 0 | 0 | 0 | 0 | 0 | 0 | 0 | 0 | 0 | 0 | 0 | 0 | 0 | 0 | 0 | 0 | 0 | 0 | 0 | 0 | 0 | 0
BB_COAL_LOWSULFUR | 0 | 0 | 0 | 0 | 0 | 0 | 0 | 0 | 0 | 0 | 0 | 0 | 0 | 0 | 0 | 0 | 0 | 0 | 0 | 0 | 0 | 0 | 0 | 0 | 0 | 0 | 0 | 0 | 0 | 0 | 0 | 0
BB_COAL_1 | 0 | 0 | 0 | 0 | 0 | 0 | 0 | 0 | 0 | 0 | 0 | 0 | 0 | 0 | 0 | 0 | 0 | 0 | 0 | 0 | 0 | 0 | 0 | 0 | 0 | 0 | 0 | 0 | 0 | 0 | 0 | 0
BB_COAL_2 | 0 | 0 | 0 | 0 | 0 | 0 | 0 | 0 | 0 | 0 | 0 | 0 | 0 | 0 | 0 | 0 | 0 | 0 | 0 | 0 | 0 | 0 | 0 | 0 | 0 | 0 | 0 | 0 | 0 | 0 | 0 | 0
BB_PETCOKE | 0 | 0 | 0 | 0 | 0 | 0 | 0 | 0 | 0 | 0 | 0 | 0 | 0 | 0 | 0 | 0 | 0 | 0 | 0 | 0 | 0 | 0 | 0 | 0 | 0 | 0 | 0 | 0 | 0 | 0 | 0 | 0
FIRM Gas_GS (MCF) | 0 | 0 | 0 | 0 | 0 | 0 | 0 | 0 | 0 | 0 | 0 | 0 | 0 | 0 | 0 | 0 | 0 | 0 | 0 | 0 | 0 | 0 | 0 | 0 | 0 | 0 | 0 | 0 | 0 | 0 | 0 | 0
INTERRUPT Gas (MCF) | 0 | 0 | 0 | 0 | 0 | 0 | 0 | 0 | 0 | 0 | 0 | 0 | 0 | 0 | 0 | 0 | 0 | 0 | 0 | 0 | 0 | 0 | 0 | 0 | 0 | 0 | 0 | 0 | 0 | 0 | 0 | 0
FIRM Gas_GS (MCF) (Start Up) | 1.12 | 11.72 | 2.33 | 3.83 | 0 | 13.43 | 15.79 | 20.22 | 18.76 | 20.18 | 14.69 | 10.43 | 10.21 | 12.1 | 17.28 | 11.11 | 11.92 | 15.77 | 11.8 | 11.14 | 8.27 | 10.49 | 5.12 | 1.36 | 3.71 | 8.42 | 43.27 | 52.42 | 67.98 | 62.81 | 0 | 0
INTERRUPT Gas (MCF) (Start Up) | 68.59 | 35.45 | 47.76 | 57.95 | 55.1 | 48.34 | 28.45 | 33.21 | 34.67 | 31.58 | 40.41 | 54.69 | 69.93 | 57.19 | 62.45 | 64.02 | 58.21 | 53.94 | 73.36 | 69.01 | 66.87 | 67.15 | 70.02 | 68.77 | 66.42 | 68.8 | 31.86 | 8.73 | 6.74 | 6.48 | 0 | 0
Bayside 1
FIRM Gas_GS (MCF) | 12709.55 | 14047.04 | 14313.03 | 14539.27 | 13809.42 | 10361.36 | 9631.51 | 11030.62 | 10231.38 | 10220.11 | 10781.5 | 10466.54 | 10858.02 | 11213.49 | 9483.37 | 11371.06 | 10994.98 | 11300.62 | 10399.59 | 9222.48 | 11237.3 | 11131.18 | 11463.13 | 11742.36 | 11792.96 | 2895.96 | 0 | 0 | 0 | 0 | 0 | 0
FIRM Gas_FGT (MCF) | 6452.75 | 6981.96 | 6261.27 | 8010.92 | 8489.01 | 2256.45 | 2504.7 | 3163.44 | 2566.2 | 2767.33 | 3073.42 | 3293.29 | 3764.63 | 3655.53 | 3113.05 | 4033.53 | 4243.11 | 4255.61 | 4276.5 | 4442.89 | 5235.78 | 5834.28 | 4895.69 | 5951.56 | 6132.04 | 1027.2 | 0 | 0 | 0 | 0 | 0 | 0
INTERRUPT Gas (MCF) | 0 | 0 | 2.26 | 0 | 0 | 1.1 | 30.66 | 21.27 | 5.39 | 1.92 | 30.79 | 13.59 | 71.17 | 63.48 | 28.85 | 143.88 | 103.51 | 178.1 | 274.75 | 442.76 | 487.73 | 604.33 | 530.69 | 1177.43 | 1218.31 | 66.51 | 0 | 0 | 0 | 0 | 0 | 0
Bayside 2
FIRM Gas_GS (MCF) | 3979.88 | 2278.68 | 2448.11 | 2714.52 | 4271.21 | 2856.82 | 3691.64 | 2733.67 | 3500.44 | 3992.48 | 3210.81 | 3443.03 | 3459.55 | 3333.28 | 4571.52 | 3871.04 | 3483.93 | 3831.5 | 4153.95 | 5845.47 | 3331.97 | 4598.93 | 4184.7 | 4268 | 4214.09 | 10941.88 | 0 | 0 | 0 | 0 | 0 | 0
FIRM Gas_FGT (MCF) | 12116.14 | 12942.14 | 11312.57 | 16622.56 | 17392.43 | 3398.1 | 4399.62 | 4849.5 | 5011.74 | 6436.73 | 6510.44 | 7015.94 | 7425.49 | 6990.28 | 7491.84 | 8270.8 | 8125.3 | 8155.51 | 8073.88 | 9379.58 | 8294.67 | 9695.2 | 9348.56 | 7830.45 | 8176.81 | 8627.32 | 0 | 0 | 0 | 0 | 0 | 0
INTERRUPT Gas (MCF) | 0 | 0 | 0.65 | 34.87 | 43.33 | 9.95 | 41.24 | 69.18 | 43.31 | 8.12 | 7.49 | 120.07 | 146.9 | 238.74 | 114.6 | 261.06 | 536.01 | 664.69 | 695.77 | 1175.67 | 1372.18 | 1649.03 | 1331.73 | 3021.39 | 3186.49 | 731.77 | 0 | 0 | 0 | 0 | 0 | 0
Bayside 3
FIRM Gas_GS (MCF) | 0 | 0 | 0 | 1.25 | 1.85 | 0 | 38.3 | 69.15 | 10.19 | 19.1 | 33.87 | 88.4 | 88.17 | 71.23 | 115.68 | 76.89 | 154.11 | 77.75 | 140.28 | 109.15 | 140.24 | 136.66 | 98.16 | 132.79 | 146.9 | 159.54 | 148.57 | 118.2 | 131.71 | 107.92 | 0 | 0
FIRM Gas_FGT (MCF) | 15.04 | 30.39 | 25.45 | 3.5 | 7.42 | 1.82 | 27.04 | 37.94 | 5 | 17.3 | 14.95 | 18.81 | 26.55 | 15.73 | 13.77 | 18.96 | 18.54 | 17.72 | 17.66 | 38.54 | 18.82 | 35.98 | 19.04 | 16.74 | 22.62 | 11.13 | 2.14 | 2.23 | 2.4 | 1.08 | 0 | 0
INTERRUPT Gas (MCF) | 0 | 1.93 | 0.63 | 0 | 2.18 | 0 | 27.19 | 20.83 | 4.28 | 2.53 | 17.8 | 15.95 | 54.06 | 29.85 | 37.83 | 55.48 | 58.65 | 116.49 | 109.11 | 167.2 | 152.42 | 215.93 | 193.51 | 242.3 | 281.8 | 22.37 | 6.37 | 5.19 | 4.46 | 5.08 | 0 | 0
Bayside 4
FIRM Gas_GS (MCF) | 0 | 0 | 0 | 1.25 | 1.85 | 0 | 29.75 | 49.29 | 5.49 | 11.69 | 19.55 | 58.2 | 49.22 | 39.99 | 70.11 | 36.93 | 88.3 | 31.29 | 71.97 | 45.05 | 90.54 | 66.67 | 44.14 | 59.84 | 77.88 | 83.36 | 71.63 | 55.02 | 66.56 | 48.46 | 0 | 0
FIRM Gas_FGT (MCF) | 7.61 | 25.83 | 19.45 | 1.85 | 4.97 | 0.64 | 25.54 | 35.86 | 1.75 | 7.16 | 7.44 | 10.25 | 12.2 | 5.27 | 7.83 | 8.53 | 9.09 | 8.78 | 12.02 | 11.77 | 6.53 | 19.17 | 8.1 | 8.04 | 10.23 | 5.44 | 1.47 | 1.19 | 1.38 | 0.57 | 0 | 0
INTERRUPT Gas (MCF) | 0 | 1.87 | 1.36 | 0 | 0.69 | 0 | 18.19 | 19.19 | 4.13 | 5.82 | 23.97 | 28.63 | 45.8 | 24.18 | 39.8 | 44.31 | 59.53 | 81.5 | 78.73 | 105.4 | 112.18 | 146.14 | 124.41 | 154.32 | 200.43 | 31.23 | 3.73 | 2.87 | 3.32 | 2.66 | 0 | 0
Bayside 5
FIRM Gas_GS (MCF) | 0.85 | 1.89 | 0 | 2.85 | 4.8 | 3.69 | 49.49 | 72.78 | 13.43 | 30.39 | 48.88 | 118.73 | 110.33 | 97.61 | 161.41 | 126.27 | 214.32 | 145.11 | 225.73 | 209.93 | 287.44 | 235.84 | 186.11 | 217.86 | 255.98 | 366.43 | 401.65 | 336.63 | 329.58 | 311.51 | 0 | 0
FIRM Gas_FGT (MCF) | 41.86 | 46.09 | 38.65 | 16.04 | 20.82 | 7.19 | 43.78 | 56.88 | 17.08 | 41.92 | 34.49 | 44.61 | 74.68 | 50.6 | 53.12 | 83.05 | 62.18 | 64 | 65.23 | 119.4 | 65.19 | 131.66 | 80.01 | 51.24 | 69.88 | 61.36 | 3.76 | 3.75 | 4.44 | 2.61 | 0 | 0
INTERRUPT Gas (MCF) | 0 | 0.06 | 0.06 | 0 | 0.78 | 0 | 28.29 | 27.34 | 4.64 | 3.11 | 20.82 | 18.47 | 62.4 | 29.24 | 34.36 | 82.18 | 91.14 | 178.46 | 169.94 | 280.91 | 245.72 | 373.61 | 308.92 | 424.37 | 435.86 | 44.8 | 12.7 | 10.8 | 9.81 | 10.95 | 0 | 0
Bayside 6
FIRM Gas_GS (MCF) | 0 | 0 | 0 | 1.87 | 2.41 | 0.96 | 42.74 | 76.84 | 10.53 | 21.95 | 43.23 | 113.74 | 99.47 | 88.55 | 149.64 | 98.02 | 196.82 | 112.71 | 194.82 | 166.94 | 234.23 | 193.05 | 149.94 | 182.85 | 218.98 | 259.93 | 258.8 | 212.1 | 217.45 | 191.24 | 0 | 0
FIRM Gas_FGT (MCF) | 22.49 | 36.02 | 32.78 | 7.6 | 12.73 | 5.08 | 32.51 | 45.29 | 9.81 | 29.97 | 20.75 | 29.16 | 41.97 | 29.78 | 30.27 | 48.08 | 33.61 | 36.97 | 40.74 | 71.36 | 35.69 | 79.12 | 41.24 | 28.66 | 40.07 | 23.14 | 2.88 | 2.99 | 3.06 | 1.54 | 0 | 0
INTERRUPT Gas (MCF) | 0 | 0.37 | 0.06 | 0 | 1.93 | 0 | 29.44 | 26.31 | 5.09 | 3.44 | 20.55 | 16.16 | 70.54 | 38.55 | 36.08 | 74.61 | 80.25 | 159.1 | 147.56 | 233.26 | 212.91 | 317.74 | 274.66 | 343.67 | 375.49 | 30.37 | 9.59 | 7.8 | 6.84 | 7.59 | 0 | 0
BigBend CT4
FIRM Gas_GS (MCF) | 0.68 | 1.66 | 0 | 0.59 | 4.31 | 0 | 0.61 | 11.86 | 2.63 | 4.78 | 0.9 | 21.05 | 15.7 | 15.95 | 14.02 | 27.72 | 36.23 | 43.61 | 32.24 | 29.95 | 76 | 72.42 | 51.65 | 69.42 | 107.61 | 325.08 | 698.99 | 564.17 | 569.79 | 574.45 | 0 | 0
INTERRUPT Gas (MCF) | 62.24 | 33.13 | 31.28 | 5.52 | 7.36 | 1.12 | 70.28 | 93.44 | 14.81 | 29.17 | 43.73 | 89.4 | 97.5 | 62.93 | 83.21 | 130.88 | 142.1 | 156.33 | 153.99 | 239.97 | 319.11 | 370.23 | 270.96 | 533.08 | 555.26 | 425.24 | 4.08 | 4.91 | 5.49 | 3.03 | 0 | 0
BigBend CT4o
BB#2Oil (BBL) | 0 | 0 | 0 | 0 | 0 | 0 | 0 | 0 | 0 | 0 | 0 | 0 | 0 | 0 | 0 | 0 | 0 | 0 | 0 | 0 | 0 | 0 | 0 | 0 | 0 | 0 | 0 | 0 | 0 | 0 | 0 | 0
Polk 1 | 483.5 | 570.18 | 572.12 | 523.09 | 570.26 | 558.39 | 523.37 | 570.25 | 570.2 | 521.32 | 523.05 | 563 | 563 | 533.05 | 564.67 | 563 | 533.06 | 562.99 | 373.1 | 0 | 0 | 0 | 0 | 0 | 0 | 0 | 0 | 0 | 0 | 0 | 0 | 0
POLK_COALLOW | 117.46 | 138.52 | 138.99 | 127.08 | 138.54 | 135.66 | 127.15 | 138.54 | 138.53 | 126.65 | 127.07 | 136.78 | 136.78 | 129.5 | 137.18 | 136.78 | 129.5 | 136.78 | 90.64 | 0 | 0 | 0 | 0 | 0 | 0 | 0 | 0 | 0 | 0 | 0 | 0 | 0
POLK_COAL_1 | 0 | 0 | 0 | 0 | 0 | 0 | 0 | 0 | 0 | 0 | 0 | 0 | 0 | 0 | 0 | 0 | 0 | 0 | 0 | 0 | 0 | 0 | 0 | 0 | 0 | 0 | 0 | 0 | 0 | 0 | 0 | 0
POLK_COAL_2 | 0 | 0 | 0 | 0 | 0 | 0 | 0 | 0 | 0 | 0 | 0 | 0 | 0 | 0 | 0 | 0 | 0 | 0 | 0 | 0 | 0 | 0 | 0 | 0 | 0 | 0 | 0 | 0 | 0 | 0 | 0 | 0
POLK PETCOKE | 366.04 | 431.66 | 433.13 | 396.01 | 431.72 | 422.73 | 396.22 | 431.71 | 431.67 | 394.67 | 395.98 | 426.22 | 426.22 | 403.55 | 427.49 | 426.22 | 403.56 | 426.21 | 282.46 | 0 | 0 | 0 | 0 | 0 | 0 | 0 | 0 | 0 | 0 | 0 | 0 | 0
PROPANE (GAL) | 0 | 0 | 0 | 0 | 0 | 0 | 0 | 0 | 0 | 0 | 0 | 0 | 0 | 0 | 0 | 0 | 0 | 0 | 0 | 0 | 0 | 0 | 0 | 0 | 0 | 0 | 0 | 0 | 0 | 0 | 0 | 0
POLK #2OIL (BBL) | 0 | 0 | 0 | 0 | 0 | 0 | 0 | 0 | 0 | 0 | 0 | 0 | 0 | 0 | 0 | 0 | 0 | 0 | 0 | 0 | 0 | 0 | 0 | 0 | 0 | 0 | 0 | 0 | 0 | 0 | 0 | 0
POLK 1 FIRM Gas_FGT (MCF) (Start Up) | 35.89 | 32.1 | 33.56 | 33.56 | 35.6 | 31.52 | 30.06 | 33.56 | 31.52 | 31.52 | 27.43 | 33.56 | 35.6 | 33.56 | 35.6 | 31.52 | 35.6 | 35.6 | 21.89 | 0 | 0 | 0 | 0 | 0 | 0 | 0 | 0 | 0 | 0 | 0 | 0 | 0
POLK 1 INTERRUPT Gas (MCF) (Start Up) | 0 | 0 | 0 | 0 | 0 | 0 | 0 | 0 | 0 | 0 | 0 | 0 | 0 | 0 | 0 | 0 | 0 | 0 | 0 | 0 | 0 | 0 | 0 | 0 | 0 | 0 | 0 | 0 | 0 | 0 | 0 | 0
Polk 1g
POLK 1g FIRM Gas_FGT (MCF) | 1044.41 | 867.39 | 757.17 | 1313.29 | 1967.67 | 608.54 | 758.92 | 1403.66 | 758.31 | 1469.49 | 866.63 | 1290.37 | 1598.03 | 1469.26 | 1692.95 | 2088.9 | 1841.59 | 1982.35 | 1299.81 | 0 | 0 | 0 | 0 | 0 | 0 | 0 | 0 | 0 | 0 | 0 | 0 | 0
POLK 1g INTERRUPT Gas (MCF) | 0 | 0.37 | 0.91 | 0 | 25.95 | 4.89 | 39.21 | 36.39 | 36.18 | 9.54 | 35.07 | 139.06 | 136.02 | 124.59 | 104.47 | 154.35 | 272.07 | 364.42 | 243.81 | 0 | 0 | 0 | 0 | 0 | 0 | 0 | 0 | 0 | 0 | 0 | 0 | 0
Polk 2
FIRM Gas_FGT (MCF) | 231.95 | 34.85 | 12.9 | 0 | 14.14 | 0 | 16.29 | 14.91 | 1.94 | 82.64 | 32.32 | 9.87 | 36.41 | 12.27 | 9.95 | 168.24 | 27.43 | 10.9 | 36.58 | 39.81 | 48.53 | 364.52 | 13.58 | 23.33 | 52.98 | 41.25 | 13.67 | 219.16 | 43.4 | 17.81 | 0 | 0
INTERRUPT Gas (MCF) | 0 | 0 | 0 | 0 | 0 | 0 | 0.01 | 12.16 | 0 | 0 | 1.22 | 0 | 0.1 | 0 | 0.34 | 13.24 | 8.61 | 0 | 2.66 | 8.59 | 23.51 | 18.73 | 27.97 | 11.37 | 30.74 | 35.89 | 15.75 | 19.39 | 1.99 | 0.2 | 0 | 0
Polk 2o
POLK #2Oil (BBL) | 0 | 0 | 0 | 0 | 0 | 0 | 0 | 0 | 0 | 0 | 0 | 0 | 0 | 0 | 0 | 0 | 0 | 0 | 0 | 0 | 0 | 0 | 0 | 0 | 0 | 0 | 0 | 0 | 0 | 0 | 0 | 0
Polk 3
FIRM Gas_FGT (MCF) | 101.5 | 22.4 | 12.6 | 0 | 6.37 | 0 | 15.87 | 115.18 | 1.94 | 58.29 | 20.81 | 0 | 25.08 | 10.67 | 0.74 | 136.74 | 16.42 | 1.73 | 30.33 | 13.87 | 40.88 | 357.66 | 4.38 | 17.12 | 30.88 | 41.73 | 3.78 | 264.34 | 32.43 | 1.35 | 0 | 0
INTERRUPT Gas (MCF) | 0 | 0 | 0 | 0 | 0 | 0 | 0.52 | 1.71 | 0 | 0 | 0.1 | 0 | 1.63 | 0 | 0.91 | 18.7 | 8.21 | 0 | 3.39 | 6.37 | 39.3 | 23.56 | 30.94 | 34.22 | 40.43 | 37.06 | 6.7 | 38.8 | 3.39 | 0.36 | 0 | 0
Polk 3o
POLK #2Oil (BBL) | 0 | 0 | 0 | 0 | 0 | 0 | 0 | 0 | 0 | 0 | 0 | 0 | 0 | 0 | 0 | 0 | 0 | 0 | 0 | 0 | 0 | 0 | 0 | 0 | 0 | 0 | 0 | 0 | 0 | 0 | 0 | 0
Polk 4
FIRM Gas_FGT (MCF) | 8.41 | 15.84 | 5.99 | 0 | 0 | 0 | 11.35 | 47.06 | 0 | 25.02 | 6.36 | 0 | 12.42 | 6.13 | 0 | 65.45 | 12.23 | 0 | 19.85 | 8.72 | 14.18 | 274.76 | 2.66 | 5.1 | 20.36 | 24.2 | 2.64 | 171.96 | 15.67 | 0 | 0 | 0
INTERRUPT Gas (MCF) | 0 | 0 | 0 | 0 | 0 | 0 | 5.04 | 3.09 | 0 | 0 | 0.6 | 0 | 2.18 | 0 | 0 | 15.11 | 5.89 | 0 | 5.41 | 4.88 | 46.41 | 26.09 | 28.46 | 24.71 | 29.64 | 23.61 | 1.24 | 33.86 | 8.45 | 0 | 0 | 0
Polk 5
FIRM Gas_FGT (MCF) | 0 | 22.41 | 9.29 | 0 | 0 | 0 | 5.01 | 36.49 | 0 | 0 | 5.01 | 0 | 11.25 | 0 | 0 | 49.11 | 7.92 | 0 | 16.57 | 3.78 | 1.85 | 172.34 | 0 | 1.65 | 16.13 | 13.15 | 1.9 | 108.66 | 7.52 | 6.82 | 0 | 0
INTERRUPT Gas (MCF) | 0 | 0 | 0 | 0 | 0 | 0 | 3.24 | 1.73 | 0 | 0 | 3.54 | 0 | 3.26 | 0 | 0 | 23.77 | 5.21 | 0 | 7.11 | 0.1 | 39.38 | 26.61 | 24.54 | 15.04 | 10.56 | 17.79 | 0 | 37.88 | 0 | 0 | 0 | 0
Polk 2 CC
FIRM Gas_FGT (MCF) | 35644.66 | 36933.4 | 32722.55 | 38969.93 | 41545.68 | 21642.36 | 23291.55 | 22390.31 | 22946.14 | 22750.55 | 24677.81 | 26966.14 | 27381.1 | 28047.04 | 28211.95 | 26254.32 | 30413.95 | 30529.03 | 32455.86 | 35159.24 | 34664.79 | 32547.25 | 34157.86 | 36335.5 | 37818.84 | 34488.53 | 16199.57 | 14769.98 | 15740.94 | 15834.95 | 0 | 0
INTERRUPT Gas (MCF) | 0 | 0 | 0 | 0 | 0 | 1.79 | 84.8 | 75.29 | 56.87 | 32.2 | 36.93 | 240.66 | 310.89 | 220.83 | 272.37 | 405.03 | 641.79 | 738.32 | 946.61 | 1076.23 | 1192.29 | 1329.72 | 1334.96 | 2033.67 | 2189.06 | 1721.56 | 2084.59 | 1827.72 | 1738.35 | 1944.83 | 0 | 0
Polk 2 CC DF
FIRM Gas_FGT (MCF) | 159.83 | 155.43 | 135.07 | 137.32 | 204.56 | 84.59 | 221.26 | 272.16 | 134.67 | 146.95 | 221.51 | 377.6 | 460 | 440.97 | 512.53 | 570.14 | 709.99 | 775.23 | 915.8 | 1311.56 | 1328.01 | 1356.85 | 1095.77 | 1322.35 | 1463.81 | 1570 | 929.9 | 768.11 | 790.35 | 745.29 | 0 | 0
INTERRUPT Gas (MCF) | 0 | 0.8 | 0.71 | 2.22 | 4.11 | 0 | 36.75 | 32.58 | 14.02 | 12.71 | 24.26 | 54.92 | 76.1 | 63.66 | 64.07 | 99.5 | 157.67 | 186.68 | 212.7 | 249.24 | 300.95 | 367.35 | 325.07 | 530.43 | 590.09 | 253.42 | 463.64 | 414.53 | 397.32 | 433.74 | 0 | 0
Phillips 1
#2Oil (BBL) | 0 | 0 | 0 | 0 | 0 | 0 | 0 | 0 | 0 | 0 | 0 | 0 | 0 | 0 | 0 | 0 | 0 | 0 | 0 | 0 | 0 | 0 | 0 | 0 | 0 | 0 | 0 | 0 | 0 | 0 | 0 | 0
#6Oil (BBL) | 0 | 0 | 0 | 0 | 0 | 0 | 0 | 0 | 0 | 0 | 0 | 0 | 0 | 0 | 0 | 0 | 0 | 0 | 0 | 0 | 0 | 0 | 0 | 0 | 0 | 0 | 0 | 0 | 0 | 0 | 0 | 0
Phillips 2
#2Oil (BBL) | 0 | 0 | 0 | 0 | 0 | 0 | 0 | 0 | 0 | 0 | 0 | 0 | 0 | 0 | 0 | 0 | 0 | 0 | 0 | 0 | 0 | 0 | 0 | 0 | 0 | 0 | 0 | 0 | 0 | 0 | 0 | 0
#6Oil (BBL) | 0 | 0 | 0 | 0 | 0 | 0 | 0 | 0 | 0 | 0 | 0 | 0 | 0 | 0 | 0 | 0 | 0 | 0 | 0 | 0 | 0 | 0 | 0 | 0 | 0 | 0 | 0 | 0 | 0 | 0 | 0 | 0
City Of Tampa (MCF) | 0 | 0 | 0 | 0 | 0 | 0 | 0 | 0 | 0 | 0 | 0 | 0 | 0 | 0 | 0 | 0 | 0 | 0 | 0 | 0 | 0 | 0 | 0 | 0 | 0 | 0 | 0 | 0 | 0 | 0 | 0 | 0
FutAeroCT 1
FIRM Gas_GS (MCF) | 0 | 0 | 0 | 0 | 0 | 0 | 0 | 0 | 0 | 0 | 0 | 0 | 0 | 0 | 0 | 0 | 0 | 0 | 0 | 0 | 0 | 0 | 0 | 0 | 0 | 0 | 0 | 0 | 0 | 0 | 0 | 0
FIRM Gas_FGT (MCF) | 0 | 0 | 0 | 0 | 0 | 0 | 0 | 0 | 0 | 0 | 0 | 0 | 0 | 0 | 0 | 0 | 0 | 0 | 0 | 0 | 0 | 0 | 0 | 0 | 0 | 0 | 189.58 | 162.43 | 148.43 | 131.55 | 0 | 0
INTERRUPT Gas (MCF) | 0 | 0 | 0 | 0 | 0 | 0 | 0 | 0 | 0 | 0 | 0 | 0 | 0 | 0 | 0 | 0 | 0 | 0 | 0 | 0 | 0 | 0 | 0 | 0 | 0 | 0 | 95.75 | 81.74 | 84.06 | 76.49 | 0 | 0
FutAeroCT 2
FIRM Gas_GS (MCF) | 0 | 0 | 0 | 0 | 0 | 0 | 0 | 0 | 0 | 0 | 0 | 0 | 0 | 0 | 0 | 0 | 0 | 0 | 0 | 0 | 0 | 0 | 0 | 0 | 0 | 0 | 0 | 0 | 0 | 0 | 0 | 0
FIRM Gas_FGT (MCF) | 0 | 0 | 0 | 0 | 0 | 0 | 0 | 0 | 0 | 0 | 0 | 0 | 0 | 0 | 0 | 0 | 0 | 0 | 0 | 0 | 0 | 0 | 0 | 0 | 0 | 0 | 0 | 0 | 0 | 0 | 0 | 0
INTERRUPT Gas (MCF) | 0 | 0 | 0 | 0 | 0 | 0 | 0 | 0 | 0 | 0 | 0 | 0 | 0 | 0 | 0 | 0 | 0 | 0 | 0 | 0 | 0 | 0 | 0 | 0 | 0 | 0 | 0 | 0 | 0 | 0 | 0 | 0
FutAeroCT 3
FIRM Gas_GS (MCF) | 0 | 0 | 0 | 0 | 0 | 0 | 0 | 0 | 0 | 0 | 0 | 0 | 0 | 0 | 0 | 0 | 0 | 0 | 0 | 0 | 0 | 0 | 0 | 0 | 0 | 0 | 0 | 0 | 0 | 0 | 0 | 0
FIRM Gas_FGT (MCF) | 0 | 0 | 0 | 0 | 0 | 0 | 0 | 0 | 0 | 0 | 0 | 0 | 0 | 0 | 0 | 0 | 0 | 0 | 0 | 0 | 0 | 0 | 0 | 0 | 0 | 0 | 0 | 0 | 0 | 0 | 0 | 0
INTERRUPT Gas (MCF) | 0 | 0 | 0 | 0 | 0 | 0 | 0 | 0 | 0 | 0 | 0 | 0 | 0 | 0 | 0 | 0 | 0 | 0 | 0 | 0 | 0 | 0 | 0 | 0 | 0 | 0 | 0 | 0 | 0 | 0 | 0 | 0
FutAeroCT 4
FIRM Gas_GS (MCF) | 0 | 0 | 0 | 0 | 0 | 0 | 0 | 0 | 0 | 0 | 0 | 0 | 0 | 0 | 0 | 0 | 0 | 0 | 0 | 0 | 0 | 0 | 0 | 0 | 0 | 0 | 0 | 0 | 0 | 0 | 0 | 0
FIRM Gas_FGT (MCF) | 0 | 0 | 0 | 0 | 0 | 0 | 0 | 0 | 0 | 0 | 0 | 0 | 0 | 0 | 0 | 0 | 0 | 0 | 0 | 0 | 0 | 0 | 0 | 0 | 0 | 0 | 0 | 0 | 0 | 0 | 0 | 0
INTERRUPT Gas (MCF) | 0 | 0 | 0 | 0 | 0 | 0 | 0 | 0 | 0 | 0 | 0 | 0 | 0 | 0 | 0 | 0 | 0 | 0 | 0 | 0 | 0 | 0 | 0 | 0 | 0 | 0 | 0 | 0 | 0 | 0 | 0 | 0
FutAeroCT 5
FIRM Gas_GS (MCF) | 0 | 0 | 0 | 0 | 0 | 0 | 0 | 0 | 0 | 0 | 0 | 0 | 0 | 0 | 0 | 0 | 0 | 0 | 0 | 0 | 0 | 0 | 0 | 0 | 0 | 0 | 0 | 0 | 0 | 0 | 0 | 0
FIRM Gas_FGT (MCF) | 0 | 0 | 0 | 0 | 0 | 0 | 0 | 0 | 0 | 0 | 0 | 0 | 0 | 0 | 0 | 0 | 0 | 0 | 0 | 0 | 0 | 0 | 0 | 0 | 0 | 0 | 0 | 0 | 0 | 0 | 0 | 0
INTERRUPT Gas (MCF) | 0 | 0 | 0 | 0 | 0 | 0 | 0 | 0 | 0 | 0 | 0 | 0 | 0 | 0 | 0 | 0 | 0 | 0 | 0 | 0 | 0 | 0 | 0 | 0 | 0 | 0 | 0 | 0 | 0 | 0 | 0 | 0
FutAeroCT 6
FIRM Gas_GS (MCF) | 0 | 0 | 0 | 0 | 0 | 0 | 0 | 0 | 0 | 0 | 0 | 0 | 0 | 0 | 0 | 0 | 0 | 0 | 0 | 0 | 0 | 0 | 0 | 0 | 0 | 0 | 0 | 0 | 0 | 0 | 0 | 0
FIRM Gas_FGT (MCF) | 0 | 0 | 0 | 0 | 0 | 0 | 0 | 0 | 0 | 0 | 0 | 0 | 0 | 0 | 0 | 0 | 0 | 0 | 0 | 0 | 0 | 0 | 0 | 0 | 0 | 0 | 0 | 0 | 0 | 0 | 0 | 0
INTERRUPT Gas (MCF) | 0 | 0 | 0 | 0 | 0 | 0 | 0 | 0 | 0 | 0 | 0 | 0 | 0 | 0 | 0 | 0 | 0 | 0 | 0 | 0 | 0 | 0 | 0 | 0 | 0 | 0 | 0 | 0 | 0 | 0 | 0 | 0
FutAeroCT 7
FIRM Gas_GS (MCF) | 0 | 0 | 0 | 0 | 0 | 0 | 0 | 0 | 0 | 0 | 0 | 0 | 0 | 0 | 0 | 0 | 0 | 0 | 0 | 0 | 0 | 0 | 0 | 0 | 0 | 0 | 0 | 0 | 0 | 0 | 0 | 0
FIRM Gas_FGT (MCF) | 0 | 0 | 0 | 0 | 0 | 0 | 0 | 0 | 0 | 0 | 0 | 0 | 0 | 0 | 0 | 0 | 0 | 0 | 0 | 0 | 0 | 0 | 0 | 0 | 0 | 0 | 0 | 0 | 0 | 0 | 0 | 0
INTERRUPT Gas (MCF) | 0 | 0 | 0 | 0 | 0 | 0 | 0 | 0 | 0 | 0 | 0 | 0 | 0 | 0 | 0 | 0 | 0 | 0 | 0 | 0 | 0 | 0 | 0 | 0 | 0 | 0 | 0 | 0 | 0 | 0 | 0 | 0
FutAeroCT 8
FIRM Gas_GS (MCF) | 0 | 0 | 0 | 0 | 0 | 0 | 0 | 0 | 0 | 0 | 0 | 0 | 0 | 0 | 0 | 0 | 0 | 0 | 0 | 0 | 0 | 0 | 0 | 0 | 0 | 0 | 0 | 0 | 0 | 0 | 0 | 0
FIRM Gas_FGT (MCF) | 0 | 0 | 0 | 0 | 0 | 0 | 0 | 0 | 0 | 0 | 0 | 0 | 0 | 0 | 0 | 0 | 0 | 0 | 0 | 0 | 0 | 0 | 0 | 0 | 0 | 0 | 0 | 0 | 0 | 0 | 0 | 0
INTERRUPT Gas (MCF) | 0 | 0 | 0 | 0 | 0 | 0 | 0 | 0 | 0 | 0 | 0 | 0 | 0 | 0 | 0 | 0 | 0 | 0 | 0 | 0 | 0 | 0 | 0 | 0 | 0 | 0 | 0 | 0 | 0 | 0 | 0 | 0
FutAeroCT 9
FIRM Gas_GS (MCF) | 0 | 0 | 0 | 0 | 0 | 0 | 0 | 0 | 0 | 0 | 0 | 0 | 0 | 0 | 0 | 0 | 0 | 0 | 0 | 0 | 0 | 0 | 0 | 0 | 0 | 0 | 0 | 0 | 0 | 0 | 0 | 0
FIRM Gas_FGT (MCF) | 0 | 0 | 0 | 0 | 0 | 0 | 0 | 0 | 0 | 0 | 0 | 0 | 0 | 0 | 0 | 0 | 0 | 0 | 0 | 0 | 0 | 0 | 0 | 0 | 0 | 0 | 0 | 0 | 0 | 0 | 0 | 0
INTERRUPT Gas (MCF) | 0 | 0 | 0 | 0 | 0 | 0 | 0 | 0 | 0 | 0 | 0 | 0 | 0 | 0 | 0 | 0 | 0 | 0 | 0 | 0 | 0 | 0 | 0 | 0 | 0 | 0 | 0 | 0 | 0 | 0 | 0 | 0
FutAeroCT 10
FIRM Gas_GS (MCF) | 0 | 0 | 0 | 0 | 0 | 0 | 0 | 0 | 0 | 0 | 0 | 0 | 0 | 0 | 0 | 0 | 0 | 0 | 0 | 0 | 0 | 0 | 0 | 0 | 0 | 0 | 0 | 0 | 0 | 0 | 0 | 0
FIRM Gas_FGT (MCF) | 0 | 0 | 0 | 0 | 0 | 0 | 0 | 0 | 0 | 0 | 0 | 0 | 0 | 0 | 0 | 0 | 0 | 0 | 0 | 0 | 0 | 0 | 0 | 0 | 0 | 0 | 0 | 0 | 0 | 0 | 0 | 0
INTERRUPT Gas (MCF) | 0 | 0 | 0 | 0 | 0 | 0 | 0 | 0 | 0 | 0 | 0 | 0 | 0 | 0 | 0 | 0 | 0 | 0 | 0 | 0 | 0 | 0 | 0 | 0 | 0 | 0 | 0 | 0 | 0 | 0 | 0 | 0
GE 7FA CT1
FIRM Gas_GS (MCF) | 0 | 0 | 0 | 0 | 0 | 0 | 0 | 0 | 0 | 0 | 0 | 0 | 0 | 0 | 0 | 0 | 0 | 0 | 0 | 0 | 0 | 0 | 0 | 0 | 0 | 0 | 0 | 0 | 0 | 0 | 0 | 0
FIRM Gas_FGT (MCF) | 0 | 0 | 0 | 0 | 0 | 10.1 | 289.44 | 403.44 | 69.7 | 113.26 | 262.58 | 478.41 | 574.27 | 490.56 | 743.48 | 868.57 | 1174.38 | 1068.04 | 1411.93 | 2136.8 | 2249.35 | 2432.83 | 1800.23 | 2248.42 | 2400.62 | 2721.4 | 1149.63 | 962.32 | 995.99 | 788.17 | 0 | 0
INTERRUPT Gas (MCF) | 0 | 0 | 0 | 0 | 0 | 0 | 65.82 | 62.09 | 22.3 | 23.94 | 54.88 | 128.56 | 154.38 | 139.69 | 137.35 | 273.07 | 316.32 | 429.65 | 471.88 | 561.64 | 684.72 | 849.42 | 689 | 1262.44 | 1367.22 | 671.23 | 1314.8 | 991.38 | 1078.67 | 881.7 | 0 | 0
GE 7FA CT2
FIRM Gas_GS (MCF) | 0 | 0 | 0 | 0 | 0 | 0 | 0 | 0 | 0 | 0 | 0 | 0 | 0 | 0 | 0 | 0 | 0 | 0 | 0 | 0 | 0 | 0 | 0 | 0 | 0 | 0 | 0 | 0 | 0 | 0 | 0 | 0
FIRM Gas_FGT (MCF) | 0 | 0 | 0 | 0 | 0 | 0 | 0 | 0 | 15.46 | 39.47 | 113.24 | 169.62 | 321.79 | 189.9 | 394.22 | 418.19 | 583.65 | 510.63 | 768.87 | 1158.44 | 1380.47 | 1325.12 | 833.48 | 1039.09 | 1285.98 | 1686.61 | 628.31 | 545.93 | 498.64 | 547.19 | 0 | 0
INTERRUPT Gas (MCF) | 0 | 0 | 0 | 0 | 0 | 0 | 0 | 0 | 19.45 | 49.63 | 91.49 | 194.15 | 226.81 | 200.81 | 242.28 | 319.74 | 483.76 | 453.24 | 581.14 | 850.32 | 958.8 | 1170.12 | 952.88 | 1444.27 | 1561.97 | 938.75 | 787.07 | 566.94 | 784.85 | 456.39 | 0 | 0
GE 7FA CT3
FIRM Gas_GS (MCF) | 0 | 0 | 0 | 0 | 0 | 0 | 0 | 0 | 0 | 0 | 0 | 0 | 0 | 0 | 0 | 0 | 0 | 0 | 0 | 0 | 0 | 0 | 0 | 0 | 0 | 0 | 0 | 0 | 0 | 0 | 0 | 0
FIRM Gas_FGT (MCF) | 0 | 0 | 0 | 0 | 0 | 0 | 0 | 0 | 0 | 0 | 0 | 43.59 | 78.98 | 25.47 | 183.64 | 147.94 | 160.85 | 180.88 | 316.14 | 482.55 | 672.81 | 498.11 | 322.91 | 384.98 | 509.09 | 876.89 | 337.98 | 294.31 | 230.39 | 306.04 | 0 | 0
INTERRUPT Gas (MCF) | 0 | 0 | 0 | 0 | 0 | 0 | 0 | 0 | 0 | 0 | 0 | 256.82 | 219.72 | 182.12 | 351.7 | 384.45 | 586.05 | 482.65 | 635.63 | 872.37 | 983.23 | 1195.33 | 921.04 | 1435.52 | 1503.81 | 960.15 | 531.69 | 356.38 | 443.84 | 289.67 | 0 | 0
GE 7FA CT4
FIRM Gas_GS (MCF) | 0 | 0 | 0 | 0 | 0 | 0 | 0 | 0 | 0 | 0 | 0 | 0 | 0 | 0 | 0 | 0 | 0 | 0 | 0 | 0 | 0 | 0 | 0 | 0 | 0 | 0 | 0 | 0 | 0 | 0 | 0 | 0
FIRM Gas_FGT (MCF) | 0 | 0 | 0 | 0 | 0 | 0 | 0 | 0 | 0 | 0 | 0 | 0 | 0 | 0 | 66.52 | 31.07 | 29.24 | 33.93 | 98.02 | 143.76 | 314.29 | 164.04 | 106.62 | 170.46 | 181.28 | 313.2 | 75.51 | 66.89 | 31.72 | 55.39 | 0 | 0
INTERRUPT Gas (MCF) | 0 | 0 | 0 | 0 | 0 | 0 | 0 | 0 | 0 | 0 | 0 | 0 | 0 | 0 | 297.04 | 249.32 | 491.31 | 427.71 | 525.72 | 702.34 | 782.93 | 976.64 | 704.84 | 1026.34 | 1129.95 | 810.22 | 452.36 | 240.47 | 252.11 | 301.01 | 0 | 0
GE 7FA CT5
FIRM Gas_GS (MCF) | 0 | 0 | 0 | 0 | 0 | 0 | 0 | 0 | 0 | 0 | 0 | 0 | 0 | 0 | 0 | 0 | 0 | 0 | 0 | 0 | 0 | 0 | 0 | 0 | 0 | 0 | 0 | 0 | 0 | 0 | 0 | 0
FIRM Gas_FGT (MCF) | 0 | 0 | 0 | 0 | 0 | 0 | 0 | 0 | 0 | 0 | 0 | 0 | 0 | 0 | 0 | 0 | 0 | 5.19 | 11.62 | 31.49 | 107.68 | 41.71 | 34.59 | 57.83 | 55.37 | 162.1 | 21.51 | 52.37 | 2.43 | 17.48 | 0 | 0
INTERRUPT Gas (MCF) | 0 | 0 | 0 | 0 | 0 | 0 | 0 | 0 | 0 | 0 | 0 | 0 | 0 | 0 | 0 | 0 | 0 | 262.46 | 366.64 | 470.81 | 584.1 | 640.77 | 486.28 | 590.93 | 732.3 | 453.37 | 344.33 | 174.76 | 139.77 | 228.08 | 0 | 0
GE 7FA CT6
FIRM Gas_GS (MCF) | 0 | 0 | 0 | 0 | 0 | 0 | 0 | 0 | 0 | 0 | 0 | 0 | 0 | 0 | 0 | 0 | 0 | 0 | 0 | 0 | 0 | 0 | 0 | 0 | 0 | 0 | 0 | 0 | 0 | 0 | 0 | 0
FIRM Gas_FGT (MCF) | 0 | 0 | 0 | 0 | 0 | 0 | 0 | 0 | 0 | 0 | 0 | 0 | 0 | 0 | 0 | 0 | 0 | 0 | 0 | 4.34 | 53.47 | 8.75 | 11.72 | 4.23 | 28.6 | 57.87 | 5.86 | 22.28 | 0 | 2.25 | 0 | 0
INTERRUPT Gas (MCF) | 0 | 0 | 0 | 0 | 0 | 0 | 0 | 0 | 0 | 0 | 0 | 0 | 0 | 0 | 0 | 0 | 0 | 0 | 0 | 264.24 | 380.07 | 357.5 | 277.91 | 337.46 | 420.35 | 315.92 | 139.88 | 83.51 | 54.29 | 126.5 | 0 | 0
GE 7FA CT7
FIRM Gas_GS (MCF) | 0 | 0 | 0 | 0 | 0 | 0 | 0 | 0 | 0 | 0 | 0 | 0 | 0 | 0 | 0 | 0 | 0 | 0 | 0 | 0 | 0 | 0 | 0 | 0 | 0 | 0 | 0 | 0 | 0 | 0 | 0 | 0
FIRM Gas_FGT (MCF) | 0 | 0 | 0 | 0 | 0 | 0 | 0 | 0 | 0 | 0 | 0 | 0 | 0 | 0 | 0 | 0 | 0 | 0 | 0 | 0 | 0 | 0 | 0 | 0 | 0 | 8.42 | 1 | 8.45 | 0 | 0 | 0 | 0
INTERRUPT Gas (MCF) | 0 | 0 | 0 | 0 | 0 | 0 | 0 | 0 | 0 | 0 | 0 | 0 | 0 | 0 | 0 | 0 | 0 | 0 | 0 | 0 | 0 | 0 | 0 | 0 | 0 | 193.11 | 111.47 | 33.1 | 32.8 | 53.3 | 0 | 0
GE 7FA CT8
FIRM Gas_GS (MCF) | 0 | 0 | 0 | 0 | 0 | 0 | 0 | 0 | 0 | 0 | 0 | 0 | 0 | 0 | 0 | 0 | 0 | 0 | 0 | 0 | 0 | 0 | 0 | 0 | 0 | 0 | 0 | 0 | 0 | 0 | 0 | 0
FIRM Gas_FGT (MCF) | 0 | 0 | 0 | 524.01 | 1074.11 | 0 | 0 | 0 | 0 | 0 | 0 | 0 | 0 | 0 | 0 | 0 | 0 | 0 | 0 | 0 | 0 | 0 | 0 | 0 | 0 | 0 | 0 | 0 | 0 | 0 | 0 | 0
INTERRUPT Gas (MCF) | 0 | 0 | 0 | 23.27 | 28.66 | 0 | 0 | 0 | 0 | 0 | 0 | 0 | 0 | 0 | 0 | 0 | 0 | 0 | 0 | 0 | 0 | 0 | 0 | 0 | 0 | 0 | 0 | 0 | 0 | 0 | 0 | 0
GE 7FA CT9
FIRM Gas_GS (MCF) | 0 | 0 | 0 | 0 | 0 | 0 | 0 | 0 | 0 | 0 | 0 | 0 | 0 | 0 | 0 | 0 | 0 | 0 | 0 | 0 | 0 | 0 | 0 | 0 | 0 | 0 | 0 | 0 | 0 | 0 | 0 | 0
FIRM Gas_FGT (MCF) | 0 | 0 | 0 | 124.13 | 321.09 | 0 | 0 | 0 | 0 | 0 | 0 | 0 | 0 | 0 | 0 | 0 | 0 | 0 | 0 | 0 | 0 | 0 | 0 | 0 | 0 | 0 | 0 | 0 | 0 | 0 | 0 | 0
INTERRUPT Gas (MCF) | 0 | 0 | 0 | 30.11 | 24.17 | 0 | 0 | 0 | 0 | 0 | 0 | 0 | 0 | 0 | 0 | 0 | 0 | 0 | 0 | 0 | 0 | 0 | 0 | 0 | 0 | 0 | 0 | 0 | 0 | 0 | 0 | 0
GE 7FA CT10
FIRM Gas_GS (MCF) | 0 | 0 | 0 | 0 | 0 | 0 | 0 | 0 | 0 | 0 | 0 | 0 | 0 | 0 | 0 | 0 | 0 | 0 | 0 | 0 | 0 | 0 | 0 | 0 | 0 | 0 | 0 | 0 | 0 | 0 | 0 | 0
FIRM Gas_FGT (MCF) | 0 | 0 | 0 | 0 | 0 | 0 | 0 | 0 | 0 | 0 | 0 | 0 | 0 | 0 | 0 | 0 | 0 | 0 | 0 | 0 | 0 | 0 | 0 | 0 | 0 | 0 | 0 | 0 | 0 | 0 | 0 | 0
INTERRUPT Gas (MCF) | 0 | 0 | 0 | 0 | 0 | 0 | 0 | 0 | 0 | 0 | 0 | 0 | 0 | 0 | 0 | 0 | 0 | 0 | 0 | 0 | 0 | 0 | 0 | 0 | 0 | 0 | 0 | 0 | 0 | 0 | 0 | 0
CC 2x1 7FAwDF 1
FIRM Gas_GS (MCF) | 0 | 0 | 0 | 0 | 0 | 0 | 0 | 0 | 0 | 0 | 0 | 0 | 0 | 0 | 0 | 0 | 0 | 0 | 0 | 0 | 0 | 0 | 0 | 0 | 0 | 0 | 0 | 0 | 0 | 0 | 0 | 0
FIRM Gas_FGT (MCF) | 0 | 0 | 0 | 0 | 0 | 45010 | 45685.47 | 45357.01 | 45483.68 | 45947.71 | 46015.19 | 47269.96 | 47143.21 | 47444.35 | 47214.26 | 47558.39 | 48192.61 | 48475.07 | 48461.14 | 49110.58 | 49197.72 | 49395 | 49237.7 | 51271.85 | 52731.7 | 52147.14 | 46525.35 | 46593.39 | 46770.9 | 46650.44 | 0 | 0
INTERRUPT Gas (MCF) | 0 | 0 | 0 | 0 | 0 | 0 | 0 | 0.13 | 0 | 0 | 0.06 | 0.41 | 0 | 0.06 | 0 | 2 | 1.45 | 0.26 | 3.39 | 0.68 | 0.73 | 2.35 | 0.5 | 6.1 | 7.36 | 0.13 | 462.15 | 437.39 | 480.65 | 485.75 | 0 | 0
CC 2x1 7FAwDF 2
FIRM Gas_GS (MCF) | 0 | 0 | 0 | 0 | 0 | 0 | 0 | 0 | 0 | 0 | 0 | 0 | 0 | 0 | 0 | 0 | 0 | 0 | 0 | 0 | 0 | 0 | 0 | 0 | 0 | 0 | 0 | 0 | 0 | 0 | 0 | 0
FIRM Gas_FGT (MCF) | 0 | 0 | 0 | 0 | 0 | 0 | 0 | 0 | 0 | 0 | 0 | 0 | 0 | 0 | 0 | 0 | 0 | 0 | 0 | 0 | 0 | 0 | 0 | 0 | 0 | 0 | 47619.28 | 47523.25 | 47552.81 | 47508 | 0 | 0
INTERRUPT Gas (MCF) | 0 | 0 | 0 | 0 | 0 | 0 | 0 | 0 | 0 | 0 | 0 | 0 | 0 | 0 | 0 | 0 | 0 | 0 | 0 | 0 | 0 | 0 | 0 | 0 | 0 | 0 | 9.71 | 0.32 | 0.13 | 0.32 | 0 | 0
CC 2x1 7FAwDF 3
FIRM Gas_GS (MCF) | 0 | 0 | 0 | 0 | 0 | 0 | 0 | 0 | 0 | 0 | 0 | 0 | 0 | 0 | 0 | 0 | 0 | 0 | 0 | 0 | 0 | 0 | 0 | 0 | 0 | 0 | 0 | 0 | 0 | 0 | 0 | 0
FIRM Gas_FGT (MCF) | 0 | 0 | 0 | 0 | 0 | 0 | 0 | 0 | 0 | 0 | 0 | 0 | 0 | 0 | 0 | 0 | 0 | 0 | 0 | 0 | 0 | 0 | 0 | 0 | 0 | 15457.3 | 12928.08 | 13484.43 | 13067.79 | 13114.82 | 0 | 0
INTERRUPT Gas (MCF) | 0 | 0 | 0 | 0 | 0 | 0 | 0 | 0 | 0 | 0 | 0 | 0 | 0 | 0 | 0 | 0 | 0 | 0 | 0 | 0 | 0 | 0 | 0 | 0 | 0 | 16.81 | 1803.46 | 1467.28 | 1393.01 | 1620.19 | 0 | 0
CC 2x1 7FAwDF 4
FIRM Gas_GS (MCF) | 0 | 0 | 0 | 0 | 0 | 0 | 0 | 0 | 0 | 0 | 0 | 0 | 0 | 0 | 0 | 0 | 0 | 0 | 0 | 0 | 0 | 0 | 0 | 0 | 0 | 0 | 0 | 0 | 0 | 0 | 0 | 0
FIRM Gas_FGT (MCF) | 0 | 0 | 0 | 0 | 0 | 0 | 0 | 0 | 0 | 0 | 0 | 0 | 0 | 0 | 0 | 0 | 0 | 0 | 0 | 0 | 0 | 0 | 0 | 0 | 0 | 0 | 0 | 0 | 0 | 0 | 0 | 0
INTERRUPT Gas (MCF) | 0 | 0 | 0 | 0 | 0 | 0 | 0 | 0 | 0 | 0 | 0 | 0 | 0 | 0 | 0 | 0 | 0 | 0 | 0 | 0 | 0 | 0 | 0 | 0 | 0 | 0 | 0 | 0 | 0 | 0 | 0 | 0
CC 2x1 7FAwDF 5
FIRM Gas_GS (MCF) | 0 | 0 | 0 | 0 | 0 | 0 | 0 | 0 | 0 | 0 | 0 | 0 | 0 | 0 | 0 | 0 | 0 | 0 | 0 | 0 | 0 | 0 | 0 | 0 | 0 | 0 | 0 | 0 | 0 | 0 | 0 | 0
FIRM Gas_FGT (MCF) | 0 | 0 | 0 | 0 | 0 | 0 | 0 | 0 | 0 | 0 | 0 | 0 | 0 | 0 | 0 | 0 | 0 | 0 | 0 | 0 | 0 | 0 | 0 | 0 | 0 | 0 | 0 | 0 | 0 | 0 | 0 | 0
INTERRUPT Gas (MCF) | 0 | 0 | 0 | 0 | 0 | 0 | 0 | 0 | 0 | 0 | 0 | 0 | 0 | 0 | 0 | 0 | 0 | 0 | 0 | 0 | 0 | 0 | 0 | 0 | 0 | 0 | 0 | 0 | 0 | 0 | 0 | 0
CC 2x1 7FAwDF 6
FIRM Gas_GS (MCF) | 0 | 0 | 0 | 0 | 0 | 0 | 0 | 0 | 0 | 0 | 0 | 0 | 0 | 0 | 0 | 0 | 0 | 0 | 0 | 0 | 0 | 0 | 0 | 0 | 0 | 0 | 0 | 0 | 0 | 0 | 0 | 0
FIRM Gas_FGT (MCF) | 0 | 0 | 0 | 0 | 0 | 0 | 0 | 0 | 0 | 0 | 0 | 0 | 0 | 0 | 0 | 0 | 0 | 0 | 0 | 0 | 0 | 0 | 0 | 0 | 0 | 0 | 0 | 0 | 0 | 0 | 0 | 0
INTERRUPT Gas (MCF) | 0 | 0 | 0 | 0 | 0 | 0 | 0 | 0 | 0 | 0 | 0 | 0 | 0 | 0 | 0 | 0 | 0 | 0 | 0 | 0 | 0 | 0 | 0 | 0 | 0 | 0 | 0 | 0 | 0 | 0 | 0 | 0
CC_Fut_Proxy_07
FIRM Gas_GS (MCF) | 0 | 0 | 0 | 0 | 0 | 0 | 0 | 0 | 0 | 0 | 0 | 0 | 0 | 0 | 0 | 0 | 0 | 0 | 0 | 0 | 0 | 0 | 0 | 0 | 0 | 0 | 0 | 0 | 0 | 0 | 0 | 0
FIRM Gas_FGT (MCF) | 0 | 0 | 0 | 0 | 0 | 0 | 0 | 0 | 0 | 0 | 0 | 0 | 0 | 0 | 0 | 0 | 0 | 0 | 0 | 0 | 0 | 0 | 0 | 0 | 0 | 0 | 0 | 0 | 0 | 0 | 0 | 0
INTERRUPT Gas (MCF) | 0 | 0 | 0 | 0 | 0 | 0 | 0 | 0 | 0 | 0 | 0 | 0 | 0 | 0 | 0 | 0 | 0 | 0 | 0 | 0 | 0 | 0 | 0 | 0 | 0 | 0 | 0 | 0 | 0 | 0 | 0 | 0
CC_Fut_Proxy_08
FIRM Gas_GS (MCF) | 0 | 0 | 0 | 0 | 0 | 0 | 0 | 0 | 0 | 0 | 0 | 0 | 0 | 0 | 0 | 0 | 0 | 0 | 0 | 0 | 0 | 0 | 0 | 0 | 0 | 0 | 0 | 0 | 0 | 0 | 0 | 0
FIRM Gas_FGT (MCF) | 0 | 0 | 0 | 0 | 0 | 0 | 0 | 0 | 0 | 0 | 0 | 0 | 0 | 0 | 0 | 0 | 0 | 0 | 0 | 0 | 0 | 0 | 0 | 0 | 0 | 0 | 0 | 0 | 0 | 0 | 0 | 0
INTERRUPT Gas (MCF) | 0 | 0 | 0 | 0 | 0 | 0 | 0 | 0 | 0 | 0 | 0 | 0 | 0 | 0 | 0 | 0 | 0 | 0 | 0 | 0 | 0 | 0 | 0 | 0 | 0 | 0 | 0 | 0 | 0 | 0 | 0 | 0
CC_Fut_Proxy_09
FIRM Gas_GS (MCF) | 0 | 0 | 0 | 0 | 0 | 0 | 0 | 0 | 0 | 0 | 0 | 0 | 0 | 0 | 0 | 0 | 0 | 0 | 0 | 0 | 0 | 0 | 0 | 0 | 0 | 0 | 0 | 0 | 0 | 0 | 0 | 0
FIRM Gas_FGT (MCF) | 0 | 0 | 0 | 0 | 0 | 0 | 0 | 0 | 0 | 0 | 0 | 0 | 0 | 0 | 0 | 0 | 0 | 0 | 0 | 0 | 0 | 0 | 0 | 0 | 0 | 0 | 0 | 0 | 0 | 0 | 0 | 0
INTERRUPT Gas (MCF) | 0 | 0 | 0 | 0 | 0 | 0 | 0 | 0 | 0 | 0 | 0 | 0 | 0 | 0 | 0 | 0 | 0 | 0 | 0 | 0 | 0 | 0 | 0 | 0 | 0 | 0 | 0 | 0 | 0 | 0 | 0 | 0
CC_Fut_Proxy_10
FIRM Gas_GS (MCF) | 0 | 0 | 0 | 0 | 0 | 0 | 0 | 0 | 0 | 0 | 0 | 0 | 0 | 0 | 0 | 0 | 0 | 0 | 0 | 0 | 0 | 0 | 0 | 0 | 0 | 0 | 0 | 0 | 0 | 0 | 0 | 0
FIRM Gas_FGT (MCF) | 0 | 0 | 0 | 0 | 0 | 0 | 0 | 0 | 0 | 0 | 0 | 0 | 0 | 0 | 0 | 0 | 0 | 0 | 0 | 0 | 0 | 0 | 0 | 0 | 0 | 0 | 0 | 0 | 0 | 0 | 0 | 0
INTERRUPT Gas (MCF) | 0 | 0 | 0 | 0 | 0 | 0 | 0 | 0 | 0 | 0 | 0 | 0 | 0 | 0 | 0 | 0 | 0 | 0 | 0 | 0 | 0 | 0 | 0 | 0 | 0 | 0 | 0 | 0 | 0 | 0 | 0 | 0
TEC Fuel Consumed by Fuel Type (Units X 1000)
Total Solid Fuel (TON) | 3905.36 | 3770.3 | 4183.58 | 3197.33 | 2864.87 | 2807.12 | 2621.65 | 2655.73 | 2831.41 | 2782.1 | 2781.28 | 2520.28 | 2492.15 | 2621.94 | 2709.58 | 2682.61 | 2446.94 | 2472.06 | 2499.67 | 2110.86 | 2070.02 | 1893.97 | 2109.87 | 1437.07 | 1081.06 | 1028.87 | 900.58 | 1061.28 | 1061.15 | 1063.18 | 0 | 0
Total TEC Natural Gas (MCF) | 72925.87 | 74782.66 | 68443.87 | 83274.67 | 89448.08 | 86424.98 | 91431.26 | 92914.78 | 91170.52 | 94559.8 | 96593.05 | 102809.23 | 105538.9 | 105345.26 | 106337.01 | 109355.43 | 115096.28 | 116700.9 | 119360.29 | 127165.77 | 128191.57 | 131982.72 | 127176.52 | 138181 | 143799.02 | 142276.03 | 136959.62 | 134212.69 | 134254.08 | 133964.06 | 0 | 0
Total TEC Firm Natural Gas (MCF) | 72591.58 | 74511.58 | 68163.24 | 83035.91 | 89192.88 | 86311.34 | 90880.1 | 92332.2 | 90871.04 | 94295.86 | 96084.71 | 101380.83 | 103729.13 | 103801.74 | 104373.03 | 106482.37 | 110898.22 | 111715.62 | 113586.63 | 119315.88 | 119150.51 | 121180.47 | 118203.86 | 123446.25 | 127865.47 | 134405.94 | 128266.68 | 127366.94 | 127323.73 | 127029.72 | 0 | 0
Total TEC Interrupt Natural Gas (MCF) | 334.29 | 271.08 | 280.63 | 238.76 | 255.2 | 113.64 | 551.16 | 582.58 | 299.48 | 263.94 | 508.34 | 1428.4 | 1809.77 | 1543.52 | 1963.98 | 2873.06 | 4198.06 | 4985.28 | 5773.66 | 7849.89 | 9041.06 | 10802.25 | 8972.66 | 14734.75 | 15933.55 | 7870.09 | 8692.94 | 6845.75 | 6930.35 | 6934.34 | 0 | 0
Total #2 Oil (BBL) | 0 | 0 | 0 | 0 | 0 | 0 | 0 | 0 | 0 | 0 | 0 | 0 | 0 | 0 | 0 | 0 | 0 | 0 | 0 | 0 | 0 | 0 | 0 | 0 | 0 | 0 | 0 | 0 | 0 | 0 | 0 | 0
Total #6 Oil (BBL) | 0 | 0 | 0 | 0 | 0 | 0 | 0 | 0 | 0 | 0 | 0 | 0 | 0 | 0 | 0 | 0 | 0 | 0 | 0 | 0 | 0 | 0 | 0 | 0 | 0 | 0 | 0 | 0 | 0 | 0 | 0 | 0
Total Propane (GAL) | 0 | 0 | 0 | 0 | 0 | 0 | 0 | 0 | 0 | 0 | 0 | 0 | 0 | 0 | 0 | 0 | 0 | 0 | 0 | 0 | 0 | 0 | 0 | 0 | 0 | 0 | 0 | 0 | 0 | 0 | 0 | 0
Unit Generation (GWH)
Big Bend 1 | 1097.42 | 1055.19 | 1050.68 | 101.02 | 0 | 0 | 0 | 0 | 0 | 0 | 0 | 0 | 0 | 0 | 0 | 0 | 0 | 0 | 0 | 0 | 0 | 0 | 0 | 0 | 0 | 0 | 0 | 0 | 0 | 0 | 0 | 0
Big Bend 2 | 1734.05 | 1663.62 | 1709.56 | 721.15 | 0 | 0 | 0 | 0 | 0 | 0 | 0 | 0 | 0 | 0 | 0 | 0 | 0 | 0 | 0 | 0 | 0 | 0 | 0 | 0 | 0 | 0 | 0 | 0 | 0 | 0 | 0 | 0
Big Bend 3 | 2169.29 | 1994.33 | 2322.04 | 2348.86 | 2380.42 | 2401.67 | 2384.61 | 1942.38 | 2359.78 | 2373.28 | 2333.02 | 2320.4 | 1880.07 | 2335.34 | 2330.31 | 2307.67 | 2236.07 | 1941.68 | 2314.81 | 2291.85 | 2209.06 | 2301.3 | 2289.78 | 802.38 | 0 | 0 | 0 | 0 | 0 | 0 | 0 | 0
Big Bend 4 | 2455.2 | 2259.9 | 2787 | 2768.74 | 2741.82 | 2618.08 | 2304.8 | 2713.77 | 2685.26 | 2671.02 | 2708.21 | 2043.94 | 2416.95 | 2319.09 | 2450.11 | 2416.28 | 2030.92 | 2310.73 | 2424.1 | 2412.01 | 2403.72 | 1920.93 | 2411.97 | 2393.72 | 2396.78 | 2280.46 | 1996.42 | 2352.52 | 2350.54 | 2355.74 | 0 | 0
TOTAL Big Bend (GWH) | 7455.96 | 6973.04 | 7869.28 | 5939.77 | 5122.24 | 5019.75 | 4689.41 | 4656.15 | 5045.04 | 5044.3 | 5041.23 | 4364.34 | 4297.02 | 4654.43 | 4780.42 | 4723.95 | 4266.99 | 4252.41 | 4738.91 | 4703.86 | 4612.78 | 4222.23 | 4701.75 | 3196.1 | 2396.78 | 2280.46 | 1996.42 | 2352.52 | 2350.54 | 2355.74 | 0 | 0
Big Bend CT4 | 4.9 | 2.93 | 2.66 | 0.46 | 0.96 | 0.08 | 6.22 | 9.23 | 1.46 | 2.87 | 3.91 | 9.52 | 9.8 | 6.78 | 8.37 | 13.71 | 15.51 | 17.37 | 16.12 | 23.36 | 34.43 | 38.76 | 28.15 | 52.64 | 57.99 | 65.09 | 62.1 | 50.08 | 50.71 | 50.79 | 0 | 0
Big Bend CT4o | 0 | 0 | 0 | 0 | 0 | 0 | 0 | 0 | 0 | 0 | 0 | 0 | 0 | 0 | 0 | 0 | 0 | 0 | 0 | 0 | 0 | 0 | 0 | 0 | 0 | 0 | 0 | 0 | 0 | 0 | 0 | 0
Bayside 1 | 2647.94 | 2896.52 | 2820.99 | 3116.24 | 3091.04 | 1696.68 | 1640.45 | 1921.31 | 1726.29 | 1750.23 | 1877.54 | 1866.27 | 1998.09 | 2027.82 | 1713.91 | 2118.58 | 2092.9 | 2147.64 | 2046.55 | 1943.54 | 2338.05 | 2429.14 | 2320.64 | 2613.84 | 2655.55 | 549.97 | 0 | 0 | 0 | 0 | 0 | 0
Bayside 2 | 2143.75 | 2001.42 | 1774.33 | 2553.52 | 2887.56 | 775.63 | 1016.77 | 964.35 | 1071.37 | 1321.5 | 1234.05 | 1357.31 | 1421.31 | 1352.28 | 1575.4 | 1619.55 | 1576.95 | 1660.11 | 1686.16 | 2177.71 | 1730.66 | 2126.73 | 1968.11 | 2017.67 | 2090.65 | 2723.47 | 0 | 0 | 0 | 0 | 0 | 0
TOTAL Bayside CC (GWH) | 4791.69 | 4897.94 | 4595.32 | 5669.76 | 5978.6 | 2472.31 | 2657.22 | 2885.66 | 2797.66 | 3071.73 | 3111.59 | 3223.58 | 3419.4 | 3380.1 | 3289.31 | 3738.13 | 3669.85 | 3807.75 | 3732.71 | 4121.25 | 4068.71 | 4555.87 | 4288.75 | 4631.51 | 4746.2 | 3273.44 | 0 | 0 | 0 | 0 | 0 | 0
Bayside 3 | 1.3 | 2.82 | 2.28 | 0.37 | 0.99 | 0.15 | 8.11 | 11.23 | 1.65 | 3.3 | 5.81 | 10.75 | 14.63 | 10.07 | 14.57 | 13.03 | 20.06 | 18.1 | 23.02 | 26.83 | 26.71 | 33.29 | 26.63 | 33.62 | 38.84 | 16.6 | 13.33 | 10.61 | 11.81 | 9.68 | 0 | 0
Bayside 4 | 0.64 | 2.42 | 1.84 | 0.26 | 0.66 | 0.05 | 6.48 | 9.19 | 0.96 | 2.12 | 4.43 | 8.47 | 9.24 | 5.98 | 10.15 | 7.67 | 13.47 | 10.19 | 13.79 | 13.6 | 17.83 | 19.57 | 14.86 | 18.72 | 24.52 | 10.16 | 6.42 | 4.94 | 5.97 | 4.33 | 0 | 0
Bayside 5 | 3.61 | 4.1 | 3.3 | 1.47 | 2.13 | 0.82 | 10.57 | 13.64 | 2.88 | 6.26 | 8.92 | 15.88 | 21.4 | 15.33 | 21.64 | 25.06 | 32.15 | 33.64 | 40.27 | 53.12 | 52.32 | 64.72 | 50.19 | 60.7 | 66.7 | 41.17 | 36.01 | 30.17 | 29.54 | 27.88 | 0 | 0
Bayside 6 | 1.92 | 3.16 | 2.84 | 0.77 | 1.45 | 0.48 | 9.18 | 12.97 | 2.14 | 4.67 | 7.33 | 13.89 | 18.45 | 13.66 | 18.87 | 19.05 | 27.17 | 26.68 | 33.46 | 40.84 | 42.12 | 51.24 | 40.49 | 48.43 | 55.34 | 27.29 | 23.23 | 19.05 | 19.51 | 17.15 | 0 | 0
Polk 1 | 1297.93 | 1532.56 | 1537.69 | 1405.04 | 1532.76 | 1500.87 | 1405.7 | 1532.72 | 1532.61 | 1400.36 | 1404.95 | 1512.25 | 1512.25 | 1431.8 | 1516.71 | 1512.2 | 1431.81 | 1512.18 | 1002.18 | 0 | 0 | 0 | 0 | 0 | 0 | 0 | 0 | 0 | 0 | 0 | 0 | 0
Polk 1g | 130.76 | 108.95 | 95.03 | 164.36 | 249.39 | 76.54 | 99.7 | 180.01 | 99.19 | 184.72 | 112.55 | 179.65 | 216.9 | 199.43 | 224.98 | 280.18 | 265.15 | 293.08 | 192.75 | 0 | 0 | 0 | 0 | 0 | 0 | 0 | 0 | 0 | 0 | 0 | 0 | 0
Polk 2 | 21 | 3.13 | 1.14 | 0 | 1.26 | 0 | 1.5 | 2.44 | 0.18 | 7.3 | 3.07 | 0.9 | 3.2 | 1.07 | 0.91 | 16.08 | 3.3 | 0.96 | 3.6 | 4.39 | 6.57 | 34.13 | 3.75 | 3.07 | 7.68 | 7.08 | 2.69 | 21.57 | 4.18 | 1.61 | 0 | 0
Polk 2o | 0 | 0 | 0 | 0 | 0 | 0 | 0 | 0 | 0 | 0 | 0 | 0 | 0 | 0 | 0 | 0 | 0 | 0 | 0 | 0 | 0 | 0 | 0 | 0 | 0 | 0 | 0 | 0 | 0 | 0 | 0 | 0
Polk 3 | 9.18 | 2.03 | 1.13 | 0 | 0.57 | 0 | 1.5 | 10.19 | 0.18 | 5.19 | 1.92 | 0 | 2.4 | 0.93 | 0.15 | 14.04 | 2.25 | 0.15 | 3.12 | 1.83 | 7.35 | 34.34 | 3.22 | 4.68 | 6.54 | 7.16 | 0.96 | 27.52 | 3.33 | 0.15 | 0 | 0
Polk 3o | 0 | 0 | 0 | 0 | 0 | 0 | 0 | 0 | 0 | 0 | 0 | 0 | 0 | 0 | 0 | 0 | 0 | 0 | 0 | 0 | 0 | 0 | 0 | 0 | 0 | 0 | 0 | 0 | 0 | 0 | 0 | 0
Polk 4 | 0.76 | 1.43 | 0.52 | 0 | 0 | 0 | 1.5 | 4.5 | 0 | 2.18 | 0.65 | 0 | 1.33 | 0.52 | 0 | 7.37 | 1.65 | 0 | 2.37 | 1.23 | 5.57 | 27.25 | 2.84 | 2.71 | 4.62 | 4.39 | 0.36 | 18.94 | 2.27 | 0 | 0 | 0
Polk 5 | 0 | 2.03 | 0.82 | 0 | 0 | 0 | 0.75 | 3.46 | 0 | 0 | 0.79 | 0 | 1.33 | 0 | 0 | 6.77 | 1.2 | 0 | 2.22 | 0.35 | 3.78 | 18.44 | 2.25 | 1.52 | 2.47 | 2.89 | 0.18 | 13.69 | 0.7 | 0.62 | 0 | 0
Polk 2 CC | 5438.36 | 5634.94 | 4992.09 | 5946.49 | 6338.82 | 3291.3 | 3556.3 | 3418.93 | 3499.53 | 3467.2 | 3760.51 | 4141.21 | 4215.66 | 4303.7 | 4336.18 | 4058.39 | 4728.27 | 4759.72 | 5086.57 | 5517.25 | 5458.84 | 5158.89 | 5405.03 | 5843.15 | 6092.21 | 5511.79 | 2764.37 | 2510.32 | 2642.65 | 2689.49 | 0 | 0
Polk 2 CC DF | 19.92 | 19.47 | 16.92 | 17.38 | 26 | 10.55 | 32.11 | 37.94 | 18.54 | 19.89 | 30.69 | 53.88 | 66.72 | 62.84 | 71.78 | 83.39 | 107.97 | 119.72 | 140.44 | 194.31 | 202.8 | 214.52 | 176.82 | 230.5 | 255.57 | 226.85 | 173.52 | 147.15 | 147.86 | 146.69 | 0 | 0
TOTAL Polk (GWH) | 6917.91 | 7304.54 | 6645.34 | 7533.27 | 8148.8 | 4879.26 | 5099.06 | 5190.19 | 5150.23 | 5086.84 | 5315.13 | 5887.89 | 6019.79 | 6000.29 | 6150.71 | 5978.42 | 6541.6 | 6685.81 | 6433.25 | 5719.36 | 5684.91 | 5487.57 | 5593.91 | 6085.63 | 6369.09 | 5760.16 | 2942.08 | 2739.19 | 2800.99 | 2838.56 | 0 | 0
Big Bend Solar | 41.28 | 41 | 40.84 | 40.42 | 40.14 | 39.87 | 39.72 | 39.31 | 39.03 | 38.76 | 38.61 | 38.2 | 37.95 | 37.67 | 37.54 | 37.16 | 36.89 | 36.63 | 36.5 | 36.12 | 35.87 | 35.62 | 35.48 | 35.13 | 34.88 | 34.65 | 34.47 | 34.16 | 0 | 0 | 0 | 0
TIA Solar | 2.97 | 2.95 | 2.94 | 2.91 | 2.89 | 2.87 | 2.86 | 2.83 | 2.81 | 2.79 | 2.78 | 2.75 | 2.73 | 2.71 | 2.7 | 2.67 | 2.66 | 2.64 | 2.63 | 2.6 | 2.58 | 2.56 | 2.56 | 2.53 | 2.51 | 2.49 | 2.47 | 0 | 0 | 0 | 0 | 0
LegoLand Solar | 2.68 | 2.66 | 2.65 | 2.63 | 2.61 | 2.59 | 2.58 | 2.56 | 2.54 | 2.52 | 2.51 | 2.49 | 2.47 | 2.45 | 2.44 | 2.42 | 2.4 | 2.38 | 2.37 | 2.35 | 2.33 | 2.31 | 2.3 | 2.28 | 2.27 | 2.25 | 2.24 | 2.21 | 0 | 0 | 0 | 0
TOTAL Renewables (GWH) | 46.93 | 43.66 | 43.49 | 43.05 | 42.75 | 42.46 | 42.3 | 41.87 | 41.57 | 41.28 | 41.12 | 40.69 | 40.42 | 40.12 | 39.98 | 39.58 | 39.29 | 39.01 | 38.87 | 38.47 | 38.2 | 37.93 | 37.78 | 37.41 | 37.15 | 36.9 | 36.71 | 36.37 | 0 | 0 | 0 | 0
City of Tampa | 0 | 0 | 0 | 0 | 0 | 0 | 0 | 0 | 0 | 0 | 0 | 0 | 0 | 0 | 0 | 0 | 0 | 0 | 0 | 0 | 0 | 0 | 0 | 0 | 0 | 0 | 0 | 0 | 0 | 0 | 0 | 0
FutAeroCT1 | 0 | 0 | 0 | 0 | 0 | 0 | 0 | 0 | 0 | 0 | 0 | 0 | 0 | 0 | 0 | 0 | 0 | 0 | 0 | 0 | 0 | 0 | 0 | 0 | 0 | 0 | 27.16 | 23.24 | 22.13 | 19.8 | 0 | 0
FutAeroCT2 | 0 | 0 | 0 | 0 | 0 | 0 | 0 | 0 | 0 | 0 | 0 | 0 | 0 | 0 | 0 | 0 | 0 | 0 | 0 | 0 | 0 | 0 | 0 | 0 | 0 | 0 | 0 | 0 | 0 | 0 | 0 | 0
FutAeroCT3 | 0 | 0 | 0 | 0 | 0 | 0 | 0 | 0 | 0 | 0 | 0 | 0 | 0 | 0 | 0 | 0 | 0 | 0 | 0 | 0 | 0 | 0 | 0 | 0 | 0 | 0 | 0 | 0 | 0 | 0 | 0 | 0
FutAeroCT4 | 0 | 0 | 0 | 0 | 0 | 0 | 0 | 0 | 0 | 0 | 0 | 0 | 0 | 0 | 0 | 0 | 0 | 0 | 0 | 0 | 0 | 0 | 0 | 0 | 0 | 0 | 0 | 0 | 0 | 0 | 0 | 0
FutAeroCT5 | 0 | 0 | 0 | 0 | 0 | 0 | 0 | 0 | 0 | 0 | 0 | 0 | 0 | 0 | 0 | 0 | 0 | 0 | 0 | 0 | 0 | 0 | 0 | 0 | 0 | 0 | 0 | 0 | 0 | 0 | 0 | 0
FutAeroCT6 | 0 | 0 | 0 | 0 | 0 | 0 | 0 | 0 | 0 | 0 | 0 | 0 | 0 | 0 | 0 | 0 | 0 | 0 | 0 | 0 | 0 | 0 | 0 | 0 | 0 | 0 | 0 | 0 | 0 | 0 | 0 | 0
FutAeroCT7 | 0 | 0 | 0 | 0 | 0 | 0 | 0 | 0 | 0 | 0 | 0 | 0 | 0 | 0 | 0 | 0 | 0 | 0 | 0 | 0 | 0 | 0 | 0 | 0 | 0 | 0 | 0 | 0 | 0 | 0 | 0 | 0
FutAeroCT8 | 0 | 0 | 0 | 0 | 0 | 0 | 0 | 0 | 0 | 0 | 0 | 0 | 0 | 0 | 0 | 0 | 0 | 0 | 0 | 0 | 0 | 0 | 0 | 0 | 0 | 0 | 0 | 0 | 0 | 0 | 0 | 0
FutAeroCT9 | 0 | 0 | 0 | 0 | 0 | 0 | 0 | 0 | 0 | 0 | 0 | 0 | 0 | 0 | 0 | 0 | 0 | 0 | 0 | 0 | 0 | 0 | 0 | 0 | 0 | 0 | 0 | 0 | 0 | 0 | 0 | 0
FutAeroCT10 | 0 | 0 | 0 | 0 | 0 | 0 | 0 | 0 | 0 | 0 | 0 | 0 | 0 | 0 | 0 | 0 | 0 | 0 | 0 | 0 | 0 | 0 | 0 | 0 | 0 | 0 | 0 | 0 | 0 | 0 | 0 | 0
Total Expansion Aero CT (GWH): 1-10 | 0 | 0 | 0 | 0 | 0 | 0 | 0 | 0 | 0 | 0 | 0 | 0 | 0 | 0 | 0 | 0 | 0 | 0 | 0 | 0 | 0 | 0 | 0 | 0 | 0 | 0 | 27.16 | 23.24 | 22.13 | 19.8 | 0 | 0
GE_7FA_CT1 | 0 | 0 | 0 | 0 | 0 | 0.8 | 32.06 | 42.18 | 8.18 | 12.28 | 28.59 | 55.08 | 66.13 | 57.07 | 80.11 | 103.53 | 135.53 | 136.18 | 171.42 | 245.57 | 266.71 | 299.21 | 226.23 | 319.59 | 343.25 | 308.68 | 223.77 | 177.32 | 188.42 | 150.7 | 0 | 0
GE_7FA_CT2 | 0 | 0 | 0 | 0 | 0 | 0 | 0 | 0 | 3.11 | 8.04 | 18.62 | 33.02 | 49.75 | 35.23 | 58.12 | 67.16 | 97.21 | 87.45 | 122.85 | 182.43 | 212.44 | 227.47 | 162.49 | 225.89 | 259.14 | 238.6 | 128.56 | 101.01 | 116.33 | 90.87 | 0 | 0
GE_7FA_CT3 | 0 | 0 | 0 | 0 | 0 | 0 | 0 | 0 | 0 | 0 | 0 | 27.06 | 27.09 | 18.85 | 48.75 | 48.24 | 67.82 | 60.26 | 86.73 | 122.98 | 150.35 | 153.91 | 112.85 | 165.02 | 182.81 | 166.79 | 78.85 | 58.96 | 61.06 | 53.95 | 0 | 0
GE_7FA_CT4 | 0 | 0 | 0 | 0 | 0 | 0 | 0 | 0 | 0 | 0 | 0 | 0 | 0 | 0 | 32.86 | 25.2 | 46.88 | 41.58 | 56.51 | 76.59 | 99.45 | 103.56 | 73.43 | 108.38 | 118.98 | 101.62 | 48.24 | 28.04 | 25.7 | 32.35 | 0 | 0
GE_7FA_CT5 | 0 | 0 | 0 | 0 | 0 | 0 | 0 | 0 | 0 | 0 | 0 | 0 | 0 | 0 | 0 | 0 | 0 | 23.97 | 33.87 | 45.32 | 62.41 | 61.86 | 46.99 | 58.26 | 71.03 | 55.63 | 33.24 | 20.44 | 12.93 | 22.3 | 0 | 0
GE_7FA_CT6 | 0 | 0 | 0 | 0 | 0 | 0 | 0 | 0 | 0 | 0 | 0 | 0 | 0 | 0 | 0 | 0 | 0 | 0 | 0 | 24.05 | 38.93 | 32.9 | 26.04 | 30.65 | 40.28 | 33.7 | 13.28 | 9.42 | 4.94 | 11.67 | 0 | 0
GE_7FA_CT7 | 0 | 0 | 0 | 0 | 0 | 0 | 0 | 0 | 0 | 0 | 0 | 0 | 0 | 0 | 0 | 0 | 0 | 0 | 0 | 0 | 0 | 0 | 0 | 0 | 0 | 18.22 | 10.04 | 3.82 | 2.97 | 4.75 | 0 | 0
GE_7FA_CT8 | 0 | 0 | 0 | 56.79 | 115.51 | 0 | 0 | 0 | 0 | 0 | 0 | 0 | 0 | 0 | 0 | 0 | 0 | 0 | 0 | 0 | 0 | 0 | 0 | 0 | 0 | 0 | 0 | 0 | 0 | 0 | 0 | 0
GE_7FA_CT9 | 0 | 0 | 0 | 16.4 | 36.59 | 0 | 0 | 0 | 0 | 0 | 0 | 0 | 0 | 0 | 0 | 0 | 0 | 0 | 0 | 0 | 0 | 0 | 0 | 0 | 0 | 0 | 0 | 0 | 0 | 0 | 0 | 0
GE_7FA_CT10 | 0 | 0 | 0 | 0 | 0 | 0 | 0 | 0 | 0 | 0 | 0 | 0 | 0 | 0 | 0 | 0 | 0 | 0 | 0 | 0 | 0 | 0 | 0 | 0 | 0 | 0 | 0 | 0 | 0 | 0 | 0 | 0
Total Expansion 7FA CT (GWH) | 0 | 0 | 0 | 73.19 | 152.1 | 0.8 | 32.06 | 42.18 | 11.29 | 20.32 | 47.21 | 115.16 | 142.97 | 111.15 | 219.84 | 244.13 | 347.44 | 349.44 | 471.38 | 696.94 | 830.29 | 878.91 | 648.03 | 907.79 | 1015.49 | 923.24 | 535.98 | 399.01 | 412.35 | 366.59 | 0 | 0
CC 2x1 7FAwDF 1 | 0 | 0 | 0 | 0 | 0 | 7313.47 | 7431.78 | 7375.67 | 7395.35 | 7474.58 | 7485.58 | 7708.79 | 7688.53 | 7737.04 | 7697.39 | 7757.26 | 7870.6 | 7917.92 | 7915.95 | 8029.96 | 8043.61 | 8079.88 | 8048.07 | 8410.7 | 8666.92 | 8563 | 7655.05 | 7662.62 | 7702.07 | 7681.17 | 0 | 0
CC 2x1 7FAwDF 2 | 0 | 0 | 0 | 0 | 0 | 0 | 0 | 0 | 0 | 0 | 0 | 0 | 0 | 0 | 0 | 0 | 0 | 0 | 0 | 0 | 0 | 0 | 0 | 0 | 0 | 0 | 7802.05 | 7785.78 | 7790.24 | 7783.04 | 0 | 0
CC 2x1 7FAwDF 3 | 0 | 0 | 0 | 0 | 0 | 0 | 0 | 0 | 0 | 0 | 0 | 0 | 0 | 0 | 0 | 0 | 0 | 0 | 0 | 0 | 0 | 0 | 0 | 0 | 0 | 2498.53 | 2368.11 | 2401.87 | 2322.53 | 2367.46 | 0 | 0
CC 2x1 7FAwDF 4 | 0 | 0 | 0 | 0 | 0 | 0 | 0 | 0 | 0 | 0 | 0 | 0 | 0 | 0 | 0 | 0 | 0 | 0 | 0 | 0 | 0 | 0 | 0 | 0 | 0 | 0 | 0 | 0 | 0 | 0 | 0 | 0
CC 2x1 7FAwDF 5 | 0 | 0 | 0 | 0 | 0 | 0 | 0 | 0 | 0 | 0 | 0 | 0 | 0 | 0 | 0 | 0 | 0 | 0 | 0 | 0 | 0 | 0 | 0 | 0 | 0 | 0 | 0 | 0 | 0 | 0 | 0 | 0
CC 2x1 7FAwDF 6 | 0 | 0 | 0 | 0 | 0 | 0 | 0 | 0 | 0 | 0 | 0 | 0 | 0 | 0 | 0 | 0 | 0 | 0 | 0 | 0 | 0 | 0 | 0 | 0 | 0 | 0 | 0 | 0 | 0 | 0 | 0 | 0
CC_Fut_Proxy_07 | 0 | 0 | 0 | 0 | 0 | 0 | 0 | 0 | 0 | 0 | 0 | 0 | 0 | 0 | 0 | 0 | 0 | 0 | 0 | 0 | 0 | 0 | 0 | 0 | 0 | 0 | 0 | 0 | 0 | 0 | 0 | 0
CC_Fut_Proxy_08 | 0 | 0 | 0 | 0 | 0 | 0 | 0 | 0 | 0 | 0 | 0 | 0 | 0 | 0 | 0 | 0 | 0 | 0 | 0 | 0 | 0 | 0 | 0 | 0 | 0 | 0 | 0 | 0 | 0 | 0 | 0 | 0
CC_Fut_Proxy_09 | 0 | 0 | 0 | 0 | 0 | 0 | 0 | 0 | 0 | 0 | 0 | 0 | 0 | 0 | 0 | 0 | 0 | 0 | 0 | 0 | 0 | 0 | 0 | 0 | 0 | 0 | 0 | 0 | 0 | 0 | 0 | 0
CC_Fut_Proxy_10 | 0 | 0 | 0 | 0 | 0 | 0 | 0 | 0 | 0 | 0 | 0 | 0 | 0 | 0 | 0 | 0 | 0 | 0 | 0 | 0 | 0 | 0 | 0 | 0 | 0 | 0 | 0 | 0 | 0 | 0 | 0 | 0
Total Expansion CC (GWH) | 0 | 0 | 0 | 0 | 0 | 7313.47 | 7431.78 | 7375.67 | 7395.35 | 7474.58 | 7485.58 | 7708.79 | 7688.53 | 7737.04 | 7697.39 | 7757.26 | 7870.6 | 7917.92 | 7915.95 | 8029.96 | 8043.61 | 8079.88 | 8048.07 | 8410.7 | 8666.92 | 11061.53 | 17825.21 | 17850.27 | 17814.84 | 17831.67 | 0 | 0
Future Unit Proxy | 0 | 0 | 0 | 0 | 0 | 0 | 0 | 0 | 0 | 0 | 0 | 0 | 0 | 0 | 0 | 0 | 0 | 0 | 0 | 0 | 0 | 0 | 0 | 0 | 0 | 0 | 0 | 0 | 0 | 0 | 0 | 0
Detailed Unit Generation (GWH)
Big Bend 1
BB1_COAL_BLEND | 1097.42 | 1055.19 | 1050.68 | 101.02 | 0 | 0 | 0 | 0 | 0 | 0 | 0 | 0 | 0 | 0 | 0 | 0 | 0 | 0 | 0 | 0 | 0 | 0 | 0 | 0 | 0 | 0 | 0 | 0 | 0 | 0 | 0 | 0
BB_COAL_STDLOW | 0 | 0 | 0 | 0 | 0 | 0 | 0 | 0 | 0 | 0 | 0 | 0 | 0 | 0 | 0 | 0 | 0 | 0 | 0 | 0 | 0 | 0 | 0 | 0 | 0 | 0 | 0 | 0 | 0 | 0 | 0 | 0
BB_COAL_PREMIUM | 0 | 0 | 0 | 0 | 0 | 0 | 0 | 0 | 0 | 0 | 0 | 0 | 0 | 0 | 0 | 0 | 0 | 0 | 0 | 0 | 0 | 0 | 0 | 0 | 0 | 0 | 0 | 0 | 0 | 0 | 0 | 0
BB_COAL_STDHIGH | 0 | 0 | 0 | 0 | 0 | 0 | 0 | 0 | 0 | 0 | 0 | 0 | 0 | 0 | 0 | 0 | 0 | 0 | 0 | 0 | 0 | 0 | 0 | 0 | 0 | 0 | 0 | 0 | 0 | 0 | 0 | 0
BB_COAL_LOWSULFUR | 0 | 0 | 0 | 0 | 0 | 0 | 0 | 0 | 0 | 0 | 0 | 0 | 0 | 0 | 0 | 0 | 0 | 0 | 0 | 0 | 0 | 0 | 0 | 0 | 0 | 0 | 0 | 0 | 0 | 0 | 0 | 0
BB_COAL_1 | 0 | 0 | 0 | 0 | 0 | 0 | 0 | 0 | 0 | 0 | 0 | 0 | 0 | 0 | 0 | 0 | 0 | 0 | 0 | 0 | 0 | 0 | 0 | 0 | 0 | 0 | 0 | 0 | 0 | 0 | 0 | 0
BB_COAL_2 | 0 | 0 | 0 | 0 | 0 | 0 | 0 | 0 | 0 | 0 | 0 | 0 | 0 | 0 | 0 | 0 | 0 | 0 | 0 | 0 | 0 | 0 | 0 | 0 | 0 | 0 | 0 | 0 | 0 | 0 | 0 | 0
BB_PETCOKE | 0 | 0 | 0 | 0 | 0 | 0 | 0 | 0 | 0 | 0 | 0 | 0 | 0 | 0 | 0 | 0 | 0 | 0 | 0 | 0 | 0 | 0 | 0 | 0 | 0 | 0 | 0 | 0 | 0 | 0 | 0 | 0
FIRM GAS_GS | 0 | 0 | 0 | 0 | 0 | 0 | 0 | 0 | 0 | 0 | 0 | 0 | 0 | 0 | 0 | 0 | 0 | 0 | 0 | 0 | 0 | 0 | 0 | 0 | 0 | 0 | 0 | 0 | 0 | 0 | 0 | 0
INTERRUPT GAS | 0 | 0 | 0 | 0 | 0 | 0 | 0 | 0 | 0 | 0 | 0 | 0 | 0 | 0 | 0 | 0 | 0 | 0 | 0 | 0 | 0 | 0 | 0 | 0 | 0 | 0 | 0 | 0 | 0 | 0 | 0 | 0
Big Bend 2
BB2_COAL_BLEND | 1734.05 | 1663.62 | 1709.56 | 721.15 | 0 | 0 | 0 | 0 | 0 | 0 | 0 | 0 | 0 | 0 | 0 | 0 | 0 | 0 | 0 | 0 | 0 | 0 | 0 | 0 | 0 | 0 | 0 | 0 | 0 | 0 | 0 | 0
BB_COAL_STDLOW | 0 | 0 | 0 | 0 | 0 | 0 | 0 | 0 | 0 | 0 | 0 | 0 | 0 | 0 | 0 | 0 | 0 | 0 | 0 | 0 | 0 | 0 | 0 | 0 | 0 | 0 | 0 | 0 | 0 | 0 | 0 | 0
BB_COAL_PREMIUM | 0 | 0 | 0 | 0 | 0 | 0 | 0 | 0 | 0 | 0 | 0 | 0 | 0 | 0 | 0 | 0 | 0 | 0 | 0 | 0 | 0 | 0 | 0 | 0 | 0 | 0 | 0 | 0 | 0 | 0 | 0 | 0
BB_COAL_STDHIGH | 0 | 0 | 0 | 0 | 0 | 0 | 0 | 0 | 0 | 0 | 0 | 0 | 0 | 0 | 0 | 0 | 0 | 0 | 0 | 0 | 0 | 0 | 0 | 0 | 0 | 0 | 0 | 0 | 0 | 0 | 0 | 0
BB_COAL_LOWSULFUR | 0 | 0 | 0 | 0 | 0 | 0 | 0 | 0 | 0 | 0 | 0 | 0 | 0 | 0 | 0 | 0 | 0 | 0 | 0 | 0 | 0 | 0 | 0 | 0 | 0 | 0 | 0 | 0 | 0 | 0 | 0 | 0
BB_COAL_1 | 0 | 0 | 0 | 0 | 0 | 0 | 0 | 0 | 0 | 0 | 0 | 0 | 0 | 0 | 0 | 0 | 0 | 0 | 0 | 0 | 0 | 0 | 0 | 0 | 0 | 0 | 0 | 0 | 0 | 0 | 0 | 0
BB_COAL_2 | 0 | 0 | 0 | 0 | 0 | 0 | 0 | 0 | 0 | 0 | 0 | 0 | 0 | 0 | 0 | 0 | 0 | 0 | 0 | 0 | 0 | 0 | 0 | 0 | 0 | 0 | 0 | 0 | 0 | 0 | 0 | 0
BB_PETCOKE | 0 | 0 | 0 | 0 | 0 | 0 | 0 | 0 | 0 | 0 | 0 | 0 | 0 | 0 | 0 | 0 | 0 | 0 | 0 | 0 | 0 | 0 | 0 | 0 | 0 | 0 | 0 | 0 | 0 | 0 | 0 | 0
FIRM GAS_GS | 0 | 0 | 0 | 0 | 0 | 0 | 0 | 0 | 0 | 0 | 0 | 0 | 0 | 0 | 0 | 0 | 0 | 0 | 0 | 0 | 0 | 0 | 0 | 0 | 0 | 0 | 0 | 0 | 0 | 0 | 0 | 0
INTERRUPT GAS | 0 | 0 | 0 | 0 | 0 | 0 | 0 | 0 | 0 | 0 | 0 | 0 | 0 | 0 | 0 | 0 | 0 | 0 | 0 | 0 | 0 | 0 | 0 | 0 | 0 | 0 | 0 | 0 | 0 | 0 | 0 | 0
Big Bend 3
BB3_COAL_BLEND | 2169.29 | 1994.33 | 2322.04 | 2348.86 | 2380.42 | 2401.67 | 2384.61 | 1942.38 | 2359.78 | 2373.28 | 2333.02 | 2320.4 | 1880.07 | 2335.34 | 2330.31 | 2307.67 | 2236.07 | 1941.68 | 2314.81 | 2291.85 | 2209.06 | 2301.3 | 2289.78 | 802.38 | 0 | 0 | 0 | 0 | 0 | 0 | 0 | 0
BB_COAL_STDLOW | 0 | 0 | 0 | 0 | 0 | 0 | 0 | 0 | 0 | 0 | 0 | 0 | 0 | 0 | 0 | 0 | 0 | 0 | 0 | 0 | 0 | 0 | 0 | 0 | 0 | 0 | 0 | 0 | 0 | 0 | 0 | 0
BB_COAL_PREMIUM | 0 | 0 | 0 | 0 | 0 | 0 | 0 | 0 | 0 | 0 | 0 | 0 | 0 | 0 | 0 | 0 | 0 | 0 | 0 | 0 | 0 | 0 | 0 | 0 | 0 | 0 | 0 | 0 | 0 | 0 | 0 | 0
BB_COAL_STDHIGH | 0 | 0 | 0 | 0 | 0 | 0 | 0 | 0 | 0 | 0 | 0 | 0 | 0 | 0 | 0 | 0 | 0 | 0 | 0 | 0 | 0 | 0 | 0 | 0 | 0 | 0 | 0 | 0 | 0 | 0 | 0 | 0
BB_COAL_LOWSULFUR | 0 | 0 | 0 | 0 | 0 | 0 | 0 | 0 | 0 | 0 | 0 | 0 | 0 | 0 | 0 | 0 | 0 | 0 | 0 | 0 | 0 | 0 | 0 | 0 | 0 | 0 | 0 | 0 | 0 | 0 | 0 | 0
BB_COAL_1 | 0 | 0 | 0 | 0 | 0 | 0 | 0 | 0 | 0 | 0 | 0 | 0 | 0 | 0 | 0 | 0 | 0 | 0 | 0 | 0 | 0 | 0 | 0 | 0 | 0 | 0 | 0 | 0 | 0 | 0 | 0 | 0
BB_COAL_2 | 0 | 0 | 0 | 0 | 0 | 0 | 0 | 0 | 0 | 0 | 0 | 0 | 0 | 0 | 0 | 0 | 0 | 0 | 0 | 0 | 0 | 0 | 0 | 0 | 0 | 0 | 0 | 0 | 0 | 0 | 0 | 0
BB_PETCOKE | 0 | 0 | 0 | 0 | 0 | 0 | 0 | 0 | 0 | 0 | 0 | 0 | 0 | 0 | 0 | 0 | 0 | 0 | 0 | 0 | 0 | 0 | 0 | 0 | 0 | 0 | 0 | 0 | 0 | 0 | 0 | 0
FIRM GAS_GS | 0 | 0 | 0 | 0 | 0 | 0 | 0 | 0 | 0 | 0 | 0 | 0 | 0 | 0 | 0 | 0 | 0 | 0 | 0 | 0 | 0 | 0 | 0 | 0 | 0 | 0 | 0 | 0 | 0 | 0 | 0 | 0
INTERRUPT GAS | 0 | 0 | 0 | 0 | 0 | 0 | 0 | 0 | 0 | 0 | 0 | 0 | 0 | 0 | 0 | 0 | 0 | 0 | 0 | 0 | 0 | 0 | 0 | 0 | 0 | 0 | 0 | 0 | 0 | 0 | 0 | 0
Big Bend 4
BB4_COAL_BLEND | 2455.2 | 2259.9 | 2787 | 2768.74 | 2741.82 | 2618.08 | 2304.8 | 2713.77 | 2685.26 | 2671.02 | 2708.21 | 2043.94 | 2416.95 | 2319.09 | 2450.11 | 2416.28 | 2030.92 | 2310.73 | 2424.1 | 2412.01 | 2403.72 | 1920.93 | 2411.97 | 2393.72 | 2396.78 | 2280.46 | 1996.42 | 2352.52 | 2350.54 | 2355.74 | 0 | 0
BB_COAL_STDLOW | 0 | 0 | 0 | 0 | 0 | 0 | 0 | 0 | 0 | 0 | 0 | 0 | 0 | 0 | 0 | 0 | 0 | 0 | 0 | 0 | 0 | 0 | 0 | 0 | 0 | 0 | 0 | 0 | 0 | 0 | 0 | 0
BB_COAL_PREMIUM | 0 | 0 | 0 | 0 | 0 | 0 | 0 | 0 | 0 | 0 | 0 | 0 | 0 | 0 | 0 | 0 | 0 | 0 | 0 | 0 | 0 | 0 | 0 | 0 | 0 | 0 | 0 | 0 | 0 | 0 | 0 | 0
BB_COAL_STDHIGH | 0 | 0 | 0 | 0 | 0 | 0 | 0 | 0 | 0 | 0 | 0 | 0 | 0 | 0 | 0 | 0 | 0 | 0 | 0 | 0 | 0 | 0 | 0 | 0 | 0 | 0 | 0 | 0 | 0 | 0 | 0 | 0
BB_COAL_LOWSULFUR | 0 | 0 | 0 | 0 | 0 | 0 | 0 | 0 | 0 | 0 | 0 | 0 | 0 | 0 | 0 | 0 | 0 | 0 | 0 | 0 | 0 | 0 | 0 | 0 | 0 | 0 | 0 | 0 | 0 | 0 | 0 | 0
BB_COAL_1 | 0 | 0 | 0 | 0 | 0 | 0 | 0 | 0 | 0 | 0 | 0 | 0 | 0 | 0 | 0 | 0 | 0 | 0 | 0 | 0 | 0 | 0 | 0 | 0 | 0 | 0 | 0 | 0 | 0 | 0 | 0 | 0
BB_COAL_2 | 0 | 0 | 0 | 0 | 0 | 0 | 0 | 0 | 0 | 0 | 0 | 0 | 0 | 0 | 0 | 0 | 0 | 0 | 0 | 0 | 0 | 0 | 0 | 0 | 0 | 0 | 0 | 0 | 0 | 0 | 0 | 0
BB_PETCOKE | 0 | 0 | 0 | 0 | 0 | 0 | 0 | 0 | 0 | 0 | 0 | 0 | 0 | 0 | 0 | 0 | 0 | 0 | 0 | 0 | 0 | 0 | 0 | 0 | 0 | 0 | 0 | 0 | 0 | 0 | 0 | 0
FIRM GAS_GS | 0 | 0 | 0 | 0 | 0 | 0 | 0 | 0 | 0 | 0 | 0 | 0 | 0 | 0 | 0 | 0 | 0 | 0 | 0 | 0 | 0 | 0 | 0 | 0 | 0 | 0 | 0 | 0 | 0 | 0 | 0 | 0
INTERRUPT GAS | 0 | 0 | 0 | 0 | 0 | 0 | 0 | 0 | 0 | 0 | 0 | 0 | 0 | 0 | 0 | 0 | 0 | 0 | 0 | 0 | 0 | 0 | 0 | 0 | 0 | 0 | 0 | 0 | 0 | 0 | 0 | 0
BigBend CT4
FIRM GAS_GS | 0.06 | 0.14 | 0 | 0.05 | 0.36 | 0 | 0.05 | 1.06 | 0.22 | 0.42 | 0.07 | 1.85 | 1.38 | 1.42 | 1.24 | 2.47 | 3.25 | 3.87 | 2.86 | 2.68 | 6.76 | 6.46 | 4.59 | 6.22 | 9.66 | 28.9 | 61.86 | 49.73 | 50.33 | 50.63 | 0 | 0
INTERRUPT GAS | 4.84 | 2.8 | 2.66 | 0.41 | 0.6 | 0.08 | 6.17 | 8.17 | 1.24 | 2.45 | 3.83 | 7.67 | 8.43 | 5.36 | 7.13 | 11.25 | 12.27 | 13.51 | 13.26 | 20.68 | 27.66 | 32.29 | 23.56 | 46.42 | 48.33 | 36.19 | 0.24 | 0.35 | 0.38 | 0.17 | 0 | 0
BigBend CT4o
BB_#2OIL | 0 | 0 | 0 | 0 | 0 | 0 | 0 | 0 | 0 | 0 | 0 | 0 | 0 | 0 | 0 | 0 | 0 | 0 | 0 | 0 | 0 | 0 | 0 | 0 | 0 | 0 | 0 | 0 | 0 | 0 | 0 | 0
Bayside 1
FIRM GAS_GS | 1741.68 | 1916.15 | 1941.73 | 1989.48 | 1896.89 | 1383.7 | 1287.37 | 1476.72 | 1367.83 | 1364 | 1444.36 | 1404.31 | 1460.55 | 1507.94 | 1275.06 | 1532.88 | 1483.06 | 1525.39 | 1408.68 | 1257.09 | 1533.08 | 1522.41 | 1558.49 | 1610.16 | 1620.43 | 394.39 | 0 | 0 | 0 | 0 | 0 | 0
FIRM GAS_FGT | 906.26 | 980.37 | 878.95 | 1126.76 | 1194.15 | 312.83 | 348.94 | 441.68 | 357.77 | 386.04 | 428.8 | 460.26 | 527.89 | 511.37 | 435 | 565.87 | 596.21 | 598.17 | 600.05 | 625.74 | 738.02 | 823.41 | 689.06 | 839.97 | 866.4 | 146.07 | 0 | 0 | 0 | 0 | 0 | 0
INTERRUPT GAS | 0 | 0 | 0.31 | 0 | 0 | 0.15 | 4.14 | 2.91 | 0.69 | 0.19 | 4.38 | 1.7 | 9.64 | 8.51 | 3.84 | 19.84 | 13.64 | 24.07 | 37.82 | 60.71 | 66.95 | 83.32 | 73.09 | 163.71 | 168.72 | 9.5 | 0 | 0 | 0 | 0 | 0 | 0
Bayside 2
FIRM GAS_GS | 520.21 | 281.56 | 289.73 | 332.24 | 544.65 | 344.71 | 448.4 | 328.09 | 421.18 | 484.8 | 387.68 | 419.97 | 425 | 404.65 | 570.11 | 485.88 | 428.08 | 479.67 | 515.56 | 745.78 | 422.13 | 593.58 | 531.82 | 545.55 | 543.89 | 1429.63 | 0 | 0 | 0 | 0 | 0 | 0
FIRM GAS_FGT | 1623.54 | 1719.86 | 1484.51 | 2216.46 | 2336.95 | 429.63 | 562.99 | 626.77 | 644.86 | 835.75 | 845.5 | 921.84 | 976.98 | 916.42 | 990.49 | 1099.18 | 1078.14 | 1091.62 | 1077.53 | 1274.38 | 1123.51 | 1310.18 | 1256.76 | 1064.79 | 1116.97 | 1193.38 | 0 | 0 | 0 | 0 | 0 | 0
INTERRUPT GAS | 0 | 0 | 0.09 | 4.82 | 5.95 | 1.29 | 5.38 | 9.48 | 5.33 | 0.96 | 0.86 | 15.5 | 19.33 | 31.22 | 14.8 | 34.48 | 70.73 | 88.83 | 93.07 | 157.55 | 185.02 | 222.97 | 179.54 | 407.33 | 429.79 | 100.46 | 0 | 0 | 0 | 0 | 0 | 0
Bayside 3
FIRM GAS_GS | 0 | 0 | 0 | 0.11 | 0.17 | 0 | 3.43 | 6.19 | 0.91 | 1.71 | 3.03 | 7.93 | 7.9 | 6.39 | 10.36 | 6.91 | 13.81 | 6.97 | 12.59 | 9.79 | 12.57 | 12.24 | 8.8 | 11.88 | 13.2 | 14.29 | 13.33 | 10.61 | 11.81 | 9.68 | 0 | 0
FIRM GAS_FGT | 1.3 | 2.66 | 2.23 | 0.26 | 0.64 | 0.15 | 2.35 | 3.26 | 0.4 | 1.4 | 1.29 | 1.6 | 2.23 | 1.29 | 1.1 | 1.56 | 1.55 | 1.44 | 1.48 | 3.21 | 1.58 | 3.02 | 1.59 | 1.41 | 1.93 | 0.92 | 0 | 0 | 0 | 0 | 0 | 0
INTERRUPT GAS | 0 | 0.16 | 0.05 | 0 | 0.18 | 0 | 2.33 | 1.78 | 0.35 | 0.19 | 1.49 | 1.22 | 4.5 | 2.4 | 3.1 | 4.57 | 4.7 | 9.69 | 8.95 | 13.83 | 12.55 | 18.03 | 16.23 | 20.32 | 23.7 | 1.39 | 0 | 0 | 0 | 0 | 0 | 0
Bayside 4
FIRM GAS_GS | 0 | 0 | 0 | 0.11 | 0.17 | 0 | 2.66 | 4.41 | 0.49 | 1.05 | 1.75 | 5.22 | 4.41 | 3.59 | 6.28 | 3.32 | 7.91 | 2.8 | 6.46 | 4.04 | 8.12 | 5.96 | 3.95 | 5.34 | 7 | 7.47 | 6.42 | 4.94 | 5.97 | 4.33 | 0 | 0
FIRM GAS_FGT | 0.64 | 2.27 | 1.72 | 0.15 | 0.44 | 0.05 | 2.25 | 3.14 | 0.13 | 0.58 | 0.63 | 0.86 | 1.03 | 0.42 | 0.63 | 0.69 | 0.75 | 0.7 | 0.99 | 0.95 | 0.52 | 1.61 | 0.66 | 0.64 | 0.86 | 0.43 | 0 | 0 | 0 | 0 | 0 | 0
INTERRUPT GAS | 0 | 0.15 | 0.12 | 0 | 0.06 | 0 | 1.56 | 1.64 | 0.34 | 0.49 | 2.06 | 2.39 | 3.81 | 1.98 | 3.25 | 3.66 | 4.8 | 6.68 | 6.35 | 8.62 | 9.19 | 11.99 | 10.24 | 12.73 | 16.66 | 2.26 | 0 | 0 | 0 | 0 | 0 | 0
Bayside 5
FIRM GAS_GS | 0.08 | 0.16 | 0 | 0.25 | 0.42 | 0.3 | 4.4 | 6.51 | 1.18 | 2.69 | 4.3 | 10.66 | 9.87 | 8.75 | 14.42 | 11.29 | 19.19 | 12.99 | 20.25 | 18.83 | 25.76 | 21.09 | 16.63 | 19.5 | 22.99 | 32.81 | 36.01 | 30.17 | 29.54 | 27.88 | 0 | 0
FIRM GAS_FGT | 3.54 | 3.94 | 3.3 | 1.22 | 1.64 | 0.52 | 3.79 | 4.8 | 1.33 | 3.35 | 2.87 | 3.75 | 6.3 | 4.18 | 4.37 | 6.86 | 5.21 | 5.41 | 5.5 | 10.08 | 5.48 | 11.22 | 6.76 | 4.35 | 6.03 | 4.96 | 0 | 0 | 0 | 0 | 0 | 0
INTERRUPT GAS | 0 | 0 | 0 | 0 | 0.06 | 0 | 2.39 | 2.33 | 0.37 | 0.22 | 1.75 | 1.47 | 5.23 | 2.4 | 2.85 | 6.9 | 7.75 | 15.23 | 14.52 | 24.21 | 21.07 | 32.4 | 26.8 | 36.85 | 37.68 | 3.39 | 0 | 0 | 0 | 0 | 0 | 0
Bayside 6
FIRM GAS_GS | 0 | 0 | 0 | 0.17 | 0.22 | 0.08 | 3.81 | 6.87 | 0.93 | 1.95 | 3.81 | 10.2 | 8.9 | 7.94 | 13.39 | 8.79 | 17.63 | 10.1 | 17.49 | 14.99 | 21.02 | 17.29 | 13.44 | 16.38 | 19.69 | 23.3 | 23.23 | 19.05 | 19.51 | 17.15 | 0 | 0
FIRM GAS_FGT | 1.92 | 3.13 | 2.84 | 0.6 | 1.07 | 0.4 | 2.83 | 3.87 | 0.81 | 2.45 | 1.74 | 2.45 | 3.55 | 2.49 | 2.47 | 3.92 | 2.87 | 3.09 | 3.45 | 5.96 | 2.99 | 6.74 | 3.46 | 2.43 | 3.45 | 1.89 | 0 | 0 | 0 | 0 | 0 | 0
INTERRUPT GAS | 0 | 0.03 | 0 | 0 | 0.17 | 0 | 2.54 | 2.23 | 0.4 | 0.27 | 1.77 | 1.23 | 6 | 3.23 | 3 | 6.33 | 6.66 | 13.5 | 12.53 | 19.89 | 18.11 | 27.21 | 23.59 | 29.62 | 32.2 | 2.1 | 0 | 0 | 0 | 0 | 0 | 0
Polk 1
POLK _COALLOW | 264.78 | 312.64 | 313.69 | 286.63 | 312.68 | 306.18 | 286.76 | 312.68 | 312.65 | 285.67 | 286.61 | 308.5 | 308.5 | 292.09 | 309.41 | 308.49 | 292.09 | 308.49 | 204.44 | 0 | 0 | 0 | 0 | 0 | 0 | 0 | 0 | 0 | 0 | 0 | 0 | 0
POLK _COAL_1 | 0 | 0 | 0 | 0 | 0 | 0 | 0 | 0 | 0 | 0 | 0 | 0 | 0 | 0 | 0 | 0 | 0 | 0 | 0 | 0 | 0 | 0 | 0 | 0 | 0 | 0 | 0 | 0 | 0 | 0 | 0 | 0
POLK _COAL_2 | 0 | 0 | 0 | 0 | 0 | 0 | 0 | 0 | 0 | 0 | 0 | 0 | 0 | 0 | 0 | 0 | 0 | 0 | 0 | 0 | 0 | 0 | 0 | 0 | 0 | 0 | 0 | 0 | 0 | 0 | 0 | 0
POLK PETCOKE | 1033.15 | 1219.92 | 1224 | 1118.41 | 1220.08 | 1194.69 | 1118.94 | 1220.05 | 1219.96 | 1114.68 | 1118.34 | 1203.75 | 1203.75 | 1139.71 | 1207.3 | 1203.71 | 1139.72 | 1203.7 | 797.74 | 0 | 0 | 0 | 0 | 0 | 0 | 0 | 0 | 0 | 0 | 0 | 0 | 0
PROPANE | 0 | 0 | 0 | 0 | 0 | 0 | 0 | 0 | 0 | 0 | 0 | 0 | 0 | 0 | 0 | 0 | 0 | 0 | 0 | 0 | 0 | 0 | 0 | 0 | 0 | 0 | 0 | 0 | 0 | 0 | 0 | 0
POLK #2OIL | 0 | 0 | 0 | 0 | 0 | 0 | 0 | 0 | 0 | 0 | 0 | 0 | 0 | 0 | 0 | 0 | 0 | 0 | 0 | 0 | 0 | 0 | 0 | 0 | 0 | 0 | 0 | 0 | 0 | 0 | 0 | 0
POLK 1 FIRM Gas_FGT (Start Up) | 0 | 0 | 0 | 0 | 0 | 0 | 0 | 0 | 0 | 0 | 0 | 0 | 0 | 0 | 0 | 0 | 0 | 0 | 0 | 0 | 0 | 0 | 0 | 0 | 0 | 0 | 0 | 0 | 0 | 0 | 0 | 0
POLK 1 INTERRUPT Gas (Start Up) | 0 | 0 | 0 | 0 | 0 | 0 | 0 | 0 | 0 | 0 | 0 | 0 | 0 | 0 | 0 | 0 | 0 | 0 | 0 | 0 | 0 | 0 | 0 | 0 | 0 | 0 | 0 | 0 | 0 | 0 | 0 | 0
Polk 1g
POLK 1g FIRM Gas_FGT | 130.76 | 108.9 | 95.03 | 164.36 | 246.39 | 75.98 | 95.08 | 175.69 | 94.88 | 183.88 | 108.75 | 163.51 | 201.4 | 184.8 | 213.18 | 262.69 | 233.23 | 250.75 | 164.24 | 0 | 0 | 0 | 0 | 0 | 0 | 0 | 0 | 0 | 0 | 0 | 0 | 0
POLK 1g INTERRUPT Gas | 0 | 0.05 | 0 | 0 | 3 | 0.56 | 4.62 | 4.33 | 4.31 | 0.84 | 3.8 | 16.14 | 15.49 | 14.62 | 11.8 | 17.49 | 31.92 | 42.33 | 28.51 | 0 | 0 | 0 | 0 | 0 | 0 | 0 | 0 | 0 | 0 | 0 | 0 | 0
Polk 2
FIRM GAS_FGT | 21 | 3.13 | 1.14 | 0 | 1.26 | 0 | 1.5 | 1.36 | 0.18 | 7.3 | 2.98 | 0.9 | 3.19 | 1.07 | 0.9 | 14.9 | 2.52 | 0.96 | 3.38 | 3.62 | 4.44 | 32.47 | 1.19 | 2.03 | 4.88 | 3.84 | 1.26 | 19.87 | 4.02 | 1.61 | 0 | 0
INTERRUPT GAS | 0 | 0 | 0 | 0 | 0 | 0 | 0 | 1.08 | 0 | 0 | 0.09 | 0 | 0.01 | 0 | 0.01 | 1.18 | 0.78 | 0 | 0.22 | 0.78 | 2.13 | 1.66 | 2.56 | 1.03 | 2.79 | 3.24 | 1.42 | 1.71 | 0.16 | 0 | 0 | 0
Polk 2o
POLK #2OIL | 0 | 0 | 0 | 0 | 0 | 0 | 0 | 0 | 0 | 0 | 0 | 0 | 0 | 0 | 0 | 0 | 0 | 0 | 0 | 0 | 0 | 0 | 0 | 0 | 0 | 0 | 0 | 0 | 0 | 0 | 0 | 0
Polk 3
FIRM GAS_FGT | 9.18 | 2.03 | 1.13 | 0 | 0.57 | 0 | 1.46 | 10.04 | 0.18 | 5.19 | 1.92 | 0 | 2.25 | 0.93 | 0.07 | 12.39 | 1.5 | 0.15 | 2.82 | 1.26 | 3.78 | 32.22 | 0.39 | 1.58 | 2.88 | 3.78 | 0.36 | 23.94 | 3.04 | 0.12 | 0 | 0
INTERRUPT GAS | 0 | 0 | 0 | 0 | 0 | 0 | 0.04 | 0.15 | 0 | 0 | 0 | 0 | 0.15 | 0 | 0.08 | 1.65 | 0.75 | 0 | 0.3 | 0.56 | 3.56 | 2.12 | 2.83 | 3.1 | 3.66 | 3.39 | 0.6 | 3.58 | 0.29 | 0.02 | 0 | 0
Polk 3o
POLK #2OIL | 0 | 0 | 0 | 0 | 0 | 0 | 0 | 0 | 0 | 0 | 0 | 0 | 0 | 0 | 0 | 0 | 0 | 0 | 0 | 0 | 0 | 0 | 0 | 0 | 0 | 0 | 0 | 0 | 0 | 0 | 0 | 0
Polk 4
FIRM GAS_FGT | 0.76 | 1.43 | 0.52 | 0 | 0 | 0 | 1.04 | 4.23 | 0 | 2.18 | 0.6 | 0 | 1.13 | 0.52 | 0 | 6 | 1.12 | 0 | 1.87 | 0.79 | 1.33 | 24.9 | 0.24 | 0.47 | 1.93 | 2.21 | 0.25 | 15.85 | 1.48 | 0 | 0 | 0
INTERRUPT GAS | 0 | 0 | 0 | 0 | 0 | 0 | 0.46 | 0.27 | 0 | 0 | 0.05 | 0 | 0.2 | 0 | 0 | 1.36 | 0.53 | 0 | 0.5 | 0.44 | 4.24 | 2.35 | 2.59 | 2.24 | 2.69 | 2.19 | 0.11 | 3.09 | 0.79 | 0 | 0 | 0
Polk 5
FIRM GAS_FGT | 0 | 2.03 | 0.82 | 0 | 0 | 0 | 0.46 | 3.31 | 0 | 0 | 0.47 | 0 | 1.03 | 0 | 0 | 4.58 | 0.72 | 0 | 1.57 | 0.35 | 0.18 | 16.04 | 0 | 0.16 | 1.53 | 1.24 | 0.18 | 10.2 | 0.7 | 0.62 | 0 | 0
INTERRUPT GAS | 0 | 0 | 0 | 0 | 0 | 0 | 0.29 | 0.15 | 0 | 0 | 0.33 | 0 | 0.3 | 0 | 0 | 2.19 | 0.48 | 0 | 0.65 | 0 | 3.6 | 2.41 | 2.25 | 1.37 | 0.94 | 1.65 | 0 | 3.49 | 0 | 0 | 0 | 0
Polk 2 CC
FIRM GAS_FGT | 5438.36 | 5634.94 | 4992.09 | 5946.49 | 6338.82 | 3291.03 | 3543.37 | 3407.44 | 3490.85 | 3462.29 | 3754.95 | 4104.51 | 4168.2 | 4270.02 | 4294.62 | 3996.63 | 4630.37 | 4647.02 | 4942.1 | 5353 | 5276.86 | 4955.97 | 5201.29 | 5532.72 | 5758.15 | 5249.3 | 2455.28 | 2238.88 | 2385.06 | 2400.23 | 0 | 0
INTERRUPT GAS | 0 | 0 | 0 | 0 | 0 | 0.27 | 12.93 | 11.48 | 8.68 | 4.9 | 5.57 | 36.71 | 47.46 | 33.68 | 41.56 | 61.76 | 97.91 | 112.7 | 144.46 | 164.25 | 181.98 | 202.92 | 203.73 | 310.43 | 334.07 | 262.5 | 309.09 | 271.44 | 257.59 | 289.26 | 0 | 0
Polk 2 CC DF
FIRM GAS_FGT | 19.92 | 19.36 | 16.83 | 17.1 | 25.48 | 10.55 | 27.54 | 33.88 | 16.79 | 18.31 | 27.66 | 47.04 | 57.26 | 54.9 | 63.81 | 70.99 | 88.34 | 96.47 | 113.96 | 163.28 | 165.34 | 168.79 | 136.37 | 164.55 | 182.15 | 195.32 | 115.87 | 95.59 | 98.44 | 92.76 | 0 | 0
INTERRUPT GAS | 0 | 0.1 | 0.09 | 0.28 | 0.52 | 0 | 4.57 | 4.06 | 1.75 | 1.58 | 3.03 | 6.84 | 9.46 | 7.93 | 7.97 | 12.39 | 19.62 | 23.25 | 26.48 | 31.03 | 37.46 | 45.72 | 40.45 | 65.95 | 73.42 | 31.53 | 57.64 | 51.56 | 49.42 | 53.93 | 0 | 0
FutAeroCT 1
FIRM GAS_GS | 0 | 0 | 0 | 0 | 0 | 0 | 0 | 0 | 0 | 0 | 0 | 0 | 0 | 0 | 0 | 0 | 0 | 0 | 0 | 0 | 0 | 0 | 0 | 0 | 0 | 0 | 0 | 0 | 0 | 0 | 0 | 0
FIRM GAS_FGT | 0 | 0 | 0 | 0 | 0 | 0 | 0 | 0 | 0 | 0 | 0 | 0 | 0 | 0 | 0 | 0 | 0 | 0 | 0 | 0 | 0 | 0 | 0 | 0 | 0 | 0 | 18.05 | 15.46 | 14.13 | 12.52 | 0 | 0
INTERRUPT GAS | 0 | 0 | 0 | 0 | 0 | 0 | 0 | 0 | 0 | 0 | 0 | 0 | 0 | 0 | 0 | 0 | 0 | 0 | 0 | 0 | 0 | 0 | 0 | 0 | 0 | 0 | 9.11 | 7.78 | 8 | 7.28 | 0 | 0
FutAeroCT 2
FIRM GAS_GS | 0 | 0 | 0 | 0 | 0 | 0 | 0 | 0 | 0 | 0 | 0 | 0 | 0 | 0 | 0 | 0 | 0 | 0 | 0 | 0 | 0 | 0 | 0 | 0 | 0 | 0 | 0 | 0 | 0 | 0 | 0 | 0
FIRM GAS_FGT | 0 | 0 | 0 | 0 | 0 | 0 | 0 | 0 | 0 | 0 | 0 | 0 | 0 | 0 | 0 | 0 | 0 | 0 | 0 | 0 | 0 | 0 | 0 | 0 | 0 | 0 | 0 | 0 | 0 | 0 | 0 | 0
INTERRUPT GAS | 0 | 0 | 0 | 0 | 0 | 0 | 0 | 0 | 0 | 0 | 0 | 0 | 0 | 0 | 0 | 0 | 0 | 0 | 0 | 0 | 0 | 0 | 0 | 0 | 0 | 0 | 0 | 0 | 0 | 0 | 0 | 0
FutAeroCT 3
FIRM GAS_GS | 0 | 0 | 0 | 0 | 0 | 0 | 0 | 0 | 0 | 0 | 0 | 0 | 0 | 0 | 0 | 0 | 0 | 0 | 0 | 0 | 0 | 0 | 0 | 0 | 0 | 0 | 0 | 0 | 0 | 0 | 0 | 0
FIRM GAS_FGT | 0 | 0 | 0 | 0 | 0 | 0 | 0 | 0 | 0 | 0 | 0 | 0 | 0 | 0 | 0 | 0 | 0 | 0 | 0 | 0 | 0 | 0 | 0 | 0 | 0 | 0 | 0 | 0 | 0 | 0 | 0 | 0
INTERRUPT GAS | 0 | 0 | 0 | 0 | 0 | 0 | 0 | 0 | 0 | 0 | 0 | 0 | 0 | 0 | 0 | 0 | 0 | 0 | 0 | 0 | 0 | 0 | 0 | 0 | 0 | 0 | 0 | 0 | 0 | 0 | 0 | 0
FutAeroCT 4
FIRM GAS_GS | 0 | 0 | 0 | 0 | 0 | 0 | 0 | 0 | 0 | 0 | 0 | 0 | 0 | 0 | 0 | 0 | 0 | 0 | 0 | 0 | 0 | 0 | 0 | 0 | 0 | 0 | 0 | 0 | 0 | 0 | 0 | 0
FIRM GAS_FGT | 0 | 0 | 0 | 0 | 0 | 0 | 0 | 0 | 0 | 0 | 0 | 0 | 0 | 0 | 0 | 0 | 0 | 0 | 0 | 0 | 0 | 0 | 0 | 0 | 0 | 0 | 0 | 0 | 0 | 0 | 0 | 0
INTERRUPT GAS | 0 | 0 | 0 | 0 | 0 | 0 | 0 | 0 | 0 | 0 | 0 | 0 | 0 | 0 | 0 | 0 | 0 | 0 | 0 | 0 | 0 | 0 | 0 | 0 | 0 | 0 | 0 | 0 | 0 | 0 | 0 | 0
FutAeroCT 5
FIRM GAS_GS | 0 | 0 | 0 | 0 | 0 | 0 | 0 | 0 | 0 | 0 | 0 | 0 | 0 | 0 | 0 | 0 | 0 | 0 | 0 | 0 | 0 | 0 | 0 | 0 | 0 | 0 | 0 | 0 | 0 | 0 | 0 | 0
FIRM GAS_FGT | 0 | 0 | 0 | 0 | 0 | 0 | 0 | 0 | 0 | 0 | 0 | 0 | 0 | 0 | 0 | 0 | 0 | 0 | 0 | 0 | 0 | 0 | 0 | 0 | 0 | 0 | 0 | 0 | 0 | 0 | 0 | 0
INTERRUPT GAS | 0 | 0 | 0 | 0 | 0 | 0 | 0 | 0 | 0 | 0 | 0 | 0 | 0 | 0 | 0 | 0 | 0 | 0 | 0 | 0 | 0 | 0 | 0 | 0 | 0 | 0 | 0 | 0 | 0 | 0 | 0 | 0
FutAeroCT 6
FIRM GAS_GS | 0 | 0 | 0 | 0 | 0 | 0 | 0 | 0 | 0 | 0 | 0 | 0 | 0 | 0 | 0 | 0 | 0 | 0 | 0 | 0 | 0 | 0 | 0 | 0 | 0 | 0 | 0 | 0 | 0 | 0 | 0 | 0
FIRM GAS_FGT | 0 | 0 | 0 | 0 | 0 | 0 | 0 | 0 | 0 | 0 | 0 | 0 | 0 | 0 | 0 | 0 | 0 | 0 | 0 | 0 | 0 | 0 | 0 | 0 | 0 | 0 | 0 | 0 | 0 | 0 | 0 | 0
INTERRUPT GAS | 0 | 0 | 0 | 0 | 0 | 0 | 0 | 0 | 0 | 0 | 0 | 0 | 0 | 0 | 0 | 0 | 0 | 0 | 0 | 0 | 0 | 0 | 0 | 0 | 0 | 0 | 0 | 0 | 0 | 0 | 0 | 0
FutAeroCT 7
FIRM GAS_GS | 0 | 0 | 0 | 0 | 0 | 0 | 0 | 0 | 0 | 0 | 0 | 0 | 0 | 0 | 0 | 0 | 0 | 0 | 0 | 0 | 0 | 0 | 0 | 0 | 0 | 0 | 0 | 0 | 0 | 0 | 0 | 0
FIRM GAS_FGT | 0 | 0 | 0 | 0 | 0 | 0 | 0 | 0 | 0 | 0 | 0 | 0 | 0 | 0 | 0 | 0 | 0 | 0 | 0 | 0 | 0 | 0 | 0 | 0 | 0 | 0 | 0 | 0 | 0 | 0 | 0 | 0
INTERRUPT GAS | 0 | 0 | 0 | 0 | 0 | 0 | 0 | 0 | 0 | 0 | 0 | 0 | 0 | 0 | 0 | 0 | 0 | 0 | 0 | 0 | 0 | 0 | 0 | 0 | 0 | 0 | 0 | 0 | 0 | 0 | 0 | 0
FutAeroCT 8
FIRM GAS_GS | 0 | 0 | 0 | 0 | 0 | 0 | 0 | 0 | 0 | 0 | 0 | 0 | 0 | 0 | 0 | 0 | 0 | 0 | 0 | 0 | 0 | 0 | 0 | 0 | 0 | 0 | 0 | 0 | 0 | 0 | 0 | 0
FIRM GAS_FGT | 0 | 0 | 0 | 0 | 0 | 0 | 0 | 0 | 0 | 0 | 0 | 0 | 0 | 0 | 0 | 0 | 0 | 0 | 0 | 0 | 0 | 0 | 0 | 0 | 0 | 0 | 0 | 0 | 0 | 0 | 0 | 0
INTERRUPT GAS | 0 | 0 | 0 | 0 | 0 | 0 | 0 | 0 | 0 | 0 | 0 | 0 | 0 | 0 | 0 | 0 | 0 | 0 | 0 | 0 | 0 | 0 | 0 | 0 | 0 | 0 | 0 | 0 | 0 | 0 | 0 | 0
FutAeroCT 9
FIRM GAS_GS | 0 | 0 | 0 | 0 | 0 | 0 | 0 | 0 | 0 | 0 | 0 | 0 | 0 | 0 | 0 | 0 | 0 | 0 | 0 | 0 | 0 | 0 | 0 | 0 | 0 | 0 | 0 | 0 | 0 | 0 | 0 | 0
FIRM GAS_FGT | 0 | 0 | 0 | 0 | 0 | 0 | 0 | 0 | 0 | 0 | 0 | 0 | 0 | 0 | 0 | 0 | 0 | 0 | 0 | 0 | 0 | 0 | 0 | 0 | 0 | 0 | 0 | 0 | 0 | 0 | 0 | 0
INTERRUPT GAS | 0 | 0 | 0 | 0 | 0 | 0 | 0 | 0 | 0 | 0 | 0 | 0 | 0 | 0 | 0 | 0 | 0 | 0 | 0 | 0 | 0 | 0 | 0 | 0 | 0 | 0 | 0 | 0 | 0 | 0 | 0 | 0
FutAeroCT 10
FIRM GAS_GS | 0 | 0 | 0 | 0 | 0 | 0 | 0 | 0 | 0 | 0 | 0 | 0 | 0 | 0 | 0 | 0 | 0 | 0 | 0 | 0 | 0 | 0 | 0 | 0 | 0 | 0 | 0 | 0 | 0 | 0 | 0 | 0
FIRM GAS_FGT | 0 | 0 | 0 | 0 | 0 | 0 | 0 | 0 | 0 | 0 | 0 | 0 | 0 | 0 | 0 | 0 | 0 | 0 | 0 | 0 | 0 | 0 | 0 | 0 | 0 | 0 | 0 | 0 | 0 | 0 | 0 | 0
INTERRUPT GAS | 0 | 0 | 0 | 0 | 0 | 0 | 0 | 0 | 0 | 0 | 0 | 0 | 0 | 0 | 0 | 0 | 0 | 0 | 0 | 0 | 0 | 0 | 0 | 0 | 0 | 0 | 0 | 0 | 0 | 0 | 0 | 0
GE 7FA CT1
FIRM GAS_GS | 0 | 0 | 0 | 0 | 0 | 0 | 0 | 0 | 0 | 0 | 0 | 0 | 0 | 0 | 0 | 0 | 0 | 0 | 0 | 0 | 0 | 0 | 0 | 0 | 0 | 0 | 0 | 0 | 0 | 0 | 0 | 0
FIRM GAS_FGT | 0 | 0 | 0 | 0 | 0 | 0.8 | 26.35 | 36.77 | 6.34 | 10.32 | 24.17 | 44.08 | 52.98 | 45.19 | 68.43 | 80.1 | 108.18 | 99.01 | 130.97 | 197.59 | 207.88 | 225.54 | 166.65 | 208.44 | 223 | 250.57 | 106.7 | 89.09 | 91.88 | 72.33 | 0 | 0
INTERRUPT GAS | 0 | 0 | 0 | 0 | 0 | 0 | 5.71 | 5.41 | 1.84 | 1.97 | 4.43 | 11 | 13.16 | 11.88 | 11.68 | 23.43 | 27.35 | 37.17 | 40.46 | 47.98 | 58.83 | 73.67 | 59.58 | 111.14 | 120.25 | 58.11 | 117.07 | 88.23 | 96.54 | 78.38 | 0 | 0
GE 7FA CT2
FIRM GAS_GS | 0 | 0 | 0 | 0 | 0 | 0 | 0 | 0 | 0 | 0 | 0 | 0 | 0 | 0 | 0 | 0 | 0 | 0 | 0 | 0 | 0 | 0 | 0 | 0 | 0 | 0 | 0 | 0 | 0 | 0 | 0 | 0
FIRM GAS_FGT | 0 | 0 | 0 | 0 | 0 | 0 | 0 | 0 | 1.35 | 3.57 | 10.49 | 15.66 | 29.62 | 17.39 | 36.4 | 38.69 | 53.93 | 47.31 | 71.38 | 107.28 | 127.54 | 123.07 | 77.2 | 96.38 | 119.12 | 155.39 | 58.5 | 50.5 | 46.12 | 50.68 | 0 | 0
INTERRUPT GAS | 0 | 0 | 0 | 0 | 0 | 0 | 0 | 0 | 1.76 | 4.47 | 8.13 | 17.36 | 20.13 | 17.84 | 21.72 | 28.46 | 43.28 | 40.15 | 51.46 | 75.15 | 84.9 | 104.39 | 85.29 | 129.52 | 140.02 | 83.21 | 70.05 | 50.51 | 70.2 | 40.18 | 0 | 0
GE 7FA CT3
FIRM GAS_GS | 0 | 0 | 0 | 0 | 0 | 0 | 0 | 0 | 0 | 0 | 0 | 0 | 0 | 0 | 0 | 0 | 0 | 0 | 0 | 0 | 0 | 0 | 0 | 0 | 0 | 0 | 0 | 0 | 0 | 0 | 0 | 0
FIRM GAS_FGT | 0 | 0 | 0 | 0 | 0 | 0 | 0 | 0 | 0 | 0 | 0 | 4.01 | 7.31 | 2.34 | 16.9 | 13.7 | 14.89 | 16.76 | 29.3 | 44.54 | 62.26 | 46.16 | 29.84 | 35.51 | 47.05 | 80.85 | 31.43 | 27.2 | 21.23 | 28.32 | 0 | 0
INTERRUPT GAS | 0 | 0 | 0 | 0 | 0 | 0 | 0 | 0 | 0 | 0 | 0 | 23.05 | 19.77 | 16.51 | 31.85 | 34.54 | 52.93 | 43.51 | 57.43 | 78.44 | 88.09 | 107.75 | 83.01 | 129.51 | 135.76 | 85.94 | 47.42 | 31.76 | 39.83 | 25.63 | 0 | 0
GE 7FA CT4
FIRM GAS_GS | 0 | 0 | 0 | 0 | 0 | 0 | 0 | 0 | 0 | 0 | 0 | 0 | 0 | 0 | 0 | 0 | 0 | 0 | 0 | 0 | 0 | 0 | 0 | 0 | 0 | 0 | 0 | 0 | 0 | 0 | 0 | 0
FIRM GAS_FGT | 0 | 0 | 0 | 0 | 0 | 0 | 0 | 0 | 0 | 0 | 0 | 0 | 0 | 0 | 6.12 | 2.9 | 2.72 | 3.15 | 9.12 | 13.23 | 28.94 | 15.15 | 9.86 | 15.72 | 16.68 | 28.9 | 7.01 | 6.2 | 2.96 | 5.13 | 0 | 0
INTERRUPT GAS | 0 | 0 | 0 | 0 | 0 | 0 | 0 | 0 | 0 | 0 | 0 | 0 | 0 | 0 | 26.74 | 22.3 | 44.16 | 38.44 | 47.39 | 63.36 | 70.51 | 88.42 | 63.57 | 92.65 | 102.3 | 72.72 | 41.23 | 21.84 | 22.74 | 27.22 | 0 | 0
GE 7FA CT5
FIRM GAS_GS | 0 | 0 | 0 | 0 | 0 | 0 | 0 | 0 | 0 | 0 | 0 | 0 | 0 | 0 | 0 | 0 | 0 | 0 | 0 | 0 | 0 | 0 | 0 | 0 | 0 | 0 | 0 | 0 | 0 | 0 | 0 | 0
FIRM GAS_FGT | 0 | 0 | 0 | 0 | 0 | 0 | 0 | 0 | 0 | 0 | 0 | 0 | 0 | 0 | 0 | 0 | 0 | 0.48 | 1.08 | 2.93 | 9.93 | 3.85 | 3.2 | 5.3 | 5.09 | 14.91 | 2 | 4.84 | 0.22 | 1.62 | 0 | 0
INTERRUPT GAS | 0 | 0 | 0 | 0 | 0 | 0 | 0 | 0 | 0 | 0 | 0 | 0 | 0 | 0 | 0 | 0 | 0 | 23.49 | 32.78 | 42.39 | 52.48 | 58.01 | 43.79 | 52.95 | 65.93 | 40.72 | 31.23 | 15.6 | 12.71 | 20.67 | 0 | 0
GE 7FA CT6
FIRM GAS_GS | 0 | 0 | 0 | 0 | 0 | 0 | 0 | 0 | 0 | 0 | 0 | 0 | 0 | 0 | 0 | 0 | 0 | 0 | 0 | 0 | 0 | 0 | 0 | 0 | 0 | 0 | 0 | 0 | 0 | 0 | 0 | 0
FIRM GAS_FGT | 0 | 0 | 0 | 0 | 0 | 0 | 0 | 0 | 0 | 0 | 0 | 0 | 0 | 0 | 0 | 0 | 0 | 0 | 0 | 0.4 | 4.91 | 0.8 | 1.08 | 0.39 | 2.63 | 5.31 | 0.55 | 2.03 | 0 | 0.21 | 0 | 0
INTERRUPT GAS | 0 | 0 | 0 | 0 | 0 | 0 | 0 | 0 | 0 | 0 | 0 | 0 | 0 | 0 | 0 | 0 | 0 | 0 | 0 | 23.64 | 34.02 | 32.1 | 24.96 | 30.26 | 37.66 | 28.39 | 12.74 | 7.39 | 4.94 | 11.46 | 0 | 0
GE 7FA CT7
FIRM GAS_GS | 0 | 0 | 0 | 0 | 0 | 0 | 0 | 0 | 0 | 0 | 0 | 0 | 0 | 0 | 0 | 0 | 0 | 0 | 0 | 0 | 0 | 0 | 0 | 0 | 0 | 0 | 0 | 0 | 0 | 0 | 0 | 0
FIRM GAS_FGT | 0 | 0 | 0 | 0 | 0 | 0 | 0 | 0 | 0 | 0 | 0 | 0 | 0 | 0 | 0 | 0 | 0 | 0 | 0 | 0 | 0 | 0 | 0 | 0 | 0 | 0.77 | 0.09 | 0.78 | 0 | 0 | 0 | 0
INTERRUPT GAS | 0 | 0 | 0 | 0 | 0 | 0 | 0 | 0 | 0 | 0 | 0 | 0 | 0 | 0 | 0 | 0 | 0 | 0 | 0 | 0 | 0 | 0 | 0 | 0 | 0 | 17.44 | 9.94 | 3.04 | 2.97 | 4.75 | 0 | 0
GE 7FA CT8
FIRM GAS_GS | 0 | 0 | 0 | 0 | 0 | 0 | 0 | 0 | 0 | 0 | 0 | 0 | 0 | 0 | 0 | 0 | 0 | 0 | 0 | 0 | 0 | 0 | 0 | 0 | 0 | 0 | 0 | 0 | 0 | 0 | 0 | 0
FIRM GAS_FGT | 0 | 0 | 0 | 54.39 | 112.79 | 0 | 0 | 0 | 0 | 0 | 0 | 0 | 0 | 0 | 0 | 0 | 0 | 0 | 0 | 0 | 0 | 0 | 0 | 0 | 0 | 0 | 0 | 0 | 0 | 0 | 0 | 0
INTERRUPT GAS | 0 | 0 | 0 | 2.4 | 2.71 | 0 | 0 | 0 | 0 | 0 | 0 | 0 | 0 | 0 | 0 | 0 | 0 | 0 | 0 | 0 | 0 | 0 | 0 | 0 | 0 | 0 | 0 | 0 | 0 | 0 | 0 | 0
GE 7FA CT9
FIRM GAS_GS | 0 | 0 | 0 | 0 | 0 | 0 | 0 | 0 | 0 | 0 | 0 | 0 | 0 | 0 | 0 | 0 | 0 | 0 | 0 | 0 | 0 | 0 | 0 | 0 | 0 | 0 | 0 | 0 | 0 | 0 | 0 | 0
FIRM GAS_FGT | 0 | 0 | 0 | 13.25 | 34.06 | 0 | 0 | 0 | 0 | 0 | 0 | 0 | 0 | 0 | 0 | 0 | 0 | 0 | 0 | 0 | 0 | 0 | 0 | 0 | 0 | 0 | 0 | 0 | 0 | 0 | 0 | 0
INTERRUPT GAS | 0 | 0 | 0 | 3.15 | 2.53 | 0 | 0 | 0 | 0 | 0 | 0 | 0 | 0 | 0 | 0 | 0 | 0 | 0 | 0 | 0 | 0 | 0 | 0 | 0 | 0 | 0 | 0 | 0 | 0 | 0 | 0 | 0
GE 7FA CT10
FIRM GAS_GS | 0 | 0 | 0 | 0 | 0 | 0 | 0 | 0 | 0 | 0 | 0 | 0 | 0 | 0 | 0 | 0 | 0 | 0 | 0 | 0 | 0 | 0 | 0 | 0 | 0 | 0 | 0 | 0 | 0 | 0 | 0 | 0
FIRM GAS_FGT | 0 | 0 | 0 | 0 | 0 | 0 | 0 | 0 | 0 | 0 | 0 | 0 | 0 | 0 | 0 | 0 | 0 | 0 | 0 | 0 | 0 | 0 | 0 | 0 | 0 | 0 | 0 | 0 | 0 | 0 | 0 | 0
INTERRUPT GAS | 0 | 0 | 0 | 0 | 0 | 0 | 0 | 0 | 0 | 0 | 0 | 0 | 0 | 0 | 0 | 0 | 0 | 0 | 0 | 0 | 0 | 0 | 0 | 0 | 0 | 0 | 0 | 0 | 0 | 0 | 0 | 0
CC 2x1 7FAwDF 1
FIRM GAS_GS | 0 | 0 | 0 | 0 | 0 | 0 | 0 | 0 | 0 | 0 | 0 | 0 | 0 | 0 | 0 | 0 | 0 | 0 | 0 | 0 | 0 | 0 | 0 | 0 | 0 | 0 | 0 | 0 | 0 | 0 | 0 | 0
FIRM GAS_FGT | 0 | 0 | 0 | 0 | 0 | 7313.47 | 7431.78 | 7375.67 | 7395.35 | 7474.58 | 7485.58 | 7708.73 | 7688.53 | 7737.04 | 7697.39 | 7756.94 | 7870.38 | 7917.92 | 7915.43 | 8029.9 | 8043.53 | 8079.55 | 8048.01 | 8409.76 | 8665.79 | 8563 | 7579.41 | 7591.04 | 7623.46 | 7601.69 | 0 | 0
INTERRUPT GAS | 0 | 0 | 0 | 0 | 0 | 0 | 0 | 0 | 0 | 0 | 0 | 0.06 | 0 | 0 | 0 | 0.32 | 0.22 | 0 | 0.51 | 0.06 | 0.08 | 0.33 | 0.05 | 0.94 | 1.13 | 0 | 75.64 | 71.58 | 78.62 | 79.48 | 0 | 0
CC 2x1 7FAwDF 2
FIRM GAS_GS | 0 | 0 | 0 | 0 | 0 | 0 | 0 | 0 | 0 | 0 | 0 | 0 | 0 | 0 | 0 | 0 | 0 | 0 | 0 | 0 | 0 | 0 | 0 | 0 | 0 | 0 | 0 | 0 | 0 | 0 | 0 | 0
FIRM GAS_FGT | 0 | 0 | 0 | 0 | 0 | 0 | 0 | 0 | 0 | 0 | 0 | 0 | 0 | 0 | 0 | 0 | 0 | 0 | 0 | 0 | 0 | 0 | 0 | 0 | 0 | 0 | 7800.52 | 7785.78 | 7790.24 | 7783.04 | 0 | 0
INTERRUPT GAS | 0 | 0 | 0 | 0 | 0 | 0 | 0 | 0 | 0 | 0 | 0 | 0 | 0 | 0 | 0 | 0 | 0 | 0 | 0 | 0 | 0 | 0 | 0 | 0 | 0 | 0 | 1.53 | 0 | 0 | 0 | 0 | 0
CC 2x1 7FAwDF 3
FIRM GAS_GS | 0 | 0 | 0 | 0 | 0 | 0 | 0 | 0 | 0 | 0 | 0 | 0 | 0 | 0 | 0 | 0 | 0 | 0 | 0 | 0 | 0 | 0 | 0 | 0 | 0 | 0 | 0 | 0 | 0 | 0 | 0 | 0
FIRM GAS_FGT | 0 | 0 | 0 | 0 | 0 | 0 | 0 | 0 | 0 | 0 | 0 | 0 | 0 | 0 | 0 | 0 | 0 | 0 | 0 | 0 | 0 | 0 | 0 | 0 | 0 | 2495.82 | 2080.52 | 2168.57 | 2101.65 | 2109.5 | 0 | 0
INTERRUPT GAS | 0 | 0 | 0 | 0 | 0 | 0 | 0 | 0 | 0 | 0 | 0 | 0 | 0 | 0 | 0 | 0 | 0 | 0 | 0 | 0 | 0 | 0 | 0 | 0 | 0 | 2.7 | 287.59 | 233.3 | 220.88 | 257.95 | 0 | 0
CC 2x1 7FAwDF 4
FIRM GAS_GS | 0 | 0 | 0 | 0 | 0 | 0 | 0 | 0 | 0 | 0 | 0 | 0 | 0 | 0 | 0 | 0 | 0 | 0 | 0 | 0 | 0 | 0 | 0 | 0 | 0 | 0 | 0 | 0 | 0 | 0 | 0 | 0
FIRM GAS_FGT | 0 | 0 | 0 | 0 | 0 | 0 | 0 | 0 | 0 | 0 | 0 | 0 | 0 | 0 | 0 | 0 | 0 | 0 | 0 | 0 | 0 | 0 | 0 | 0 | 0 | 0 | 0 | 0 | 0 | 0 | 0 | 0
INTERRUPT GAS | 0 | 0 | 0 | 0 | 0 | 0 | 0 | 0 | 0 | 0 | 0 | 0 | 0 | 0 | 0 | 0 | 0 | 0 | 0 | 0 | 0 | 0 | 0 | 0 | 0 | 0 | 0 | 0 | 0 | 0 | 0 | 0
CC 2x1 7FAwDF 5
FIRM GAS_GS | 0 | 0 | 0 | 0 | 0 | 0 | 0 | 0 | 0 | 0 | 0 | 0 | 0 | 0 | 0 | 0 | 0 | 0 | 0 | 0 | 0 | 0 | 0 | 0 | 0 | 0 | 0 | 0 | 0 | 0 | 0 | 0
FIRM GAS_FGT | 0 | 0 | 0 | 0 | 0 | 0 | 0 | 0 | 0 | 0 | 0 | 0 | 0 | 0 | 0 | 0 | 0 | 0 | 0 | 0 | 0 | 0 | 0 | 0 | 0 | 0 | 0 | 0 | 0 | 0 | 0 | 0
INTERRUPT GAS | 0 | 0 | 0 | 0 | 0 | 0 | 0 | 0 | 0 | 0 | 0 | 0 | 0 | 0 | 0 | 0 | 0 | 0 | 0 | 0 | 0 | 0 | 0 | 0 | 0 | 0 | 0 | 0 | 0 | 0 | 0 | 0
CC 2x1 7FAwDF 6
FIRM GAS_GS | 0 | 0 | 0 | 0 | 0 | 0 | 0 | 0 | 0 | 0 | 0 | 0 | 0 | 0 | 0 | 0 | 0 | 0 | 0 | 0 | 0 | 0 | 0 | 0 | 0 | 0 | 0 | 0 | 0 | 0 | 0 | 0
FIRM GAS_FGT | 0 | 0 | 0 | 0 | 0 | 0 | 0 | 0 | 0 | 0 | 0 | 0 | 0 | 0 | 0 | 0 | 0 | 0 | 0 | 0 | 0 | 0 | 0 | 0 | 0 | 0 | 0 | 0 | 0 | 0 | 0 | 0
INTERRUPT GAS | 0 | 0 | 0 | 0 | 0 | 0 | 0 | 0 | 0 | 0 | 0 | 0 | 0 | 0 | 0 | 0 | 0 | 0 | 0 | 0 | 0 | 0 | 0 | 0 | 0 | 0 | 0 | 0 | 0 | 0 | 0 | 0
CC_Fut_Proxy_07
FIRM GAS_GS | 0 | 0 | 0 | 0 | 0 | 0 | 0 | 0 | 0 | 0 | 0 | 0 | 0 | 0 | 0 | 0 | 0 | 0 | 0 | 0 | 0 | 0 | 0 | 0 | 0 | 0 | 0 | 0 | 0 | 0 | 0 | 0
FIRM GAS_FGT | 0 | 0 | 0 | 0 | 0 | 0 | 0 | 0 | 0 | 0 | 0 | 0 | 0 | 0 | 0 | 0 | 0 | 0 | 0 | 0 | 0 | 0 | 0 | 0 | 0 | 0 | 0 | 0 | 0 | 0 | 0 | 0
INTERRUPT GAS | 0 | 0 | 0 | 0 | 0 | 0 | 0 | 0 | 0 | 0 | 0 | 0 | 0 | 0 | 0 | 0 | 0 | 0 | 0 | 0 | 0 | 0 | 0 | 0 | 0 | 0 | 0 | 0 | 0 | 0 | 0 | 0
CC_Fut_Proxy_08
FIRM GAS_GS | 0 | 0 | 0 | 0 | 0 | 0 | 0 | 0 | 0 | 0 | 0 | 0 | 0 | 0 | 0 | 0 | 0 | 0 | 0 | 0 | 0 | 0 | 0 | 0 | 0 | 0 | 0 | 0 | 0 | 0 | 0 | 0
FIRM GAS_FGT | 0 | 0 | 0 | 0 | 0 | 0 | 0 | 0 | 0 | 0 | 0 | 0 | 0 | 0 | 0 | 0 | 0 | 0 | 0 | 0 | 0 | 0 | 0 | 0 | 0 | 0 | 0 | 0 | 0 | 0 | 0 | 0
INTERRUPT GAS | 0 | 0 | 0 | 0 | 0 | 0 | 0 | 0 | 0 | 0 | 0 | 0 | 0 | 0 | 0 | 0 | 0 | 0 | 0 | 0 | 0 | 0 | 0 | 0 | 0 | 0 | 0 | 0 | 0 | 0 | 0 | 0
CC_Fut_Proxy_09
FIRM GAS_GS | 0 | 0 | 0 | 0 | 0 | 0 | 0 | 0 | 0 | 0 | 0 | 0 | 0 | 0 | 0 | 0 | 0 | 0 | 0 | 0 | 0 | 0 | 0 | 0 | 0 | 0 | 0 | 0 | 0 | 0 | 0 | 0
FIRM GAS_FGT | 0 | 0 | 0 | 0 | 0 | 0 | 0 | 0 | 0 | 0 | 0 | 0 | 0 | 0 | 0 | 0 | 0 | 0 | 0 | 0 | 0 | 0 | 0 | 0 | 0 | 0 | 0 | 0 | 0 | 0 | 0 | 0
INTERRUPT GAS | 0 | 0 | 0 | 0 | 0 | 0 | 0 | 0 | 0 | 0 | 0 | 0 | 0 | 0 | 0 | 0 | 0 | 0 | 0 | 0 | 0 | 0 | 0 | 0 | 0 | 0 | 0 | 0 | 0 | 0 | 0 | 0
CC_Fut_Proxy_10
FIRM GAS_GS | 0 | 0 | 0 | 0 | 0 | 0 | 0 | 0 | 0 | 0 | 0 | 0 | 0 | 0 | 0 | 0 | 0 | 0 | 0 | 0 | 0 | 0 | 0 | 0 | 0 | 0 | 0 | 0 | 0 | 0 | 0 | 0
FIRM GAS_FGT | 0 | 0 | 0 | 0 | 0 | 0 | 0 | 0 | 0 | 0 | 0 | 0 | 0 | 0 | 0 | 0 | 0 | 0 | 0 | 0 | 0 | 0 | 0 | 0 | 0 | 0 | 0 | 0 | 0 | 0 | 0 | 0
INTERRUPT GAS | 0 | 0 | 0 | 0 | 0 | 0 | 0 | 0 | 0 | 0 | 0 | 0 | 0 | 0 | 0 | 0 | 0 | 0 | 0 | 0 | 0 | 0 | 0 | 0 | 0 | 0 | 0 | 0 | 0 | 0 | 0 | 0
Generation and Interchange Power (GWH)
Total Coal | 8753.89 | 8505.6 | 9406.97 | 7344.81 | 6655 | 6520.62 | 6095.11 | 6188.88 | 6577.65 | 6444.65 | 6446.18 | 5876.59 | 5809.27 | 6086.23 | 6297.13 | 6236.15 | 5698.8 | 5764.6 | 5741.09 | 4703.86 | 4612.78 | 4222.23 | 4701.75 | 3196.1 | 2396.78 | 2280.46 | 1996.42 | 2352.52 | 2350.54 | 2355.74 | 0 | 0
Total Natural Gas | 10424.05 | 10685.35 | 9715.89 | 11874.51 | 12752.93 | 13166.55 | 13854.98 | 14017.23 | 13831.02 | 14272.33 | 14584.96 | 15481.68 | 15831.96 | 15848.61 | 15914.12 | 16284.24 | 17106.04 | 17354.72 | 17677.78 | 18725.27 | 18800.89 | 19209.78 | 18739.05 | 20249.72 | 21041.08 | 21178.69 | 21471.5 | 21126.57 | 21167.85 | 21166.45 | 0 | 0
TIA Solar | 2.97 | 2.95 | 2.94 | 2.91 | 2.89 | 2.87 | 2.86 | 2.83 | 2.81 | 2.79 | 2.78 | 2.75 | 2.73 | 2.71 | 2.7 | 2.67 | 2.66 | 2.64 | 2.63 | 2.6 | 2.58 | 2.56 | 2.56 | 2.53 | 2.51 | 2.49 | 2.47 | 0 | 0 | 0 | 0 | 0
Big Bend Solar | 41.28 | 41 | 40.84 | 40.42 | 40.14 | 39.87 | 39.72 | 39.31 | 39.03 | 38.76 | 38.61 | 38.2 | 37.95 | 37.67 | 37.54 | 37.16 | 36.89 | 36.63 | 36.5 | 36.12 | 35.87 | 35.62 | 35.48 | 35.13 | 34.88 | 34.65 | 34.47 | 34.16 | 0 | 0 | 0 | 0
LegoLand Solar | 2.68 | 2.66 | 2.65 | 2.63 | 2.61 | 2.59 | 2.58 | 2.56 | 2.54 | 2.52 | 2.51 | 2.49 | 2.47 | 2.45 | 2.44 | 2.42 | 2.4 | 2.38 | 2.37 | 2.35 | 2.33 | 2.31 | 2.3 | 2.28 | 2.27 | 2.25 | 2.24 | 2.21 | 0 | 0 | 0 | 0
Future Solar - Proxy1 | 47.53 | 171.68 | 171.38 | 170.3 | 169.63 | 168.95 | 168.66 | 167.6 | 166.93 | 166.26 | 165.98 | 164.94 | 164.27 | 163.61 | 163.34 | 162.31 | 161.67 | 161.02 | 160.75 | 159.73 | 159.08 | 158.45 | 158.18 | 157.19 | 156.56 | 155.92 | 155.66 | 154.68 | 154.07 | 153.62 | 0 | 0
Future Solar - Proxy2 | 44.75 | 162.22 | 161.94 | 160.93 | 160.28 | 159.63 | 159.36 | 158.36 | 157.72 | 157.1 | 156.83 | 155.85 | 155.23 | 154.6 | 154.33 | 153.36 | 152.76 | 152.14 | 151.88 | 150.92 | 150.31 | 149.71 | 149.45 | 148.52 | 147.94 | 147.34 | 147.08 | 146.16 | 145.58 | 145.14 | 0 | 0
Future Solar - Proxy3 | 0 | 172.35 | 171.75 | 170.99 | 170.3 | 169.63 | 169.02 | 168.27 | 167.6 | 166.93 | 166.34 | 165.59 | 164.92 | 164.27 | 163.68 | 162.95 | 162.31 | 161.66 | 161.09 | 160.37 | 159.72 | 159.07 | 158.53 | 157.83 | 157.18 | 156.55 | 156.01 | 155.31 | 154.68 | 154.68 | 0 | 0
Future Solar - Proxy4 | 0 | 171.98 | 171.86 | 170.62 | 169.93 | 169.26 | 169.12 | 167.9 | 167.23 | 166.56 | 166.43 | 165.22 | 164.57 | 163.9 | 163.79 | 162.61 | 161.96 | 161.31 | 161.2 | 160.02 | 159.37 | 158.73 | 158.62 | 157.48 | 156.83 | 156.21 | 156.1 | 154.96 | 154.34 | 154.34 | 0 | 0
Future Solar - Proxy5 | 0 | 121.68 | 121.63 | 120.71 | 120.22 | 119.74 | 119.68 | 118.79 | 118.31 | 117.84 | 117.78 | 116.9 | 116.43 | 115.97 | 115.93 | 115.05 | 114.59 | 114.12 | 114.07 | 113.2 | 112.76 | 112.3 | 112.27 | 111.4 | 110.96 | 110.52 | 110.48 | 109.64 | 109.2 | 109.2 | 0 | 0
Future Solar - Proxy6 | 0 | 129.35 | 129.3 | 128.31 | 127.8 | 127.29 | 127.24 | 126.27 | 125.77 | 125.26 | 125.22 | 124.26 | 123.76 | 123.27 | 123.22 | 122.28 | 121.79 | 121.31 | 121.25 | 120.34 | 119.85 | 119.39 | 119.33 | 118.42 | 117.96 | 117.47 | 117.43 | 116.55 | 116.09 | 116.09 | 0 | 0
Future Solar - Proxy7 | 0 | 0 | 36.2 | 79.47 | 79.16 | 78.85 | 78.79 | 78.21 | 77.9 | 77.59 | 77.54 | 76.96 | 76.66 | 76.36 | 76.31 | 75.74 | 75.44 | 75.14 | 75.09 | 74.54 | 74.24 | 73.94 | 73.9 | 73.36 | 73.06 | 72.77 | 72.73 | 72.19 | 71.9 | 71.74 | 0 | 0
Future Solar - Proxy8 | 0 | 0 | 134.17 | 133.18 | 132.65 | 132.12 | 132.04 | 131.06 | 130.52 | 130.02 | 129.93 | 128.98 | 128.45 | 127.94 | 127.87 | 126.92 | 126.41 | 125.9 | 125.83 | 124.91 | 124.4 | 123.9 | 123.84 | 122.92 | 122.42 | 121.93 | 121.87 | 120.96 | 120.48 | 120.48 | 0 | 0
Future Solar - Proxy9 | 0 | 0 | 127.64 | 126.71 | 126.2 | 125.7 | 125.6 | 124.68 | 124.2 | 123.69 | 123.61 | 122.72 | 122.21 | 121.72 | 121.64 | 120.75 | 120.27 | 119.78 | 119.72 | 118.84 | 118.35 | 117.89 | 117.79 | 116.94 | 116.48 | 116.02 | 115.94 | 115.09 | 114.63 | 114.63 | 0 | 0
Future Solar - Proxy10 | 0 | 0 | 0 | 114.66 | 114.19 | 113.73 | 113.63 | 112.83 | 112.39 | 111.93 | 111.83 | 111.03 | 110.59 | 110.15 | 110.04 | 109.27 | 108.84 | 108.4 | 108.28 | 107.54 | 107.1 | 106.69 | 106.57 | 105.83 | 105.39 | 104.98 | 104.88 | 104.15 | 103.73 | 103.73 | 0 | 0
Future Solar - Proxy11 | 0 | 0 | 0 | 0 | 0 | 0 | 0 | 0 | 0 | 0 | 0 | 0 | 0 | 0 | 0 | 0 | 0 | 0 | 0 | 0 | 0 | 0 | 0 | 0 | 0 | 0 | 0 | 0 | 0 | 0 | 0 | 0
Total No. 6 Oil | 0 | 0 | 0 | 0 | 0 | 0 | 0 | 0 | 0 | 0 | 0 | 0 | 0 | 0 | 0 | 0 | 0 | 0 | 0 | 0 | 0 | 0 | 0 | 0 | 0 | 0 | 0 | 0 | 0 | 0 | 0 | 0
Total TEC Generation (GWH) | 19317.15 | 20166.82 | 20395.16 | 20641.16 | 20823.93 | 21097.4 | 21358.39 | 21604.78 | 21801.62 | 22104.23 | 22416.53 | 22734.16 | 23011.47 | 23299.46 | 23574.08 | 23873.88 | 24152.83 | 24461.75 | 24759.53 | 24760.61 | 24739.63 | 24752.57 | 24759.62 | 24755.65 | 24742.3 | 24758.25 | 24765.28 | 24765.15 | 24763.09 | 24765.84 | 0 | 0
Econ/Market Purchase | 500 | 500 | 500 | 500 | 500 | 500 | 500 | 500 | 500 | 500 | 500 | 500 | 500 | 500 | 500 | 500 | 500 | 500 | 500 | 500 | 500 | 500 | 500 | 500 | 500 | 500 | 500 | 500 | 500 | 500 | 0 | 0
Emergency Purchase | 0.44 | 8.52 | 9.08 | 0.09 | 0.41 | 0 | 25.1 | 59.73 | 0.98 | 3.4 | 11.2 | 11.58 | 22.32 | 10.3 | 16.77 | 3.92 | 15.12 | 2.27 | 6.49 | 5.32 | 26.5 | 13.41 | 6.62 | 10.31 | 23.65 | 7.68 | 0.8 | 0.84 | 2.88 | 0.13 | 0 | 0
FirmCog_COTWTE | 0 | 0 | 0 | 0 | 0 | 0 | 0 | 0 | 0 | 0 | 0 | 0 | 0 | 0 | 0 | 0 | 0 | 0 | 0 | 0 | 0 | 0 | 0 | 0 | 0 | 0 | 0 | 0 | 0 | 0 | 0 | 0
FirmCog_HCWTE | 0 | 0 | 0 | 0 | 0 | 0 | 0 | 0 | 0 | 0 | 0 | 0 | 0 | 0 | 0 | 0 | 0 | 0 | 0 | 0 | 0 | 0 | 0 | 0 | 0 | 0 | 0 | 0 | 0 | 0 | 0 | 0
FirmCog_Orange | 0 | 0 | 0 | 0 | 0 | 0 | 0 | 0 | 0 | 0 | 0 | 0 | 0 | 0 | 0 | 0 | 0 | 0 | 0 | 0 | 0 | 0 | 0 | 0 | 0 | 0 | 0 | 0 | 0 | 0 | 0 | 0
AsAvailCog_CF_Industries | 0 | 0 | 0 | 0 | 0 | 0 | 0 | 0 | 0 | 0 | 0 | 0 | 0 | 0 | 0 | 0 | 0 | 0 | 0 | 0 | 0 | 0 | 0 | 0 | 0 | 0 | 0 | 0 | 0 | 0 | 0 | 0
AsAvailCog_Millpoint_Mosaic | 0 | 0 | 0 | 0 | 0 | 0 | 0 | 0 | 0 | 0 | 0 | 0 | 0 | 0 | 0 | 0 | 0 | 0 | 0 | 0 | 0 | 0 | 0 | 0 | 0 | 0 | 0 | 0 | 0 | 0 | 0 | 0
AsAvailCog_NewWales_Mosaic | 0 | 0 | 0 | 0 | 0 | 0 | 0 | 0 | 0 | 0 | 0 | 0 | 0 | 0 | 0 | 0 | 0 | 0 | 0 | 0 | 0 | 0 | 0 | 0 | 0 | 0 | 0 | 0 | 0 | 0 | 0 | 0
AsAvailCog_SPierce_Mosaic | 0 | 0 | 0 | 0 | 0 | 0 | 0 | 0 | 0 | 0 | 0 | 0 | 0 | 0 | 0 | 0 | 0 | 0 | 0 | 0 | 0 | 0 | 0 | 0 | 0 | 0 | 0 | 0 | 0 | 0 | 0 | 0
AsAvailCog_Ridgewood_Mosaic | 0 | 0 | 0 | 0 | 0 | 0 | 0 | 0 | 0 | 0 | 0 | 0 | 0 | 0 | 0 | 0 | 0 | 0 | 0 | 0 | 0 | 0 | 0 | 0 | 0 | 0 | 0 | 0 | 0 | 0 | 0 | 0
AsAvailCog_COTWTE | 0 | 0 | 0 | 0 | 0 | 0 | 0 | 0 | 0 | 0 | 0 | 0 | 0 | 0 | 0 | 0 | 0 | 0 | 0 | 0 | 0 | 0 | 0 | 0 | 0 | 0 | 0 | 0 | 0 | 0 | 0 | 0
AsAvailCog_HCWTE | 0 | 0 | 0 | 0 | 0 | 0 | 0 | 0 | 0 | 0 | 0 | 0 | 0 | 0 | 0 | 0 | 0 | 0 | 0 | 0 | 0 | 0 | 0 | 0 | 0 | 0 | 0 | 0 | 0 | 0 | 0 | 0
PASCO_Cogen | 25.01 | 0 | 0 | 0 | 0 | 0 | 0 | 0 | 0 | 0 | 0 | 0 | 0 | 0 | 0 | 0 | 0 | 0 | 0 | 0 | 0 | 0 | 0 | 0 | 0 | 0 | 0 | 0 | 0 | 0 | 0 | 0
Calpine_Osprey | 0 | 0 | 0 | 0 | 0 | 0 | 0 | 0 | 0 | 0 | 0 | 0 | 0 | 0 | 0 | 0 | 0 | 0 | 0 | 0 | 0 | 0 | 0 | 0 | 0 | 0 | 0 | 0 | 0 | 0 | 0 | 0
Duke_Osprey | 0 | 0 | 0 | 0 | 0 | 0 | 0 | 0 | 0 | 0 | 0 | 0 | 0 | 0 | 0 | 0 | 0 | 0 | 0 | 0 | 0 | 0 | 0 | 0 | 0 | 0 | 0 | 0 | 0 | 0 | 0 | 0
Constellation (Exelon) | 0 | 0 | 0 | 0 | 0 | 0 | 0 | 0 | 0 | 0 | 0 | 0 | 0 | 0 | 0 | 0 | 0 | 0 | 0 | 0 | 0 | 0 | 0 | 0 | 0 | 0 | 0 | 0 | 0 | 0 | 0 | 0
FPL_System_Lambda | 0 | 0 | 0 | 0 | 0 | 0 | 0 | 0 | 0 | 0 | 0 | 0 | 0 | 0 | 0 | 0 | 0 | 0 | 0 | 0 | 0 | 0 | 0 | 0 | 0 | 0 | 0 | 0 | 0 | 0 | 0 | 0
Duke_System | 0 | 0 | 0 | 0 | 0 | 0 | 0 | 0 | 0 | 0 | 0 | 0 | 0 | 0 | 0 | 0 | 0 | 0 | 0 | 0 | 0 | 0 | 0 | 0 | 0 | 0 | 0 | 0 | 0 | 0 | 0 | 0
PPA_Proxy1 | 294.4 | 0 | 0 | 0 | 0 | 0 | 0 | 0 | 0 | 0 | 0 | 0 | 0 | 0 | 0 | 0 | 0 | 0 | 0 | 0 | 0 | 0 | 0 | 0 | 0 | 0 | 0 | 0 | 0 | 0 | 0 | 0
PPA_Proxy2 | 0 | 0 | 0 | 0 | 0 | 0 | 0 | 0 | 0 | 0 | 0 | 0 | 0 | 0 | 0 | 0 | 0 | 0 | 0 | 0 | 0 | 0 | 0 | 0 | 0 | 0 | 0 | 0 | 0 | 0 | 0 | 0
PPA_Proxy3 | 147.2 | 0 | 0 | 0 | 0 | 0 | 0 | 0 | 0 | 0 | 0 | 0 | 0 | 0 | 0 | 0 | 0 | 0 | 0 | 0 | 0 | 0 | 0 | 0 | 0 | 0 | 0 | 0 | 0 | 0 | 0 | 0
PPA_Proxy4 | 214.2 | 0 | 0 | 0 | 0 | 0 | 0 | 0 | 0 | 0 | 0 | 0 | 0 | 0 | 0 | 0 | 0 | 0 | 0 | 0 | 0 | 0 | 0 | 0 | 0 | 0 | 0 | 0 | 0 | 0 | 0 | 0
Total Purchase Generation (GWH) | 1181.25 | 508.52 | 509.08 | 500.09 | 500.41 | 500 | 525.1 | 559.73 | 500.98 | 503.4 | 511.2 | 511.58 | 522.32 | 510.3 | 516.77 | 503.92 | 515.12 | 502.27 | 506.49 | 505.32 | 526.5 | 513.41 | 506.62 | 510.31 | 523.65 | 507.68 | 500.8 | 500.84 | 502.88 | 500.13 | 0 | 0
Econ/Market Sales | 0 | 0 | 0 | 0 | 0 | 0 | 0 | 0 | 0 | 0 | 0 | 0 | 0 | 0 | 0 | 0 | 0 | 0 | 0 | 0 | 0 | 0 | 0 | 0 | 0 | 0 | 0 | 0 | 0 | 0 | 0 | 0
SecD Sales | 0 | 0 | 0 | 0 | 0 | 0 | 0 | 0 | 0 | 0 | 0 | 0 | 0 | 0 | 0 | 0 | 0 | 0 | 0 | 0 | 0 | 0 | 0 | 0 | 0 | 0 | 0 | 0 | 0 | 0 | 0 | 0
PPA Proxy 1 Sale | 0 | 0 | 0 | 0 | 0 | 0 | 0 | 0 | 0 | 0 | 0 | 0 | 0 | 0 | 0 | 0 | 0 | 0 | 0 | 0 | 0 | 0 | 0 | 0 | 0 | 0 | 0 | 0 | 0 | 0 | 0 | 0
PPA Proxy 2 Sale | 0 | 0 | 0 | 0 | 0 | 0 | 0 | 0 | 0 | 0 | 0 | 0 | 0 | 0 | 0 | 0 | 0 | 0 | 0 | 0 | 0 | 0 | 0 | 0 | 0 | 0 | 0 | 0 | 0 | 0 | 0 | 0
Total Sales (GWH) | 0 | 0 | 0 | 0 | 0 | 0 | 0 | 0 | 0 | 0 | 0 | 0 | 0 | 0 | 0 | 0 | 0 | 0 | 0 | 0 | 0 | 0 | 0 | 0 | 0 | 0 | 0 | 0 | 0 | 0 | 0 | 0
System Generation | 20498.4 | 20675.34 | 20904.24 | 21141.25 | 21324.34 | 21597.4 | 21883.49 | 22164.51 | 22302.6 | 22607.63 | 22927.73 | 23245.74 | 23533.79 | 23809.76 | 24090.85 | 24377.8 | 24667.95 | 24964.02 | 25266.02 | 25265.93 | 25266.13 | 25265.98 | 25266.24 | 25265.96 | 25265.95 | 25265.93 | 25266.08 | 25265.99 | 25265.97 | 25265.97 | 0 | 0
Dump Energy | 0 | 0 | -0.02 | 0 | 0 | 0 | 0 | 0 | 0 | 0 | 0 | 0 | 0 | 0 | 0 | 0 | 0 | -0.08 | 0 | 0 | -0.22 | 0 | -0.21 | 0 | 0 | 0 | 0 | 0 | 0 | 0 | 0 | 0
Net Energy For Load Approx. (GWH) | 20498.4 | 20675.34 | 20904.22 | 21141.25 | 21324.34 | 21597.4 | 21883.49 | 22164.51 | 22302.6 | 22607.63 | 22927.73 | 23245.74 | 23533.79 | 23809.76 | 24090.85 | 24377.8 | 24667.95 | 24963.94 | 25266.02 | 25265.93 | 25265.91 | 25265.98 | 25266.03 | 25265.96 | 25265.95 | 25265.93 | 25266.08 | 25265.99 | 25265.97 | 25265.97 | 0 | 0
Power Customers (GWH)
Retail Load | 20498.39 | 20675.31 | 20904.21 | 21141.24 | 21324.34 | 21597.4 | 21883.48 | 22164.51 | 22302.57 | 22607.61 | 22927.73 | 23245.71 | 23533.77 | 23809.76 | 24090.88 | 24377.82 | 24667.93 | 24963.94 | 25266 | 25265.93 | 25265.97 | 25265.99 | 25266.03 | 25265.98 | 25265.95 | 25265.93 | 25266.05 | 25266.01 | 25265.98 | 25265.98 | 0 | 0
PRSale_RCID | 0 | 0 | 0 | 0 | 0 | 0 | 0 | 0 | 0 | 0 | 0 | 0 | 0 | 0 | 0 | 0 | 0 | 0 | 0 | 0 | 0 | 0 | 0 | 0 | 0 | 0 | 0 | 0 | 0 | 0 | 0 | 0
PRSale_StCloud | 0 | 0 | 0 | 0 | 0 | 0 | 0 | 0 | 0 | 0 | 0 | 0 | 0 | 0 | 0 | 0 | 0 | 0 | 0 | 0 | 0 | 0 | 0 | 0 | 0 | 0 | 0 | 0 | 0 | 0 | 0 | 0
PRSale_Wauchula | 0 | 0 | 0 | 0 | 0 | 0 | 0 | 0 | 0 | 0 | 0 | 0 | 0 | 0 | 0 | 0 | 0 | 0 | 0 | 0 | 0 | 0 | 0 | 0 | 0 | 0 | 0 | 0 | 0 | 0 | 0 | 0
Net Energy For Load (GWH) | 20498.39 | 20675.31 | 20904.21 | 21141.24 | 21324.34 | 21597.4 | 21883.48 | 22164.51 | 22302.57 | 22607.61 | 22927.73 | 23245.71 | 23533.77 | 23809.76 | 24090.88 | 24377.82 | 24667.93 | 24963.94 | 25266 | 25265.93 | 25265.97 | 25265.99 | 25266.03 | 25265.98 | 25265.95 | 25265.93 | 25266.05 | 25266.01 | 25265.98 | 25265.98 | 0 | 0
NEL Delta (GWH) | -0.01 | -0.03 | -0.01 | -0.01 | 0 | 0 | -0.01 | -1.0914e-11 | -0.03 | -0.02 | 0 | -0.03 | -0.02 | -3.638e-12 | 0.03 | 0.02 | -0.02 | -7.276e-12 | -0.02 | 7.276e-12 | 0.06 | 0.01 | -3.638e-12 | 0.02 | 7.276e-12 | 0 | -0.03 | 0.02 | 0.01 | 0.01 | 0 | 0
Unit Fuel Energy (MMBtu x 1000) - "Includes Start Fuel"
Big Bend 1 | 12676.66 | 12329.73 | 12460.9 | 1187.41 | 0 | 0 | 0 | 0 | 0 | 0 | 0 | 0 | 0 | 0 | 0 | 0 | 0 | 0 | 0 | 0 | 0 | 0 | 0 | 0 | 0 | 0 | 0 | 0 | 0 | 0 | 0 | 0
Big Bend 2 | 18352.48 | 17608.61 | 18127.6 | 7641.4 | 0 | 0 | 0 | 0 | 0 | 0 | 0 | 0 | 0 | 0 | 0 | 0 | 0 | 0 | 0 | 0 | 0 | 0 | 0 | 0 | 0 | 0 | 0 | 0 | 0 | 0 | 0 | 0
Big Bend 3 | 22491.46 | 20609.65 | 24005.35 | 24239.96 | 24560.69 | 24763.11 | 24589.74 | 20039.65 | 24361.45 | 24470.46 | 24075.53 | 23929.48 | 19409.16 | 24098.83 | 24032.85 | 23800.91 | 23113.84 | 20025.03 | 23878.59 | 23646.28 | 22792.2 | 23744.12 | 23617.94 | 8258.83 | 0 | 0 | 0 | 0 | 0 | 0 | 0 | 0
Big Bend 4 | 25617.03 | 23458.73 | 28887.04 | 28702.14 | 28426.99 | 27178.07 | 23865.77 | 28117.91 | 27851.09 | 27733.02 | 28088.51 | 21301.58 | 25198.1 | 24182.25 | 25540.4 | 25184.08 | 21167.38 | 24094.77 | 25277.2 | 25147.65 | 25049.62 | 20049.45 | 25142.58 | 24944.09 | 24979.81 | 23784.54 | 20826.7 | 24514.73 | 24525.77 | 24566.85 | 0 | 0
TOTAL Big Bend (MMBtu x 1000) | 79137.63 | 74006.72 | 83480.89 | 61770.91 | 52987.68 | 51941.18 | 48455.51 | 48157.56 | 52212.54 | 52203.48 | 52164.04 | 45231.06 | 44607.26 | 48281.08 | 49573.25 | 48984.99 | 44281.22 | 44119.8 | 49155.79 | 48793.93 | 47841.82 | 43793.57 | 48760.52 | 33202.92 | 24979.81 | 23784.54 | 20826.7 | 24514.73 | 24525.77 | 24566.85 | 0 | 0
Big Bend CT4 | 64.69 | 35.76 | 32.15 | 6.27 | 11.99 | 1.15 | 72.88 | 108.24 | 17.93 | 34.9 | 45.89 | 113.54 | 116.38 | 81.09 | 99.95 | 163.05 | 183.33 | 205.54 | 191.45 | 277.48 | 406.17 | 455.05 | 331.66 | 619.38 | 681.44 | 771.32 | 722.75 | 585.01 | 591.4 | 593.65 | 0 | 0
Big Bend CT4o | 0 | 0 | 0 | 0 | 0 | 0 | 0 | 0 | 0 | 0 | 0 | 0 | 0 | 0 | 0 | 0 | 0 | 0 | 0 | 0 | 0 | 0 | 0 | 0 | 0 | 0 | 0 | 0 | 0 | 0 | 0 | 0
Bayside 1 | 19698.85 | 21617.82 | 21152.71 | 23181.6 | 22922.77 | 12972.24 | 12507.55 | 14613.35 | 13161.45 | 13353.05 | 14274.5 | 14159.09 | 15105.24 | 15350.62 | 12978.78 | 15983.83 | 15771.18 | 16174.89 | 15369.46 | 14503.17 | 17435.73 | 18061.74 | 17362.41 | 19399.75 | 19679.33 | 4101.38 | 0 | 0 | 0 | 0 | 0 | 0
Bayside 2 | 16546.71 | 15647 | 14146.65 | 19914.37 | 22314.77 | 6440.29 | 8360.22 | 7866.6 | 8795.05 | 10729.57 | 10001.14 | 10875.25 | 11340.85 | 10858.05 | 12518.94 | 12750.19 | 12485.31 | 13005.95 | 13285.46 | 16859.95 | 13362.79 | 16389.57 | 15281.22 | 15543.2 | 16013.57 | 20869.41 | 0 | 0 | 0 | 0 | 0 | 0
TOTAL Bayside CC (MMBtu x 1000) | 36245.56 | 37264.82 | 35299.36 | 43095.97 | 45237.54 | 19412.53 | 20867.77 | 22479.95 | 21956.5 | 24082.62 | 24275.64 | 25034.34 | 26446.09 | 26208.67 | 25497.72 | 28734.02 | 28256.49 | 29180.84 | 28654.92 | 31363.12 | 30798.52 | 34451.31 | 32643.63 | 34942.95 | 35692.9 | 24970.79 | 0 | 0 | 0 | 0 | 0 | 0
Bayside 3 | 15.46 | 33.23 | 26.82 | 4.88 | 11.78 | 1.87 | 95.12 | 131.5 | 20.01 | 40.03 | 68.48 | 126.6 | 173.5 | 120.09 | 171.96 | 155.57 | 237.8 | 217.89 | 274.53 | 323.7 | 320.2 | 399.44 | 319.41 | 402.79 | 463.96 | 198.44 | 161.48 | 129.14 | 142.44 | 117.28 | 0 | 0
Bayside 4 | 7.82 | 28.46 | 21.41 | 3.2 | 7.73 | 0.65 | 75.53 | 107.25 | 11.68 | 25.36 | 52.39 | 99.8 | 110.22 | 71.38 | 121.05 | 92.29 | 161.32 | 124.98 | 167.27 | 166.75 | 215.11 | 238.46 | 181.61 | 228.43 | 296.62 | 123.39 | 78.99 | 60.74 | 73.26 | 53.14 | 0 | 0
Bayside 5 | 43.92 | 49.4 | 39.8 | 19.42 | 27.13 | 11.18 | 124.96 | 161.39 | 36.12 | 77.54 | 107.1 | 186.9 | 254.34 | 182.43 | 255.85 | 299.68 | 377.95 | 398.41 | 473.82 | 627.32 | 615.11 | 761.85 | 591.14 | 712.9 | 783.05 | 485.83 | 429.81 | 361.01 | 353.45 | 334.18 | 0 | 0
Bayside 6 | 23.12 | 37.41 | 33.77 | 9.74 | 17.55 | 6.21 | 107.64 | 152.6 | 26.13 | 56.9 | 86.91 | 163.51 | 217.91 | 161.27 | 222.04 | 226.88 | 319.38 | 317.42 | 393.84 | 484.76 | 496.35 | 606.42 | 478.88 | 570.73 | 652.31 | 322.23 | 278.88 | 229.13 | 233.71 | 205.99 | 0 | 0
Polk 1 | 13280.42 | 15650.76 | 15705.36 | 14362.61 | 15656.46 | 15327.08 | 14366.45 | 15654.08 | 15650.49 | 14311.96 | 14354.98 | 15455.68 | 15457.78 | 14635.41 | 15503.44 | 15453.31 | 14637.6 | 15457.38 | 10242.02 | 0 | 0 | 0 | 0 | 0 | 0 | 0 | 0 | 0 | 0 | 0 | 0 | 0
Polk 1g | 1073.65 | 892.06 | 779.3 | 1350.06 | 2049.43 | 630.6 | 820.48 | 1480.37 | 816.73 | 1520.43 | 926.95 | 1469.46 | 1782.61 | 1638.48 | 1847.74 | 2306.06 | 2172.84 | 2412.49 | 1586.84 | 0 | 0 | 0 | 0 | 0 | 0 | 0 | 0 | 0 | 0 | 0 | 0 | 0
Polk 2 | 238.45 | 35.83 | 13.26 | 0 | 14.54 | 0 | 16.75 | 27.82 | 1.99 | 84.96 | 34.47 | 10.15 | 37.53 | 12.62 | 10.59 | 186.55 | 37.05 | 11.21 | 40.34 | 49.76 | 74.04 | 394 | 42.71 | 35.67 | 86.06 | 79.31 | 30.24 | 245.23 | 46.66 | 18.52 | 0 | 0
Polk 2o | 0 | 0 | 0 | 0 | 0 | 0 | 0 | 0 | 0 | 0 | 0 | 0 | 0 | 0 | 0 | 0 | 0 | 0 | 0 | 0 | 0 | 0 | 0 | 0 | 0 | 0 | 0 | 0 | 0 | 0 | 0 | 0
Polk 3 | 104.34 | 23.03 | 12.96 | 0 | 6.55 | 0 | 16.84 | 120.16 | 1.99 | 59.92 | 21.5 | 0 | 27.46 | 10.97 | 1.69 | 159.79 | 25.32 | 1.77 | 34.66 | 20.8 | 82.43 | 391.9 | 36.31 | 52.79 | 73.32 | 80.99 | 10.78 | 311.63 | 36.82 | 1.76 | 0 | 0
Polk 3o | 0 | 0 | 0 | 0 | 0 | 0 | 0 | 0 | 0 | 0 | 0 | 0 | 0 | 0 | 0 | 0 | 0 | 0 | 0 | 0 | 0 | 0 | 0 | 0 | 0 | 0 | 0 | 0 | 0 | 0 | 0 | 0
Polk 4 | 8.65 | 16.28 | 6.16 | 0 | 0 | 0 | 16.84 | 51.55 | 0 | 25.73 | 7.15 | 0 | 15.01 | 6.3 | 0 | 82.81 | 18.62 | 0 | 25.96 | 13.97 | 62.28 | 309.27 | 31.99 | 30.65 | 51.4 | 49.15 | 3.98 | 211.59 | 24.79 | 0 | 0 | 0
Polk 5 | 0 | 23.04 | 9.55 | 0 | 0 | 0 | 8.47 | 39.29 | 0 | 0 | 8.78 | 0 | 14.92 | 0 | 0 | 74.93 | 13.49 | 0 | 24.35 | 3.99 | 42.39 | 204.52 | 25.23 | 17.16 | 27.43 | 31.81 | 1.95 | 150.64 | 7.72 | 7.01 | 0 | 0
Polk 2 CC | 36642.72 | 37967.53 | 33638.77 | 40061.09 | 42708.96 | 22250.19 | 24030.89 | 23094.64 | 23647.1 | 23420.66 | 25406.75 | 27968.59 | 28467.35 | 29059.37 | 29281.88 | 27405.82 | 31925.3 | 32142.85 | 34337.75 | 37250.06 | 36861.07 | 34825.52 | 36486.6 | 39443.49 | 41128.12 | 37223.97 | 18796.12 | 17062.44 | 17968.71 | 18277.61 | 0 | 0
Polk 2 CC DF | 164.31 | 160.6 | 139.58 | 143.44 | 214.52 | 86.96 | 265.23 | 313.27 | 152.86 | 164.13 | 252.65 | 444.63 | 551.11 | 518.76 | 592.74 | 688.38 | 891.96 | 988.84 | 1160.1 | 1604.51 | 1674.57 | 1772.48 | 1460.62 | 1904.65 | 2111.42 | 1874.47 | 1432.56 | 1215.76 | 1220.93 | 1212.04 | 0 | 0
TOTAL Polk (MMBtu x 1000) | 51512.54 | 16641 | 16526.59 | 15712.67 | 17726.98 | 15957.68 | 15245.83 | 17373.27 | 16471.2 | 16003 | 15353.83 | 16935.29 | 17335.31 | 16303.78 | 17363.46 | 18263.45 | 16904.92 | 17882.85 | 11954.17 | 88.52 | 261.14 | 1299.69 | 136.24 | 136.27 | 238.21 | 241.26 | 46.95 | 919.09 | 115.99 | 27.29 | 0 | 0
Phillips 1 (No.2 Oil Excluded) | 0 | 0 | 0 | 0 | 0 | 0 | 0 | 0 | 0 | 0 | 0 | 0 | 0 | 0 | 0 | 0 | 0 | 0 | 0 | 0 | 0 | 0 | 0 | 0 | 0 | 0 | 0 | 0 | 0 | 0 | 0 | 0
Phillips 2 (No.2 Oil Excluded) | 0 | 0 | 0 | 0 | 0 | 0 | 0 | 0 | 0 | 0 | 0 | 0 | 0 | 0 | 0 | 0 | 0 | 0 | 0 | 0 | 0 | 0 | 0 | 0 | 0 | 0 | 0 | 0 | 0 | 0 | 0 | 0
TOTAL Phillips (MMBtu x 1000) | 0 | 0 | 0 | 0 | 0 | 0 | 0 | 0 | 0 | 0 | 0 | 0 | 0 | 0 | 0 | 0 | 0 | 0 | 0 | 0 | 0 | 0 | 0 | 0 | 0 | 0 | 0 | 0 | 0 | 0 | 0 | 0
City of Tampa | 0 | 0 | 0 | 0 | 0 | 0 | 0 | 0 | 0 | 0 | 0 | 0 | 0 | 0 | 0 | 0 | 0 | 0 | 0 | 0 | 0 | 0 | 0 | 0 | 0 | 0 | 0 | 0 | 0 | 0 | 0 | 0
FutAeroCT1 | 0 | 0 | 0 | 0 | 0 | 0 | 0 | 0 | 0 | 0 | 0 | 0 | 0 | 0 | 0 | 0 | 0 | 0 | 0 | 0 | 0 | 0 | 0 | 0 | 0 | 0 | 293.32 | 251.01 | 239 | 213.86 | 0 | 0
FutAeroCT2 | 0 | 0 | 0 | 0 | 0 | 0 | 0 | 0 | 0 | 0 | 0 | 0 | 0 | 0 | 0 | 0 | 0 | 0 | 0 | 0 | 0 | 0 | 0 | 0 | 0 | 0 | 0 | 0 | 0 | 0 | 0 | 0
FutAeroCT3 | 0 | 0 | 0 | 0 | 0 | 0 | 0 | 0 | 0 | 0 | 0 | 0 | 0 | 0 | 0 | 0 | 0 | 0 | 0 | 0 | 0 | 0 | 0 | 0 | 0 | 0 | 0 | 0 | 0 | 0 | 0 | 0
FutAeroCT4 | 0 | 0 | 0 | 0 | 0 | 0 | 0 | 0 | 0 | 0 | 0 | 0 | 0 | 0 | 0 | 0 | 0 | 0 | 0 | 0 | 0 | 0 | 0 | 0 | 0 | 0 | 0 | 0 | 0 | 0 | 0 | 0
FutAeroCT5 | 0 | 0 | 0 | 0 | 0 | 0 | 0 | 0 | 0 | 0 | 0 | 0 | 0 | 0 | 0 | 0 | 0 | 0 | 0 | 0 | 0 | 0 | 0 | 0 | 0 | 0 | 0 | 0 | 0 | 0 | 0 | 0
FutAeroCT6 | 0 | 0 | 0 | 0 | 0 | 0 | 0 | 0 | 0 | 0 | 0 | 0 | 0 | 0 | 0 | 0 | 0 | 0 | 0 | 0 | 0 | 0 | 0 | 0 | 0 | 0 | 0 | 0 | 0 | 0 | 0 | 0
FutAeroCT7 | 0 | 0 | 0 | 0 | 0 | 0 | 0 | 0 | 0 | 0 | 0 | 0 | 0 | 0 | 0 | 0 | 0 | 0 | 0 | 0 | 0 | 0 | 0 | 0 | 0 | 0 | 0 | 0 | 0 | 0 | 0 | 0
FutAeroCT8 | 0 | 0 | 0 | 0 | 0 | 0 | 0 | 0 | 0 | 0 | 0 | 0 | 0 | 0 | 0 | 0 | 0 | 0 | 0 | 0 | 0 | 0 | 0 | 0 | 0 | 0 | 0 | 0 | 0 | 0 | 0 | 0
FutAeroCT9 | 0 | 0 | 0 | 0 | 0 | 0 | 0 | 0 | 0 | 0 | 0 | 0 | 0 | 0 | 0 | 0 | 0 | 0 | 0 | 0 | 0 | 0 | 0 | 0 | 0 | 0 | 0 | 0 | 0 | 0 | 0 | 0
FutAeroCT10 | 0 | 0 | 0 | 0 | 0 | 0 | 0 | 0 | 0 | 0 | 0 | 0 | 0 | 0 | 0 | 0 | 0 | 0 | 0 | 0 | 0 | 0 | 0 | 0 | 0 | 0 | 0 | 0 | 0 | 0 | 0 | 0
Total Expansion Aero CT | 0 | 0 | 0 | 0 | 0 | 0 | 0 | 0 | 0 | 0 | 0 | 0 | 0 | 0 | 0 | 0 | 0 | 0 | 0 | 0 | 0 | 0 | 0 | 0 | 0 | 0 | 293.32 | 251.01 | 239 | 213.86 | 0 | 0
GE_7FA_CT1 | 0 | 0 | 0 | 0 | 0 | 10.39 | 365.19 | 478.58 | 94.59 | 141.03 | 326.34 | 623.97 | 749.06 | 647.9 | 905.49 | 1173.61 | 1532.45 | 1539.62 | 1936.56 | 2774.01 | 3016.22 | 3374.15 | 2558.93 | 3609.16 | 3873.34 | 3487.63 | 2533.43 | 2008.4 | 2132.76 | 1716.64 | 0 | 0
GE_7FA_CT2 | 0 | 0 | 0 | 0 | 0 | 0 | 0 | 0 | 35.89 | 91.6 | 210.47 | 373.95 | 563.97 | 401.65 | 654.32 | 758.59 | 1097.28 | 990.86 | 1387.82 | 2065.01 | 2404.77 | 2565.11 | 1836.38 | 2552.9 | 2927.69 | 2698.87 | 1455 | 1144.03 | 1319.43 | 1031.68 | 0 | 0
GE_7FA_CT3 | 0 | 0 | 0 | 0 | 0 | 0 | 0 | 0 | 0 | 0 | 0 | 308.83 | 307.06 | 213.4 | 550.34 | 547.3 | 767.82 | 682.11 | 978.43 | 1392.86 | 1702.4 | 1740.86 | 1278.79 | 1871.48 | 2069.26 | 1888.47 | 894.02 | 668.91 | 693.12 | 612.39 | 0 | 0
GE_7FA_CT4 | 0 | 0 | 0 | 0 | 0 | 0 | 0 | 0 | 0 | 0 | 0 | 0 | 0 | 0 | 373.74 | 288.24 | 535.12 | 474.57 | 641.21 | 869.79 | 1127.95 | 1172.61 | 834.18 | 1230.31 | 1347.95 | 1154.88 | 542.63 | 315.96 | 291.77 | 366.38 | 0 | 0
GE_7FA_CT5 | 0 | 0 | 0 | 0 | 0 | 0 | 0 | 0 | 0 | 0 | 0 | 0 | 0 | 0 | 0 | 0 | 0 | 275.13 | 388.85 | 516.35 | 711.15 | 701.59 | 535.45 | 666.93 | 809.73 | 632.69 | 376.08 | 233.48 | 146.18 | 252.42 | 0 | 0
GE_7FA_CT6 | 0 | 0 | 0 | 0 | 0 | 0 | 0 | 0 | 0 | 0 | 0 | 0 | 0 | 0 | 0 | 0 | 0 | 0 | 0 | 276.1 | 445.68 | 376.51 | 297.73 | 351.25 | 461.52 | 384.25 | 149.83 | 108.75 | 55.81 | 132.34 | 0 | 0
GE_7FA_CT7 | 0 | 0 | 0 | 0 | 0 | 0 | 0 | 0 | 0 | 0 | 0 | 0 | 0 | 0 | 0 | 0 | 0 | 0 | 0 | 0 | 0 | 0 | 0 | 0 | 0 | 207.17 | 115.62 | 42.72 | 33.72 | 54.8 | 0 | 0
GE_7FA_CT8 | 0 | 0 | 0 | 562.6 | 1133.65 | 0 | 0 | 0 | 0 | 0 | 0 | 0 | 0 | 0 | 0 | 0 | 0 | 0 | 0 | 0 | 0 | 0 | 0 | 0 | 0 | 0 | 0 | 0 | 0 | 0 | 0 | 0
GE_7FA_CT9 | 0 | 0 | 0 | 158.56 | 354.93 | 0 | 0 | 0 | 0 | 0 | 0 | 0 | 0 | 0 | 0 | 0 | 0 | 0 | 0 | 0 | 0 | 0 | 0 | 0 | 0 | 0 | 0 | 0 | 0 | 0 | 0 | 0
GE_7FA_CT10 | 0 | 0 | 0 | 0 | 0 | 0 | 0 | 0 | 0 | 0 | 0 | 0 | 0 | 0 | 0 | 0 | 0 | 0 | 0 | 0 | 0 | 0 | 0 | 0 | 0 | 0 | 0 | 0 | 0 | 0 | 0 | 0
Total Expansion 7FA CT | 0 | 0 | 0 | 721.16 | 1488.58 | 10.39 | 365.19 | 478.58 | 130.48 | 232.63 | 536.81 | 1306.75 | 1620.09 | 1262.95 | 2483.89 | 2767.74 | 3932.67 | 3962.29 | 5332.87 | 7894.12 | 9408.17 | 9930.83 | 7341.46 | 10282.03 | 11489.49 | 10453.96 | 6066.61 | 4522.25 | 4672.79 | 4166.65 | 0 | 0
CC 2x1 7FAwDF 1 | 0 | 0 | 0 | 0 | 0 | 46270.28 | 46964.66 | 46627.14 | 46757.23 | 47234.24 | 47303.67 | 48593.94 | 48463.24 | 48772.87 | 48536.26 | 48892.09 | 49543.49 | 49832.64 | 49821.54 | 50486.38 | 50576.01 | 50780.49 | 50616.87 | 52713.73 | 54215.76 | 53607.41 | 48303.17 | 48347.64 | 48574.61 | 48456.02 | 0 | 0
CC 2x1 7FAwDF 2 | 0 | 0 | 0 | 0 | 0 | 0 | 0 | 0 | 0 | 0 | 0 | 0 | 0 | 0 | 0 | 0 | 0 | 0 | 0 | 0 | 0 | 0 | 0 | 0 | 0 | 0 | 48962.6 | 48854.23 | 48884.42 | 48838.56 | 0 | 0
CC 2x1 7FAwDF 3 | 0 | 0 | 0 | 0 | 0 | 0 | 0 | 0 | 0 | 0 | 0 | 0 | 0 | 0 | 0 | 0 | 0 | 0 | 0 | 0 | 0 | 0 | 0 | 0 | 0 | 15907.38 | 15144.02 | 15370.35 | 14865.71 | 15147.58 | 0 | 0
CC 2x1 7FAwDF 4 | 0 | 0 | 0 | 0 | 0 | 0 | 0 | 0 | 0 | 0 | 0 | 0 | 0 | 0 | 0 | 0 | 0 | 0 | 0 | 0 | 0 | 0 | 0 | 0 | 0 | 0 | 0 | 0 | 0 | 0 | 0 | 0
CC 2x1 7FAwDF 5 | 0 | 0 | 0 | 0 | 0 | 0 | 0 | 0 | 0 | 0 | 0 | 0 | 0 | 0 | 0 | 0 | 0 | 0 | 0 | 0 | 0 | 0 | 0 | 0 | 0 | 0 | 0 | 0 | 0 | 0 | 0 | 0
CC 2x1 7FAwDF 6 | 0 | 0 | 0 | 0 | 0 | 0 | 0 | 0 | 0 | 0 | 0 | 0 | 0 | 0 | 0 | 0 | 0 | 0 | 0 | 0 | 0 | 0 | 0 | 0 | 0 | 0 | 0 | 0 | 0 | 0 | 0 | 0
CC_Fut_Proxy_07 | 0 | 0 | 0 | 0 | 0 | 0 | 0 | 0 | 0 | 0 | 0 | 0 | 0 | 0 | 0 | 0 | 0 | 0 | 0 | 0 | 0 | 0 | 0 | 0 | 0 | 0 | 0 | 0 | 0 | 0 | 0 | 0
CC_Fut_Proxy_08 | 0 | 0 | 0 | 0 | 0 | 0 | 0 | 0 | 0 | 0 | 0 | 0 | 0 | 0 | 0 | 0 | 0 | 0 | 0 | 0 | 0 | 0 | 0 | 0 | 0 | 0 | 0 | 0 | 0 | 0 | 0 | 0
CC_Fut_Proxy_09 | 0 | 0 | 0 | 0 | 0 | 0 | 0 | 0 | 0 | 0 | 0 | 0 | 0 | 0 | 0 | 0 | 0 | 0 | 0 | 0 | 0 | 0 | 0 | 0 | 0 | 0 | 0 | 0 | 0 | 0 | 0 | 0
CC_Fut_Proxy_10 | 0 | 0 | 0 | 0 | 0 | 0 | 0 | 0 | 0 | 0 | 0 | 0 | 0 | 0 | 0 | 0 | 0 | 0 | 0 | 0 | 0 | 0 | 0 | 0 | 0 | 0 | 0 | 0 | 0 | 0 | 0 | 0
Total Expansion CC | 0 | 0 | 0 | 0 | 0 | 46270.28 | 46964.66 | 46627.14 | 46757.23 | 47234.24 | 47303.67 | 48593.94 | 48463.24 | 48772.87 | 48536.26 | 48892.09 | 49543.49 | 49832.64 | 49821.54 | 50486.38 | 50576.01 | 50780.49 | 50616.87 | 52713.73 | 54215.76 | 69514.79 | 112409.79 | 112572.22 | 112324.74 | 112442.16 | 0 | 0
Future Unit Proxy | 0 | 0 | 0 | 0 | 0 | 0 | 0 | 0 | 0 | 0 | 0 | 0 | 0 | 0 | 0 | 0 | 0 | 0 | 0 | 0 | 0 | 0 | 0 | 0 | 0 | 0 | 0 | 0 | 0 | 0 | 0 | 0
Detailed Unit Fuel Energy (MMBTU x 1000) - "Start Fuels Included"
Big Bend 1
BB_#2OIL | 0 | 0 | 0 | 0 | 0 | 0 | 0 | 0 | 0 | 0 | 0 | 0 | 0 | 0 | 0 | 0 | 0 | 0 | 0 | 0 | 0 | 0 | 0 | 0 | 0 | 0 | 0 | 0 | 0 | 0 | 0 | 0
BB1_COAL_BLEND | 12594.27 | 12226.53 | 12369.5 | 1178.4 | 0 | 0 | 0 | 0 | 0 | 0 | 0 | 0 | 0 | 0 | 0 | 0 | 0 | 0 | 0 | 0 | 0 | 0 | 0 | 0 | 0 | 0 | 0 | 0 | 0 | 0 | 0 | 0
BB_COAL_STDLOW | 0 | 0 | 0 | 0 | 0 | 0 | 0 | 0 | 0 | 0 | 0 | 0 | 0 | 0 | 0 | 0 | 0 | 0 | 0 | 0 | 0 | 0 | 0 | 0 | 0 | 0 | 0 | 0 | 0 | 0 | 0 | 0
BB_COAL_PREMIUM | 0 | 0 | 0 | 0 | 0 | 0 | 0 | 0 | 0 | 0 | 0 | 0 | 0 | 0 | 0 | 0 | 0 | 0 | 0 | 0 | 0 | 0 | 0 | 0 | 0 | 0 | 0 | 0 | 0 | 0 | 0 | 0
BB_COAL_STDHIGH | 0 | 0 | 0 | 0 | 0 | 0 | 0 | 0 | 0 | 0 | 0 | 0 | 0 | 0 | 0 | 0 | 0 | 0 | 0 | 0 | 0 | 0 | 0 | 0 | 0 | 0 | 0 | 0 | 0 | 0 | 0 | 0
BB_COAL_LOWSULFUR | 0 | 0 | 0 | 0 | 0 | 0 | 0 | 0 | 0 | 0 | 0 | 0 | 0 | 0 | 0 | 0 | 0 | 0 | 0 | 0 | 0 | 0 | 0 | 0 | 0 | 0 | 0 | 0 | 0 | 0 | 0 | 0
BB_COAL_1 | 0 | 0 | 0 | 0 | 0 | 0 | 0 | 0 | 0 | 0 | 0 | 0 | 0 | 0 | 0 | 0 | 0 | 0 | 0 | 0 | 0 | 0 | 0 | 0 | 0 | 0 | 0 | 0 | 0 | 0 | 0 | 0
BB_COAL_2 | 0 | 0 | 0 | 0 | 0 | 0 | 0 | 0 | 0 | 0 | 0 | 0 | 0 | 0 | 0 | 0 | 0 | 0 | 0 | 0 | 0 | 0 | 0 | 0 | 0 | 0 | 0 | 0 | 0 | 0 | 0 | 0
BB_PETCOKE | 0 | 0 | 0 | 0 | 0 | 0 | 0 | 0 | 0 | 0 | 0 | 0 | 0 | 0 | 0 | 0 | 0 | 0 | 0 | 0 | 0 | 0 | 0 | 0 | 0 | 0 | 0 | 0 | 0 | 0 | 0 | 0
FIRM GAS_GS | 0 | 0 | 0 | 0 | 0 | 0 | 0 | 0 | 0 | 0 | 0 | 0 | 0 | 0 | 0 | 0 | 0 | 0 | 0 | 0 | 0 | 0 | 0 | 0 | 0 | 0 | 0 | 0 | 0 | 0 | 0 | 0
INTERRUPT GAS | 0 | 0 | 0 | 0 | 0 | 0 | 0 | 0 | 0 | 0 | 0 | 0 | 0 | 0 | 0 | 0 | 0 | 0 | 0 | 0 | 0 | 0 | 0 | 0 | 0 | 0 | 0 | 0 | 0 | 0 | 0 | 0
FIRM GAS_GS (Start Up) | 8.72 | 7.96 | 7.54 | 0.01 | 0 | 0 | 0 | 0 | 0 | 0 | 0 | 0 | 0 | 0 | 0 | 0 | 0 | 0 | 0 | 0 | 0 | 0 | 0 | 0 | 0 | 0 | 0 | 0 | 0 | 0 | 0 | 0
INTERRUPT GAS (Start Up) | 73.67 | 95.24 | 83.86 | 9.01 | 0 | 0 | 0 | 0 | 0 | 0 | 0 | 0 | 0 | 0 | 0 | 0 | 0 | 0 | 0 | 0 | 0 | 0 | 0 | 0 | 0 | 0 | 0 | 0 | 0 | 0 | 0 | 0
Big Bend 2
BB_#2OIL | 0 | 0 | 0 | 0 | 0 | 0 | 0 | 0 | 0 | 0 | 0 | 0 | 0 | 0 | 0 | 0 | 0 | 0 | 0 | 0 | 0 | 0 | 0 | 0 | 0 | 0 | 0 | 0 | 0 | 0 | 0 | 0
BB2_COAL_BLEND | 18290.7 | 17533.95 | 18052.93 | 7614.8 | 0 | 0 | 0 | 0 | 0 | 0 | 0 | 0 | 0 | 0 | 0 | 0 | 0 | 0 | 0 | 0 | 0 | 0 | 0 | 0 | 0 | 0 | 0 | 0 | 0 | 0 | 0 | 0
BB_COAL_STDLOW | 0 | 0 | 0 | 0 | 0 | 0 | 0 | 0 | 0 | 0 | 0 | 0 | 0 | 0 | 0 | 0 | 0 | 0 | 0 | 0 | 0 | 0 | 0 | 0 | 0 | 0 | 0 | 0 | 0 | 0 | 0 | 0
BB_COAL_PREMIUM | 0 | 0 | 0 | 0 | 0 | 0 | 0 | 0 | 0 | 0 | 0 | 0 | 0 | 0 | 0 | 0 | 0 | 0 | 0 | 0 | 0 | 0 | 0 | 0 | 0 | 0 | 0 | 0 | 0 | 0 | 0 | 0
BB_COAL_STDHIGH | 0 | 0 | 0 | 0 | 0 | 0 | 0 | 0 | 0 | 0 | 0 | 0 | 0 | 0 | 0 | 0 | 0 | 0 | 0 | 0 | 0 | 0 | 0 | 0 | 0 | 0 | 0 | 0 | 0 | 0 | 0 | 0
BB_COAL_LOWSULFUR | 0 | 0 | 0 | 0 | 0 | 0 | 0 | 0 | 0 | 0 | 0 | 0 | 0 | 0 | 0 | 0 | 0 | 0 | 0 | 0 | 0 | 0 | 0 | 0 | 0 | 0 | 0 | 0 | 0 | 0 | 0 | 0
BB_COAL_1 | 0 | 0 | 0 | 0 | 0 | 0 | 0 | 0 | 0 | 0 | 0 | 0 | 0 | 0 | 0 | 0 | 0 | 0 | 0 | 0 | 0 | 0 | 0 | 0 | 0 | 0 | 0 | 0 | 0 | 0 | 0 | 0
BB_COAL_2 | 0 | 0 | 0 | 0 | 0 | 0 | 0 | 0 | 0 | 0 | 0 | 0 | 0 | 0 | 0 | 0 | 0 | 0 | 0 | 0 | 0 | 0 | 0 | 0 | 0 | 0 | 0 | 0 | 0 | 0 | 0 | 0
BB_PETCOKE | 0 | 0 | 0 | 0 | 0 | 0 | 0 | 0 | 0 | 0 | 0 | 0 | 0 | 0 | 0 | 0 | 0 | 0 | 0 | 0 | 0 | 0 | 0 | 0 | 0 | 0 | 0 | 0 | 0 | 0 | 0 | 0
FIRM GAS_GS | 0 | 0 | 0 | 0 | 0 | 0 | 0 | 0 | 0 | 0 | 0 | 0 | 0 | 0 | 0 | 0 | 0 | 0 | 0 | 0 | 0 | 0 | 0 | 0 | 0 | 0 | 0 | 0 | 0 | 0 | 0 | 0
INTERRUPT GAS | 0 | 0 | 0 | 0 | 0 | 0 | 0 | 0 | 0 | 0 | 0 | 0 | 0 | 0 | 0 | 0 | 0 | 0 | 0 | 0 | 0 | 0 | 0 | 0 | 0 | 0 | 0 | 0 | 0 | 0 | 0 | 0
FIRM GAS_GS (Start Up) | 2.29 | 9.37 | 8.29 | 4.82 | 0 | 0 | 0 | 0 | 0 | 0 | 0 | 0 | 0 | 0 | 0 | 0 | 0 | 0 | 0 | 0 | 0 | 0 | 0 | 0 | 0 | 0 | 0 | 0 | 0 | 0 | 0 | 0
INTERRUPT GAS (Start Up) | 59.5 | 65.29 | 66.37 | 21.79 | 0 | 0 | 0 | 0 | 0 | 0 | 0 | 0 | 0 | 0 | 0 | 0 | 0 | 0 | 0 | 0 | 0 | 0 | 0 | 0 | 0 | 0 | 0 | 0 | 0 | 0 | 0 | 0
Big Bend 3
BB_#2OIL | 0 | 0 | 0 | 0 | 0 | 0 | 0 | 0 | 0 | 0 | 0 | 0 | 0 | 0 | 0 | 0 | 0 | 0 | 0 | 0 | 0 | 0 | 0 | 0 | 0 | 0 | 0 | 0 | 0 | 0 | 0 | 0
BB3_COAL_BLEND | 22409.07 | 20559.86 | 23949.99 | 24182.46 | 24497.61 | 24696.17 | 24524.09 | 19986.44 | 24302.23 | 24408.67 | 23997.87 | 23861.25 | 19331.92 | 24016.87 | 23960.33 | 23728.82 | 23000.57 | 19961.95 | 23806.5 | 23569.04 | 22720.97 | 23667.31 | 23545.85 | 8238.23 | 0 | 0 | 0 | 0 | 0 | 0 | 0 | 0
BB_COAL_STDLOW | 0 | 0 | 0 | 0 | 0 | 0 | 0 | 0 | 0 | 0 | 0 | 0 | 0 | 0 | 0 | 0 | 0 | 0 | 0 | 0 | 0 | 0 | 0 | 0 | 0 | 0 | 0 | 0 | 0 | 0 | 0 | 0
BB_COAL_PREMIUM | 0 | 0 | 0 | 0 | 0 | 0 | 0 | 0 | 0 | 0 | 0 | 0 | 0 | 0 | 0 | 0 | 0 | 0 | 0 | 0 | 0 | 0 | 0 | 0 | 0 | 0 | 0 | 0 | 0 | 0 | 0 | 0
BB_COAL_STDHIGH | 0 | 0 | 0 | 0 | 0 | 0 | 0 | 0 | 0 | 0 | 0 | 0 | 0 | 0 | 0 | 0 | 0 | 0 | 0 | 0 | 0 | 0 | 0 | 0 | 0 | 0 | 0 | 0 | 0 | 0 | 0 | 0
BB_COAL_LOWSULFUR | 0 | 0 | 0 | 0 | 0 | 0 | 0 | 0 | 0 | 0 | 0 | 0 | 0 | 0 | 0 | 0 | 0 | 0 | 0 | 0 | 0 | 0 | 0 | 0 | 0 | 0 | 0 | 0 | 0 | 0 | 0 | 0
BB_COAL_1 | 0 | 0 | 0 | 0 | 0 | 0 | 0 | 0 | 0 | 0 | 0 | 0 | 0 | 0 | 0 | 0 | 0 | 0 | 0 | 0 | 0 | 0 | 0 | 0 | 0 | 0 | 0 | 0 | 0 | 0 | 0 | 0
BB_COAL_2 | 0 | 0 | 0 | 0 | 0 | 0 | 0 | 0 | 0 | 0 | 0 | 0 | 0 | 0 | 0 | 0 | 0 | 0 | 0 | 0 | 0 | 0 | 0 | 0 | 0 | 0 | 0 | 0 | 0 | 0 | 0 | 0
BB_PETCOKE | 0 | 0 | 0 | 0 | 0 | 0 | 0 | 0 | 0 | 0 | 0 | 0 | 0 | 0 | 0 | 0 | 0 | 0 | 0 | 0 | 0 | 0 | 0 | 0 | 0 | 0 | 0 | 0 | 0 | 0 | 0 | 0
FIRM GAS_GS | 0 | 0 | 0 | 0 | 0 | 0 | 0 | 0 | 0 | 0 | 0 | 0 | 0 | 0 | 0 | 0 | 0 | 0 | 0 | 0 | 0 | 0 | 0 | 0 | 0 | 0 | 0 | 0 | 0 | 0 | 0 | 0
INTERRUPT GAS | 0 | 0 | 0 | 0 | 0 | 0 | 0 | 0 | 0 | 0 | 0 | 0 | 0 | 0 | 0 | 0 | 0 | 0 | 0 | 0 | 0 | 0 | 0 | 0 | 0 | 0 | 0 | 0 | 0 | 0 | 0 | 0
FIRM GAS_GS (Start Up) | 6.4 | 7.69 | 5.2 | 1.09 | 0.44 | 19.19 | 22.46 | 5.25 | 23.9 | 10.16 | 21.5 | 9.78 | 15.21 | 12.48 | 14.67 | 12.1 | 20.44 | 10.38 | 5.93 | 7.43 | 14.16 | 0.86 | 6.94 | 3.22 | 0 | 0 | 0 | 0 | 0 | 0 | 0 | 0
INTERRUPT GAS (Start Up) | 75.99 | 42.09 | 50.16 | 56.41 | 62.64 | 47.75 | 43.19 | 47.96 | 35.32 | 51.63 | 56.17 | 58.45 | 62.03 | 69.48 | 57.84 | 59.99 | 92.84 | 52.7 | 66.16 | 69.81 | 57.07 | 75.95 | 65.15 | 17.37 | 0 | 0 | 0 | 0 | 0 | 0 | 0 | 0
Big Bend 4
BB_#2OIL | 0 | 0 | 0 | 0 | 0 | 0 | 0 | 0 | 0 | 0 | 0 | 0 | 0 | 0 | 0 | 0 | 0 | 0 | 0 | 0 | 0 | 0 | 0 | 0 | 0 | 0 | 0 | 0 | 0 | 0 | 0 | 0
BB4_COAL_BLEND | 25545.36 | 23410.24 | 28835.56 | 28638.64 | 28370.35 | 27114.56 | 23820.29 | 28062.98 | 27796.16 | 27679.81 | 28031.88 | 21234.64 | 25115.71 | 24111.02 | 25458.44 | 25106.84 | 21095.29 | 24023.11 | 25189.67 | 25065.26 | 24972.39 | 19969.65 | 25065.34 | 24872 | 24907.73 | 23705.15 | 20749.45 | 24451.87 | 24448.96 | 24495.62 | 0 | 0
BB_COAL_STDLOW | 0 | 0 | 0 | 0 | 0 | 0 | 0 | 0 | 0 | 0 | 0 | 0 | 0 | 0 | 0 | 0 | 0 | 0 | 0 | 0 | 0 | 0 | 0 | 0 | 0 | 0 | 0 | 0 | 0 | 0 | 0 | 0
BB_COAL_PREMIUM | 0 | 0 | 0 | 0 | 0 | 0 | 0 | 0 | 0 | 0 | 0 | 0 | 0 | 0 | 0 | 0 | 0 | 0 | 0 | 0 | 0 | 0 | 0 | 0 | 0 | 0 | 0 | 0 | 0 | 0 | 0 | 0
BB_COAL_STDHIGH | 0 | 0 | 0 | 0 | 0 | 0 | 0 | 0 | 0 | 0 | 0 | 0 | 0 | 0 | 0 | 0 | 0 | 0 | 0 | 0 | 0 | 0 | 0 | 0 | 0 | 0 | 0 | 0 | 0 | 0 | 0 | 0
BB_COAL_LOWSULFUR | 0 | 0 | 0 | 0 | 0 | 0 | 0 | 0 | 0 | 0 | 0 | 0 | 0 | 0 | 0 | 0 | 0 | 0 | 0 | 0 | 0 | 0 | 0 | 0 | 0 | 0 | 0 | 0 | 0 | 0 | 0 | 0
BB_COAL_1 | 0 | 0 | 0 | 0 | 0 | 0 | 0 | 0 | 0 | 0 | 0 | 0 | 0 | 0 | 0 | 0 | 0 | 0 | 0 | 0 | 0 | 0 | 0 | 0 | 0 | 0 | 0 | 0 | 0 | 0 | 0 | 0
BB_COAL_2 | 0 | 0 | 0 | 0 | 0 | 0 | 0 | 0 | 0 | 0 | 0 | 0 | 0 | 0 | 0 | 0 | 0 | 0 | 0 | 0 | 0 | 0 | 0 | 0 | 0 | 0 | 0 | 0 | 0 | 0 | 0 | 0
BB_PETCOKE | 0 | 0 | 0 | 0 | 0 | 0 | 0 | 0 | 0 | 0 | 0 | 0 | 0 | 0 | 0 | 0 | 0 | 0 | 0 | 0 | 0 | 0 | 0 | 0 | 0 | 0 | 0 | 0 | 0 | 0 | 0 | 0
FIRM GAS_GS | 0 | 0 | 0 | 0 | 0 | 0 | 0 | 0 | 0 | 0 | 0 | 0 | 0 | 0 | 0 | 0 | 0 | 0 | 0 | 0 | 0 | 0 | 0 | 0 | 0 | 0 | 0 | 0 | 0 | 0 | 0 | 0
INTERRUPT GAS | 0 | 0 | 0 | 0 | 0 | 0 | 0 | 0 | 0 | 0 | 0 | 0 | 0 | 0 | 0 | 0 | 0 | 0 | 0 | 0 | 0 | 0 | 0 | 0 | 0 | 0 | 0 | 0 | 0 | 0 | 0 | 0
FIRM GAS_GS (Start Up) | 1.15 | 12.05 | 2.4 | 3.93 | 0 | 13.81 | 16.24 | 20.78 | 19.29 | 20.74 | 15.1 | 10.72 | 10.5 | 12.44 | 17.76 | 11.42 | 12.25 | 16.21 | 12.13 | 11.45 | 8.5 | 10.78 | 5.26 | 1.39 | 3.81 | 8.66 | 44.48 | 53.89 | 69.88 | 64.57 | 0 | 0
INTERRUPT GAS (Start Up) | 70.51 | 36.44 | 49.1 | 59.57 | 56.64 | 49.7 | 29.25 | 34.14 | 35.64 | 32.47 | 41.54 | 56.22 | 71.89 | 58.79 | 64.2 | 65.82 | 59.84 | 55.45 | 75.41 | 70.94 | 68.74 | 69.03 | 71.98 | 70.7 | 68.28 | 70.73 | 32.75 | 8.98 | 6.93 | 6.66 | 0 | 0
BigBend CT4
FIRM GAS_GS | 0.7 | 1.7 | 0 | 0.6 | 4.43 | 0 | 0.63 | 12.19 | 2.7 | 4.92 | 0.93 | 21.64 | 16.14 | 16.39 | 14.41 | 28.51 | 37.24 | 44.83 | 33.15 | 30.78 | 78.12 | 74.45 | 53.11 | 71.37 | 110.63 | 334.17 | 718.56 | 579.96 | 585.75 | 590.54 | 0 | 0
INTERRUPT GAS | 63.98 | 34.06 | 32.15 | 5.66 | 7.57 | 1.15 | 72.25 | 96.05 | 15.23 | 29.99 | 44.95 | 91.9 | 100.24 | 64.69 | 85.54 | 134.54 | 146.08 | 160.71 | 158.3 | 246.69 | 328.04 | 380.59 | 278.55 | 548.01 | 570.81 | 437.14 | 4.19 | 5.04 | 5.65 | 3.11 | 0 | 0
BigBend CT4
BB_#2OIL | 0 | 0 | 0 | 0 | 0 | 0 | 0 | 0 | 0 | 0 | 0 | 0 | 0 | 0 | 0 | 0 | 0 | 0 | 0 | 0 | 0 | 0 | 0 | 0 | 0 | 0 | 0 | 0 | 0 | 0 | 0 | 0
Bayside 1
FIRM GAS_GS | 13065.42 | 14440.36 | 14713.8 | 14946.37 | 14196.08 | 10651.48 | 9901.19 | 11339.48 | 10517.85 | 10506.27 | 11083.38 | 10759.61 | 11162.04 | 11527.47 | 9748.91 | 11689.45 | 11302.84 | 11617.04 | 10690.78 | 9480.71 | 11551.95 | 11442.85 | 11784.1 | 12071.15 | 12123.16 | 2977.04 | 0 | 0 | 0 | 0 | 0 | 0
FIRM GAS_FGT | 6633.42 | 7177.46 | 6436.59 | 8235.23 | 8726.69 | 2319.63 | 2574.83 | 3252.02 | 2638.06 | 2844.81 | 3159.48 | 3385.5 | 3870.03 | 3757.89 | 3200.22 | 4146.47 | 4361.93 | 4374.76 | 4396.24 | 4567.3 | 5382.39 | 5997.64 | 5032.77 | 6118.2 | 6303.74 | 1055.97 | 0 | 0 | 0 | 0 | 0 | 0
INTERRUPT GAS | 0 | 0 | 2.32 | 0 | 0 | 1.13 | 31.52 | 21.86 | 5.54 | 1.97 | 31.65 | 13.98 | 73.16 | 65.26 | 29.66 | 147.9 | 106.41 | 183.08 | 282.44 | 455.16 | 501.39 | 621.24 | 545.54 | 1210.39 | 1252.43 | 68.37 | 0 | 0 | 0 | 0 | 0 | 0
Bayside 2
FIRM GAS_GS | 4091.31 | 2342.48 | 2516.66 | 2790.53 | 4390.8 | 2936.81 | 3795 | 2810.21 | 3598.45 | 4104.26 | 3300.71 | 3539.43 | 3556.42 | 3426.62 | 4699.52 | 3979.42 | 3581.48 | 3938.79 | 4270.26 | 6009.14 | 3425.27 | 4727.7 | 4301.87 | 4387.5 | 4332.09 | 11248.26 | 0 | 0 | 0 | 0 | 0 | 0
FIRM GAS_FGT | 12455.4 | 13304.52 | 11629.33 | 17088 | 17879.41 | 3493.25 | 4522.81 | 4985.28 | 5152.07 | 6616.95 | 6692.73 | 7212.39 | 7633.41 | 7186 | 7701.62 | 8502.39 | 8352.81 | 8383.86 | 8299.95 | 9642.21 | 8526.92 | 9966.66 | 9610.31 | 8049.7 | 8405.76 | 8868.89 | 0 | 0 | 0 | 0 | 0 | 0
INTERRUPT GAS | 0 | 0 | 0.67 | 35.84 | 44.54 | 10.22 | 42.4 | 71.11 | 44.53 | 8.36 | 7.7 | 123.43 | 151.02 | 245.43 | 117.8 | 268.37 | 551.02 | 683.31 | 715.25 | 1208.59 | 1410.6 | 1695.2 | 1369.02 | 3106 | 3275.71 | 752.26 | 0 | 0 | 0 | 0 | 0 | 0
Bayside 3
FIRM GAS_GS | 0 | 0 | 0 | 1.28 | 1.9 | 0 | 39.37 | 71.09 | 10.47 | 19.64 | 34.81 | 90.87 | 90.64 | 73.23 | 118.92 | 79.05 | 158.43 | 79.92 | 144.21 | 112.2 | 144.16 | 140.49 | 100.91 | 136.5 | 151.01 | 164.01 | 152.73 | 121.51 | 135.39 | 110.94 | 0 | 0
FIRM GAS_FGT | 15.46 | 31.25 | 26.16 | 3.6 | 7.63 | 1.87 | 27.8 | 39 | 5.14 | 17.78 | 15.37 | 19.34 | 27.29 | 16.17 | 14.15 | 19.49 | 19.06 | 18.21 | 18.16 | 39.61 | 19.34 | 36.98 | 19.57 | 17.2 | 23.25 | 11.44 | 2.2 | 2.29 | 2.46 | 1.11 | 0 | 0
INTERRUPT GAS | 0 | 1.98 | 0.65 | 0 | 2.25 | 0 | 27.96 | 21.41 | 4.4 | 2.6 | 18.3 | 16.4 | 55.57 | 30.69 | 38.88 | 57.03 | 60.3 | 119.75 | 112.16 | 171.88 | 156.69 | 221.97 | 198.93 | 249.09 | 289.7 | 22.99 | 6.55 | 5.34 | 4.58 | 5.22 | 0 | 0
Bayside 4
FIRM GAS_GS | 0 | 0 | 0 | 1.28 | 1.9 | 0 | 30.58 | 50.67 | 5.64 | 12.02 | 20.09 | 59.83 | 50.59 | 41.11 | 72.08 | 37.97 | 90.77 | 32.16 | 73.98 | 46.31 | 93.08 | 68.53 | 45.38 | 61.51 | 80.06 | 85.69 | 73.64 | 56.56 | 68.42 | 49.81 | 0 | 0
FIRM GAS_FGT | 7.82 | 26.55 | 20 | 1.91 | 5.11 | 0.65 | 26.25 | 36.87 | 1.81 | 7.36 | 7.64 | 10.53 | 12.53 | 5.42 | 8.05 | 8.77 | 9.34 | 9.03 | 12.35 | 12.1 | 6.71 | 19.71 | 8.33 | 8.27 | 10.51 | 5.59 | 1.51 | 1.23 | 1.42 | 0.59 | 0 | 0
INTERRUPT GAS | 0 | 1.92 | 1.4 | 0 | 0.71 | 0 | 18.7 | 19.72 | 4.23 | 5.98 | 24.64 | 29.43 | 47.09 | 24.85 | 40.92 | 45.55 | 61.2 | 83.78 | 80.94 | 108.34 | 115.32 | 150.22 | 127.89 | 158.65 | 206.04 | 32.11 | 3.84 | 2.95 | 3.42 | 2.74 | 0 | 0
Bayside 5
FIRM GAS_GS | 0.87 | 1.95 | 0 | 2.93 | 4.93 | 3.79 | 50.88 | 74.82 | 13.8 | 31.25 | 50.24 | 122.05 | 113.42 | 100.34 | 165.93 | 129.81 | 220.32 | 149.17 | 232.05 | 215.81 | 295.49 | 242.44 | 191.32 | 223.96 | 263.15 | 376.69 | 412.89 | 346.05 | 338.81 | 320.24 | 0 | 0
FIRM GAS_FGT | 43.04 | 47.38 | 39.73 | 16.49 | 21.4 | 7.39 | 45 | 58.47 | 17.55 | 43.09 | 35.45 | 45.86 | 76.77 | 52.02 | 54.61 | 85.38 | 63.93 | 65.79 | 67.06 | 122.75 | 67.03 | 135.35 | 82.25 | 52.68 | 71.83 | 63.08 | 3.86 | 3.86 | 4.56 | 2.69 | 0 | 0
INTERRUPT GAS | 0 | 0.06 | 0.06 | 0 | 0.8 | 0 | 29.07 | 28.1 | 4.77 | 3.2 | 21.39 | 18.99 | 64.15 | 30.06 | 35.32 | 84.49 | 93.7 | 183.45 | 174.7 | 288.77 | 252.59 | 384.07 | 317.57 | 436.26 | 448.07 | 46.06 | 13.06 | 11.1 | 10.08 | 11.25 | 0 | 0
Bayside 6
FIRM GAS_GS | 0 | 0 | 0 | 1.93 | 2.47 | 0.99 | 43.94 | 78.99 | 10.82 | 22.57 | 44.44 | 116.93 | 102.25 | 91.03 | 153.83 | 100.76 | 202.33 | 115.87 | 200.27 | 171.62 | 240.79 | 198.45 | 154.14 | 187.97 | 225.11 | 267.21 | 266.05 | 218.04 | 223.53 | 196.6 | 0 | 0
FIRM GAS_FGT | 23.12 | 37.03 | 33.71 | 7.82 | 13.09 | 5.22 | 33.43 | 46.56 | 10.09 | 30.8 | 21.32 | 29.97 | 43.14 | 30.62 | 31.12 | 49.43 | 34.56 | 38.01 | 41.88 | 73.36 | 36.68 | 81.33 | 42.38 | 29.46 | 41.19 | 23.79 | 2.97 | 3.07 | 3.14 | 1.58 | 0 | 0
INTERRUPT GAS | 0 | 0.37 | 0.06 | 0 | 1.99 | 0 | 30.27 | 27.05 | 5.22 | 3.53 | 21.13 | 16.62 | 72.52 | 39.62 | 37.09 | 76.7 | 82.49 | 163.54 | 151.7 | 239.79 | 218.87 | 326.63 | 282.35 | 353.29 | 386.01 | 31.22 | 9.86 | 8.01 | 7.04 | 7.8 | 0 | 0
Polk 1
POLK_COALLOW | 2701.68 | 3186.03 | 3196.86 | 2922.94 | 3186.45 | 3120.12 | 2924.45 | 3186.39 | 3186.09 | 2913.03 | 2922.66 | 3145.92 | 3145.92 | 2978.59 | 3155.24 | 3145.87 | 2978.61 | 3145.84 | 2084.78 | 0 | 0 | 0 | 0 | 0 | 0 | 0 | 0 | 0 | 0 | 0 | 0 | 0
POLK_COAL_1 | 0 | 0 | 0 | 0 | 0 | 0 | 0 | 0 | 0 | 0 | 0 | 0 | 0 | 0 | 0 | 0 | 0 | 0 | 0 | 0 | 0 | 0 | 0 | 0 | 0 | 0 | 0 | 0 | 0 | 0 | 0 | 0
POLK_COAL_2 | 0 | 0 | 0 | 0 | 0 | 0 | 0 | 0 | 0 | 0 | 0 | 0 | 0 | 0 | 0 | 0 | 0 | 0 | 0 | 0 | 0 | 0 | 0 | 0 | 0 | 0 | 0 | 0 | 0 | 0 | 0 | 0
POLK PETCOKE | 10541.85 | 12431.76 | 12474.02 | 11405.19 | 12433.42 | 12174.58 | 11411.11 | 12433.2 | 12432.02 | 11366.54 | 11404.13 | 12275.27 | 12275.27 | 11622.34 | 12311.62 | 12275.06 | 11622.41 | 12274.95 | 8134.75 | 0 | 0 | 0 | 0 | 0 | 0 | 0 | 0 | 0 | 0 | 0 | 0 | 0
PROPANE | 0 | 0 | 0 | 0 | 0 | 0 | 0 | 0 | 0 | 0 | 0 | 0 | 0 | 0 | 0 | 0 | 0 | 0 | 0 | 0 | 0 | 0 | 0 | 0 | 0 | 0 | 0 | 0 | 0 | 0 | 0 | 0
POLK #2OIL | 0 | 0 | 0 | 0 | 0 | 0 | 0 | 0 | 0 | 0 | 0 | 0 | 0 | 0 | 0 | 0 | 0 | 0 | 0 | 0 | 0 | 0 | 0 | 0 | 0 | 0 | 0 | 0 | 0 | 0 | 0 | 0
POLK 1 FIRM Gas_FGT | 36.9 | 33 | 34.5 | 34.5 | 36.6 | 32.4 | 30.9 | 34.5 | 32.4 | 32.4 | 28.2 | 34.5 | 36.6 | 34.5 | 36.6 | 32.4 | 36.6 | 36.6 | 22.5 | 0 | 0 | 0 | 0 | 0 | 0 | 0 | 0 | 0 | 0 | 0 | 0 | 0
POLK 1 INTERRUPT Gas | 0 | 0 | 0 | 0 | 0 | 0 | 0 | 0 | 0 | 0 | 0 | 0 | 0 | 0 | 0 | 0 | 0 | 0 | 0 | 0 | 0 | 0 | 0 | 0 | 0 | 0 | 0 | 0 | 0 | 0 | 0 | 0
Polk 1g
POLK 1g FIRM Gas_FGT | 1073.65 | 891.68 | 778.36 | 1350.06 | 2022.76 | 625.58 | 780.17 | 1442.96 | 779.54 | 1510.63 | 890.89 | 1326.51 | 1642.78 | 1510.4 | 1740.35 | 2147.39 | 1893.16 | 2037.85 | 1336.2 | 0 | 0 | 0 | 0 | 0 | 0 | 0 | 0 | 0 | 0 | 0 | 0 | 0
POLK 1g INTERRUPT Gas | 0 | 0.38 | 0.94 | 0 | 26.67 | 5.02 | 40.31 | 37.41 | 37.19 | 9.8 | 36.05 | 142.96 | 139.83 | 128.08 | 107.39 | 158.67 | 279.69 | 374.63 | 250.63 | 0 | 0 | 0 | 0 | 0 | 0 | 0 | 0 | 0 | 0 | 0 | 0 | 0
Polk 2
FIRM GAS_FGT | 238.45 | 35.83 | 13.26 | 0 | 14.54 | 0 | 16.74 | 15.32 | 1.99 | 84.96 | 33.22 | 10.15 | 37.43 | 12.62 | 10.23 | 172.94 | 28.2 | 11.21 | 37.6 | 40.93 | 49.89 | 374.73 | 13.95 | 23.99 | 54.47 | 42.41 | 14.05 | 225.3 | 44.62 | 18.3 | 0 | 0
INTERRUPT GAS | 0 | 0 | 0 | 0 | 0 | 0 | 0.01 | 12.49 | 0 | 0 | 1.25 | 0 | 0.11 | 0 | 0.36 | 13.61 | 8.85 | 0 | 2.74 | 8.84 | 24.16 | 19.26 | 28.76 | 11.69 | 31.6 | 36.9 | 16.19 | 19.93 | 2.05 | 0.22 | 0 | 0
Polk 2o
POLK #2OIL | 0 | 0 | 0 | 0 | 0 | 0 | 0 | 0 | 0 | 0 | 0 | 0 | 0 | 0 | 0 | 0 | 0 | 0 | 0 | 0 | 0 | 0 | 0 | 0 | 0 | 0 | 0 | 0 | 0 | 0 | 0 | 0
Polk 3
FIRM GAS_FGT | 104.34 | 23.03 | 12.96 | 0 | 6.55 | 0 | 16.32 | 118.41 | 1.99 | 59.92 | 21.4 | 0 | 25.79 | 10.97 | 0.76 | 140.56 | 16.87 | 1.77 | 31.18 | 14.26 | 42.02 | 367.67 | 4.51 | 17.61 | 31.75 | 42.9 | 3.88 | 271.75 | 33.33 | 1.39 | 0 | 0
INTERRUPT GAS | 0 | 0 | 0 | 0 | 0 | 0 | 0.53 | 1.75 | 0 | 0 | 0.1 | 0 | 1.67 | 0 | 0.93 | 19.23 | 8.44 | 0 | 3.49 | 6.55 | 40.41 | 24.23 | 31.8 | 35.18 | 41.56 | 38.1 | 6.9 | 39.89 | 3.49 | 0.37 | 0 | 0
Polk 3o
POLK #2OIL | 0 | 0 | 0 | 0 | 0 | 0 | 0 | 0 | 0 | 0 | 0 | 0 | 0 | 0 | 0 | 0 | 0 | 0 | 0 | 0 | 0 | 0 | 0 | 0 | 0 | 0 | 0 | 0 | 0 | 0 | 0 | 0
Polk 4
FIRM GAS_FGT | 8.65 | 16.28 | 6.16 | 0 | 0 | 0 | 11.66 | 48.38 | 0 | 25.73 | 6.54 | 0 | 12.77 | 6.3 | 0 | 67.28 | 12.57 | 0 | 20.41 | 8.96 | 14.58 | 282.45 | 2.73 | 5.25 | 20.93 | 24.87 | 2.71 | 176.77 | 16.11 | 0 | 0 | 0
INTERRUPT GAS | 0 | 0 | 0 | 0 | 0 | 0 | 5.18 | 3.18 | 0 | 0 | 0.61 | 0 | 2.24 | 0 | 0 | 15.53 | 6.05 | 0 | 5.56 | 5.01 | 47.71 | 26.83 | 29.25 | 25.41 | 30.46 | 24.27 | 1.27 | 34.82 | 8.69 | 0 | 0 | 0
Polk 5
FIRM GAS_FGT | 0 | 23.04 | 9.55 | 0 | 0 | 0 | 5.15 | 37.52 | 0 | 0 | 5.15 | 0 | 11.57 | 0 | 0 | 50.49 | 8.14 | 0 | 17.04 | 3.89 | 1.9 | 177.17 | 0 | 1.7 | 16.58 | 13.52 | 1.95 | 111.7 | 7.72 | 7.01 | 0 | 0
INTERRUPT GAS | 0 | 0 | 0 | 0 | 0 | 0 | 3.33 | 1.77 | 0 | 0 | 3.63 | 0 | 3.35 | 0 | 0 | 24.44 | 5.35 | 0 | 7.31 | 0.1 | 40.48 | 27.35 | 25.23 | 15.47 | 10.85 | 18.29 | 0 | 38.94 | 0 | 0 | 0 | 0
Polk 2 CC
FIRM GAS_FGT | 36642.72 | 37967.53 | 33638.77 | 40061.09 | 42708.95 | 22248.35 | 23943.71 | 23017.24 | 23588.64 | 23387.56 | 25368.8 | 27721.2 | 28147.76 | 28832.36 | 29001.88 | 26989.45 | 31265.54 | 31383.84 | 33364.63 | 36143.7 | 35635.39 | 33458.57 | 35114.27 | 37352.89 | 38877.76 | 35454.2 | 16653.15 | 15183.54 | 16181.69 | 16278.32 | 0 | 0
INTERRUPT GAS | 0 | 0 | 0 | 0 | 0 | 1.84 | 87.17 | 77.4 | 58.46 | 33.1 | 37.96 | 247.4 | 319.59 | 227.01 | 280 | 416.37 | 659.76 | 759 | 973.12 | 1106.37 | 1225.68 | 1366.95 | 1372.34 | 2090.61 | 2250.36 | 1769.77 | 2142.96 | 1878.89 | 1787.02 | 1999.3 | 0 | 0
Polk 2 CC DF
FIRM GAS_FGT | 164.31 | 159.78 | 138.85 | 141.16 | 210.29 | 86.96 | 227.45 | 279.78 | 138.44 | 151.06 | 227.71 | 388.17 | 472.88 | 453.32 | 526.88 | 586.1 | 729.87 | 796.93 | 941.45 | 1348.29 | 1365.2 | 1394.84 | 1126.45 | 1359.37 | 1504.8 | 1613.96 | 955.94 | 789.62 | 812.48 | 766.15 | 0 | 0
INTERRUPT GAS | 0 | 0.82 | 0.73 | 2.28 | 4.23 | 0 | 37.78 | 33.49 | 14.41 | 13.07 | 24.94 | 56.46 | 78.24 | 65.44 | 65.86 | 102.28 | 162.09 | 191.91 | 218.66 | 256.22 | 309.37 | 377.64 | 334.17 | 545.28 | 606.62 | 260.51 | 476.62 | 426.14 | 408.44 | 445.89 | 0 | 0
FutAeroCT 1
FIRM GAS_GS | 0 | 0 | 0 | 0 | 0 | 0 | 0 | 0 | 0 | 0 | 0 | 0 | 0 | 0 | 0 | 0 | 0 | 0 | 0 | 0 | 0 | 0 | 0 | 0 | 0 | 0 | 0 | 0 | 0 | 0 | 0 | 0
FIRM GAS_FGT | 0 | 0 | 0 | 0 | 0 | 0 | 0 | 0 | 0 | 0 | 0 | 0 | 0 | 0 | 0 | 0 | 0 | 0 | 0 | 0 | 0 | 0 | 0 | 0 | 0 | 0 | 194.89 | 166.98 | 152.58 | 135.23 | 0 | 0
INTERRUPT GAS | 0 | 0 | 0 | 0 | 0 | 0 | 0 | 0 | 0 | 0 | 0 | 0 | 0 | 0 | 0 | 0 | 0 | 0 | 0 | 0 | 0 | 0 | 0 | 0 | 0 | 0 | 98.43 | 84.03 | 86.41 | 78.63 | 0 | 0
FutAeroCT 2
FIRM GAS_GS | 0 | 0 | 0 | 0 | 0 | 0 | 0 | 0 | 0 | 0 | 0 | 0 | 0 | 0 | 0 | 0 | 0 | 0 | 0 | 0 | 0 | 0 | 0 | 0 | 0 | 0 | 0 | 0 | 0 | 0 | 0 | 0
FIRM GAS_FGT | 0 | 0 | 0 | 0 | 0 | 0 | 0 | 0 | 0 | 0 | 0 | 0 | 0 | 0 | 0 | 0 | 0 | 0 | 0 | 0 | 0 | 0 | 0 | 0 | 0 | 0 | 0 | 0 | 0 | 0 | 0 | 0
INTERRUPT GAS | 0 | 0 | 0 | 0 | 0 | 0 | 0 | 0 | 0 | 0 | 0 | 0 | 0 | 0 | 0 | 0 | 0 | 0 | 0 | 0 | 0 | 0 | 0 | 0 | 0 | 0 | 0 | 0 | 0 | 0 | 0 | 0
FutAeroCT 3
FIRM GAS_GS | 0 | 0 | 0 | 0 | 0 | 0 | 0 | 0 | 0 | 0 | 0 | 0 | 0 | 0 | 0 | 0 | 0 | 0 | 0 | 0 | 0 | 0 | 0 | 0 | 0 | 0 | 0 | 0 | 0 | 0 | 0 | 0
FIRM GAS_FGT | 0 | 0 | 0 | 0 | 0 | 0 | 0 | 0 | 0 | 0 | 0 | 0 | 0 | 0 | 0 | 0 | 0 | 0 | 0 | 0 | 0 | 0 | 0 | 0 | 0 | 0 | 0 | 0 | 0 | 0 | 0 | 0
INTERRUPT GAS | 0 | 0 | 0 | 0 | 0 | 0 | 0 | 0 | 0 | 0 | 0 | 0 | 0 | 0 | 0 | 0 | 0 | 0 | 0 | 0 | 0 | 0 | 0 | 0 | 0 | 0 | 0 | 0 | 0 | 0 | 0 | 0
FutAeroCT 4
FIRM GAS_GS | 0 | 0 | 0 | 0 | 0 | 0 | 0 | 0 | 0 | 0 | 0 | 0 | 0 | 0 | 0 | 0 | 0 | 0 | 0 | 0 | 0 | 0 | 0 | 0 | 0 | 0 | 0 | 0 | 0 | 0 | 0 | 0
FIRM GAS_FGT | 0 | 0 | 0 | 0 | 0 | 0 | 0 | 0 | 0 | 0 | 0 | 0 | 0 | 0 | 0 | 0 | 0 | 0 | 0 | 0 | 0 | 0 | 0 | 0 | 0 | 0 | 0 | 0 | 0 | 0 | 0 | 0
INTERRUPT GAS | 0 | 0 | 0 | 0 | 0 | 0 | 0 | 0 | 0 | 0 | 0 | 0 | 0 | 0 | 0 | 0 | 0 | 0 | 0 | 0 | 0 | 0 | 0 | 0 | 0 | 0 | 0 | 0 | 0 | 0 | 0 | 0
FutAeroCT 5
FIRM GAS_GS | 0 | 0 | 0 | 0 | 0 | 0 | 0 | 0 | 0 | 0 | 0 | 0 | 0 | 0 | 0 | 0 | 0 | 0 | 0 | 0 | 0 | 0 | 0 | 0 | 0 | 0 | 0 | 0 | 0 | 0 | 0 | 0
FIRM GAS_FGT | 0 | 0 | 0 | 0 | 0 | 0 | 0 | 0 | 0 | 0 | 0 | 0 | 0 | 0 | 0 | 0 | 0 | 0 | 0 | 0 | 0 | 0 | 0 | 0 | 0 | 0 | 0 | 0 | 0 | 0 | 0 | 0
INTERRUPT GAS | 0 | 0 | 0 | 0 | 0 | 0 | 0 | 0 | 0 | 0 | 0 | 0 | 0 | 0 | 0 | 0 | 0 | 0 | 0 | 0 | 0 | 0 | 0 | 0 | 0 | 0 | 0 | 0 | 0 | 0 | 0 | 0
FutAeroCT 6
FIRM GAS_GS | 0 | 0 | 0 | 0 | 0 | 0 | 0 | 0 | 0 | 0 | 0 | 0 | 0 | 0 | 0 | 0 | 0 | 0 | 0 | 0 | 0 | 0 | 0 | 0 | 0 | 0 | 0 | 0 | 0 | 0 | 0 | 0
FIRM GAS_FGT | 0 | 0 | 0 | 0 | 0 | 0 | 0 | 0 | 0 | 0 | 0 | 0 | 0 | 0 | 0 | 0 | 0 | 0 | 0 | 0 | 0 | 0 | 0 | 0 | 0 | 0 | 0 | 0 | 0 | 0 | 0 | 0
INTERRUPT GAS | 0 | 0 | 0 | 0 | 0 | 0 | 0 | 0 | 0 | 0 | 0 | 0 | 0 | 0 | 0 | 0 | 0 | 0 | 0 | 0 | 0 | 0 | 0 | 0 | 0 | 0 | 0 | 0 | 0 | 0 | 0 | 0
FutAeroCT 7
FIRM GAS_GS | 0 | 0 | 0 | 0 | 0 | 0 | 0 | 0 | 0 | 0 | 0 | 0 | 0 | 0 | 0 | 0 | 0 | 0 | 0 | 0 | 0 | 0 | 0 | 0 | 0 | 0 | 0 | 0 | 0 | 0 | 0 | 0
FIRM GAS_FGT | 0 | 0 | 0 | 0 | 0 | 0 | 0 | 0 | 0 | 0 | 0 | 0 | 0 | 0 | 0 | 0 | 0 | 0 | 0 | 0 | 0 | 0 | 0 | 0 | 0 | 0 | 0 | 0 | 0 | 0 | 0 | 0
INTERRUPT GAS | 0 | 0 | 0 | 0 | 0 | 0 | 0 | 0 | 0 | 0 | 0 | 0 | 0 | 0 | 0 | 0 | 0 | 0 | 0 | 0 | 0 | 0 | 0 | 0 | 0 | 0 | 0 | 0 | 0 | 0 | 0 | 0
FutAeroCT 8
FIRM GAS_GS | 0 | 0 | 0 | 0 | 0 | 0 | 0 | 0 | 0 | 0 | 0 | 0 | 0 | 0 | 0 | 0 | 0 | 0 | 0 | 0 | 0 | 0 | 0 | 0 | 0 | 0 | 0 | 0 | 0 | 0 | 0 | 0
FIRM GAS_FGT | 0 | 0 | 0 | 0 | 0 | 0 | 0 | 0 | 0 | 0 | 0 | 0 | 0 | 0 | 0 | 0 | 0 | 0 | 0 | 0 | 0 | 0 | 0 | 0 | 0 | 0 | 0 | 0 | 0 | 0 | 0 | 0
INTERRUPT GAS | 0 | 0 | 0 | 0 | 0 | 0 | 0 | 0 | 0 | 0 | 0 | 0 | 0 | 0 | 0 | 0 | 0 | 0 | 0 | 0 | 0 | 0 | 0 | 0 | 0 | 0 | 0 | 0 | 0 | 0 | 0 | 0
FutAeroCT 9
FIRM GAS_GS | 0 | 0 | 0 | 0 | 0 | 0 | 0 | 0 | 0 | 0 | 0 | 0 | 0 | 0 | 0 | 0 | 0 | 0 | 0 | 0 | 0 | 0 | 0 | 0 | 0 | 0 | 0 | 0 | 0 | 0 | 0 | 0
FIRM GAS_FGT | 0 | 0 | 0 | 0 | 0 | 0 | 0 | 0 | 0 | 0 | 0 | 0 | 0 | 0 | 0 | 0 | 0 | 0 | 0 | 0 | 0 | 0 | 0 | 0 | 0 | 0 | 0 | 0 | 0 | 0 | 0 | 0
INTERRUPT GAS | 0 | 0 | 0 | 0 | 0 | 0 | 0 | 0 | 0 | 0 | 0 | 0 | 0 | 0 | 0 | 0 | 0 | 0 | 0 | 0 | 0 | 0 | 0 | 0 | 0 | 0 | 0 | 0 | 0 | 0 | 0 | 0
FutAeroCT 10
FIRM GAS_GS | 0 | 0 | 0 | 0 | 0 | 0 | 0 | 0 | 0 | 0 | 0 | 0 | 0 | 0 | 0 | 0 | 0 | 0 | 0 | 0 | 0 | 0 | 0 | 0 | 0 | 0 | 0 | 0 | 0 | 0 | 0 | 0
FIRM GAS_FGT | 0 | 0 | 0 | 0 | 0 | 0 | 0 | 0 | 0 | 0 | 0 | 0 | 0 | 0 | 0 | 0 | 0 | 0 | 0 | 0 | 0 | 0 | 0 | 0 | 0 | 0 | 0 | 0 | 0 | 0 | 0 | 0
INTERRUPT GAS | 0 | 0 | 0 | 0 | 0 | 0 | 0 | 0 | 0 | 0 | 0 | 0 | 0 | 0 | 0 | 0 | 0 | 0 | 0 | 0 | 0 | 0 | 0 | 0 | 0 | 0 | 0 | 0 | 0 | 0 | 0 | 0
GE 7FA CT1
FIRM GAS_GS | 0 | 0 | 0 | 0 | 0 | 0 | 0 | 0 | 0 | 0 | 0 | 0 | 0 | 0 | 0 | 0 | 0 | 0 | 0 | 0 | 0 | 0 | 0 | 0 | 0 | 0 | 0 | 0 | 0 | 0 | 0 | 0
FIRM GAS_FGT | 0 | 0 | 0 | 0 | 0 | 10.39 | 297.54 | 414.74 | 71.65 | 116.43 | 269.93 | 491.81 | 590.36 | 504.29 | 764.31 | 892.89 | 1207.27 | 1097.94 | 1451.46 | 2196.63 | 2312.33 | 2500.94 | 1850.64 | 2311.38 | 2467.84 | 2797.6 | 1181.83 | 989.26 | 1023.88 | 810.25 | 0 | 0
INTERRUPT GAS | 0 | 0 | 0 | 0 | 0 | 0 | 67.65 | 63.84 | 22.92 | 24.61 | 56.41 | 132.16 | 158.71 | 143.61 | 141.2 | 280.72 | 325.18 | 441.68 | 485.09 | 577.37 | 703.89 | 873.21 | 708.29 | 1297.79 | 1405.5 | 690.03 | 1351.61 | 1019.13 | 1108.87 | 906.39 | 0 | 0
GE 7FA CT2
FIRM GAS_GS | 0 | 0 | 0 | 0 | 0 | 0 | 0 | 0 | 0 | 0 | 0 | 0 | 0 | 0 | 0 | 0 | 0 | 0 | 0 | 0 | 0 | 0 | 0 | 0 | 0 | 0 | 0 | 0 | 0 | 0 | 0 | 0
FIRM GAS_FGT | 0 | 0 | 0 | 0 | 0 | 0 | 0 | 0 | 15.89 | 40.58 | 116.41 | 174.37 | 330.8 | 195.22 | 405.25 | 429.9 | 599.99 | 524.92 | 790.4 | 1190.88 | 1419.12 | 1362.22 | 856.82 | 1068.19 | 1321.98 | 1733.84 | 645.9 | 561.21 | 512.61 | 562.52 | 0 | 0
INTERRUPT GAS | 0 | 0 | 0 | 0 | 0 | 0 | 0 | 0 | 19.99 | 51.02 | 94.05 | 199.58 | 233.17 | 206.43 | 249.06 | 328.69 | 497.31 | 465.94 | 597.42 | 874.13 | 985.65 | 1202.89 | 979.56 | 1484.71 | 1605.71 | 965.03 | 809.11 | 582.82 | 806.83 | 469.17 | 0 | 0
GE 7FA CT3
FIRM GAS_GS | 0 | 0 | 0 | 0 | 0 | 0 | 0 | 0 | 0 | 0 | 0 | 0 | 0 | 0 | 0 | 0 | 0 | 0 | 0 | 0 | 0 | 0 | 0 | 0 | 0 | 0 | 0 | 0 | 0 | 0 | 0 | 0
FIRM GAS_FGT | 0 | 0 | 0 | 0 | 0 | 0 | 0 | 0 | 0 | 0 | 0 | 44.82 | 81.19 | 26.18 | 188.78 | 152.09 | 165.36 | 185.94 | 324.99 | 496.07 | 691.64 | 512.05 | 331.95 | 395.76 | 523.34 | 901.44 | 347.44 | 302.55 | 236.85 | 314.61 | 0 | 0
INTERRUPT GAS | 0 | 0 | 0 | 0 | 0 | 0 | 0 | 0 | 0 | 0 | 0 | 264.02 | 225.88 | 187.23 | 361.55 | 395.21 | 602.46 | 496.17 | 653.44 | 896.79 | 1010.75 | 1228.8 | 946.83 | 1475.71 | 1545.92 | 987.03 | 546.58 | 366.36 | 456.27 | 297.78 | 0 | 0
GE 7FA CT4
FIRM GAS_GS | 0 | 0 | 0 | 0 | 0 | 0 | 0 | 0 | 0 | 0 | 0 | 0 | 0 | 0 | 0 | 0 | 0 | 0 | 0 | 0 | 0 | 0 | 0 | 0 | 0 | 0 | 0 | 0 | 0 | 0 | 0 | 0
FIRM GAS_FGT | 0 | 0 | 0 | 0 | 0 | 0 | 0 | 0 | 0 | 0 | 0 | 0 | 0 | 0 | 68.38 | 31.94 | 30.06 | 34.88 | 100.77 | 147.78 | 323.09 | 168.63 | 109.6 | 175.23 | 186.35 | 321.97 | 77.62 | 68.76 | 32.61 | 56.94 | 0 | 0
INTERRUPT GAS | 0 | 0 | 0 | 0 | 0 | 0 | 0 | 0 | 0 | 0 | 0 | 0 | 0 | 0 | 305.36 | 256.3 | 505.06 | 439.68 | 540.44 | 722.01 | 804.86 | 1003.99 | 724.57 | 1055.08 | 1161.6 | 832.9 | 465.02 | 247.2 | 259.16 | 309.44 | 0 | 0
GE 7FA CT5
FIRM GAS_GS | 0 | 0 | 0 | 0 | 0 | 0 | 0 | 0 | 0 | 0 | 0 | 0 | 0 | 0 | 0 | 0 | 0 | 0 | 0 | 0 | 0 | 0 | 0 | 0 | 0 | 0 | 0 | 0 | 0 | 0 | 0 | 0
FIRM GAS_FGT | 0 | 0 | 0 | 0 | 0 | 0 | 0 | 0 | 0 | 0 | 0 | 0 | 0 | 0 | 0 | 0 | 0 | 5.33 | 11.94 | 32.37 | 110.69 | 42.88 | 35.56 | 59.45 | 56.92 | 166.63 | 22.11 | 53.83 | 2.5 | 17.96 | 0 | 0
INTERRUPT GAS | 0 | 0 | 0 | 0 | 0 | 0 | 0 | 0 | 0 | 0 | 0 | 0 | 0 | 0 | 0 | 0 | 0 | 269.8 | 376.91 | 483.98 | 600.46 | 658.72 | 499.89 | 607.48 | 752.81 | 466.06 | 353.97 | 179.65 | 143.68 | 234.46 | 0 | 0
GE 7FA CT6
FIRM GAS_GS | 0 | 0 | 0 | 0 | 0 | 0 | 0 | 0 | 0 | 0 | 0 | 0 | 0 | 0 | 0 | 0 | 0 | 0 | 0 | 0 | 0 | 0 | 0 | 0 | 0 | 0 | 0 | 0 | 0 | 0 | 0 | 0
FIRM GAS_FGT | 0 | 0 | 0 | 0 | 0 | 0 | 0 | 0 | 0 | 0 | 0 | 0 | 0 | 0 | 0 | 0 | 0 | 0 | 0 | 4.47 | 54.97 | 9 | 12.04 | 4.35 | 29.4 | 59.48 | 6.03 | 22.9 | 0 | 2.31 | 0 | 0
INTERRUPT GAS | 0 | 0 | 0 | 0 | 0 | 0 | 0 | 0 | 0 | 0 | 0 | 0 | 0 | 0 | 0 | 0 | 0 | 0 | 0 | 271.64 | 390.72 | 367.51 | 285.69 | 346.91 | 432.12 | 324.76 | 143.8 | 85.84 | 55.81 | 130.03 | 0 | 0
GE 7FA CT7
FIRM GAS_GS | 0 | 0 | 0 | 0 | 0 | 0 | 0 | 0 | 0 | 0 | 0 | 0 | 0 | 0 | 0 | 0 | 0 | 0 | 0 | 0 | 0 | 0 | 0 | 0 | 0 | 0 | 0 | 0 | 0 | 0 | 0 | 0
FIRM GAS_FGT | 0 | 0 | 0 | 0 | 0 | 0 | 0 | 0 | 0 | 0 | 0 | 0 | 0 | 0 | 0 | 0 | 0 | 0 | 0 | 0 | 0 | 0 | 0 | 0 | 0 | 8.65 | 1.02 | 8.69 | 0 | 0 | 0 | 0
INTERRUPT GAS | 0 | 0 | 0 | 0 | 0 | 0 | 0 | 0 | 0 | 0 | 0 | 0 | 0 | 0 | 0 | 0 | 0 | 0 | 0 | 0 | 0 | 0 | 0 | 0 | 0 | 198.52 | 114.59 | 34.02 | 33.72 | 54.8 | 0 | 0
GE 7FA CT8
FIRM GAS_GS | 0 | 0 | 0 | 0 | 0 | 0 | 0 | 0 | 0 | 0 | 0 | 0 | 0 | 0 | 0 | 0 | 0 | 0 | 0 | 0 | 0 | 0 | 0 | 0 | 0 | 0 | 0 | 0 | 0 | 0 | 0 | 0
FIRM GAS_FGT | 0 | 0 | 0 | 538.67 | 1104.18 | 0 | 0 | 0 | 0 | 0 | 0 | 0 | 0 | 0 | 0 | 0 | 0 | 0 | 0 | 0 | 0 | 0 | 0 | 0 | 0 | 0 | 0 | 0 | 0 | 0 | 0 | 0
INTERRUPT GAS | 0 | 0 | 0 | 23.93 | 29.47 | 0 | 0 | 0 | 0 | 0 | 0 | 0 | 0 | 0 | 0 | 0 | 0 | 0 | 0 | 0 | 0 | 0 | 0 | 0 | 0 | 0 | 0 | 0 | 0 | 0 | 0 | 0
GE 7FA CT9
FIRM GAS_GS | 0 | 0 | 0 | 0 | 0 | 0 | 0 | 0 | 0 | 0 | 0 | 0 | 0 | 0 | 0 | 0 | 0 | 0 | 0 | 0 | 0 | 0 | 0 | 0 | 0 | 0 | 0 | 0 | 0 | 0 | 0 | 0
FIRM GAS_FGT | 0 | 0 | 0 | 127.6 | 330.08 | 0 | 0 | 0 | 0 | 0 | 0 | 0 | 0 | 0 | 0 | 0 | 0 | 0 | 0 | 0 | 0 | 0 | 0 | 0 | 0 | 0 | 0 | 0 | 0 | 0 | 0 | 0
INTERRUPT GAS | 0 | 0 | 0 | 30.95 | 24.85 | 0 | 0 | 0 | 0 | 0 | 0 | 0 | 0 | 0 | 0 | 0 | 0 | 0 | 0 | 0 | 0 | 0 | 0 | 0 | 0 | 0 | 0 | 0 | 0 | 0 | 0 | 0
GE 7FA CT10
FIRM GAS_GS | 0 | 0 | 0 | 0 | 0 | 0 | 0 | 0 | 0 | 0 | 0 | 0 | 0 | 0 | 0 | 0 | 0 | 0 | 0 | 0 | 0 | 0 | 0 | 0 | 0 | 0 | 0 | 0 | 0 | 0 | 0 | 0
FIRM GAS_FGT | 0 | 0 | 0 | 0 | 0 | 0 | 0 | 0 | 0 | 0 | 0 | 0 | 0 | 0 | 0 | 0 | 0 | 0 | 0 | 0 | 0 | 0 | 0 | 0 | 0 | 0 | 0 | 0 | 0 | 0 | 0 | 0
INTERRUPT GAS | 0 | 0 | 0 | 0 | 0 | 0 | 0 | 0 | 0 | 0 | 0 | 0 | 0 | 0 | 0 | 0 | 0 | 0 | 0 | 0 | 0 | 0 | 0 | 0 | 0 | 0 | 0 | 0 | 0 | 0 | 0 | 0
CC 2x1 7FAwDF 1
FIRM GAS_GS | 0 | 0 | 0 | 0 | 0 | 0 | 0 | 0 | 0 | 0 | 0 | 0 | 0 | 0 | 0 | 0 | 0 | 0 | 0 | 0 | 0 | 0 | 0 | 0 | 0 | 0 | 0 | 0 | 0 | 0 | 0 | 0
FIRM GAS_FGT | 0 | 0 | 0 | 0 | 0 | 46270.28 | 46964.67 | 46627.01 | 46757.23 | 47234.24 | 47303.6 | 48593.51 | 48463.23 | 48772.8 | 48536.26 | 48890.03 | 49542 | 49832.37 | 49818.06 | 50485.68 | 50575.26 | 50778.07 | 50616.36 | 52707.46 | 54208.19 | 53607.26 | 47828.07 | 47898 | 48080.49 | 47956.66 | 0 | 0
INTERRUPT GAS | 0 | 0 | 0 | 0 | 0 | 0 | 0 | 0.13 | 0 | 0 | 0.07 | 0.43 | 0 | 0.07 | 0 | 2.06 | 1.49 | 0.27 | 3.49 | 0.7 | 0.75 | 2.41 | 0.52 | 6.27 | 7.57 | 0.13 | 475.1 | 449.64 | 494.11 | 499.36 | 0 | 0
CC 2x1 7FAwDF 2
FIRM GAS_GS | 0 | 0 | 0 | 0 | 0 | 0 | 0 | 0 | 0 | 0 | 0 | 0 | 0 | 0 | 0 | 0 | 0 | 0 | 0 | 0 | 0 | 0 | 0 | 0 | 0 | 0 | 0 | 0 | 0 | 0 | 0 | 0
FIRM GAS_FGT | 0 | 0 | 0 | 0 | 0 | 0 | 0 | 0 | 0 | 0 | 0 | 0 | 0 | 0 | 0 | 0 | 0 | 0 | 0 | 0 | 0 | 0 | 0 | 0 | 0 | 0 | 48952.61 | 48853.91 | 48884.29 | 48838.22 | 0 | 0
INTERRUPT GAS | 0 | 0 | 0 | 0 | 0 | 0 | 0 | 0 | 0 | 0 | 0 | 0 | 0 | 0 | 0 | 0 | 0 | 0 | 0 | 0 | 0 | 0 | 0 | 0 | 0 | 0 | 9.99 | 0.33 | 0.13 | 0.33 | 0 | 0
CC 2x1 7FAwDF 3
FIRM GAS_GS | 0 | 0 | 0 | 0 | 0 | 0 | 0 | 0 | 0 | 0 | 0 | 0 | 0 | 0 | 0 | 0 | 0 | 0 | 0 | 0 | 0 | 0 | 0 | 0 | 0 | 0 | 0 | 0 | 0 | 0 | 0 | 0
FIRM GAS_FGT | 0 | 0 | 0 | 0 | 0 | 0 | 0 | 0 | 0 | 0 | 0 | 0 | 0 | 0 | 0 | 0 | 0 | 0 | 0 | 0 | 0 | 0 | 0 | 0 | 0 | 15890.1 | 13290.07 | 13861.99 | 13433.69 | 13482.03 | 0 | 0
INTERRUPT GAS | 0 | 0 | 0 | 0 | 0 | 0 | 0 | 0 | 0 | 0 | 0 | 0 | 0 | 0 | 0 | 0 | 0 | 0 | 0 | 0 | 0 | 0 | 0 | 0 | 0 | 17.28 | 1853.96 | 1508.36 | 1432.02 | 1665.56 | 0 | 0
CC 2x1 7FAwDF 4
FIRM GAS_GS | 0 | 0 | 0 | 0 | 0 | 0 | 0 | 0 | 0 | 0 | 0 | 0 | 0 | 0 | 0 | 0 | 0 | 0 | 0 | 0 | 0 | 0 | 0 | 0 | 0 | 0 | 0 | 0 | 0 | 0 | 0 | 0
FIRM GAS_FGT | 0 | 0 | 0 | 0 | 0 | 0 | 0 | 0 | 0 | 0 | 0 | 0 | 0 | 0 | 0 | 0 | 0 | 0 | 0 | 0 | 0 | 0 | 0 | 0 | 0 | 0 | 0 | 0 | 0 | 0 | 0 | 0
INTERRUPT GAS | 0 | 0 | 0 | 0 | 0 | 0 | 0 | 0 | 0 | 0 | 0 | 0 | 0 | 0 | 0 | 0 | 0 | 0 | 0 | 0 | 0 | 0 | 0 | 0 | 0 | 0 | 0 | 0 | 0 | 0 | 0 | 0
CC 2x1 7FAwDF 5
FIRM GAS_GS | 0 | 0 | 0 | 0 | 0 | 0 | 0 | 0 | 0 | 0 | 0 | 0 | 0 | 0 | 0 | 0 | 0 | 0 | 0 | 0 | 0 | 0 | 0 | 0 | 0 | 0 | 0 | 0 | 0 | 0 | 0 | 0
FIRM GAS_FGT | 0 | 0 | 0 | 0 | 0 | 0 | 0 | 0 | 0 | 0 | 0 | 0 | 0 | 0 | 0 | 0 | 0 | 0 | 0 | 0 | 0 | 0 | 0 | 0 | 0 | 0 | 0 | 0 | 0 | 0 | 0 | 0
INTERRUPT GAS | 0 | 0 | 0 | 0 | 0 | 0 | 0 | 0 | 0 | 0 | 0 | 0 | 0 | 0 | 0 | 0 | 0 | 0 | 0 | 0 | 0 | 0 | 0 | 0 | 0 | 0 | 0 | 0 | 0 | 0 | 0 | 0
CC 2x1 7FAwDF 6
FIRM GAS_GS | 0 | 0 | 0 | 0 | 0 | 0 | 0 | 0 | 0 | 0 | 0 | 0 | 0 | 0 | 0 | 0 | 0 | 0 | 0 | 0 | 0 | 0 | 0 | 0 | 0 | 0 | 0 | 0 | 0 | 0 | 0 | 0
FIRM GAS_FGT | 0 | 0 | 0 | 0 | 0 | 0 | 0 | 0 | 0 | 0 | 0 | 0 | 0 | 0 | 0 | 0 | 0 | 0 | 0 | 0 | 0 | 0 | 0 | 0 | 0 | 0 | 0 | 0 | 0 | 0 | 0 | 0
INTERRUPT GAS | 0 | 0 | 0 | 0 | 0 | 0 | 0 | 0 | 0 | 0 | 0 | 0 | 0 | 0 | 0 | 0 | 0 | 0 | 0 | 0 | 0 | 0 | 0 | 0 | 0 | 0 | 0 | 0 | 0 | 0 | 0 | 0
CC_Fut_Proxy_07
FIRM GAS_GS | 0 | 0 | 0 | 0 | 0 | 0 | 0 | 0 | 0 | 0 | 0 | 0 | 0 | 0 | 0 | 0 | 0 | 0 | 0 | 0 | 0 | 0 | 0 | 0 | 0 | 0 | 0 | 0 | 0 | 0 | 0 | 0
FIRM GAS_FGT | 0 | 0 | 0 | 0 | 0 | 0 | 0 | 0 | 0 | 0 | 0 | 0 | 0 | 0 | 0 | 0 | 0 | 0 | 0 | 0 | 0 | 0 | 0 | 0 | 0 | 0 | 0 | 0 | 0 | 0 | 0 | 0
INTERRUPT GAS | 0 | 0 | 0 | 0 | 0 | 0 | 0 | 0 | 0 | 0 | 0 | 0 | 0 | 0 | 0 | 0 | 0 | 0 | 0 | 0 | 0 | 0 | 0 | 0 | 0 | 0 | 0 | 0 | 0 | 0 | 0 | 0
CC_Fut_Proxy_08
FIRM GAS_GS | 0 | 0 | 0 | 0 | 0 | 0 | 0 | 0 | 0 | 0 | 0 | 0 | 0 | 0 | 0 | 0 | 0 | 0 | 0 | 0 | 0 | 0 | 0 | 0 | 0 | 0 | 0 | 0 | 0 | 0 | 0 | 0
FIRM GAS_FGT | 0 | 0 | 0 | 0 | 0 | 0 | 0 | 0 | 0 | 0 | 0 | 0 | 0 | 0 | 0 | 0 | 0 | 0 | 0 | 0 | 0 | 0 | 0 | 0 | 0 | 0 | 0 | 0 | 0 | 0 | 0 | 0
INTERRUPT GAS | 0 | 0 | 0 | 0 | 0 | 0 | 0 | 0 | 0 | 0 | 0 | 0 | 0 | 0 | 0 | 0 | 0 | 0 | 0 | 0 | 0 | 0 | 0 | 0 | 0 | 0 | 0 | 0 | 0 | 0 | 0 | 0
CC_Fut_Proxy_09
FIRM GAS_GS | 0 | 0 | 0 | 0 | 0 | 0 | 0 | 0 | 0 | 0 | 0 | 0 | 0 | 0 | 0 | 0 | 0 | 0 | 0 | 0 | 0 | 0 | 0 | 0 | 0 | 0 | 0 | 0 | 0 | 0 | 0 | 0
FIRM GAS_FGT | 0 | 0 | 0 | 0 | 0 | 0 | 0 | 0 | 0 | 0 | 0 | 0 | 0 | 0 | 0 | 0 | 0 | 0 | 0 | 0 | 0 | 0 | 0 | 0 | 0 | 0 | 0 | 0 | 0 | 0 | 0 | 0
INTERRUPT GAS | 0 | 0 | 0 | 0 | 0 | 0 | 0 | 0 | 0 | 0 | 0 | 0 | 0 | 0 | 0 | 0 | 0 | 0 | 0 | 0 | 0 | 0 | 0 | 0 | 0 | 0 | 0 | 0 | 0 | 0 | 0 | 0
CC_Fut_Proxy_10
FIRM GAS_GS | 0 | 0 | 0 | 0 | 0 | 0 | 0 | 0 | 0 | 0 | 0 | 0 | 0 | 0 | 0 | 0 | 0 | 0 | 0 | 0 | 0 | 0 | 0 | 0 | 0 | 0 | 0 | 0 | 0 | 0 | 0 | 0
FIRM GAS_FGT | 0 | 0 | 0 | 0 | 0 | 0 | 0 | 0 | 0 | 0 | 0 | 0 | 0 | 0 | 0 | 0 | 0 | 0 | 0 | 0 | 0 | 0 | 0 | 0 | 0 | 0 | 0 | 0 | 0 | 0 | 0 | 0
INTERRUPT GAS | 0 | 0 | 0 | 0 | 0 | 0 | 0 | 0 | 0 | 0 | 0 | 0 | 0 | 0 | 0 | 0 | 0 | 0 | 0 | 0 | 0 | 0 | 0 | 0 | 0 | 0 | 0 | 0 | 0 | 0 | 0 | 0
TEC Fuel Energy (MMBTU x 1000) - "Includes No.2 Oil, Propane Start Fuel, and Other Start Fuels"
Total Solid Fuel (MMBTU x 1000) | 92082.93 | 89348.37 | 98878.86 | 75942.43 | 68487.83 | 67105.43 | 62679.94 | 63669.01 | 67716.5 | 66368.05 | 66356.54 | 60517.08 | 59868.82 | 62728.82 | 64885.63 | 64256.59 | 58696.88 | 59405.85 | 59215.7 | 48634.3 | 47693.36 | 43636.96 | 48611.19 | 33110.23 | 24907.73 | 23705.15 | 20749.45 | 24451.87 | 24448.96 | 24495.62 | 0 | 0
Total Natural Gas (MMBTU x 1000) | 74967.79 | 76876.58 | 70360.3 | 85606.37 | 91952.62 | 88844.89 | 93991.32 | 95516.39 | 93723.3 | 97207.47 | 99297.65 | 105687.88 | 108493.99 | 108294.93 | 109314.45 | 112417.39 | 118318.96 | 119968.5 | 122702.37 | 130726.42 | 131780.93 | 135678.23 | 130737.47 | 142050.06 | 147825.36 | 146259.76 | 140794.49 | 137970.65 | 138013.21 | 137715.04 | 0 | 0
Total #2 Oil (MMBTU x 1000) | 0 | 0 | 0 | 0 | 0 | 0 | 0 | 0 | 0 | 0 | 0 | 0 | 0 | 0 | 0 | 0 | 0 | 0 | 0 | 0 | 0 | 0 | 0 | 0 | 0 | 0 | 0 | 0 | 0 | 0 | 0 | 0
Total #6 Oil (MMBTU x 1000) | 0 | 0 | 0 | 0 | 0 | 0 | 0 | 0 | 0 | 0 | 0 | 0 | 0 | 0 | 0 | 0 | 0 | 0 | 0 | 0 | 0 | 0 | 0 | 0 | 0 | 0 | 0 | 0 | 0 | 0 | 0 | 0
Total Propane (MMBTU x 1000) | 0 | 0 | 0 | 0 | 0 | 0 | 0 | 0 | 0 | 0 | 0 | 0 | 0 | 0 | 0 | 0 | 0 | 0 | 0 | 0 | 0 | 0 | 0 | 0 | 0 | 0 | 0 | 0 | 0 | 0 | 0 | 0
CO2 Emissions (Tons x 1000)
Big Bend 1 | 1295.81 | 1259.36 | 1273.31 | 121.33 | 0 | 0 | 0 | 0 | 0 | 0 | 0 | 0 | 0 | 0 | 0 | 0 | 0 | 0 | 0 | 0 | 0 | 0 | 0 | 0 | 0 | 0 | 0 | 0 | 0 | 0 | 0 | 0
Big Bend 2 | 1878.48 | 1801.67 | 1854.87 | 782.11 | 0 | 0 | 0 | 0 | 0 | 0 | 0 | 0 | 0 | 0 | 0 | 0 | 0 | 0 | 0 | 0 | 0 | 0 | 0 | 0 | 0 | 0 | 0 | 0 | 0 | 0 | 0 | 0
Big Bend 3 | 2301.83 | 2110.35 | 2458.16 | 2482.13 | 2514.77 | 2535.34 | 2517.63 | 2051.77 | 2494.5 | 2505.56 | 2464.4 | 2449.84 | 1986.11 | 2466.6 | 2460.24 | 2436.49 | 2364.3 | 2049.86 | 2444.46 | 2420.42 | 2333.14 | 2430.47 | 2417.74 | 845.64 | 0 | 0 | 0 | 0 | 0 | 0 | 0 | 0
Big Bend 4 | 2622.67 | 2402.44 | 2958.71 | 2939.23 | 2911.34 | 2783.03 | 2444.29 | 2879.73 | 2852.38 | 2840.34 | 2876.64 | 2180.54 | 2579.26 | 2475.62 | 2614.37 | 2578.05 | 2166.56 | 2466.63 | 2587.15 | 2574.09 | 2564.27 | 2051.64 | 2573.79 | 2553.67 | 2557.33 | 2434.51 | 2131.42 | 2510.06 | 2510.59 | 2515.04 | 0 | 0
TOTAL Big Bend CO2 | 8098.79 | 7573.82 | 8545.05 | 6324.8 | 5426.11 | 5318.37 | 4961.92 | 4931.5 | 5346.88 | 5345.9 | 5341.04 | 4630.38 | 4565.37 | 4942.22 | 5074.61 | 5014.54 | 4530.86 | 4516.49 | 5031.61 | 4994.51 | 4897.41 | 4482.11 | 4991.53 | 3399.31 | 2557.33 | 2434.51 | 2131.42 | 2510.06 | 2510.59 | 2515.04 | 0 | 0
Bayside 1 | 1172.08 | 1286.26 | 1258.59 | 1379.31 | 1363.91 | 771.85 | 744.2 | 869.49 | 783.1 | 794.51 | 849.33 | 842.47 | 898.76 | 913.35 | 772.23 | 951.03 | 938.38 | 962.4 | 914.49 | 862.93 | 1037.42 | 1074.67 | 1033.06 | 1154.28 | 1170.92 | 244.03 | 0 | 0 | 0 | 0 | 0 | 0
Bayside 2 | 984.53 | 931 | 841.72 | 1184.91 | 1327.73 | 383.2 | 497.43 | 468.06 | 523.31 | 638.41 | 595.07 | 647.08 | 674.79 | 646.05 | 744.88 | 758.64 | 742.88 | 773.86 | 790.49 | 1003.16 | 795.08 | 975.18 | 909.23 | 924.83 | 952.8 | 1241.73 | 0 | 0 | 0 | 0 | 0 | 0
TOTAL Bayside CC CO2 | 2156.61 | 2217.26 | 2100.31 | 2564.22 | 2691.64 | 1155.05 | 1241.63 | 1337.55 | 1306.41 | 1432.92 | 1444.4 | 1489.55 | 1573.55 | 1559.4 | 1517.11 | 1709.67 | 1681.26 | 1736.26 | 1704.98 | 1866.09 | 1832.5 | 2049.85 | 1942.29 | 2079.11 | 2123.72 | 1485.76 | 0 | 0 | 0 | 0 | 0 | 0
Bayside 3 | 0.92 | 1.98 | 1.6 | 0.29 | 0.69 | 0.11 | 5.65 | 7.82 | 1.19 | 2.39 | 4.07 | 7.54 | 10.32 | 7.15 | 10.23 | 9.25 | 14.15 | 12.97 | 16.33 | 19.27 | 19.05 | 23.77 | 19 | 23.96 | 27.61 | 11.81 | 9.61 | 7.69 | 8.48 | 6.98 | 0 | 0
Bayside 4 | 0.47 | 1.69 | 1.27 | 0.19 | 0.45 | 0.04 | 4.49 | 6.37 | 0.7 | 1.52 | 3.13 | 5.94 | 6.56 | 4.25 | 7.2 | 5.49 | 9.6 | 7.44 | 9.96 | 9.93 | 12.8 | 14.19 | 10.81 | 13.59 | 17.65 | 7.34 | 4.7 | 3.62 | 4.35 | 3.16 | 0 | 0
Bayside 5 | 2.61 | 2.94 | 2.36 | 1.15 | 1.61 | 0.67 | 7.44 | 9.6 | 2.14 | 4.61 | 6.37 | 11.12 | 15.14 | 10.86 | 15.22 | 17.83 | 22.48 | 23.71 | 28.19 | 37.32 | 36.6 | 45.33 | 35.17 | 42.42 | 46.59 | 28.9 | 25.58 | 21.48 | 21.03 | 19.88 | 0 | 0
Bayside 6 | 1.38 | 2.22 | 2.01 | 0.57 | 1.05 | 0.37 | 6.4 | 9.08 | 1.55 | 3.38 | 5.17 | 9.73 | 12.96 | 9.6 | 13.21 | 13.5 | 19.01 | 18.88 | 23.44 | 28.84 | 29.53 | 36.09 | 28.49 | 33.95 | 38.81 | 19.18 | 16.6 | 13.63 | 13.91 | 12.25 | 0 | 0
Big Bend CT4 | 3.85 | 2.13 | 1.91 | 0.38 | 0.71 | 0.07 | 4.34 | 6.45 | 1.07 | 2.07 | 2.73 | 6.76 | 6.92 | 4.83 | 5.95 | 9.71 | 10.91 | 12.23 | 11.39 | 16.51 | 24.17 | 27.08 | 19.73 | 36.86 | 40.54 | 45.89 | 43 | 34.81 | 35.19 | 35.33 | 0 | 0
Big Bend CT4o | 0 | 0 | 0 | 0 | 0 | 0 | 0 | 0 | 0 | 0 | 0 | 0 | 0 | 0 | 0 | 0 | 0 | 0 | 0 | 0 | 0 | 0 | 0 | 0 | 0 | 0 | 0 | 0 | 0 | 0 | 0 | 0
Polk 1 | 1723.86 | 2032.27 | 2039.26 | 1864.7 | 2032.76 | 1990.24 | 1865.46 | 2032.6 | 2032.28 | 1858.27 | 1864.17 | 2006.81 | 2006.94 | 1900.17 | 2012.87 | 2006.65 | 1900.31 | 2006.88 | 1329.88 | 0 | 0 | 0 | 0 | 0 | 0 | 0 | 0 | 0 | 0 | 0 | 0 | 0
Polk 1g | 63.88 | 53.07 | 46.37 | 80.33 | 121.94 | 37.52 | 48.82 | 88.09 | 48.59 | 90.46 | 55.16 | 87.44 | 106.07 | 97.49 | 109.94 | 137.21 | 129.28 | 143.54 | 94.41 | 0 | 0 | 0 | 0 | 0 | 0 | 0 | 0 | 0 | 0 | 0 | 0 | 0
Polk 2 | 14.19 | 2.13 | 0.79 | 0 | 0.87 | 0 | 1 | 1.65 | 0.12 | 5.05 | 2.05 | 0.6 | 2.24 | 0.75 | 0.63 | 11.1 | 2.21 | 0.67 | 2.4 | 2.97 | 4.41 | 23.45 | 2.54 | 2.13 | 5.12 | 4.72 | 1.8 | 14.6 | 2.77 | 1.1 | 0 | 0
Polk 2o | 0 | 0 | 0 | 0 | 0 | 0 | 0 | 0 | 0 | 0 | 0 | 0 | 0 | 0 | 0 | 0 | 0 | 0 | 0 | 0 | 0 | 0 | 0 | 0 | 0 | 0 | 0 | 0 | 0 | 0 | 0 | 0
Polk 3 | 6.21 | 1.37 | 0.77 | 0 | 0.39 | 0 | 1 | 7.14 | 0.12 | 3.57 | 1.28 | 0 | 1.63 | 0.65 | 0.11 | 9.5 | 1.5 | 0.11 | 2.07 | 1.24 | 4.9 | 23.32 | 2.16 | 3.14 | 4.36 | 4.82 | 0.64 | 18.54 | 2.19 | 0.1 | 0 | 0
Polk 3o | 0 | 0 | 0 | 0 | 0 | 0 | 0 | 0 | 0 | 0 | 0 | 0 | 0 | 0 | 0 | 0 | 0 | 0 | 0 | 0 | 0 | 0 | 0 | 0 | 0 | 0 | 0 | 0 | 0 | 0 | 0 | 0
Polk 4 | 0.52 | 0.97 | 0.37 | 0 | 0 | 0 | 1 | 3.07 | 0 | 1.53 | 0.43 | 0 | 0.89 | 0.37 | 0 | 4.92 | 1.11 | 0 | 1.54 | 0.83 | 3.71 | 18.41 | 1.9 | 1.82 | 3.06 | 2.92 | 0.24 | 12.59 | 1.48 | 0 | 0 | 0
Polk 5 | 0 | 1.37 | 0.57 | 0 | 0 | 0 | 0.51 | 2.34 | 0 | 0 | 0.53 | 0 | 0.89 | 0 | 0 | 4.45 | 0.8 | 0 | 1.44 | 0.24 | 2.52 | 12.17 | 1.5 | 1.02 | 1.64 | 1.89 | 0.12 | 8.97 | 0.46 | 0.42 | 0 | 0
Polk 2 CC | 2180.24 | 2259.07 | 2001.51 | 2383.64 | 2541.18 | 1323.89 | 1429.84 | 1374.14 | 1407 | 1393.53 | 1511.7 | 1664.13 | 1693.81 | 1729.04 | 1742.27 | 1630.64 | 1899.56 | 1912.5 | 2043.1 | 2216.38 | 2193.24 | 2072.12 | 2170.95 | 2346.89 | 2447.13 | 2214.83 | 1118.37 | 1015.21 | 1069.14 | 1087.52 | 0 | 0
Polk 2 CC DF | 9.78 | 9.56 | 8.3 | 8.54 | 12.76 | 5.17 | 15.78 | 18.64 | 9.1 | 9.77 | 15.03 | 26.46 | 32.8 | 30.86 | 35.27 | 40.96 | 53.07 | 58.84 | 69.03 | 95.47 | 99.64 | 105.46 | 86.9 | 113.32 | 125.63 | 111.53 | 85.24 | 72.34 | 72.64 | 72.12 | 0 | 0
Phillips 1 | 0 | 0 | 0 | 0 | 0 | 0 | 0 | 0 | 0 | 0 | 0 | 0 | 0 | 0 | 0 | 0 | 0 | 0 | 0 | 0 | 0 | 0 | 0 | 0 | 0 | 0 | 0 | 0 | 0 | 0 | 0 | 0
Phillips 2 | 0 | 0 | 0 | 0 | 0 | 0 | 0 | 0 | 0 | 0 | 0 | 0 | 0 | 0 | 0 | 0 | 0 | 0 | 0 | 0 | 0 | 0 | 0 | 0 | 0 | 0 | 0 | 0 | 0 | 0 | 0 | 0
TOTAL Phillips CO2 | 0 | 0 | 0 | 0 | 0 | 0 | 0 | 0 | 0 | 0 | 0 | 0 | 0 | 0 | 0 | 0 | 0 | 0 | 0 | 0 | 0 | 0 | 0 | 0 | 0 | 0 | 0 | 0 | 0 | 0 | 0 | 0
City of Tampa | 0 | 0 | 0 | 0 | 0 | 0 | 0 | 0 | 0 | 0 | 0 | 0 | 0 | 0 | 0 | 0 | 0 | 0 | 0 | 0 | 0 | 0 | 0 | 0 | 0 | 0 | 0 | 0 | 0 | 0 | 0 | 0
FutAeroCT1 | 0 | 0 | 0 | 0 | 0 | 0 | 0 | 0 | 0 | 0 | 0 | 0 | 0 | 0 | 0 | 0 | 0 | 0 | 0 | 0 | 0 | 0 | 0 | 0 | 0 | 0 | 17.46 | 14.94 | 14.22 | 12.73 | 0 | 0
FutAeroCT2 | 0 | 0 | 0 | 0 | 0 | 0 | 0 | 0 | 0 | 0 | 0 | 0 | 0 | 0 | 0 | 0 | 0 | 0 | 0 | 0 | 0 | 0 | 0 | 0 | 0 | 0 | 0 | 0 | 0 | 0 | 0 | 0
FutAeroCT3 | 0 | 0 | 0 | 0 | 0 | 0 | 0 | 0 | 0 | 0 | 0 | 0 | 0 | 0 | 0 | 0 | 0 | 0 | 0 | 0 | 0 | 0 | 0 | 0 | 0 | 0 | 0 | 0 | 0 | 0 | 0 | 0
FutAeroCT4 | 0 | 0 | 0 | 0 | 0 | 0 | 0 | 0 | 0 | 0 | 0 | 0 | 0 | 0 | 0 | 0 | 0 | 0 | 0 | 0 | 0 | 0 | 0 | 0 | 0 | 0 | 0 | 0 | 0 | 0 | 0 | 0
FutAeroCT5 | 0 | 0 | 0 | 0 | 0 | 0 | 0 | 0 | 0 | 0 | 0 | 0 | 0 | 0 | 0 | 0 | 0 | 0 | 0 | 0 | 0 | 0 | 0 | 0 | 0 | 0 | 0 | 0 | 0 | 0 | 0 | 0
FutAeroCT6 | 0 | 0 | 0 | 0 | 0 | 0 | 0 | 0 | 0 | 0 | 0 | 0 | 0 | 0 | 0 | 0 | 0 | 0 | 0 | 0 | 0 | 0 | 0 | 0 | 0 | 0 | 0 | 0 | 0 | 0 | 0 | 0
FutAeroCT7 | 0 | 0 | 0 | 0 | 0 | 0 | 0 | 0 | 0 | 0 | 0 | 0 | 0 | 0 | 0 | 0 | 0 | 0 | 0 | 0 | 0 | 0 | 0 | 0 | 0 | 0 | 0 | 0 | 0 | 0 | 0 | 0
FutAeroCT8 | 0 | 0 | 0 | 0 | 0 | 0 | 0 | 0 | 0 | 0 | 0 | 0 | 0 | 0 | 0 | 0 | 0 | 0 | 0 | 0 | 0 | 0 | 0 | 0 | 0 | 0 | 0 | 0 | 0 | 0 | 0 | 0
FutAeroCT9 | 0 | 0 | 0 | 0 | 0 | 0 | 0 | 0 | 0 | 0 | 0 | 0 | 0 | 0 | 0 | 0 | 0 | 0 | 0 | 0 | 0 | 0 | 0 | 0 | 0 | 0 | 0 | 0 | 0 | 0 | 0 | 0
FutAeroCT10 | 0 | 0 | 0 | 0 | 0 | 0 | 0 | 0 | 0 | 0 | 0 | 0 | 0 | 0 | 0 | 0 | 0 | 0 | 0 | 0 | 0 | 0 | 0 | 0 | 0 | 0 | 0 | 0 | 0 | 0 | 0 | 0
Total Expansion Aero CT CO2 | 0 | 0 | 0 | 0 | 0 | 0 | 0 | 0 | 0 | 0 | 0 | 0 | 0 | 0 | 0 | 0 | 0 | 0 | 0 | 0 | 0 | 0 | 0 | 0 | 0 | 0 | 17.46 | 14.94 | 14.22 | 12.73 | 0 | 0
GE_7FA_CT1 | 0 | 0 | 0 | 0 | 0 | 0.62 | 21.73 | 28.48 | 5.62 | 8.39 | 19.42 | 37.12 | 44.57 | 38.55 | 53.88 | 69.83 | 91.18 | 91.61 | 115.22 | 165.05 | 179.46 | 200.77 | 152.25 | 214.75 | 230.47 | 207.52 | 150.74 | 119.5 | 126.9 | 102.14 | 0 | 0
GE_7FA_CT2 | 0 | 0 | 0 | 0 | 0 | 0 | 0 | 0 | 2.14 | 5.45 | 12.53 | 22.26 | 33.55 | 23.9 | 38.93 | 45.14 | 65.29 | 58.95 | 82.58 | 122.87 | 143.09 | 152.62 | 109.26 | 151.9 | 174.2 | 160.58 | 86.57 | 68.07 | 78.51 | 61.39 | 0 | 0
GE_7FA_CT3 | 0 | 0 | 0 | 0 | 0 | 0 | 0 | 0 | 0 | 0 | 0 | 18.38 | 18.27 | 12.7 | 32.74 | 32.57 | 45.69 | 40.58 | 58.22 | 82.88 | 101.29 | 103.58 | 76.09 | 111.36 | 123.12 | 112.37 | 53.19 | 39.8 | 41.24 | 36.44 | 0 | 0
GE_7FA_CT4 | 0 | 0 | 0 | 0 | 0 | 0 | 0 | 0 | 0 | 0 | 0 | 0 | 0 | 0 | 22.24 | 17.15 | 31.84 | 28.24 | 38.16 | 51.75 | 67.11 | 69.77 | 49.63 | 73.21 | 80.2 | 68.72 | 32.29 | 18.8 | 17.36 | 21.8 | 0 | 0
GE_7FA_CT5 | 0 | 0 | 0 | 0 | 0 | 0 | 0 | 0 | 0 | 0 | 0 | 0 | 0 | 0 | 0 | 0 | 0 | 16.37 | 23.14 | 30.73 | 42.32 | 41.74 | 31.86 | 39.68 | 48.18 | 37.64 | 22.38 | 13.89 | 8.7 | 15.02 | 0 | 0
GE_7FA_CT6 | 0 | 0 | 0 | 0 | 0 | 0 | 0 | 0 | 0 | 0 | 0 | 0 | 0 | 0 | 0 | 0 | 0 | 0 | 0 | 16.43 | 26.52 | 22.41 | 17.72 | 20.9 | 27.46 | 22.86 | 8.92 | 6.47 | 3.32 | 7.88 | 0 | 0
GE_7FA_CT7 | 0 | 0 | 0 | 0 | 0 | 0 | 0 | 0 | 0 | 0 | 0 | 0 | 0 | 0 | 0 | 0 | 0 | 0 | 0 | 0 | 0 | 0 | 0 | 0 | 0 | 12.32 | 6.88 | 2.54 | 2.01 | 3.26 | 0 | 0
GE_7FA_CT8 | 0 | 0 | 0 | 33.47 | 67.45 | 0 | 0 | 0 | 0 | 0 | 0 | 0 | 0 | 0 | 0 | 0 | 0 | 0 | 0 | 0 | 0 | 0 | 0 | 0 | 0 | 0 | 0 | 0 | 0 | 0 | 0 | 0
GE_7FA_CT9 | 0 | 0 | 0 | 9.43 | 21.12 | 0 | 0 | 0 | 0 | 0 | 0 | 0 | 0 | 0 | 0 | 0 | 0 | 0 | 0 | 0 | 0 | 0 | 0 | 0 | 0 | 0 | 0 | 0 | 0 | 0 | 0 | 0
GE_7FA_CT10 | 0 | 0 | 0 | 0 | 0 | 0 | 0 | 0 | 0 | 0 | 0 | 0 | 0 | 0 | 0 | 0 | 0 | 0 | 0 | 0 | 0 | 0 | 0 | 0 | 0 | 0 | 0 | 0 | 0 | 0 | 0 | 0
Total Expansion CT CO2 | 0 | 0 | 0 | 42.9 | 88.57 | 0.62 | 21.73 | 28.48 | 7.76 | 13.84 | 31.95 | 77.76 | 96.39 | 75.15 | 147.79 | 164.69 | 234 | 235.75 | 317.32 | 469.71 | 559.79 | 590.89 | 436.81 | 611.8 | 683.63 | 622.01 | 360.97 | 269.07 | 278.04 | 247.93 | 0 | 0
CC 2x1 7FAwDF 1 | 0 | 0 | 0 | 0 | 0 | 2753.08 | 2794.4 | 2774.31 | 2782.05 | 2810.44 | 2814.56 | 2891.34 | 2883.56 | 2901.98 | 2887.9 | 2909.07 | 2947.84 | 2965.04 | 2964.38 | 3003.93 | 3009.27 | 3021.43 | 3011.7 | 3136.46 | 3225.83 | 3189.64 | 2874.04 | 2876.68 | 2890.19 | 2883.13 | 0 | 0
CC 2x1 7FAwDF 2 | 0 | 0 | 0 | 0 | 0 | 0 | 0 | 0 | 0 | 0 | 0 | 0 | 0 | 0 | 0 | 0 | 0 | 0 | 0 | 0 | 0 | 0 | 0 | 0 | 0 | 0 | 2913.27 | 2906.83 | 2908.63 | 2905.9 | 0 | 0
CC 2x1 7FAwDF 3 | 0 | 0 | 0 | 0 | 0 | 0 | 0 | 0 | 0 | 0 | 0 | 0 | 0 | 0 | 0 | 0 | 0 | 0 | 0 | 0 | 0 | 0 | 0 | 0 | 0 | 946.49 | 901.07 | 914.54 | 884.5 | 901.28 | 0 | 0
CC 2x1 7FAwDF 4 | 0 | 0 | 0 | 0 | 0 | 0 | 0 | 0 | 0 | 0 | 0 | 0 | 0 | 0 | 0 | 0 | 0 | 0 | 0 | 0 | 0 | 0 | 0 | 0 | 0 | 0 | 0 | 0 | 0 | 0 | 0 | 0
CC 2x1 7FAwDF 5 | 0 | 0 | 0 | 0 | 0 | 0 | 0 | 0 | 0 | 0 | 0 | 0 | 0 | 0 | 0 | 0 | 0 | 0 | 0 | 0 | 0 | 0 | 0 | 0 | 0 | 0 | 0 | 0 | 0 | 0 | 0 | 0
CC 2x1 7FAwDF 6 | 0 | 0 | 0 | 0 | 0 | 0 | 0 | 0 | 0 | 0 | 0 | 0 | 0 | 0 | 0 | 0 | 0 | 0 | 0 | 0 | 0 | 0 | 0 | 0 | 0 | 0 | 0 | 0 | 0 | 0 | 0 | 0
CC_Fut_Proxy_07 | 0 | 0 | 0 | 0 | 0 | 0 | 0 | 0 | 0 | 0 | 0 | 0 | 0 | 0 | 0 | 0 | 0 | 0 | 0 | 0 | 0 | 0 | 0 | 0 | 0 | 0 | 0 | 0 | 0 | 0 | 0 | 0
CC_Fut_Proxy_08 | 0 | 0 | 0 | 0 | 0 | 0 | 0 | 0 | 0 | 0 | 0 | 0 | 0 | 0 | 0 | 0 | 0 | 0 | 0 | 0 | 0 | 0 | 0 | 0 | 0 | 0 | 0 | 0 | 0 | 0 | 0 | 0
CC_Fut_Proxy_09 | 0 | 0 | 0 | 0 | 0 | 0 | 0 | 0 | 0 | 0 | 0 | 0 | 0 | 0 | 0 | 0 | 0 | 0 | 0 | 0 | 0 | 0 | 0 | 0 | 0 | 0 | 0 | 0 | 0 | 0 | 0 | 0
CC_Fut_Proxy_10 | 0 | 0 | 0 | 0 | 0 | 0 | 0 | 0 | 0 | 0 | 0 | 0 | 0 | 0 | 0 | 0 | 0 | 0 | 0 | 0 | 0 | 0 | 0 | 0 | 0 | 0 | 0 | 0 | 0 | 0 | 0 | 0
Total Expansion CC CO2 | 0 | 0 | 0 | 0 | 0 | 2753.08 | 2794.4 | 2774.31 | 2782.05 | 2810.44 | 2814.56 | 2891.34 | 2883.56 | 2901.98 | 2887.9 | 2909.07 | 2947.84 | 2965.04 | 2964.38 | 3003.93 | 3009.27 | 3021.43 | 3011.7 | 3136.46 | 3225.83 | 4136.13 | 6688.38 | 6698.05 | 6683.32 | 6690.31 | 0 | 0
FutureUnit_Proxy | 0 | 0 | 0 | 0 | 0 | 0 | 0 | 0 | 0 | 0 | 0 | 0 | 0 | 0 | 0 | 0 | 0 | 0 | 0 | 0 | 0 | 0 | 0 | 0 | 0 | 0 | 0 | 0 | 0 | 0 | 0 | 0
Total System CO2 | 14263.31 | 14161.85 | 14752.45 | 13271.71 | 12920.73 | 12585.2 | 12411.41 | 12638.83 | 12946.96 | 12979.25 | 13103.77 | 12915.56 | 13016.04 | 13274.77 | 13580.31 | 13699.18 | 13457.95 | 13651.31 | 13651.47 | 12763.24 | 12729.54 | 12545.67 | 12761.48 | 11845.78 | 11348.65 | 11132.24 | 10504.13 | 10715.6 | 10717.81 | 10704.87 | 0 | 0
SO2 Emissions (Tons)
Big Bend 1 | 1280 | 1240 | 1250 | 120 | 0 | 0 | 0 | 0 | 0 | 0 | 0 | 0 | 0 | 0 | 0 | 0 | 0 | 0 | 0 | 0 | 0 | 0 | 0 | 0 | 0 | 0 | 0 | 0 | 0 | 0 | 0 | 0
Big Bend 2 | 1470 | 1420 | 1460 | 610 | 0 | 0 | 0 | 0 | 0 | 0 | 0 | 0 | 0 | 0 | 0 | 0 | 0 | 0 | 0 | 0 | 0 | 0 | 0 | 0 | 0 | 0 | 0 | 0 | 0 | 0 | 0 | 0
Big Bend 3 | 1810 | 1660 | 1930 | 1950 | 1970 | 1990 | 1970 | 1610 | 1960 | 1960 | 1930 | 1920 | 1560 | 1940 | 1930 | 1910 | 1860 | 1610 | 1930 | 1910 | 1830 | 1920 | 1910 | 660 | 0 | 0 | 0 | 0 | 0 | 0 | 0 | 0
Big Bend 4 | 3890 | 3570 | 4390 | 4360 | 4320 | 4130 | 3620 | 4280 | 4230 | 4210 | 4270 | 3240 | 3830 | 3670 | 3880 | 3830 | 3220 | 3660 | 3840 | 3820 | 3810 | 3050 | 3820 | 3790 | 3800 | 3610 | 3160 | 3730 | 3730 | 3730 | 0 | 0
TOTAL Big Bend SO2 | 8450 | 7890 | 9030 | 7040 | 6290 | 6120 | 5590 | 5890 | 6190 | 6170 | 6200 | 5160 | 5390 | 5610 | 5810 | 5740 | 5080 | 5270 | 5770 | 5730 | 5640 | 4970 | 5730 | 4450 | 3800 | 3610 | 3160 | 3730 | 3730 | 3730 | 0 | 0
Bayside 1 | 0 | 0 | 0 | 0 | 0 | 0 | 0 | 0 | 0 | 0 | 0 | 0 | 0 | 0 | 0 | 0 | 0 | 0 | 0 | 0 | 0 | 0 | 0 | 0 | 0 | 0 | 0 | 0 | 0 | 0 | 0 | 0
Bayside 2 | 0 | 0 | 0 | 10 | 10 | 0 | 0 | 0 | 0 | 0 | 0 | 0 | 0 | 0 | 0 | 0 | 0 | 0 | 0 | 0 | 0 | 0 | 0 | 0 | 0 | 0 | 0 | 0 | 0 | 0 | 0 | 0
TOTAL Bayside CC SO2 | 0 | 0 | 0 | 10 | 10 | 0 | 0 | 0 | 0 | 0 | 0 | 0 | 0 | 0 | 0 | 0 | 0 | 0 | 0 | 0 | 0 | 0 | 0 | 0 | 0 | 0 | 0 | 0 | 0 | 0 | 0 | 0
Bayside 3 | 0 | 0 | 0 | 0 | 0 | 0 | 0 | 0 | 0 | 0 | 0 | 0 | 0 | 0 | 0 | 0 | 0 | 0 | 0 | 0 | 0 | 0 | 0 | 0 | 0 | 0 | 0 | 0 | 0 | 0 | 0 | 0
Bayside 4 | 0 | 0 | 0 | 0 | 0 | 0 | 0 | 0 | 0 | 0 | 0 | 0 | 0 | 0 | 0 | 0 | 0 | 0 | 0 | 0 | 0 | 0 | 0 | 0 | 0 | 0 | 0 | 0 | 0 | 0 | 0 | 0
Bayside 5 | 0 | 0 | 0 | 0 | 0 | 0 | 0 | 0 | 0 | 0 | 0 | 0 | 0 | 0 | 0 | 0 | 0 | 0 | 0 | 0 | 0 | 0 | 0 | 0 | 0 | 0 | 0 | 0 | 0 | 0 | 0 | 0
Bayside 6 | 0 | 0 | 0 | 0 | 0 | 0 | 0 | 0 | 0 | 0 | 0 | 0 | 0 | 0 | 0 | 0 | 0 | 0 | 0 | 0 | 0 | 0 | 0 | 0 | 0 | 0 | 0 | 0 | 0 | 0 | 0 | 0
Big Bend CT4 | 0 | 0 | 0 | 0 | 0 | 0 | 0 | 0 | 0 | 0 | 0 | 0 | 0 | 0 | 0 | 0 | 0 | 0 | 0 | 0 | 0 | 0 | 0 | 0 | 0 | 0 | 0 | 0 | 0 | 0 | 0 | 0
Big Bend CT4o | 0 | 0 | 0 | 0 | 0 | 0 | 0 | 0 | 0 | 0 | 0 | 0 | 0 | 0 | 0 | 0 | 0 | 0 | 0 | 0 | 0 | 0 | 0 | 0 | 0 | 0 | 0 | 0 | 0 | 0 | 0 | 0
Polk 1 | 1260 | 1480 | 1480 | 1360 | 1480 | 1460 | 1360 | 1480 | 1480 | 1360 | 1360 | 1470 | 1470 | 1380 | 1470 | 1470 | 1380 | 1470 | 970 | 0 | 0 | 0 | 0 | 0 | 0 | 0 | 0 | 0 | 0 | 0 | 0 | 0
Polk 1g | 100 | 80 | 70 | 130 | 190 | 60 | 70 | 140 | 70 | 140 | 80 | 140 | 170 | 150 | 180 | 220 | 210 | 230 | 150 | 0 | 0 | 0 | 0 | 0 | 0 | 0 | 0 | 0 | 0 | 0 | 0 | 0
Polk 2 | 0 | 0 | 0 | 0 | 0 | 0 | 0 | 0 | 0 | 0 | 0 | 0 | 0 | 0 | 0 | 0 | 0 | 0 | 0 | 0 | 0 | 0 | 0 | 0 | 0 | 0 | 0 | 0 | 0 | 0 | 0 | 0
Polk 2o | 0 | 0 | 0 | 0 | 0 | 0 | 0 | 0 | 0 | 0 | 0 | 0 | 0 | 0 | 0 | 0 | 0 | 0 | 0 | 0 | 0 | 0 | 0 | 0 | 0 | 0 | 0 | 0 | 0 | 0 | 0 | 0
Polk 3 | 0 | 0 | 0 | 0 | 0 | 0 | 0 | 0 | 0 | 0 | 0 | 0 | 0 | 0 | 0 | 0 | 0 | 0 | 0 | 0 | 0 | 0 | 0 | 0 | 0 | 0 | 0 | 0 | 0 | 0 | 0 | 0
Polk 3o | 0 | 0 | 0 | 0 | 0 | 0 | 0 | 0 | 0 | 0 | 0 | 0 | 0 | 0 | 0 | 0 | 0 | 0 | 0 | 0 | 0 | 0 | 0 | 0 | 0 | 0 | 0 | 0 | 0 | 0 | 0 | 0
Polk 4 | 0 | 0 | 0 | 0 | 0 | 0 | 0 | 0 | 0 | 0 | 0 | 0 | 0 | 0 | 0 | 0 | 0 | 0 | 0 | 0 | 0 | 0 | 0 | 0 | 0 | 0 | 0 | 0 | 0 | 0 | 0 | 0
Polk 5 | 0 | 0 | 0 | 0 | 0 | 0 | 0 | 0 | 0 | 0 | 0 | 0 | 0 | 0 | 0 | 0 | 0 | 0 | 0 | 0 | 0 | 0 | 0 | 0 | 0 | 0 | 0 | 0 | 0 | 0 | 0 | 0
Polk 2 CC | 0.01 | 0.01 | 0.01 | 0.01 | 0.01 | 0.01 | 0.01 | 0.01 | 0.01 | 0.01 | 0.01 | 0.01 | 0.01 | 0.01 | 0.01 | 0.01 | 0.01 | 0.01 | 0.01 | 0.01 | 0.01 | 0.01 | 0.01 | 0.01 | 0.01 | 0.01 | 0 | 0 | 0 | 0 | 0 | 0
Polk 2 CC DF | 0 | 0 | 0 | 0 | 0 | 0 | 0 | 0 | 0 | 0 | 0 | 0 | 0 | 0 | 0 | 0 | 0 | 0 | 0 | 0 | 0 | 0 | 0 | 0 | 0 | 0 | 0 | 0 | 0 | 0 | 0 | 0
Phillips 1 | 0 | 0 | 0 | 0 | 0 | 0 | 0 | 0 | 0 | 0 | 0 | 0 | 0 | 0 | 0 | 0 | 0 | 0 | 0 | 0 | 0 | 0 | 0 | 0 | 0 | 0 | 0 | 0 | 0 | 0 | 0 | 0
Phillips 2 | 0 | 0 | 0 | 0 | 0 | 0 | 0 | 0 | 0 | 0 | 0 | 0 | 0 | 0 | 0 | 0 | 0 | 0 | 0 | 0 | 0 | 0 | 0 | 0 | 0 | 0 | 0 | 0 | 0 | 0 | 0 | 0
TOTAL Phillips SO2 | 0 | 0 | 0 | 0 | 0 | 0 | 0 | 0 | 0 | 0 | 0 | 0 | 0 | 0 | 0 | 0 | 0 | 0 | 0 | 0 | 0 | 0 | 0 | 0 | 0 | 0 | 0 | 0 | 0 | 0 | 0 | 0
City of Tampa | 0 | 0 | 0 | 0 | 0 | 0 | 0 | 0 | 0 | 0 | 0 | 0 | 0 | 0 | 0 | 0 | 0 | 0 | 0 | 0 | 0 | 0 | 0 | 0 | 0 | 0 | 0 | 0 | 0 | 0 | 0 | 0
FutAeroCT1 | 0 | 0 | 0 | 0 | 0 | 0 | 0 | 0 | 0 | 0 | 0 | 0 | 0 | 0 | 0 | 0 | 0 | 0 | 0 | 0 | 0 | 0 | 0 | 0 | 0 | 0 | 0 | 0 | 0 | 0 | 0 | 0
FutAeroCT2 | 0 | 0 | 0 | 0 | 0 | 0 | 0 | 0 | 0 | 0 | 0 | 0 | 0 | 0 | 0 | 0 | 0 | 0 | 0 | 0 | 0 | 0 | 0 | 0 | 0 | 0 | 0 | 0 | 0 | 0 | 0 | 0
FutAeroCT3 | 0 | 0 | 0 | 0 | 0 | 0 | 0 | 0 | 0 | 0 | 0 | 0 | 0 | 0 | 0 | 0 | 0 | 0 | 0 | 0 | 0 | 0 | 0 | 0 | 0 | 0 | 0 | 0 | 0 | 0 | 0 | 0
FutAeroCT4 | 0 | 0 | 0 | 0 | 0 | 0 | 0 | 0 | 0 | 0 | 0 | 0 | 0 | 0 | 0 | 0 | 0 | 0 | 0 | 0 | 0 | 0 | 0 | 0 | 0 | 0 | 0 | 0 | 0 | 0 | 0 | 0
FutAeroCT5 | 0 | 0 | 0 | 0 | 0 | 0 | 0 | 0 | 0 | 0 | 0 | 0 | 0 | 0 | 0 | 0 | 0 | 0 | 0 | 0 | 0 | 0 | 0 | 0 | 0 | 0 | 0 | 0 | 0 | 0 | 0 | 0
FutAeroCT6 | 0 | 0 | 0 | 0 | 0 | 0 | 0 | 0 | 0 | 0 | 0 | 0 | 0 | 0 | 0 | 0 | 0 | 0 | 0 | 0 | 0 | 0 | 0 | 0 | 0 | 0 | 0 | 0 | 0 | 0 | 0 | 0
FutAeroCT7 | 0 | 0 | 0 | 0 | 0 | 0 | 0 | 0 | 0 | 0 | 0 | 0 | 0 | 0 | 0 | 0 | 0 | 0 | 0 | 0 | 0 | 0 | 0 | 0 | 0 | 0 | 0 | 0 | 0 | 0 | 0 | 0
FutAeroCT8 | 0 | 0 | 0 | 0 | 0 | 0 | 0 | 0 | 0 | 0 | 0 | 0 | 0 | 0 | 0 | 0 | 0 | 0 | 0 | 0 | 0 | 0 | 0 | 0 | 0 | 0 | 0 | 0 | 0 | 0 | 0 | 0
FutAeroCT9 | 0 | 0 | 0 | 0 | 0 | 0 | 0 | 0 | 0 | 0 | 0 | 0 | 0 | 0 | 0 | 0 | 0 | 0 | 0 | 0 | 0 | 0 | 0 | 0 | 0 | 0 | 0 | 0 | 0 | 0 | 0 | 0
FutAeroCT10 | 0 | 0 | 0 | 0 | 0 | 0 | 0 | 0 | 0 | 0 | 0 | 0 | 0 | 0 | 0 | 0 | 0 | 0 | 0 | 0 | 0 | 0 | 0 | 0 | 0 | 0 | 0 | 0 | 0 | 0 | 0 | 0
Total Expansion Aero CT SO2 | 0 | 0 | 0 | 0 | 0 | 0 | 0 | 0 | 0 | 0 | 0 | 0 | 0 | 0 | 0 | 0 | 0 | 0 | 0 | 0 | 0 | 0 | 0 | 0 | 0 | 0 | 0 | 0 | 0 | 0 | 0 | 0
GE_7FA_CT1 | 0 | 0 | 0 | 0 | 0 | 0 | 0 | 0 | 0 | 0 | 0 | 0 | 0 | 0 | 0 | 0 | 0 | 0 | 0 | 0 | 0 | 0 | 0 | 0 | 0 | 0 | 0 | 0 | 0 | 0 | 0 | 0
GE_7FA_CT2 | 0 | 0 | 0 | 0 | 0 | 0 | 0 | 0 | 0 | 0 | 0 | 0 | 0 | 0 | 0 | 0 | 0 | 0 | 0 | 0 | 0 | 0 | 0 | 0 | 0 | 0 | 0 | 0 | 0 | 0 | 0 | 0
GE_7FA_CT3 | 0 | 0 | 0 | 0 | 0 | 0 | 0 | 0 | 0 | 0 | 0 | 0 | 0 | 0 | 0 | 0 | 0 | 0 | 0 | 0 | 0 | 0 | 0 | 0 | 0 | 0 | 0 | 0 | 0 | 0 | 0 | 0
GE_7FA_CT4 | 0 | 0 | 0 | 0 | 0 | 0 | 0 | 0 | 0 | 0 | 0 | 0 | 0 | 0 | 0 | 0 | 0 | 0 | 0 | 0 | 0 | 0 | 0 | 0 | 0 | 0 | 0 | 0 | 0 | 0 | 0 | 0
GE_7FA_CT5 | 0 | 0 | 0 | 0 | 0 | 0 | 0 | 0 | 0 | 0 | 0 | 0 | 0 | 0 | 0 | 0 | 0 | 0 | 0 | 0 | 0 | 0 | 0 | 0 | 0 | 0 | 0 | 0 | 0 | 0 | 0 | 0
GE_7FA_CT6 | 0 | 0 | 0 | 0 | 0 | 0 | 0 | 0 | 0 | 0 | 0 | 0 | 0 | 0 | 0 | 0 | 0 | 0 | 0 | 0 | 0 | 0 | 0 | 0 | 0 | 0 | 0 | 0 | 0 | 0 | 0 | 0
GE_7FA_CT7 | 0 | 0 | 0 | 0 | 0 | 0 | 0 | 0 | 0 | 0 | 0 | 0 | 0 | 0 | 0 | 0 | 0 | 0 | 0 | 0 | 0 | 0 | 0 | 0 | 0 | 0 | 0 | 0 | 0 | 0 | 0 | 0
GE_7FA_CT8 | 0 | 0 | 0 | 0 | 0 | 0 | 0 | 0 | 0 | 0 | 0 | 0 | 0 | 0 | 0 | 0 | 0 | 0 | 0 | 0 | 0 | 0 | 0 | 0 | 0 | 0 | 0 | 0 | 0 | 0 | 0 | 0
GE_7FA_CT9 | 0 | 0 | 0 | 0 | 0 | 0 | 0 | 0 | 0 | 0 | 0 | 0 | 0 | 0 | 0 | 0 | 0 | 0 | 0 | 0 | 0 | 0 | 0 | 0 | 0 | 0 | 0 | 0 | 0 | 0 | 0 | 0
GE_7FA_CT10 | 0 | 0 | 0 | 0 | 0 | 0 | 0 | 0 | 0 | 0 | 0 | 0 | 0 | 0 | 0 | 0 | 0 | 0 | 0 | 0 | 0 | 0 | 0 | 0 | 0 | 0 | 0 | 0 | 0 | 0 | 0 | 0
Total Expansion CT SO2 | 0 | 0 | 0 | 0 | 0 | 0 | 0 | 0 | 0 | 0 | 0 | 0 | 0 | 0 | 0 | 0 | 0 | 0 | 0 | 0 | 0 | 0 | 0 | 0 | 0 | 0 | 0 | 0 | 0 | 0 | 0 | 0
CC 2x1 7FAwDF 1 | 0 | 0 | 0 | 0 | 0 | 10 | 10 | 10 | 10 | 10 | 10 | 10 | 10 | 10 | 10 | 10 | 10 | 10 | 10 | 10 | 10 | 10 | 10 | 10 | 10 | 10 | 10 | 10 | 10 | 10 | 0 | 0
CC 2x1 7FAwDF 2 | 0 | 0 | 0 | 0 | 0 | 0 | 0 | 0 | 0 | 0 | 0 | 0 | 0 | 0 | 0 | 0 | 0 | 0 | 0 | 0 | 0 | 0 | 0 | 0 | 0 | 0 | 10 | 10 | 10 | 10 | 0 | 0
CC 2x1 7FAwDF 3 | 0 | 0 | 0 | 0 | 0 | 0 | 0 | 0 | 0 | 0 | 0 | 0 | 0 | 0 | 0 | 0 | 0 | 0 | 0 | 0 | 0 | 0 | 0 | 0 | 0 | 0 | 0 | 0 | 0 | 0 | 0 | 0
CC 2x1 7FAwDF 4 | 0 | 0 | 0 | 0 | 0 | 0 | 0 | 0 | 0 | 0 | 0 | 0 | 0 | 0 | 0 | 0 | 0 | 0 | 0 | 0 | 0 | 0 | 0 | 0 | 0 | 0 | 0 | 0 | 0 | 0 | 0 | 0
CC 2x1 7FAwDF 5 | 0 | 0 | 0 | 0 | 0 | 0 | 0 | 0 | 0 | 0 | 0 | 0 | 0 | 0 | 0 | 0 | 0 | 0 | 0 | 0 | 0 | 0 | 0 | 0 | 0 | 0 | 0 | 0 | 0 | 0 | 0 | 0
CC 2x1 7FAwDF 6 | 0 | 0 | 0 | 0 | 0 | 0 | 0 | 0 | 0 | 0 | 0 | 0 | 0 | 0 | 0 | 0 | 0 | 0 | 0 | 0 | 0 | 0 | 0 | 0 | 0 | 0 | 0 | 0 | 0 | 0 | 0 | 0
CC_Fut_Proxy_07 | 0 | 0 | 0 | 0 | 0 | 0 | 0 | 0 | 0 | 0 | 0 | 0 | 0 | 0 | 0 | 0 | 0 | 0 | 0 | 0 | 0 | 0 | 0 | 0 | 0 | 0 | 0 | 0 | 0 | 0 | 0 | 0
CC_Fut_Proxy_08 | 0 | 0 | 0 | 0 | 0 | 0 | 0 | 0 | 0 | 0 | 0 | 0 | 0 | 0 | 0 | 0 | 0 | 0 | 0 | 0 | 0 | 0 | 0 | 0 | 0 | 0 | 0 | 0 | 0 | 0 | 0 | 0
CC_Fut_Proxy_09 | 0 | 0 | 0 | 0 | 0 | 0 | 0 | 0 | 0 | 0 | 0 | 0 | 0 | 0 | 0 | 0 | 0 | 0 | 0 | 0 | 0 | 0 | 0 | 0 | 0 | 0 | 0 | 0 | 0 | 0 | 0 | 0
CC_Fut_Proxy_10 | 0 | 0 | 0 | 0 | 0 | 0 | 0 | 0 | 0 | 0 | 0 | 0 | 0 | 0 | 0 | 0 | 0 | 0 | 0 | 0 | 0 | 0 | 0 | 0 | 0 | 0 | 0 | 0 | 0 | 0 | 0 | 0
Total Expansion CC SO2 | 0 | 0 | 0 | 0 | 0 | 10 | 10 | 10 | 10 | 10 | 10 | 10 | 10 | 10 | 10 | 10 | 10 | 10 | 10 | 10 | 10 | 10 | 10 | 10 | 10 | 10 | 20 | 20 | 20 | 20 | 0 | 0
FutureUnit_Proxy | 0 | 0 | 0 | 0 | 0 | 0 | 0 | 0 | 0 | 0 | 0 | 0 | 0 | 0 | 0 | 0 | 0 | 0 | 0 | 0 | 0 | 0 | 0 | 0 | 0 | 0 | 0 | 0 | 0 | 0 | 0 | 0
Total System SO2 | 9810.01 | 9450.01 | 10580.01 | 8540.01 | 7970.01 | 7650.01 | 7030.01 | 7520.01 | 7750.01 | 7680.01 | 7650.01 | 6780.01 | 7040.01 | 7150.01 | 7470.01 | 7440.01 | 6680.01 | 6980.01 | 6900.01 | 5740.01 | 5650.01 | 4980.01 | 5740.01 | 4460.01 | 3810.01 | 3620.01 | 3180 | 3750 | 3750 | 3750 | 0 | 0
Unit Heat Rate (Btu/kWh)
Big Bend 1 | 11476.2534 | 11587.0412 | 11772.8519 | 11665.0168 | 0 | 0 | 0 | 0 | 0 | 0 | 0 | 0 | 0 | 0 | 0 | 0 | 0 | 0 | 0 | 0 | 0 | 0 | 0 | 0 | 0 | 0 | 0 | 0 | 0 | 0 | 0 | 0
Big Bend 2 | 10547.96 | 10539.6365 | 10559.992 | 10559.2456 | 0 | 0 | 0 | 0 | 0 | 0 | 0 | 0 | 0 | 0 | 0 | 0 | 0 | 0 | 0 | 0 | 0 | 0 | 0 | 0 | 0 | 0 | 0 | 0 | 0 | 0 | 0 | 0
Big Bend 3 | 10330.1403 | 10309.1615 | 10314.2022 | 10295.4029 | 10291.2973 | 10282.9156 | 10284.319 | 10289.6653 | 10298.5151 | 10284.7831 | 10286.1784 | 10283.2486 | 10282.5533 | 10284.1 | 10282.0354 | 10282.5881 | 10286.1538 | 10280.762 | 10284.4294 | 10283.8493 | 10285.3567 | 10284.3219 | 10283.0185 | 10267.2425 | 0 | 0 | 0 | 0 | 0 | 0 | 0 | 0
Big Bend 4 | 10404.5984 | 10358.9716 | 10346.4478 | 10343.5606 | 10347.2693 | 10356.6583 | 10335.0746 | 10340.9574 | 10351.385 | 10363.0111 | 10350.7003 | 10389.0721 | 10391.4893 | 10396.7591 | 10390.7335 | 10390.6998 | 10387.061 | 10396.3293 | 10391.3452 | 10391.8558 | 10389.0553 | 10395.8187 | 10392.0613 | 10390.5219 | 10392.1595 | 10394.8984 | 10393.3341 | 10393.9053 | 10401.4227 | 10398.2698 | 0 | 0
TOTAL Big Bend HR | 10574.0106 | 10573.6651 | 10573.773 | 10373.1777 | 10321.2579 | 10321.3766 | 10309.2649 | 10319.5602 | 10326.6555 | 10326.2058 | 10320.8404 | 10332.8086 | 10343.8267 | 10340.2329 | 10337.7465 | 10337.8867 | 10334.1817 | 10343.5605 | 10339.1202 | 10339.232 | 10339.394 | 10335.0481 | 10338.9568 | 10359.5726 | 10392.1595 | 10394.8984 | 10393.3341 | 10393.9053 | 10401.4227 | 10398.2698 | 0 | 0
Bayside 1 | 7437.8951 | 7461.6782 | 7496.939 | 7437.8418 | 7415.1224 | 7641.0932 | 7620.0433 | 7601.1575 | 7620.116 | 7625.5978 | 7598.4639 | 7580.7681 | 7554.8349 | 7563.7236 | 7566.1966 | 7539.248 | 7529.0315 | 7525.223 | 7501.1409 | 7453.2811 | 7450.3582 | 7428.0363 | 7474.5889 | 7415.7485 | 7403.6452 | 7454.2793 | 0 | 0 | 0 | 0 | 0 | 0
Bayside 2 | 7716.2496 | 7814.3668 | 7968.7713 | 7796.6689 | 7726.6273 | 8286.6444 | 8206.1823 | 8142.8112 | 8195.628 | 8108.4525 | 8095.142 | 8002.7776 | 7967.1922 | 8017.2376 | 7936.0924 | 7864.697 | 7905.3299 | 7823.4996 | 7866.3235 | 7733.33 | 7708.5967 | 7694.7473 | 7754.0381 | 7691.4808 | 7647.1384 | 7656.5301 | 0 | 0 | 0 | 0 | 0 | 0
TOTAL Bayside CC HR | 7562.4279 | 7605.7955 | 7679.1214 | 7599.4487 | 7565.5739 | 7843.6199 | 7844.326 | 7782.1711 | 7840.5096 | 7833.3285 | 7795.4454 | 7758.458 | 7726.2356 | 7745.1614 | 7743.3565 | 7680.2492 | 7690.7285 | 7655.2662 | 7666.1032 | 7601.2618 | 7560.2021 | 7552.5399 | 7602.8283 | 7535.8684 | 7510.9014 | 7622.55 | 0 | 0 | 0 | 0 | 0 | 0
Bayside 3 | 11476.9231 | 11528.3688 | 11521.9298 | 11972.973 | 11424.2424 | 11533.3333 | 11519.1122 | 11493.3215 | 11648.4848 | 11533.3333 | 11437.1773 | 11489.3023 | 11529.0499 | 11517.3784 | 11501.7159 | 11492.7091 | 11490.5284 | 11533.7017 | 11490.0087 | 11515.8405 | 11497.9408 | 11497.7471 | 11502.8164 | 11494.646 | 11501.2873 | 11470.4819 | 11457.6144 | 11452.4034 | 11464.0135 | 11460.7438 | 0 | 0
Bayside 4 | 11609.375 | 11491.7355 | 11451.087 | 11538.4615 | 11500 | 11800 | 11483.0247 | 11475.5169 | 11562.5 | 11495.283 | 11442.4379 | 11459.268 | 11510.8225 | 11498.3278 | 11490.6404 | 11477.1838 | 11491.4625 | 11535.8194 | 11486.5845 | 11518.3824 | 11491.3068 | 11499.2335 | 11510.7672 | 11510.1496 | 11504.4861 | 11472.4409 | 11470.405 | 11449.3927 | 11460.6365 | 11503.4642 | 0 | 0
Bayside 5 | 11650.9695 | 11743.9024 | 11703.0303 | 12360.5442 | 12028.169 | 12426.8293 | 11623.4626 | 11576.9795 | 11881.9444 | 11741.2141 | 11632.287 | 11526.4484 | 11634.1121 | 11601.4351 | 11586.8762 | 11630.4868 | 11548.056 | 11587.0987 | 11550.5339 | 11570.2184 | 11537.2706 | 11549.9073 | 11554.2937 | 11524.3822 | 11528.6357 | 11497.9354 | 11465.9817 | 11470.0033 | 11469.5328 | 11486.3702 | 0 | 0
Bayside 6 | 11562.5 | 11588.6076 | 11545.7746 | 12025.974 | 11600 | 12062.5 | 11558.8235 | 11513.4927 | 11719.6262 | 11582.4411 | 11534.7885 | 11491.0007 | 11552.3035 | 11532.2108 | 11527.8219 | 11549.6063 | 11504.9687 | 11565.2174 | 11509.8625 | 11531.3418 | 11500.9497 | 11513.2709 | 11523.0921 | 11502.1681 | 11502.5298 | 11463.5398 | 11452.8627 | 11445.6693 | 11457.2014 | 11463.5569 | 0 | 0
Big Bend CT4 | 12667.3469 | 11870.3072 | 11789.4737 | 12934.7826 | 12083.3333 | 13625 | 11527.3312 | 11528.7107 | 11828.7671 | 11818.8153 | 11450.1279 | 11639.7059 | 11582.6531 | 11631.2684 | 11603.3453 | 11606.8563 | 11520.3095 | 11565.9182 | 11563.8958 | 11595.8904 | 11540.8074 | 11521.1558 | 11545.2931 | 11564.5897 | 11531.9883 | 11627.8998 | 11466.0225 | 11469.0495 | 11470.7158 | 11489.0727 | 0 | 0
Big Bend CT4o | 0 | 0 | 0 | 0 | 0 | 0 | 0 | 0 | 0 | 0 | 0 | 0 | 0 | 0 | 0 | 0 | 0 | 0 | 0 | 0 | 0 | 0 | 0 | 0 | 0 | 0 | 0 | 0 | 0 | 0 | 0 | 0
Polk 1 | 10203.5703 | 10190.6353 | 10191.1699 | 10197.6527 | 10190.6756 | 10190.5428 | 10198.1575 | 10190.7589 | 10190.5181 | 10197.0636 | 10197.3593 | 10197.507 | 10197.507 | 10197.5904 | 10197.6251 | 10197.6657 | 10197.5821 | 10197.7146 | 10197.2899 | 0 | 0 | 0 | 0 | 0 | 0 | 0 | 0 | 0 | 0 | 0 | 0 | 0
Polk 1g | 8020.2661 | 8053.1436 | 8058.5078 | 8031.0294 | 8034.003 | 8072.2498 | 8039.7192 | 8034.0537 | 8054.2393 | 8037.4621 | 8018.2141 | 8025.5497 | 8023.3748 | 8019.8064 | 8020.3129 | 7995.6813 | 8008.4103 | 7998.0551 | 7999.1699 | 0 | 0 | 0 | 0 | 0 | 0 | 0 | 0 | 0 | 0 | 0 | 0 | 0
Polk 2 | 11282.381 | 11351.4377 | 11368.4211 | 0 | 11380.9524 | 0 | 11160 | 11319.6721 | 10500 | 11513.6986 | 11188.9251 | 11166.6667 | 11600 | 11607.4766 | 11197.8022 | 11501.2438 | 11163.6364 | 11458.3333 | 11119.4444 | 11193.6219 | 11205.4795 | 11479.0507 | 11306.6667 | 11485.342 | 11125 | 11139.8305 | 11055.7621 | 11307.835 | 11062.201 | 11310.559 | 0 | 0
Polk 2o | 0 | 0 | 0 | 0 | 0 | 0 | 0 | 0 | 0 | 0 | 0 | 0 | 0 | 0 | 0 | 0 | 0 | 0 | 0 | 0 | 0 | 0 | 0 | 0 | 0 | 0 | 0 | 0 | 0 | 0 | 0 | 0
Polk 3 | 11320.2614 | 11246.3054 | 11362.8319 | 0 | 11315.7895 | 0 | 11160 | 11672.2277 | 10500 | 11425.8189 | 11041.6667 | 0 | 11350 | 11666.6667 | 11133.3333 | 11272.0798 | 11164.4444 | 11133.3333 | 10980.7692 | 11131.1475 | 11117.0068 | 11349.7379 | 11236.0248 | 11168.8034 | 11088.685 | 11185.7542 | 11020.8333 | 11272.1657 | 10960.961 | 11066.6667 | 0 | 0
Polk 3o | 0 | 0 | 0 | 0 | 0 | 0 | 0 | 0 | 0 | 0 | 0 | 0 | 0 | 0 | 0 | 0 | 0 | 0 | 0 | 0 | 0 | 0 | 0 | 0 | 0 | 0 | 0 | 0 | 0 | 0 | 0 | 0
Polk 4 | 11118.4211 | 11314.6853 | 11653.8462 | 0 | 0 | 0 | 11160 | 11362.2222 | 0 | 11660.5505 | 10984.6154 | 0 | 11210.5263 | 11923.0769 | 0 | 11113.9756 | 11163.6364 | 0 | 10902.9536 | 11105.6911 | 11089.7666 | 11278.8991 | 11158.4507 | 11162.3616 | 11015.1515 | 11009.1116 | 10777.7778 | 11097.1489 | 10828.1938 | 0 | 0 | 0
Polk 5 | 0 | 11251.2315 | 11512.1951 | 0 | 0 | 0 | 11160 | 11236.9942 | 0 | 0 | 11101.2658 | 0 | 11210.5263 | 0 | 0 | 10961.5953 | 11158.3333 | 0 | 10873.8739 | 10828.5714 | 11132.2751 | 11003.2538 | 11164.4444 | 11157.8947 | 10943.3198 | 10899.654 | 10777.7778 | 10922.5712 | 10885.7143 | 11290.3226 | 0 | 0
Polk 2 CC | 6737.5367 | 6737.7346 | 6738.1738 | 6736.801 | 6737.6199 | 6750.7945 | 6749.8496 | 6748.7401 | 6750.135 | 6748.8146 | 6750.4354 | 6749.8436 | 6749.0547 | 6748.7441 | 6749.3162 | 6750.2261 | 6749.7986 | 6750.8341 | 6749.2534 | 6751.1278 | 6751.8868 | 6749.8919 | 6749.9662 | 6749.902 | 6750.8704 | 6753.082 | 6763.9715 | 6761.5443 | 6764.528 | 6762.4643 | 0 | 0
Polk 2 CC DF | 8248.494 | 8248.5876 | 8249.409 | 8253.1646 | 8250.7692 | 8242.654 | 8260.0436 | 8256.9847 | 8244.8759 | 8251.8854 | 8232.3232 | 8252.2272 | 8260.042 | 8255.2514 | 8257.732 | 8254.9466 | 8261.1837 | 8259.6057 | 8260.4671 | 8257.4752 | 8257.2485 | 8262.5396 | 8260.4909 | 8263.1236 | 8261.6113 | 8263.0372 | 8255.8783 | 8262.0455 | 8257.338 | 8262.5946 | 0 | 0
Phillips 1 | 0 | 0 | 0 | 0 | 0 | 0 | 0 | 0 | 0 | 0 | 0 | 0 | 0 | 0 | 0 | 0 | 0 | 0 | 0 | 0 | 0 | 0 | 0 | 0 | 0 | 0 | 0 | 0 | 0 | 0 | 0 | 0
Phillips 2 | 0 | 0 | 0 | 0 | 0 | 0 | 0 | 0 | 0 | 0 | 0 | 0 | 0 | 0 | 0 | 0 | 0 | 0 | 0 | 0 | 0 | 0 | 0 | 0 | 0 | 0 | 0 | 0 | 0 | 0 | 0 | 0
TOTAL Phillips HR | 0 | 0 | 0 | 0 | 0 | 0 | 0 | 0 | 0 | 0 | 0 | 0 | 0 | 0 | 0 | 0 | 0 | 0 | 0 | 0 | 0 | 0 | 0 | 0 | 0 | 0 | 0 | 0 | 0 | 0 | 0 | 0
City of Tampa | 0 | 0 | 0 | 0 | 0 | 0 | 0 | 0 | 0 | 0 | 0 | 0 | 0 | 0 | 0 | 0 | 0 | 0 | 0 | 0 | 0 | 0 | 0 | 0 | 0 | 0 | 0 | 0 | 0 | 0 | 0 | 0
FutAeroCT1 | 0 | 0 | 0 | 0 | 0 | 0 | 0 | 0 | 0 | 0 | 0 | 0 | 0 | 0 | 0 | 0 | 0 | 0 | 0 | 0 | 0 | 0 | 0 | 0 | 0 | 0 | 10799.7054 | 10800.7745 | 10799.8192 | 10801.0101 | 0 | 0
FutAeroCT2 | 0 | 0 | 0 | 0 | 0 | 0 | 0 | 0 | 0 | 0 | 0 | 0 | 0 | 0 | 0 | 0 | 0 | 0 | 0 | 0 | 0 | 0 | 0 | 0 | 0 | 0 | 0 | 0 | 0 | 0 | 0 | 0
FutAeroCT3 | 0 | 0 | 0 | 0 | 0 | 0 | 0 | 0 | 0 | 0 | 0 | 0 | 0 | 0 | 0 | 0 | 0 | 0 | 0 | 0 | 0 | 0 | 0 | 0 | 0 | 0 | 0 | 0 | 0 | 0 | 0 | 0
FutAeroCT4 | 0 | 0 | 0 | 0 | 0 | 0 | 0 | 0 | 0 | 0 | 0 | 0 | 0 | 0 | 0 | 0 | 0 | 0 | 0 | 0 | 0 | 0 | 0 | 0 | 0 | 0 | 0 | 0 | 0 | 0 | 0 | 0
FutAeroCT5 | 0 | 0 | 0 | 0 | 0 | 0 | 0 | 0 | 0 | 0 | 0 | 0 | 0 | 0 | 0 | 0 | 0 | 0 | 0 | 0 | 0 | 0 | 0 | 0 | 0 | 0 | 0 | 0 | 0 | 0 | 0 | 0
FutAeroCT6 | 0 | 0 | 0 | 0 | 0 | 0 | 0 | 0 | 0 | 0 | 0 | 0 | 0 | 0 | 0 | 0 | 0 | 0 | 0 | 0 | 0 | 0 | 0 | 0 | 0 | 0 | 0 | 0 | 0 | 0 | 0 | 0
FutAeroCT7 | 0 | 0 | 0 | 0 | 0 | 0 | 0 | 0 | 0 | 0 | 0 | 0 | 0 | 0 | 0 | 0 | 0 | 0 | 0 | 0 | 0 | 0 | 0 | 0 | 0 | 0 | 0 | 0 | 0 | 0 | 0 | 0
FutAeroCT8 | 0 | 0 | 0 | 0 | 0 | 0 | 0 | 0 | 0 | 0 | 0 | 0 | 0 | 0 | 0 | 0 | 0 | 0 | 0 | 0 | 0 | 0 | 0 | 0 | 0 | 0 | 0 | 0 | 0 | 0 | 0 | 0
FutAeroCT9 | 0 | 0 | 0 | 0 | 0 | 0 | 0 | 0 | 0 | 0 | 0 | 0 | 0 | 0 | 0 | 0 | 0 | 0 | 0 | 0 | 0 | 0 | 0 | 0 | 0 | 0 | 0 | 0 | 0 | 0 | 0 | 0
FutAeroCT10 | 0 | 0 | 0 | 0 | 0 | 0 | 0 | 0 | 0 | 0 | 0 | 0 | 0 | 0 | 0 | 0 | 0 | 0 | 0 | 0 | 0 | 0 | 0 | 0 | 0 | 0 | 0 | 0 | 0 | 0 | 0 | 0
Total Expansion Aero CT HR | 0 | 0 | 0 | 0 | 0 | 0 | 0 | 0 | 0 | 0 | 0 | 0 | 0 | 0 | 0 | 0 | 0 | 0 | 0 | 0 | 0 | 0 | 0 | 0 | 0 | 0 | 10799.7054 | 10800.7745 | 10799.8192 | 10801.0101 | 0 | 0
GE_7FA_CT1 | 0 | 0 | 0 | 0 | 0 | 11112.5 | 11107.6107 | 11110.9531 | 11114.9144 | 11070.8469 | 11061.9098 | 11051.5614 | 11071.2233 | 11037.3226 | 11058.6693 | 11009.9488 | 11055.6334 | 11035.9084 | 11030.2765 | 11032.5365 | 11041.8432 | 11030.38 | 11041.9043 | 11035.483 | 11042.5055 | 11043.9614 | 11008.4015 | 11009.1924 | 10999.4162 | 11025.0166 | 0 | 0
GE_7FA_CT2 | 0 | 0 | 0 | 0 | 0 | 0 | 0 | 0 | 11057.8778 | 11082.0896 | 11066.058 | 11072.6832 | 11098.2915 | 11065.0014 | 11070.1996 | 11027.2484 | 11060.5905 | 11035.2201 | 11043.8746 | 11034.4242 | 11040.8586 | 11033.455 | 11049.6646 | 11043.6496 | 11042.0622 | 11036.4208 | 10985.1431 | 10977.725 | 10983.2373 | 10991.0862 | 0 | 0
GE_7FA_CT3 | 0 | 0 | 0 | 0 | 0 | 0 | 0 | 0 | 0 | 0 | 0 | 11147.8197 | 11101.1443 | 11108.7533 | 11085.5385 | 11039.5937 | 11086.7001 | 11055.2605 | 11047.8496 | 11037.8923 | 11055.7366 | 11043.402 | 11055.5605 | 11052.5997 | 11059.7889 | 11042.1488 | 10984.1471 | 10972.0149 | 10970.6846 | 10998.8879 | 0 | 0
GE_7FA_CT4 | 0 | 0 | 0 | 0 | 0 | 0 | 0 | 0 | 0 | 0 | 0 | 0 | 0 | 0 | 11107.4254 | 11067.8571 | 11100.0427 | 11052.6696 | 11047.4252 | 11048.5703 | 11073.7054 | 11059.0962 | 11074.2203 | 11059.6051 | 11067.2382 | 11063.767 | 10998.1343 | 10997.8602 | 10960.7004 | 11006.1824 | 0 | 0
GE_7FA_CT5 | 0 | 0 | 0 | 0 | 0 | 0 | 0 | 0 | 0 | 0 | 0 | 0 | 0 | 0 | 0 | 0 | 0 | 11068.0017 | 11062.297 | 11055.1633 | 11093.0941 | 11068.0569 | 11081.0811 | 11066.9413 | 11076.0242 | 11085.5653 | 10993.0806 | 11002.9354 | 10957.4633 | 11016.5919 | 0 | 0
GE_7FA_CT6 | 0 | 0 | 0 | 0 | 0 | 0 | 0 | 0 | 0 | 0 | 0 | 0 | 0 | 0 | 0 | 0 | 0 | 0 | 0 | 11074.8441 | 11120.7295 | 11094.5289 | 11104.0707 | 11090.3752 | 11110.2284 | 11122.5519 | 10987.1988 | 11013.8004 | 10959.5142 | 11033.419 | 0 | 0
GE_7FA_CT7 | 0 | 0 | 0 | 0 | 0 | 0 | 0 | 0 | 0 | 0 | 0 | 0 | 0 | 0 | 0 | 0 | 0 | 0 | 0 | 0 | 0 | 0 | 0 | 0 | 0 | 11127.8814 | 11009.9602 | 11007.8534 | 10989.899 | 11010.5263 | 0 | 0
GE_7FA_CT8 | 0 | 0 | 0 | 9601.5144 | 9524.2836 | 0 | 0 | 0 | 0 | 0 | 0 | 0 | 0 | 0 | 0 | 0 | 0 | 0 | 0 | 0 | 0 | 0 | 0 | 0 | 0 | 0 | 0 | 0 | 0 | 0 | 0 | 0
GE_7FA_CT9 | 0 | 0 | 0 | 9409.1463 | 9420.0601 | 0 | 0 | 0 | 0 | 0 | 0 | 0 | 0 | 0 | 0 | 0 | 0 | 0 | 0 | 0 | 0 | 0 | 0 | 0 | 0 | 0 | 0 | 0 | 0 | 0 | 0 | 0
GE_7FA_CT10 | 0 | 0 | 0 | 0 | 0 | 0 | 0 | 0 | 0 | 0 | 0 | 0 | 0 | 0 | 0 | 0 | 0 | 0 | 0 | 0 | 0 | 0 | 0 | 0 | 0 | 0 | 0 | 0 | 0 | 0 | 0 | 0
Total Expansion CT HR | 0 | 0 | 0 | 9558.4096 | 9499.211 | 11112.5 | 11107.6107 | 11110.9531 | 11099.2028 | 11075.2953 | 11063.5459 | 11080.2362 | 11086.3118 | 11058.2096 | 11074.9636 | 11026.5432 | 11069.0767 | 11043.2692 | 11041.4103 | 11038.669 | 11055.4746 | 11041.8928 | 11055.2289 | 11047.3788 | 11053.4323 | 11050.8968 | 10996.8842 | 10994.7119 | 10986.3223 | 11010.6659 | 0 | 0
CC 2x1 7FAwDF 1 | 0 | 0 | 0 | 0 | 0 | 6326.6015 | 6319.2748 | 6321.6413 | 6322.3999 | 6319.1029 | 6319.1897 | 6303.6015 | 6303.1516 | 6303.7118 | 6305.4347 | 6302.6494 | 6294.6523 | 6293.5013 | 6293.7159 | 6287.1359 | 6287.6258 | 6284.7084 | 6289.2184 | 6267.3654 | 6255.3895 | 6260.2522 | 6308.3546 | 6308.3867 | 6305.4919 | 6307.4792 | 0 | 0
CC 2x1 7FAwDF 2 | 0 | 0 | 0 | 0 | 0 | 0 | 0 | 0 | 0 | 0 | 0 | 0 | 0 | 0 | 0 | 0 | 0 | 0 | 0 | 0 | 0 | 0 | 0 | 0 | 0 | 0 | 6275.4955 | 6274.6995 | 6274.9825 | 6274.8952 | 0 | 0
CC 2x1 7FAwDF 3 | 0 | 0 | 0 | 0 | 0 | 0 | 0 | 0 | 0 | 0 | 0 | 0 | 0 | 0 | 0 | 0 | 0 | 0 | 0 | 0 | 0 | 0 | 0 | 0 | 0 | 6366.1753 | 6365.0844 | 6362.938 | 6364.3139 | 6363.6049 | 0 | 0
CC 2x1 7FAwDF 4 | 0 | 0 | 0 | 0 | 0 | 0 | 0 | 0 | 0 | 0 | 0 | 0 | 0 | 0 | 0 | 0 | 0 | 0 | 0 | 0 | 0 | 0 | 0 | 0 | 0 | 0 | 0 | 0 | 0 | 0 | 0 | 0
CC 2x1 7FAwDF 5 | 0 | 0 | 0 | 0 | 0 | 0 | 0 | 0 | 0 | 0 | 0 | 0 | 0 | 0 | 0 | 0 | 0 | 0 | 0 | 0 | 0 | 0 | 0 | 0 | 0 | 0 | 0 | 0 | 0 | 0 | 0 | 0
CC 2x1 7FAwDF 6 | 0 | 0 | 0 | 0 | 0 | 0 | 0 | 0 | 0 | 0 | 0 | 0 | 0 | 0 | 0 | 0 | 0 | 0 | 0 | 0 | 0 | 0 | 0 | 0 | 0 | 0 | 0 | 0 | 0 | 0 | 0 | 0
CC_Fut_Proxy_07 | 0 | 0 | 0 | 0 | 0 | 0 | 0 | 0 | 0 | 0 | 0 | 0 | 0 | 0 | 0 | 0 | 0 | 0 | 0 | 0 | 0 | 0 | 0 | 0 | 0 | 0 | 0 | 0 | 0 | 0 | 0 | 0
CC_Fut_Proxy_08 | 0 | 0 | 0 | 0 | 0 | 0 | 0 | 0 | 0 | 0 | 0 | 0 | 0 | 0 | 0 | 0 | 0 | 0 | 0 | 0 | 0 | 0 | 0 | 0 | 0 | 0 | 0 | 0 | 0 | 0 | 0 | 0
CC_Fut_Proxy_09 | 0 | 0 | 0 | 0 | 0 | 0 | 0 | 0 | 0 | 0 | 0 | 0 | 0 | 0 | 0 | 0 | 0 | 0 | 0 | 0 | 0 | 0 | 0 | 0 | 0 | 0 | 0 | 0 | 0 | 0 | 0 | 0
CC_Fut_Proxy_10 | 0 | 0 | 0 | 0 | 0 | 0 | 0 | 0 | 0 | 0 | 0 | 0 | 0 | 0 | 0 | 0 | 0 | 0 | 0 | 0 | 0 | 0 | 0 | 0 | 0 | 0 | 0 | 0 | 0 | 0 | 0 | 0
Total Expansion CC HR | 0 | 0 | 0 | 0 | 0 | 6326.6015 | 6319.2748 | 6321.6413 | 6322.3999 | 6319.1029 | 6319.1897 | 6303.6015 | 6303.1516 | 6303.7118 | 6305.4347 | 6302.6494 | 6294.6523 | 6293.5013 | 6293.7159 | 6287.1359 | 6287.6258 | 6284.7084 | 6289.2184 | 6267.3654 | 6255.3895 | 6284.1777 | 6301.5089 | 6301.0335 | 6299.8191 | 6300.7088 | 0 | 0
Future Proxy Unit | 0 | 0 | 0 | 0 | 0 | 0 | 0 | 0 | 0 | 0 | 0 | 0 | 0 | 0 | 0 | 0 | 0 | 0 | 0 | 0 | 0 | 0 | 0 | 0 | 0 | 0 | 0 | 0 | 0 | 0 | 0 | 0
Total System Heat Rate HR | 8628.1851 | 8225.5545 | 8281.4364 | 7814.1765 | 7692.3333 | 7380.9413 | 7324.6134 | 7356.6322 | 7394.7795 | 7389.0272 | 7378.4703 | 7298.2441 | 7301.7055 | 7326.3741 | 7374.6542 | 7383.8342 | 7310.9975 | 7315.4511 | 7329.4173 | 7225.2264 | 7235.2046 | 7223.8053 | 7226.5511 | 7057.0354 | 6962.7161 | 6848.5119 | 6503.3349 | 6540.8313 | 6542.3301 | 6532.6108 | 0 | 0
Dispatch Fuel Cost ($/MWh)
Big Bend 1 | 28.4936 | 30.7672 | 33.21 | 35.1879 | 0 | 0 | 0 | 0 | 0 | 0 | 0 | 0 | 0 | 0 | 0 | 0 | 0 | 0 | 0 | 0 | 0 | 0 | 0 | 0 | 0 | 0 | 0 | 0 | 0 | 0 | 0 | 0
Big Bend 2 | 26.1223 | 27.8542 | 29.7092 | 31.6896 | 0 | 0 | 0 | 0 | 0 | 0 | 0 | 0 | 0 | 0 | 0 | 0 | 0 | 0 | 0 | 0 | 0 | 0 | 0 | 0 | 0 | 0 | 0 | 0 | 0 | 0 | 0 | 0
Big Bend 3 | 25.6329 | 27.1698 | 28.9428 | 30.8709 | 31.3116 | 31.8076 | 32.2387 | 32.6592 | 33.3975 | 34.1621 | 35.0093 | 34.9678 | 36.0455 | 36.8743 | 37.2473 | 38.1127 | 39.2029 | 39.8258 | 41.0367 | 42.1092 | 43.1676 | 44.2808 | 45.3918 | 46.4513 | 0 | 0 | 0 | 0 | 0 | 0 | 0 | 0
Big Bend 4 | 25.7669 | 27.2794 | 28.9974 | 31.0002 | 31.438 | 32.0039 | 32.3377 | 32.7557 | 33.5277 | 34.3556 | 35.1088 | 35.3416 | 36.3396 | 37.2108 | 37.6479 | 38.5031 | 39.3797 | 40.2296 | 41.5052 | 42.5335 | 43.5844 | 44.846 | 45.859 | 47.0554 | 48.4413 | 49.8486 | 51.2211 | 52.1955 | 53.6898 | 53.6808 | 0 | 0
TOTAL Big Bend ($/MWh) | 26.2119 | 27.913 | 29.6984 | 31.104 | 31.3793 | 31.91 | 32.2874 | 32.7154 | 33.4668 | 34.2645 | 35.0628 | 35.1428 | 36.2109 | 37.0419 | 37.4526 | 38.3124 | 39.2871 | 40.0452 | 41.2764 | 42.3268 | 43.3848 | 44.538 | 45.6314 | 46.9038 | 48.4413 | 49.8486 | 51.2211 | 52.1955 | 53.6898 | 53.6808 | 0 | 0
Bayside 1 | 33.5376 | 33.9983 | 37.5567 | 39.6393 | 41.3233 | 45.3163 | 47.9401 | 50.5059 | 53.3268 | 56.2349 | 62.3347 | 65.049 | 70.9335 | 73.6505 | 79.7008 | 80.4043 | 85.7475 | 89.1586 | 90.7155 | 92.4379 | 94.1625 | 96.6798 | 99.1125 | 101.4496 | 105.5501 | 110.5824 | 0 | 0 | 0 | 0 | 0 | 0
Bayside 2 | 33.6721 | 35.376 | 39.7089 | 41.3976 | 43.5166 | 49.6418 | 52.1216 | 54.7597 | 57.9806 | 60.429 | 67.1476 | 69.4944 | 75.6985 | 79.0886 | 84.4511 | 84.851 | 91.3501 | 94.0388 | 96.3474 | 96.9495 | 99.1869 | 101.7065 | 104.4228 | 107.544 | 111.4409 | 114.3332 | 0 | 0 | 0 | 0 | 0 | 0
TOTAL Bayside CC ($/MWh) | 33.5978 | 34.5612 | 38.3877 | 40.4312 | 42.3826 | 46.6733 | 49.5401 | 51.9275 | 55.1089 | 58.0392 | 64.2434 | 66.9208 | 72.9141 | 75.8262 | 81.976 | 82.3309 | 88.1549 | 91.2863 | 93.2596 | 94.8219 | 96.2996 | 99.0263 | 101.5494 | 104.1046 | 108.1449 | 113.7031 | 0 | 0 | 0 | 0 | 0 | 0
Bayside 3 | 53.9769 | 53.8723 | 60.0877 | 69.5135 | 69.1717 | 75.9333 | 77.6104 | 80.4354 | 88.3273 | 91.4061 | 100.8003 | 103.1693 | 116.1381 | 120.2115 | 127.8998 | 133.2609 | 139.0125 | 151.7663 | 150.7615 | 158.4048 | 159.8188 | 165.8324 | 170.3049 | 174.503 | 181.1707 | 179.3157 | 185.8665 | 193.6409 | 198.4115 | 199.5888 | 0 | 0
Bayside 4 | 55.4219 | 53.7231 | 59.3696 | 66.3846 | 67.1818 | 80.4 | 76.7562 | 80.5125 | 90.2188 | 92.033 | 103.6208 | 105.3471 | 118.2056 | 121.5669 | 130.932 | 136.2373 | 142.4365 | 156.6487 | 154.6621 | 162.9221 | 161.599 | 169.7787 | 175.0343 | 179.1971 | 184.8161 | 185.1181 | 188.9408 | 195.7571 | 202.1575 | 202.3025 | 0 | 0
Bayside 5 | 54.7839 | 54.8024 | 61.5939 | 70.483 | 72.5305 | 82.2927 | 77.6897 | 81.5271 | 90.6667 | 93.2444 | 102.009 | 102.9591 | 115.8257 | 119.0157 | 127.159 | 132.6181 | 138.0774 | 148.1269 | 148.3526 | 154.1227 | 155.5107 | 162.082 | 165.9354 | 171.098 | 177.2252 | 176.922 | 182.9361 | 190.1561 | 196.7502 | 197.2349 | 0 | 0
Bayside 6 | 54.8594 | 53.8354 | 60.6549 | 67.5584 | 69.7517 | 78.4375 | 77.488 | 80.9992 | 88.9579 | 91.9893 | 101.1119 | 102.8272 | 115.9604 | 119.041 | 126.7817 | 132.7711 | 138.0309 | 149.5592 | 148.5675 | 155.3396 | 156.2958 | 163.4288 | 167.4248 | 171.7233 | 178.2033 | 176.827 | 184.0951 | 191.2273 | 197.0154 | 197.7265 | 0 | 0
Big Bend CT4 | 65.9796 | 63.6553 | 68.3609 | 81.1087 | 76.0625 | 98.5 | 84.3987 | 88.5764 | 96.9452 | 101.0418 | 109.1867 | 113.4076 | 123.5163 | 128.4307 | 139.0251 | 139.6732 | 147.2237 | 152.8175 | 157.0949 | 161.8189 | 162.9256 | 167.1809 | 171.2238 | 176.42 | 182.2769 | 186.7457 | 177.8857 | 185.1703 | 191.3601 | 191.7397 | 0 | 0
Big Bend CT4o | 0 | 0 | 0 | 0 | 0 | 0 | 0 | 0 | 0 | 0 | 0 | 0 | 0 | 0 | 0 | 0 | 0 | 0 | 0 | 0 | 0 | 0 | 0 | 0 | 0 | 0 | 0 | 0 | 0 | 0 | 0 | 0
Polk 1 | 29.7859 | 30.5841 | 31.7489 | 32.9612 | 33.3305 | 33.665 | 34.0034 | 34.2562 | 34.9656 | 35.8109 | 36.5662 | 37.4363 | 38.3118 | 39.2152 | 39.451 | 40.3255 | 41.3048 | 42.2206 | 43.6259 | 0 | 0 | 0 | 0 | 0 | 0 | 0 | 0 | 0 | 0 | 0 | 0 | 0
Polk 1g | 37.9325 | 38.0132 | 42.6009 | 44.2057 | 46.7635 | 50.0949 | 53.2683 | 56.0488 | 59.2854 | 62.1323 | 69.3327 | 72.4277 | 79.3396 | 82.2873 | 88.7751 | 90.0759 | 96.2516 | 100.7578 | 102.7252 | 0 | 0 | 0 | 0 | 0 | 0 | 0 | 0 | 0 | 0 | 0 | 0 | 0
Polk 2 | 51.6743 | 53.9265 | 63.307 | 0 | 66.6032 | 0 | 72.98 | 82.8852 | 80.4444 | 88.9123 | 95.671 | 100.0111 | 113.5781 | 118.3832 | 126.7473 | 128.3178 | 134.5697 | 142.2083 | 140.1 | 146.4282 | 150.6575 | 154.5168 | 164.7867 | 167.2378 | 168.5938 | 177.9873 | 185.4684 | 187.019 | 189.4952 | 194.6832 | 0 | 0
Polk 2o | 0 | 0 | 0 | 0 | 0 | 0 | 0 | 0 | 0 | 0 | 0 | 0 | 0 | 0 | 0 | 0 | 0 | 0 | 0 | 0 | 0 | 0 | 0 | 0 | 0 | 0 | 0 | 0 | 0 | 0 | 0 | 0
Polk 3 | 52.0359 | 52.5271 | 60.1504 | 0 | 66.2982 | 0 | 73.6267 | 81.3248 | 80.4444 | 88.2197 | 95.1146 | 0 | 111.4792 | 118.3871 | 129 | 126.5135 | 136.0489 | 144.1333 | 139.3526 | 148.6612 | 152.2095 | 152.9767 | 166.1242 | 167.4573 | 171.6529 | 179.7877 | 186.8854 | 187.0316 | 188.5135 | 201.4667 | 0 | 0
Polk 3o | 0 | 0 | 0 | 0 | 0 | 0 | 0 | 0 | 0 | 0 | 0 | 0 | 0 | 0 | 0 | 0 | 0 | 0 | 0 | 0 | 0 | 0 | 0 | 0 | 0 | 0 | 0 | 0 | 0 | 0 | 0 | 0
Polk 4 | 53.5921 | 52.6084 | 58.7885 | 0 | 0 | 0 | 75.9467 | 79.5244 | 0 | 90.1284 | 94.3077 | 0 | 110.9248 | 121.5769 | 0 | 125.7436 | 136.3273 | 0 | 138.8523 | 149.1138 | 155.6158 | 152.5101 | 166.4894 | 170.3358 | 170.7403 | 178.3189 | 179.2222 | 185.1304 | 190.2335 | 0 | 0 | 0
Polk 5 | 0 | 52.6158 | 60.1951 | 0 | 0 | 0 | 77.0933 | 78.6879 | 0 | 0 | 98.6076 | 0 | 111.0752 | 0 | 0 | 125.5451 | 136.7583 | 0 | 140.0811 | 145.0857 | 158.6772 | 149.7636 | 166.96 | 171.1316 | 167.5425 | 176.5709 | 170.7778 | 183.8524 | 186.6857 | 191.3387 | 0 | 0
Polk 2 CC | 31.0555 | 31.5758 | 34.3891 | 36.7179 | 38.1765 | 40.9605 | 43.4007 | 45.8009 | 48.2863 | 50.8436 | 56.527 | 59.1173 | 64.6291 | 67.0101 | 72.5168 | 73.3802 | 78.364 | 81.5241 | 83.0885 | 85.0308 | 86.7559 | 89.2475 | 91.0423 | 93.6582 | 97.5884 | 102.2891 | 107.0139 | 110.862 | 114.6682 | 114.7227 | 0 | 0
Polk2 CC DF | 37.5818 | 38.1818 | 41.9799 | 44.4804 | 46.7635 | 49.8389 | 53.805 | 56.602 | 59.4649 | 62.5742 | 69.4969 | 73.0308 | 79.9705 | 82.8121 | 89.4348 | 90.762 | 97.2116 | 101.1582 | 103.0509 | 105.1128 | 107.5016 | 110.9102 | 113.2966 | 117.0281 | 121.839 | 126.0188 | 132.2752 | 137.3881 | 141.8597 | 142.3614 | 0 | 0
Phillips 1 | 0 | 0 | 0 | 0 | 0 | 0 | 0 | 0 | 0 | 0 | 0 | 0 | 0 | 0 | 0 | 0 | 0 | 0 | 0 | 0 | 0 | 0 | 0 | 0 | 0 | 0 | 0 | 0 | 0 | 0 | 0 | 0
Phillips 2 | 0 | 0 | 0 | 0 | 0 | 0 | 0 | 0 | 0 | 0 | 0 | 0 | 0 | 0 | 0 | 0 | 0 | 0 | 0 | 0 | 0 | 0 | 0 | 0 | 0 | 0 | 0 | 0 | 0 | 0 | 0 | 0
TOTAL Phillips ($/MWh) | 0 | 0 | 0 | 0 | 0 | 0 | 0 | 0 | 0 | 0 | 0 | 0 | 0 | 0 | 0 | 0 | 0 | 0 | 0 | 0 | 0 | 0 | 0 | 0 | 0 | 0 | 0 | 0 | 0 | 0 | 1 | 2
City of Tampa | 0 | 0 | 0 | 0 | 0 | 0 | 0 | 0 | 0 | 0 | 0 | 0 | 0 | 0 | 0 | 0 | 0 | 0 | 0 | 0 | 0 | 0 | 0 | 0 | 0 | 0 | 0 | 0 | 0 | 0 | 0 | 0
FutAeroCT1 | 0 | 0 | 0 | 0 | 0 | 0 | 0 | 0 | 0 | 0 | 0 | 0 | 0 | 0 | 0 | 0 | 0 | 0 | 0 | 0 | 0 | 0 | 0 | 0 | 0 | 0 | 228.2625 | 244.9746 | 256.3805 | 266.4763 | 0 | 0
FutAeroCT2 | 0 | 0 | 0 | 0 | 0 | 0 | 0 | 0 | 0 | 0 | 0 | 0 | 0 | 0 | 0 | 0 | 0 | 0 | 0 | 0 | 0 | 0 | 0 | 0 | 0 | 0 | 0 | 0 | 0 | 0 | 0 | 0
FutAeroCT3 | 0 | 0 | 0 | 0 | 0 | 0 | 0 | 0 | 0 | 0 | 0 | 0 | 0 | 0 | 0 | 0 | 0 | 0 | 0 | 0 | 0 | 0 | 0 | 0 | 0 | 0 | 0 | 0 | 0 | 0 | 0 | 0
FutAeroCT4 | 0 | 0 | 0 | 0 | 0 | 0 | 0 | 0 | 0 | 0 | 0 | 0 | 0 | 0 | 0 | 0 | 0 | 0 | 0 | 0 | 0 | 0 | 0 | 0 | 0 | 0 | 0 | 0 | 0 | 0 | 0 | 0
FutAeroCT5 | 0 | 0 | 0 | 0 | 0 | 0 | 0 | 0 | 0 | 0 | 0 | 0 | 0 | 0 | 0 | 0 | 0 | 0 | 0 | 0 | 0 | 0 | 0 | 0 | 0 | 0 | 0 | 0 | 0 | 0 | 0 | 0
FutAeroCT6 | 0 | 0 | 0 | 0 | 0 | 0 | 0 | 0 | 0 | 0 | 0 | 0 | 0 | 0 | 0 | 0 | 0 | 0 | 0 | 0 | 0 | 0 | 0 | 0 | 0 | 0 | 0 | 0 | 0 | 0 | 0 | 0
FutAeroCT7 | 0 | 0 | 0 | 0 | 0 | 0 | 0 | 0 | 0 | 0 | 0 | 0 | 0 | 0 | 0 | 0 | 0 | 0 | 0 | 0 | 0 | 0 | 0 | 0 | 0 | 0 | 0 | 0 | 0 | 0 | 0 | 0
FutAeroCT8 | 0 | 0 | 0 | 0 | 0 | 0 | 0 | 0 | 0 | 0 | 0 | 0 | 0 | 0 | 0 | 0 | 0 | 0 | 0 | 0 | 0 | 0 | 0 | 0 | 0 | 0 | 0 | 0 | 0 | 0 | 0 | 0
FutAeroCT9 | 0 | 0 | 0 | 0 | 0 | 0 | 0 | 0 | 0 | 0 | 0 | 0 | 0 | 0 | 0 | 0 | 0 | 0 | 0 | 0 | 0 | 0 | 0 | 0 | 0 | 0 | 0 | 0 | 0 | 0 | 0 | 0
FutAeroCT10 | 0 | 0 | 0 | 0 | 0 | 0 | 0 | 0 | 0 | 0 | 0 | 0 | 0 | 0 | 0 | 0 | 0 | 0 | 0 | 0 | 0 | 0 | 0 | 0 | 0 | 0 | 0 | 0 | 0 | 0 | 0 | 0
Total Expansion Aero CT ($/MWh) | 0 | 0 | 0 | 0 | 0 | 0 | 0 | 0 | 0 | 0 | 0 | 0 | 0 | 0 | 0 | 0 | 0 | 0 | 0 | 0 | 0 | 0 | 0 | 0 | 0 | 0 | 228.2625 | 244.9746 | 256.3805 | 266.4763 | 0 | 0
GE_7FA_CT1 | 0 | 0 | 0 | 0 | 0 | 109.0875 | 79.7751 | 82.4884 | 92.7555 | 95.4072 | 103.5166 | 106.348 | 115.2974 | 120.8476 | 127.6821 | 131.7951 | 138.314 | 144.8382 | 146.9058 | 149.572 | 153.1299 | 156.9333 | 161.1309 | 166.1585 | 172.457 | 178.3436 | 190.6245 | 197.0184 | 203.7002 | 205.8704 | 0 | 0
GE_7FA_CT2 | 0 | 0 | 0 | 0 | 0 | 0 | 0 | 0 | 96.2797 | 96.9502 | 103.5553 | 109.3428 | 117.2872 | 125.0991 | 128.9535 | 132.7829 | 140.691 | 147.885 | 149.0125 | 153.0615 | 155.945 | 159.8852 | 164.4659 | 169.5824 | 175.6821 | 181.3197 | 191.2239 | 197.536 | 206.2088 | 203.9667 | 0 | 0
GE_7FA_CT3 | 0 | 0 | 0 | 0 | 0 | 0 | 0 | 0 | 0 | 0 | 0 | 113.7809 | 120.7106 | 126.5385 | 132.8299 | 137.4803 | 145.3419 | 150.5141 | 151.5738 | 156.1169 | 158.3898 | 164.1383 | 168.3109 | 173.7279 | 179.072 | 184.1222 | 192.7685 | 198.8704 | 207.479 | 204.2782 | 0 | 0
GE_7FA_CT4 | 0 | 0 | 0 | 0 | 0 | 0 | 0 | 0 | 0 | 0 | 0 | 0 | 0 | 0 | 136.7145 | 141.648 | 149.773 | 155.8112 | 155.7537 | 159.3174 | 160.3526 | 166.4114 | 170.7558 | 174.9796 | 181.0042 | 188.1841 | 193.4716 | 199.6498 | 211.4202 | 209.1079 | 0 | 0
GE_7FA_CT5 | 0 | 0 | 0 | 0 | 0 | 0 | 0 | 0 | 0 | 0 | 0 | 0 | 0 | 0 | 0 | 0 | 0 | 158.146 | 161.0809 | 161.7315 | 163.4664 | 168.0154 | 172.6644 | 178.6124 | 184.1207 | 188.3453 | 197.0018 | 204.4858 | 211.3937 | 210.0924 | 0 | 0
GE_7FA_CT6 | 0 | 0 | 0 | 0 | 0 | 0 | 0 | 0 | 0 | 0 | 0 | 0 | 0 | 0 | 0 | 0 | 0 | 0 | 0 | 164.6083 | 165.075 | 171.2334 | 173.8618 | 179.7918 | 185.5025 | 190.3593 | 196.3419 | 208.6635 | 211.3522 | 211.413 | 0 | 0
GE_7FA_CT7 | 0 | 0 | 0 | 0 | 0 | 0 | 0 | 0 | 0 | 0 | 0 | 0 | 0 | 0 | 0 | 0 | 0 | 0 | 0 | 0 | 0 | 0 | 0 | 0 | 0 | 190.9995 | 204.1574 | 196.8508 | 212.8047 | 218.7263 | 0 | 0
GE_7FA_CT8 | 0 | 0 | 0 | 73.1447 | 73.3754 | 0 | 0 | 0 | 0 | 0 | 0 | 0 | 0 | 0 | 0 | 0 | 0 | 0 | 0 | 0 | 0 | 0 | 0 | 0 | 0 | 0 | 0 | 0 | 0 | 0 | 0 | 0
GE_7FA_CT9 | 0 | 0 | 0 | 121.775 | 109.6444 | 0 | 0 | 0 | 0 | 0 | 0 | 0 | 0 | 0 | 0 | 0 | 0 | 0 | 0 | 0 | 0 | 0 | 0 | 0 | 0 | 0 | 0 | 0 | 0 | 0 | 0 | 0
GE_7FA_CT10 | 0 | 0 | 0 | 0 | 0 | 0 | 0 | 0 | 0 | 0 | 0 | 0 | 0 | 0 | 0 | 0 | 0 | 0 | 0 | 0 | 0 | 0 | 0 | 0 | 0 | 0 | 0 | 0 | 0 | 0 | 0 | 0
Total Expansion CT ($/MWh) | 0 | 0 | 0 | 84.0415 | 82.1005 | 109.0875 | 79.7751 | 82.4884 | 93.7263 | 96.0177 | 103.5319 | 108.9533 | 117.0155 | 123.1602 | 130.5099 | 134.2073 | 141.897 | 148.798 | 150.393 | 154.0208 | 157.0048 | 161.391 | 165.656 | 170.6992 | 176.8056 | 182.5308 | 192.1306 | 198.2639 | 205.8471 | 206.0497 | 0 | 0
CC 2x1 7FAwDF 1 | 0 | 0 | 0 | 0 | 0 | 39.2401 | 41.4878 | 43.7873 | 46.1272 | 48.5297 | 53.8596 | 56.1153 | 61.2744 | 63.5412 | 68.7124 | 69.463 | 74.0013 | 76.9167 | 78.3957 | 80.1069 | 81.6905 | 83.9655 | 85.7402 | 87.7203 | 91.1619 | 95.6486 | 99.8101 | 103.4541 | 107.0151 | 107.099 | 0 | 0
CC 2x1 7FAwDF 2 | 0 | 0 | 0 | 0 | 0 | 0 | 0 | 0 | 0 | 0 | 0 | 0 | 0 | 0 | 0 | 0 | 0 | 0 | 0 | 0 | 0 | 0 | 0 | 0 | 0 | 0 | 99.1806 | 102.8042 | 106.3948 | 106.4447 | 0 | 0
CC 2x1 7FAwDF 3 | 0 | 0 | 0 | 0 | 0 | 0 | 0 | 0 | 0 | 0 | 0 | 0 | 0 | 0 | 0 | 0 | 0 | 0 | 0 | 0 | 0 | 0 | 0 | 0 | 0 | 97.5372 | 103.6769 | 107.3669 | 111.1458 | 111.2225 | 0 | 0
CC 2x1 7FAwDF 4 | 0 | 0 | 0 | 0 | 0 | 0 | 0 | 0 | 0 | 0 | 0 | 0 | 0 | 0 | 0 | 0 | 0 | 0 | 0 | 0 | 0 | 0 | 0 | 0 | 0 | 0 | 0 | 0 | 0 | 0 | 0 | 0
CC 2x1 7FAwDF 5 | 0 | 0 | 0 | 0 | 0 | 0 | 0 | 0 | 0 | 0 | 0 | 0 | 0 | 0 | 0 | 0 | 0 | 0 | 0 | 0 | 0 | 0 | 0 | 0 | 0 | 0 | 0 | 0 | 0 | 0 | 0 | 0
CC 2x1 7FAwDF 6 | 0 | 0 | 0 | 0 | 0 | 0 | 0 | 0 | 0 | 0 | 0 | 0 | 0 | 0 | 0 | 0 | 0 | 0 | 0 | 0 | 0 | 0 | 0 | 0 | 0 | 0 | 0 | 0 | 0 | 0 | 0 | 0
CC_Fut_Proxy_07 | 0 | 0 | 0 | 0 | 0 | 0 | 0 | 0 | 0 | 0 | 0 | 0 | 0 | 0 | 0 | 0 | 0 | 0 | 0 | 0 | 0 | 0 | 0 | 0 | 0 | 0 | 0 | 0 | 0 | 0 | 0 | 0
CC_Fut_Proxy_08 | 0 | 0 | 0 | 0 | 0 | 0 | 0 | 0 | 0 | 0 | 0 | 0 | 0 | 0 | 0 | 0 | 0 | 0 | 0 | 0 | 0 | 0 | 0 | 0 | 0 | 0 | 0 | 0 | 0 | 0 | 0 | 0
CC_Fut_Proxy_09 | 0 | 0 | 0 | 0 | 0 | 0 | 0 | 0 | 0 | 0 | 0 | 0 | 0 | 0 | 0 | 0 | 0 | 0 | 0 | 0 | 0 | 0 | 0 | 0 | 0 | 0 | 0 | 0 | 0 | 0 | 0 | 0
CC_Fut_Proxy_10 | 0 | 0 | 0 | 0 | 0 | 0 | 0 | 0 | 0 | 0 | 0 | 0 | 0 | 0 | 0 | 0 | 0 | 0 | 0 | 0 | 0 | 0 | 0 | 0 | 0 | 0 | 0 | 0 | 0 | 0 | 0 | 0
Total Expansion CC ($/MWh) | 0 | 0 | 0 | 0 | 0 | 39.2401 | 41.4878 | 43.7873 | 46.1272 | 48.5297 | 53.8596 | 56.1153 | 61.2744 | 63.5412 | 68.7124 | 69.463 | 74.0013 | 76.9167 | 78.3957 | 80.1069 | 81.6905 | 83.9655 | 85.7402 | 87.7203 | 91.1619 | 96.0752 | 100.0483 | 103.6971 | 107.2824 | 107.3609 | 0 | 0
Future Proxy Unit | 0 | 0 | 0 | 0 | 0 | 0 | 0 | 0 | 0 | 0 | 0 | 0 | 0 | 0 | 0 | 0 | 0 | 0 | 0 | 0 | 0 | 0 | 0 | 0 | 0 | 0 | 0 | 0 | 0 | 0 | 0 | 0
Unit Service Hours (HRS)
Big Bend 1 | 4650 | 4626 | 4899 | 468 | 0 | 0 | 0 | 0 | 0 | 0 | 0 | 0 | 0 | 0 | 0 | 0 | 0 | 0 | 0 | 0 | 0 | 0 | 0 | 0 | 0 | 0 | 0 | 0 | 0 | 0 | 0 | 0
Big Bend 2 | 6004 | 5722 | 5936 | 2519 | 0 | 0 | 0 | 0 | 0 | 0 | 0 | 0 | 0 | 0 | 0 | 0 | 0 | 0 | 0 | 0 | 0 | 0 | 0 | 0 | 0 | 0 | 0 | 0 | 0 | 0 | 0 | 0
Big Bend 3 | 6398 | 5776 | 6743 | 6692 | 6763 | 6766 | 6719 | 5522 | 6744 | 6691 | 6589 | 6533 | 5300 | 6582 | 6554 | 6494 | 6317 | 5463 | 6526 | 6457 | 6236 | 6487 | 6446 | 2249 | 0 | 0 | 0 | 0 | 0 | 0 | 0 | 0
Big Bend 4 | 6558 | 5846 | 7126 | 7051 | 6999 | 6746 | 5839 | 6899 | 6875 | 6902 | 6939 | 5414 | 6398 | 6160 | 6483 | 6393 | 5373 | 6138 | 6418 | 6386 | 6352 | 5111 | 6388 | 6331 | 6346 | 6050 | 5303 | 6240 | 6265 | 6265 | 0 | 0
TOTAL Big Bend | 23610 | 21970 | 24704 | 16730 | 13762 | 13512 | 12558 | 12421 | 13619 | 13593 | 13528 | 11947 | 11698 | 12742 | 13037 | 12887 | 11690 | 11601 | 12944 | 12843 | 12588 | 11598 | 12834 | 8580 | 6346 | 6050 | 5303 | 6240 | 6265 | 6265 | 0 | 0
Bayside 1 (Steam Turbine) | 6259 | 7034 | 7325 | 7298 | 6800 | 5366 | 4997 | 5790 | 5299 | 5410 | 5587 | 5408 | 5624 | 5764 | 4873 | 5852 | 5678 | 5775 | 5271 | 4594 | 5585 | 5557 | 5744 | 5789 | 5777 | 1495 | 0 | 0 | 0 | 0 | 0 | 0
Bayside 2 (Steam Turbine) | 5002 | 5259 | 5447 | 6592 | 6917 | 3085 | 3813 | 3441 | 4007 | 4607 | 4248 | 4308 | 4355 | 4362 | 4694 | 4471 | 4572 | 4386 | 4705 | 5196 | 3985 | 4836 | 4808 | 4565 | 4453 | 5851 | 0 | 0 | 0 | 0 | 0 | 0
TOTAL Bayside CC | 11261 | 12293 | 12772 | 13890 | 13717 | 8451 | 8810 | 9231 | 9306 | 10017 | 9835 | 9716 | 9979 | 10126 | 9567 | 10323 | 10250 | 10161 | 9976 | 9790 | 9570 | 10393 | 10552 | 10354 | 10230 | 7346 | 0 | 0 | 0 | 0 | 0 | 0
Bayside 3 | 24 | 52 | 42 | 8 | 18 | 3 | 149 | 205 | 32 | 62 | 104 | 195 | 270 | 185 | 266 | 237 | 364 | 335 | 418 | 493 | 486 | 608 | 487 | 612 | 709 | 299 | 239 | 190 | 212 | 174 | 0 | 0
Bayside 4 | 12 | 44 | 33 | 5 | 12 | 1 | 117 | 166 | 18 | 39 | 79 | 152 | 169 | 109 | 184 | 139 | 245 | 189 | 250 | 250 | 323 | 358 | 273 | 343 | 448 | 183 | 116 | 88 | 107 | 79 | 0 | 0
Bayside 5 | 70 | 82 | 65 | 36 | 48 | 21 | 202 | 258 | 61 | 128 | 172 | 293 | 412 | 292 | 408 | 483 | 597 | 635 | 749 | 996 | 967 | 1205 | 935 | 1117 | 1230 | 749 | 647 | 543 | 531 | 505 | 0 | 0
Bayside 6 | 36 | 60 | 53 | 17 | 28 | 11 | 171 | 239 | 43 | 90 | 136 | 253 | 344 | 253 | 348 | 356 | 496 | 499 | 612 | 754 | 767 | 940 | 745 | 883 | 1010 | 490 | 415 | 340 | 349 | 308 | 0 | 0
Big Bend CT4 | 131 | 61 | 54 | 13 | 22 | 3 | 114 | 170 | 30 | 59 | 70 | 183 | 184 | 130 | 159 | 260 | 284 | 324 | 301 | 442 | 638 | 712 | 521 | 982 | 1068 | 1244 | 1116 | 901 | 913 | 920 | 0 | 0
Big Bend CT4o | 0 | 0 | 0 | 0 | 0 | 0 | 0 | 0 | 0 | 0 | 0 | 0 | 0 | 0 | 0 | 0 | 0 | 0 | 0 | 0 | 0 | 0 | 0 | 0 | 0 | 0 | 0 | 0 | 0 | 0 | 0 | 0
Polk 1 | 6080 | 7149 | 7174 | 6569 | 7150 | 7001 | 6573 | 7150 | 7149 | 6546 | 6568 | 7070 | 7070 | 6694 | 7091 | 7070 | 6694 | 7070 | 4685 | 0 | 0 | 0 | 0 | 0 | 0 | 0 | 0 | 0 | 0 | 0 | 0 | 0
Polk 1g | 732 | 640 | 562 | 934 | 1425 | 461 | 573 | 1021 | 582 | 1052 | 624 | 1013 | 1217 | 1114 | 1257 | 1497 | 1456 | 1581 | 1040 | 0 | 0 | 0 | 0 | 0 | 0 | 0 | 0 | 0 | 0 | 0 | 0 | 0
Polk 2 | 145 | 22 | 8 | 0 | 9 | 0 | 10 | 17 | 1 | 52 | 20 | 6 | 24 | 8 | 6 | 115 | 22 | 7 | 23 | 29 | 44 | 241 | 26 | 22 | 50 | 46 | 17 | 144 | 26 | 11 | 0 | 0
Polk 2o | 0 | 0 | 0 | 0 | 0 | 0 | 0 | 0 | 0 | 0 | 0 | 0 | 0 | 0 | 0 | 0 | 0 | 0 | 0 | 0 | 0 | 0 | 0 | 0 | 0 | 0 | 0 | 0 | 0 | 0 | 0 | 0
Polk 3 | 64 | 14 | 8 | 0 | 4 | 0 | 10 | 76 | 1 | 36 | 12 | 0 | 17 | 7 | 1 | 94 | 15 | 1 | 19 | 12 | 48 | 234 | 22 | 31 | 42 | 47 | 6 | 182 | 20 | 1 | 0 | 0
Polk 3o | 0 | 0 | 0 | 0 | 0 | 0 | 0 | 0 | 0 | 0 | 0 | 0 | 0 | 0 | 0 | 0 | 0 | 0 | 0 | 0 | 0 | 0 | 0 | 0 | 0 | 0 | 0 | 0 | 0 | 0 | 0 | 0
Polk 4 | 5 | 10 | 4 | 0 | 0 | 0 | 10 | 31 | 0 | 16 | 4 | 0 | 9 | 4 | 0 | 47 | 11 | 0 | 14 | 8 | 36 | 182 | 19 | 18 | 29 | 27 | 2 | 119 | 13 | 0 | 0 | 0
Polk 5 | 0 | 14 | 6 | 0 | 0 | 0 | 5 | 23 | 0 | 0 | 5 | 0 | 9 | 0 | 0 | 41 | 8 | 0 | 13 | 2 | 25 | 113 | 15 | 10 | 15 | 17 | 1 | 81 | 4 | 4 | 0 | 0
Polk 2 CC (Steam Turbine) | 8052 | 8573 | 8083 | 8595 | 8644 | 7466 | 7596 | 6851 | 7680 | 7223 | 7784 | 8026 | 7892 | 8070 | 8023 | 7236 | 8124 | 8250 | 8332 | 8569 | 8488 | 7408 | 8525 | 8547 | 8611 | 8573 | 5438 | 5114 | 5529 | 5625 | 0 | 0
Polk 2 CC DF | 273 | 265 | 222 | 286 | 396 | 173 | 347 | 403 | 235 | 247 | 348 | 561 | 662 | 665 | 743 | 841 | 1075 | 1169 | 1356 | 1830 | 1908 | 1966 | 1672 | 2137 | 2344 | 2128 | 1682 | 1443 | 1442 | 1459 | 0 | 0
Phillips 1 | 0 | 0 | 0 | 0 | 0 | 0 | 0 | 0 | 0 | 0 | 0 | 0 | 0 | 0 | 0 | 0 | 0 | 0 | 0 | 0 | 0 | 0 | 0 | 0 | 0 | 0 | 0 | 0 | 0 | 0 | 0 | 0
Phillips 2 | 0 | 0 | 0 | 0 | 0 | 0 | 0 | 0 | 0 | 0 | 0 | 0 | 0 | 0 | 0 | 0 | 0 | 0 | 0 | 0 | 0 | 0 | 0 | 0 | 0 | 0 | 0 | 0 | 0 | 0 | 0 | 0
City of Tampa | 0 | 0 | 0 | 0 | 0 | 0 | 0 | 0 | 0 | 0 | 0 | 0 | 0 | 0 | 0 | 0 | 0 | 0 | 0 | 0 | 0 | 0 | 0 | 0 | 0 | 0 | 0 | 0 | 0 | 0 | 0 | 0
FutAeroCT1 | 0 | 0 | 0 | 0 | 0 | 0 | 0 | 0 | 0 | 0 | 0 | 0 | 0 | 0 | 0 | 0 | 0 | 0 | 0 | 0 | 0 | 0 | 0 | 0 | 0 | 0 | 1059 | 957 | 905 | 806 | 0 | 0
FutAeroCT2 | 0 | 0 | 0 | 0 | 0 | 0 | 0 | 0 | 0 | 0 | 0 | 0 | 0 | 0 | 0 | 0 | 0 | 0 | 0 | 0 | 0 | 0 | 0 | 0 | 0 | 0 | 0 | 0 | 0 | 0 | 0 | 0
FutAeroCT3 | 0 | 0 | 0 | 0 | 0 | 0 | 0 | 0 | 0 | 0 | 0 | 0 | 0 | 0 | 0 | 0 | 0 | 0 | 0 | 0 | 0 | 0 | 0 | 0 | 0 | 0 | 0 | 0 | 0 | 0 | 0 | 0
FutAeroCT4 | 0 | 0 | 0 | 0 | 0 | 0 | 0 | 0 | 0 | 0 | 0 | 0 | 0 | 0 | 0 | 0 | 0 | 0 | 0 | 0 | 0 | 0 | 0 | 0 | 0 | 0 | 0 | 0 | 0 | 0 | 0 | 0
FutAeroCT5 | 0 | 0 | 0 | 0 | 0 | 0 | 0 | 0 | 0 | 0 | 0 | 0 | 0 | 0 | 0 | 0 | 0 | 0 | 0 | 0 | 0 | 0 | 0 | 0 | 0 | 0 | 0 | 0 | 0 | 0 | 0 | 0
FutAeroCT6 | 0 | 0 | 0 | 0 | 0 | 0 | 0 | 0 | 0 | 0 | 0 | 0 | 0 | 0 | 0 | 0 | 0 | 0 | 0 | 0 | 0 | 0 | 0 | 0 | 0 | 0 | 0 | 0 | 0 | 0 | 0 | 0
FutAeroCT7 | 0 | 0 | 0 | 0 | 0 | 0 | 0 | 0 | 0 | 0 | 0 | 0 | 0 | 0 | 0 | 0 | 0 | 0 | 0 | 0 | 0 | 0 | 0 | 0 | 0 | 0 | 0 | 0 | 0 | 0 | 0 | 0
FutAeroCT8 | 0 | 0 | 0 | 0 | 0 | 0 | 0 | 0 | 0 | 0 | 0 | 0 | 0 | 0 | 0 | 0 | 0 | 0 | 0 | 0 | 0 | 0 | 0 | 0 | 0 | 0 | 0 | 0 | 0 | 0 | 0 | 0
FutAeroCT9 | 0 | 0 | 0 | 0 | 0 | 0 | 0 | 0 | 0 | 0 | 0 | 0 | 0 | 0 | 0 | 0 | 0 | 0 | 0 | 0 | 0 | 0 | 0 | 0 | 0 | 0 | 0 | 0 | 0 | 0 | 0 | 0
FutAeroCT10 | 0 | 0 | 0 | 0 | 0 | 0 | 0 | 0 | 0 | 0 | 0 | 0 | 0 | 0 | 0 | 0 | 0 | 0 | 0 | 0 | 0 | 0 | 0 | 0 | 0 | 0 | 0 | 0 | 0 | 0 | 0 | 0
Total Expansion Aero CT (HRS) | 0 | 0 | 0 | 0 | 0 | 0 | 0 | 0 | 0 | 0 | 0 | 0 | 0 | 0 | 0 | 0 | 0 | 0 | 0 | 0 | 0 | 0 | 0 | 0 | 0 | 0 | 1059 | 957 | 905 | 806 | 0 | 0
GE_7FA_CT1 | 0 | 0 | 0 | 0 | 0 | 4 | 151 | 198 | 44 | 62 | 137 | 263 | 320 | 286 | 386 | 507 | 656 | 673 | 839 | 1215 | 1311 | 1460 | 1114 | 1584 | 1691 | 1570 | 1177 | 944 | 998 | 812 | 0 | 0
GE_7FA_CT2 | 0 | 0 | 0 | 0 | 0 | 0 | 0 | 0 | 14 | 39 | 84 | 151 | 231 | 168 | 270 | 317 | 454 | 412 | 579 | 871 | 1016 | 1075 | 768 | 1073 | 1222 | 1164 | 636 | 511 | 593 | 455 | 0 | 0
GE_7FA_CT3 | 0 | 0 | 0 | 0 | 0 | 0 | 0 | 0 | 0 | 0 | 0 | 121 | 123 | 87 | 222 | 224 | 308 | 277 | 403 | 575 | 701 | 714 | 525 | 773 | 845 | 785 | 378 | 286 | 303 | 261 | 0 | 0
GE_7FA_CT4 | 0 | 0 | 0 | 0 | 0 | 0 | 0 | 0 | 0 | 0 | 0 | 0 | 0 | 0 | 148 | 116 | 211 | 190 | 261 | 353 | 455 | 473 | 337 | 500 | 545 | 466 | 227 | 132 | 122 | 153 | 0 | 0
GE_7FA_CT5 | 0 | 0 | 0 | 0 | 0 | 0 | 0 | 0 | 0 | 0 | 0 | 0 | 0 | 0 | 0 | 0 | 0 | 109 | 153 | 207 | 282 | 281 | 214 | 267 | 322 | 253 | 153 | 96 | 60 | 105 | 0 | 0
GE_7FA_CT6 | 0 | 0 | 0 | 0 | 0 | 0 | 0 | 0 | 0 | 0 | 0 | 0 | 0 | 0 | 0 | 0 | 0 | 0 | 0 | 109 | 174 | 147 | 117 | 139 | 180 | 151 | 61 | 44 | 23 | 54 | 0 | 0
GE_7FA_CT7 | 0 | 0 | 0 | 0 | 0 | 0 | 0 | 0 | 0 | 0 | 0 | 0 | 0 | 0 | 0 | 0 | 0 | 0 | 0 | 0 | 0 | 0 | 0 | 0 | 0 | 81 | 45 | 18 | 14 | 22 | 0 | 0
GE_7FA_CT8 | 0 | 0 | 0 | 219 | 428 | 0 | 0 | 0 | 0 | 0 | 0 | 0 | 0 | 0 | 0 | 0 | 0 | 0 | 0 | 0 | 0 | 0 | 0 | 0 | 0 | 0 | 0 | 0 | 0 | 0 | 0 | 0
GE_7FA_CT9 | 0 | 0 | 0 | 57 | 128 | 0 | 0 | 0 | 0 | 0 | 0 | 0 | 0 | 0 | 0 | 0 | 0 | 0 | 0 | 0 | 0 | 0 | 0 | 0 | 0 | 0 | 0 | 0 | 0 | 0 | 0 | 0
GE_7FA_CT10 | 0 | 0 | 0 | 0 | 0 | 0 | 0 | 0 | 0 | 0 | 0 | 0 | 0 | 0 | 0 | 0 | 0 | 0 | 0 | 0 | 0 | 0 | 0 | 0 | 0 | 0 | 0 | 0 | 0 | 0 | 0 | 0
Total Expansion CT (HRS) | 0 | 0 | 0 | 276 | 556 | 4 | 151 | 198 | 58 | 101 | 221 | 535 | 674 | 541 | 1026 | 1164 | 1629 | 1661 | 2235 | 3330 | 3939 | 4150 | 3075 | 4336 | 4805 | 4470 | 2677 | 2031 | 2113 | 1862 | 0 | 0
CC 2x1 7FAwDF 1 | 0 | 0 | 0 | 0 | 0 | 8135 | 8146 | 8131 | 8119 | 8127 | 8155 | 8137 | 8128 | 8135 | 8149 | 8136 | 8127 | 8137 | 8154 | 8124 | 8133 | 8129 | 8168 | 8131 | 8137 | 8127 | 8054 | 8060 | 8062 | 8071 | 0 | 0
CC 2x1 7FAwDF 2 | 0 | 0 | 0 | 0 | 0 | 0 | 0 | 0 | 0 | 0 | 0 | 0 | 0 | 0 | 0 | 0 | 0 | 0 | 0 | 0 | 0 | 0 | 0 | 0 | 0 | 0 | 8143 | 8116 | 8130 | 8115 | 0 | 0
CC 2x1 7FAwDF 3 | 0 | 0 | 0 | 0 | 0 | 0 | 0 | 0 | 0 | 0 | 0 | 0 | 0 | 0 | 0 | 0 | 0 | 0 | 0 | 0 | 0 | 0 | 0 | 0 | 0 | 5230 | 4949 | 5001 | 4846 | 4935 | 0 | 0
CC 2x1 7FAwDF 4 | 0 | 0 | 0 | 0 | 0 | 0 | 0 | 0 | 0 | 0 | 0 | 0 | 0 | 0 | 0 | 0 | 0 | 0 | 0 | 0 | 0 | 0 | 0 | 0 | 0 | 0 | 0 | 0 | 0 | 0 | 0 | 0
CC 2x1 7FAwDF 5 | 0 | 0 | 0 | 0 | 0 | 0 | 0 | 0 | 0 | 0 | 0 | 0 | 0 | 0 | 0 | 0 | 0 | 0 | 0 | 0 | 0 | 0 | 0 | 0 | 0 | 0 | 0 | 0 | 0 | 0 | 0 | 0
CC 2x1 7FAwDF 6 | 0 | 0 | 0 | 0 | 0 | 0 | 0 | 0 | 0 | 0 | 0 | 0 | 0 | 0 | 0 | 0 | 0 | 0 | 0 | 0 | 0 | 0 | 0 | 0 | 0 | 0 | 0 | 0 | 0 | 0 | 0 | 0
CC_Fut_Proxy_07 | 0 | 0 | 0 | 0 | 0 | 0 | 0 | 0 | 0 | 0 | 0 | 0 | 0 | 0 | 0 | 0 | 0 | 0 | 0 | 0 | 0 | 0 | 0 | 0 | 0 | 0 | 0 | 0 | 0 | 0 | 0 | 0
CC_Fut_Proxy_08 | 0 | 0 | 0 | 0 | 0 | 0 | 0 | 0 | 0 | 0 | 0 | 0 | 0 | 0 | 0 | 0 | 0 | 0 | 0 | 0 | 0 | 0 | 0 | 0 | 0 | 0 | 0 | 0 | 0 | 0 | 0 | 0
CC_Fut_Proxy_09 | 0 | 0 | 0 | 0 | 0 | 0 | 0 | 0 | 0 | 0 | 0 | 0 | 0 | 0 | 0 | 0 | 0 | 0 | 0 | 0 | 0 | 0 | 0 | 0 | 0 | 0 | 0 | 0 | 0 | 0 | 0 | 0
CC_Fut_Proxy_10 | 0 | 0 | 0 | 0 | 0 | 0 | 0 | 0 | 0 | 0 | 0 | 0 | 0 | 0 | 0 | 0 | 0 | 0 | 0 | 0 | 0 | 0 | 0 | 0 | 0 | 0 | 0 | 0 | 0 | 0 | 0 | 0
Total Expansion CC (HRS) | 0 | 0 | 0 | 0 | 0 | 8135 | 8146 | 8131 | 8119 | 8127 | 8155 | 8137 | 8128 | 8135 | 8149 | 8136 | 8127 | 8137 | 8154 | 8124 | 8133 | 8129 | 8168 | 8131 | 8137 | 13357 | 21146 | 21177 | 21038 | 21121 | 0 | 0
Unit Starts (No. of STRT)
Big Bend 1 | 16 | 20.04 | 17.75 | 1.75 | 0 | 0 | 0 | 0 | 0 | 0 | 0 | 0 | 0 | 0 | 0 | 0 | 0 | 0 | 0 | 0 | 0 | 0 | 0 | 0 | 0 | 0 | 0 | 0 | 0 | 0 | 0 | 0
Big Bend 2 | 12 | 14.5 | 14.5 | 5.17 | 0 | 0 | 0 | 0 | 0 | 0 | 0 | 0 | 0 | 0 | 0 | 0 | 0 | 0 | 0 | 0 | 0 | 0 | 0 | 0 | 0 | 0 | 0 | 0 | 0 | 0 | 0 | 0
Big Bend 3 | 16 | 9.67 | 10.75 | 11.17 | 12.25 | 13 | 12.75 | 10.33 | 11.5 | 12 | 15.08 | 13.25 | 15 | 15.92 | 14.08 | 14 | 22 | 12.25 | 14 | 15 | 13.83 | 14.92 | 14 | 4 | 0 | 0 | 0 | 0 | 0 | 0 | 0 | 0
Big Bend 4 | 13.92 | 9.42 | 10 | 12.33 | 11 | 12.33 | 8.83 | 10.67 | 10.67 | 10.33 | 11 | 13 | 16 | 13.83 | 15.92 | 15 | 14 | 13.92 | 17 | 16 | 15 | 15.5 | 15 | 14 | 14 | 15.42 | 15 | 12.21 | 14.92 | 13.83 | 0 | 0
Bayside 1 (Steam Turbine) | 7.5 | 9.83 | 7.83 | 7 | 4.67 | 15.5 | 14.5 | 18.33 | 13.83 | 13 | 16.17 | 22.67 | 20 | 25.5 | 22 | 22.67 | 27.33 | 26.83 | 36 | 34.83 | 32.83 | 36 | 33.17 | 32.33 | 37.17 | 3.5 | 0 | 0 | 0 | 0 | 0 | 0
Bayside 2 (Steam Turbine) | 10 | 14.33 | 14.83 | 10.83 | 7.33 | 25.83 | 32.83 | 28.17 | 29 | 28.5 | 22.67 | 26 | 34 | 33 | 32.83 | 25.83 | 38 | 36.17 | 43.17 | 38 | 43.67 | 49.83 | 40.83 | 48.67 | 52.17 | 34.17 | 0 | 0 | 0 | 0 | 0 | 0
Bayside 3 | 8.25 | 11.08 | 8.42 | 7 | 7.17 | 2.08 | 26.17 | 37.5 | 12.17 | 30.33 | 31.33 | 47.67 | 74.42 | 63.33 | 67.5 | 89.67 | 112.42 | 140.67 | 154.58 | 227 | 201.67 | 257.08 | 201.75 | 251.83 | 265.83 | 123.75 | 134.75 | 117.58 | 108.58 | 97.67 | 0 | 0
Bayside 4 | 6.08 | 10 | 5.17 | 3.08 | 2.17 | 1 | 17.33 | 27.58 | 9 | 15.25 | 26.17 | 42.25 | 59.42 | 40.42 | 68.17 | 65.58 | 100.58 | 114.42 | 136.67 | 155.67 | 157.5 | 206.83 | 162.67 | 199.67 | 223.92 | 105.25 | 82.42 | 64.33 | 74.5 | 51.25 | 0 | 0
Bayside 5 | 28.58 | 19.25 | 18.17 | 19.33 | 23.33 | 15.25 | 32.42 | 53.67 | 29.25 | 62.25 | 51.42 | 59.5 | 82.75 | 70.5 | 78.75 | 126.67 | 102.92 | 132.83 | 133.67 | 195.83 | 176.92 | 221 | 173 | 206 | 217.08 | 192 | 260.75 | 230.58 | 225.58 | 214.83 | 0 | 0
Bayside 6 | 14.17 | 12.17 | 15.17 | 7.33 | 11.25 | 6.42 | 23.58 | 50.33 | 16.25 | 43.33 | 36.33 | 60.17 | 73.5 | 57.67 | 69.5 | 105.75 | 104.58 | 136.5 | 134.42 | 212.92 | 183.83 | 254 | 189.67 | 210.75 | 242.83 | 144.67 | 197.67 | 170.83 | 156.83 | 144.67 | 0 | 0
Big Bend CT4 | 40.33 | 15.17 | 12.17 | 5 | 6 | 1 | 18.25 | 28.17 | 10.17 | 15.08 | 17.25 | 42 | 44.17 | 34.33 | 43.67 | 60.33 | 71.58 | 71.5 | 77.58 | 101.67 | 135.83 | 130.75 | 102.58 | 163.67 | 195.67 | 222.83 | 165 | 163.92 | 149.75 | 155.92 | 0 | 0
Big Bend CT4o | 0 | 0 | 0 | 0 | 0 | 0 | 0 | 0 | 0 | 0 | 0 | 0 | 0 | 0 | 0 | 0 | 0 | 0 | 0 | 0 | 0 | 0 | 0 | 0 | 0 | 0 | 0 | 0 | 0 | 0 | 0 | 0
Polk 1 | 10.25 | 9.17 | 9.58 | 9.58 | 10.17 | 9 | 8.58 | 9.58 | 9 | 9 | 7.83 | 9.58 | 10.17 | 9.58 | 10.17 | 9 | 10.17 | 10.17 | 6.25 | 0 | 0 | 0 | 0 | 0 | 0 | 0 | 0 | 0 | 0 | 0 | 0 | 0
Polk 1g | 49.83 | 29.33 | 27 | 60.17 | 91.67 | 25.5 | 37.83 | 68.33 | 35.67 | 71.5 | 49 | 55.33 | 84.67 | 78.17 | 86.67 | 131.67 | 98.83 | 136.83 | 90 | 0 | 0 | 0 | 0 | 0 | 0 | 0 | 0 | 0 | 0 | 0 | 0 | 0
Polk 2 | 15.17 | 3 | 3 | 0 | 2 | 0 | 0.08 | 2 | 1 | 9.08 | 1.17 | 1 | 4.08 | 2 | 4 | 16.08 | 2.08 | 2.08 | 3.08 | 6.25 | 4.25 | 22.17 | 3.08 | 4.08 | 6.25 | 4.42 | 5 | 13.17 | 4.25 | 3.08 | 0 | 0
Polk 2o | 0 | 0 | 0 | 0 | 0 | 0 | 0 | 0 | 0 | 0 | 0 | 0 | 0 | 0 | 0 | 0 | 0 | 0 | 0 | 0 | 0 | 0 | 0 | 0 | 0 | 0 | 0 | 0 | 0 | 0 | 0 | 0
Polk 3 | 4.25 | 2 | 1.17 | 0 | 1 | 0 | 1 | 12.17 | 1 | 6.17 | 3 | 0 | 2.17 | 1.17 | 0.17 | 15.33 | 2 | 1 | 4 | 4.33 | 7.17 | 21.5 | 1.33 | 5.17 | 8 | 9 | 2 | 14.17 | 3.17 | 1 | 0 | 0
Polk 3o | 0 | 0 | 0 | 0 | 0 | 0 | 0 | 0 | 0 | 0 | 0 | 0 | 0 | 0 | 0 | 0 | 0 | 0 | 0 | 0 | 0 | 0 | 0 | 0 | 0 | 0 | 0 | 0 | 0 | 0 | 0 | 0
Polk 4 | 2 | 1 | 1 | 0 | 0 | 0 | 1 | 4.17 | 0 | 3.08 | 0.08 | 0 | 1 | 1 | 0 | 9 | 2 | 0 | 1.17 | 3.08 | 5.08 | 19.25 | 3 | 4 | 5.08 | 8.17 | 1 | 14.08 | 2.08 | 0 | 0 | 0
Polk 5 | 0 | 2 | 1.08 | 0 | 0 | 0 | 1 | 4.08 | 0 | 0 | 0.08 | 0 | 0.08 | 0 | 0 | 7.17 | 1 | 0 | 2.08 | 2 | 3.08 | 16.17 | 1.08 | 2 | 4 | 3.08 | 0.08 | 11.08 | 1 | 0.08 | 0 | 0
Polk 2 CC (Steam Turbine) | 3.92 | 2 | 3 | 1.92 | 1 | 78.25 | 66 | 52.92 | 62 | 52.92 | 54.17 | 40.17 | 39.08 | 37 | 39.08 | 26.92 | 26.08 | 26.92 | 18 | 6 | 9 | 8.92 | 7.08 | 7 | 1 | 6 | 245 | 222 | 231.08 | 225.08 | 0 | 0
Polk 2 CC DF | 76.25 | 89.42 | 81.58 | 142.25 | 178.58 | 88.67 | 102.5 | 95.42 | 105.33 | 98.5 | 121.42 | 148.33 | 150 | 171.83 | 181.67 | 177.67 | 199 | 215.75 | 245.75 | 272.08 | 267 | 241.67 | 256 | 285.75 | 288.92 | 295.75 | 300 | 274.5 | 271.67 | 293.33 | 0 | 0
Phillips 1 | 0 | 0 | 0 | 0 | 0 | 0 | 0 | 0 | 0 | 0 | 0 | 0 | 0 | 0 | 0 | 0 | 0 | 0 | 0 | 0 | 0 | 0 | 0 | 0 | 0 | 0 | 0 | 0 | 0 | 0 | 0 | 0
Phillips 2 | 0 | 0 | 0 | 0 | 0 | 0 | 0 | 0 | 0 | 0 | 0 | 0 | 0 | 0 | 0 | 0 | 0 | 0 | 0 | 0 | 0 | 0 | 0 | 0 | 0 | 0 | 0 | 0 | 0 | 0 | 0 | 0
City of Tampa | 0 | 0 | 0 | 0 | 0 | 0 | 0 | 0 | 0 | 0 | 0 | 0 | 0 | 0 | 0 | 0 | 0 | 0 | 0 | 0 | 0 | 0 | 0 | 0 | 0 | 0 | 0 | 0 | 0 | 0 | 0 | 0
FutAeroCT1 | 0 | 0 | 0 | 0 | 0 | 0 | 0 | 0 | 0 | 0 | 0 | 0 | 0 | 0 | 0 | 0 | 0 | 0 | 0 | 0 | 0 | 0 | 0 | 0 | 0 | 0 | 356.67 | 343.33 | 337.67 | 312.17 | 0 | 0
FutAeroCT2 | 0 | 0 | 0 | 0 | 0 | 0 | 0 | 0 | 0 | 0 | 0 | 0 | 0 | 0 | 0 | 0 | 0 | 0 | 0 | 0 | 0 | 0 | 0 | 0 | 0 | 0 | 0 | 0 | 0 | 0 | 0 | 0
FutAeroCT3 | 0 | 0 | 0 | 0 | 0 | 0 | 0 | 0 | 0 | 0 | 0 | 0 | 0 | 0 | 0 | 0 | 0 | 0 | 0 | 0 | 0 | 0 | 0 | 0 | 0 | 0 | 0 | 0 | 0 | 0 | 0 | 0
FutAeroCT4 | 0 | 0 | 0 | 0 | 0 | 0 | 0 | 0 | 0 | 0 | 0 | 0 | 0 | 0 | 0 | 0 | 0 | 0 | 0 | 0 | 0 | 0 | 0 | 0 | 0 | 0 | 0 | 0 | 0 | 0 | 0 | 0
FutAeroCT5 | 0 | 0 | 0 | 0 | 0 | 0 | 0 | 0 | 0 | 0 | 0 | 0 | 0 | 0 | 0 | 0 | 0 | 0 | 0 | 0 | 0 | 0 | 0 | 0 | 0 | 0 | 0 | 0 | 0 | 0 | 0 | 0
FutAeroCT6 | 0 | 0 | 0 | 0 | 0 | 0 | 0 | 0 | 0 | 0 | 0 | 0 | 0 | 0 | 0 | 0 | 0 | 0 | 0 | 0 | 0 | 0 | 0 | 0 | 0 | 0 | 0 | 0 | 0 | 0 | 0 | 0
FutAeroCT7 | 0 | 0 | 0 | 0 | 0 | 0 | 0 | 0 | 0 | 0 | 0 | 0 | 0 | 0 | 0 | 0 | 0 | 0 | 0 | 0 | 0 | 0 | 0 | 0 | 0 | 0 | 0 | 0 | 0 | 0 | 0 | 0
FutAeroCT8 | 0 | 0 | 0 | 0 | 0 | 0 | 0 | 0 | 0 | 0 | 0 | 0 | 0 | 0 | 0 | 0 | 0 | 0 | 0 | 0 | 0 | 0 | 0 | 0 | 0 | 0 | 0 | 0 | 0 | 0 | 0 | 0
FutAeroCT9 | 0 | 0 | 0 | 0 | 0 | 0 | 0 | 0 | 0 | 0 | 0 | 0 | 0 | 0 | 0 | 0 | 0 | 0 | 0 | 0 | 0 | 0 | 0 | 0 | 0 | 0 | 0 | 0 | 0 | 0 | 0 | 0
FutAeroCT10 | 0 | 0 | 0 | 0 | 0 | 0 | 0 | 0 | 0 | 0 | 0 | 0 | 0 | 0 | 0 | 0 | 0 | 0 | 0 | 0 | 0 | 0 | 0 | 0 | 0 | 0 | 0 | 0 | 0 | 0 | 0 | 0
Total Expansion Aero CT (STRT) | 0 | 0 | 0 | 0 | 0 | 0 | 0 | 0 | 0 | 0 | 0 | 0 | 0 | 0 | 0 | 0 | 0 | 0 | 0 | 0 | 0 | 0 | 0 | 0 | 0 | 0 | 356.67 | 343.33 | 337.67 | 312.17 | 0 | 0
GE_7FA_CT1 | 0 | 0 | 0 | 0 | 0 | 3 | 18.17 | 19.83 | 7.33 | 10.17 | 20.17 | 30.5 | 33.83 | 36 | 39.17 | 67.5 | 68.17 | 73.5 | 91.5 | 129.5 | 142.5 | 147.5 | 121.83 | 164.67 | 166 | 157.17 | 140.17 | 112.5 | 120.5 | 110.33 | 0 | 0
GE_7FA_CT2 | 0 | 0 | 0 | 0 | 0 | 0 | 0 | 0 | 3 | 5 | 8.83 | 16.67 | 23.67 | 23.67 | 21.83 | 36 | 44.17 | 51.67 | 62.17 | 104 | 118.5 | 110.67 | 81.83 | 116.5 | 132.5 | 131.17 | 85.5 | 70.33 | 83.5 | 65.83 | 0 | 0
GE_7FA_CT3 | 0 | 0 | 0 | 0 | 0 | 0 | 0 | 0 | 0 | 0 | 0 | 14.33 | 12.67 | 8 | 19.83 | 29.5 | 31.83 | 31.83 | 40.5 | 70.83 | 80.33 | 82.33 | 62.33 | 95.17 | 94.83 | 93.5 | 55.83 | 44 | 46.5 | 38 | 0 | 0
GE_7FA_CT4 | 0 | 0 | 0 | 0 | 0 | 0 | 0 | 0 | 0 | 0 | 0 | 0 | 0 | 0 | 17.5 | 18.67 | 29.5 | 30 | 33.83 | 47.17 | 53.33 | 54.67 | 42 | 63.33 | 62.33 | 61.17 | 24.17 | 15.17 | 20.17 | 20.67 | 0 | 0
GE_7FA_CT5 | 0 | 0 | 0 | 0 | 0 | 0 | 0 | 0 | 0 | 0 | 0 | 0 | 0 | 0 | 0 | 0 | 0 | 19.67 | 28.33 | 30.67 | 37.67 | 33.83 | 29.5 | 44.33 | 46 | 32 | 21.33 | 17.17 | 9 | 13.5 | 0 | 0
GE_7FA_CT6 | 0 | 0 | 0 | 0 | 0 | 0 | 0 | 0 | 0 | 0 | 0 | 0 | 0 | 0 | 0 | 0 | 0 | 0 | 0 | 19.5 | 25.5 | 23 | 17.17 | 22.67 | 28 | 18.83 | 7.83 | 10 | 3.33 | 7.17 | 0 | 0
GE_7FA_CT7 | 0 | 0 | 0 | 0 | 0 | 0 | 0 | 0 | 0 | 0 | 0 | 0 | 0 | 0 | 0 | 0 | 0 | 0 | 0 | 0 | 0 | 0 | 0 | 0 | 0 | 8.83 | 10.17 | 1.33 | 2.17 | 5 | 0 | 0
GE_7FA_CT8 | 0 | 0 | 0 | 34.67 | 67 | 0 | 0 | 0 | 0 | 0 | 0 | 0 | 0 | 0 | 0 | 0 | 0 | 0 | 0 | 0 | 0 | 0 | 0 | 0 | 0 | 0 | 0 | 0 | 0 | 0 | 0 | 0
GE_7FA_CT9 | 0 | 0 | 0 | 8.5 | 20.5 | 0 | 0 | 0 | 0 | 0 | 0 | 0 | 0 | 0 | 0 | 0 | 0 | 0 | 0 | 0 | 0 | 0 | 0 | 0 | 0 | 0 | 0 | 0 | 0 | 0 | 0 | 0
GE_7FA_CT10 | 0 | 0 | 0 | 0 | 0 | 0 | 0 | 0 | 0 | 0 | 0 | 0 | 0 | 0 | 0 | 0 | 0 | 0 | 0 | 0 | 0 | 0 | 0 | 0 | 0 | 0 | 0 | 0 | 0 | 0 | 0 | 0
Total Expansion CT (STRT) | 0 | 0 | 0 | 43.17 | 87.5 | 3 | 18.17 | 19.83 | 10.33 | 15.17 | 29 | 61.5 | 70.17 | 67.67 | 98.33 | 151.67 | 173.67 | 206.67 | 256.33 | 401.67 | 457.83 | 452 | 354.66 | 506.67 | 529.66 | 502.67 | 345 | 270.5 | 285.17 | 260.5 | 0 | 0
CC 2x1 7FAwDF 1 | 0 | 0 | 0 | 0 | 0 | 2.17 | 3 | 2 | 2.17 | 4 | 2.17 | 2 | 3.17 | 2 | 2.17 | 2 | 2 | 3 | 2 | 2.33 | 2 | 2 | 2 | 2 | 2 | 2.17 | 31 | 22.17 | 23.17 | 18 | 0 | 0
CC 2x1 7FAwDF 2 | 0 | 0 | 0 | 0 | 0 | 0 | 0 | 0 | 0 | 0 | 0 | 0 | 0 | 0 | 0 | 0 | 0 | 0 | 0 | 0 | 0 | 0 | 0 | 0 | 0 | 0 | 2.17 | 2 | 2 | 2 | 0 | 0
CC 2x1 7FAwDF 3 | 0 | 0 | 0 | 0 | 0 | 0 | 0 | 0 | 0 | 0 | 0 | 0 | 0 | 0 | 0 | 0 | 0 | 0 | 0 | 0 | 0 | 0 | 0 | 0 | 0 | 3.25 | 177 | 218.5 | 211 | 205 | 0 | 0
CC 2x1 7FAwDF 4 | 0 | 0 | 0 | 0 | 0 | 0 | 0 | 0 | 0 | 0 | 0 | 0 | 0 | 0 | 0 | 0 | 0 | 0 | 0 | 0 | 0 | 0 | 0 | 0 | 0 | 0 | 0 | 0 | 0 | 0 | 0 | 0
CC 2x1 7FAwDF 5 | 0 | 0 | 0 | 0 | 0 | 0 | 0 | 0 | 0 | 0 | 0 | 0 | 0 | 0 | 0 | 0 | 0 | 0 | 0 | 0 | 0 | 0 | 0 | 0 | 0 | 0 | 0 | 0 | 0 | 0 | 0 | 0
CC 2x1 7FAwDF 6 | 0 | 0 | 0 | 0 | 0 | 0 | 0 | 0 | 0 | 0 | 0 | 0 | 0 | 0 | 0 | 0 | 0 | 0 | 0 | 0 | 0 | 0 | 0 | 0 | 0 | 0 | 0 | 0 | 0 | 0 | 0 | 0
CC_Fut_Proxy_07 | 0 | 0 | 0 | 0 | 0 | 0 | 0 | 0 | 0 | 0 | 0 | 0 | 0 | 0 | 0 | 0 | 0 | 0 | 0 | 0 | 0 | 0 | 0 | 0 | 0 | 0 | 0 | 0 | 0 | 0 | 0 | 0
CC_Fut_Proxy_08 | 0 | 0 | 0 | 0 | 0 | 0 | 0 | 0 | 0 | 0 | 0 | 0 | 0 | 0 | 0 | 0 | 0 | 0 | 0 | 0 | 0 | 0 | 0 | 0 | 0 | 0 | 0 | 0 | 0 | 0 | 0 | 0
CC_Fut_Proxy_09 | 0 | 0 | 0 | 0 | 0 | 0 | 0 | 0 | 0 | 0 | 0 | 0 | 0 | 0 | 0 | 0 | 0 | 0 | 0 | 0 | 0 | 0 | 0 | 0 | 0 | 0 | 0 | 0 | 0 | 0 | 0 | 0
CC_Fut_Proxy_10 | 0 | 0 | 0 | 0 | 0 | 0 | 0 | 0 | 0 | 0 | 0 | 0 | 0 | 0 | 0 | 0 | 0 | 0 | 0 | 0 | 0 | 0 | 0 | 0 | 0 | 0 | 0 | 0 | 0 | 0 | 0 | 0
Total Expansion CC (STRT) | 0 | 0 | 0 | 0 | 0 | 2.17 | 3 | 2 | 2.17 | 4 | 2.17 | 2 | 3.17 | 2 | 2.17 | 2 | 2 | 3 | 2 | 2.33 | 2 | 2 | 2 | 2 | 2 | 5.42 | 210.17 | 242.67 | 236.17 | 225 | 0 | 0
Unit Net Operating Factor (NOF%)
Big Bend 1 | 59.7479 | 57.7468 | 54.2958 | 54.6468 | 0 | 0 | 0 | 0 | 0 | 0 | 0 | 0 | 0 | 0 | 0 | 0 | 0 | 0 | 0 | 0 | 0 | 0 | 0 | 0 | 0 | 0 | 0 | 0 | 0 | 0 | 0 | 0
Big Bend 2 | 73.1179 | 73.6053 | 72.9111 | 72.477 | 0 | 0 | 0 | 0 | 0 | 0 | 0 | 0 | 0 | 0 | 0 | 0 | 0 | 0 | 0 | 0 | 0 | 0 | 0 | 0 | 0 | 0 | 0 | 0 | 0 | 0 | 0 | 0
Big Bend 3 | 84.7644 | 86.3197 | 86.0908 | 87.7488 | 87.9942 | 88.7404 | 88.7264 | 87.9382 | 87.477 | 88.6743 | 88.5195 | 88.7953 | 88.6825 | 88.7018 | 88.8888 | 88.8385 | 88.4941 | 88.8559 | 88.6764 | 88.7351 | 88.5608 | 88.6889 | 88.8062 | 89.193 | 0 | 0 | 0 | 0 | 0 | 0 | 0 | 0
Big Bend 4 | 84.7019 | 87.4597 | 88.4848 | 88.8401 | 88.63 | 87.804 | 89.3043 | 88.9948 | 88.3673 | 87.5548 | 88.3005 | 85.4137 | 85.4675 | 85.1755 | 85.5042 | 85.5107 | 85.5172 | 85.1726 | 85.4532 | 85.4531 | 85.6152 | 85.0322 | 85.4249 | 85.5419 | 85.4488 | 85.2795 | 85.1742 | 85.2956 | 84.8837 | 85.0715 | 0 | 0
TOTAL Big Bend (NOF) | 75.583 | 76.2829 | 75.4456 | 75.9282 | 88.3121 | 88.2722 | 89.0153 | 88.4665 | 87.9221 | 88.1146 | 88.41 | 87.1045 | 87.075 | 86.9386 | 87.1965 | 87.1746 | 87.0057 | 87.0143 | 87.0648 | 87.0941 | 87.088 | 86.8606 | 87.1156 | 87.3674 | 85.4488 | 85.2795 | 85.1742 | 85.2956 | 84.8837 | 85.0715 | 0 | 0
Bayside 1 | 53.4168 | 51.9935 | 48.626 | 53.914 | 57.3945 | 39.9231 | 41.4504 | 41.898 | 41.1334 | 40.8482 | 42.4312 | 43.5725 | 44.8585 | 44.4202 | 44.4085 | 45.7104 | 46.5402 | 46.9553 | 49.0235 | 53.4167 | 52.8574 | 55.1934 | 51.0115 | 57.0099 | 58.0399 | 46.4486 | 0 | 0 | 0 | 0 | 0 | 0
Bayside 2 | 40.934 | 36.3487 | 31.1122 | 36.9978 | 39.8719 | 24.0133 | 25.4688 | 26.7672 | 25.5372 | 27.397 | 27.7461 | 30.0924 | 31.1712 | 29.6097 | 32.0554 | 34.5974 | 32.9431 | 36.1511 | 34.2289 | 40.0299 | 41.4798 | 42.0029 | 39.0965 | 42.2146 | 44.8417 | 44.4576 | 0 | 0 | 0 | 0 | 0 | 0
TOTAL Bayside CC (NOF) | 47.1754 | 44.1711 | 39.8691 | 45.4559 | 48.6332 | 31.9682 | 33.4596 | 34.3326 | 33.3353 | 34.1226 | 35.0886 | 36.8325 | 38.0149 | 37.0149 | 38.232 | 40.1539 | 39.7417 | 41.5532 | 41.6262 | 46.7233 | 47.1686 | 48.5981 | 45.054 | 49.6122 | 51.4408 | 45.4531 | 0 | 0 | 0 | 0 | 0 | 0
Bayside 3 | 88.7978 | 88.9029 | 88.993 | 75.8197 | 90.1639 | 81.9672 | 89.2287 | 89.8041 | 84.5287 | 87.2554 | 91.5826 | 90.3741 | 88.8282 | 89.2335 | 89.7942 | 90.1293 | 90.3441 | 88.5735 | 90.2816 | 89.2162 | 90.0965 | 89.7595 | 89.6422 | 90.0568 | 89.8055 | 91.0138 | 91.4329 | 91.5444 | 91.3238 | 91.2003 | 0 | 0
Bayside 4 | 87.4317 | 90.1639 | 91.4059 | 85.2459 | 90.1639 | 81.9672 | 90.7945 | 90.7565 | 87.4317 | 89.1131 | 91.9278 | 91.3503 | 89.6304 | 89.9383 | 90.4312 | 90.4588 | 90.1305 | 88.3858 | 90.4262 | 89.1803 | 90.4938 | 89.6144 | 89.2332 | 89.4709 | 89.7248 | 91.015 | 90.7292 | 92.0268 | 91.4662 | 89.8527 | 0 | 0
Bayside 5 | 84.5433 | 81.9672 | 83.2282 | 66.9399 | 72.7459 | 64.0125 | 85.7815 | 86.6692 | 77.3985 | 80.1742 | 85.0172 | 88.8491 | 85.1504 | 86.0656 | 86.9495 | 85.0558 | 88.2829 | 86.8465 | 88.1394 | 87.4317 | 88.6975 | 88.0484 | 87.9986 | 89.0852 | 88.8978 | 90.1092 | 91.2408 | 91.0847 | 91.1982 | 90.5048 | 0 | 0
Bayside 6 | 87.4317 | 86.3388 | 87.8441 | 74.2527 | 84.8946 | 71.535 | 88.0069 | 88.9636 | 81.586 | 85.0638 | 88.3558 | 90.0019 | 87.9241 | 88.5116 | 88.892 | 87.7233 | 89.8004 | 87.6507 | 89.6282 | 88.7942 | 90.025 | 89.3617 | 89.0967 | 89.9133 | 89.8231 | 91.3014 | 91.7638 | 91.8515 | 91.6436 | 91.2817 | 0 | 0
Big Bend CT4 | 61.319 | 78.7423 | 80.7529 | 58.0076 | 71.535 | 43.7158 | 89.4449 | 89.0068 | 79.7814 | 79.7444 | 91.5691 | 85.2817 | 87.3129 | 85.4981 | 86.2976 | 86.4439 | 89.529 | 87.8871 | 87.7948 | 86.6405 | 88.4681 | 89.243 | 88.5749 | 87.8769 | 89.0127 | 85.7757 | 91.2216 | 91.1192 | 91.0527 | 90.5025 | 0 | 0
Big Bend CT4o | 0 | 0 | 0 | 0 | 0 | 0 | 0 | 0 | 0 | 0 | 0 | 0 | 0 | 0 | 0 | 0 | 0 | 0 | 0 | 0 | 0 | 0 | 0 | 0 | 0 | 0 | 0 | 0 | 0 | 0 | 0 | 0
Polk 1 | 97.0342 | 97.4427 | 97.4282 | 97.2225 | 97.4418 | 97.4452 | 97.209 | 97.4393 | 97.4459 | 97.2391 | 97.2311 | 97.2258 | 97.2258 | 97.2241 | 97.2238 | 97.2226 | 97.2248 | 97.2213 | 97.2329 | 0 | 0 | 0 | 0 | 0 | 0 | 0 | 0 | 0 | 0 | 0 | 0 | 0
Polk 1g | 87.1385 | 83.0412 | 82.4842 | 85.8411 | 85.371 | 80.9904 | 84.8763 | 86.0037 | 83.1364 | 85.6533 | 87.9847 | 86.5095 | 86.9391 | 87.3276 | 87.3081 | 91.298 | 88.8334 | 90.4275 | 90.4081 | 0 | 0 | 0 | 0 | 0 | 0 | 0 | 0 | 0 | 0 | 0 | 0 | 0
Polk 2 | 80.4598 | 79.0404 | 79.1667 | 0 | 77.7778 | 0 | 83.3333 | 79.7386 | 100 | 77.9915 | 85.2778 | 83.3333 | 74.0741 | 74.3056 | 84.2593 | 77.6812 | 83.3333 | 76.1905 | 86.9565 | 84.0996 | 82.9545 | 78.6768 | 80.1282 | 77.5253 | 85.3333 | 85.5072 | 87.9085 | 83.2176 | 89.3162 | 81.3131 | 0 | 0
Polk 2o | 0 | 0 | 0 | 0 | 0 | 0 | 0 | 0 | 0 | 0 | 0 | 0 | 0 | 0 | 0 | 0 | 0 | 0 | 0 | 0 | 0 | 0 | 0 | 0 | 0 | 0 | 0 | 0 | 0 | 0 | 0 | 0
Polk 3 | 79.6875 | 80.5556 | 78.4722 | 0 | 79.1667 | 0 | 83.3333 | 74.4883 | 100 | 80.0926 | 88.8889 | 0 | 78.4314 | 73.8095 | 83.3333 | 82.9787 | 83.3333 | 83.3333 | 91.2281 | 84.7222 | 85.0694 | 81.529 | 81.3131 | 83.871 | 86.5079 | 84.6336 | 88.8889 | 84.0049 | 92.5 | 83.3333 | 0 | 0
Polk 3o | 0 | 0 | 0 | 0 | 0 | 0 | 0 | 0 | 0 | 0 | 0 | 0 | 0 | 0 | 0 | 0 | 0 | 0 | 0 | 0 | 0 | 0 | 0 | 0 | 0 | 0 | 0 | 0 | 0 | 0 | 0 | 0
Polk 4 | 84.4444 | 79.4444 | 72.2222 | 0 | 0 | 0 | 83.3333 | 80.6452 | 0 | 75.6944 | 90.2778 | 0 | 82.0988 | 72.2222 | 0 | 87.1158 | 83.3333 | 0 | 94.0476 | 85.4167 | 85.9568 | 83.1807 | 83.0409 | 83.642 | 88.5057 | 90.3292 | 100 | 88.422 | 97.0085 | 0 | 0 | 0
Polk 5 | 0 | 80.5556 | 75.9259 | 0 | 0 | 0 | 83.3333 | 83.5749 | 0 | 0 | 87.7778 | 0 | 82.0988 | 0 | 0 | 91.7344 | 83.3333 | 0 | 94.8718 | 97.2222 | 84 | 90.6588 | 83.3333 | 84.4444 | 91.4815 | 94.4444 | 100 | 93.8957 | 97.2222 | 86.1111 | 0 | 0
Polk 2 CC | 62.5375 | 60.8601 | 57.1855 | 64.0606 | 67.9 | 40.8184 | 43.3501 | 46.2075 | 42.1915 | 44.4465 | 44.7322 | 47.7754 | 49.4601 | 49.3793 | 50.0434 | 51.9316 | 53.8901 | 53.42 | 56.5265 | 59.6168 | 59.5486 | 64.481 | 58.7057 | 63.3009 | 65.5085 | 59.53 | 47.0688 | 45.4511 | 44.2557 | 44.2714 | 0 | 0
Polk 2 CC DF | 60.8059 | 61.2264 | 63.5135 | 50.641 | 54.7138 | 50.8189 | 77.1134 | 78.4533 | 65.7447 | 67.1053 | 73.4914 | 80.0357 | 83.9879 | 78.7469 | 80.507 | 82.6298 | 83.6977 | 85.3436 | 86.3078 | 88.4836 | 88.5744 | 90.9291 | 88.128 | 89.8846 | 90.8596 | 88.8354 | 85.9691 | 84.9792 | 85.4485 | 83.7846 | 0 | 0
Phillips 1 | 0 | 0 | 0 | 0 | 0 | 0 | 0 | 0 | 0 | 0 | 0 | 0 | 0 | 0 | 0 | 0 | 0 | 0 | 0 | 0 | 0 | 0 | 0 | 0 | 0 | 0 | 0 | 0 | 0 | 0 | 0 | 0
Phillips 2 | 0 | 0 | 0 | 0 | 0 | 0 | 0 | 0 | 0 | 0 | 0 | 0 | 0 | 0 | 0 | 0 | 0 | 0 | 0 | 0 | 0 | 0 | 0 | 0 | 0 | 0 | 0 | 0 | 0 | 0 | 0 | 0
City of Tampa | 0 | 0 | 0 | 0 | 0 | 0 | 0 | 0 | 0 | 0 | 0 | 0 | 0 | 0 | 0 | 0 | 0 | 0 | 0 | 0 | 0 | 0 | 0 | 0 | 0 | 0 | 0 | 0 | 0 | 0 | 0 | 0
FutAeroCT1 | 0 | 0 | 0 | 0 | 0 | 0 | 0 | 0 | 0 | 0 | 0 | 0 | 0 | 0 | 0 | 0 | 0 | 0 | 0 | 0 | 0 | 0 | 0 | 0 | 0 | 0 | 69.3158 | 65.633 | 66.0893 | 66.3939 | 0 | 0
FutAeroCT2 | 0 | 0 | 0 | 0 | 0 | 0 | 0 | 0 | 0 | 0 | 0 | 0 | 0 | 0 | 0 | 0 | 0 | 0 | 0 | 0 | 0 | 0 | 0 | 0 | 0 | 0 | 0 | 0 | 0 | 0 | 0 | 0
FutAeroCT3 | 0 | 0 | 0 | 0 | 0 | 0 | 0 | 0 | 0 | 0 | 0 | 0 | 0 | 0 | 0 | 0 | 0 | 0 | 0 | 0 | 0 | 0 | 0 | 0 | 0 | 0 | 0 | 0 | 0 | 0 | 0 | 0
FutAeroCT4 | 0 | 0 | 0 | 0 | 0 | 0 | 0 | 0 | 0 | 0 | 0 | 0 | 0 | 0 | 0 | 0 | 0 | 0 | 0 | 0 | 0 | 0 | 0 | 0 | 0 | 0 | 0 | 0 | 0 | 0 | 0 | 0
FutAeroCT5 | 0 | 0 | 0 | 0 | 0 | 0 | 0 | 0 | 0 | 0 | 0 | 0 | 0 | 0 | 0 | 0 | 0 | 0 | 0 | 0 | 0 | 0 | 0 | 0 | 0 | 0 | 0 | 0 | 0 | 0 | 0 | 0
FutAeroCT6 | 0 | 0 | 0 | 0 | 0 | 0 | 0 | 0 | 0 | 0 | 0 | 0 | 0 | 0 | 0 | 0 | 0 | 0 | 0 | 0 | 0 | 0 | 0 | 0 | 0 | 0 | 0 | 0 | 0 | 0 | 0 | 0
FutAeroCT7 | 0 | 0 | 0 | 0 | 0 | 0 | 0 | 0 | 0 | 0 | 0 | 0 | 0 | 0 | 0 | 0 | 0 | 0 | 0 | 0 | 0 | 0 | 0 | 0 | 0 | 0 | 0 | 0 | 0 | 0 | 0 | 0
FutAeroCT8 | 0 | 0 | 0 | 0 | 0 | 0 | 0 | 0 | 0 | 0 | 0 | 0 | 0 | 0 | 0 | 0 | 0 | 0 | 0 | 0 | 0 | 0 | 0 | 0 | 0 | 0 | 0 | 0 | 0 | 0 | 0 | 0
FutAeroCT9 | 0 | 0 | 0 | 0 | 0 | 0 | 0 | 0 | 0 | 0 | 0 | 0 | 0 | 0 | 0 | 0 | 0 | 0 | 0 | 0 | 0 | 0 | 0 | 0 | 0 | 0 | 0 | 0 | 0 | 0 | 0 | 0
FutAeroCT10 | 0 | 0 | 0 | 0 | 0 | 0 | 0 | 0 | 0 | 0 | 0 | 0 | 0 | 0 | 0 | 0 | 0 | 0 | 0 | 0 | 0 | 0 | 0 | 0 | 0 | 0 | 0 | 0 | 0 | 0 | 0 | 0
Total Expansion Aero CT (NOF) | 0 | 0 | 0 | 0 | 0 | 0 | 0 | 0 | 0 | 0 | 0 | 0 | 0 | 0 | 0 | 0 | 0 | 0 | 0 | 0 | 0 | 0 | 0 | 0 | 0 | 0 | 69.3158 | 65.633 | 66.0893 | 66.3939 | 0 | 0
GE_7FA_CT1 | 0 | 0 | 0 | 0 | 0 | 81.6327 | 86.6604 | 86.9511 | 75.8813 | 80.8427 | 85.178 | 85.4815 | 84.3495 | 81.4471 | 84.7097 | 83.3474 | 84.3268 | 82.5909 | 83.3937 | 82.496 | 83.0368 | 83.6483 | 82.8894 | 82.3516 | 82.8516 | 80.2496 | 77.5996 | 76.669 | 77.0602 | 75.7515 | 0 | 0
GE_7FA_CT2 | 0 | 0 | 0 | 0 | 0 | 0 | 0 | 0 | 90.6706 | 84.1444 | 90.4762 | 89.2553 | 87.9053 | 85.5928 | 87.8609 | 86.474 | 87.3955 | 86.6356 | 86.6025 | 85.4894 | 85.3447 | 86.3673 | 86.3574 | 85.9273 | 86.556 | 83.6665 | 82.5055 | 80.6821 | 80.0702 | 81.516 | 0 | 0
GE_7FA_CT3 | 0 | 0 | 0 | 0 | 0 | 0 | 0 | 0 | 0 | 0 | 0 | 91.2801 | 89.8955 | 88.4354 | 89.6304 | 87.9009 | 89.8754 | 88.7939 | 87.8412 | 87.2972 | 87.5426 | 87.9838 | 87.7357 | 87.1347 | 88.3033 | 86.723 | 85.142 | 84.1444 | 82.2523 | 84.3694 | 0 | 0
GE_7FA_CT4 | 0 | 0 | 0 | 0 | 0 | 0 | 0 | 0 | 0 | 0 | 0 | 0 | 0 | 0 | 90.6233 | 88.67 | 90.6858 | 89.3233 | 88.3728 | 88.5587 | 89.2128 | 89.3645 | 88.936 | 88.4735 | 89.1069 | 89.0076 | 86.7392 | 86.7038 | 85.9819 | 86.3012 | 0 | 0
GE_7FA_CT5 | 0 | 0 | 0 | 0 | 0 | 0 | 0 | 0 | 0 | 0 | 0 | 0 | 0 | 0 | 0 | 0 | 0 | 89.7585 | 90.3561 | 89.3621 | 90.3315 | 89.854 | 89.6243 | 89.0621 | 90.0368 | 89.7475 | 88.6755 | 86.9048 | 87.9592 | 86.6861 | 0 | 0
GE_7FA_CT6 | 0 | 0 | 0 | 0 | 0 | 0 | 0 | 0 | 0 | 0 | 0 | 0 | 0 | 0 | 0 | 0 | 0 | 0 | 0 | 90.058 | 91.3207 | 91.3508 | 90.8425 | 90.0015 | 91.3379 | 91.0934 | 88.8592 | 87.384 | 87.6664 | 88.2086 | 0 | 0
GE_7FA_CT7 | 0 | 0 | 0 | 0 | 0 | 0 | 0 | 0 | 0 | 0 | 0 | 0 | 0 | 0 | 0 | 0 | 0 | 0 | 0 | 0 | 0 | 0 | 0 | 0 | 0 | 91.8115 | 91.0658 | 86.6213 | 86.5889 | 88.1262 | 0 | 0
GE_7FA_CT8 | 0 | 0 | 0 | 74.09 | 77.1095 | 0 | 0 | 0 | 0 | 0 | 0 | 0 | 0 | 0 | 0 | 0 | 0 | 0 | 0 | 0 | 0 | 0 | 0 | 0 | 0 | 0 | 0 | 0 | 0 | 0 | 0 | 0
GE_7FA_CT9 | 0 | 0 | 0 | 82.2055 | 81.6741 | 0 | 0 | 0 | 0 | 0 | 0 | 0 | 0 | 0 | 0 | 0 | 0 | 0 | 0 | 0 | 0 | 0 | 0 | 0 | 0 | 0 | 0 | 0 | 0 | 0 | 0 | 0
GE_7FA_CT10 | 0 | 0 | 0 | 0 | 0 | 0 | 0 | 0 | 0 | 0 | 0 | 0 | 0 | 0 | 0 | 0 | 0 | 0 | 0 | 0 | 0 | 0 | 0 | 0 | 0 | 0 | 0 | 0 | 0 | 0 | 0 | 0
Total Expansion CT (NOF) | 0 | 0 | 0 | 75.9085 | 78.2076 | 81.6327 | 86.6604 | 86.9511 | 79.9552 | 82.1491 | 87.2677 | 87.9261 | 86.6377 | 83.9463 | 87.5179 | 85.6567 | 87.1265 | 85.9656 | 86.1455 | 85.5004 | 86.1197 | 86.5098 | 86.096 | 85.5307 | 86.3504 | 84.4624 | 81.9266 | 80.3673 | 79.7717 | 80.6017 | 0 | 0
CC 2x1 7FAwDF 1 | 0 | 0 | 0 | 0 | 0 | 80.269 | 81.4574 | 80.9915 | 81.3276 | 82.118 | 81.9565 | 84.587 | 84.4582 | 84.9179 | 84.3376 | 85.1294 | 86.4688 | 86.8818 | 86.6791 | 88.2522 | 88.3044 | 88.7462 | 87.9747 | 92.3571 | 95.1004 | 94.0757 | 84.863 | 84.8837 | 85.2995 | 84.9732 | 0 | 0
CC 2x1 7FAwDF 2 | 0 | 0 | 0 | 0 | 0 | 0 | 0 | 0 | 0 | 0 | 0 | 0 | 0 | 0 | 0 | 0 | 0 | 0 | 0 | 0 | 0 | 0 | 0 | 0 | 0 | 0 | 84.9406 | 85.0454 | 84.9476 | 85.026 | 0 | 0
CC 2x1 7FAwDF 3 | 0 | 0 | 0 | 0 | 0 | 0 | 0 | 0 | 0 | 0 | 0 | 0 | 0 | 0 | 0 | 0 | 0 | 0 | 0 | 0 | 0 | 0 | 0 | 0 | 0 | 94.4131 | 94.5658 | 94.9166 | 94.7169 | 94.808 | 0 | 0
CC 2x1 7FAwDF 4 | 0 | 0 | 0 | 0 | 0 | 0 | 0 | 0 | 0 | 0 | 0 | 0 | 0 | 0 | 0 | 0 | 0 | 0 | 0 | 0 | 0 | 0 | 0 | 0 | 0 | 0 | 0 | 0 | 0 | 0 | 0 | 0
CC 2x1 7FAwDF 5 | 0 | 0 | 0 | 0 | 0 | 0 | 0 | 0 | 0 | 0 | 0 | 0 | 0 | 0 | 0 | 0 | 0 | 0 | 0 | 0 | 0 | 0 | 0 | 0 | 0 | 0 | 0 | 0 | 0 | 0 | 0 | 0
CC 2x1 7FAwDF 6 | 0 | 0 | 0 | 0 | 0 | 0 | 0 | 0 | 0 | 0 | 0 | 0 | 0 | 0 | 0 | 0 | 0 | 0 | 0 | 0 | 0 | 0 | 0 | 0 | 0 | 0 | 0 | 0 | 0 | 0 | 0 | 0
CC_Fut_Proxy_07 | 0 | 0 | 0 | 0 | 0 | 0 | 0 | 0 | 0 | 0 | 0 | 0 | 0 | 0 | 0 | 0 | 0 | 0 | 0 | 0 | 0 | 0 | 0 | 0 | 0 | 0 | 0 | 0 | 0 | 0 | 0 | 0
CC_Fut_Proxy_08 | 0 | 0 | 0 | 0 | 0 | 0 | 0 | 0 | 0 | 0 | 0 | 0 | 0 | 0 | 0 | 0 | 0 | 0 | 0 | 0 | 0 | 0 | 0 | 0 | 0 | 0 | 0 | 0 | 0 | 0 | 0 | 0
CC_Fut_Proxy_09 | 0 | 0 | 0 | 0 | 0 | 0 | 0 | 0 | 0 | 0 | 0 | 0 | 0 | 0 | 0 | 0 | 0 | 0 | 0 | 0 | 0 | 0 | 0 | 0 | 0 | 0 | 0 | 0 | 0 | 0 | 0 | 0
CC_Fut_Proxy_10 | 0 | 0 | 0 | 0 | 0 | 0 | 0 | 0 | 0 | 0 | 0 | 0 | 0 | 0 | 0 | 0 | 0 | 0 | 0 | 0 | 0 | 0 | 0 | 0 | 0 | 0 | 0 | 0 | 0 | 0 | 0 | 0
Total Expansion CC (NOF) | 0 | 0 | 0 | 0 | 0 | 80.269 | 81.4574 | 80.9915 | 81.3276 | 82.118 | 81.9565 | 84.587 | 84.4582 | 84.9179 | 84.3376 | 85.1294 | 86.4688 | 86.8818 | 86.6791 | 88.2522 | 88.3044 | 88.7462 | 87.9747 | 92.3571 | 95.1004 | 94.1519 | 86.186 | 86.3042 | 86.3734 | 86.302 | 0 | 0
Future Unit Proxy | 0 | 0 | 0 | 0 | 0 | 0 | 0 | 0 | 0 | 0 | 0 | 0 | 0 | 0 | 0 | 0 | 0 | 0 | 0 | 0 | 0 | 0 | 0 | 0 | 0 | 0 | 0 | 0 | 0 | 0 | 0 | 0
Unit Net Capacity Factor (NCF%)
Big Bend 1 | 31.7155 | 30.4951 | 30.2818 | 2.9195 | 0 | 0 | 0 | 0 | 0 | 0 | 0 | 0 | 0 | 0 | 0 | 0 | 0 | 0 | 0 | 0 | 0 | 0 | 0 | 0 | 0 | 0 | 0 | 0 | 0 | 0 | 0 | 0
Big Bend 2 | 50.1142 | 48.0787 | 49.2714 | 20.8413 | 0 | 0 | 0 | 0 | 0 | 0 | 0 | 0 | 0 | 0 | 0 | 0 | 0 | 0 | 0 | 0 | 0 | 0 | 0 | 0 | 0 | 0 | 0 | 0 | 0 | 0 | 0 | 0
Big Bend 3 | 61.909 | 56.9158 | 66.0872 | 67.0337 | 67.9344 | 68.5408 | 67.868 | 55.4332 | 67.3453 | 67.7306 | 66.3997 | 66.2215 | 53.655 | 66.6478 | 66.3226 | 65.8582 | 63.8148 | 55.4132 | 65.8814 | 65.4067 | 63.0439 | 65.6764 | 65.1691 | 22.899 | 0 | 0 | 0 | 0 | 0 | 0 | 0 | 0
Big Bend 4 | 63.4104 | 58.3664 | 71.7831 | 71.5082 | 70.8129 | 67.6171 | 59.3634 | 70.0885 | 69.3522 | 68.9844 | 69.7538 | 52.7888 | 62.4225 | 59.8951 | 63.106 | 62.4052 | 52.4525 | 59.6792 | 62.4361 | 62.2949 | 62.0808 | 49.6118 | 62.1237 | 61.8226 | 61.9016 | 58.8974 | 51.4206 | 60.7585 | 60.7073 | 60.8416 | 0 | 0
TOTAL Big Bend (NCF) | 51.7873 | 48.464 | 54.3559 | 40.5757 | 69.3736 | 68.079 | 63.6157 | 62.7609 | 68.3487 | 68.3575 | 68.0767 | 59.5051 | 58.0387 | 63.2715 | 64.7143 | 64.1317 | 58.1337 | 57.5462 | 64.1588 | 63.8508 | 62.5624 | 57.6441 | 63.6464 | 42.3608 | 61.9016 | 58.8974 | 51.4206 | 60.7585 | 60.7073 | 60.8416 | 0 | 0
Bayside 1 | 38.1662 | 41.7491 | 40.5494 | 44.9161 | 44.5528 | 24.4552 | 23.5801 | 27.6929 | 24.882 | 25.227 | 26.9881 | 26.8996 | 28.7996 | 29.2281 | 24.636 | 30.5362 | 30.1661 | 30.9551 | 29.4174 | 28.0133 | 33.6996 | 35.0125 | 33.3573 | 37.6747 | 38.2759 | 7.927 | 0 | 0 | 0 | 0 | 0 | 0
Bayside 2 | 23.3735 | 21.8216 | 19.2928 | 27.8412 | 31.4833 | 8.4568 | 11.0556 | 10.5144 | 11.6812 | 14.4084 | 13.4182 | 14.7989 | 15.4967 | 14.744 | 17.1298 | 17.6581 | 17.1936 | 18.1003 | 18.3341 | 23.7437 | 18.8695 | 23.1879 | 21.3998 | 21.9988 | 22.7945 | 29.6942 | 0 | 0 | 0 | 0 | 0 | 0
TOTAL Bayside CC (NCF) | 30.7698 | 31.7854 | 29.9211 | 36.3786 | 38.0181 | 16.456 | 17.3179 | 19.1036 | 18.2816 | 19.8177 | 20.2031 | 20.8492 | 22.1481 | 21.986 | 20.8829 | 24.0972 | 23.6799 | 24.5277 | 23.8758 | 25.8785 | 26.2846 | 29.1002 | 27.3785 | 29.8368 | 30.5352 | 18.8106 | 0 | 0 | 0 | 0 | 0 | 0
Bayside 3 | 0.24328 | 0.52773 | 0.42551 | 0.069242 | 0.18527 | 0.028071 | 1.5136 | 2.1016 | 0.30878 | 0.61756 | 1.0843 | 2.0118 | 2.7379 | 1.8845 | 2.7192 | 2.4384 | 3.754 | 3.3872 | 4.2962 | 5.021 | 4.9985 | 6.2299 | 4.9699 | 6.2916 | 7.2685 | 3.1065 | 2.4878 | 1.9856 | 2.2101 | 1.8115 | 0 | 0
Bayside 4 | 0.11977 | 0.45288 | 0.3434 | 0.048656 | 0.12351 | 0.009357 | 1.2094 | 1.7198 | 0.17965 | 0.39674 | 0.82676 | 1.5851 | 1.7292 | 1.1191 | 1.8943 | 1.4354 | 2.5208 | 1.907 | 2.5736 | 2.5451 | 3.3367 | 3.6623 | 2.7733 | 3.5033 | 4.5887 | 1.9013 | 1.1982 | 0.92447 | 1.1172 | 0.81032 | 0 | 0
Bayside 5 | 0.67557 | 0.76727 | 0.61587 | 0.2751 | 0.39861 | 0.15345 | 1.9727 | 2.5526 | 0.53896 | 1.1715 | 1.6647 | 2.9718 | 4.0048 | 2.8689 | 4.0386 | 4.6897 | 6.0165 | 6.2954 | 7.5155 | 9.9409 | 9.7912 | 12.1117 | 9.3669 | 11.3594 | 12.4822 | 7.7045 | 6.7205 | 5.646 | 5.5281 | 5.2175 | 0 | 0
Bayside 6 | 0.35931 | 0.59136 | 0.53002 | 0.1441 | 0.27135 | 0.089827 | 1.7132 | 2.4272 | 0.40048 | 0.87394 | 1.368 | 2.5994 | 3.4527 | 2.5563 | 3.5217 | 3.565 | 5.0846 | 4.9929 | 6.2446 | 7.6428 | 7.8823 | 9.589 | 7.5566 | 9.0632 | 10.3563 | 5.107 | 4.3354 | 3.565 | 3.6511 | 3.2094 | 0 | 0
Big Bend CT4 | 0.91698 | 0.54832 | 0.49643 | 0.086084 | 0.17965 | 0.014971 | 1.1608 | 1.7273 | 0.27322 | 0.53709 | 0.72972 | 1.7816 | 1.834 | 1.2688 | 1.5621 | 2.5657 | 2.9025 | 3.2506 | 3.0085 | 4.3716 | 6.4432 | 7.2535 | 5.2536 | 9.851 | 10.8522 | 12.1809 | 11.5896 | 9.372 | 9.4899 | 9.5048 | 0 | 0
Big Bend CT4o | 0 | 0 | 0 | 0 | 0 | 0 | 0 | 0 | 0 | 0 | 0 | 0 | 0 | 0 | 0 | 0 | 0 | 0 | 0 | 0 | 0 | 0 | 0 | 0 | 0 | 0 | 0 | 0 | 0 | 0 | 0 | 0
Polk 1 | 67.348 | 79.5226 | 79.5708 | 72.9058 | 79.533 | 77.8783 | 72.7407 | 79.5309 | 79.5252 | 72.6629 | 72.7019 | 78.4688 | 78.4688 | 74.2943 | 78.4852 | 78.4662 | 74.2948 | 78.4651 | 51.8598 | 0 | 0 | 0 | 0 | 0 | 0 | 0 | 0 | 0 | 0 | 0 | 0 | 0
Polk 1g | 7.2814 | 6.0669 | 5.2773 | 9.1525 | 13.8874 | 4.2622 | 5.5367 | 10.0239 | 5.5234 | 10.2862 | 6.2503 | 10.0039 | 12.0782 | 11.1054 | 12.4939 | 15.602 | 14.765 | 16.3203 | 10.7041 | 0 | 0 | 0 | 0 | 0 | 0 | 0 | 0 | 0 | 0 | 0 | 0 | 0
Polk 2 | 1.3318 | 0.1985 | 0.072101 | 0 | 0.079909 | 0 | 0.094869 | 0.15474 | 0.011416 | 0.46296 | 0.19417 | 0.057078 | 0.20294 | 0.067859 | 0.057554 | 1.0198 | 0.20928 | 0.060883 | 0.22769 | 0.27841 | 0.41667 | 2.1645 | 0.23717 | 0.1947 | 0.48706 | 0.44901 | 0.17013 | 1.368 | 0.26509 | 0.10211 | 0 | 0
Polk 2o | 0 | 0 | 0 | 0 | 0 | 0 | 0 | 0 | 0 | 0 | 0 | 0 | 0 | 0 | 0 | 0 | 0 | 0 | 0 | 0 | 0 | 0 | 0 | 0 | 0 | 0 | 0 | 0 | 0 | 0 | 0 | 0
Polk 3 | 0.58219 | 0.12874 | 0.071468 | 0 | 0.036149 | 0 | 0.094869 | 0.64625 | 0.011416 | 0.32915 | 0.12143 | 0 | 0.15221 | 0.05898 | 0.0094869 | 0.89041 | 0.14269 | 0.0095129 | 0.19733 | 0.11606 | 0.46613 | 2.1778 | 0.20365 | 0.2968 | 0.41476 | 0.45408 | 0.060716 | 1.7453 | 0.21119 | 0.0095129 | 0 | 0
Polk 3o | 0 | 0 | 0 | 0 | 0 | 0 | 0 | 0 | 0 | 0 | 0 | 0 | 0 | 0 | 0 | 0 | 0 | 0 | 0 | 0 | 0 | 0 | 0 | 0 | 0 | 0 | 0 | 0 | 0 | 0 | 0 | 0
Polk 4 | 0.048199 | 0.09069 | 0.032888 | 0 | 0 | 0 | 0.094869 | 0.28539 | 0 | 0.13825 | 0.04111 | 0 | 0.084348 | 0.032978 | 0 | 0.4674 | 0.10464 | 0 | 0.14989 | 0.078006 | 0.35325 | 1.7282 | 0.17962 | 0.17187 | 0.293 | 0.27841 | 0.022769 | 1.2012 | 0.14396 | 0 | 0 | 0
Polk 5 | 0 | 0.12874 | 0.051862 | 0 | 0 | 0 | 0.047435 | 0.21943 | 0 | 0 | 0.049965 | 0 | 0.084348 | 0 | 0 | 0.42935 | 0.076104 | 0 | 0.14041 | 0.022197 | 0.23973 | 1.1695 | 0.1423 | 0.096398 | 0.15665 | 0.18328 | 0.011384 | 0.86821 | 0.044394 | 0.03932 | 0 | 0
Polk 2 CC | 57.4831 | 59.5609 | 52.6219 | 62.854 | 67.0009 | 34.7888 | 37.4871 | 36.1379 | 36.9898 | 36.6481 | 39.6397 | 43.7723 | 44.5592 | 45.4898 | 45.7079 | 42.8969 | 49.9775 | 50.3099 | 53.6178 | 58.3169 | 57.6996 | 54.5291 | 56.9747 | 61.7617 | 64.3942 | 58.2592 | 29.1394 | 26.5339 | 27.9326 | 28.4277 | 0 | 0
Polk 2 CC DF | 1.895 | 1.8522 | 1.6052 | 1.6533 | 2.4734 | 1.0036 | 3.0463 | 3.6092 | 1.7637 | 1.8921 | 2.9115 | 5.1256 | 6.347 | 5.9779 | 6.8097 | 7.9328 | 10.2711 | 11.3889 | 13.3235 | 18.4846 | 19.2922 | 20.4072 | 16.7748 | 21.9273 | 24.3122 | 21.5801 | 16.4617 | 13.9983 | 14.0658 | 13.9545 | 0 | 0
Phillips 1 | 0 | 0 | 0 | 0 | 0 | 0 | 0 | 0 | 0 | 0 | 0 | 0 | 0 | 0 | 0 | 0 | 0 | 0 | 0 | 0 | 0 | 0 | 0 | 0 | 0 | 0 | 0 | 0 | 0 | 0 | 0 | 0
Phillips 2 | 0 | 0 | 0 | 0 | 0 | 0 | 0 | 0 | 0 | 0 | 0 | 0 | 0 | 0 | 0 | 0 | 0 | 0 | 0 | 0 | 0 | 0 | 0 | 0 | 0 | 0 | 0 | 0 | 0 | 0 | 0 | 0
City of Tampa | 0 | 0 | 0 | 0 | 0 | 0 | 0 | 0 | 0 | 0 | 0 | 0 | 0 | 0 | 0 | 0 | 0 | 0 | 0 | 0 | 0 | 0 | 0 | 0 | 0 | 0 | 0 | 0 | 0 | 0 | 0 | 0
FutAeroCT1 | 0 | 0 | 0 | 0 | 0 | 0 | 0 | 0 | 0 | 0 | 0 | 0 | 0 | 0 | 0 | 0 | 0 | 0 | 0 | 0 | 0 | 0 | 0 | 0 | 0 | 0 | 8.3567 | 7.1702 | 6.8277 | 6.1088 | 0 | 0
FutAeroCT2 | 0 | 0 | 0 | 0 | 0 | 0 | 0 | 0 | 0 | 0 | 0 | 0 | 0 | 0 | 0 | 0 | 0 | 0 | 0 | 0 | 0 | 0 | 0 | 0 | 0 | 0 | 0 | 0 | 0 | 0 | 0 | 0
FutAeroCT3 | 0 | 0 | 0 | 0 | 0 | 0 | 0 | 0 | 0 | 0 | 0 | 0 | 0 | 0 | 0 | 0 | 0 | 0 | 0 | 0 | 0 | 0 | 0 | 0 | 0 | 0 | 0 | 0 | 0 | 0 | 0 | 0
FutAeroCT4 | 0 | 0 | 0 | 0 | 0 | 0 | 0 | 0 | 0 | 0 | 0 | 0 | 0 | 0 | 0 | 0 | 0 | 0 | 0 | 0 | 0 | 0 | 0 | 0 | 0 | 0 | 0 | 0 | 0 | 0 | 0 | 0
FutAeroCT5 | 0 | 0 | 0 | 0 | 0 | 0 | 0 | 0 | 0 | 0 | 0 | 0 | 0 | 0 | 0 | 0 | 0 | 0 | 0 | 0 | 0 | 0 | 0 | 0 | 0 | 0 | 0 | 0 | 0 | 0 | 0 | 0
FutAeroCT6 | 0 | 0 | 0 | 0 | 0 | 0 | 0 | 0 | 0 | 0 | 0 | 0 | 0 | 0 | 0 | 0 | 0 | 0 | 0 | 0 | 0 | 0 | 0 | 0 | 0 | 0 | 0 | 0 | 0 | 0 | 0 | 0
FutAeroCT7 | 0 | 0 | 0 | 0 | 0 | 0 | 0 | 0 | 0 | 0 | 0 | 0 | 0 | 0 | 0 | 0 | 0 | 0 | 0 | 0 | 0 | 0 | 0 | 0 | 0 | 0 | 0 | 0 | 0 | 0 | 0 | 0
FutAeroCT8 | 0 | 0 | 0 | 0 | 0 | 0 | 0 | 0 | 0 | 0 | 0 | 0 | 0 | 0 | 0 | 0 | 0 | 0 | 0 | 0 | 0 | 0 | 0 | 0 | 0 | 0 | 0 | 0 | 0 | 0 | 0 | 0
FutAeroCT9 | 0 | 0 | 0 | 0 | 0 | 0 | 0 | 0 | 0 | 0 | 0 | 0 | 0 | 0 | 0 | 0 | 0 | 0 | 0 | 0 | 0 | 0 | 0 | 0 | 0 | 0 | 0 | 0 | 0 | 0 | 0 | 0
FutAeroCT10 | 0 | 0 | 0 | 0 | 0 | 0 | 0 | 0 | 0 | 0 | 0 | 0 | 0 | 0 | 0 | 0 | 0 | 0 | 0 | 0 | 0 | 0 | 0 | 0 | 0 | 0 | 0 | 0 | 0 | 0 | 0 | 0
Total Expansion Aero CT (NCF) | 0 | 0 | 0 | 0 | 0 | 0 | 0 | 0 | 0 | 0 | 0 | 0 | 0 | 0 | 0 | 0 | 0 | 0 | 0 | 0 | 0 | 0 | 0 | 0 | 0 | 0 | 8.3567 | 7.1702 | 6.8277 | 6.1088 | 0 | 0
GE_7FA_CT1 | 0 | 0 | 0 | 0 | 0 | 0.037275 | 1.4897 | 1.9653 | 0.38114 | 0.57217 | 1.3285 | 2.5664 | 3.0813 | 2.6591 | 3.7224 | 4.8239 | 6.3149 | 6.3452 | 7.9653 | 11.4421 | 12.4271 | 13.9414 | 10.5122 | 14.891 | 15.9934 | 14.3826 | 10.3978 | 8.262 | 8.7792 | 7.0217 | 0 | 0
GE_7FA_CT2 | 0 | 0 | 0 | 0 | 0 | 0 | 0 | 0 | 0.14491 | 0.37462 | 0.86521 | 1.5385 | 2.3181 | 1.6415 | 2.7006 | 3.1293 | 4.5294 | 4.0746 | 5.7084 | 8.5001 | 9.8984 | 10.5987 | 7.5504 | 10.5251 | 12.0744 | 11.1173 | 5.9738 | 4.7065 | 5.4203 | 4.234 | 0 | 0
GE_7FA_CT3 | 0 | 0 | 0 | 0 | 0 | 0 | 0 | 0 | 0 | 0 | 0 | 1.2608 | 1.2622 | 0.8783 | 2.2653 | 2.2477 | 3.16 | 2.8078 | 4.0301 | 5.7301 | 7.0054 | 7.1713 | 5.2438 | 7.6889 | 8.5178 | 7.7714 | 3.6639 | 2.7472 | 2.845 | 2.5137 | 0 | 0
GE_7FA_CT4 | 0 | 0 | 0 | 0 | 0 | 0 | 0 | 0 | 0 | 0 | 0 | 0 | 0 | 0 | 1.5269 | 1.1742 | 2.1843 | 1.9374 | 2.6258 | 3.5686 | 4.6338 | 4.8253 | 3.412 | 5.0499 | 5.5438 | 4.7349 | 2.2416 | 1.3065 | 1.1975 | 1.5073 | 0 | 0
GE_7FA_CT5 | 0 | 0 | 0 | 0 | 0 | 0 | 0 | 0 | 0 | 0 | 0 | 0 | 0 | 0 | 0 | 0 | 0 | 1.1169 | 1.5738 | 2.1116 | 2.9079 | 2.8823 | 2.1835 | 2.7146 | 3.3096 | 2.592 | 1.5446 | 0.95238 | 0.60246 | 1.039 | 0 | 0
GE_7FA_CT6 | 0 | 0 | 0 | 0 | 0 | 0 | 0 | 0 | 0 | 0 | 0 | 0 | 0 | 0 | 0 | 0 | 0 | 0 | 0 | 1.1206 | 1.8139 | 1.5329 | 1.21 | 1.4281 | 1.8768 | 1.5702 | 0.61708 | 0.43892 | 0.23017 | 0.54375 | 0 | 0
GE_7FA_CT7 | 0 | 0 | 0 | 0 | 0 | 0 | 0 | 0 | 0 | 0 | 0 | 0 | 0 | 0 | 0 | 0 | 0 | 0 | 0 | 0 | 0 | 0 | 0 | 0 | 0 | 0.84894 | 0.46653 | 0.17799 | 0.13838 | 0.22132 | 0 | 0
GE_7FA_CT8 | 0 | 0 | 0 | 1.8523 | 3.7674 | 0 | 0 | 0 | 0 | 0 | 0 | 0 | 0 | 0 | 0 | 0 | 0 | 0 | 0 | 0 | 0 | 0 | 0 | 0 | 0 | 0 | 0 | 0 | 0 | 0 | 0 | 0
GE_7FA_CT9 | 0 | 0 | 0 | 0.5349 | 1.1934 | 0 | 0 | 0 | 0 | 0 | 0 | 0 | 0 | 0 | 0 | 0 | 0 | 0 | 0 | 0 | 0 | 0 | 0 | 0 | 0 | 0 | 0 | 0 | 0 | 0 | 0 | 0
GE_7FA_CT10 | 0 | 0 | 0 | 0 | 0 | 0 | 0 | 0 | 0 | 0 | 0 | 0 | 0 | 0 | 0 | 0 | 0 | 0 | 0 | 0 | 0 | 0 | 0 | 0 | 0 | 0 | 0 | 0 | 0 | 0 | 0 | 0
Total Expansion CT (NCF) | 0 | 0 | 0 | 1.5571 | 3.1482 | 0.037275 | 1.4897 | 1.9653 | 0.31607 | 0.49401 | 1.1458 | 1.9649 | 2.471 | 2.0346 | 2.801 | 3.4719 | 4.6422 | 4.2838 | 5.5537 | 7.8359 | 8.6517 | 9.5738 | 7.0698 | 10.0845 | 10.9761 | 9.8373 | 6.6345 | 5.4217 | 6.0593 | 4.5224 | 0 | 0
CC 2x1 7FAwDF 1 | 0 | 0 | 0 | 0 | 0 | 74.5421 | 75.541 | 75.176 | 75.3766 | 76.1842 | 76.0878 | 78.5713 | 78.3648 | 78.8593 | 78.2408 | 79.0654 | 80.2206 | 80.7029 | 80.4623 | 81.8448 | 81.984 | 82.3536 | 81.8053 | 85.7255 | 88.337 | 87.2778 | 77.8104 | 78.1007 | 78.5028 | 78.2898 | 0 | 0
CC 2x1 7FAwDF 2 | 0 | 0 | 0 | 0 | 0 | 0 | 0 | 0 | 0 | 0 | 0 | 0 | 0 | 0 | 0 | 0 | 0 | 0 | 0 | 0 | 0 | 0 | 0 | 0 | 0 | 0 | 78.7422 | 78.7932 | 78.8384 | 78.7655 | 0 | 0
CC 2x1 7FAwDF 3 | 0 | 0 | 0 | 0 | 0 | 0 | 0 | 0 | 0 | 0 | 0 | 0 | 0 | 0 | 0 | 0 | 0 | 0 | 0 | 0 | 0 | 0 | 0 | 0 | 0 | 56.3677 | 53.2794 | 54.187 | 52.397 | 53.4107 | 0 | 0
CC 2x1 7FAwDF 4 | 0 | 0 | 0 | 0 | 0 | 0 | 0 | 0 | 0 | 0 | 0 | 0 | 0 | 0 | 0 | 0 | 0 | 0 | 0 | 0 | 0 | 0 | 0 | 0 | 0 | 0 | 0 | 0 | 0 | 0 | 0 | 0
CC 2x1 7FAwDF 5 | 0 | 0 | 0 | 0 | 0 | 0 | 0 | 0 | 0 | 0 | 0 | 0 | 0 | 0 | 0 | 0 | 0 | 0 | 0 | 0 | 0 | 0 | 0 | 0 | 0 | 0 | 0 | 0 | 0 | 0 | 0 | 0
CC 2x1 7FAwDF 6 | 0 | 0 | 0 | 0 | 0 | 0 | 0 | 0 | 0 | 0 | 0 | 0 | 0 | 0 | 0 | 0 | 0 | 0 | 0 | 0 | 0 | 0 | 0 | 0 | 0 | 0 | 0 | 0 | 0 | 0 | 0 | 0
CC_Fut_Proxy_07 | 0 | 0 | 0 | 0 | 0 | 0 | 0 | 0 | 0 | 0 | 0 | 0 | 0 | 0 | 0 | 0 | 0 | 0 | 0 | 0 | 0 | 0 | 0 | 0 | 0 | 0 | 0 | 0 | 0 | 0 | 0 | 0
CC_Fut_Proxy_08 | 0 | 0 | 0 | 0 | 0 | 0 | 0 | 0 | 0 | 0 | 0 | 0 | 0 | 0 | 0 | 0 | 0 | 0 | 0 | 0 | 0 | 0 | 0 | 0 | 0 | 0 | 0 | 0 | 0 | 0 | 0 | 0
CC_Fut_Proxy_09 | 0 | 0 | 0 | 0 | 0 | 0 | 0 | 0 | 0 | 0 | 0 | 0 | 0 | 0 | 0 | 0 | 0 | 0 | 0 | 0 | 0 | 0 | 0 | 0 | 0 | 0 | 0 | 0 | 0 | 0 | 0 | 0
CC_Fut_Proxy_10 | 0 | 0 | 0 | 0 | 0 | 0 | 0 | 0 | 0 | 0 | 0 | 0 | 0 | 0 | 0 | 0 | 0 | 0 | 0 | 0 | 0 | 0 | 0 | 0 | 0 | 0 | 0 | 0 | 0 | 0 | 0 | 0
Total Expansion CC (NCF) | 0 | 0 | 0 | 0 | 0 | 74.5421 | 75.541 | 75.176 | 75.3766 | 76.1842 | 76.0878 | 78.5713 | 78.3648 | 78.8593 | 78.2408 | 79.0654 | 80.2206 | 80.7029 | 80.4623 | 81.8448 | 81.984 | 82.3536 | 81.8053 | 85.7255 | 88.337 | 80.296 | 74.9592 | 75.185 | 75.2461 | 75.1943 | 0 | 0
Future Unit Proxy | 0 | 0 | 0 | 0 | 0 | 0 | 0 | 0 | 0 | 0 | 0 | 0 | 0 | 0 | 0 | 0 | 0 | 0 | 0 | 0 | 0 | 0 | 0 | 0 | 0 | 0 | 0 | 0 | 0 | 0 | 0 | 0