## Outputs
Florida Power & Light Company
Docket No. 20240012-EG
Staff’s Seventh Set of Interrogatories
Interrogatory No. 99
Attachment 2 of 3
Tab 1 of 1
page 1 | [13 empty] | PSC FORM CE 1
2024-07-05 10:32 |  |  |  |  | INPUT DATA -- PART 1 CONTINUED | [8 empty] | PAGE 1 OF 1
PROGRAM METHOD SELECTED: REV_REQ
|  |  |  | PROGRAM NAME: | Residential Low Income
I. | PROGRAM DEMAND SAVINGS & LINE LOSSES | [5 empty] | IV. | AVOIDED GENERATOR AND T&D COSTS
| (1) CUSTOMER kW REDUCTION AT METER ........................................................................................... |  |  |  | 0.41877 | kW |  | (1) BASE YEAR ............................................................................................................................. |  |  |  | 2023
| (2) GENERATOR kW REDUCTION PER CUSTOMER .......................................................................................... |  |  |  | 0.53939 | kW |  | (2) IN-SERVICE YEAR FOR AVOIDED GENERATING UNIT .............................................................................. |  |  |  | 2033
| (3) kW LINE LOSS PERCENTAGE ................................................................................................... |  |  |  | 5.2837 | % |  | (3) IN-SERVICE YEAR FOR AVOIDED T&D ........................................................................... |  |  |  | 2026-2033
| (4) GENERATOR kWh REDUCTION PER CUSTOMER ...................................................................................... |  |  |  | 927.9777 | kWh |  | (4) BASE YEAR AVOIDED GENERATING COST .................................................................................... |  |  |  | 786.3466 | $/kW
| (5) kWh LINE LOSS PERCENTAGE ............................................................................................... |  |  |  | 4.1934 | % |  | (5) BASE YEAR AVOIDED TRANSMISSION COST .................................................................................... |  |  |  | 499.1222 | $/kW
| (6) GROUP LINE LOSS MULTIPLIER................................................................................................................ |  |  |  | 1 |  |  | (6) BASE YEAR DISTRIBUTION COST ........................................................................................ |  |  |  | 196.5828 | $/kW
| (7) CUSTOMER kWh INCREASE AT METER ......................................................................................... |  |  |  | 0 | kWh |  | (7) GEN, TRAN & DIST COST ESCALATION RATE .................................................................................... |  |  |  | 2 | %**
[8 empty] | (8) GENERATOR FIXED O & M COST .............................................................................................. |  |  |  | 11.8679 | $/kW/YR
II. | ECONOMIC LIFE & K FACTORS | [6 empty] | (9) GENERATOR FIXED O&M ESCALATION RATE .......................................................................................... |  |  |  | 2.5 | %**
[8 empty] | (10) TRANSMISSION FIXED O & M COST ............................................................................................. |  |  |  | 3.4308 | $/kW
| (1) STUDY PERIOD FOR THE CONSERVATION PROGRAM ........................................................................................ |  |  |  | 60 | YEARS |  | (11) DISTRIBUTION FIXED O & M COST .............................................................................................. |  |  |  | 4.4467 | $/kW
| (2) GENERATOR ECONOMIC LIFE ..................................................................................................... |  |  |  | 50 | YEARS |  | (12) T&D FIXED O&M ESCALATION RATE ................................................................................................. |  |  |  | 2.5 | %**
| (3) T&D ECONOMIC LIFE ..................................................................................................................... |  |  |  | 50 | YEARS |  | (13) AVOIDED GEN UNIT VARIABLE O & M COSTS .................................................................................................. |  |  |  | 0.0079521 | CENTS/kWh
| (4) K FACTOR FOR GENERATION .............................................................................................. |  |  |  | 1.3516 |  |  | (14) GENERATOR VARIABLE O&M COST ESCALATION RATE ......................................................................................... |  |  |  | 2.5 | %**
| (5) K FACTOR FOR T & D........................................................................................................................ |  |  |  | 1.3065 |  |  | (15) GENERATOR CAPACITY FACTOR ............................................................................................. |  |  |  | 63 | ** (In-service year)
[8 empty] | (16) AVOIDED GENERATING UNIT FUEL COST ........................................................................................... |  |  |  | 6.273 | CENTS/kWh** (In-service year)
III. | UTILITY & CUSTOMER COSTS | [6 empty] | (17) AVOIDED GEN UNIT FUEL COST ESCALATION RATE ................................................................................................... |  |  |  | 1.8651 | %**
| (1) UTILITY NON RECURRING COST PER CUSTOMER ........................................................................................................ |  |  |  | *** | $/CUST | V. | NON-FUEL ENERGY AND DEMAND CHARGES
| (2) UTILITY RECURRING COST PER CUSTOMER ...................................................................................... |  |  |  | *** | $/CUST
| (3) UTILITY COST ESCALATION RATE ......................................................................................... |  |  |  | *** | %** |  | (1) NON FUEL COST IN CUSTOMER BILL .................................................................................... |  |  |  | *** | CENTS/kWh
| (4) CUSTOMER EQUIPMENT COST ....................................................................................................................... |  |  |  | *** | $/CUST |  | (2) NON-FUEL COST ESCALATION RATE ........................................................................................ |  |  |  | *** | %
| (5) CUSTOMER EQUIPMENT ESCALATION RATE ................................................................................... |  |  |  | *** | %** |  | (3) DEMAND CHARGE IN CUSTOMER BILL ........................................................................................... |  |  |  | *** | $/kW/MO
| (6) CUSTOMER O & M COST ................................................................................................................ |  |  |  | *** | $/CUST/YR |  | (4) DEMAND CHARGE ESCALATION RATE ....................................................................................... |  |  |  | *** | %
| (7) CUSTOMER O & M COST ESCALATION RATE ................................................................................................................ |  |  |  | *** | %**
* | (8) INCREASED SUPPLY COSTS ................................................................................................................ |  |  |  | *** | $/CUST/YR | VI. | COST-EFFECTIVENESS RATIOS
* | (9) SUPPLY COSTS ESCALATION RATES......................................................................................... |  |  |  | *** | %**
* | (10) UTILITY DISCOUNT RATE ....................................................................................................... |  |  |  | 8.0956 | % |  | (1) RIM TEST ………….……………………………………………………………………………………………………………….………………………………… |  |  |  | 0.61643
* | (11) UTILITY AFUDC RATE......................................................................................................................... |  |  |  | 6.22 | % |  | (2) TRC TEST……...………………………………………………………………………………………………………………………………………….. |  |  |  | 3.3931
* | (12) UTILITY NON RECURRING REBATE/INCENTIVE ...................................................................................... |  |  |  | *** | $/CUST |  | (3) PARTICIPANT TEST ……………...…………………………………………………….…………..………………………………………………….. |  |  |  | Infinite
* | (13) UTILITY RECURRING REBATE/INCENTIVE ...................................................................................... |  |  |  | *** | $/CUST
* | (14) UTILITY REBATE/INCENTIVE ESCALATION RATE .................................................................................... |  |  |  | *** | %
* SUPPLEMENTAL INFORMATION NOT SPECIFIED IN WORKBOOK
** VALUE SHOWN IS FOR FIRST YEAR ONLY (VALUE VARIES OVER TIME)
*** PROGRAM COST CALCULATION VALUES ARE SHOWN ON PAGE 2
page 2 |  |  |  |  | * INPUT DATA -- PART 1 CONTINUED
PROGRAM METHOD SELECTED: REV_REQ
|  |  |  | PROGRAM NAME: | Residential Low Income
| (1) | (2) | (3) | (4) | (5) | (6) | (7) | (8) | (9) | (10)
| UTILITY |  |  | TOTAL | ENERGY | DEMAND
| PROGRAM COSTS |  | OTHER | UTILITY | CHARGE | CHARGE | PARTICIPANT | PARTICIPANT | OTHER | TOTAL
| WITHOUT | UTILITY | UTILITY | PROGRAM | REVENUE | REVENUE | EQUIPMENT | O&M | PARTICIPANT | PARTICIPANT
| INCENTIVES | INCENTIVES | COSTS | COSTS | LOSSES | LOSSES | COSTS | COSTS | COSTS | COSTS
YEAR | $(000) | $(000) | $(000) | $(000) | $(000) | $(000) | $(000) | $(000) | $(000) | $(000)
2023 | 0 | 0 | 0 | 0 | 0 | 0 | 0 | 0 | 0 | 0
2024 | 0 | 0 | 0 | 0 | 0 | 0 | 0 | 0 | 0 | 0
2025 | 9441.6297 | 5496.6874 | 0 | 14938.3171 | 2704.6132 | 0 | 0 | 0 | 0 | 0
2026 | 9677.6704 | 5496.6874 | 0 | 15174.3578 | 8787.3493 | 0 | 0 | 0 | 0 | 0
2027 | 9919.6122 | 5496.6874 | 0 | 15416.2996 | 15213.5386 | 0 | 0 | 0 | 0 | 0
2028 | 10167.6025 | 5496.6874 | 0 | 15664.2899 | 21537.0786 | 0 | 0 | 0 | 0 | 0
2029 | 10421.7926 | 5496.6874 | 0 | 15918.48 | 27932.1987 | 0 | 0 | 0 | 0 | 0
2030 | 10682.3374 | 5496.6874 | 0 | 16179.0248 | 35839.2869 | 0 | 0 | 0 | 0 | 0
2031 | 10949.3958 | 5496.6874 | 0 | 16446.0832 | 43409.4058 | 0 | 0 | 0 | 0 | 0
2032 | 11223.1307 | 5496.6874 | 0 | 16719.8181 | 51391.1517 | 0 | 0 | 0 | 0 | 0
2033 | 0 | 0 | 0 | 0 | 55795.7961 | 0 | 0 | 0 | 0 | 0
2034 | 11791.3017 | 5496.6874 | 0 | 17287.9891 | 56861.6535 | 0 | 0 | 0 | 0 | 0
2035 | 12086.0842 | 5496.6874 | 0 | 17582.7716 | 58265.5842 | 0 | 0 | 0 | 0 | 0
2036 | 12388.2363 | 5496.6874 | 0 | 17884.9237 | 59549.2917 | 0 | 0 | 0 | 0 | 0
2037 | 12697.9422 | 5496.6874 | 0 | 18194.6297 | 60864.9004 | 0 | 0 | 0 | 0 | 0
2038 | 13015.3908 | 5496.6874 | 0 | 18512.0782 | 62396.7817 | 0 | 0 | 0 | 0 | 0
2039 | 13340.7756 | 5496.6874 | 0 | 18837.463 | 64013.1794 | 0 | 0 | 0 | 0 | 0
2040 | 13674.295 | 5496.6874 | 0 | 19170.9824 | 65340.7969 | 0 | 0 | 0 | 0 | 0
2041 | 14016.1523 | 5496.6874 | 0 | 19512.8397 | 66701.7737 | 0 | 0 | 0 | 0 | 0
2042 | 0 | 0 | 0 | 0 | 68038.5323 | 0 | 0 | 0 | 0 | 0
2043 | 14725.7201 | 5496.6874 | 0 | 20222.4075 | 69365.317 | 0 | 0 | 0 | 0 | 0
2044 | 15093.8631 | 5496.6874 | 0 | 20590.5505 | 71054.3826 | 0 | 0 | 0 | 0 | 0
2045 | 15471.2096 | 5496.6874 | 0 | 20967.897 | 72916.3341 | 0 | 0 | 0 | 0 | 0
2046 | 15857.9899 | 5496.6874 | 0 | 21354.6773 | 74493.1122 | 0 | 0 | 0 | 0 | 0
2047 | 16254.4396 | 5496.6874 | 0 | 21751.127 | 76045.9564 | 0 | 0 | 0 | 0 | 0
2048 | 16660.8006 | 5496.6874 | 0 | 22157.488 | 77427.2817 | 0 | 0 | 0 | 0 | 0
2049 | 17077.3206 | 5496.6874 | 0 | 22574.008 | 78958.1993 | 0 | 0 | 0 | 0 | 0
2050 | 17504.2536 | 5496.6874 | 0 | 23000.941 | 80426.2853 | 0 | 0 | 0 | 0 | 0
2051 | 0 | 0 | 0 | 0 | 81576.8743 | 0 | 0 | 0 | 0 | 0
2052 | 18390.4065 | 5496.6874 | 0 | 23887.0939 | 83299.0137 | 0 | 0 | 0 | 0 | 0
2053 | 18850.1666 | 5496.6874 | 0 | 24346.854 | 84606.2169 | 0 | 0 | 0 | 0 | 0
2054 | 19321.4208 | 5496.6874 | 0 | 24818.1082 | 85929.0122 | 0 | 0 | 0 | 0 | 0
2055 | 19804.4563 | 5496.6874 | 0 | 25301.1437 | 87267.6875 | 0 | 0 | 0 | 0 | 0
2056 | 20299.5677 | 5496.6874 | 0 | 25796.2551 | 88622.5362 | 0 | 0 | 0 | 0 | 0
2057 | 20807.0569 | 5496.6874 | 0 | 26303.7443 | 89993.8576 | 0 | 0 | 0 | 0 | 0
2058 | 21327.2334 | 5496.6874 | 0 | 26823.9208 | 91381.9573 | 0 | 0 | 0 | 0 | 0
2059 | 21860.4142 | 5496.6874 | 0 | 27357.1016 | 92787.1464 | 0 | 0 | 0 | 0 | 0
2060 | 0 | 0 | 0 | 0 | 94209.7428 | 0 | 0 | 0 | 0 | 0
2061 | 22967.0977 | 5496.6874 | 0 | 28463.7851 | 95650.0703 | 0 | 0 | 0 | 0 | 0
2062 | 23541.2751 | 5496.6874 | 0 | 29037.9625 | 97108.4594 | 0 | 0 | 0 | 0 | 0
2063 | 24129.807 | 5496.6874 | 0 | 29626.4944 | 98970.74 | 0 | 0 | 0 | 0 | 0
2064 | 24733.0521 | 5496.6874 | 0 | 30229.7395 | 100855.7064 | 0 | 0 | 0 | 0 | 0
2065 | 25351.3784 | 5496.6874 | 0 | 30848.0659 | 102740.0054 | 0 | 0 | 0 | 0 | 0
2066 | 25985.1629 | 5496.6874 | 0 | 31481.8503 | 104612.4147 | 0 | 0 | 0 | 0 | 0
2067 | 26634.792 | 5496.6874 | 0 | 32131.4794 | 106491.5422 | 0 | 0 | 0 | 0 | 0
2068 | 27300.6618 | 5496.6874 | 0 | 32797.3492 | 108385.6848 | 0 | 0 | 0 | 0 | 0
2069 | 0 | 0 | 0 | 0 | 110307.078 | 0 | 0 | 0 | 0 | 0
2070 | 28682.7578 | 5496.6874 | 0 | 34179.4452 | 112248.6551 | 0 | 0 | 0 | 0 | 0
2071 | 29399.8267 | 5496.6874 | 0 | 34896.5141 | 114212.7532 | 0 | 0 | 0 | 0 | 0
2072 | 30134.8224 | 5496.6874 | 0 | 35631.5098 | 116231.471 | 0 | 0 | 0 | 0 | 0
2073 | 30888.193 | 5496.6874 | 0 | 36384.8804 | 118266.7791 | 0 | 0 | 0 | 0 | 0
2074 | 31660.3978 | 5496.6874 | 0 | 37157.0852 | 120348.5538 | 0 | 0 | 0 | 0 | 0
2075 | 32451.9077 | 5496.6874 | 0 | 37948.5951 | 122479.0907 | 0 | 0 | 0 | 0 | 0
2076 | 33263.2054 | 5496.6874 | 0 | 38759.8928 | 124660.8379 | 0 | 0 | 0 | 0 | 0
2077 | 34094.7856 | 5496.6874 | 0 | 39591.473 | 126896.4099 | 0 | 0 | 0 | 0 | 0
2078 | 0 | 0 | 0 | 0 | 129188.6021 | 0 | 0 | 0 | 0 | 0
2079 | 35820.8341 | 5496.6874 | 0 | 41317.5215 | 131540.4071 | 0 | 0 | 0 | 0 | 0
2080 | 36716.3549 | 5496.6874 | 0 | 42213.0423 | 133955.0328 | 0 | 0 | 0 | 0 | 0
2081 | 37634.2638 | 5496.6874 | 0 | 43130.9512 | 136435.9222 | 0 | 0 | 0 | 0 | 0
2082 | 38575.1204 | 5496.6874 | 0 | 44071.8078 | 138986.7752 | 0 | 0 | 0 | 0 | 0
NOM | 1074765.3655 | 285827.7449 | 0 | 1360593.1105 | 4855576.8176 | 0 | 0 | 0 | 0 | 0
NPV | 135838.5279 | 57189.5131 | 0 | 193028.041 | 554688.1142 | 0 | 0 | 0 | 0 | 0
* SUPPLEMENTAL INFORMATION NOT SPECIFIED IN WORKBOOK
** NEGATIVE COSTS WILL BE CALCULATED AS POSITIVE BENEFITS FOR TRC AND RIM TESTS
page 2b | PROGRAM NAME: (4): INPUT DATA - PART 1 CONTINUED
PROGRAM METHOD SELECTED: REV_REQ
| ESCALATION RATES |  | PROGRAM NAME: | Residential Low Income
| (1) | (2) | (3) | (4) | (5) | (6) | (7a) | (7b) | (8)
[7 empty] | Onpeak | Offpeak
|  |  |  | Fuel | Capacity | Blended | Energy Charge | Energy Charge | Demand Charge
Year | CPI% | PPI-CAP% | O&M% | (cents/kwh) | Factor | Cap. Rate | (cents/kwh) | (cents/kwh) | ($/kw)
2023 | 2.5 | 2.5 | 2.5 | 0 | 0 | 2 | 13.2846 | 0 | 0
2024 | 2.5 | 2.5 | 2.5 | 0 | 0 | 2 | 13.9419 | 0 | 0
2025 | 2.5 | 2.5 | 2.5 | 0 | 0 | 2 | 11.7229 | 0 | 0
2026 | 2.5 | 2.5 | 2.5 | 0 | 0 | 2 | 12.696 | 0 | 0
2027 | 2.5 | 2.5 | 2.5 | 0 | 0 | 2 | 13.1883 | 0 | 0
2028 | 2.5 | 2.5 | 2.5 | 0 | 0 | 2 | 13.3358 | 0 | 0
2029 | 2.5 | 2.5 | 2.5 | 0 | 0 | 2 | 13.4522 | 0 | 0
2030 | 2.5 | 2.5 | 2.5 | 0 | 0 | 2 | 14.122 | 0 | 0
2031 | 2.5 | 2.5 | 2.5 | 0 | 0 | 2 | 14.4734 | 0 | 0
2032 | 2.5 | 2.5 | 2.5 | 0 | 0 | 2 | 14.85 | 0 | 0
2033 | 2.5 | 2.5 | 2.5 | 6.273 | 63 | 2 | 15.1151 | 0 | 0
2034 | 2.5 | 2.5 | 2.5 | 6.39 | 65 | 2 | 15.4039 | 0 | 0
2035 | 2.5 | 2.5 | 2.5 | 6.499 | 65 | 2 | 15.7842 | 0 | 0
2036 | 2.5 | 2.5 | 2.5 | 6.369 | 70 | 2 | 16.1319 | 0 | 0
2037 | 2.5 | 2.5 | 2.5 | 6.522 | 71 | 2 | 16.4883 | 0 | 0
2038 | 2.5 | 2.5 | 2.5 | 6.585 | 74 | 2 | 16.9033 | 0 | 0
2039 | 2.5 | 2.5 | 2.5 | 6.588 | 77 | 2 | 17.3412 | 0 | 0
2040 | 2.5 | 2.5 | 2.5 | 6.767 | 78 | 2 | 17.7009 | 0 | 0
2041 | 2.5 | 2.5 | 2.5 | 6.885 | 82 | 2 | 18.0695 | 0 | 0
2042 | 2.5 | 2.5 | 2.5 | 6.948 | 81 | 2 | 18.4317 | 0 | 0
2043 | 2.5 | 2.5 | 2.5 | 7.177 | 81 | 2 | 18.7911 | 0 | 0
2044 | 2.5 | 2.5 | 2.5 | 7.37 | 83 | 2 | 19.2487 | 0 | 0
2045 | 2.5 | 2.5 | 2.5 | 7.8 | 84 | 2 | 19.7531 | 0 | 0
2046 | 2.5 | 2.5 | 2.5 | 7.636 | 86 | 2 | 20.1802 | 0 | 0
2047 | 2.5 | 2.5 | 2.5 | 8.086 | 86 | 2 | 20.6009 | 0 | 0
2048 | 2.5 | 2.5 | 2.5 | 8.474 | 85 | 2 | 20.9751 | 0 | 0
2049 | 2.5 | 2.5 | 2.5 | 8.705 | 87 | 2 | 21.3898 | 0 | 0
2050 | 2.5 | 2.5 | 2.5 | 9.119 | 88 | 2 | 21.7875 | 0 | 0
2051 | 2.5 | 2.5 | 2.5 | 9.242 | 88 | 2 | 22.0992 | 0 | 0
2052 | 2.5 | 2.5 | 2.5 | 9.132 | 87 | 2 | 22.5657 | 0 | 0
2053 | 2.5 | 2.5 | 2.5 | 9.066 | 89 | 2 | 22.9199 | 0 | 0
2054 | 2.5 | 2.5 | 2.5 | 8.894 | 90 | 2 | 23.2782 | 0 | 0
2055 | 2.5 | 2.5 | 2.5 | 8.889 | 90 | 2 | 23.6409 | 0 | 0
2056 | 2.5 | 2.5 | 2.5 | 8.72 | 90 | 2 | 24.0079 | 0 | 0
2057 | 2.5 | 2.5 | 2.5 | 8.799 | 91 | 2 | 24.3794 | 0 | 0
2058 | 2.5 | 2.5 | 2.5 | 8.597 | 92 | 2 | 24.7554 | 0 | 0
2059 | 2.5 | 2.5 | 2.5 | 8.632 | 91 | 2 | 25.1361 | 0 | 0
2060 | 2.5 | 2.5 | 2.5 | 8.527 | 91 | 2 | 25.5215 | 0 | 0
2061 | 2.5 | 2.5 | 2.5 | 8.455 | 90 | 2 | 25.9117 | 0 | 0
2062 | 2.5 | 2.5 | 2.5 | 8.376 | 91 | 2 | 26.3067 | 0 | 0
2063 | 2.5 | 2.5 | 2.5 | 8.796 | 91 | 2 | 26.8112 | 0 | 0
2064 | 2.5 | 2.5 | 2.5 | 8.585 | 92 | 2 | 27.3219 | 0 | 0
2065 | 2.5 | 2.5 | 2.5 | 8.571 | 91 | 2 | 27.8323 | 0 | 0
2066 | 2.5 | 2.5 | 2.5 | 8.527 | 91 | 2 | 28.3396 | 0 | 0
2067 | 2.5 | 2.5 | 2.5 | 8.572 | 91 | 2 | 28.8486 | 0 | 0
2068 | 2.5 | 2.5 | 2.5 | 8.503 | 91 | 2 | 29.3617 | 0 | 0
2069 | 2.5 | 2.5 | 2.5 | 8.592 | 91 | 2 | 29.8822 | 0 | 0
2070 | 2.5 | 2.5 | 2.5 | 8.326 | 91 | 2 | 30.4082 | 0 | 0
2071 | 2.5 | 2.5 | 2.5 | 8.277 | 91 | 2 | 30.9403 | 0 | 0
2072 | 2.5 | 2.5 | 2.5 | 8.228 | 91 | 2 | 31.4872 | 0 | 0
2073 | 2.5 | 2.5 | 2.5 | 8.179 | 91 | 2 | 32.0385 | 0 | 0
2074 | 2.5 | 2.5 | 2.5 | 8.179 | 91 | 2 | 32.6025 | 0 | 0
2075 | 2.5 | 2.5 | 2.5 | 8.179 | 91 | 2 | 33.1797 | 0 | 0
2076 | 2.5 | 2.5 | 2.5 | 8.179 | 91 | 2 | 33.7707 | 0 | 0
2077 | 2.5 | 2.5 | 2.5 | 8.179 | 91 | 2 | 34.3763 | 0 | 0
2078 | 2.5 | 2.5 | 2.5 | 8.179 | 91 | 2 | 34.9973 | 0 | 0
2079 | 2.5 | 2.5 | 2.5 | 8.179 | 91 | 2 | 35.6344 | 0 | 0
2080 | 2.5 | 2.5 | 2.5 | 8.179 | 91 | 2 | 36.2885 | 0 | 0
2081 | 2.5 | 2.5 | 2.5 | 8.179 | 91 | 2 | 36.9606 | 0 | 0
2082 | 2.5 | 2.5 | 2.5 | 8.179 | 91 | 2 | 37.6516 | 0 | 0
Legend:
| Column (1) used for: |  | Utility Cost
Customer Equipment
Supply Costs
| Column (3) used for: |  | Customer O&M Cost
Generator Fixed O&M
T&D Fixed O&M
Generator Variable O&M
| Column (6) used for: |  | Gen, Tran, & Dist Cost
page 3 | Residential Low Income (5): CALCULATION OF GEN K-FACTOR |  |  |  |  | PSC FORM CE 1.1A
| Residential Low Income (5): PROGRAM METHOD SELECTED REV_REQ |  |  |  |  | PAGE 1 OF 2
|  |  |  | PROGRAM NAME: | Residential Low Income
| (2) | (3) | (4) | (5) | (6) | (7) | -8 | -9 | -10 | -11 | -12 | -13 | -14 | -15
REPLACEMENT
[12 empty] | PRESENT |  | COST BASIS
[11 empty] | TOTAL | WORTH | CUMULATIVE | FOR
| MID-YEAR |  | PREFERRED | COMMON | INCOME | PROPERTY | PROPERTY |  | DEFERRED | ITC | FIXED | FIXED | PW FIXED | PROPERTY
| RATE BASE | DEBT | STOCK | EQUITY | TAXES | TAX | INSURANCE | DEPREC. | TAXES | NORMALIZATION | CHARGES | CHARGES | CHARGES | INSURANCE
YEAR | $(000) | $(000) | $(000) | $(000) | $(000) | $(000) | $(000) | $(000) | $(000) | $(000) | $(000) | $(000) | $(000) | $(000)
2033 | 236268.793 | 3350.386 | 0 | 14926.5173 | 4288.9328 | 3992.3252 | 85.3973 | 4744.2961 | 904.7844 | 0 | 32292.639 | 32292.639 | 32292.639 | 237214.8046
2034 | 229486.9288 | 3254.2164 | 0 | 14498.0662 | 7175.9079 | 3912.4787 | 83.6894 | 4744.2961 | -2127.6477 | 0 | 31541.007 | 29178.7983 | 61471.4373 | 232470.5085
2035 | 221865.6392 | 3146.1435 | 0 | 14016.5836 | 9734.002 | 3832.6322 | 81.9814 | 4744.2961 | -4849.2027 | 0 | 30706.4361 | 26279.2585 | 87750.6958 | 227726.2125
2036 | 214543.1816 | 3042.3081 | 0 | 13553.98 | 12011.7184 | 3752.7857 | 80.2735 | 4744.2961 | -7283.9707 | 0 | 29901.3911 | 23673.7432 | 111424.439 | 222981.9164
2037 | 207497.1866 | 2942.3931 | 0 | 13108.8423 | 14029.2261 | 3672.9391 | 78.5655 | 4744.2961 | -9452.6005 | 0 | 29123.6618 | 21331.1055 | 132755.5445 | 218237.6203
2038 | 200707.0056 | 2846.1056 | 0 | 12679.8658 | 15806.7308 | 3593.0926 | 76.8576 | 4744.2961 | -11375.7406 | 0 | 28371.208 | 19223.7035 | 151979.248 | 213493.3242
2039 | 194153.4238 | 2753.1732 | 0 | 12265.8367 | 17361.6013 | 3513.2461 | 75.1497 | 4744.2961 | -13071.1718 | 0 | 27642.1312 | 17326.9692 | 169306.2172 | 208749.0281
2040 | 187818.6605 | 2663.3437 | 0 | 11865.6317 | 18711.2369 | 3433.3996 | 73.4417 | 4744.2961 | -14556.675 | 0 | 26934.6747 | 15619.0516 | 184925.2688 | 204004.732
2041 | 181606.0684 | 2575.2467 | 0 | 11473.145 | 20029.0783 | 3353.5531 | 71.7338 | 4744.2961 | -16007.7638 | 0 | 26239.2892 | 14076.2457 | 199001.5145 | 199260.4359
2042 | 175410.9704 | 2487.3977 | 0 | 11081.7635 | 21346.7215 | 3273.7066 | 70.0258 | 4744.2961 | -17458.279 | 0 | 25545.6322 | 12677.7818 | 211679.2963 | 194516.1398
2043 | 169215.8723 | 2399.5488 | 0 | 10690.3819 | 22664.9382 | 3193.8601 | 68.3179 | 4744.2961 | -18909.3678 | 0 | 24851.9752 | 11409.8353 | 223089.1317 | 189771.8437
2044 | 163020.7742 | 2311.6998 | 0 | 10299.0004 | 23982.5813 | 3114.0136 | 66.6099 | 4744.2961 | -20359.883 | 0 | 24158.3182 | 10260.7004 | 233349.8321 | 185027.5476
2045 | 156825.6761 | 2223.8508 | 0 | 9907.6189 | 25300.798 | 3034.1671 | 64.902 | 4744.2961 | -21810.9717 | 0 | 23464.6612 | 9219.6927 | 242569.5248 | 180283.2515
2046 | 150630.5781 | 2136.0018 | 0 | 9516.2374 | 26618.4411 | 2954.3206 | 63.194 | 4744.2961 | -23261.4869 | 0 | 22771.0042 | 8277.0616 | 250846.5864 | 175538.9554
2047 | 144435.48 | 2048.1529 | 0 | 9124.8559 | 27936.6578 | 2874.4741 | 61.4861 | 4744.2961 | -24712.5757 | 0 | 22077.3472 | 7423.9107 | 258270.4971 | 170794.6593
2048 | 138240.3819 | 1960.3039 | 0 | 8733.4744 | 29254.3009 | 2794.6276 | 59.7781 | 4744.2961 | -26163.0909 | 0 | 21383.6902 | 6652.1242 | 264922.6213 | 166050.3632
2049 | 132045.2839 | 1872.4549 | 0 | 8342.0929 | 30572.5176 | 2714.7811 | 58.0702 | 4744.2961 | -27614.1796 | 0 | 20690.0331 | 5954.3003 | 270876.9215 | 161306.0672
2050 | 125850.1858 | 1784.606 | 0 | 7950.7113 | 31890.1607 | 2634.9346 | 56.3622 | 4744.2961 | -29064.6948 | 0 | 19996.3761 | 5323.6891 | 276200.6107 | 156561.7711
2051 | 119655.0877 | 1696.757 | 0 | 7559.3298 | 33208.3774 | 2555.0881 | 54.6543 | 4744.2961 | -30515.7836 | 0 | 19302.7191 | 4754.1374 | 280954.7481 | 151817.475
2052 | 113459.9897 | 1608.908 | 0 | 7167.9483 | 34526.0205 | 2475.2416 | 52.9463 | 4744.2961 | -31966.2988 | 0 | 18609.0621 | 4240.0362 | 285194.7843 | 147073.1789
2053 | 107904.7133 | 1530.132 | 0 | 6816.9882 | 34578.3166 | 2395.3951 | 51.2384 | 4744.2961 | -32137.7441 | 0 | 17978.6223 | 3789.5997 | 288984.384 | 142328.8828
2054 | 103628.7936 | 1469.4977 | 0 | 6546.8527 | 33378.4089 | 2315.5486 | 49.5305 | 4744.2961 | -31029.546 | 0 | 17474.5884 | 3407.499 | 292391.883 | 137584.5867
2055 | 99992.6955 | 1417.9364 | 0 | 6317.1385 | 32192.224 | 2235.7021 | 47.8225 | 4744.2961 | -29921.348 | 0 | 17033.7717 | 3072.7798 | 295464.6629 | 132840.2906
2056 | 96356.5975 | 1366.3751 | 0 | 6087.4244 | 31006.0392 | 2155.8556 | 46.1146 | 4744.2961 | -28813.1499 | 0 | 16592.955 | 2769.0845 | 298233.7473 | 128095.9945
2057 | 92720.4995 | 1314.8138 | 0 | 5857.7103 | 29819.8543 | 2076.0091 | 44.4066 | 4744.2961 | -27704.9518 | 0 | 16152.1383 | 2493.6434 | 300727.3907 | 123351.6984
2058 | 89084.4015 | 1263.2524 | 0 | 5627.9961 | 28633.6694 | 1996.1626 | 42.6987 | 4744.2961 | -26596.7538 | 0 | 15711.3216 | 2243.9278 | 302971.3185 | 118607.4023
2059 | 85448.3035 | 1211.6911 | 0 | 5398.282 | 27447.4846 | 1916.3161 | 40.9907 | 4744.2961 | -25488.5557 | 0 | 15270.5049 | 2017.6294 | 304988.9479 | 113863.1062
2060 | 81812.2054 | 1160.1298 | 0 | 5168.5679 | 26261.2997 | 1836.4696 | 39.2828 | 4744.2961 | -24380.3576 | 0 | 14829.6882 | 1812.6413 | 306801.5893 | 109118.8101
2061 | 78176.1074 | 1108.5685 | 0 | 4938.8538 | 25075.1148 | 1756.6231 | 37.5748 | 4744.2961 | -23272.1595 | 0 | 14388.8715 | 1627.0408 | 308428.63 | 104374.514
2062 | 74540.0094 | 1057.0071 | 0 | 4709.1396 | 23888.9299 | 1676.7766 | 35.8669 | 4744.2961 | -22163.9615 | 0 | 13948.0548 | 1459.0736 | 309887.7036 | 99630.2179
2063 | 70903.9114 | 1005.4458 | 0 | 4479.4255 | 22702.7451 | 1596.9301 | 34.1589 | 4744.2961 | -21055.7634 | 0 | 13507.2381 | 1307.1395 | 311194.8432 | 94885.9219
2064 | 67267.8134 | 953.8845 | 0 | 4249.7114 | 21516.5602 | 1517.0836 | 32.451 | 4744.2961 | -19947.5653 | 0 | 13066.4214 | 1169.7792 | 312364.6224 | 90141.6258
2065 | 63631.7153 | 902.3232 | 0 | 4019.9972 | 20330.3753 | 1437.2371 | 30.743 | 4744.2961 | -18839.3672 | 0 | 12625.6047 | 1045.6619 | 313410.2843 | 85397.3297
2066 | 59995.6173 | 850.7619 | 0 | 3790.2831 | 19144.1904 | 1357.3906 | 29.0351 | 4744.2961 | -17731.1692 | 0 | 12184.788 | 933.5744 | 314343.8586 | 80653.0336
2067 | 56359.5193 | 799.2005 | 0 | 3560.569 | 17958.0056 | 1277.5441 | 27.3271 | 4744.2961 | -16622.9711 | 0 | 11743.9713 | 832.4109 | 315176.2695 | 75908.7375
2068 | 52723.4213 | 747.6392 | 0 | 3330.8549 | 16771.8207 | 1197.6975 | 25.6192 | 4744.2961 | -15514.773 | 0 | 11303.1546 | 741.164 | 315917.4335 | 71164.4414
2069 | 49087.3233 | 696.0779 | 0 | 3101.1407 | 15585.6358 | 1117.851 | 23.9113 | 4744.2961 | -14406.5749 | 0 | 10862.3379 | 658.9156 | 316576.3491 | 66420.1453
2070 | 45451.2252 | 644.5166 | 0 | 2871.4266 | 14399.4509 | 1038.0045 | 22.2033 | 4744.2961 | -13298.3769 | 0 | 10421.5212 | 584.8297 | 317161.1788 | 61675.8492
2071 | 41815.1272 | 592.9552 | 0 | 2641.7125 | 13213.2661 | 958.158 | 20.4954 | 4744.2961 | -12190.1788 | 0 | 9980.7045 | 518.1451 | 317679.3238 | 56931.5531
2072 | 38179.0292 | 541.3939 | 0 | 2411.9983 | 12027.0812 | 878.3115 | 18.7874 | 4744.2961 | -11081.9807 | 0 | 9539.8878 | 458.1686 | 318137.4924 | 52187.257
2073 | 34542.9312 | 489.8326 | 0 | 2182.2842 | 10840.8963 | 798.465 | 17.0795 | 4744.2961 | -9973.7827 | 0 | 9099.0711 | 404.2694 | 318541.7618 | 47442.9609
2074 | 30906.8332 | 438.2713 | 0 | 1952.5701 | 9654.7114 | 798.465 | 17.0795 | 4744.2961 | -8865.5846 | 0 | 8739.8088 | 359.2259 | 318900.9877 | 47442.9609
2075 | 27270.7351 | 386.7099 | 0 | 1722.856 | 8468.5266 | 798.465 | 17.0795 | 4744.2961 | -7757.3865 | 0 | 8380.5466 | 318.6617 | 319219.6495 | 47442.9609
2076 | 23634.6371 | 335.1486 | 0 | 1493.1418 | 7282.3417 | 798.465 | 17.0795 | 4744.2961 | -6649.1884 | 0 | 8021.2843 | 282.1586 | 319501.8081 | 47442.9609
2077 | 19998.5391 | 283.5873 | 0 | 1263.4277 | 6096.1568 | 798.465 | 17.0795 | 4744.2961 | -5540.9904 | 0 | 7662.022 | 249.3358 | 319751.1439 | 47442.9609
2078 | 16362.4411 | 232.026 | 0 | 1033.7136 | 4909.972 | 798.465 | 17.0795 | 4744.2961 | -4432.7923 | 0 | 7302.7598 | 219.8468 | 319970.9907 | 47442.9609
2079 | 12726.3431 | 180.4646 | 0 | 803.9994 | 3723.7871 | 798.465 | 17.0795 | 4744.2961 | -3324.5942 | 0 | 6943.4975 | 193.3763 | 320164.3669 | 47442.9609
2080 | 9090.245 | 128.9033 | 0 | 574.2853 | 2537.6022 | 798.465 | 17.0795 | 4744.2961 | -2216.3961 | 0 | 6584.2353 | 169.6376 | 320334.0046 | 47442.9609
2081 | 5454.147 | 77.342 | 0 | 344.5712 | 1351.4173 | 798.465 | 17.0795 | 4744.2961 | -1108.1981 | 0 | 6224.973 | 148.37 | 320482.3746 | 47442.9609
2082 | 1818.049 | 25.7807 | 0 | 114.8571 | 165.2325 | 798.465 | 17.0795 | 4744.2961 | 4.5475e-13 | 0 | 5865.7108 | 129.3365 | 320611.7111 | 47442.9609
|  | IN SERVICE COST ($000) |  | 237214.8046
|  | IN SERVICE YEAR |  | 2033 |  | CAPITAL STRUCTURE
|  | BOOK LIFE (YRS) |  | 50 |  | SOURCE | WEIGHT | COST |  |  | K-FACTOR = CPWFC / IN-SVC COST = | 1.3516
|  | EFFEC. TAX RATE |  | 25.35% |  | DEBT | 40.4% | 3.51%
|  | DISCOUNT RATE |  | 8.096% |  | P/S | 0% | 0%
|  | PROPERTY TAX |  | 1.683% |  | C/S | 59.6% | 10.6%
|  | PROPERTY INSURANCE |  | 0.036%
page 4a | PROGRAM NAME: (5): DEFERRED TAX AND MID-YEAR RATE BASE CALCULATION; Residential Low Income -15: PSC FORM CE 1.1A
|  |  |  | PROGRAM METHOD SELECTED: REV_REQ | [9 empty] | PAGE 2a OF 2
|  |  | PROGRAM NAME: | Residential Low Income
(1) | (2) | (3) | (4) | (5) | (6) | (7) | (8) | (9) | (10) | (11) | (12) | (13) | (14) | (15)
[6 empty] | BOOK | ACCUMULATED | DEFERRED
|  |  | ACCUMULATED |  | ACCUMULATED | DEPRECIATION | BOOK DEPR | TAX | TOTAL |  |  |  | ANNUAL | ACCUMULATED
| TAX | TAX | TAX | BOOK | BOOK | FOR | FOR | DUE TO | EQUITY | BOOK DEPR | (10)*(11) | SALVAGE | DEFERRED TAX | DEFERRED
| DEPRECIATION | DEPRECIATION | DEPRECIATION | DEPRECIATION | DEPRECIATION | DEFERRED TAX | DEFERRED TAX | DEPRECIATION | AFUDC | RATE | TAX RATE | TAX RATE | (9)-(12)+(13) | TAX
YEAR | SCHEDULE | $(000) | $(000) | $(000) | $(000) | $(000) | $(000) | $(000) | $(000) | MINUS 1/LIFE | $(000) | $(000) | $(000) | $(000)
2033 | 3.75% | 8486.4952 | 8486.4952 | 4744.2961 | 4744.2961 | 4744.2961 | 4744.2961 | 904.7844 | 18592.1822 | 0 | 0 | 0 | 904.7844 | 2852.2729 | 7
2034 | 7.219% | 16337.069 | 24823.5642 | 4744.2961 | 9488.5922 | 4744.2961 | 9488.5922 | -2127.6477 | 18592.1822 | 0 | 0 | 0 | -2127.6477 | 724.6252
2035 | 6.677% | 15110.4876 | 39934.0518 | 4744.2961 | 14232.8883 | 4744.2961 | 14232.8883 | -4849.2027 | 18592.1822 | 0 | 0 | 0 | -4849.2027 | -4124.5776
2036 | 6.177% | 13978.9549 | 53913.0066 | 4744.2961 | 18977.1844 | 4744.2961 | 18977.1844 | -7283.9707 | 18592.1822 | 0 | 0 | 0 | -7283.9707 | -11408.5483
2037 | 5.713% | 12928.8925 | 66841.8992 | 4744.2961 | 23721.4805 | 4744.2961 | 23721.4805 | -9452.6005 | 18592.1822 | 0 | 0 | 0 | -9452.6005 | -20861.1488
2038 | 5.285% | 11960.3006 | 78802.1997 | 4744.2961 | 28465.7766 | 4744.2961 | 28465.7766 | -11375.7406 | 18592.1822 | 0 | 0 | 0 | -11375.7406 | -32236.8894
2039 | 4.888% | 11061.8636 | 89864.0633 | 4744.2961 | 33210.0726 | 4744.2961 | 33210.0726 | -13071.1718 | 18592.1822 | 0 | 0 | 0 | -13071.1718 | -45308.0612
2040 | 4.522% | 10233.5817 | 100097.645 | 4744.2961 | 37954.3687 | 4744.2961 | 37954.3687 | -14556.675 | 18592.1822 | 0 | 0 | 0 | -14556.675 | -59864.7362
2041 | 4.462% | 10097.7977 | 110195.4427 | 4744.2961 | 42698.6648 | 4744.2961 | 42698.6648 | -16007.7638 | 18592.1822 | 0 | 0 | 0 | -16007.7638 | -75872.5001
2042 | 4.461% | 10095.5347 | 120290.9774 | 4744.2961 | 47442.9609 | 4744.2961 | 47442.9609 | -17458.279 | 18592.1822 | 0 | 0 | 0 | -17458.279 | -93330.7791
2043 | 4.462% | 10097.7977 | 130388.7751 | 4744.2961 | 52187.257 | 4744.2961 | 52187.257 | -18909.3678 | 18592.1822 | 0 | 0 | 0 | -18909.3678 | -112240.1468
2044 | 4.461% | 10095.5347 | 140484.3098 | 4744.2961 | 56931.5531 | 4744.2961 | 56931.5531 | -20359.883 | 18592.1822 | 0 | 0 | 0 | -20359.883 | -132600.0298
2045 | 4.462% | 10097.7977 | 150582.1076 | 4744.2961 | 61675.8492 | 4744.2961 | 61675.8492 | -21810.9717 | 18592.1822 | 0 | 0 | 0 | -21810.9717 | -154411.0015
2046 | 4.461% | 10095.5347 | 160677.6422 | 4744.2961 | 66420.1453 | 4744.2961 | 66420.1453 | -23261.4869 | 18592.1822 | 0 | 0 | 0 | -23261.4869 | -177672.4884
2047 | 4.462% | 10097.7977 | 170775.44 | 4744.2961 | 71164.4414 | 4744.2961 | 71164.4414 | -24712.5757 | 18592.1822 | 0 | 0 | 0 | -24712.5757 | -202385.0641
2048 | 4.461% | 10095.5347 | 180870.9747 | 4744.2961 | 75908.7375 | 4744.2961 | 75908.7375 | -26163.0909 | 18592.1822 | 0 | 0 | 0 | -26163.0909 | -228548.1549
2049 | 4.462% | 10097.7977 | 190968.7724 | 4744.2961 | 80653.0336 | 4744.2961 | 80653.0336 | -27614.1796 | 18592.1822 | 0 | 0 | 0 | -27614.1796 | -256162.3345
2050 | 4.461% | 10095.5347 | 201064.3071 | 4744.2961 | 85397.3297 | 4744.2961 | 85397.3297 | -29064.6948 | 18592.1822 | 0 | 0 | 0 | -29064.6948 | -285227.0294
2051 | 4.462% | 10097.7977 | 211162.1048 | 4744.2961 | 90141.6258 | 4744.2961 | 90141.6258 | -30515.7836 | 18592.1822 | 0 | 0 | 0 | -30515.7836 | -315742.8129
2052 | 4.461% | 10095.5347 | 221257.6395 | 4744.2961 | 94885.9219 | 4744.2961 | 94885.9219 | -31966.2988 | 18592.1822 | 0 | 0 | 0 | -31966.2988 | -347709.1117
2053 | 2.231% | 5048.8989 | 226306.5384 | 4744.2961 | 99630.2179 | 4744.2961 | 99630.2179 | -32137.7441 | 18592.1822 | 0 | 0 | 0 | -32137.7441 | -379846.8558
2054 | 0% | 0 | 226306.5384 | 4744.2961 | 104374.514 | 4744.2961 | 104374.514 | -31029.546 | 18592.1822 | 0 | 0 | 0 | -31029.546 | -410876.4019
2055 | 0% | 0 | 226306.5384 | 4744.2961 | 109118.8101 | 4744.2961 | 109118.8101 | -29921.348 | 18592.1822 | 0 | 0 | 0 | -29921.348 | -440797.7499
2056 | 0% | 0 | 226306.5384 | 4744.2961 | 113863.1062 | 4744.2961 | 113863.1062 | -28813.1499 | 18592.1822 | 0 | 0 | 0 | -28813.1499 | -469610.8997
2057 | 0% | 0 | 226306.5384 | 4744.2961 | 118607.4023 | 4744.2961 | 118607.4023 | -27704.9518 | 18592.1822 | 0 | 0 | 0 | -27704.9518 | -497315.8516
2058 | 0% | 0 | 226306.5384 | 4744.2961 | 123351.6984 | 4744.2961 | 123351.6984 | -26596.7538 | 18592.1822 | 0 | 0 | 0 | -26596.7538 | -523912.6053
2059 | 0% | 0 | 226306.5384 | 4744.2961 | 128095.9945 | 4744.2961 | 128095.9945 | -25488.5557 | 18592.1822 | 0 | 0 | 0 | -25488.5557 | -549401.161
2060 | 0% | 0 | 226306.5384 | 4744.2961 | 132840.2906 | 4744.2961 | 132840.2906 | -24380.3576 | 18592.1822 | 0 | 0 | 0 | -24380.3576 | -573781.5186
2061 | 0% | 0 | 226306.5384 | 4744.2961 | 137584.5867 | 4744.2961 | 137584.5867 | -23272.1595 | 18592.1822 | 0 | 0 | 0 | -23272.1595 | -597053.6781
2062 | 0% | 0 | 226306.5384 | 4744.2961 | 142328.8828 | 4744.2961 | 142328.8828 | -22163.9615 | 18592.1822 | 0 | 0 | 0 | -22163.9615 | -619217.6396
2063 | 0% | 0 | 226306.5384 | 4744.2961 | 147073.1789 | 4744.2961 | 147073.1789 | -21055.7634 | 18592.1822 | 0 | 0 | 0 | -21055.7634 | -640273.403
2064 | 0% | 0 | 226306.5384 | 4744.2961 | 151817.475 | 4744.2961 | 151817.475 | -19947.5653 | 18592.1822 | 0 | 0 | 0 | -19947.5653 | -660220.9683
2065 | 0% | 0 | 226306.5384 | 4744.2961 | 156561.7711 | 4744.2961 | 156561.7711 | -18839.3672 | 18592.1822 | 0 | 0 | 0 | -18839.3672 | -679060.3356
2066 | 0% | 0 | 226306.5384 | 4744.2961 | 161306.0672 | 4744.2961 | 161306.0672 | -17731.1692 | 18592.1822 | 0 | 0 | 0 | -17731.1692 | -696791.5047
2067 | 0% | 0 | 226306.5384 | 4744.2961 | 166050.3632 | 4744.2961 | 166050.3632 | -16622.9711 | 18592.1822 | 0 | 0 | 0 | -16622.9711 | -713414.4758
2068 | 0% | 0 | 226306.5384 | 4744.2961 | 170794.6593 | 4744.2961 | 170794.6593 | -15514.773 | 18592.1822 | 0 | 0 | 0 | -15514.773 | -728929.2488
2069 | 0% | 0 | 226306.5384 | 4744.2961 | 175538.9554 | 4744.2961 | 175538.9554 | -14406.5749 | 18592.1822 | 0 | 0 | 0 | -14406.5749 | -743335.8238
2070 | 0% | 0 | 226306.5384 | 4744.2961 | 180283.2515 | 4744.2961 | 180283.2515 | -13298.3769 | 18592.1822 | 0 | 0 | 0 | -13298.3769 | -756634.2007
2071 | 0% | 0 | 226306.5384 | 4744.2961 | 185027.5476 | 4744.2961 | 185027.5476 | -12190.1788 | 18592.1822 | 0 | 0 | 0 | -12190.1788 | -768824.3795
2072 | 0% | 0 | 226306.5384 | 4744.2961 | 189771.8437 | 4744.2961 | 189771.8437 | -11081.9807 | 18592.1822 | 0 | 0 | 0 | -11081.9807 | -779906.3602
2073 | 0% | 0 | 226306.5384 | 4744.2961 | 194516.1398 | 4744.2961 | 194516.1398 | -9973.7827 | 18592.1822 | 0 | 0 | 0 | -9973.7827 | -789880.1429
2074 | 0% | 0 | 226306.5384 | 4744.2961 | 199260.4359 | 4744.2961 | 199260.4359 | -8865.5846 | 18592.1822 | 0 | 0 | 0 | -8865.5846 | -798745.7274
2075 | 0% | 0 | 226306.5384 | 4744.2961 | 204004.732 | 4744.2961 | 204004.732 | -7757.3865 | 18592.1822 | 0 | 0 | 0 | -7757.3865 | -806503.114
2076 | 0% | 0 | 226306.5384 | 4744.2961 | 208749.0281 | 4744.2961 | 208749.0281 | -6649.1884 | 18592.1822 | 0 | 0 | 0 | -6649.1884 | -813152.3024
2077 | 0% | 0 | 226306.5384 | 4744.2961 | 213493.3242 | 4744.2961 | 213493.3242 | -5540.9904 | 18592.1822 | 0 | 0 | 0 | -5540.9904 | -818693.2928
2078 | 0% | 0 | 226306.5384 | 4744.2961 | 218237.6203 | 4744.2961 | 218237.6203 | -4432.7923 | 18592.1822 | 0 | 0 | 0 | -4432.7923 | -823126.085
2079 | 0% | 0 | 226306.5384 | 4744.2961 | 222981.9164 | 4744.2961 | 222981.9164 | -3324.5942 | 18592.1822 | 0 | 0 | 0 | -3324.5942 | -826450.6793
2080 | 0% | 0 | 226306.5384 | 4744.2961 | 227726.2125 | 4744.2961 | 227726.2125 | -2216.3961 | 18592.1822 | 0 | 0 | 0 | -2216.3961 | -828667.0754
2081 | 0% | 0 | 226306.5384 | 4744.2961 | 232470.5085 | 4744.2961 | 232470.5085 | -1108.1981 | 18592.1822 | 0 | 0 | 0 | -1108.1981 | -829775.2735
2082 | 0% | 0 | 226306.5384 | 4744.2961 | 237214.8046 | 4744.2961 | 237214.8046 | 4.5475e-13 | 18592.1822 | 0 | 0 | 0 | 4.5475e-13 | -829775.2735
| SALVAGE / REMOVAL COST |  |  |  | 0
| YEAR SALVAGE / COST OF REMOVAL |  |  |  | 2082
| DEFERRED TAXES DURING CONSTRUCTION (SEE PAGE 5) |  |  |  | 1947.4885
| TOTAL EQUITY AFUDC CAPITALIZED (SEE PAGE 5) |  |  |  | 18592.1822
| BOOK DEPRECIATION RATE - 1/USEFUL LIFE |  |  |  | 2%
page 4b |  |  |  | DEFERRED TAX AND MID-YEAR RATE BASE CALCULATION | [9 empty] | PSC FORM CE 1.1A
|  |  |  | PROGRAM METHOD SELECTED: REV_REQ | [9 empty] | PAGE 2b OF 2
|  |  | PROGRAM NAME: | Residential Low Income
(1) | (2) | (3) | (4) | (5) | (5a)* | (5b)* | (6) | (7) | (8)
END
OF YEAR
|  |  |  | NET |  |  | BEGINNING | ENDING OF
| TAX | TAX | DEFERRED | PLANT IN | ACCUMULATED | ACCUMULATED | YEAR RATE | YEAR RATE | MID-YEAR
| DEPRECIATION | DEPRECIATION | TAX | SERVICE | DEPRECIATION | DEF TAXES | BASE | BASE | RATE BASE
YEAR | SCHEDULE | $(000) | $(000) | $(000) | $(000) | $(000) | $(000) | $(000) | $(000)
2033 | 3.75% | 8486.4952 | 904.7844 | 232470.5085 | 4744.2961 | 2852.2729 | 239162.2931 | 233375.2929 | 236268.793
2034 | 7.219% | 16337.069 | -2127.6477 | 227726.2125 | 9488.5922 | 724.6252 | 233375.2929 | 225598.5647 | 229486.9288
2035 | 6.677% | 15110.4876 | -4849.2027 | 222981.9164 | 14232.8883 | -4124.5776 | 225598.5647 | 218132.7137 | 221865.6392
2036 | 6.177% | 13978.9549 | -7283.9707 | 218237.6203 | 18977.1844 | -11408.5483 | 218132.7137 | 210953.6495 | 214543.1816
2037 | 5.713% | 12928.8925 | -9452.6005 | 213493.3242 | 23721.4805 | -20861.1488 | 210953.6495 | 204040.7237 | 207497.1866
2038 | 5.285% | 11960.3006 | -11375.7406 | 208749.0281 | 28465.7766 | -32236.8894 | 204040.7237 | 197373.2875 | 200707.0056
2039 | 4.888% | 11061.8636 | -13071.1718 | 204004.732 | 33210.0726 | -45308.0612 | 197373.2875 | 190933.5601 | 194153.4238
2040 | 4.522% | 10233.5817 | -14556.675 | 199260.4359 | 37954.3687 | -59864.7362 | 190933.5601 | 184703.7609 | 187818.6605
2041 | 4.462% | 10097.7977 | -16007.7638 | 194516.1398 | 42698.6648 | -75872.5001 | 184703.7609 | 178508.376 | 181606.0684
2042 | 4.461% | 10095.5347 | -17458.279 | 189771.8437 | 47442.9609 | -93330.7791 | 178508.376 | 172313.5647 | 175410.9704
2043 | 4.462% | 10097.7977 | -18909.3678 | 185027.5476 | 52187.257 | -112240.1468 | 172313.5647 | 166118.1799 | 169215.8723
2044 | 4.461% | 10095.5347 | -20359.883 | 180283.2515 | 56931.5531 | -132600.0298 | 166118.1799 | 159923.3686 | 163020.7742
2045 | 4.462% | 10097.7977 | -21810.9717 | 175538.9554 | 61675.8492 | -154411.0015 | 159923.3686 | 153727.9837 | 156825.6761
2046 | 4.461% | 10095.5347 | -23261.4869 | 170794.6593 | 66420.1453 | -177672.4884 | 153727.9837 | 147533.1724 | 150630.5781
2047 | 4.462% | 10097.7977 | -24712.5757 | 166050.3632 | 71164.4414 | -202385.0641 | 147533.1724 | 141337.7876 | 144435.48
2048 | 4.461% | 10095.5347 | -26163.0909 | 161306.0672 | 75908.7375 | -228548.1549 | 141337.7876 | 135142.9763 | 138240.3819
2049 | 4.462% | 10097.7977 | -27614.1796 | 156561.7711 | 80653.0336 | -256162.3345 | 135142.9763 | 128947.5914 | 132045.2839
2050 | 4.461% | 10095.5347 | -29064.6948 | 151817.475 | 85397.3297 | -285227.0294 | 128947.5914 | 122752.7801 | 125850.1858
2051 | 4.462% | 10097.7977 | -30515.7836 | 147073.1789 | 90141.6258 | -315742.8129 | 122752.7801 | 116557.3953 | 119655.0877
2052 | 4.461% | 10095.5347 | -31966.2988 | 142328.8828 | 94885.9219 | -347709.1117 | 116557.3953 | 110362.584 | 113459.9897
2053 | 2.231% | 5048.8989 | -32137.7441 | 137584.5867 | 99630.2179 | -379846.8558 | 110362.584 | 105446.8426 | 107904.7133
2054 | 0% | 0 | -31029.546 | 132840.2906 | 104374.514 | -410876.4019 | 105446.8426 | 101810.7446 | 103628.7936
2055 | 0% | 0 | -29921.348 | 128095.9945 | 109118.8101 | -440797.7499 | 101810.7446 | 98174.6465 | 99992.6955
2056 | 0% | 0 | -28813.1499 | 123351.6984 | 113863.1062 | -469610.8997 | 98174.6465 | 94538.5485 | 96356.5975
2057 | 0% | 0 | -27704.9518 | 118607.4023 | 118607.4023 | -497315.8516 | 94538.5485 | 90902.4505 | 92720.4995
2058 | 0% | 0 | -26596.7538 | 113863.1062 | 123351.6984 | -523912.6053 | 90902.4505 | 87266.3525 | 89084.4015
2059 | 0% | 0 | -25488.5557 | 109118.8101 | 128095.9945 | -549401.161 | 87266.3525 | 83630.2545 | 85448.3035
2060 | 0% | 0 | -24380.3576 | 104374.514 | 132840.2906 | -573781.5186 | 83630.2545 | 79994.1564 | 81812.2054
2061 | 0% | 0 | -23272.1595 | 99630.2179 | 137584.5867 | -597053.6781 | 79994.1564 | 76358.0584 | 78176.1074
2062 | 0% | 0 | -22163.9615 | 94885.9219 | 142328.8828 | -619217.6396 | 76358.0584 | 72721.9604 | 74540.0094
2063 | 0% | 0 | -21055.7634 | 90141.6258 | 147073.1789 | -640273.403 | 72721.9604 | 69085.8624 | 70903.9114
2064 | 0% | 0 | -19947.5653 | 85397.3297 | 151817.475 | -660220.9683 | 69085.8624 | 65449.7644 | 67267.8134
2065 | 0% | 0 | -18839.3672 | 80653.0336 | 156561.7711 | -679060.3356 | 65449.7644 | 61813.6663 | 63631.7153
2066 | 0% | 0 | -17731.1692 | 75908.7375 | 161306.0672 | -696791.5047 | 61813.6663 | 58177.5683 | 59995.6173
2067 | 0% | 0 | -16622.9711 | 71164.4414 | 166050.3632 | -713414.4758 | 58177.5683 | 54541.4703 | 56359.5193
2068 | 0% | 0 | -15514.773 | 66420.1453 | 170794.6593 | -728929.2488 | 54541.4703 | 50905.3723 | 52723.4213
2069 | 0% | 0 | -14406.5749 | 61675.8492 | 175538.9554 | -743335.8238 | 50905.3723 | 47269.2743 | 49087.3233
2070 | 0% | 0 | -13298.3769 | 56931.5531 | 180283.2515 | -756634.2007 | 47269.2743 | 43633.1762 | 45451.2252
2071 | 0% | 0 | -12190.1788 | 52187.257 | 185027.5476 | -768824.3795 | 43633.1762 | 39997.0782 | 41815.1272
2072 | 0% | 0 | -11081.9807 | 47442.9609 | 189771.8437 | -779906.3602 | 39997.0782 | 36360.9802 | 38179.0292
2073 | 0% | 0 | -9973.7827 | 42698.6648 | 194516.1398 | -789880.1429 | 36360.9802 | 32724.8822 | 34542.9312
2074 | 0% | 0 | -8865.5846 | 37954.3687 | 199260.4359 | -798745.7274 | 32724.8822 | 29088.7842 | 30906.8332
2075 | 0% | 0 | -7757.3865 | 33210.0726 | 204004.732 | -806503.114 | 29088.7842 | 25452.6861 | 27270.7351
2076 | 0% | 0 | -6649.1884 | 28465.7766 | 208749.0281 | -813152.3024 | 25452.6861 | 21816.5881 | 23634.6371
2077 | 0% | 0 | -5540.9904 | 23721.4805 | 213493.3242 | -818693.2928 | 21816.5881 | 18180.4901 | 19998.5391
2078 | 0% | 0 | -4432.7923 | 18977.1844 | 218237.6203 | -823126.085 | 18180.4901 | 14544.3921 | 16362.4411
2079 | 0% | 0 | -3324.5942 | 14232.8883 | 222981.9164 | -826450.6793 | 14544.3921 | 10908.2941 | 12726.3431
2080 | 0% | 0 | -2216.3961 | 9488.5922 | 227726.2125 | -828667.0754 | 10908.2941 | 7272.196 | 9090.245
2081 | 0% | 0 | -1108.1981 | 4744.2961 | 232470.5085 | -829775.2735 | 7272.196 | 3636.098 | 5454.147
2082 | 0% | 0 | 4.5475e-13 | 5.6389e-11 | 237214.8046 | -829775.2735 | 3636.098 | 2.9559e-11 | 1818.049
* Column not specified in workbook
(1): page 5 |  |  |  |  | PSC FORM CE 1.1B
PAGE 1 OF 1
(1) | (2) | (3) | (4) | (5) | (6) | (7)
| NO.YEARS | PLANT | CUMULATIVE | YEARLY | ANNUAL | CUMULATIVE
| BEFORE | ESCALATION | ESCALATION | EXPENDITURE | SPENDING | AVERAGE SPENDING
YEAR | IN-SERVICE | RATE | FACTOR | (%) | ($/kW) | ($/kW)
2023 | -10 | 0% | 1 | 0 | 0 | 0
2024 | -9 | 2.5% | 1.025 | 0 | 0 | 0
2025 | -8 | 2.5% | 1.0506 | 0 | 0 | 0
2026 | -7 | 2.5% | 1.0769 | 0 | 0 | 0
2027 | -6 | 2.5% | 1.1038 | 0 | 0 | 0
2028 | -5 | 2.5% | 1.1314 | 0 | 0 | 0
2029 | -4 | 2.5% | 1.1597 | 0 | 0 | 0
2030 | -3 | 2.5% | 1.1887 | 43.903 | 410.3701 | 205.185
2031 | -2 | 2.5% | 1.2184 | 38.3775 | 367.6895 | 594.2148
2032 | -1 | 2.5% | 1.2489 | 17.7195 | 174.0124 | 865.0657
|  |  |  | 100 | 952.0719
|  | (8) | (8a)* | (8b)* | (9) | (9a)* | (9b)* | (9c)* | (9d)* | (9e)* | (10) | (11)
(3): CUMULATIVE; (5): CUMULATIVE; (6): YEARLY; (7): CUMULATIVE | CONSTRUCTION |  |  | CUMULATIVE | INCREMENTAL | CUMULATIVE
| NO.YEARS | SPENDING | DEBT | DEBT | TOTAL | TOTAL | PERIOD | CUMULATIVE | DEFERRED | DEFERRED | YEAR-END | YEAR-END
| BEFORE | WITH AFUDC | AFUDC | AFUDC | AFUDC | AFUDC | INTEREST | CPI | TAXES | TAXES | BOOK VALUE | BOOK VALUE
YEAR | IN-SERVICE | ($/kW) | ($/kW) | ($/kW) | ($/kW) | ($/kW) | ($/kW) | ($/kW) | ($/kW) | ($/kW) | ($/kW) | ($/kW)
2023 | -10 | 0 | 0 | 0 | 0 | 0 | 0 | 0 | 0 | 0 | 0 | 0
2024 | -9 | 0 | 0 | 0 | 0 | 0 | 0 | 0 | 0 | 0 | 0 | 0
2025 | -8 | 0 | 0 | 0 | 0 | 0 | 0 | 0 | 0 | 0 | 0 | 0
2026 | -7 | 0 | 0 | 0 | 0 | 0 | 0 | 0 | 0 | 0 | 0 | 0
2027 | -6 | 0 | 0 | 0 | 0 | 0 | 0 | 0 | 0 | 0 | 0 | 0
2028 | -5 | 0 | 0 | 0 | 0 | 0 | 0 | 0 | 0 | 0 | 0 | 0
2029 | -4 | 0 | 0 | 0 | 0 | 0 | 0 | 0 | 0 | 0 | 0 | 0
2030 | -3 | 205.185 | 2.8726 | 2.8726 | 12.7625 | 12.7625 | 7.202 | 7.202 | 1.0973 | 1.0973 | 423.1326 | 423.1326
2031 | -2 | 606.9773 | 8.4823 | 11.3549 | 37.6857 | 50.4482 | 20.8569 | 28.0589 | 3.1363 | 4.2336 | 405.3752 | 828.5078
2032 | -1 | 915.514 | 12.7579 | 24.1128 | 56.6816 | 107.1299 | 30.3638 | 58.4227 | 4.4622 | 8.6958 | 230.694 | 1059.2018
(4): 24.1128; (6): 107.1299 | 58.4227 |  | 8.6958 |  | 1059.2018
BOOK BASIS
[7 empty] | BOOK BASIS | FOR DEF TAX | TAX BASIS
(6): CONSTRUCTION CASH | 213222.4035 | 213222.4035 | 213222.4035
(6): EQUITY AFUDC | 18592.1822
(6): DEBT AFUDC | 5400.2189 | 5400.2189
(2): IN SERVICE YEAR; (4): 2033; (6): CPI |  |  | 13084.1348
| PLANT COSTS |  | 786.3466 |  | ITC Basis Reduction (Solar)
(2): AFUDC RATE; (4): 6.22%; (6): TOTAL | 237214.8046 | 218622.6224 | 226306.5384 |  | * Column not specified in workbook
(1): page 6; (6): INPUT DATA -- PART 2 | [7 empty] | PSC FORM CE 1.2
(6): PROGRAM METHOD SELECTED : REV_REQ | [7 empty] | PAGE 1 OF 1
|  |  |  | PROGRAM NAME: | Residential Low Income
(1) | (2) | (3) | (4) | (5) | (6)* | (7) | (8) | (9)
UTILITY
| CUMULATIVE | ADJUSTED | AVERAGE | AVOIDED | INCREASED |  | PROGRAM | PROGRAM
| TOTAL | CUMULATIVE | SYSTEM | MARGINAL | MARGINAL | REPLACEMENT | KW | kWH
| PARTICIPATING | PARTICIPATING | FUEL COST | FUEL COST | FUEL COST | FUEL COST | EFFECTIVENESS | EFFECTIVENESS
YEAR | CUSTOMERS | CUSTOMERS | (C/kWh) | (C/kWh) | (C/kWh) | (C/kWh) | FACTOR | FACTOR
2023 | 0 | 0 | 2.1107 | 2.8192 | 2.1107 | 0 | 1 | 1
2024 | 0 | 0 | 2.6607 | 4.004 | 2.6607 | 0 | 1 | 1
2025 | 51900 | 51900 | 2.9695 | 3.3736 | 3.044 | 0 | 1 | 1
2026 | 103800 | 103800 | 3.4117 | 3.9524 | 3.4818 | 0 | 1 | 1
2027 | 155700 | 155700 | 3.3657 | 4.0061 | 3.4372 | 0 | 1 | 1
2028 | 207600 | 207600 | 3.5114 | 4.0358 | 3.5338 | 0 | 1 | 1
2029 | 259500 | 259500 | 3.5913 | 4.1843 | 3.5922 | 0 | 1 | 1
2030 | 311400 | 311400 | 3.292 | 3.9131 | 3.2592 | 0 | 1 | 1
2031 | 363300 | 363300 | 3.0693 | 3.8033 | 2.9557 | 0 | 1 | 1
2032 | 415200 | 415200 | 2.9515 | 3.9036 | 2.821 | 0 | 1 | 1
2033 | 415200 | 415200 | 3.334 | 4.0886 | 3.243 | 6.8825 | 1 | 1
2034 | 415200 | 415200 | 3.5332 | 4.2319 | 3.4577 | 6.9767 | 1 | 1
2035 | 415200 | 415200 | 3.8608 | 4.6157 | 3.804 | 7.1294 | 1 | 1
2036 | 415200 | 415200 | 4.0027 | 4.6728 | 3.9459 | 6.9828 | 1 | 1
2037 | 415200 | 415200 | 4.1974 | 4.8404 | 4.1543 | 7.1471 | 1 | 1
2038 | 415200 | 415200 | 4.5318 | 5.2012 | 4.5047 | 7.2249 | 1 | 1
2039 | 415200 | 415200 | 4.7163 | 5.3584 | 4.6846 | 7.1579 | 1 | 1
2040 | 415200 | 415200 | 5.0571 | 5.6989 | 5.018 | 7.3834 | 1 | 1
2041 | 415200 | 415200 | 5.3851 | 5.8551 | 5.3342 | 7.5063 | 1 | 1
2042 | 415200 | 415200 | 5.4894 | 6.0168 | 5.4549 | 7.5907 | 1 | 1
2043 | 415200 | 415200 | 5.722 | 6.2667 | 5.6881 | 7.8225 | 1 | 1
2044 | 415200 | 415200 | 6.1136 | 6.7346 | 6.0987 | 8.0846 | 1 | 1
2045 | 415200 | 415200 | 6.4999 | 7.135 | 6.4802 | 8.4913 | 1 | 1
2046 | 415200 | 415200 | 6.711 | 7.3661 | 6.7028 | 8.361 | 1 | 1
2047 | 415200 | 415200 | 7.0712 | 7.659 | 7.0503 | 8.8452 | 1 | 1
2048 | 415200 | 415200 | 7.4142 | 8.122 | 7.3838 | 9.2397 | 1 | 1
2049 | 415200 | 415200 | 7.8908 | 8.5728 | 7.8625 | 9.5526 | 1 | 1
2050 | 415200 | 415200 | 8.5419 | 9.3968 | 8.5437 | 10.0912 | 1 | 1
2051 | 415200 | 415200 | 8.4856 | 9.2086 | 8.4698 | 10.1556 | 1 | 1
2052 | 415200 | 415200 | 8.5408 | 9.2599 | 8.5427 | 10.0773 | 1 | 1
2053 | 415200 | 415200 | 8.5762 | 9.3542 | 8.5829 | 10.0634 | 1 | 1
2054 | 415200 | 415200 | 8.6113 | 9.3321 | 8.6168 | 9.8472 | 1 | 1
2055 | 415200 | 415200 | 8.5691 | 9.2067 | 8.5621 | 9.9113 | 1 | 1
2056 | 415200 | 415200 | 8.5437 | 9.2297 | 8.5691 | 9.7266 | 1 | 1
2057 | 415200 | 415200 | 8.5899 | 9.2897 | 8.6089 | 9.8003 | 1 | 1
2058 | 415200 | 415200 | 8.5125 | 9.1513 | 8.5206 | 9.5906 | 1 | 1
2059 | 415200 | 415200 | 8.5501 | 9.2236 | 8.5663 | 9.6304 | 1 | 1
2060 | 415200 | 415200 | 8.5885 | 9.2419 | 8.6151 | 9.5391 | 1 | 1
2061 | 415200 | 415200 | 8.4296 | 9.0296 | 8.4571 | 9.4471 | 1 | 1
2062 | 415200 | 415200 | 8.4175 | 9.0069 | 8.4281 | 9.2658 | 1 | 1
2063 | 415200 | 415200 | 8.4946 | 9.1914 | 8.5315 | 9.7339 | 1 | 1
2064 | 415200 | 415200 | 8.4747 | 9.1274 | 8.5049 | 9.6201 | 1 | 1
2065 | 415200 | 415200 | 8.3716 | 9.0384 | 8.4102 | 9.4973 | 1 | 1
2066 | 415200 | 415200 | 8.3231 | 9.0222 | 8.3724 | 9.4862 | 1 | 1
2067 | 415200 | 415200 | 8.3315 | 9.0123 | 8.3897 | 9.4654 | 1 | 1
2068 | 415200 | 415200 | 8.3868 | 8.3406 | 8.468 | 9.4211 | 1 | 1
2069 | 415200 | 415200 | 8.3868 | 8.3406 | 8.468 | 9.5006 | 1 | 1
2070 | 415200 | 415200 | 8.3868 | 8.3406 | 8.468 | 9.299 | 1 | 1
2071 | 415200 | 415200 | 8.3868 | 8.3406 | 8.468 | 9.2593 | 1 | 1
2072 | 415200 | 415200 | 8.3868 | 8.3406 | 8.468 | 9.2196 | 1 | 1
2073 | 415200 | 415200 | 8.3868 | 8.3406 | 8.468 | 9.18 | 1 | 1
2074 | 415200 | 415200 | 8.3868 | 8.3406 | 8.468 | 9.18 | 1 | 1
2075 | 415200 | 415200 | 8.3868 | 8.3406 | 8.468 | 9.18 | 1 | 1
2076 | 415200 | 415200 | 8.3868 | 8.3406 | 8.468 | 9.18 | 1 | 1
2077 | 415200 | 415200 | 8.3868 | 8.3406 | 8.468 | 9.18 | 1 | 1
2078 | 415200 | 415200 | 8.3868 | 8.3406 | 8.468 | 9.18 | 1 | 1
2079 | 415200 | 415200 | 8.3868 | 8.3406 | 8.468 | 9.18 | 1 | 1
2080 | 415200 | 415200 | 8.3868 | 8.3406 | 8.468 | 9.18 | 1 | 1
2081 | 415200 | 415200 | 8.3868 | 8.3406 | 8.468 | 9.18 | 1 | 1
2082 | 415200 | 415200 | 8.3868 | 8.3406 | 8.468 | 9.18 | 1 | 1
* THIS COLUMN IS USED ONLY FOR LOAD SHIFTING PROGRAMS WHICH SHIFT CONSUMPTION TO OFF-PEAK PERIODS.
THE VALUES REPRESENT THE OFF PEAK SYSTEM FUEL COSTS.
(1): page 7; (4): AVOIDED GENERATING BENEFITS | [5 empty] | PSC FORM CE 2.1
(4): PROGRAM METHOD SELECTED: REV_REQ | [5 empty] | PAGE 1 OF 1
|  | PROGRAM NAME: | Residential Low Income
| (2) | (3) | (4) | (5) | (6) | (7)
AVOIDED
| GEN UNIT | AVOIDED | AVOIDED | AVOIDED |  | AVOIDED
| CAPACITY | GEN UNIT | GEN UNIT | GEN UNIT | REPLACEMENT | GEN UNIT
| COST | FIXED O&M | VARIABLE O&M | FUEL COST | FUEL COST | BENEFITS
YEAR | $(000) | $(000) | $(000) | $(000) | $(000) | $(000)
2023 | 0 | 0 | 0 | 0 | 0 | 0
2024 | 0 | 0 | 0 | 0 | 0 | 0
2025 | 0 | 0 | 0 | 0 | 0 | 0
2026 | 0 | 0 | 0 | 0 | 0 | 0
2027 | 0 | 0 | 0 | 0 | 0 | 0
2028 | 0 | 0 | 0 | 0 | 0 | 0
2029 | 0 | 0 | 0 | 0 | 0 | 0
2030 | 0 | 0 | 0 | 0 | 0 | 0
2031 | 0 | 0 | 0 | 0 | 0 | 0
2032 | 0 | 0 | 0 | 0 | 0 | 0
2033 | 32292.639 | 3402.325 | 125.8133 | 77532.3639 | 85065.8506 | 28287.2906
2034 | 31541.007 | 3487.3832 | 133.0526 | 81485.7005 | 88966.7787 | 27680.3645
2035 | 30706.4361 | 3574.5677 | 136.3789 | 82875.6756 | 90914.8924 | 26378.166
2036 | 29901.3911 | 3663.9319 | 150.5413 | 87465.4384 | 95895.0437 | 25286.259
2037 | 29123.6618 | 3755.5302 | 156.5092 | 90846.1091 | 99552.8727 | 24328.9376
2038 | 28371.208 | 3849.4185 | 167.2003 | 95599.2945 | 104889.3394 | 23097.7819
2039 | 27642.1312 | 3945.654 | 178.3282 | 99520.2605 | 108128.8892 | 23157.4846
2040 | 26934.6747 | 4044.2953 | 185.1602 | 103551.8751 | 112985.0392 | 21730.9661
2041 | 26239.2892 | 4145.4027 | 199.522 | 110760.5198 | 120755.8536 | 20588.8801
2042 | 25545.6322 | 4249.0378 | 202.016 | 110410.917 | 120624.4203 | 19783.1827
2043 | 24851.9752 | 4355.2637 | 207.0664 | 114049.9642 | 124307.1955 | 19157.074
2044 | 24158.3182 | 4464.1453 | 217.4837 | 120008.7103 | 131644.7562 | 17203.9013
2045 | 23464.6612 | 4575.7489 | 225.6065 | 128540.8232 | 139932.5128 | 16874.3271
2046 | 22771.0042 | 4690.1426 | 236.7526 | 128834.3169 | 141065.7984 | 15466.418
2047 | 22077.3472 | 4807.3962 | 242.6714 | 136426.7007 | 149235.3478 | 14318.7677
2048 | 21383.6902 | 4927.5811 | 245.8459 | 141310.5458 | 154079.798 | 13787.8649
2049 | 20690.0331 | 5050.7706 | 257.9213 | 148578.2423 | 163045.848 | 11531.1193
2050 | 19996.3761 | 5177.0399 | 267.408 | 157433.473 | 174217.6722 | 8656.6248
2051 | 19302.7191 | 5306.4659 | 274.0932 | 159556.9862 | 175330.0339 | 9110.2306
2052 | 18609.0621 | 5439.1276 | 277.753 | 155866.3422 | 172000.9227 | 8191.3622
2053 | 17978.6223 | 5575.1057 | 291.2416 | 158297.0821 | 175712.6075 | 6429.4442
2054 | 17474.5884 | 5714.4834 | 301.8768 | 157038.7475 | 173868.9129 | 6660.7832
2055 | 17033.7717 | 5857.3455 | 309.4237 | 156950.464 | 175001.3325 | 5149.6724
2056 | 16592.955 | 6003.7791 | 317.1593 | 153966.4806 | 171740.3441 | 5140.0299
2057 | 16152.1383 | 6153.8736 | 328.7004 | 157087.5977 | 174963.6122 | 4758.6978
2058 | 15711.3216 | 6307.7204 | 340.6203 | 155167.9214 | 173101.9065 | 4425.6772
2059 | 15270.5049 | 6465.4134 | 345.3408 | 154106.1648 | 171931.2785 | 4256.1455
2060 | 14829.6882 | 6627.0488 | 353.9743 | 152231.6111 | 170300.7439 | 3741.5785
2061 | 14388.8715 | 6792.725 | 358.8366 | 149287.4534 | 166804.8994 | 4022.9871
2062 | 13948.0548 | 6962.5431 | 371.8943 | 149535.8244 | 165421.2336 | 5397.083
2063 | 13507.2381 | 7136.6067 | 381.1917 | 157034.0391 | 173778.7035 | 4280.372
2064 | 13066.4214 | 7315.0219 | 395.0151 | 154951.3324 | 173633.6609 | 2094.1298
2065 | 12625.6047 | 7497.8974 | 400.4895 | 153017.1383 | 169555.041 | 3986.0889
2066 | 12184.788 | 7685.3449 | 410.5017 | 152231.6111 | 169356.7265 | 3155.5192
2067 | 11743.9713 | 7877.4785 | 420.7643 | 153034.9912 | 168983.9672 | 4093.2381
2068 | 11303.1546 | 8074.4154 | 431.2834 | 151803.1417 | 168193.7515 | 3418.2436
2069 | 10862.3379 | 8276.2758 | 442.0654 | 153392.0491 | 169613.6732 | 3359.055
2070 | 10421.5212 | 8483.1827 | 453.1171 | 148643.1798 | 166013.2633 | 1987.7375
2071 | 9980.7045 | 8695.2623 | 464.445 | 147768.3881 | 165305.1335 | 1603.6663
2072 | 9539.8878 | 8912.6438 | 476.0561 | 146893.5963 | 164597.0791 | 1225.105
2073 | 9099.0711 | 9135.4599 | 487.9575 | 146018.8046 | 163889.1001 | 852.1931
2074 | 8739.8088 | 9363.8464 | 500.1565 | 146018.8046 | 163889.1001 | 733.5163
2075 | 8380.5466 | 9597.9426 | 512.6604 | 146018.8046 | 163889.1001 | 620.8541
2076 | 8021.2843 | 9837.8912 | 525.4769 | 146018.8046 | 163889.1001 | 514.3569
2077 | 7662.022 | 10083.8384 | 538.6138 | 146018.8046 | 163889.1001 | 414.1789
2078 | 7302.7598 | 10335.9344 | 552.0792 | 146018.8046 | 163889.1001 | 320.4779
2079 | 6943.4975 | 10594.3328 | 565.8811 | 146018.8046 | 163889.1001 | 233.416
2080 | 6584.2353 | 10859.1911 | 580.0282 | 146018.8046 | 163889.1001 | 153.1591
2081 | 6224.973 | 11130.6709 | 594.5289 | 146018.8046 | 163889.1001 | 79.8773
2082 | 5865.7108 | 11408.9376 | 609.3921 | 146018.8046 | 163889.1001 | 13.7451
NOM | 855043.3119 | 331673.4411 | 17147.8958 | 6853281.1196 | 7599407.7367 | 457738.0317
NPV | 147196.6232 | 28059.7802 | 1331.0779 | 688838.7162 | 757411.4361 | 108014.7615
page 8 | Residential Low Income (5): AVOIDED T&D AND PROGRAM FUEL SAVINGS | [7 empty] | PSC FORM CE 2.2
| Residential Low Income (5): PROGRAM METHOD SELECTED: REV_REQ | [7 empty] | PAGE 1 OF 1
|  |  | PROGRAM NAME : | Residential Low Income
(1) | (2) | (3) | (4) | (5) | (6) | (7) | (8) | (8a)*
|  |  | TOTAL |  |  | TOTAL
| AVOIDED | AVOIDED | AVOIDED | AVOIDED | AVOIDED | AVOIDED |  | PROGRAM
| TRANSMISSION | TRANSMISSION | TRANSMISSION | DISTRIBUTION | DISTRIBUTION | DISTRIBUTION | PROGRAM | OFF-PEAK
| CAP COST | O&M COST | COST | CAP COST | O&M COST | COST | FUEL SAVINGS | PAYBACK
YEAR | $(000) | $(000) | $(000) | $(000) | $(000) | $(000) | $(000) | $(000)
2023 | 0 | 0 | 0 | 0 | 0 | 0 | 0 | 0
2024 | 0 | 0 | 0 | 0 | 0 | 0 | 0 | 0
2025 | 0 | 0 | 0 | 0 | 0 | 0 | 843.1351 | 0
2026 | 2102.8673 | 155.1422 | 2258.0095 | 629.7108 | 156.1112 | 785.822 | 2978.6465 | 0
2027 | 4209.3761 | 265.0346 | 4474.4107 | 1263.5318 | 266.69 | 1530.2217 | 5067.0786 | 0
2028 | 6312.8489 | 380.3246 | 6693.1735 | 1899.8752 | 382.7001 | 2282.5753 | 7082.1931 | 0
2029 | 8416.6357 | 501.2135 | 8917.8492 | 2539.4258 | 504.3441 | 3043.7698 | 9474.3958 | 0
2030 | 10523.8431 | 627.9092 | 11151.7522 | 3182.8433 | 631.831 | 3814.6743 | 10885.0987 | 0
2031 | 12637.3838 | 760.6263 | 13398.0101 | 3830.7652 | 765.3771 | 4596.1424 | 12631.9609 | 0
2032 | 14759.4171 | 899.5869 | 15659.004 | 4483.809 | 905.2056 | 5389.0146 | 15186.6248 | 0
2033 | 16890.8284 | 983.5484 | 17874.3768 | 5142.5741 | 989.6915 | 6132.2657 | 16671.1613 | 0
2034 | 16368.0308 | 1008.1371 | 17376.1679 | 5009.7827 | 1014.4338 | 6024.2164 | 17155.3595 | 0
2035 | 15850.5499 | 1033.3405 | 16883.8903 | 4878.1466 | 1039.7946 | 5917.9413 | 18702.7984 | 0
2036 | 15347.1423 | 1059.174 | 16406.3163 | 4749.8682 | 1065.7895 | 5815.6577 | 18819.4596 | 0
2037 | 14853.8712 | 1085.6534 | 15939.5245 | 4624.2764 | 1092.4342 | 5716.7107 | 19432.3358 | 0
2038 | 14367.1174 | 1112.7947 | 15479.9121 | 4500.7382 | 1119.7451 | 5620.4832 | 20854.6457 | 0
2039 | 13883.5164 | 1140.6146 | 15024.131 | 4378.6544 | 1147.7387 | 5526.3931 | 21426.9174 | 0
2040 | 13400.6686 | 1169.1299 | 14569.7985 | 4257.4579 | 1176.4322 | 5433.8901 | 22738.405 | 0
2041 | 12923.4369 | 1198.3582 | 14121.795 | 4136.6102 | 1205.843 | 5342.4532 | 23131.3896 | 0
2042 | 12463.3124 | 1228.3171 | 13691.6295 | 4015.8064 | 1235.9891 | 5251.7955 | 23824.1257 | 0
2043 | 12026.448 | 1259.0251 | 13285.4731 | 3895.0026 | 1266.8888 | 5161.8914 | 24808.047 | 0
2044 | 11613.5416 | 1290.5007 | 12904.0423 | 3774.1988 | 1298.561 | 5072.7598 | 26703.9637 | 0
2045 | 11225.3118 | 1322.7632 | 12548.075 | 3653.395 | 1331.025 | 4984.42 | 28263.474 | 0
2046 | 10862.499 | 1355.8323 | 12218.3313 | 3533.8953 | 1364.3007 | 4898.196 | 29178.5696 | 0
2047 | 10525.8657 | 1389.7281 | 11915.5938 | 3418.3467 | 1398.4082 | 4816.7549 | 30225.1724 | 0
2048 | 10216.1972 | 1424.4713 | 11640.6685 | 3308.1719 | 1433.3684 | 4741.5403 | 32154.9363 | 0
2049 | 9927.1583 | 1460.0831 | 11387.2414 | 3203.532 | 1469.2026 | 4672.7346 | 33860.5862 | 0
2050 | 9645.0555 | 1496.5851 | 11141.6407 | 3104.593 | 1505.9327 | 4610.5257 | 37245.7044 | 0
2051 | 9362.9528 | 1533.9998 | 10896.9525 | 3011.5262 | 1543.581 | 4555.1071 | 36360.0839 | 0
2052 | 9080.85 | 1572.3498 | 10653.1997 | 2924.5075 | 1582.1705 | 4506.678 | 36552.9123 | 0
2053 | 8798.7472 | 1611.6585 | 10410.4057 | 2843.7184 | 1621.7248 | 4465.4432 | 36987.9377 | 0
2054 | 8516.6444 | 1651.95 | 10168.5944 | 2767.6938 | 1662.2679 | 4429.9617 | 36833.0019 | 0
2055 | 8234.5416 | 1693.2487 | 9927.7903 | 2693.2731 | 1703.8246 | 4397.0977 | 36248.6926 | 0
2056 | 7952.4388 | 1735.5799 | 9688.0188 | 2618.8525 | 1746.4202 | 4365.2727 | 36396.209 | 0
2057 | 7670.336 | 1778.9694 | 9449.3055 | 2544.4318 | 1790.0807 | 4334.5125 | 36644.436 | 0
2058 | 7388.2333 | 1823.4437 | 9211.6769 | 2470.0112 | 1834.8327 | 4304.8439 | 36037.0338 | 0
2059 | 7106.1305 | 1869.0298 | 8975.1602 | 2395.5905 | 1880.7035 | 4276.2941 | 36357.8169 | 0
2060 | 6824.0277 | 1915.7555 | 8739.7832 | 2321.1699 | 1927.7211 | 4248.891 | 36403.7127 | 0
2061 | 6541.9249 | 1963.6494 | 8505.5743 | 2246.7492 | 1975.9142 | 4222.6634 | 35520.574 | 0
2062 | 6264.7246 | 2012.7406 | 8277.4653 | 2172.3286 | 2025.312 | 4197.6406 | 35420.4791 | 0
2063 | 5993.7996 | 2063.0592 | 8056.8588 | 2097.9079 | 2075.9448 | 4173.8527 | 36262.048 | 0
2064 | 5729.338 | 2114.6356 | 7843.9737 | 2023.4873 | 2127.8434 | 4151.3307 | 35961.9507 | 0
2065 | 5471.5339 | 2167.5015 | 7639.0354 | 1949.0666 | 2181.0395 | 4130.1062 | 35636.1904 | 0
2066 | 5220.5869 | 2221.6891 | 7442.2759 | 1874.646 | 2235.5655 | 4110.2115 | 35612.6644 | 0
2067 | 4976.7026 | 2277.2313 | 7253.9339 | 1800.5487 | 2291.4546 | 4092.0033 | 35552.3204 | 0
2068 | 4740.0931 | 2334.1621 | 7074.2552 | 1728.0777 | 2348.741 | 4076.8187 | 32080.0576 | 0
2069 | 4510.9766 | 2392.5161 | 6903.4927 | 1657.2819 | 2407.4595 | 4064.7414 | 32080.0576 | 0
2070 | 3949.1579 | 2452.329 | 6401.4869 | 1588.2114 | 2467.646 | 4055.8574 | 32080.0576 | 0
2071 | 3348.9812 | 2513.6373 | 5862.6184 | 1520.9181 | 2529.3372 | 4050.2553 | 32080.0576 | 0
2072 | 2763.2236 | 2576.4782 | 5339.7018 | 1455.4553 | 2592.5706 | 4048.0259 | 32080.0576 | 0
2073 | 2192.3176 | 2640.8901 | 4833.2078 | 1391.8779 | 2657.3849 | 4049.2628 | 32080.0576 | 0
2074 | 1636.7089 | 2706.9124 | 4343.6213 | 1330.2424 | 2723.8195 | 4054.0619 | 32080.0576 | 0
2075 | 1096.8563 | 2774.5852 | 3871.4415 | 1270.1975 | 2791.915 | 4062.1125 | 32080.0576 | 0
2076 | 573.2325 | 2843.9498 | 3417.1823 | 1098.7437 | 2861.7129 | 3960.4565 | 32080.0576 | 0
2077 | 66.3243 | 2915.0486 | 2981.3729 | 930.6999 | 2933.2557 | 3863.9556 | 32080.0576 | 0
2078 | -8.9205e-12 | 2987.9248 | 2987.9248 | 766.1687 | 3006.5871 | 3772.7557 | 32080.0576 | 0
2079 | -7.2403e-12 | 3062.6229 | 3062.6229 | 605.2552 | 3081.7517 | 3687.007 | 32080.0576 | 0
2080 | -5.5097e-12 | 3139.1885 | 3139.1885 | 448.0682 | 3158.7955 | 3606.8637 | 32080.0576 | 0
2081 | -3.7271e-12 | 3217.6682 | 3217.6682 | 294.7193 | 3237.7654 | 3532.4847 | 32080.0576 | 0
2082 | 0 | 3298.1099 | 3298.1099 | 145.3237 | 3318.7096 | 3464.0332 | 32080.0576 | 0
NOM | 437364.3081 | 99470.409 | 536834.7171 | 148401.7614 | 100091.691 | 248493.4523 | 1605335.1128 | 0
NPV | 107351.2824 | 10218.9886 | 117570.271 | 33602.4682 | 10282.8153 | 43885.2835 | 191435.1085 | 0
* THESE VALUES REPRESENT THE COST OF THE INCREASED FUEL CONSUMPTION DUE TO GREATER OFF-PEAK
ENERGY USAGE. USED FOR LOAD SHIFTING PROGRAMS ONLY.
page 8a |  |  | AVOIDED GENERATING EMISSION IMPACT
PROGRAM METHOD SELECTED: REV_REQ
|  | PROGRAM NAME: | Residential Low Income
| (2) | (3) | (4) | (5) | (6)
| AVOIDED |  |  | OFF-PEAK
| GEN UNIT |  | PROGRAM | EMISSION | NET
| EMISSION | REPLACEMENT | EMISSION | PAYBACK | EMISSION
| BENEFIT | EMISSION COST | BENEFIT | COST | BENEFIT
YEAR | $(000) | $(000) | $(000) | $(000) | $(000)
2023 | 0 | 0 | 0 | 0 | 0
2024 | 0 | 0 | 0 | 0 | 0
2025 | 0 | 0 | 0.1015 | 0 | 0.1015
2026 | 0 | 0 | 0.3045 | 0 | 0.3045
2027 | 0 | 0 | 0.50749 | 0 | 0.50749
2028 | 0 | 0 | 0.71049 | 0 | 0.71049
2029 | 0 | 0 | 0.91349 | 0 | 0.91349
2030 | 0 | 0 | 1.1165 | 0 | 1.1165
2031 | 0 | 0 | 1.3195 | 0 | 1.3195
2032 | 0 | 0 | 1.5225 | 0 | 1.5225
2033 | 4.6351 | 5.2095 | 1.624 | 0 | 1.0496
2034 | 4.7823 | 5.3748 | 1.624 | 0 | 1.0314
2035 | 4.7823 | 5.3748 | 1.624 | 0 | 1.0314
2036 | 5.1501 | 5.7883 | 1.624 | 0 | 0.98581
2037 | 5.2237 | 5.871 | 1.624 | 0 | 0.9767
2038 | 5.4444 | 6.119 | 1.624 | 0 | 0.94935
2039 | 5.6651 | 6.3671 | 1.624 | 0 | 0.922
2040 | 5.7387 | 6.4498 | 1.624 | 0 | 0.91288
2041 | 6.033 | 6.7806 | 1.624 | 0 | 0.87641
2042 | 5.9594 | 6.6979 | 1.624 | 0 | 0.88553
2043 | 5.9594 | 6.6979 | 1.624 | 0 | 0.88553
2044 | 6.1066 | 6.8633 | 1.624 | 0 | 0.8673
2045 | 6.1801 | 6.9459 | 1.624 | 0 | 0.85818
2046 | 6.3273 | 7.1113 | 1.624 | 0 | 0.83995
2047 | 6.3273 | 7.1113 | 1.624 | 0 | 0.83995
2048 | 6.2537 | 7.0286 | 1.624 | 0 | 0.84906
2049 | 6.4009 | 7.194 | 1.624 | 0 | 0.83083
2050 | 6.4744 | 7.2767 | 1.624 | 0 | 0.82171
2051 | 6.4744 | 7.2767 | 1.624 | 0 | 0.82171
2052 | 6.4009 | 7.194 | 1.624 | 0 | 0.83083
2053 | 6.548 | 7.3594 | 1.624 | 0 | 0.8126
2054 | 6.6216 | 7.4421 | 1.624 | 0 | 0.80348
2055 | 6.6216 | 7.4421 | 1.624 | 0 | 0.80348
2056 | 6.6216 | 7.4421 | 1.624 | 0 | 0.80348
2057 | 6.6952 | 7.5248 | 1.624 | 0 | 0.79436
2058 | 6.7687 | 7.6075 | 1.624 | 0 | 0.78525
2059 | 6.6952 | 7.5248 | 1.624 | 0 | 0.79436
2060 | 6.6952 | 7.5248 | 1.624 | 0 | 0.79436
2061 | 6.6216 | 7.4421 | 1.624 | 0 | 0.80348
2062 | 6.6952 | 7.5248 | 1.624 | 0 | 0.79436
2063 | 6.6952 | 7.5248 | 1.624 | 0 | 0.79436
2064 | 6.7687 | 7.6075 | 1.624 | 0 | 0.78525
2065 | 6.6952 | 7.5248 | 1.624 | 0 | 0.79436
2066 | 6.6952 | 7.5248 | 1.624 | 0 | 0.79436
2067 | 6.6952 | 7.5248 | 1.624 | 0 | 0.79436
2068 | 6.6952 | 7.5248 | 1.624 | 0 | 0.79436
2069 | 6.6952 | 7.5248 | 1.624 | 0 | 0.79436
2070 | 6.6952 | 7.5248 | 1.624 | 0 | 0.79436
2071 | 6.6952 | 7.5248 | 1.624 | 0 | 0.79436
2072 | 6.6952 | 7.5248 | 1.624 | 0 | 0.79436
2073 | 6.6952 | 7.5248 | 1.624 | 0 | 0.79436
2074 | 6.6952 | 7.5248 | 1.624 | 0 | 0.79436
2075 | 6.6952 | 7.5248 | 1.624 | 0 | 0.79436
2076 | 6.6952 | 7.5248 | 1.624 | 0 | 0.79436
2077 | 6.6952 | 7.5248 | 1.624 | 0 | 0.79436
2078 | 6.6952 | 7.5248 | 1.624 | 0 | 0.79436
2079 | 6.6952 | 7.5248 | 1.624 | 0 | 0.79436
2080 | 6.6952 | 7.5248 | 1.624 | 0 | 0.79436
2081 | 6.6952 | 7.5248 | 1.624 | 0 | 0.79436
2082 | 6.6952 | 7.5248 | 1.624 | 0 | 0.79436
NOM | 316.8796 | 356.1448 | 87.6947 | 0 | 48.4295
NPV | 34.6743 | 38.9708 | 13.6168 | 0 | 9.3202
(1): page 9; Residential Low Income (7): TOTAL RESOURCE COST TEST | [5 empty] | PSC FORM CE 2.3
Residential Low Income (7): PROGRAM METHOD SELECTED: REV_REQ | [5 empty] | PAGE 1 OF 1
[5 empty] | PROGRAM NAME: | Residential Low Income
(1) | (2) | (3) | (4) | (5) | (6) | (7) | (8) | (9) | (10) | (11) | (12) | (13)
| INCREASED | UTILITY | PARTICIPANT |  |  | AVOIDED | AVOIDED |  |  |  |  | CUMULATIVE
| SUPPLY | PROGRAM | PROGRAM | OTHER | TOTAL | GEN UNIT | T&D | PROGRAM | OTHER | TOTAL | NET | DISCOUNTED
| COSTS | COSTS | COSTS | COSTS | COSTS | BENEFITS | BENEFITS | FUEL SAVINGS | BENEFITS | BENEFITS | BENEFITS | NET BENEFITS
YEAR | $(000) | $(000) | $(000) | $(000) | $(000) | $(000) | $(000) | $(000) | $(000) | $(000) | $(000) | $(000)
2023 | 0 | 0 | 0 | 0 | 0 | 0 | 0 | 0 | 0 | 0 | 0 | 0
2024 | 0 | 0 | 0 | 0 | 0 | 0 | 0 | 0 | 0 | 0 | 0 | 0
2025 | 0 | 9441.6297 | 0 | 0 | 9441.6297 | 0 | 0 | 843.1351 | 0.1015 | 843.2366 | -8598.3931 | -7358.6982
2026 | 0 | 9677.6704 | 0 | 0 | 9677.6704 | 0 | 3043.8315 | 2978.6465 | 0.3045 | 6022.7825 | -3654.8879 | -10252.3722
2027 | 0 | 9919.6122 | 0 | 0 | 9919.6122 | 0 | 6004.6324 | 5067.0786 | 0.50749 | 11072.2185 | 1152.6063 | -9408.1663
2028 | 0 | 10167.6025 | 0 | 0 | 10167.6025 | 0 | 8975.7487 | 7082.1931 | 0.71049 | 16058.6524 | 5891.0499 | -5416.5211
2029 | 0 | 10421.7926 | 0 | 0 | 10421.7926 | 0 | 11961.619 | 9474.3958 | 0.91349 | 21436.9283 | 11015.1358 | 1488.1172
2030 | 0 | 10682.3374 | 0 | 0 | 10682.3374 | 0 | 14966.4266 | 10885.0987 | 1.1165 | 25852.6417 | 15170.3043 | 10285.1704
2031 | 0 | 10949.3958 | 0 | 0 | 10949.3958 | 0 | 17994.1525 | 12631.9609 | 1.3195 | 30627.4329 | 19678.0371 | 20841.5876
2032 | 0 | 11223.1307 | 0 | 0 | 11223.1307 | 0 | 21048.0186 | 15186.6248 | 1.5225 | 36236.1659 | 25013.0352 | 33255.0523
2033 | 0 | 0 | 0 | 0 | 0 | 28287.2906 | 24006.6425 | 16671.1613 | 1.0496 | 68966.144 | 68966.144 | 64918.2235
2034 | 0 | 11791.3017 | 0 | 0 | 11791.3017 | 27680.3645 | 23400.3843 | 17155.3595 | 1.0314 | 68237.1397 | 56445.838 | 88892.3193
2035 | 0 | 12086.0842 | 0 | 0 | 12086.0842 | 26378.166 | 22801.8316 | 18702.7984 | 1.0314 | 67883.8274 | 55797.7432 | 110816.2688
2036 | 0 | 12388.2363 | 0 | 0 | 12388.2363 | 25286.259 | 22221.974 | 18819.4596 | 0.98581 | 66328.6784 | 53940.442 | 130423.1494
2037 | 0 | 12697.9422 | 0 | 0 | 12697.9422 | 24328.9376 | 21656.2352 | 19432.3358 | 0.9767 | 65418.4853 | 52720.5431 | 148151.3937
2038 | 0 | 13015.3908 | 0 | 0 | 13015.3908 | 23097.7819 | 21100.3953 | 20854.6457 | 0.94935 | 65053.7722 | 52038.3814 | 164339.7024
2039 | 0 | 13340.7756 | 0 | 0 | 13340.7756 | 23157.4846 | 20550.5241 | 21426.9174 | 0.922 | 65135.8481 | 51795.0725 | 179245.5951
2040 | 0 | 13674.295 | 0 | 0 | 13674.295 | 21730.9661 | 20003.6886 | 22738.405 | 0.91288 | 64473.9726 | 50799.6776 | 192770.1302
2041 | 0 | 14016.1523 | 0 | 0 | 14016.1523 | 20588.8801 | 19464.2483 | 23131.3896 | 0.87641 | 63185.3943 | 49169.242 | 204880.2029
2042 | 0 | 0 | 0 | 0 | 0 | 19783.1827 | 18943.425 | 23824.1257 | 0.88553 | 62551.6189 | 62551.6189 | 219132.4597
2043 | 0 | 14725.7201 | 0 | 0 | 14725.7201 | 19157.074 | 18447.3645 | 24808.047 | 0.88553 | 62413.3711 | 47687.651 | 229184.2371
2044 | 0 | 15093.8631 | 0 | 0 | 15093.8631 | 17203.9013 | 17976.8021 | 26703.9637 | 0.8673 | 61885.5344 | 46791.6713 | 238308.4904
2045 | 0 | 15471.2096 | 0 | 0 | 15471.2096 | 16874.3271 | 17532.4951 | 28263.474 | 0.85818 | 62671.1543 | 47199.9446 | 246823.0485
2046 | 0 | 15857.9899 | 0 | 0 | 15857.9899 | 15466.418 | 17116.5273 | 29178.5696 | 0.83995 | 61762.3549 | 45904.365 | 254483.7132
2047 | 0 | 16254.4396 | 0 | 0 | 16254.4396 | 14318.7677 | 16732.3487 | 30225.1724 | 0.83995 | 61277.1287 | 45022.6891 | 261434.5284
2048 | 0 | 16660.8006 | 0 | 0 | 16660.8006 | 13787.8649 | 16382.2087 | 32154.9363 | 0.84906 | 62325.859 | 45665.0584 | 267956.5192
2049 | 0 | 17077.3206 | 0 | 0 | 17077.3206 | 11531.1193 | 16059.976 | 33860.5862 | 0.83083 | 61452.5124 | 44375.1917 | 273819.632
2050 | 0 | 17504.2536 | 0 | 0 | 17504.2536 | 8656.6248 | 15752.1664 | 37245.7044 | 0.82171 | 61655.3174 | 44151.0637 | 279216.242
2051 | 0 | 0 | 0 | 0 | 0 | 9110.2306 | 15452.0597 | 36360.0839 | 0.82171 | 60923.1959 | 60923.1959 | 286105.2133
2052 | 0 | 18390.4065 | 0 | 0 | 18390.4065 | 8191.3622 | 15159.8777 | 36552.9123 | 0.83083 | 59904.983 | 41514.5766 | 290447.9567
2053 | 0 | 18850.1666 | 0 | 0 | 18850.1666 | 6429.4442 | 14875.8489 | 36987.9377 | 0.8126 | 58294.0433 | 39443.8767 | 294265.0694
2054 | 0 | 19321.4208 | 0 | 0 | 19321.4208 | 6660.7832 | 14598.5561 | 36833.0019 | 0.80348 | 58093.1447 | 38771.7239 | 297736.1313
2055 | 0 | 19804.4563 | 0 | 0 | 19804.4563 | 5149.6724 | 14324.8881 | 36248.6926 | 0.80348 | 55724.0566 | 35919.6002 | 300711.019
2056 | 0 | 20299.5677 | 0 | 0 | 20299.5677 | 5140.0299 | 14053.2915 | 36396.209 | 0.80348 | 55590.3339 | 35290.7661 | 303414.9277
2057 | 0 | 20807.0569 | 0 | 0 | 20807.0569 | 4758.6978 | 13783.818 | 36644.436 | 0.79436 | 55187.7462 | 34380.6893 | 305851.8258
2058 | 0 | 21327.2334 | 0 | 0 | 21327.2334 | 4425.6772 | 13516.5208 | 36037.0338 | 0.78525 | 53980.0171 | 32652.7838 | 307992.9154
2059 | 0 | 21860.4142 | 0 | 0 | 21860.4142 | 4256.1455 | 13251.4543 | 36357.8169 | 0.79436 | 53866.211 | 32005.7969 | 309934.4052
2060 | 0 | 0 | 0 | 0 | 0 | 3741.5785 | 12988.6742 | 36403.7127 | 0.79436 | 53134.7598 | 53134.7598 | 312916.1951
2061 | 0 | 22967.0977 | 0 | 0 | 22967.0977 | 4022.9871 | 12728.2377 | 35520.574 | 0.80348 | 52272.6023 | 29305.5047 | 314437.5809
2062 | 0 | 23541.2751 | 0 | 0 | 23541.2751 | 5397.083 | 12475.1059 | 35420.4791 | 0.79436 | 53293.4623 | 29752.1872 | 315866.4779
2063 | 0 | 24129.807 | 0 | 0 | 24129.807 | 4280.372 | 12230.7115 | 36262.048 | 0.79436 | 52773.9258 | 28644.1189 | 317139.1289
2064 | 0 | 24733.0521 | 0 | 0 | 24733.0521 | 2094.1298 | 11995.3044 | 35961.9507 | 0.78525 | 50052.1702 | 25319.118 | 318179.8019
2065 | 0 | 25351.3784 | 0 | 0 | 25351.3784 | 3986.0889 | 11769.1416 | 35636.1904 | 0.79436 | 51392.2153 | 26040.8368 | 319169.9781
2066 | 0 | 25985.1629 | 0 | 0 | 25985.1629 | 3155.5192 | 11552.4874 | 35612.6644 | 0.79436 | 50321.4653 | 24336.3024 | 320026.0377
2067 | 0 | 26634.792 | 0 | 0 | 26634.792 | 4093.2381 | 11345.9372 | 35552.3204 | 0.79436 | 50992.2901 | 24357.4981 | 320818.6739
2068 | 0 | 27300.6618 | 0 | 0 | 27300.6618 | 3418.2436 | 11151.0739 | 32080.0576 | 0.79436 | 46650.1694 | 19349.5076 | 321401.1834
2069 | 0 | 0 | 0 | 0 | 0 | 3359.055 | 10968.2341 | 32080.0576 | 0.79436 | 46408.141 | 46408.141 | 322693.6494
2070 | 0 | 28682.7578 | 0 | 0 | 28682.7578 | 1987.7375 | 10457.3443 | 32080.0576 | 0.79436 | 44525.9337 | 15843.1759 | 323101.8363
2071 | 0 | 29399.8267 | 0 | 0 | 29399.8267 | 1603.6663 | 9912.8737 | 32080.0576 | 0.79436 | 43597.392 | 14197.5653 | 323440.2301
2072 | 0 | 30134.8224 | 0 | 0 | 30134.8224 | 1225.105 | 9387.7277 | 32080.0576 | 0.79436 | 42693.6847 | 12558.8623 | 323717.1479
2073 | 0 | 30888.193 | 0 | 0 | 30888.193 | 852.1931 | 8882.4705 | 32080.0576 | 0.79436 | 41815.5156 | 10927.3226 | 323940.0458
2074 | 0 | 31660.3978 | 0 | 0 | 31660.3978 | 733.5163 | 8397.6832 | 32080.0576 | 0.79436 | 41212.0514 | 9551.6537 | 324120.2906
2075 | 0 | 32451.9077 | 0 | 0 | 32451.9077 | 620.8541 | 7933.554 | 32080.0576 | 0.79436 | 40635.2601 | 8183.3524 | 324263.1495
2076 | 0 | 33263.2054 | 0 | 0 | 33263.2054 | 514.3569 | 7377.6388 | 32080.0576 | 0.79436 | 39972.8477 | 6709.6423 | 324371.5091
2077 | 0 | 34094.7856 | 0 | 0 | 34094.7856 | 414.1789 | 6845.3285 | 32080.0576 | 0.79436 | 39340.3594 | 5245.5738 | 324449.8796
2078 | 0 | 0 | 0 | 0 | 0 | 320.4779 | 6760.6805 | 32080.0576 | 0.79436 | 39162.0104 | 39162.0104 | 324991.1528
2079 | 0 | 35820.8341 | 0 | 0 | 35820.8341 | 233.416 | 6749.6299 | 32080.0576 | 0.79436 | 39063.8979 | 3243.0638 | 325032.6195
2080 | 0 | 36716.3549 | 0 | 0 | 36716.3549 | 153.1591 | 6746.0522 | 32080.0576 | 0.79436 | 38980.0633 | 2263.7083 | 325059.3961
2081 | 0 | 37634.2638 | 0 | 0 | 37634.2638 | 79.8773 | 6750.1529 | 32080.0576 | 0.79436 | 38910.8822 | 1276.6184 | 325073.3658
2082 | 0 | 38575.1204 | 0 | 0 | 38575.1204 | 13.7451 | 6762.1431 | 32080.0576 | 0.79436 | 38856.7402 | 281.6198 | 325076.2167
NOM | 0 | 1074765.3655 | 0 | 0 | 1074765.3655 | 457738.0317 | 785328.1694 | 1605335.1128 | 48.4295 | 2848449.7434 | 1773684.3779
NPV | 0 | 135838.5279 | 0 | 0 | 135838.5279 | 108014.7615 | 161455.5544 | 191435.1085 | 9.3202 | 460914.7446 | 325076.2167
| Discount Rate: |  |  |  | 8.0956 | %
| Benefit/Cost Ratio (Col(11) / Col(6)) : |  |  |  | 3.3931
(1): page 10; Residential Low Income (7): PARTICIPANT COSTS AND BENEFITS |  | PSC FORM CE 2.4
Residential Low Income (7): PROGRAM METHOD SELECTED: REV_REQ |  | PAGE 1 OF 1
[5 empty] | PROGRAM NAME: | Residential Low Income
(1) | (2) | (3) | (4) | (5) | (6) | (7) | (8) | (9) | (10) | (11) | (12)
| SAVINGS IN |  |  |  |  | CUSTOMER |  |  |  |  | CUMULATIVE
| PARTICIPANTS | TAX | UTILITY | OTHER | TOTAL | EQUIPMENT | CUSTOMER | OTHER | TOTAL | NET | DISCOUNTED
| BILLS | CREDITS | REBATES | BENEFITS | BENEFITS | COSTS | O&M COSTS | COSTS | COSTS | BENEFITS | NET BENEFITS
YEAR | $(000) | $(000) | $(000) | $(000) | $(000) | $(000) | $(000) | $(000) | $(000) | $(000) | $(000)
2023 | 0 | 0 | 0 | 0 | 0 | 0 | 0 | 0 | 0 | 0 | 0
2024 | 0 | 0 | 0 | 0 | 0 | 0 | 0 | 0 | 0 | 0 | 0
2025 | 3558.7016 | 0 | 5496.6874 | 0 | 9055.389 | 0 | 0 | 0 | 0 | 9055.389 | 7749.8055
2026 | 11562.3017 | 0 | 5496.6874 | 0 | 17058.9891 | 0 | 0 | 0 | 0 | 17058.9891 | 21255.8704
2027 | 20017.8139 | 0 | 5496.6874 | 0 | 25514.5013 | 0 | 0 | 0 | 0 | 25514.5013 | 39943.5108
2028 | 28338.2614 | 0 | 5496.6874 | 0 | 33834.9488 | 0 | 0 | 0 | 0 | 33834.9488 | 62869.3244
2029 | 36752.8931 | 0 | 5496.6874 | 0 | 42249.5805 | 0 | 0 | 0 | 0 | 42249.5805 | 89352.7085
2030 | 47156.9564 | 0 | 5496.6874 | 0 | 52653.6438 | 0 | 0 | 0 | 0 | 52653.6438 | 119885.8406
2031 | 57117.6392 | 0 | 5496.6874 | 0 | 62614.3266 | 0 | 0 | 0 | 0 | 62614.3266 | 153475.7233
2032 | 67619.9364 | 0 | 5496.6874 | 0 | 73116.6238 | 0 | 0 | 0 | 0 | 73116.6238 | 189762.0284
2033 | 73415.5212 | 0 | 0 | 0 | 73415.5212 | 0 | 0 | 0 | 0 | 73415.5212 | 223467.9613
2034 | 74817.9651 | 0 | 5496.6874 | 0 | 80314.6525 | 0 | 0 | 0 | 0 | 80314.6525 | 257579.7974
2035 | 76665.2424 | 0 | 5496.6874 | 0 | 82161.9298 | 0 | 0 | 0 | 0 | 82161.9298 | 289862.7159
2036 | 78354.3312 | 0 | 5496.6874 | 0 | 83851.0186 | 0 | 0 | 0 | 0 | 83851.0186 | 320341.8305
2037 | 80085.3952 | 0 | 5496.6874 | 0 | 85582.0826 | 0 | 0 | 0 | 0 | 85582.0826 | 349120.3668
2038 | 82101.0285 | 0 | 5496.6874 | 0 | 87597.7159 | 0 | 0 | 0 | 0 | 87597.7159 | 376370.6161
2039 | 84227.8677 | 0 | 5496.6874 | 0 | 89724.5551 | 0 | 0 | 0 | 0 | 89724.5551 | 402192.0799
2040 | 85974.7328 | 0 | 5496.6874 | 0 | 91471.4202 | 0 | 0 | 0 | 0 | 91471.4202 | 426544.7627
2041 | 87765.4918 | 0 | 5496.6874 | 0 | 93262.1792 | 0 | 0 | 0 | 0 | 93262.1792 | 449514.6464
2042 | 89524.3846 | 0 | 0 | 0 | 89524.3846 | 0 | 0 | 0 | 0 | 89524.3846 | 469912.592
2043 | 91270.154 | 0 | 5496.6874 | 0 | 96766.8414 | 0 | 0 | 0 | 0 | 96766.8414 | 490309.4604
2044 | 93492.6087 | 0 | 5496.6874 | 0 | 98989.2961 | 0 | 0 | 0 | 0 | 98989.2961 | 509612.1139
2045 | 95942.5449 | 0 | 5496.6874 | 0 | 101439.2323 | 0 | 0 | 0 | 0 | 101439.2323 | 527911.081
2046 | 98017.2529 | 0 | 5496.6874 | 0 | 103513.9403 | 0 | 0 | 0 | 0 | 103513.9403 | 545185.8127
2047 | 100060.469 | 0 | 5496.6874 | 0 | 105557.1564 | 0 | 0 | 0 | 0 | 105557.1564 | 561482.2248
2048 | 101878.0023 | 0 | 5496.6874 | 0 | 107374.6897 | 0 | 0 | 0 | 0 | 107374.6897 | 576817.7299
2049 | 103892.3675 | 0 | 5496.6874 | 0 | 109389.0549 | 0 | 0 | 0 | 0 | 109389.0549 | 591270.8589
2050 | 105824.0597 | 0 | 5496.6874 | 0 | 111320.7471 | 0 | 0 | 0 | 0 | 111320.7471 | 604877.6578
2051 | 107337.9925 | 0 | 0 | 0 | 107337.9925 | 0 | 0 | 0 | 0 | 107337.9925 | 617015.044
2052 | 109603.9654 | 0 | 5496.6874 | 0 | 115100.6528 | 0 | 0 | 0 | 0 | 115100.6528 | 629055.4557
2053 | 111323.9696 | 0 | 5496.6874 | 0 | 116820.657 | 0 | 0 | 0 | 0 | 116820.657 | 640360.5721
2054 | 113064.4898 | 0 | 5496.6874 | 0 | 118561.1772 | 0 | 0 | 0 | 0 | 118561.1772 | 650974.8327
2055 | 114825.9046 | 0 | 5496.6874 | 0 | 120322.592 | 0 | 0 | 0 | 0 | 120322.592 | 660940.0384
2056 | 116608.6002 | 0 | 5496.6874 | 0 | 122105.2876 | 0 | 0 | 0 | 0 | 122105.2876 | 670295.504
2057 | 118412.9706 | 0 | 5496.6874 | 0 | 123909.658 | 0 | 0 | 0 | 0 | 123909.658 | 679078.2018
2058 | 120239.4174 | 0 | 5496.6874 | 0 | 125736.1048 | 0 | 0 | 0 | 0 | 125736.1048 | 687322.8975
2059 | 122088.3506 | 0 | 5496.6874 | 0 | 127585.038 | 0 | 0 | 0 | 0 | 127585.038 | 695062.2784
2060 | 123960.1879 | 0 | 0 | 0 | 123960.1879 | 0 | 0 | 0 | 0 | 123960.1879 | 702018.6143
2061 | 125855.3556 | 0 | 5496.6874 | 0 | 131352.043 | 0 | 0 | 0 | 0 | 131352.043 | 708837.7134
2062 | 127774.2887 | 0 | 5496.6874 | 0 | 133270.9761 | 0 | 0 | 0 | 0 | 133270.9761 | 715238.2678
2063 | 130224.6579 | 0 | 5496.6874 | 0 | 135721.3453 | 0 | 0 | 0 | 0 | 135721.3453 | 721268.3331
2064 | 132704.8768 | 0 | 5496.6874 | 0 | 138201.5642 | 0 | 0 | 0 | 0 | 138201.5642 | 726948.7298
2065 | 135184.2176 | 0 | 5496.6874 | 0 | 140680.905 | 0 | 0 | 0 | 0 | 140680.905 | 732297.9775
2066 | 137647.9141 | 0 | 5496.6874 | 0 | 143144.6015 | 0 | 0 | 0 | 0 | 143144.6015 | 737333.2661
2067 | 140120.4503 | 0 | 5496.6874 | 0 | 145617.1377 | 0 | 0 | 0 | 0 | 145617.1377 | 742071.9064
2068 | 142612.7432 | 0 | 5496.6874 | 0 | 148109.4306 | 0 | 0 | 0 | 0 | 148109.4306 | 746530.6839
2069 | 145140.8921 | 0 | 0 | 0 | 145140.8921 | 0 | 0 | 0 | 0 | 145140.8921 | 750572.8553
2070 | 147695.5988 | 0 | 5496.6874 | 0 | 153192.2862 | 0 | 0 | 0 | 0 | 153192.2862 | 754519.7332
2071 | 150279.9384 | 0 | 5496.6874 | 0 | 155776.6258 | 0 | 0 | 0 | 0 | 155776.6258 | 758232.6133
2072 | 152936.1461 | 0 | 5496.6874 | 0 | 158432.8335 | 0 | 0 | 0 | 0 | 158432.8335 | 761725.992
2073 | 155614.183 | 0 | 5496.6874 | 0 | 161110.8704 | 0 | 0 | 0 | 0 | 161110.8704 | 765012.3674
2074 | 158353.3603 | 0 | 5496.6874 | 0 | 163850.0477 | 0 | 0 | 0 | 0 | 163850.0477 | 768104.3051
2075 | 161156.6982 | 0 | 5496.6874 | 0 | 166653.3856 | 0 | 0 | 0 | 0 | 166653.3856 | 771013.6162
2076 | 164027.4183 | 0 | 5496.6874 | 0 | 169524.1057 | 0 | 0 | 0 | 0 | 169524.1057 | 773751.4011
2077 | 166968.9604 | 0 | 5496.6874 | 0 | 172465.6478 | 0 | 0 | 0 | 0 | 172465.6478 | 776328.092
2078 | 169985.0027 | 0 | 0 | 0 | 169985.0027 | 0 | 0 | 0 | 0 | 169985.0027 | 778677.5201
2079 | 173079.483 | 0 | 5496.6874 | 0 | 178576.1704 | 0 | 0 | 0 | 0 | 178576.1704 | 780960.8408
2080 | 176256.6221 | 0 | 5496.6874 | 0 | 181753.3095 | 0 | 0 | 0 | 0 | 181753.3095 | 783110.7374
2081 | 179520.9503 | 0 | 5496.6874 | 0 | 185017.6377 | 0 | 0 | 0 | 0 | 185017.6377 | 785135.3421
2082 | 182877.3358 | 0 | 5496.6874 | 0 | 188374.0232 | 0 | 0 | 0 | 0 | 188374.0232 | 787042.2949
NOM | 6388916.8653 | 0 | 285827.7449 | 0 | 6674744.6102 | 0 | 0 | 0 | 0 | 6674744.6102
NPV | 729852.7818 | 0 | 57189.5131 | 0 | 787042.2949 | 0 | 0 | 0 | 0 | 787042.2949
| In Service of Gen Unit: |  |  |  | 2033
| Discount Rate : |  |  |  | 8.0956 | %
| Benefit/Cost Ratio ( Col(6) / Col(10)) |  |  |  | Infinite
(1): page 11; Residential Low Income (7): RATE IMPACT TEST |  |  | PSC FORM CE 2.5
Residential Low Income (7): PROGRAM METHOD SELECTED: REV_REQ |  |  | PAGE 1 OF 1
[5 empty] | PROGRAM NAME: | Residential Low Income
(1) | (2) | (3) | (4) | (5) | (6) | (7) | (8) | (9) | (10) | (11) | (12) | (13) | (14)
| INCREASED | UTILITY |  |  | SELLBACK/ |  | AVOIDED GEN | AVOIDED |  |  |  |  | CUMULATIVE
| SUPPLY | PROGRAM |  | REVENUE | OTHER | TOTAL | UNIT & FUEL | T&D | REVENUE | OTHER | TOTAL | NET | DISCOUNTED
| COSTS | COSTS | INCENTIVES | LOSSES | COSTS | COSTS | BENEFITS | BENEFITS | GAINS | BENEFITS | BENEFITS | BENEFITS | NET BENEFITS
YEAR | $(000) | $(000) | $(000) | $(000) | $(000) | $(000) | $(000) | $(000) | $(000) | $(000) | $(000) | $(000) | $(000)
2023 | 0 | 0 | 0 | 0 | 0 | 0 | 0 | 0 | 0 | 0 | 0 | 0 | 0
2024 | 0 | 0 | 0 | 0 | 0 | 0 | 0 | 0 | 0 | 0 | 0 | 0 | 0
2025 | 0 | 9441.6297 | 5496.6874 | 2704.6132 | 0 | 17642.9303 | 843.1351 | 0 | 0 | 0.1015 | 843.2366 | -16799.6937 | -14377.5557
2026 | 0 | 9677.6704 | 5496.6874 | 8787.3493 | 0 | 23961.7071 | 2978.6465 | 3043.8315 | 0 | 0.3045 | 6022.7825 | -17938.9246 | -28580.2893
2027 | 0 | 9919.6122 | 5496.6874 | 15213.5386 | 0 | 30629.8381 | 5067.0786 | 6004.6324 | 0 | 0.50749 | 11072.2185 | -19557.6197 | -42904.9183
2028 | 0 | 10167.6025 | 5496.6874 | 21537.0786 | 0 | 37201.3685 | 7082.1931 | 8975.7487 | 0 | 0.71049 | 16058.6524 | -21142.7162 | -57230.7556
2029 | 0 | 10421.7926 | 5496.6874 | 27932.1987 | 0 | 43850.6787 | 9474.3958 | 11961.619 | 0 | 0.91349 | 21436.9283 | -22413.7504 | -71280.409
2030 | 0 | 10682.3374 | 5496.6874 | 35839.2869 | 0 | 52018.3117 | 10885.0987 | 14966.4266 | 0 | 1.1165 | 25852.6417 | -26165.67 | -86453.5252
2031 | 0 | 10949.3958 | 5496.6874 | 43409.4058 | 0 | 59855.489 | 12631.9609 | 17994.1525 | 0 | 1.3195 | 30627.4329 | -29228.0561 | -102133.1153
2032 | 0 | 11223.1307 | 5496.6874 | 51391.1517 | 0 | 68110.9698 | 15186.6248 | 21048.0186 | 0 | 1.5225 | 36236.1659 | -31874.8039 | -117951.9373
2033 | 0 | 0 | 0 | 55795.7961 | 0 | 55795.7961 | 44958.4519 | 24006.6425 | 0 | 1.0496 | 68966.144 | 13170.3479 | -111905.2751
2034 | 0 | 11791.3017 | 5496.6874 | 56861.6535 | 0 | 74149.6426 | 44835.724 | 23400.3843 | 0 | 1.0314 | 68237.1397 | -5912.5029 | -114416.4772
2035 | 0 | 12086.0842 | 5496.6874 | 58265.5842 | 0 | 75848.3559 | 45080.9644 | 22801.8316 | 0 | 1.0314 | 67883.8274 | -7964.5285 | -117545.8855
2036 | 0 | 12388.2363 | 5496.6874 | 59549.2917 | 0 | 77434.2154 | 44105.7186 | 22221.974 | 0 | 0.98581 | 66328.6784 | -11105.5371 | -121582.6515
2037 | 0 | 12697.9422 | 5496.6874 | 60864.9004 | 0 | 79059.53 | 43761.2734 | 21656.2352 | 0 | 0.9767 | 65418.4853 | -13641.0447 | -126169.7016
2038 | 0 | 13015.3908 | 5496.6874 | 62396.7817 | 0 | 80908.8599 | 43952.4276 | 21100.3953 | 0 | 0.94935 | 65053.7722 | -15855.0876 | -131101.9659
2039 | 0 | 13340.7756 | 5496.6874 | 64013.1794 | 0 | 82850.6424 | 44584.402 | 20550.5241 | 0 | 0.922 | 65135.8481 | -17714.7943 | -136200.0343
2040 | 0 | 13674.295 | 5496.6874 | 65340.7969 | 0 | 84511.7793 | 44469.3711 | 20003.6886 | 0 | 0.91288 | 64473.9726 | -20037.8067 | -141534.7536
2041 | 0 | 14016.1523 | 5496.6874 | 66701.7737 | 0 | 86214.6135 | 43720.2697 | 19464.2483 | 0 | 0.87641 | 63185.3943 | -23029.2191 | -147206.7044
2042 | 0 | 0 | 0 | 68038.5323 | 0 | 68038.5323 | 43607.3084 | 18943.425 | 0 | 0.88553 | 62551.6189 | -5486.9134 | -148456.8862
2043 | 0 | 14725.7201 | 5496.6874 | 69365.317 | 0 | 89587.7245 | 43965.1211 | 18447.3645 | 0 | 0.88553 | 62413.3711 | -27174.3534 | -154184.7957
2044 | 0 | 15093.8631 | 5496.6874 | 71054.3826 | 0 | 91644.9331 | 43907.865 | 17976.8021 | 0 | 0.8673 | 61885.5344 | -29759.3987 | -159987.8005
2045 | 0 | 15471.2096 | 5496.6874 | 72916.3341 | 0 | 93884.2311 | 45137.801 | 17532.4951 | 0 | 0.85818 | 62671.1543 | -31213.0769 | -165618.4333
2046 | 0 | 15857.9899 | 5496.6874 | 74493.1122 | 0 | 95847.7895 | 44644.9876 | 17116.5273 | 0 | 0.83995 | 61762.3549 | -34085.4346 | -171306.7178
2047 | 0 | 16254.4396 | 5496.6874 | 76045.9564 | 0 | 97797.0834 | 44543.9401 | 16732.3487 | 0 | 0.83995 | 61277.1287 | -36519.9547 | -176944.8408
2048 | 0 | 16660.8006 | 5496.6874 | 77427.2817 | 0 | 99584.7697 | 45942.8012 | 16382.2087 | 0 | 0.84906 | 62325.859 | -37258.9107 | -182266.2458
2049 | 0 | 17077.3206 | 5496.6874 | 78958.1993 | 0 | 101532.2073 | 45391.7056 | 16059.976 | 0 | 0.83083 | 61452.5124 | -40079.695 | -187561.8122
2050 | 0 | 17504.2536 | 5496.6874 | 80426.2853 | 0 | 103427.2264 | 45902.3293 | 15752.1664 | 0 | 0.82171 | 61655.3174 | -41771.909 | -192667.6167
2051 | 0 | 0 | 0 | 81576.8743 | 0 | 81576.8743 | 45470.3145 | 15452.0597 | 0 | 0.82171 | 60923.1959 | -20653.6784 | -195003.0588
2052 | 0 | 18390.4065 | 5496.6874 | 83299.0137 | 0 | 107186.1076 | 44744.2745 | 15159.8777 | 0 | 0.83083 | 59904.983 | -47281.1245 | -199949.0273
2053 | 0 | 18850.1666 | 5496.6874 | 84606.2169 | 0 | 108953.071 | 43417.3819 | 14875.8489 | 0 | 0.8126 | 58294.0433 | -50659.0276 | -204851.4668
2054 | 0 | 19321.4208 | 5496.6874 | 85929.0122 | 0 | 110747.1205 | 43493.7852 | 14598.5561 | 0 | 0.80348 | 58093.1447 | -52653.9757 | -209565.3456
2055 | 0 | 19804.4563 | 5496.6874 | 87267.6875 | 0 | 112568.8312 | 41398.365 | 14324.8881 | 0 | 0.80348 | 55724.0566 | -56844.7746 | -214273.2717
2056 | 0 | 20299.5677 | 5496.6874 | 88622.5362 | 0 | 114418.7913 | 41536.2389 | 14053.2915 | 0 | 0.80348 | 55590.3339 | -58828.4574 | -218780.5918
2057 | 0 | 20807.0569 | 5496.6874 | 89993.8576 | 0 | 116297.602 | 41403.1338 | 13783.818 | 0 | 0.79436 | 55187.7462 | -61109.8558 | -223112.0491
2058 | 0 | 21327.2334 | 5496.6874 | 91381.9573 | 0 | 118205.878 | 40462.711 | 13516.5208 | 0 | 0.78525 | 53980.0171 | -64225.8609 | -227323.4304
2059 | 0 | 21860.4142 | 5496.6874 | 92787.1464 | 0 | 120144.248 | 40613.9624 | 13251.4543 | 0 | 0.79436 | 53866.211 | -66278.037 | -231343.8938
2060 | 0 | 0 | 0 | 94209.7428 | 0 | 94209.7428 | 40145.2912 | 12988.6742 | 0 | 0.79436 | 53134.7598 | -41074.983 | -233648.9191
2061 | 0 | 22967.0977 | 5496.6874 | 95650.0703 | 0 | 124113.8553 | 39543.5611 | 12728.2377 | 0 | 0.80348 | 52272.6023 | -71841.253 | -237378.5347
2062 | 0 | 23541.2751 | 5496.6874 | 97108.4594 | 0 | 126146.4219 | 40817.562 | 12475.1059 | 0 | 0.79436 | 53293.4623 | -72852.9596 | -240877.416
2063 | 0 | 24129.807 | 5496.6874 | 98970.74 | 0 | 128597.2344 | 40542.42 | 12230.7115 | 0 | 0.79436 | 52773.9258 | -75823.3085 | -244246.2266
2064 | 0 | 24733.0521 | 5496.6874 | 100855.7064 | 0 | 131085.4459 | 38056.0805 | 11995.3044 | 0 | 0.78525 | 50052.1702 | -81033.2758 | -247576.8774
2065 | 0 | 25351.3784 | 5496.6874 | 102740.0054 | 0 | 133588.0712 | 39622.2793 | 11769.1416 | 0 | 0.79436 | 51392.2153 | -82195.856 | -250702.2908
2066 | 0 | 25985.1629 | 5496.6874 | 104612.4147 | 0 | 136094.265 | 38768.1836 | 11552.4874 | 0 | 0.79436 | 50321.4653 | -85772.7997 | -253719.4553
2067 | 0 | 26634.792 | 5496.6874 | 106491.5422 | 0 | 138623.0216 | 39645.5585 | 11345.9372 | 0 | 0.79436 | 50992.2901 | -87630.7315 | -256571.1149
2068 | 0 | 27300.6618 | 5496.6874 | 108385.6848 | 0 | 141183.034 | 35498.3012 | 11151.0739 | 0 | 0.79436 | 46650.1694 | -94532.8646 | -259416.9905
2069 | 0 | 0 | 0 | 110307.078 | 0 | 110307.078 | 35439.1126 | 10968.2341 | 0 | 0.79436 | 46408.141 | -63898.9369 | -261196.5749
2070 | 0 | 28682.7578 | 5496.6874 | 112248.6551 | 0 | 146428.1003 | 34067.795 | 10457.3443 | 0 | 0.79436 | 44525.9337 | -101902.1666 | -263822.0034
2071 | 0 | 29399.8267 | 5496.6874 | 114212.7532 | 0 | 149109.2673 | 33683.7239 | 9912.8737 | 0 | 0.79436 | 43597.392 | -105511.8753 | -266336.8412
2072 | 0 | 30134.8224 | 5496.6874 | 116231.471 | 0 | 151862.9808 | 33305.1626 | 9387.7277 | 0 | 0.79436 | 42693.6847 | -109169.2962 | -268743.9792
2073 | 0 | 30888.193 | 5496.6874 | 118266.7791 | 0 | 154651.6595 | 32932.2507 | 8882.4705 | 0 | 0.79436 | 41815.5156 | -112836.1439 | -271045.636
2074 | 0 | 31660.3978 | 5496.6874 | 120348.5538 | 0 | 157505.639 | 32813.5739 | 8397.6832 | 0 | 0.79436 | 41212.0514 | -116293.5875 | -273240.158
2075 | 0 | 32451.9077 | 5496.6874 | 122479.0907 | 0 | 160427.6858 | 32700.9117 | 7933.554 | 0 | 0.79436 | 40635.2601 | -119792.4257 | -275331.4052
2076 | 0 | 33263.2054 | 5496.6874 | 124660.8379 | 0 | 163420.7307 | 32594.4145 | 7377.6388 | 0 | 0.79436 | 39972.8477 | -123447.883 | -277325.0671
2077 | 0 | 34094.7856 | 5496.6874 | 126896.4099 | 0 | 166487.8829 | 32494.2365 | 6845.3285 | 0 | 0.79436 | 39340.3594 | -127147.5235 | -279224.691
2078 | 0 | 0 | 0 | 129188.6021 | 0 | 129188.6021 | 32400.5355 | 6760.6805 | 0 | 0.79436 | 39162.0104 | -90026.5917 | -280468.9831
2079 | 0 | 35820.8341 | 5496.6874 | 131540.4071 | 0 | 172857.9285 | 32313.4736 | 6749.6299 | 0 | 0.79436 | 39063.8979 | -133794.0307 | -282179.7079
2080 | 0 | 36716.3549 | 5496.6874 | 133955.0328 | 0 | 176168.0751 | 32233.2167 | 6746.0522 | 0 | 0.79436 | 38980.0633 | -137188.0119 | -283802.4571
2081 | 0 | 37634.2638 | 5496.6874 | 136435.9222 | 0 | 179566.8734 | 32159.9349 | 6750.1529 | 0 | 0.79436 | 38910.8822 | -140655.9913 | -285341.6227
2082 | 0 | 38575.1204 | 5496.6874 | 138986.7752 | 0 | 183058.583 | 32093.8027 | 6762.1431 | 0 | 0.79436 | 38856.7402 | -144201.8428 | -286801.4106
NOM | 0 | 1074765.3655 | 285827.7449 | 4855576.8176 | 0 | 6216169.9281 | 2063073.1445 | 785328.1694 | 0 | 48.4295 | 2848449.7434 | -3367720.1846
NPV | 0 | 135838.5279 | 57189.5131 | 554688.1142 | 0 | 747716.1552 | 299449.87 | 161455.5544 | 0 | 9.3202 | 460914.7446 | -286801.4106
| Discount Rate : |  |  |  | 8.0956 | %
| Benefit/Cost Ratio (Col(12) / Col(7)) : |  |  |  | 0.61643