## RIM - 2 Year Payback
Florida Power & Light Company
Docket No. 20240012-EG
FEL’s First Set of Interrogatories
Interrogatory No. 22
Attachment 1 of 1
Tab 1 of 2
Measures Dropping at the Two-Year Payback Screening
RIM Cost-Effectiveness Screening
| Customer | Measure | Measure | Summer | Winter | Energy
| Class | Code | Name | (MW) | (MW) | (GWh)
1 | Commercial | CasEgs302 | Chiller maintenance | 1.2639 | 0.0069352 | 0.0069352
2 | Commercial | CcoEgs302 | Chiller maintenance | 0.37896 | 0.0020794 | 0.0020794
3 | Commercial | CdaEgs302 | Chiller maintenance | 0.016008 | 8.784e-05 | 8.784e-05
4 | Commercial | CgrEgs302 | Chiller maintenance | 0 | 0 | 0
5 | Commercial | CheEgs302 | Chiller maintenance | 0.012944 | 7.1024e-05 | 7.1024e-05
6 | Commercial | ChoEgs302 | Chiller maintenance | 1.5225 | 0.0083543 | 0.0083543
7 | Commercial | CinEgs302 | Chiller maintenance | 0.030181 | 0.00016561 | 0.00016561
8 | Commercial | CloEgs302 | Chiller maintenance | 0.24402 | 0.001339 | 0.001339
9 | Commercial | CmiEgs302 | Chiller maintenance | 2.4214 | 0.013287 | 0.013287
10 | Commercial | CofEgs302 | Chiller maintenance | 1.5107 | 0.0082895 | 0.0082895
11 | Commercial | CreEgs302 | Chiller maintenance | 0.037885 | 0.00020788 | 0.00020788
12 | Commercial | CrtEgs302 | Chiller maintenance | 0.0029391 | 1.6127e-05 | 1.6127e-05
13 | Commercial | CscEgs302 | Chiller maintenance | 0.27541 | 0.0015112 | 0.0015112
14 | Commercial | CwaEgs302 | Chiller maintenance | 0.0058276 | 3.1977e-05 | 3.1977e-05
15 | Demand Response (Residential) | DRRSFrs101 | EV Charging (telematics) | Not Applicable * | Not Applicable * | Not Applicable *
16 | Demand Response (Residential) | DRRMFrs102 | EV Charging (telematics) | Not Applicable * | Not Applicable * | Not Applicable *
17 | Demand Response (Residential) | DRRMOrs103 | EV Charging (telematics) | Not Applicable * | Not Applicable * | Not Applicable *
18 | Demand Response (Residential) | DRRSFrs119 | Smart thermostats - BYOT | Not Applicable * | Not Applicable * | Not Applicable *
19 | Demand Response (Residential) | DRRMFrs120 | Smart thermostats - BYOT | Not Applicable * | Not Applicable * | Not Applicable *
20 | Demand Response (Residential) | DRRMOrs121 | Smart thermostats - BYOT | Not Applicable * | Not Applicable * | Not Applicable *
* The measure level detail for technical potential for Demand Response was not applicable since technical potential was based on available loads for demand response.

## TRC - 2 Year Payback
Florida Power & Light Company
Docket No. 20240012-EG
FEL’s First Set of Interrogatories
Interrogatory No. 22
Attachment 1 of 1
Tab 2 of 2
Measures Dropping at the Two-Year Payback Screening
TRC Cost-Effectiveness Screening
| Customer | Measure | Measure | Summer | Winter | Energy
| Class | Code | Name | (MW) | (MW) | (GWh)
1 | Residential | RMOT104 | Dehumidifier Recycling | 0.00097 | 0.00092258 | 0.00092258
2 | Residential | RMON104 | Dehumidifier Recycling | 1.2258e-05 | 1.1659e-05 | 1.1659e-05
3 | Residential | RMFT104 | Dehumidifier Recycling | 0.005703 | 0.0054214 | 0.0054214
4 | Residential | RMFN104 | Dehumidifier Recycling | 7.2069e-05 | 6.8511e-05 | 6.8511e-05
5 | Residential | RSFT104 | Dehumidifier Recycling | 0.028375 | 0.026979 | 0.026979
6 | Residential | RSFN104 | Dehumidifier Recycling | 0.00035858 | 0.00034093 | 0.00034093
7 | Residential | RMOT105 | Energy Star Air Purifier | 0.1982 | 0.18851 | 0.18851
8 | Residential | RMON105 | Energy Star Air Purifier | 0.0025047 | 0.0023822 | 0.0023822
9 | Residential | RMFT105 | Energy Star Air Purifier | 2.568 | 2.4412 | 2.4412
10 | Residential | RMFN105 | Energy Star Air Purifier | 0.032452 | 0.03085 | 0.03085
11 | Residential | RSFT105 | Energy Star Air Purifier | 4.9937 | 4.748 | 4.748
12 | Residential | RSFN105 | Energy Star Air Purifier | 0.063106 | 0.060001 | 0.060001
13 | Residential | RMOT106 | Energy Star Audio-Video Equipment | 0.05001 | 0.047565 | 0.047565
14 | Residential | RMON106 | Energy Star Audio-Video Equipment | 0.00063198 | 0.00060108 | 0.00060108
15 | Residential | RMFT106 | Energy Star Audio-Video Equipment | 0.64795 | 0.61596 | 0.61596
16 | Residential | RMFN106 | Energy Star Audio-Video Equipment | 0.0081882 | 0.007784 | 0.007784
17 | Residential | RSFT106 | Energy Star Audio-Video Equipment | 1.26 | 1.198 | 1.198
18 | Residential | RSFN106 | Energy Star Audio-Video Equipment | 0.015923 | 0.015139 | 0.015139
19 | Residential | RMOT109 | Energy Star Dehumidifier | 0 | 0 | 0
20 | Residential | RMON109 | Energy Star Dehumidifier | 0 | 0 | 0
21 | Residential | RMFT109 | Energy Star Dehumidifier | 0 | 0 | 0
22 | Residential | RMFN109 | Energy Star Dehumidifier | 0 | 0 | 0
23 | Residential | RSFT109 | Energy Star Dehumidifier | 0 | 0 | 0
24 | Residential | RSFN109 | Energy Star Dehumidifier | 0 | 0 | 0
25 | Residential | RMOT114 | Energy Star Imaging Equipment | 0.00021948 | 0.00020875 | 0.00020875
26 | Residential | RMON114 | Energy Star Imaging Equipment | 9.2453e-05 | 8.7932e-05 | 8.7932e-05
27 | Residential | RMFT114 | Energy Star Imaging Equipment | 0.097304 | 0.092501 | 0.092501
28 | Residential | RMFN114 | Energy Star Imaging Equipment | 0.0012296 | 0.0011689 | 0.0011689
29 | Residential | RSFT114 | Energy Star Imaging Equipment | 0.20426 | 0.19421 | 0.19421
30 | Residential | RSFN114 | Energy Star Imaging Equipment | 0.0025813 | 0.0024543 | 0.0024543
31 | Residential | RMOT119 | Energy Star TV | 0.42473 | 0.40397 | 0.40397
32 | Residential | RMON119 | Energy Star TV | 0.003672 | 0.0034924 | 0.0034924
33 | Residential | RMFT119 | Energy Star TV | 5.503 | 5.2313 | 5.2313
34 | Residential | RMFN119 | Energy Star TV | 0.047575 | 0.045227 | 0.045227
35 | Residential | RSFT119 | Energy Star TV | 10.7012 | 10.1746 | 10.1746
36 | Residential | RSFN119 | Energy Star TV | 0.094651 | 0.089994 | 0.089994
37 | Residential | RMOT120 | Freezer Recycling | 0.1348 | 0.10897 | 0.10897
38 | Residential | RMON120 | Freezer Recycling | 0.0017035 | 0.0013771 | 0.0013771
39 | Residential | RMFT120 | Freezer Recycling | 0.19574 | 0.15871 | 0.15871
40 | Residential | RMFN120 | Freezer Recycling | 0.0024735 | 0.0020057 | 0.0020057
41 | Residential | RSFT120 | Freezer Recycling | 1.5956 | 1.2941 | 1.2941
42 | Residential | RSFN120 | Freezer Recycling | 0.020163 | 0.016354 | 0.016354
43 | Residential | RMOT127 | Refrigerator Recycling | 2.983 | 2.4128 | 2.4128
44 | Residential | RMON127 | Refrigerator Recycling | 0.037696 | 0.030491 | 0.030491
45 | Residential | RMFT127 | Refrigerator Recycling | 27.9647 | 22.6484 | 22.6484
46 | Residential | RMFN127 | Refrigerator Recycling | 0.35339 | 0.28621 | 0.28621
47 | Residential | RSFT127 | Refrigerator Recycling | 68.8398 | 55.8288 | 55.8288
48 | Residential | RSFN127 | Refrigerator Recycling | 0.86994 | 0.70551 | 0.70551
49 | Residential | RMOE229 | Window Caulking | 0.071003 | 0.45449 | 0.45449
50 | Residential | RMON229 | Window Caulking | 0.00049103 | 0.0047725 | 0.0047725
51 | Residential | RMFE229 | Window Caulking | 1.6342 | 14.1729 | 14.1729
52 | Residential | RMFN229 | Window Caulking | 0.011347 | 0.1677 | 0.1677
53 | Residential | RSFE229 | Window Caulking | 2.0811 | 11.891 | 11.891
54 | Residential | RSFN229 | Window Caulking | 0.012945 | 0.15107 | 0.15107
55 | Residential | RMOT302 | ASHP - 15 SEER/14.3 SEER2 from base electric resistance | 0 | 0 | 0
56 | Residential | RMON302 | ASHP - 15 SEER/14.3 SEER2 from base electric resistance | 0 | 0 | 0
57 | Residential | RMFT302 | ASHP - 15 SEER/14.3 SEER2 from base electric resistance | 0 | 0 | 0
58 | Residential | RMFN302 | ASHP - 15 SEER/14.3 SEER2 from base electric resistance | 0 | 0 | 0
59 | Residential | RSFT302 | ASHP - 15 SEER/14.3 SEER2 from base electric resistance | 0 | 0 | 0
60 | Residential | RSFN302 | ASHP - 15 SEER/14.3 SEER2 from base electric resistance | 0 | 0 | 0
61 | Residential | RMOT309 | ASHP - ENERGY STAR/CEE Tier 1: 16 SEER/15.2 SEER2 (from elect resistance) | 0 | 0 | 0
62 | Residential | RMFT309 | ASHP - ENERGY STAR/CEE Tier 1: 16 SEER/15.2 SEER2 (from elect resistance) | 0 | 0 | 0
63 | Residential | RSFT309 | ASHP - ENERGY STAR/CEE Tier 1: 16 SEER/15.2 SEER2 (from elect resistance) | 0 | 0 | 0
64 | Residential | RMOT319 | Energy Star Room AC | 0.68127 | 0.0029037 | 0.0029037
65 | Residential | RMON319 | Energy Star Room AC | 0.0058898 | 2.5103e-05 | 2.5103e-05
66 | Residential | RMFT319 | Energy Star Room AC | 1.6941 | 0.0072203 | 0.0072203
67 | Residential | RMFN319 | Energy Star Room AC | 0.014646 | 6.2423e-05 | 6.2423e-05
68 | Residential | RSFT319 | Energy Star Room AC | 1.3133 | 0.0055977 | 0.0055977
69 | Residential | RSFN319 | Energy Star Room AC | 0.011616 | 4.9511e-05 | 4.9511e-05
70 | Residential | RMOE325 | Programmable Thermostat | 0 | 0 | 0
71 | Residential | RMON325 | Programmable Thermostat | 0 | 0 | 0
72 | Residential | RMFE325 | Programmable Thermostat | 0 | 0 | 0
73 | Residential | RMFN325 | Programmable Thermostat | 0 | 0 | 0
74 | Residential | RSFE325 | Programmable Thermostat | 0 | 0 | 0
75 | Residential | RSFN325 | Programmable Thermostat | 0 | 0 | 0
76 | Residential | RSFE328 | Smart Thermostat | 0 | 0 | 0
77 | Residential | RSFN328 | Smart Thermostat | 0 | 0 | 0
78 | Residential | RMOT402 | LED - 9W_CFL Baseline | 0.87257 | 0.73515 | 0.73515
79 | Residential | RMON402 | LED - 9W_CFL Baseline | 0.011027 | 0.0092902 | 0.0092902
80 | Residential | RMFT402 | LED - 9W_CFL Baseline | 8.8478 | 7.3749 | 7.3749
81 | Residential | RMFN402 | LED - 9W_CFL Baseline | 0.11181 | 0.093197 | 0.093197
82 | Residential | RSFT402 | LED - 9W_CFL Baseline | 20.0691 | 16.6432 | 16.6432
83 | Residential | RSFN402 | LED - 9W_CFL Baseline | 0.25362 | 0.21032 | 0.21032
84 | Residential | RMOT403 | LED - 9W_Halogen Baseline | 0.099114 | 0.083506 | 0.083506
85 | Residential | RMON403 | LED - 9W_Halogen Baseline | 0.0012525 | 0.0010553 | 0.0010553
86 | Residential | RMFT403 | LED - 9W_Halogen Baseline | 1.005 | 0.8377 | 0.8377
87 | Residential | RMFN403 | LED - 9W_Halogen Baseline | 0.0127 | 0.010586 | 0.010586
88 | Residential | RSFT403 | LED - 9W_Halogen Baseline | 2.2796 | 1.8905 | 1.8905
89 | Residential | RSFN403 | LED - 9W_Halogen Baseline | 0.028808 | 0.02389 | 0.02389
90 | Residential | RMOT405 | Linear LED | 0.07182 | 0.06051 | 0.06051
91 | Residential | RMON405 | Linear LED | 0.0009076 | 0.00076467 | 0.00076467
92 | Residential | RMFT405 | Linear LED | 0.72826 | 0.60702 | 0.60702
93 | Residential | RMFN405 | Linear LED | 0.009203 | 0.007671 | 0.007671
94 | Residential | RSFT405 | Linear LED | 1.6519 | 1.3699 | 1.3699
95 | Residential | RSFN405 | Linear LED | 0.020875 | 0.017311 | 0.017311
96 | Residential | RMOE602 | Bathroom Faucet Aerators | 0.65918 | 1.5663 | 1.5663
97 | Residential | RMON602 | Bathroom Faucet Aerators | 0.0015942 | 0.0037881 | 0.0037881
98 | Residential | RMFE602 | Bathroom Faucet Aerators | 7.2511 | 17.2293 | 17.2293
99 | Residential | RMFN602 | Bathroom Faucet Aerators | 0.01756 | 0.041725 | 0.041725
100 | Residential | RSFE602 | Bathroom Faucet Aerators | 0.62219 | 1.4784 | 1.4784
101 | Residential | RSFN602 | Bathroom Faucet Aerators | 0.018978 | 0.045093 | 0.045093
102 | Residential | RMOE609 | Hot Water Pipe Insulation | 0.51163 | 1.2157 | 1.2157
103 | Residential | RMON609 | Hot Water Pipe Insulation | 0.0012464 | 0.0029615 | 0.0029615
104 | Residential | RSFE609 | Hot Water Pipe Insulation | 0.38757 | 0.92091 | 0.92091
105 | Residential | RSFN609 | Hot Water Pipe Insulation | 0.01173 | 0.027872 | 0.027872
106 | Residential | RMOE611 | Kitchen Faucet Aerators | 1.413 | 3.3575 | 3.3575
107 | Residential | RMON611 | Kitchen Faucet Aerators | 0.0034168 | 0.0081187 | 0.0081187
108 | Residential | RMFE611 | Kitchen Faucet Aerators | 15.868 | 37.704 | 37.704
109 | Residential | RMFN611 | Kitchen Faucet Aerators | 0.03837 | 0.091171 | 0.091171
110 | Residential | RSFE611 | Kitchen Faucet Aerators | 1.3364 | 3.1755 | 3.1755
111 | Residential | RSFN611 | Kitchen Faucet Aerators | 0.042981 | 0.10213 | 0.10213
112 | Residential | RMOE612 | Low Flow Showerhead | 0.78871 | 1.874 | 1.874
113 | Residential | RMON612 | Low Flow Showerhead | 0.0097205 | 0.023097 | 0.023097
114 | Residential | RMFE612 | Low Flow Showerhead | 8.9281 | 21.214 | 21.214
115 | Residential | RMFN612 | Low Flow Showerhead | 0.11077 | 0.2632 | 0.2632
116 | Residential | RSFE612 | Low Flow Showerhead | 0.74243 | 1.7641 | 1.7641
117 | Residential | RSFN612 | Low Flow Showerhead | 0.15528 | 0.36896 | 0.36896
118 | Industrial | IagTgsd101 | Compressed Air Desiccant Dryer | 0.0022527 | 0.0020324 | 0.0020324
119 | Industrial | IagNgsd101 | Compressed Air Desiccant Dryer | 4.0379e-05 | 3.643e-05 | 3.643e-05
120 | Industrial | IchTgsd101 | Compressed Air Desiccant Dryer | 0.1198 | 0.10808 | 0.10808
121 | Industrial | IchNgsd101 | Compressed Air Desiccant Dryer | 0.0027772 | 0.0025056 | 0.0025056
122 | Industrial | IcoTgsd101 | Compressed Air Desiccant Dryer | 0.014424 | 0.013014 | 0.013014
123 | Industrial | IcoNgsd101 | Compressed Air Desiccant Dryer | 0.00033439 | 0.00030169 | 0.00030169
124 | Industrial | IelTgsd101 | Compressed Air Desiccant Dryer | 0.12094 | 0.10912 | 0.10912
125 | Industrial | IelNgsd101 | Compressed Air Desiccant Dryer | 0.0028038 | 0.0025296 | 0.0025296
126 | Industrial | IluTgsd101 | Compressed Air Desiccant Dryer | 0.020992 | 0.018939 | 0.018939
127 | Industrial | IluNgsd101 | Compressed Air Desiccant Dryer | 0.00048665 | 0.00043906 | 0.00043906
128 | Industrial | ImeTgsd101 | Compressed Air Desiccant Dryer | 0.012835 | 0.01158 | 0.01158
129 | Industrial | ImeNgsd101 | Compressed Air Desiccant Dryer | 0.00029754 | 0.00026845 | 0.00026845
130 | Industrial | ImiTgsd101 | Compressed Air Desiccant Dryer | 0.015838 | 0.014289 | 0.014289
131 | Industrial | ImiNgsd101 | Compressed Air Desiccant Dryer | 0.00036716 | 0.00033125 | 0.00033125
132 | Industrial | IprTgsd101 | Compressed Air Desiccant Dryer | 0.033892 | 0.030577 | 0.030577
133 | Industrial | IprNgsd101 | Compressed Air Desiccant Dryer | 0.0007857 | 0.00070886 | 0.00070886
134 | Industrial | IstTgsd101 | Compressed Air Desiccant Dryer | 0.074984 | 0.067651 | 0.067651
135 | Industrial | IstNgsd101 | Compressed Air Desiccant Dryer | 0.0017383 | 0.0015683 | 0.0015683
136 | Industrial | IteTgsd101 | Compressed Air Desiccant Dryer | 0.0011245 | 0.0010145 | 0.0010145
137 | Industrial | IteNgsd101 | Compressed Air Desiccant Dryer | 2.6069e-05 | 2.352e-05 | 2.352e-05
138 | Industrial | ItrTgsd101 | Compressed Air Desiccant Dryer | 0.021285 | 0.019203 | 0.019203
139 | Industrial | ItrNgsd101 | Compressed Air Desiccant Dryer | 0.00049343 | 0.00044518 | 0.00044518
140 | Industrial | IwaTgsd101 | Compressed Air Desiccant Dryer | 0.031973 | 0.028846 | 0.028846
141 | Industrial | IwaNgsd101 | Compressed Air Desiccant Dryer | 0.00074121 | 0.00066872 | 0.00066872
142 | Industrial | IagEgsd102 | Compressed Air No-Loss Condensate Drains | 0.00016101 | 0.00014527 | 0.00014527
143 | Industrial | IagNgsd102 | Compressed Air No-Loss Condensate Drains | 4.0043e-06 | 3.6127e-06 | 3.6127e-06
144 | Industrial | IchEgsd102 | Compressed Air No-Loss Condensate Drains | 0.064131 | 0.05786 | 0.05786
145 | Industrial | IchNgsd102 | Compressed Air No-Loss Condensate Drains | 0.0015068 | 0.0013595 | 0.0013595
146 | Industrial | IcoEgsd102 | Compressed Air No-Loss Condensate Drains | 0.0077219 | 0.0069667 | 0.0069667
147 | Industrial | IcoNgsd102 | Compressed Air No-Loss Condensate Drains | 0.00017343 | 0.00015647 | 0.00015647
148 | Industrial | IelEgsd102 | Compressed Air No-Loss Condensate Drains | 0.064746 | 0.058414 | 0.058414
149 | Industrial | IelNgsd102 | Compressed Air No-Loss Condensate Drains | 0.0015213 | 0.0013725 | 0.0013725
150 | Industrial | IluEgsd102 | Compressed Air No-Loss Condensate Drains | 0.011238 | 0.010139 | 0.010139
151 | Industrial | IluNgsd102 | Compressed Air No-Loss Condensate Drains | 0.00026404 | 0.00023822 | 0.00023822
152 | Industrial | ImeEgsd102 | Compressed Air No-Loss Condensate Drains | 0.0068709 | 0.006199 | 0.006199
153 | Industrial | ImeNgsd102 | Compressed Air No-Loss Condensate Drains | 0.00015499 | 0.00013984 | 0.00013984
154 | Industrial | ImiEgsd102 | Compressed Air No-Loss Condensate Drains | 0.0084785 | 0.0076493 | 0.0076493
155 | Industrial | ImiNgsd102 | Compressed Air No-Loss Condensate Drains | 0.00019921 | 0.00017973 | 0.00017973
156 | Industrial | IprEgsd102 | Compressed Air No-Loss Condensate Drains | 0.018143 | 0.016369 | 0.016369
157 | Industrial | IprNgsd102 | Compressed Air No-Loss Condensate Drains | 0.0004263 | 0.00038461 | 0.00038461
158 | Industrial | IstEgsd102 | Compressed Air No-Loss Condensate Drains | 0.040142 | 0.036216 | 0.036216
159 | Industrial | IstNgsd102 | Compressed Air No-Loss Condensate Drains | 0.00096694 | 0.00087238 | 0.00087238
160 | Industrial | IteEgsd102 | Compressed Air No-Loss Condensate Drains | 0.00060199 | 0.00054312 | 0.00054312
161 | Industrial | IteNgsd102 | Compressed Air No-Loss Condensate Drains | 1.4501e-05 | 1.3083e-05 | 1.3083e-05
162 | Industrial | ItrEgsd102 | Compressed Air No-Loss Condensate Drains | 0.011394 | 0.01028 | 0.01028
163 | Industrial | ItrNgsd102 | Compressed Air No-Loss Condensate Drains | 0.00026125 | 0.00023571 | 0.00023571
164 | Industrial | IwaEgsd102 | Compressed Air No-Loss Condensate Drains | 0.017116 | 0.015442 | 0.015442
165 | Industrial | IwaNgsd102 | Compressed Air No-Loss Condensate Drains | 0.00041821 | 0.00037731 | 0.00037731
166 | Industrial | IagEgsd103 | Compressed Air Storage Tank | 0.0021256 | 0.0019276 | 0.0019276
167 | Industrial | IagNgsd103 | Compressed Air Storage Tank | 4.9157e-05 | 4.458e-05 | 4.458e-05
168 | Industrial | IchEgsd103 | Compressed Air Storage Tank | 0.13853 | 0.12563 | 0.12563
169 | Industrial | IchNgsd103 | Compressed Air Storage Tank | 0.0031666 | 0.0028717 | 0.0028717
170 | Industrial | IcoEgsd103 | Compressed Air Storage Tank | 0.10598 | 0.096114 | 0.096114
171 | Industrial | IcoNgsd103 | Compressed Air Storage Tank | 0.0024226 | 0.002197 | 0.002197
172 | Industrial | IelEgsd103 | Compressed Air Storage Tank | 0.092279 | 0.083685 | 0.083685
173 | Industrial | IelNgsd103 | Compressed Air Storage Tank | 0.0021093 | 0.0019129 | 0.0019129
174 | Industrial | IluEgsd103 | Compressed Air Storage Tank | 0.056345 | 0.051098 | 0.051098
175 | Industrial | IluNgsd103 | Compressed Air Storage Tank | 0.0012879 | 0.001168 | 0.001168
176 | Industrial | ImeEgsd103 | Compressed Air Storage Tank | 0.0953 | 0.086425 | 0.086425
177 | Industrial | ImeNgsd103 | Compressed Air Storage Tank | 0.0021784 | 0.0019755 | 0.0019755
178 | Industrial | ImiEgsd103 | Compressed Air Storage Tank | 0.11846 | 0.10742 | 0.10742
179 | Industrial | ImiNgsd103 | Compressed Air Storage Tank | 0.0027077 | 0.0024555 | 0.0024555
180 | Industrial | IprEgsd103 | Compressed Air Storage Tank | 0.0068395 | 0.0062025 | 0.0062025
181 | Industrial | IprNgsd103 | Compressed Air Storage Tank | 0.00015634 | 0.00014178 | 0.00014178
182 | Industrial | IstEgsd103 | Compressed Air Storage Tank | 0.12012 | 0.10893 | 0.10893
183 | Industrial | IstNgsd103 | Compressed Air Storage Tank | 0.0027457 | 0.00249 | 0.00249
184 | Industrial | IteEgsd103 | Compressed Air Storage Tank | 0.016321 | 0.014801 | 0.014801
185 | Industrial | IteNgsd103 | Compressed Air Storage Tank | 0.00037306 | 0.00033832 | 0.00033832
186 | Industrial | ItrEgsd103 | Compressed Air Storage Tank | 0.049036 | 0.044469 | 0.044469
187 | Industrial | ItrNgsd103 | Compressed Air Storage Tank | 0.0011209 | 0.0010165 | 0.0010165
188 | Industrial | IwaEgsd103 | Compressed Air Storage Tank | 0.25883 | 0.23352 | 0.23352
189 | Industrial | IwaNgsd103 | Compressed Air Storage Tank | 0.0059164 | 0.0053378 | 0.0053378
190 | Industrial | IagEgsd104 | Efficient Compressed Air Nozzles | 0.021115 | 0.019149 | 0.019149
191 | Industrial | IagNgsd104 | Efficient Compressed Air Nozzles | 0.00048951 | 0.00044393 | 0.00044393
192 | Industrial | IchEgsd104 | Efficient Compressed Air Nozzles | 0.012433 | 0.011275 | 0.011275
193 | Industrial | IchNgsd104 | Efficient Compressed Air Nozzles | 0.0002842 | 0.00025774 | 0.00025774
194 | Industrial | IcoEgsd104 | Efficient Compressed Air Nozzles | 0.36101 | 0.32739 | 0.32739
195 | Industrial | IcoNgsd104 | Efficient Compressed Air Nozzles | 0.0083691 | 0.0075897 | 0.0075897
196 | Industrial | IelEgsd104 | Efficient Compressed Air Nozzles | 0.19183 | 0.17396 | 0.17396
197 | Industrial | IelNgsd104 | Efficient Compressed Air Nozzles | 0.0044471 | 0.004033 | 0.004033
198 | Industrial | IluEgsd104 | Efficient Compressed Air Nozzles | 0.046439 | 0.042114 | 0.042114
199 | Industrial | IluNgsd104 | Efficient Compressed Air Nozzles | 0.0010766 | 0.00097633 | 0.00097633
200 | Industrial | ImeEgsd104 | Efficient Compressed Air Nozzles | 0.31889 | 0.2892 | 0.2892
201 | Industrial | ImeNgsd104 | Efficient Compressed Air Nozzles | 0.0073928 | 0.0067044 | 0.0067044
202 | Industrial | ImiEgsd104 | Efficient Compressed Air Nozzles | 0.39638 | 0.35947 | 0.35947
203 | Industrial | ImiNgsd104 | Efficient Compressed Air Nozzles | 0.0091892 | 0.0083334 | 0.0083334
204 | Industrial | IprEgsd104 | Efficient Compressed Air Nozzles | 0.00087428 | 0.00079286 | 0.00079286
205 | Industrial | IprNgsd104 | Efficient Compressed Air Nozzles | 1.9984e-05 | 1.8123e-05 | 1.8123e-05
206 | Industrial | IstEgsd104 | Efficient Compressed Air Nozzles | 0.17774 | 0.16119 | 0.16119
207 | Industrial | IstNgsd104 | Efficient Compressed Air Nozzles | 0.0041205 | 0.0037367 | 0.0037367
208 | Industrial | IteEgsd104 | Efficient Compressed Air Nozzles | 0.01547 | 0.014029 | 0.014029
209 | Industrial | IteNgsd104 | Efficient Compressed Air Nozzles | 0.00035864 | 0.00032524 | 0.00032524
210 | Industrial | ItrEgsd104 | Efficient Compressed Air Nozzles | 0.021123 | 0.019156 | 0.019156
211 | Industrial | ItrNgsd104 | Efficient Compressed Air Nozzles | 0.00048284 | 0.00043788 | 0.00043788
212 | Industrial | IwaEgsd104 | Efficient Compressed Air Nozzles | 0.064991 | 0.058635 | 0.058635
213 | Industrial | IwaNgsd104 | Efficient Compressed Air Nozzles | 0.0014856 | 0.0013403 | 0.0013403
214 | Industrial | IagEgsd107 | VFD on Air Compressor | 0.0080569 | 0.0073065 | 0.0073065
215 | Industrial | IagNgsd107 | VFD on Air Compressor | 0.00020234 | 0.0001835 | 0.0001835
216 | Industrial | IchEgsd107 | VFD on Air Compressor | 0.59705 | 0.54145 | 0.54145
217 | Industrial | IchNgsd107 | VFD on Air Compressor | 0.014874 | 0.013489 | 0.013489
218 | Industrial | IcoEgsd107 | VFD on Air Compressor | 0.45913 | 0.41638 | 0.41638
219 | Industrial | IcoNgsd107 | VFD on Air Compressor | 0.011438 | 0.010373 | 0.010373
220 | Industrial | IelEgsd107 | VFD on Air Compressor | 0.39771 | 0.36067 | 0.36067
221 | Industrial | IelNgsd107 | VFD on Air Compressor | 0.0099081 | 0.0089854 | 0.0089854
222 | Industrial | IluEgsd107 | VFD on Air Compressor | 0.2587 | 0.23461 | 0.23461
223 | Industrial | IluNgsd107 | VFD on Air Compressor | 0.006445 | 0.0058448 | 0.0058448
224 | Industrial | ImeEgsd107 | VFD on Air Compressor | 0.41073 | 0.37248 | 0.37248
225 | Industrial | ImeNgsd107 | VFD on Air Compressor | 0.010232 | 0.0092795 | 0.0092795
226 | Industrial | ImiEgsd107 | VFD on Air Compressor | 0.51053 | 0.46299 | 0.46299
227 | Industrial | ImiNgsd107 | VFD on Air Compressor | 0.012719 | 0.011534 | 0.011534
228 | Industrial | IprEgsd107 | VFD on Air Compressor | 0.029477 | 0.026732 | 0.026732
229 | Industrial | IprNgsd107 | VFD on Air Compressor | 0.00073436 | 0.00066597 | 0.00066597
230 | Industrial | IstEgsd107 | VFD on Air Compressor | 0.51771 | 0.46949 | 0.46949
231 | Industrial | IstNgsd107 | VFD on Air Compressor | 0.012897 | 0.011696 | 0.011696
232 | Industrial | IteEgsd107 | VFD on Air Compressor | 0.07034 | 0.06379 | 0.06379
233 | Industrial | IteNgsd107 | VFD on Air Compressor | 0.0017524 | 0.0015892 | 0.0015892
234 | Industrial | ItrEgsd107 | VFD on Air Compressor | 0.23091 | 0.20941 | 0.20941
235 | Industrial | ItrNgsd107 | VFD on Air Compressor | 0.0057527 | 0.0052169 | 0.0052169
236 | Industrial | IwaEgsd107 | VFD on Air Compressor | 1.1335 | 1.0226 | 1.0226
237 | Industrial | IwaNgsd107 | VFD on Air Compressor | 0.028238 | 0.025477 | 0.025477
238 | Industrial | IagEgsd108 | Dew Point Sensor Control for Dessicant CA Dryer | 0.011002 | 0.0099771 | 0.0099771
239 | Industrial | IagNgsd108 | Dew Point Sensor Control for Dessicant CA Dryer | 0.00025505 | 0.0002313 | 0.0002313
240 | Industrial | IchEgsd108 | Dew Point Sensor Control for Dessicant CA Dryer | 0.14602 | 0.13242 | 0.13242
241 | Industrial | IchNgsd108 | Dew Point Sensor Control for Dessicant CA Dryer | 0.0033851 | 0.0030699 | 0.0030699
242 | Industrial | IcoEgsd108 | Dew Point Sensor Control for Dessicant CA Dryer | 0.11372 | 0.10313 | 0.10313
243 | Industrial | IcoNgsd108 | Dew Point Sensor Control for Dessicant CA Dryer | 0.0026363 | 0.0023908 | 0.0023908
244 | Industrial | IelEgsd108 | Dew Point Sensor Control for Dessicant CA Dryer | 0.097267 | 0.088209 | 0.088209
245 | Industrial | IelNgsd108 | Dew Point Sensor Control for Dessicant CA Dryer | 0.0022549 | 0.0020449 | 0.0020449
246 | Industrial | IluEgsd108 | Dew Point Sensor Control for Dessicant CA Dryer | 0.061076 | 0.055388 | 0.055388
247 | Industrial | IluNgsd108 | Dew Point Sensor Control for Dessicant CA Dryer | 0.0014159 | 0.001284 | 0.001284
248 | Industrial | ImeEgsd108 | Dew Point Sensor Control for Dessicant CA Dryer | 0.10045 | 0.091097 | 0.091097
249 | Industrial | ImeNgsd108 | Dew Point Sensor Control for Dessicant CA Dryer | 0.0023287 | 0.0021119 | 0.0021119
250 | Industrial | ImiEgsd108 | Dew Point Sensor Control for Dessicant CA Dryer | 0.12486 | 0.11323 | 0.11323
251 | Industrial | ImiNgsd108 | Dew Point Sensor Control for Dessicant CA Dryer | 0.0028946 | 0.002625 | 0.002625
252 | Industrial | IprEgsd108 | Dew Point Sensor Control for Dessicant CA Dryer | 0.0072092 | 0.0065378 | 0.0065378
253 | Industrial | IprNgsd108 | Dew Point Sensor Control for Dessicant CA Dryer | 0.00016713 | 0.00015156 | 0.00015156
254 | Industrial | IstEgsd108 | Dew Point Sensor Control for Dessicant CA Dryer | 0.12661 | 0.11482 | 0.11482
255 | Industrial | IstNgsd108 | Dew Point Sensor Control for Dessicant CA Dryer | 0.0029353 | 0.0026619 | 0.0026619
256 | Industrial | IteEgsd108 | Dew Point Sensor Control for Dessicant CA Dryer | 0.017764 | 0.01611 | 0.01611
257 | Industrial | IteNgsd108 | Dew Point Sensor Control for Dessicant CA Dryer | 0.00041182 | 0.00037347 | 0.00037347
258 | Industrial | ItrEgsd108 | Dew Point Sensor Control for Dessicant CA Dryer | 0.067902 | 0.061578 | 0.061578
259 | Industrial | ItrNgsd108 | Dew Point Sensor Control for Dessicant CA Dryer | 0.0015742 | 0.0014276 | 0.0014276
260 | Industrial | IwaEgsd108 | Dew Point Sensor Control for Dessicant CA Dryer | 0.28074 | 0.25328 | 0.25328
261 | Industrial | IwaNgsd108 | Dew Point Sensor Control for Dessicant CA Dryer | 0.0065083 | 0.0058718 | 0.0058718
262 | Industrial | IwaEgsd201 | Energy Star windows | 0.11931 | 0.1082 | 0.1082
263 | Industrial | IwaNgsd201 | Energy Star windows | 0.0024331 | 0.0022066 | 0.0022066
264 | Industrial | IwaEgsd202 | Industrial Duct Sealing | 0.17008 | 0.15424 | 0.15424
265 | Industrial | IwaNgsd202 | Industrial Duct Sealing | 0 | 0 | 0
266 | Industrial | IchEgsd207 | Airside economizer | 0.042192 | 0.038263 | 0.038263
267 | Industrial | IchNgsd207 | Airside economizer | 0.00084094 | 0.00076263 | 0.00076263
268 | Industrial | IelEgsd207 | Airside economizer | 0.16161 | 0.14656 | 0.14656
269 | Industrial | IelNgsd207 | Airside economizer | 0.0033409 | 0.0030298 | 0.0030298
270 | Industrial | IprEgsd207 | Airside economizer | 0.0012246 | 0.0011106 | 0.0011106
271 | Industrial | IprNgsd207 | Airside economizer | 2.5468e-05 | 2.3096e-05 | 2.3096e-05
272 | Industrial | ItrEgsd207 | Airside economizer | 0.10014 | 0.090812 | 0.090812
273 | Industrial | ItrNgsd207 | Airside economizer | 0.0021755 | 0.0019729 | 0.0019729
274 | Industrial | IwaEgsd207 | Airside economizer | 0.53055 | 0.48114 | 0.48114
275 | Industrial | IwaNgsd207 | Airside economizer | 0.010316 | 0.0093551 | 0.0093551
276 | Industrial | IagEgsd208 | Chilled Water Reset | 0.003424 | 0.0031051 | 0.0031051
277 | Industrial | IagNgsd208 | Chilled Water Reset | 7.516e-05 | 6.816e-05 | 6.816e-05
278 | Industrial | IchEgsd208 | Chilled Water Reset | 0.023587 | 0.02139 | 0.02139
279 | Industrial | IchNgsd208 | Chilled Water Reset | 0.00048754 | 0.00044214 | 0.00044214
280 | Industrial | IcoEgsd208 | Chilled Water Reset | 0.072638 | 0.065873 | 0.065873
281 | Industrial | IcoNgsd208 | Chilled Water Reset | 0.0015169 | 0.0013756 | 0.0013756
282 | Industrial | IelEgsd208 | Chilled Water Reset | 0.078024 | 0.070758 | 0.070758
283 | Industrial | IelNgsd208 | Chilled Water Reset | 0.0016728 | 0.001517 | 0.001517
284 | Industrial | IluEgsd208 | Chilled Water Reset | 0.022183 | 0.020117 | 0.020117
285 | Industrial | IluNgsd208 | Chilled Water Reset | 0.00047705 | 0.00043263 | 0.00043263
286 | Industrial | ImeEgsd208 | Chilled Water Reset | 0.032887 | 0.029824 | 0.029824
287 | Industrial | ImeNgsd208 | Chilled Water Reset | 0.00070654 | 0.00064074 | 0.00064074
288 | Industrial | ImiEgsd208 | Chilled Water Reset | 0.079755 | 0.072328 | 0.072328
289 | Industrial | ImiNgsd208 | Chilled Water Reset | 0.0014896 | 0.0013509 | 0.0013509
290 | Industrial | IprEgsd208 | Chilled Water Reset | 0.0013007 | 0.0011796 | 0.0011796
291 | Industrial | IprNgsd208 | Chilled Water Reset | 2.8054e-05 | 2.5441e-05 | 2.5441e-05
292 | Industrial | IstEgsd208 | Chilled Water Reset | 0.0149 | 0.013512 | 0.013512
293 | Industrial | IstNgsd208 | Chilled Water Reset | 0.00031925 | 0.00028952 | 0.00028952
294 | Industrial | IteEgsd208 | Chilled Water Reset | 0.0045394 | 0.0041167 | 0.0041167
295 | Industrial | IteNgsd208 | Chilled Water Reset | 0.00010195 | 9.2454e-05 | 9.2454e-05
296 | Industrial | ItrEgsd208 | Chilled Water Reset | 0.021707 | 0.019685 | 0.019685
297 | Industrial | ItrNgsd208 | Chilled Water Reset | 0.00048907 | 0.00044352 | 0.00044352
298 | Industrial | IwaEgsd208 | Chilled Water Reset | 0.16101 | 0.14601 | 0.14601
299 | Industrial | IwaNgsd208 | Chilled Water Reset | 0.0032466 | 0.0029443 | 0.0029443
300 | Industrial | IwaEgsd211 | Facility Energy Management System | 0.74175 | 0.67267 | 0.67267
301 | Industrial | IwaNgsd211 | Facility Energy Management System | 0.016668 | 0.015115 | 0.015115
302 | Industrial | IagEgsd212 | Fan Thermostat Controller | 0.0041704 | 0.003782 | 0.003782
303 | Industrial | IagNgsd212 | Fan Thermostat Controller | 0.00010341 | 9.3777e-05 | 9.3777e-05
304 | Industrial | IchEgsd212 | Fan Thermostat Controller | 0.028728 | 0.026053 | 0.026053
305 | Industrial | IchNgsd212 | Fan Thermostat Controller | 0.00067077 | 0.0006083 | 0.0006083
306 | Industrial | IcoEgsd212 | Fan Thermostat Controller | 0.088473 | 0.080234 | 0.080234
307 | Industrial | IcoNgsd212 | Fan Thermostat Controller | 0.0020869 | 0.0018926 | 0.0018926
308 | Industrial | IelEgsd212 | Fan Thermostat Controller | 0.095033 | 0.086183 | 0.086183
309 | Industrial | IelNgsd212 | Fan Thermostat Controller | 0.0023015 | 0.0020871 | 0.0020871
310 | Industrial | IluEgsd212 | Fan Thermostat Controller | 0.027018 | 0.024502 | 0.024502
311 | Industrial | IluNgsd212 | Fan Thermostat Controller | 0.00065634 | 0.00059521 | 0.00059521
312 | Industrial | ImeEgsd212 | Fan Thermostat Controller | 0.040056 | 0.036326 | 0.036326
313 | Industrial | ImeNgsd212 | Fan Thermostat Controller | 0.00097207 | 0.00088155 | 0.00088155
314 | Industrial | ImiEgsd212 | Fan Thermostat Controller | 0.097142 | 0.088096 | 0.088096
315 | Industrial | ImiNgsd212 | Fan Thermostat Controller | 0.0020494 | 0.0018586 | 0.0018586
316 | Industrial | IprEgsd212 | Fan Thermostat Controller | 0.0015843 | 0.0014368 | 0.0014368
317 | Industrial | IprNgsd212 | Fan Thermostat Controller | 3.8597e-05 | 3.5002e-05 | 3.5002e-05
318 | Industrial | IstEgsd212 | Fan Thermostat Controller | 0.018148 | 0.016458 | 0.016458
319 | Industrial | IstNgsd212 | Fan Thermostat Controller | 0.00043923 | 0.00039832 | 0.00039832
320 | Industrial | IteEgsd212 | Fan Thermostat Controller | 0.005529 | 0.0050141 | 0.0050141
321 | Industrial | IteNgsd212 | Fan Thermostat Controller | 0.00014026 | 0.0001272 | 0.0001272
322 | Industrial | ItrEgsd212 | Fan Thermostat Controller | 0.026439 | 0.023976 | 0.023976
323 | Industrial | ItrNgsd212 | Fan Thermostat Controller | 0.00067287 | 0.00061021 | 0.00061021
324 | Industrial | IwaEgsd212 | Fan Thermostat Controller | 0.19611 | 0.17785 | 0.17785
325 | Industrial | IwaNgsd212 | Fan Thermostat Controller | 0.0044668 | 0.0040508 | 0.0040508
326 | Industrial | IagEgsd213 | Programmable thermostat | 0.0042552 | 0.0038589 | 0.0038589
327 | Industrial | IagNgsd213 | Programmable thermostat | 9.705e-05 | 8.8012e-05 | 8.8012e-05
328 | Industrial | IchEgsd213 | Programmable thermostat | 0.029312 | 0.026583 | 0.026583
329 | Industrial | IchNgsd213 | Programmable thermostat | 0.00062953 | 0.00057091 | 0.00057091
330 | Industrial | IcoEgsd213 | Programmable thermostat | 0.090271 | 0.081865 | 0.081865
331 | Industrial | IcoNgsd213 | Programmable thermostat | 0.0019586 | 0.0017762 | 0.0017762
332 | Industrial | IelEgsd213 | Programmable thermostat | 0.096965 | 0.087935 | 0.087935
333 | Industrial | IelNgsd213 | Programmable thermostat | 0.00216 | 0.0019588 | 0.0019588
334 | Industrial | IluEgsd213 | Programmable thermostat | 0.025528 | 0.023151 | 0.023151
335 | Industrial | IluNgsd213 | Programmable thermostat | 0.00057042 | 0.0005173 | 0.0005173
336 | Industrial | ImeEgsd213 | Programmable thermostat | 0.038052 | 0.034509 | 0.034509
337 | Industrial | ImeNgsd213 | Programmable thermostat | 0.0008494 | 0.0007703 | 0.0007703
338 | Industrial | ImiEgsd213 | Programmable thermostat | 0.099117 | 0.089886 | 0.089886
339 | Industrial | ImiNgsd213 | Programmable thermostat | 0.0019234 | 0.0017443 | 0.0017443
340 | Industrial | IprEgsd213 | Programmable thermostat | 0.0016165 | 0.001466 | 0.001466
341 | Industrial | IprNgsd213 | Programmable thermostat | 3.6224e-05 | 3.2851e-05 | 3.2851e-05
342 | Industrial | IstEgsd213 | Programmable thermostat | 0.018517 | 0.016792 | 0.016792
343 | Industrial | IstNgsd213 | Programmable thermostat | 0.00041222 | 0.00037383 | 0.00037383
344 | Industrial | IteEgsd213 | Programmable thermostat | 0.0056414 | 0.005116 | 0.005116
345 | Industrial | IteNgsd213 | Programmable thermostat | 0.00013164 | 0.00011938 | 0.00011938
346 | Industrial | ItrEgsd213 | Programmable thermostat | 0.026976 | 0.024464 | 0.024464
347 | Industrial | ItrNgsd213 | Programmable thermostat | 0.00063151 | 0.0005727 | 0.0005727
348 | Industrial | IwaEgsd213 | Programmable thermostat | 0.20009 | 0.18146 | 0.18146
349 | Industrial | IwaNgsd213 | Programmable thermostat | 0.0041922 | 0.0038018 | 0.0038018
350 | Industrial | IchEgsd214 | Smart thermostat | 0.048904 | 0.04435 | 0.04435
351 | Industrial | IchNgsd214 | Smart thermostat | 0.0011645 | 0.001056 | 0.001056
352 | Industrial | IelEgsd214 | Smart thermostat | 0.16177 | 0.14671 | 0.14671
353 | Industrial | IelNgsd214 | Smart thermostat | 0.0039954 | 0.0036233 | 0.0036233
354 | Industrial | ItrEgsd214 | Smart thermostat | 0.045006 | 0.040815 | 0.040815
355 | Industrial | ItrNgsd214 | Smart thermostat | 0.0011681 | 0.0010593 | 0.0010593
356 | Industrial | IwaEgsd214 | Smart thermostat | 0.33383 | 0.30274 | 0.30274
357 | Industrial | IwaNgsd214 | Smart thermostat | 0.0077543 | 0.0070322 | 0.0070322
358 | Industrial | IchEgsd215 | Strategic Energy Management | 0.0091119 | 0.0082634 | 0.0082634
359 | Industrial | IchNgsd215 | Strategic Energy Management | 0.00017135 | 0.00015539 | 0.00015539
360 | Industrial | IluEgsd215 | Strategic Energy Management | 0.0078585 | 0.0071267 | 0.0071267
361 | Industrial | IluNgsd215 | Strategic Energy Management | 0.00015373 | 0.00013941 | 0.00013941
362 | Industrial | IprEgsd215 | Strategic Energy Management | 0.0004997 | 0.00045317 | 0.00045317
363 | Industrial | IprNgsd215 | Strategic Energy Management | 9.8047e-06 | 8.8916e-06 | 8.8916e-06
364 | Industrial | ItrEgsd215 | Strategic Energy Management | 0.0082189 | 0.0074535 | 0.0074535
365 | Industrial | ItrNgsd215 | Strategic Energy Management | 0.00016847 | 0.00015278 | 0.00015278
366 | Industrial | IwaEgsd215 | Strategic Energy Management | 0.063219 | 0.057332 | 0.057332
367 | Industrial | IwaNgsd215 | Strategic Energy Management | 0.0011597 | 0.0010517 | 0.0010517
368 | Industrial | IagTgsd221 | Energy Efficient Laboratory Fume Hood | 0 | 0 | 0
369 | Industrial | IagNgsd221 | Energy Efficient Laboratory Fume Hood | 0 | 0 | 0
370 | Industrial | IchTgsd221 | Energy Efficient Laboratory Fume Hood | 0.012463 | 0.011303 | 0.011303
371 | Industrial | IchNgsd221 | Energy Efficient Laboratory Fume Hood | 0.00023957 | 0.00021726 | 0.00021726
372 | Industrial | IcoTgsd221 | Energy Efficient Laboratory Fume Hood | 0 | 0 | 0
373 | Industrial | IcoNgsd221 | Energy Efficient Laboratory Fume Hood | 0 | 0 | 0
374 | Industrial | IelTgsd221 | Energy Efficient Laboratory Fume Hood | 0.020566 | 0.018651 | 0.018651
375 | Industrial | IelNgsd221 | Energy Efficient Laboratory Fume Hood | 0.00041041 | 0.00037219 | 0.00037219
376 | Industrial | IluTgsd221 | Energy Efficient Laboratory Fume Hood | 0 | 0 | 0
377 | Industrial | IluNgsd221 | Energy Efficient Laboratory Fume Hood | 0 | 0 | 0
378 | Industrial | ImeTgsd221 | Energy Efficient Laboratory Fume Hood | 0 | 0 | 0
379 | Industrial | ImeNgsd221 | Energy Efficient Laboratory Fume Hood | 0 | 0 | 0
380 | Industrial | ImiTgsd221 | Energy Efficient Laboratory Fume Hood | 0 | 0 | 0
381 | Industrial | ImiNgsd221 | Energy Efficient Laboratory Fume Hood | 0 | 0 | 0
382 | Industrial | IprTgsd221 | Energy Efficient Laboratory Fume Hood | 0 | 0 | 0
383 | Industrial | IprNgsd221 | Energy Efficient Laboratory Fume Hood | 0 | 0 | 0
384 | Industrial | IstTgsd221 | Energy Efficient Laboratory Fume Hood | 0 | 0 | 0
385 | Industrial | IstNgsd221 | Energy Efficient Laboratory Fume Hood | 0 | 0 | 0
386 | Industrial | IteTgsd221 | Energy Efficient Laboratory Fume Hood | 0 | 0 | 0
387 | Industrial | IteNgsd221 | Energy Efficient Laboratory Fume Hood | 0 | 0 | 0
388 | Industrial | ItrTgsd221 | Energy Efficient Laboratory Fume Hood | 0 | 0 | 0
389 | Industrial | ItrNgsd221 | Energy Efficient Laboratory Fume Hood | 0 | 0 | 0
390 | Industrial | IwaTgsd221 | Energy Efficient Laboratory Fume Hood | 0 | 0 | 0
391 | Industrial | IwaNgsd221 | Energy Efficient Laboratory Fume Hood | 0 | 0 | 0
392 | Industrial | IagTgsd223 | Energy Star room ac | 0.0021645 | 0.0019629 | 0.0019629
393 | Industrial | IagNgsd223 | Energy Star room ac | 4.7659e-05 | 4.3221e-05 | 4.3221e-05
394 | Industrial | IchTgsd223 | Energy Star room ac | 0.014473 | 0.013125 | 0.013125
395 | Industrial | IchNgsd223 | Energy Star room ac | 0.00030694 | 0.00027836 | 0.00027836
396 | Industrial | IcoTgsd223 | Energy Star room ac | 0.045011 | 0.04082 | 0.04082
397 | Industrial | IcoNgsd223 | Energy Star room ac | 0.00095461 | 0.00086571 | 0.00086571
398 | Industrial | IelTgsd223 | Energy Star room ac | 0.047798 | 0.043346 | 0.043346
399 | Industrial | IelNgsd223 | Energy Star room ac | 0.0010524 | 0.00095442 | 0.00095442
400 | Industrial | IluTgsd223 | Energy Star room ac | 0.013556 | 0.012294 | 0.012294
401 | Industrial | IluNgsd223 | Energy Star room ac | 0.00029848 | 0.00027068 | 0.00027068
402 | Industrial | ImeTgsd223 | Energy Star room ac | 0.02018 | 0.0183 | 0.0183
403 | Industrial | ImeNgsd223 | Energy Star room ac | 0.00044432 | 0.00040294 | 0.00040294
404 | Industrial | ImiTgsd223 | Energy Star room ac | 0.049422 | 0.044819 | 0.044819
405 | Industrial | ImiNgsd223 | Energy Star room ac | 0.00095203 | 0.00086337 | 0.00086337
406 | Industrial | IprTgsd223 | Energy Star room ac | 0.00079814 | 0.00072382 | 0.00072382
407 | Industrial | IprNgsd223 | Energy Star room ac | 1.7574e-05 | 1.5937e-05 | 1.5937e-05
408 | Industrial | IstTgsd223 | Energy Star room ac | 0.0092329 | 0.0083731 | 0.0083731
409 | Industrial | IstNgsd223 | Energy Star room ac | 0.00019955 | 0.00018097 | 0.00018097
410 | Industrial | IteTgsd223 | Energy Star room ac | 0.0027741 | 0.0025157 | 0.0025157
411 | Industrial | IteNgsd223 | Energy Star room ac | 6.4003e-05 | 5.8043e-05 | 5.8043e-05
412 | Industrial | ItrTgsd223 | Energy Star room ac | 0.013596 | 0.01233 | 0.01233
413 | Industrial | ItrNgsd223 | Energy Star room ac | 0.00030929 | 0.00028049 | 0.00028049
414 | Industrial | IwaTgsd223 | Energy Star room ac | 0.099772 | 0.09048 | 0.09048
415 | Industrial | IwaNgsd223 | Energy Star room ac | 0.0020432 | 0.0018529 | 0.0018529
416 | Industrial | IwaEgsd242 | Facility Commissioning | 0.56143 | 0.50914 | 0.50914
417 | Industrial | IwaNgsd242 | Facility Commissioning | 0.024368 | 0.022099 | 0.022099
418 | Industrial | IwaEgsd243 | Retro-Commissioning (Existing Construction) | 0.86258 | 0.78225 | 0.78225
419 | Industrial | IagEgsd302 | Outdoor Lighting Controls | 0.0016215 | 0.0014629 | 0.0014629
420 | Industrial | IagNgsd302 | Outdoor Lighting Controls | 1.968e-05 | 1.7756e-05 | 1.7756e-05
421 | Industrial | IchEgsd302 | Outdoor Lighting Controls | 0.0082759 | 0.0074666 | 0.0074666
422 | Industrial | IchNgsd302 | Outdoor Lighting Controls | 0.00010044 | 9.0622e-05 | 9.0622e-05
423 | Industrial | IcoEgsd302 | Outdoor Lighting Controls | 0.020823 | 0.018787 | 0.018787
424 | Industrial | IcoNgsd302 | Outdoor Lighting Controls | 0.00025273 | 0.00022801 | 0.00022801
425 | Industrial | IelEgsd302 | Outdoor Lighting Controls | 0.016468 | 0.014858 | 0.014858
426 | Industrial | IelNgsd302 | Outdoor Lighting Controls | 0.00019987 | 0.00018033 | 0.00018033
427 | Industrial | IluEgsd302 | Outdoor Lighting Controls | 0.010154 | 0.0091612 | 0.0091612
428 | Industrial | IluNgsd302 | Outdoor Lighting Controls | 0.00012324 | 0.00011119 | 0.00011119
429 | Industrial | ImeEgsd302 | Outdoor Lighting Controls | 0.013415 | 0.012103 | 0.012103
430 | Industrial | ImeNgsd302 | Outdoor Lighting Controls | 0.00016281 | 0.00014689 | 0.00014689
431 | Industrial | ImiEgsd302 | Outdoor Lighting Controls | 0.022864 | 0.020628 | 0.020628
432 | Industrial | ImiNgsd302 | Outdoor Lighting Controls | 0.00027749 | 0.00025036 | 0.00025036
433 | Industrial | IprEgsd302 | Outdoor Lighting Controls | 0.00070502 | 0.00063607 | 0.00063607
434 | Industrial | IprNgsd302 | Outdoor Lighting Controls | 8.5568e-06 | 7.72e-06 | 7.72e-06
435 | Industrial | IstEgsd302 | Outdoor Lighting Controls | 0.0066714 | 0.006019 | 0.006019
436 | Industrial | IstNgsd302 | Outdoor Lighting Controls | 8.0971e-05 | 7.3052e-05 | 7.3052e-05
437 | Industrial | IteEgsd302 | Outdoor Lighting Controls | 0.0010888 | 0.00098228 | 0.00098228
438 | Industrial | IteNgsd302 | Outdoor Lighting Controls | 1.3214e-05 | 1.1922e-05 | 1.1922e-05
439 | Industrial | ItrEgsd302 | Outdoor Lighting Controls | 0.0078785 | 0.007108 | 0.007108
440 | Industrial | ItrNgsd302 | Outdoor Lighting Controls | 9.5621e-05 | 8.627e-05 | 8.627e-05
441 | Industrial | IwaEgsd302 | Outdoor Lighting Controls | 0.046047 | 0.041758 | 0.041758
442 | Industrial | IwaNgsd302 | Outdoor Lighting Controls | 0.00055887 | 0.00050682 | 0.00050682
443 | Industrial | IagEgsd403 | High Bay Occupancy Sensors, Ceiling Mounted | 0.0041437 | 0.0037385 | 0.0037385
444 | Industrial | IagNgsd403 | High Bay Occupancy Sensors, Ceiling Mounted | 6.4131e-05 | 5.7859e-05 | 5.7859e-05
445 | Industrial | IchEgsd403 | High Bay Occupancy Sensors, Ceiling Mounted | 0.11584 | 0.10451 | 0.10451
446 | Industrial | IchNgsd403 | High Bay Occupancy Sensors, Ceiling Mounted | 0.002054 | 0.0018531 | 0.0018531
447 | Industrial | IcoEgsd403 | High Bay Occupancy Sensors, Ceiling Mounted | 0.10848 | 0.097873 | 0.097873
448 | Industrial | IcoNgsd403 | High Bay Occupancy Sensors, Ceiling Mounted | 0.0019235 | 0.0017354 | 0.0017354
449 | Industrial | IelEgsd403 | High Bay Occupancy Sensors, Ceiling Mounted | 0.033992 | 0.030667 | 0.030667
450 | Industrial | IelNgsd403 | High Bay Occupancy Sensors, Ceiling Mounted | 0.0006027 | 0.00054376 | 0.00054376
451 | Industrial | IluEgsd403 | High Bay Occupancy Sensors, Ceiling Mounted | 0.06833 | 0.061648 | 0.061648
452 | Industrial | IluNgsd403 | High Bay Occupancy Sensors, Ceiling Mounted | 0.0012115 | 0.0010931 | 0.0010931
453 | Industrial | ImeEgsd403 | High Bay Occupancy Sensors, Ceiling Mounted | 0.22304 | 0.20122 | 0.20122
454 | Industrial | ImeNgsd403 | High Bay Occupancy Sensors, Ceiling Mounted | 0.0039546 | 0.0035679 | 0.0035679
455 | Industrial | ImiEgsd403 | High Bay Occupancy Sensors, Ceiling Mounted | 0.10828 | 0.097694 | 0.097694
456 | Industrial | ImiNgsd403 | High Bay Occupancy Sensors, Ceiling Mounted | 0.00192 | 0.0017322 | 0.0017322
457 | Industrial | IprEgsd403 | High Bay Occupancy Sensors, Ceiling Mounted | 0 | 0 | 0
458 | Industrial | IprNgsd403 | High Bay Occupancy Sensors, Ceiling Mounted | 0 | 0 | 0
459 | Industrial | IstEgsd403 | High Bay Occupancy Sensors, Ceiling Mounted | 0 | 0 | 0
460 | Industrial | IstNgsd403 | High Bay Occupancy Sensors, Ceiling Mounted | 0 | 0 | 0
461 | Industrial | IteEgsd403 | High Bay Occupancy Sensors, Ceiling Mounted | 0.007857 | 0.0070886 | 0.0070886
462 | Industrial | IteNgsd403 | High Bay Occupancy Sensors, Ceiling Mounted | 0.00013931 | 0.00012569 | 0.00012569
463 | Industrial | ItrEgsd403 | High Bay Occupancy Sensors, Ceiling Mounted | 0.30402 | 0.27429 | 0.27429
464 | Industrial | ItrNgsd403 | High Bay Occupancy Sensors, Ceiling Mounted | 0.0053905 | 0.0048633 | 0.0048633
465 | Industrial | IwaEgsd403 | High Bay Occupancy Sensors, Ceiling Mounted | 0.23235 | 0.2166 | 0.2166
466 | Industrial | IwaNgsd403 | High Bay Occupancy Sensors, Ceiling Mounted | 0.0041197 | 0.0038405 | 0.0038405
467 | Industrial | IagEgsd404 | Indoor daylight sensor | 0 | 0 | 0
468 | Industrial | IagNgsd404 | Indoor daylight sensor | 0 | 0 | 0
469 | Industrial | IchEgsd404 | Indoor daylight sensor | 0 | 0 | 0
470 | Industrial | IchNgsd404 | Indoor daylight sensor | 0 | 0 | 0
471 | Industrial | IcoEgsd404 | Indoor daylight sensor | 0 | 0 | 0
472 | Industrial | IcoNgsd404 | Indoor daylight sensor | 0 | 0 | 0
473 | Industrial | IelEgsd404 | Indoor daylight sensor | 0 | 0 | 0
474 | Industrial | IelNgsd404 | Indoor daylight sensor | 0 | 0 | 0
475 | Industrial | IluEgsd404 | Indoor daylight sensor | 0 | 0 | 0
476 | Industrial | IluNgsd404 | Indoor daylight sensor | 0 | 0 | 0
477 | Industrial | ImeEgsd404 | Indoor daylight sensor | 0 | 0 | 0
478 | Industrial | ImeNgsd404 | Indoor daylight sensor | 0 | 0 | 0
479 | Industrial | ImiEgsd404 | Indoor daylight sensor | 0 | 0 | 0
480 | Industrial | ImiNgsd404 | Indoor daylight sensor | 0 | 0 | 0
481 | Industrial | IprEgsd404 | Indoor daylight sensor | 0 | 0 | 0
482 | Industrial | IprNgsd404 | Indoor daylight sensor | 0 | 0 | 0
483 | Industrial | IstEgsd404 | Indoor daylight sensor | 0 | 0 | 0
484 | Industrial | IstNgsd404 | Indoor daylight sensor | 0 | 0 | 0
485 | Industrial | IteEgsd404 | Indoor daylight sensor | 0 | 0 | 0
486 | Industrial | IteNgsd404 | Indoor daylight sensor | 0 | 0 | 0
487 | Industrial | ItrEgsd404 | Indoor daylight sensor | 0 | 0 | 0
488 | Industrial | ItrNgsd404 | Indoor daylight sensor | 0 | 0 | 0
489 | Industrial | IwaEgsd404 | Indoor daylight sensor | 0 | 0 | 0
490 | Industrial | IwaNgsd404 | Indoor daylight sensor | 0 | 0 | 0
491 | Industrial | IagEgsd407 | Occupancy sensors, switch mounted | 0 | 0 | 0
492 | Industrial | IagNgsd407 | Occupancy sensors, switch mounted | 0 | 0 | 0
493 | Industrial | IchEgsd407 | Occupancy sensors, switch mounted | 0 | 0 | 0
494 | Industrial | IchNgsd407 | Occupancy sensors, switch mounted | 0 | 0 | 0
495 | Industrial | IcoEgsd407 | Occupancy sensors, switch mounted | 0 | 0 | 0
496 | Industrial | IcoNgsd407 | Occupancy sensors, switch mounted | 0 | 0 | 0
497 | Industrial | IelEgsd407 | Occupancy sensors, switch mounted | 0 | 0 | 0
498 | Industrial | IelNgsd407 | Occupancy sensors, switch mounted | 0 | 0 | 0
499 | Industrial | IluEgsd407 | Occupancy sensors, switch mounted | 0 | 0 | 0
500 | Industrial | IluNgsd407 | Occupancy sensors, switch mounted | 0 | 0 | 0
501 | Industrial | ImeEgsd407 | Occupancy sensors, switch mounted | 0 | 0 | 0
502 | Industrial | ImeNgsd407 | Occupancy sensors, switch mounted | 0 | 0 | 0
503 | Industrial | ImiEgsd407 | Occupancy sensors, switch mounted | 0 | 0 | 0
504 | Industrial | ImiNgsd407 | Occupancy sensors, switch mounted | 0 | 0 | 0
505 | Industrial | IprEgsd407 | Occupancy sensors, switch mounted | 0 | 0 | 0
506 | Industrial | IprNgsd407 | Occupancy sensors, switch mounted | 0 | 0 | 0
507 | Industrial | IstEgsd407 | Occupancy sensors, switch mounted | 0 | 0 | 0
508 | Industrial | IstNgsd407 | Occupancy sensors, switch mounted | 0 | 0 | 0
509 | Industrial | IteEgsd407 | Occupancy sensors, switch mounted | 0 | 0 | 0
510 | Industrial | IteNgsd407 | Occupancy sensors, switch mounted | 0 | 0 | 0
511 | Industrial | ItrEgsd407 | Occupancy sensors, switch mounted | 0 | 0 | 0
512 | Industrial | ItrNgsd407 | Occupancy sensors, switch mounted | 0 | 0 | 0
513 | Industrial | IwaEgsd407 | Occupancy sensors, switch mounted | 0 | 0 | 0
514 | Industrial | IwaNgsd407 | Occupancy sensors, switch mounted | 0 | 0 | 0
515 | Industrial | IagEgsd408 | Time Clock Control | 0 | 0 | 0
516 | Industrial | IagNgsd408 | Time Clock Control | 0 | 0 | 0
517 | Industrial | IchEgsd408 | Time Clock Control | 0 | 0 | 0
518 | Industrial | IchNgsd408 | Time Clock Control | 0 | 0 | 0
519 | Industrial | IcoEgsd408 | Time Clock Control | 0 | 0 | 0
520 | Industrial | IcoNgsd408 | Time Clock Control | 0 | 0 | 0
521 | Industrial | IelEgsd408 | Time Clock Control | 0 | 0 | 0
522 | Industrial | IelNgsd408 | Time Clock Control | 0 | 0 | 0
523 | Industrial | IluEgsd408 | Time Clock Control | 0 | 0 | 0
524 | Industrial | IluNgsd408 | Time Clock Control | 0 | 0 | 0
525 | Industrial | ImeEgsd408 | Time Clock Control | 0 | 0 | 0
526 | Industrial | ImeNgsd408 | Time Clock Control | 0 | 0 | 0
527 | Industrial | ImiEgsd408 | Time Clock Control | 0 | 0 | 0
528 | Industrial | ImiNgsd408 | Time Clock Control | 0 | 0 | 0
529 | Industrial | IprEgsd408 | Time Clock Control | 0 | 0 | 0
530 | Industrial | IprNgsd408 | Time Clock Control | 0 | 0 | 0
531 | Industrial | IstEgsd408 | Time Clock Control | 0 | 0 | 0
532 | Industrial | IstNgsd408 | Time Clock Control | 0 | 0 | 0
533 | Industrial | IteEgsd408 | Time Clock Control | 0 | 0 | 0
534 | Industrial | IteNgsd408 | Time Clock Control | 0 | 0 | 0
535 | Industrial | ItrEgsd408 | Time Clock Control | 0 | 0 | 0
536 | Industrial | ItrNgsd408 | Time Clock Control | 0 | 0 | 0
537 | Industrial | IwaEgsd408 | Time Clock Control | 0 | 0 | 0
538 | Industrial | IwaNgsd408 | Time Clock Control | 0 | 0 | 0
539 | Industrial | IagTgsd410 | Energy Star LED Directional Lamp | 2.3733e-05 | 2.1412e-05 | 2.1412e-05
540 | Industrial | IagNgsd410 | Energy Star LED Directional Lamp | 5.502e-07 | 4.964e-07 | 4.964e-07
541 | Industrial | IchTgsd410 | Energy Star LED Directional Lamp | 0.00064497 | 0.00058189 | 0.00058189
542 | Industrial | IchNgsd410 | Energy Star LED Directional Lamp | 1.4952e-05 | 1.349e-05 | 1.349e-05
543 | Industrial | IcoTgsd410 | Energy Star LED Directional Lamp | 0.0018694 | 0.0016865 | 0.0016865
544 | Industrial | IcoNgsd410 | Energy Star LED Directional Lamp | 4.3337e-05 | 3.9098e-05 | 3.9098e-05
545 | Industrial | IelTgsd410 | Energy Star LED Directional Lamp | 0.00020203 | 0.00018227 | 0.00018227
546 | Industrial | IelNgsd410 | Energy Star LED Directional Lamp | 4.6837e-06 | 4.2256e-06 | 4.2256e-06
547 | Industrial | IluTgsd410 | Energy Star LED Directional Lamp | 0 | 0 | 0
548 | Industrial | IluNgsd410 | Energy Star LED Directional Lamp | 0 | 0 | 0
549 | Industrial | ImeTgsd410 | Energy Star LED Directional Lamp | 0 | 0 | 0
550 | Industrial | ImeNgsd410 | Energy Star LED Directional Lamp | 0 | 0 | 0
551 | Industrial | ImiTgsd410 | Energy Star LED Directional Lamp | 0.0020525 | 0.0018518 | 0.0018518
552 | Industrial | ImiNgsd410 | Energy Star LED Directional Lamp | 4.7582e-05 | 4.2929e-05 | 4.2929e-05
553 | Industrial | IprTgsd410 | Energy Star LED Directional Lamp | 0 | 0 | 0
554 | Industrial | IprNgsd410 | Energy Star LED Directional Lamp | 0 | 0 | 0
555 | Industrial | IstTgsd410 | Energy Star LED Directional Lamp | 0 | 0 | 0
556 | Industrial | IstNgsd410 | Energy Star LED Directional Lamp | 0 | 0 | 0
557 | Industrial | IteTgsd410 | Energy Star LED Directional Lamp | 1.5927e-05 | 1.4369e-05 | 1.4369e-05
558 | Industrial | IteNgsd410 | Energy Star LED Directional Lamp | 3.6923e-07 | 3.3312e-07 | 3.3312e-07
559 | Industrial | ItrTgsd410 | Energy Star LED Directional Lamp | 0 | 0 | 0
560 | Industrial | ItrNgsd410 | Energy Star LED Directional Lamp | 0 | 0 | 0
561 | Industrial | IwaTgsd410 | Energy Star LED Directional Lamp | 0.0041436 | 0.0037384 | 0.0037384
562 | Industrial | IwaNgsd410 | Energy Star LED Directional Lamp | 9.6059e-05 | 8.6665e-05 | 8.6665e-05
563 | Industrial | IagTgsd412 | LED - 14W_CFL Baseline | 0 | 0 | 0
564 | Industrial | IagNgsd412 | LED - 14W_CFL Baseline | 0 | 0 | 0
565 | Industrial | IchTgsd412 | LED - 14W_CFL Baseline | 0 | 0 | 0
566 | Industrial | IchNgsd412 | LED - 14W_CFL Baseline | 0 | 0 | 0
567 | Industrial | IcoTgsd412 | LED - 14W_CFL Baseline | 0 | 0 | 0
568 | Industrial | IcoNgsd412 | LED - 14W_CFL Baseline | 0 | 0 | 0
569 | Industrial | IelTgsd412 | LED - 14W_CFL Baseline | 0 | 0 | 0
570 | Industrial | IelNgsd412 | LED - 14W_CFL Baseline | 0 | 0 | 0
571 | Industrial | IluTgsd412 | LED - 14W_CFL Baseline | 0 | 0 | 0
572 | Industrial | IluNgsd412 | LED - 14W_CFL Baseline | 0 | 0 | 0
573 | Industrial | ImeTgsd412 | LED - 14W_CFL Baseline | 0 | 0 | 0
574 | Industrial | ImeNgsd412 | LED - 14W_CFL Baseline | 0 | 0 | 0
575 | Industrial | ImiTgsd412 | LED - 14W_CFL Baseline | 0 | 0 | 0
576 | Industrial | ImiNgsd412 | LED - 14W_CFL Baseline | 0 | 0 | 0
577 | Industrial | IprTgsd412 | LED - 14W_CFL Baseline | 0 | 0 | 0
578 | Industrial | IprNgsd412 | LED - 14W_CFL Baseline | 0 | 0 | 0
579 | Industrial | IstTgsd412 | LED - 14W_CFL Baseline | 0 | 0 | 0
580 | Industrial | IstNgsd412 | LED - 14W_CFL Baseline | 0 | 0 | 0
581 | Industrial | IteTgsd412 | LED - 14W_CFL Baseline | 0 | 0 | 0
582 | Industrial | IteNgsd412 | LED - 14W_CFL Baseline | 0 | 0 | 0
583 | Industrial | ItrTgsd412 | LED - 14W_CFL Baseline | 0 | 0 | 0
584 | Industrial | ItrNgsd412 | LED - 14W_CFL Baseline | 0 | 0 | 0
585 | Industrial | IwaTgsd412 | LED - 14W_CFL Baseline | 0 | 0 | 0
586 | Industrial | IwaNgsd412 | LED - 14W_CFL Baseline | 0 | 0 | 0
587 | Industrial | IagTgsd415 | LED High Bay_HID Baseline | 0.00037307 | 0.00033659 | 0.00033659
588 | Industrial | IagNgsd415 | LED High Bay_HID Baseline | 8.6488e-06 | 7.803e-06 | 7.803e-06
589 | Industrial | IchTgsd415 | LED High Bay_HID Baseline | 0.031289 | 0.028229 | 0.028229
590 | Industrial | IchNgsd415 | LED High Bay_HID Baseline | 0.00072537 | 0.00065443 | 0.00065443
591 | Industrial | IcoTgsd415 | LED High Bay_HID Baseline | 0.026637 | 0.024032 | 0.024032
592 | Industrial | IcoNgsd415 | LED High Bay_HID Baseline | 0.00061753 | 0.00055714 | 0.00055714
593 | Industrial | IelTgsd415 | LED High Bay_HID Baseline | 0.0091812 | 0.0082833 | 0.0082833
594 | Industrial | IelNgsd415 | LED High Bay_HID Baseline | 0.00021284 | 0.00019203 | 0.00019203
595 | Industrial | IluTgsd415 | LED High Bay_HID Baseline | 0.018456 | 0.016651 | 0.016651
596 | Industrial | IluNgsd415 | LED High Bay_HID Baseline | 0.00042786 | 0.00038602 | 0.00038602
597 | Industrial | ImeTgsd415 | LED High Bay_HID Baseline | 0.060242 | 0.054351 | 0.054351
598 | Industrial | ImeNgsd415 | LED High Bay_HID Baseline | 0.0013966 | 0.00126 | 0.00126
599 | Industrial | ImiTgsd415 | LED High Bay_HID Baseline | 0.029248 | 0.026387 | 0.026387
600 | Industrial | ImiNgsd415 | LED High Bay_HID Baseline | 0.00067804 | 0.00061173 | 0.00061173
601 | Industrial | IprTgsd415 | LED High Bay_HID Baseline | 0 | 0 | 0
602 | Industrial | IprNgsd415 | LED High Bay_HID Baseline | 0 | 0 | 0
603 | Industrial | IstTgsd415 | LED High Bay_HID Baseline | 0 | 0 | 0
604 | Industrial | IstNgsd415 | LED High Bay_HID Baseline | 0 | 0 | 0
605 | Industrial | IteTgsd415 | LED High Bay_HID Baseline | 0.0021222 | 0.0019146 | 0.0019146
606 | Industrial | IteNgsd415 | LED High Bay_HID Baseline | 4.9198e-05 | 4.4386e-05 | 4.4386e-05
607 | Industrial | ItrTgsd415 | LED High Bay_HID Baseline | 0.031583 | 0.028494 | 0.028494
608 | Industrial | ItrNgsd415 | LED High Bay_HID Baseline | 0.00073217 | 0.00066057 | 0.00066057
609 | Industrial | IwaTgsd415 | LED High Bay_HID Baseline | 0.057052 | 0.053185 | 0.053185
610 | Industrial | IwaNgsd415 | LED High Bay_HID Baseline | 0.0013226 | 0.001233 | 0.001233
611 | Industrial | IagTgsd418 | LED Linear - Lamp Replacement | 0 | 0 | 0
612 | Industrial | IagNgsd418 | LED Linear - Lamp Replacement | 0 | 0 | 0
613 | Industrial | IchTgsd418 | LED Linear - Lamp Replacement | 0 | 0 | 0
614 | Industrial | IchNgsd418 | LED Linear - Lamp Replacement | 0 | 0 | 0
615 | Industrial | IcoTgsd418 | LED Linear - Lamp Replacement | 0 | 0 | 0
616 | Industrial | IcoNgsd418 | LED Linear - Lamp Replacement | 0 | 0 | 0
617 | Industrial | IelTgsd418 | LED Linear - Lamp Replacement | 0 | 0 | 0
618 | Industrial | IelNgsd418 | LED Linear - Lamp Replacement | 0 | 0 | 0
619 | Industrial | IluTgsd418 | LED Linear - Lamp Replacement | 0 | 0 | 0
620 | Industrial | IluNgsd418 | LED Linear - Lamp Replacement | 0 | 0 | 0
621 | Industrial | ImeTgsd418 | LED Linear - Lamp Replacement | 0 | 0 | 0
622 | Industrial | ImeNgsd418 | LED Linear - Lamp Replacement | 0 | 0 | 0
623 | Industrial | ImiTgsd418 | LED Linear - Lamp Replacement | 0 | 0 | 0
624 | Industrial | ImiNgsd418 | LED Linear - Lamp Replacement | 0 | 0 | 0
625 | Industrial | IprTgsd418 | LED Linear - Lamp Replacement | 0 | 0 | 0
626 | Industrial | IprNgsd418 | LED Linear - Lamp Replacement | 0 | 0 | 0
627 | Industrial | IstTgsd418 | LED Linear - Lamp Replacement | 0 | 0 | 0
628 | Industrial | IstNgsd418 | LED Linear - Lamp Replacement | 0 | 0 | 0
629 | Industrial | IteTgsd418 | LED Linear - Lamp Replacement | 0 | 0 | 0
630 | Industrial | IteNgsd418 | LED Linear - Lamp Replacement | 0 | 0 | 0
631 | Industrial | ItrTgsd418 | LED Linear - Lamp Replacement | 0 | 0 | 0
632 | Industrial | ItrNgsd418 | LED Linear - Lamp Replacement | 0 | 0 | 0
633 | Industrial | IwaTgsd418 | LED Linear - Lamp Replacement | 0 | 0 | 0
634 | Industrial | IwaNgsd418 | LED Linear - Lamp Replacement | 0 | 0 | 0
635 | Industrial | IagTgsd606 | Cogged Belt on 15hp ODP Motor | 0.022568 | 0.021038 | 0.021038
636 | Industrial | IagNgsd606 | Cogged Belt on 15hp ODP Motor | 0.00029735 | 0.0002772 | 0.0002772
637 | Industrial | IchTgsd606 | Cogged Belt on 15hp ODP Motor | 0.33041 | 0.30802 | 0.30802
638 | Industrial | IchNgsd606 | Cogged Belt on 15hp ODP Motor | 0.0072605 | 0.0067685 | 0.0067685
639 | Industrial | IcoTgsd606 | Cogged Belt on 15hp ODP Motor | 0.21915 | 0.2043 | 0.2043
640 | Industrial | IcoNgsd606 | Cogged Belt on 15hp ODP Motor | 0.0046191 | 0.004306 | 0.004306
641 | Industrial | IelTgsd606 | Cogged Belt on 15hp ODP Motor | 0.13676 | 0.12749 | 0.12749
642 | Industrial | IelNgsd606 | Cogged Belt on 15hp ODP Motor | 0.0030497 | 0.0028431 | 0.0028431
643 | Industrial | IluTgsd606 | Cogged Belt on 15hp ODP Motor | 0.50527 | 0.47103 | 0.47103
644 | Industrial | IluNgsd606 | Cogged Belt on 15hp ODP Motor | 0.01032 | 0.0096208 | 0.0096208
645 | Industrial | ImeTgsd606 | Cogged Belt on 15hp ODP Motor | 0.072917 | 0.067976 | 0.067976
646 | Industrial | ImeNgsd606 | Cogged Belt on 15hp ODP Motor | 0.0015072 | 0.001405 | 0.001405
647 | Industrial | ImiTgsd606 | Cogged Belt on 15hp ODP Motor | 0.093328 | 0.087003 | 0.087003
648 | Industrial | ImiNgsd606 | Cogged Belt on 15hp ODP Motor | 0.0019671 | 0.0018338 | 0.0018338
649 | Industrial | IprTgsd606 | Cogged Belt on 15hp ODP Motor | 0.0019326 | 0.0018017 | 0.0018017
650 | Industrial | IprNgsd606 | Cogged Belt on 15hp ODP Motor | 4.3572e-05 | 4.0619e-05 | 4.0619e-05
651 | Industrial | IstTgsd606 | Cogged Belt on 15hp ODP Motor | 0.28806 | 0.26854 | 0.26854
652 | Industrial | IstNgsd606 | Cogged Belt on 15hp ODP Motor | 0.0058601 | 0.005463 | 0.005463
653 | Industrial | IteTgsd606 | Cogged Belt on 15hp ODP Motor | 0.0061344 | 0.0057187 | 0.0057187
654 | Industrial | IteNgsd606 | Cogged Belt on 15hp ODP Motor | 0.0001363 | 0.00012706 | 0.00012706
655 | Industrial | ItrTgsd606 | Cogged Belt on 15hp ODP Motor | 0.098205 | 0.09155 | 0.09155
656 | Industrial | ItrNgsd606 | Cogged Belt on 15hp ODP Motor | 0.002206 | 0.0020565 | 0.0020565
657 | Industrial | IwaTgsd606 | Cogged Belt on 15hp ODP Motor | 0.48754 | 0.45364 | 0.45364
658 | Industrial | IwaNgsd606 | Cogged Belt on 15hp ODP Motor | 0.010276 | 0.0095615 | 0.0095615
659 | Industrial | IagTgsd607 | Cogged Belt on 40hp ODP Motor | 0.022171 | 0.020668 | 0.020668
660 | Industrial | IagNgsd607 | Cogged Belt on 40hp ODP Motor | 0.00029212 | 0.00027232 | 0.00027232
661 | Industrial | IchTgsd607 | Cogged Belt on 40hp ODP Motor | 0.32664 | 0.3045 | 0.3045
662 | Industrial | IchNgsd607 | Cogged Belt on 40hp ODP Motor | 0.0071777 | 0.0066913 | 0.0066913
663 | Industrial | IcoTgsd607 | Cogged Belt on 40hp ODP Motor | 0.21674 | 0.20205 | 0.20205
664 | Industrial | IcoNgsd607 | Cogged Belt on 40hp ODP Motor | 0.0045682 | 0.0042587 | 0.0042587
665 | Industrial | IelTgsd607 | Cogged Belt on 40hp ODP Motor | 0.13435 | 0.12525 | 0.12525
666 | Industrial | IelNgsd607 | Cogged Belt on 40hp ODP Motor | 0.0029961 | 0.002793 | 0.002793
667 | Industrial | IluTgsd607 | Cogged Belt on 40hp ODP Motor | 0.49739 | 0.46368 | 0.46368
668 | Industrial | IluNgsd607 | Cogged Belt on 40hp ODP Motor | 0.010159 | 0.0094707 | 0.0094707
669 | Industrial | ImeTgsd607 | Cogged Belt on 40hp ODP Motor | 0.072494 | 0.067581 | 0.067581
670 | Industrial | ImeNgsd607 | Cogged Belt on 40hp ODP Motor | 0.0014984 | 0.0013969 | 0.0013969
671 | Industrial | ImiTgsd607 | Cogged Belt on 40hp ODP Motor | 0.092936 | 0.086638 | 0.086638
672 | Industrial | ImiNgsd607 | Cogged Belt on 40hp ODP Motor | 0.0019588 | 0.0018261 | 0.0018261
673 | Industrial | IprTgsd607 | Cogged Belt on 40hp ODP Motor | 0.0019295 | 0.0017988 | 0.0017988
674 | Industrial | IprNgsd607 | Cogged Belt on 40hp ODP Motor | 4.3502e-05 | 4.0554e-05 | 4.0554e-05
675 | Industrial | IstTgsd607 | Cogged Belt on 40hp ODP Motor | 0.28362 | 0.2644 | 0.2644
676 | Industrial | IstNgsd607 | Cogged Belt on 40hp ODP Motor | 0.0057698 | 0.0053788 | 0.0053788
677 | Industrial | IteTgsd607 | Cogged Belt on 40hp ODP Motor | 0.0061087 | 0.0056947 | 0.0056947
678 | Industrial | IteNgsd607 | Cogged Belt on 40hp ODP Motor | 0.00013573 | 0.00012653 | 0.00012653
679 | Industrial | ItrTgsd607 | Cogged Belt on 40hp ODP Motor | 0.096378 | 0.089847 | 0.089847
680 | Industrial | ItrNgsd607 | Cogged Belt on 40hp ODP Motor | 0.002165 | 0.0020183 | 0.0020183
681 | Industrial | IwaTgsd607 | Cogged Belt on 40hp ODP Motor | 0.48218 | 0.44865 | 0.44865
682 | Industrial | IwaNgsd607 | Cogged Belt on 40hp ODP Motor | 0.010163 | 0.0094563 | 0.0094563
683 | Industrial | IagTgsd701 | 3-phase High Frequency Battery Charger - 1 shift | 0.00065232 | 0.00058852 | 0.00058852
684 | Industrial | IagNgsd701 | 3-phase High Frequency Battery Charger - 1 shift | 8.9683e-06 | 8.0913e-06 | 8.0913e-06
685 | Industrial | IchTgsd701 | 3-phase High Frequency Battery Charger - 1 shift | 0.0054664 | 0.0049318 | 0.0049318
686 | Industrial | IchNgsd701 | 3-phase High Frequency Battery Charger - 1 shift | 0.00013109 | 0.00011827 | 0.00011827
687 | Industrial | IcoTgsd701 | 3-phase High Frequency Battery Charger - 1 shift | 0.012358 | 0.01115 | 0.01115
688 | Industrial | IcoNgsd701 | 3-phase High Frequency Battery Charger - 1 shift | 0.00031753 | 0.00028648 | 0.00028648
689 | Industrial | IelTgsd701 | 3-phase High Frequency Battery Charger - 1 shift | 0.011478 | 0.010355 | 0.010355
690 | Industrial | IelNgsd701 | 3-phase High Frequency Battery Charger - 1 shift | 0.00028343 | 0.00025571 | 0.00025571
691 | Industrial | IluTgsd701 | 3-phase High Frequency Battery Charger - 1 shift | 0.0053067 | 0.0047878 | 0.0047878
692 | Industrial | IluNgsd701 | 3-phase High Frequency Battery Charger - 1 shift | 0.00013635 | 0.00012302 | 0.00012302
693 | Industrial | ImeTgsd701 | 3-phase High Frequency Battery Charger - 1 shift | 0.0064255 | 0.0057971 | 0.0057971
694 | Industrial | ImeNgsd701 | 3-phase High Frequency Battery Charger - 1 shift | 0.0001651 | 0.00014895 | 0.00014895
695 | Industrial | ImiTgsd701 | 3-phase High Frequency Battery Charger - 1 shift | 0.013569 | 0.012242 | 0.012242
696 | Industrial | ImiNgsd701 | 3-phase High Frequency Battery Charger - 1 shift | 0.00034865 | 0.00031455 | 0.00031455
697 | Industrial | IprTgsd701 | 3-phase High Frequency Battery Charger - 1 shift | 0.00039269 | 0.00035428 | 0.00035428
698 | Industrial | IprNgsd701 | 3-phase High Frequency Battery Charger - 1 shift | 1.009e-05 | 9.1031e-06 | 9.1031e-06
699 | Industrial | IstTgsd701 | 3-phase High Frequency Battery Charger - 1 shift | 0.0032091 | 0.0028952 | 0.0028952
700 | Industrial | IstNgsd701 | 3-phase High Frequency Battery Charger - 1 shift | 8.2455e-05 | 7.4391e-05 | 7.4391e-05
701 | Industrial | IteTgsd701 | 3-phase High Frequency Battery Charger - 1 shift | 0.00051321 | 0.00046302 | 0.00046302
702 | Industrial | IteNgsd701 | 3-phase High Frequency Battery Charger - 1 shift | 1.3187e-05 | 1.1897e-05 | 1.1897e-05
703 | Industrial | ItrTgsd701 | 3-phase High Frequency Battery Charger - 1 shift | 0.003462 | 0.0031234 | 0.0031234
704 | Industrial | ItrNgsd701 | 3-phase High Frequency Battery Charger - 1 shift | 8.8953e-05 | 8.0253e-05 | 8.0253e-05
705 | Industrial | IwaTgsd701 | 3-phase High Frequency Battery Charger - 1 shift | 0.027393 | 0.024714 | 0.024714
706 | Industrial | IwaNgsd701 | 3-phase High Frequency Battery Charger - 1 shift | 0.00070384 | 0.00063501 | 0.00063501
707 | Industrial | IagEgsd705 | Engine Block Timer | 0.0096242 | 0.008683 | 0.008683
708 | Industrial | IagNgsd705 | Engine Block Timer | 0.00020554 | 0.00018544 | 0.00018544
709 | Industrial | IagEgsd801 | VFD on Cooling Tower Fans | 0.16463 | 0.15318 | 0.15318
710 | Industrial | IagNgsd801 | VFD on Cooling Tower Fans | 0.0041484 | 0.0038599 | 0.0038599
711 | Industrial | IchEgsd801 | VFD on Cooling Tower Fans | 0.60674 | 0.56455 | 0.56455
712 | Industrial | IchNgsd801 | VFD on Cooling Tower Fans | 0.015289 | 0.014226 | 0.014226
713 | Industrial | IcoEgsd801 | VFD on Cooling Tower Fans | 0.4688 | 0.4362 | 0.4362
714 | Industrial | IcoNgsd801 | VFD on Cooling Tower Fans | 0.011813 | 0.010992 | 0.010992
715 | Industrial | IelEgsd801 | VFD on Cooling Tower Fans | 0.94897 | 0.88299 | 0.88299
716 | Industrial | IelNgsd801 | VFD on Cooling Tower Fans | 0.023913 | 0.02225 | 0.02225
717 | Industrial | IluEgsd801 | VFD on Cooling Tower Fans | 0.18331 | 0.17056 | 0.17056
718 | Industrial | IluNgsd801 | VFD on Cooling Tower Fans | 0.0046191 | 0.0042979 | 0.0042979
719 | Industrial | ImeEgsd801 | VFD on Cooling Tower Fans | 0.19211 | 0.17875 | 0.17875
720 | Industrial | ImeNgsd801 | VFD on Cooling Tower Fans | 0.0048409 | 0.0045043 | 0.0045043
721 | Industrial | ImiEgsd801 | VFD on Cooling Tower Fans | 0.51473 | 0.47894 | 0.47894
722 | Industrial | ImiNgsd801 | VFD on Cooling Tower Fans | 0.01297 | 0.012069 | 0.012069
723 | Industrial | IprEgsd801 | VFD on Cooling Tower Fans | 0.022153 | 0.020612 | 0.020612
724 | Industrial | IprNgsd801 | VFD on Cooling Tower Fans | 0.00055822 | 0.0005194 | 0.0005194
725 | Industrial | IstEgsd801 | VFD on Cooling Tower Fans | 0.25369 | 0.23605 | 0.23605
726 | Industrial | IstNgsd801 | VFD on Cooling Tower Fans | 0.0063925 | 0.005948 | 0.005948
727 | Industrial | IteEgsd801 | VFD on Cooling Tower Fans | 0.031288 | 0.029113 | 0.029113
728 | Industrial | IteNgsd801 | VFD on Cooling Tower Fans | 0.00078841 | 0.00073359 | 0.00073359
729 | Industrial | ItrEgsd801 | VFD on Cooling Tower Fans | 0.17792 | 0.16555 | 0.16555
730 | Industrial | ItrNgsd801 | VFD on Cooling Tower Fans | 0.0044833 | 0.0041716 | 0.0041716
731 | Industrial | IwaEgsd801 | VFD on Cooling Tower Fans | 1.0391 | 0.96687 | 0.96687
732 | Industrial | IwaNgsd801 | VFD on Cooling Tower Fans | 0.026184 | 0.024364 | 0.024364
733 | Industrial | IagEgsd803 | Demand Defrost | 0.041808 | 0.038901 | 0.038901
734 | Industrial | IagNgsd803 | Demand Defrost | 0.00095828 | 0.00089165 | 0.00089165
735 | Industrial | IchEgsd803 | Demand Defrost | 0.29416 | 0.27371 | 0.27371
736 | Industrial | IchNgsd803 | Demand Defrost | 0.0067424 | 0.0062736 | 0.0062736
737 | Industrial | IcoEgsd803 | Demand Defrost | 0.30305 | 0.28197 | 0.28197
738 | Industrial | IcoNgsd803 | Demand Defrost | 0.006946 | 0.0064631 | 0.0064631
739 | Industrial | IelEgsd803 | Demand Defrost | 0.7449 | 0.69311 | 0.69311
740 | Industrial | IelNgsd803 | Demand Defrost | 0.017074 | 0.015887 | 0.015887
741 | Industrial | IluEgsd803 | Demand Defrost | 0.13966 | 0.12995 | 0.12995
742 | Industrial | IluNgsd803 | Demand Defrost | 0.0032011 | 0.0029785 | 0.0029785
743 | Industrial | ImeEgsd803 | Demand Defrost | 0.079834 | 0.074283 | 0.074283
744 | Industrial | ImeNgsd803 | Demand Defrost | 0.0018299 | 0.0017026 | 0.0017026
745 | Industrial | ImiEgsd803 | Demand Defrost | 0.40404 | 0.37595 | 0.37595
746 | Industrial | ImiNgsd803 | Demand Defrost | 0.0092609 | 0.008617 | 0.008617
747 | Industrial | IprEgsd803 | Demand Defrost | 0.017389 | 0.01618 | 0.01618
748 | Industrial | IprNgsd803 | Demand Defrost | 0.00039857 | 0.00037086 | 0.00037086
749 | Industrial | IstEgsd803 | Demand Defrost | 0.19913 | 0.18529 | 0.18529
750 | Industrial | IstNgsd803 | Demand Defrost | 0.0045643 | 0.0042469 | 0.0042469
751 | Industrial | IteEgsd803 | Demand Defrost | 0.02456 | 0.022852 | 0.022852
752 | Industrial | IteNgsd803 | Demand Defrost | 0.00056293 | 0.00052379 | 0.00052379
753 | Industrial | ItrEgsd803 | Demand Defrost | 0.13966 | 0.12995 | 0.12995
754 | Industrial | ItrNgsd803 | Demand Defrost | 0.0032011 | 0.0029785 | 0.0029785
755 | Industrial | IwaEgsd803 | Demand Defrost | 0.67173 | 0.62502 | 0.62502
756 | Industrial | IwaNgsd803 | Demand Defrost | 0.015396 | 0.014326 | 0.014326
757 | Industrial | IagEgsd804 | Floating Head Pressure Controller | 0.014506 | 0.013497 | 0.013497
758 | Industrial | IagNgsd804 | Floating Head Pressure Controller | 0.00038789 | 0.00036092 | 0.00036092
759 | Industrial | IchEgsd804 | Floating Head Pressure Controller | 0.086548 | 0.08053 | 0.08053
760 | Industrial | IchNgsd804 | Floating Head Pressure Controller | 0.0022813 | 0.0021227 | 0.0021227
761 | Industrial | IcoEgsd804 | Floating Head Pressure Controller | 0.011829 | 0.011007 | 0.011007
762 | Industrial | IcoNgsd804 | Floating Head Pressure Controller | 0.00033892 | 0.00031536 | 0.00031536
763 | Industrial | IelEgsd804 | Floating Head Pressure Controller | 0.12957 | 0.12056 | 0.12056
764 | Industrial | IelNgsd804 | Floating Head Pressure Controller | 0.0034154 | 0.0031779 | 0.0031779
765 | Industrial | IluEgsd804 | Floating Head Pressure Controller | 0.015234 | 0.014175 | 0.014175
766 | Industrial | IluNgsd804 | Floating Head Pressure Controller | 0.00040737 | 0.00037904 | 0.00037904
767 | Industrial | ImeEgsd804 | Floating Head Pressure Controller | 0.014936 | 0.013897 | 0.013897
768 | Industrial | ImeNgsd804 | Floating Head Pressure Controller | 0.0003994 | 0.00037163 | 0.00037163
769 | Industrial | ImiEgsd804 | Floating Head Pressure Controller | 0.13015 | 0.1211 | 0.1211
770 | Industrial | ImiNgsd804 | Floating Head Pressure Controller | 0.0032743 | 0.0030466 | 0.0030466
771 | Industrial | IprEgsd804 | Floating Head Pressure Controller | 0.0018304 | 0.0017032 | 0.0017032
772 | Industrial | IprNgsd804 | Floating Head Pressure Controller | 4.8947e-05 | 4.5544e-05 | 4.5544e-05
773 | Industrial | IstEgsd804 | Floating Head Pressure Controller | 0.027575 | 0.025658 | 0.025658
774 | Industrial | IstNgsd804 | Floating Head Pressure Controller | 0.00071105 | 0.00066161 | 0.00066161
775 | Industrial | IteEgsd804 | Floating Head Pressure Controller | 0.0017277 | 0.0016076 | 0.0016076
776 | Industrial | IteNgsd804 | Floating Head Pressure Controller | 4.455e-05 | 4.1452e-05 | 4.1452e-05
777 | Industrial | ItrEgsd804 | Floating Head Pressure Controller | 0.0049123 | 0.0045707 | 0.0045707
778 | Industrial | ItrNgsd804 | Floating Head Pressure Controller | 0.00014074 | 0.00013095 | 0.00013095
779 | Industrial | IwaEgsd804 | Floating Head Pressure Controller | 0.20883 | 0.19431 | 0.19431
780 | Industrial | IwaNgsd804 | Floating Head Pressure Controller | 0.0052816 | 0.0049144 | 0.0049144
781 | Industrial | IagEgsd808 | Refrigeration Commissioning | 0.016306 | 0.015172 | 0.015172
782 | Industrial | IagNgsd808 | Refrigeration Commissioning | 0.00037375 | 0.00034776 | 0.00034776
783 | Industrial | IwaEgsd808 | Refrigeration Commissioning | 0.12409 | 0.11546 | 0.11546
784 | Industrial | IwaNgsd808 | Refrigeration Commissioning | 0.0028441 | 0.0026464 | 0.0026464
785 | Industrial | IagEgsd1001 | Drip Irrigation Nozzles | 0.00023912 | 0.00021574 | 0.00021574
786 | Industrial | IagNgsd1001 | Drip Irrigation Nozzles | 4.8152e-06 | 4.3443e-06 | 4.3443e-06
787 | Industrial | IchEgsd1001 | Drip Irrigation Nozzles | 0 | 0 | 0
788 | Industrial | IchNgsd1001 | Drip Irrigation Nozzles | 0 | 0 | 0
789 | Industrial | IcoEgsd1001 | Drip Irrigation Nozzles | 0 | 0 | 0
790 | Industrial | IcoNgsd1001 | Drip Irrigation Nozzles | 0 | 0 | 0
791 | Industrial | IelEgsd1001 | Drip Irrigation Nozzles | 0 | 0 | 0
792 | Industrial | IelNgsd1001 | Drip Irrigation Nozzles | 0 | 0 | 0
793 | Industrial | IluEgsd1001 | Drip Irrigation Nozzles | 0 | 0 | 0
794 | Industrial | IluNgsd1001 | Drip Irrigation Nozzles | 0 | 0 | 0
795 | Industrial | ImeEgsd1001 | Drip Irrigation Nozzles | 0 | 0 | 0
796 | Industrial | ImeNgsd1001 | Drip Irrigation Nozzles | 0 | 0 | 0
797 | Industrial | ImiEgsd1001 | Drip Irrigation Nozzles | 0 | 0 | 0
798 | Industrial | ImiNgsd1001 | Drip Irrigation Nozzles | 0 | 0 | 0
799 | Industrial | IprEgsd1001 | Drip Irrigation Nozzles | 0 | 0 | 0
800 | Industrial | IprNgsd1001 | Drip Irrigation Nozzles | 0 | 0 | 0
801 | Industrial | IstEgsd1001 | Drip Irrigation Nozzles | 0 | 0 | 0
802 | Industrial | IstNgsd1001 | Drip Irrigation Nozzles | 0 | 0 | 0
803 | Industrial | IteEgsd1001 | Drip Irrigation Nozzles | 0 | 0 | 0
804 | Industrial | IteNgsd1001 | Drip Irrigation Nozzles | 0 | 0 | 0
805 | Industrial | ItrEgsd1001 | Drip Irrigation Nozzles | 0 | 0 | 0
806 | Industrial | ItrNgsd1001 | Drip Irrigation Nozzles | 0 | 0 | 0
807 | Industrial | IwaEgsd1001 | Drip Irrigation Nozzles | 0 | 0 | 0
808 | Industrial | IwaNgsd1001 | Drip Irrigation Nozzles | 0 | 0 | 0
809 | Industrial | IchEgsd1002 | Grain Bin Aeration Control System | 0 | 0 | 0
810 | Industrial | IchNgsd1002 | Grain Bin Aeration Control System | 0 | 0 | 0
811 | Industrial | IelEgsd1002 | Grain Bin Aeration Control System | 0 | 0 | 0
812 | Industrial | IelNgsd1002 | Grain Bin Aeration Control System | 0 | 0 | 0
813 | Industrial | IluEgsd1002 | Grain Bin Aeration Control System | 0 | 0 | 0
814 | Industrial | IluNgsd1002 | Grain Bin Aeration Control System | 0 | 0 | 0
815 | Industrial | IprEgsd1002 | Grain Bin Aeration Control System | 0 | 0 | 0
816 | Industrial | IprNgsd1002 | Grain Bin Aeration Control System | 0 | 0 | 0
817 | Industrial | ItrEgsd1002 | Grain Bin Aeration Control System | 0 | 0 | 0
818 | Industrial | ItrNgsd1002 | Grain Bin Aeration Control System | 0 | 0 | 0
819 | Industrial | IwaEgsd1002 | Grain Bin Aeration Control System | 0 | 0 | 0
820 | Industrial | IwaNgsd1002 | Grain Bin Aeration Control System | 0 | 0 | 0
821 | Industrial | IagTgsd1003 | High Efficiency Welder | 0.0015211 | 0.0013723 | 0.0013723
822 | Industrial | IagNgsd1003 | High Efficiency Welder | 2.9362e-05 | 2.6491e-05 | 2.6491e-05
823 | Industrial | IchTgsd1003 | High Efficiency Welder | 0.27378 | 0.24701 | 0.24701
824 | Industrial | IchNgsd1003 | High Efficiency Welder | 0.006924 | 0.0062469 | 0.0062469
825 | Industrial | IcoTgsd1003 | High Efficiency Welder | 0.062185 | 0.056103 | 0.056103
826 | Industrial | IcoNgsd1003 | High Efficiency Welder | 0.0015632 | 0.0014103 | 0.0014103
827 | Industrial | IelTgsd1003 | High Efficiency Welder | 0.27641 | 0.24938 | 0.24938
828 | Industrial | IelNgsd1003 | High Efficiency Welder | 0.0069904 | 0.0063068 | 0.0063068
829 | Industrial | IluTgsd1003 | High Efficiency Welder | 0.047975 | 0.043283 | 0.043283
830 | Industrial | IluNgsd1003 | High Efficiency Welder | 0.0012133 | 0.0010946 | 0.0010946
831 | Industrial | ImeTgsd1003 | High Efficiency Welder | 0.052665 | 0.047515 | 0.047515
832 | Industrial | ImeNgsd1003 | High Efficiency Welder | 0.0013291 | 0.0011991 | 0.0011991
833 | Industrial | ImiTgsd1003 | High Efficiency Welder | 0.036196 | 0.032656 | 0.032656
834 | Industrial | ImiNgsd1003 | High Efficiency Welder | 0.00091539 | 0.00082587 | 0.00082587
835 | Industrial | IprTgsd1003 | High Efficiency Welder | 0.077456 | 0.069881 | 0.069881
836 | Industrial | IprNgsd1003 | High Efficiency Welder | 0.0019589 | 0.0017673 | 0.0017673
837 | Industrial | IstTgsd1003 | High Efficiency Welder | 0.085685 | 0.077305 | 0.077305
838 | Industrial | IstNgsd1003 | High Efficiency Welder | 0.002167 | 0.0019551 | 0.0019551
839 | Industrial | IteTgsd1003 | High Efficiency Welder | 0.001285 | 0.0011593 | 0.0011593
840 | Industrial | IteNgsd1003 | High Efficiency Welder | 3.2498e-05 | 2.9319e-05 | 2.9319e-05
841 | Industrial | ItrTgsd1003 | High Efficiency Welder | 0.072966 | 0.06583 | 0.06583
842 | Industrial | ItrNgsd1003 | High Efficiency Welder | 0.0018197 | 0.0016417 | 0.0016417
843 | Industrial | IwaTgsd1003 | High Efficiency Welder | 0.014946 | 0.013485 | 0.013485
844 | Industrial | IwaNgsd1003 | High Efficiency Welder | 0.00038499 | 0.00034734 | 0.00034734
845 | Industrial | IagEgsd1004 | Injection Mold and Extruder Barrel Wraps | 0 | 0 | 0
846 | Industrial | IagNgsd1004 | Injection Mold and Extruder Barrel Wraps | 0 | 0 | 0
847 | Industrial | IchEgsd1004 | Injection Mold and Extruder Barrel Wraps | 0.067291 | 0.06071 | 0.06071
848 | Industrial | IchNgsd1004 | Injection Mold and Extruder Barrel Wraps | 0.0014857 | 0.0013404 | 0.0013404
849 | Industrial | IcoEgsd1004 | Injection Mold and Extruder Barrel Wraps | 0 | 0 | 0
850 | Industrial | IcoNgsd1004 | Injection Mold and Extruder Barrel Wraps | 0 | 0 | 0
851 | Industrial | IelEgsd1004 | Injection Mold and Extruder Barrel Wraps | 0.082757 | 0.074663 | 0.074663
852 | Industrial | IelNgsd1004 | Injection Mold and Extruder Barrel Wraps | 0.0018231 | 0.0016449 | 0.0016449
853 | Industrial | IluEgsd1004 | Injection Mold and Extruder Barrel Wraps | 0 | 0 | 0
854 | Industrial | IluNgsd1004 | Injection Mold and Extruder Barrel Wraps | 0 | 0 | 0
855 | Industrial | ImeEgsd1004 | Injection Mold and Extruder Barrel Wraps | 0 | 0 | 0
856 | Industrial | ImeNgsd1004 | Injection Mold and Extruder Barrel Wraps | 0 | 0 | 0
857 | Industrial | ImiEgsd1004 | Injection Mold and Extruder Barrel Wraps | 0 | 0 | 0
858 | Industrial | ImiNgsd1004 | Injection Mold and Extruder Barrel Wraps | 0 | 0 | 0
859 | Industrial | IprEgsd1004 | Injection Mold and Extruder Barrel Wraps | 0 | 0 | 0
860 | Industrial | IprNgsd1004 | Injection Mold and Extruder Barrel Wraps | 0 | 0 | 0
861 | Industrial | IstEgsd1004 | Injection Mold and Extruder Barrel Wraps | 0 | 0 | 0
862 | Industrial | IstNgsd1004 | Injection Mold and Extruder Barrel Wraps | 0 | 0 | 0
863 | Industrial | IteEgsd1004 | Injection Mold and Extruder Barrel Wraps | 0 | 0 | 0
864 | Industrial | IteNgsd1004 | Injection Mold and Extruder Barrel Wraps | 0 | 0 | 0
865 | Industrial | ItrEgsd1004 | Injection Mold and Extruder Barrel Wraps | 0 | 0 | 0
866 | Industrial | ItrNgsd1004 | Injection Mold and Extruder Barrel Wraps | 0 | 0 | 0
867 | Industrial | IwaEgsd1004 | Injection Mold and Extruder Barrel Wraps | 0 | 0 | 0
868 | Industrial | IwaNgsd1004 | Injection Mold and Extruder Barrel Wraps | 0 | 0 | 0
869 | Industrial | IwaNgsd2001 | LEED New Construction Whole Building | 0.083811 | 0.076006 | 0.076006
870 | Industrial | IagTgsld101 | Compressed Air Desiccant Dryer | 0.0022527 | 0.0020324 | 0.0020324
871 | Industrial | IagNgsld101 | Compressed Air Desiccant Dryer | 4.0379e-05 | 3.643e-05 | 3.643e-05
872 | Industrial | IchTgsld101 | Compressed Air Desiccant Dryer | 0.1198 | 0.10808 | 0.10808
873 | Industrial | IchNgsld101 | Compressed Air Desiccant Dryer | 0.0027772 | 0.0025056 | 0.0025056
874 | Industrial | IcoTgsld101 | Compressed Air Desiccant Dryer | 0.014424 | 0.013014 | 0.013014
875 | Industrial | IcoNgsld101 | Compressed Air Desiccant Dryer | 0.00033439 | 0.00030169 | 0.00030169
876 | Industrial | IelTgsld101 | Compressed Air Desiccant Dryer | 0.12094 | 0.10912 | 0.10912
877 | Industrial | IelNgsld101 | Compressed Air Desiccant Dryer | 0.0028038 | 0.0025296 | 0.0025296
878 | Industrial | IluTgsld101 | Compressed Air Desiccant Dryer | 0.020992 | 0.018939 | 0.018939
879 | Industrial | IluNgsld101 | Compressed Air Desiccant Dryer | 0.00048665 | 0.00043906 | 0.00043906
880 | Industrial | ImeTgsld101 | Compressed Air Desiccant Dryer | 0.012835 | 0.01158 | 0.01158
881 | Industrial | ImeNgsld101 | Compressed Air Desiccant Dryer | 0.00029754 | 0.00026845 | 0.00026845
882 | Industrial | ImiTgsld101 | Compressed Air Desiccant Dryer | 0.015838 | 0.014289 | 0.014289
883 | Industrial | ImiNgsld101 | Compressed Air Desiccant Dryer | 0.00036716 | 0.00033125 | 0.00033125
884 | Industrial | IprTgsld101 | Compressed Air Desiccant Dryer | 0.033892 | 0.030577 | 0.030577
885 | Industrial | IprNgsld101 | Compressed Air Desiccant Dryer | 0.0007857 | 0.00070886 | 0.00070886
886 | Industrial | IstTgsld101 | Compressed Air Desiccant Dryer | 0.074984 | 0.067651 | 0.067651
887 | Industrial | IstNgsld101 | Compressed Air Desiccant Dryer | 0.0017383 | 0.0015683 | 0.0015683
888 | Industrial | IteTgsld101 | Compressed Air Desiccant Dryer | 0.0011245 | 0.0010145 | 0.0010145
889 | Industrial | IteNgsld101 | Compressed Air Desiccant Dryer | 2.6069e-05 | 2.352e-05 | 2.352e-05
890 | Industrial | ItrTgsld101 | Compressed Air Desiccant Dryer | 0.021285 | 0.019203 | 0.019203
891 | Industrial | ItrNgsld101 | Compressed Air Desiccant Dryer | 0.00049343 | 0.00044518 | 0.00044518
892 | Industrial | IwaTgsld101 | Compressed Air Desiccant Dryer | 0.031973 | 0.028846 | 0.028846
893 | Industrial | IwaNgsld101 | Compressed Air Desiccant Dryer | 0.00074121 | 0.00066872 | 0.00066872
894 | Industrial | IagEgsld102 | Compressed Air No-Loss Condensate Drains | 0.00016101 | 0.00014527 | 0.00014527
895 | Industrial | IagNgsld102 | Compressed Air No-Loss Condensate Drains | 4.0043e-06 | 3.6127e-06 | 3.6127e-06
896 | Industrial | IchEgsld102 | Compressed Air No-Loss Condensate Drains | 0.064131 | 0.05786 | 0.05786
897 | Industrial | IchNgsld102 | Compressed Air No-Loss Condensate Drains | 0.0015068 | 0.0013595 | 0.0013595
898 | Industrial | IcoEgsld102 | Compressed Air No-Loss Condensate Drains | 0.0077219 | 0.0069667 | 0.0069667
899 | Industrial | IcoNgsld102 | Compressed Air No-Loss Condensate Drains | 0.00017343 | 0.00015647 | 0.00015647
900 | Industrial | IelEgsld102 | Compressed Air No-Loss Condensate Drains | 0.064746 | 0.058414 | 0.058414
901 | Industrial | IelNgsld102 | Compressed Air No-Loss Condensate Drains | 0.0015213 | 0.0013725 | 0.0013725
902 | Industrial | IluEgsld102 | Compressed Air No-Loss Condensate Drains | 0.011238 | 0.010139 | 0.010139
903 | Industrial | IluNgsld102 | Compressed Air No-Loss Condensate Drains | 0.00026404 | 0.00023822 | 0.00023822
904 | Industrial | ImeEgsld102 | Compressed Air No-Loss Condensate Drains | 0.0068709 | 0.006199 | 0.006199
905 | Industrial | ImeNgsld102 | Compressed Air No-Loss Condensate Drains | 0.00015499 | 0.00013984 | 0.00013984
906 | Industrial | ImiEgsld102 | Compressed Air No-Loss Condensate Drains | 0.0084785 | 0.0076493 | 0.0076493
907 | Industrial | ImiNgsld102 | Compressed Air No-Loss Condensate Drains | 0.00019921 | 0.00017973 | 0.00017973
908 | Industrial | IprEgsld102 | Compressed Air No-Loss Condensate Drains | 0.018143 | 0.016369 | 0.016369
909 | Industrial | IprNgsld102 | Compressed Air No-Loss Condensate Drains | 0.0004263 | 0.00038461 | 0.00038461
910 | Industrial | IstEgsld102 | Compressed Air No-Loss Condensate Drains | 0.040142 | 0.036216 | 0.036216
911 | Industrial | IstNgsld102 | Compressed Air No-Loss Condensate Drains | 0.00096694 | 0.00087238 | 0.00087238
912 | Industrial | IteEgsld102 | Compressed Air No-Loss Condensate Drains | 0.00060199 | 0.00054312 | 0.00054312
913 | Industrial | IteNgsld102 | Compressed Air No-Loss Condensate Drains | 1.4501e-05 | 1.3083e-05 | 1.3083e-05
914 | Industrial | ItrEgsld102 | Compressed Air No-Loss Condensate Drains | 0.011394 | 0.01028 | 0.01028
915 | Industrial | ItrNgsld102 | Compressed Air No-Loss Condensate Drains | 0.00026125 | 0.00023571 | 0.00023571
916 | Industrial | IwaEgsld102 | Compressed Air No-Loss Condensate Drains | 0.017116 | 0.015442 | 0.015442
917 | Industrial | IwaNgsld102 | Compressed Air No-Loss Condensate Drains | 0.00041821 | 0.00037731 | 0.00037731
918 | Industrial | IagEgsld103 | Compressed Air Storage Tank | 0.0021256 | 0.0019276 | 0.0019276
919 | Industrial | IagNgsld103 | Compressed Air Storage Tank | 4.9157e-05 | 4.458e-05 | 4.458e-05
920 | Industrial | IchEgsld103 | Compressed Air Storage Tank | 0.13853 | 0.12563 | 0.12563
921 | Industrial | IchNgsld103 | Compressed Air Storage Tank | 0.0031666 | 0.0028717 | 0.0028717
922 | Industrial | IcoEgsld103 | Compressed Air Storage Tank | 0.10598 | 0.096114 | 0.096114
923 | Industrial | IcoNgsld103 | Compressed Air Storage Tank | 0.0024226 | 0.002197 | 0.002197
924 | Industrial | IelEgsld103 | Compressed Air Storage Tank | 0.092279 | 0.083685 | 0.083685
925 | Industrial | IelNgsld103 | Compressed Air Storage Tank | 0.0021093 | 0.0019129 | 0.0019129
926 | Industrial | IluEgsld103 | Compressed Air Storage Tank | 0.056345 | 0.051098 | 0.051098
927 | Industrial | IluNgsld103 | Compressed Air Storage Tank | 0.0012879 | 0.001168 | 0.001168
928 | Industrial | ImeEgsld103 | Compressed Air Storage Tank | 0.0953 | 0.086425 | 0.086425
929 | Industrial | ImeNgsld103 | Compressed Air Storage Tank | 0.0021784 | 0.0019755 | 0.0019755
930 | Industrial | ImiEgsld103 | Compressed Air Storage Tank | 0.11846 | 0.10742 | 0.10742
931 | Industrial | ImiNgsld103 | Compressed Air Storage Tank | 0.0027077 | 0.0024555 | 0.0024555
932 | Industrial | IprEgsld103 | Compressed Air Storage Tank | 0.0068395 | 0.0062025 | 0.0062025
933 | Industrial | IprNgsld103 | Compressed Air Storage Tank | 0.00015634 | 0.00014178 | 0.00014178
934 | Industrial | IstEgsld103 | Compressed Air Storage Tank | 0.12012 | 0.10893 | 0.10893
935 | Industrial | IstNgsld103 | Compressed Air Storage Tank | 0.0027457 | 0.00249 | 0.00249
936 | Industrial | IteEgsld103 | Compressed Air Storage Tank | 0.016321 | 0.014801 | 0.014801
937 | Industrial | IteNgsld103 | Compressed Air Storage Tank | 0.00037306 | 0.00033832 | 0.00033832
938 | Industrial | ItrEgsld103 | Compressed Air Storage Tank | 0.049036 | 0.044469 | 0.044469
939 | Industrial | ItrNgsld103 | Compressed Air Storage Tank | 0.0011209 | 0.0010165 | 0.0010165
940 | Industrial | IwaEgsld103 | Compressed Air Storage Tank | 0.25883 | 0.23352 | 0.23352
941 | Industrial | IwaNgsld103 | Compressed Air Storage Tank | 0.0059164 | 0.0053378 | 0.0053378
942 | Industrial | IagEgsld104 | Efficient Compressed Air Nozzles | 0.021115 | 0.019149 | 0.019149
943 | Industrial | IagNgsld104 | Efficient Compressed Air Nozzles | 0.00048951 | 0.00044393 | 0.00044393
944 | Industrial | IchEgsld104 | Efficient Compressed Air Nozzles | 0.012433 | 0.011275 | 0.011275
945 | Industrial | IchNgsld104 | Efficient Compressed Air Nozzles | 0.0002842 | 0.00025774 | 0.00025774
946 | Industrial | IcoEgsld104 | Efficient Compressed Air Nozzles | 0.36101 | 0.32739 | 0.32739
947 | Industrial | IcoNgsld104 | Efficient Compressed Air Nozzles | 0.0083691 | 0.0075897 | 0.0075897
948 | Industrial | IelEgsld104 | Efficient Compressed Air Nozzles | 0.19183 | 0.17396 | 0.17396
949 | Industrial | IelNgsld104 | Efficient Compressed Air Nozzles | 0.0044471 | 0.004033 | 0.004033
950 | Industrial | IluEgsld104 | Efficient Compressed Air Nozzles | 0.046439 | 0.042114 | 0.042114
951 | Industrial | IluNgsld104 | Efficient Compressed Air Nozzles | 0.0010766 | 0.00097633 | 0.00097633
952 | Industrial | ImeEgsld104 | Efficient Compressed Air Nozzles | 0.31889 | 0.2892 | 0.2892
953 | Industrial | ImeNgsld104 | Efficient Compressed Air Nozzles | 0.0073928 | 0.0067044 | 0.0067044
954 | Industrial | ImiEgsld104 | Efficient Compressed Air Nozzles | 0.39638 | 0.35947 | 0.35947
955 | Industrial | ImiNgsld104 | Efficient Compressed Air Nozzles | 0.0091892 | 0.0083334 | 0.0083334
956 | Industrial | IprEgsld104 | Efficient Compressed Air Nozzles | 0.00087428 | 0.00079286 | 0.00079286
957 | Industrial | IprNgsld104 | Efficient Compressed Air Nozzles | 1.9984e-05 | 1.8123e-05 | 1.8123e-05
958 | Industrial | IstEgsld104 | Efficient Compressed Air Nozzles | 0.17774 | 0.16119 | 0.16119
959 | Industrial | IstNgsld104 | Efficient Compressed Air Nozzles | 0.0041205 | 0.0037367 | 0.0037367
960 | Industrial | IteEgsld104 | Efficient Compressed Air Nozzles | 0.01547 | 0.014029 | 0.014029
961 | Industrial | IteNgsld104 | Efficient Compressed Air Nozzles | 0.00035864 | 0.00032524 | 0.00032524
962 | Industrial | ItrEgsld104 | Efficient Compressed Air Nozzles | 0.021123 | 0.019156 | 0.019156
963 | Industrial | ItrNgsld104 | Efficient Compressed Air Nozzles | 0.00048284 | 0.00043788 | 0.00043788
964 | Industrial | IwaEgsld104 | Efficient Compressed Air Nozzles | 0.064991 | 0.058635 | 0.058635
965 | Industrial | IwaNgsld104 | Efficient Compressed Air Nozzles | 0.0014856 | 0.0013403 | 0.0013403
966 | Industrial | IagEgsld107 | VFD on Air Compressor | 0.0080569 | 0.0073065 | 0.0073065
967 | Industrial | IagNgsld107 | VFD on Air Compressor | 0.00020234 | 0.0001835 | 0.0001835
968 | Industrial | IchEgsld107 | VFD on Air Compressor | 0.59705 | 0.54145 | 0.54145
969 | Industrial | IchNgsld107 | VFD on Air Compressor | 0.014874 | 0.013489 | 0.013489
970 | Industrial | IcoEgsld107 | VFD on Air Compressor | 0.45913 | 0.41638 | 0.41638
971 | Industrial | IcoNgsld107 | VFD on Air Compressor | 0.011438 | 0.010373 | 0.010373
972 | Industrial | IelEgsld107 | VFD on Air Compressor | 0.39771 | 0.36067 | 0.36067
973 | Industrial | IelNgsld107 | VFD on Air Compressor | 0.0099081 | 0.0089854 | 0.0089854
974 | Industrial | IluEgsld107 | VFD on Air Compressor | 0.2587 | 0.23461 | 0.23461
975 | Industrial | IluNgsld107 | VFD on Air Compressor | 0.006445 | 0.0058448 | 0.0058448
976 | Industrial | ImeEgsld107 | VFD on Air Compressor | 0.41073 | 0.37248 | 0.37248
977 | Industrial | ImeNgsld107 | VFD on Air Compressor | 0.010232 | 0.0092795 | 0.0092795
978 | Industrial | ImiEgsld107 | VFD on Air Compressor | 0.51053 | 0.46299 | 0.46299
979 | Industrial | ImiNgsld107 | VFD on Air Compressor | 0.012719 | 0.011534 | 0.011534
980 | Industrial | IprEgsld107 | VFD on Air Compressor | 0.029477 | 0.026732 | 0.026732
981 | Industrial | IprNgsld107 | VFD on Air Compressor | 0.00073436 | 0.00066597 | 0.00066597
982 | Industrial | IstEgsld107 | VFD on Air Compressor | 0.51771 | 0.46949 | 0.46949
983 | Industrial | IstNgsld107 | VFD on Air Compressor | 0.012897 | 0.011696 | 0.011696
984 | Industrial | IteEgsld107 | VFD on Air Compressor | 0.07034 | 0.06379 | 0.06379
985 | Industrial | IteNgsld107 | VFD on Air Compressor | 0.0017524 | 0.0015892 | 0.0015892
986 | Industrial | ItrEgsld107 | VFD on Air Compressor | 0.23091 | 0.20941 | 0.20941
987 | Industrial | ItrNgsld107 | VFD on Air Compressor | 0.0057527 | 0.0052169 | 0.0052169
988 | Industrial | IwaEgsld107 | VFD on Air Compressor | 1.1335 | 1.0226 | 1.0226
989 | Industrial | IwaNgsld107 | VFD on Air Compressor | 0.028238 | 0.025477 | 0.025477
990 | Industrial | IagEgsld108 | Dew Point Sensor Control for Dessicant CA Dryer | 0.011002 | 0.0099771 | 0.0099771
991 | Industrial | IagNgsld108 | Dew Point Sensor Control for Dessicant CA Dryer | 0.00025505 | 0.0002313 | 0.0002313
992 | Industrial | IchEgsld108 | Dew Point Sensor Control for Dessicant CA Dryer | 0.14602 | 0.13242 | 0.13242
993 | Industrial | IchNgsld108 | Dew Point Sensor Control for Dessicant CA Dryer | 0.0033851 | 0.0030699 | 0.0030699
994 | Industrial | IcoEgsld108 | Dew Point Sensor Control for Dessicant CA Dryer | 0.11372 | 0.10313 | 0.10313
995 | Industrial | IcoNgsld108 | Dew Point Sensor Control for Dessicant CA Dryer | 0.0026363 | 0.0023908 | 0.0023908
996 | Industrial | IelEgsld108 | Dew Point Sensor Control for Dessicant CA Dryer | 0.097267 | 0.088209 | 0.088209
997 | Industrial | IelNgsld108 | Dew Point Sensor Control for Dessicant CA Dryer | 0.0022549 | 0.0020449 | 0.0020449
998 | Industrial | IluEgsld108 | Dew Point Sensor Control for Dessicant CA Dryer | 0.061076 | 0.055388 | 0.055388
999 | Industrial | IluNgsld108 | Dew Point Sensor Control for Dessicant CA Dryer | 0.0014159 | 0.001284 | 0.001284
1000 | Industrial | ImeEgsld108 | Dew Point Sensor Control for Dessicant CA Dryer | 0.10045 | 0.091097 | 0.091097
1001 | Industrial | ImeNgsld108 | Dew Point Sensor Control for Dessicant CA Dryer | 0.0023287 | 0.0021119 | 0.0021119
1002 | Industrial | ImiEgsld108 | Dew Point Sensor Control for Dessicant CA Dryer | 0.12486 | 0.11323 | 0.11323
1003 | Industrial | ImiNgsld108 | Dew Point Sensor Control for Dessicant CA Dryer | 0.0028946 | 0.002625 | 0.002625
1004 | Industrial | IprEgsld108 | Dew Point Sensor Control for Dessicant CA Dryer | 0.0072092 | 0.0065378 | 0.0065378
1005 | Industrial | IprNgsld108 | Dew Point Sensor Control for Dessicant CA Dryer | 0.00016713 | 0.00015156 | 0.00015156
1006 | Industrial | IstEgsld108 | Dew Point Sensor Control for Dessicant CA Dryer | 0.12661 | 0.11482 | 0.11482
1007 | Industrial | IstNgsld108 | Dew Point Sensor Control for Dessicant CA Dryer | 0.0029353 | 0.0026619 | 0.0026619
1008 | Industrial | IteEgsld108 | Dew Point Sensor Control for Dessicant CA Dryer | 0.017764 | 0.01611 | 0.01611
1009 | Industrial | IteNgsld108 | Dew Point Sensor Control for Dessicant CA Dryer | 0.00041182 | 0.00037347 | 0.00037347
1010 | Industrial | ItrEgsld108 | Dew Point Sensor Control for Dessicant CA Dryer | 0.067902 | 0.061578 | 0.061578
1011 | Industrial | ItrNgsld108 | Dew Point Sensor Control for Dessicant CA Dryer | 0.0015742 | 0.0014276 | 0.0014276
1012 | Industrial | IwaEgsld108 | Dew Point Sensor Control for Dessicant CA Dryer | 0.28074 | 0.25328 | 0.25328
1013 | Industrial | IwaNgsld108 | Dew Point Sensor Control for Dessicant CA Dryer | 0.0065083 | 0.0058718 | 0.0058718
1014 | Industrial | IwaEgsld201 | Energy Star windows | 0.11931 | 0.1082 | 0.1082
1015 | Industrial | IwaNgsld201 | Energy Star windows | 0.0024331 | 0.0022066 | 0.0022066
1016 | Industrial | IwaEgsld202 | Industrial Duct Sealing | 0.17008 | 0.15424 | 0.15424
1017 | Industrial | IwaNgsld202 | Industrial Duct Sealing | 0 | 0 | 0
1018 | Industrial | IchEgsld207 | Airside economizer | 0.042192 | 0.038263 | 0.038263
1019 | Industrial | IchNgsld207 | Airside economizer | 0.00084094 | 0.00076263 | 0.00076263
1020 | Industrial | IelEgsld207 | Airside economizer | 0.16161 | 0.14656 | 0.14656
1021 | Industrial | IelNgsld207 | Airside economizer | 0.0033409 | 0.0030298 | 0.0030298
1022 | Industrial | IprEgsld207 | Airside economizer | 0.0012246 | 0.0011106 | 0.0011106
1023 | Industrial | IprNgsld207 | Airside economizer | 2.5468e-05 | 2.3096e-05 | 2.3096e-05
1024 | Industrial | ItrEgsld207 | Airside economizer | 0.10014 | 0.090812 | 0.090812
1025 | Industrial | ItrNgsld207 | Airside economizer | 0.0021755 | 0.0019729 | 0.0019729
1026 | Industrial | IwaEgsld207 | Airside economizer | 0.53055 | 0.48114 | 0.48114
1027 | Industrial | IwaNgsld207 | Airside economizer | 0.010316 | 0.0093551 | 0.0093551
1028 | Industrial | IagEgsld208 | Chilled Water Reset | 0.003424 | 0.0031051 | 0.0031051
1029 | Industrial | IagNgsld208 | Chilled Water Reset | 7.516e-05 | 6.816e-05 | 6.816e-05
1030 | Industrial | IchEgsld208 | Chilled Water Reset | 0.023587 | 0.02139 | 0.02139
1031 | Industrial | IchNgsld208 | Chilled Water Reset | 0.00048754 | 0.00044214 | 0.00044214
1032 | Industrial | IcoEgsld208 | Chilled Water Reset | 0.072638 | 0.065873 | 0.065873
1033 | Industrial | IcoNgsld208 | Chilled Water Reset | 0.0015169 | 0.0013756 | 0.0013756
1034 | Industrial | IelEgsld208 | Chilled Water Reset | 0.078024 | 0.070758 | 0.070758
1035 | Industrial | IelNgsld208 | Chilled Water Reset | 0.0016728 | 0.001517 | 0.001517
1036 | Industrial | IluEgsld208 | Chilled Water Reset | 0.022183 | 0.020117 | 0.020117
1037 | Industrial | IluNgsld208 | Chilled Water Reset | 0.00047705 | 0.00043263 | 0.00043263
1038 | Industrial | ImeEgsld208 | Chilled Water Reset | 0.032887 | 0.029824 | 0.029824
1039 | Industrial | ImeNgsld208 | Chilled Water Reset | 0.00070654 | 0.00064074 | 0.00064074
1040 | Industrial | ImiEgsld208 | Chilled Water Reset | 0.079755 | 0.072328 | 0.072328
1041 | Industrial | ImiNgsld208 | Chilled Water Reset | 0.0014896 | 0.0013509 | 0.0013509
1042 | Industrial | IprEgsld208 | Chilled Water Reset | 0.0013007 | 0.0011796 | 0.0011796
1043 | Industrial | IprNgsld208 | Chilled Water Reset | 2.8054e-05 | 2.5441e-05 | 2.5441e-05
1044 | Industrial | IstEgsld208 | Chilled Water Reset | 0.0149 | 0.013512 | 0.013512
1045 | Industrial | IstNgsld208 | Chilled Water Reset | 0.00031925 | 0.00028952 | 0.00028952
1046 | Industrial | IteEgsld208 | Chilled Water Reset | 0.0045394 | 0.0041167 | 0.0041167
1047 | Industrial | IteNgsld208 | Chilled Water Reset | 0.00010195 | 9.2454e-05 | 9.2454e-05
1048 | Industrial | ItrEgsld208 | Chilled Water Reset | 0.021707 | 0.019685 | 0.019685
1049 | Industrial | ItrNgsld208 | Chilled Water Reset | 0.00048907 | 0.00044352 | 0.00044352
1050 | Industrial | IwaEgsld208 | Chilled Water Reset | 0.16101 | 0.14601 | 0.14601
1051 | Industrial | IwaNgsld208 | Chilled Water Reset | 0.0032466 | 0.0029443 | 0.0029443
1052 | Industrial | IwaEgsld211 | Facility Energy Management System | 0.74175 | 0.67267 | 0.67267
1053 | Industrial | IwaNgsld211 | Facility Energy Management System | 0.016668 | 0.015115 | 0.015115
1054 | Industrial | IagEgsld212 | Fan Thermostat Controller | 0.0041704 | 0.003782 | 0.003782
1055 | Industrial | IagNgsld212 | Fan Thermostat Controller | 0.00010341 | 9.3777e-05 | 9.3777e-05
1056 | Industrial | IchEgsld212 | Fan Thermostat Controller | 0.028728 | 0.026053 | 0.026053
1057 | Industrial | IchNgsld212 | Fan Thermostat Controller | 0.00067077 | 0.0006083 | 0.0006083
1058 | Industrial | IcoEgsld212 | Fan Thermostat Controller | 0.088473 | 0.080234 | 0.080234
1059 | Industrial | IcoNgsld212 | Fan Thermostat Controller | 0.0020869 | 0.0018926 | 0.0018926
1060 | Industrial | IelEgsld212 | Fan Thermostat Controller | 0.095033 | 0.086183 | 0.086183
1061 | Industrial | IelNgsld212 | Fan Thermostat Controller | 0.0023015 | 0.0020871 | 0.0020871
1062 | Industrial | IluEgsld212 | Fan Thermostat Controller | 0.027018 | 0.024502 | 0.024502
1063 | Industrial | IluNgsld212 | Fan Thermostat Controller | 0.00065634 | 0.00059521 | 0.00059521
1064 | Industrial | ImeEgsld212 | Fan Thermostat Controller | 0.040056 | 0.036326 | 0.036326
1065 | Industrial | ImeNgsld212 | Fan Thermostat Controller | 0.00097207 | 0.00088155 | 0.00088155
1066 | Industrial | ImiEgsld212 | Fan Thermostat Controller | 0.097142 | 0.088096 | 0.088096
1067 | Industrial | ImiNgsld212 | Fan Thermostat Controller | 0.0020494 | 0.0018586 | 0.0018586
1068 | Industrial | IprEgsld212 | Fan Thermostat Controller | 0.0015843 | 0.0014368 | 0.0014368
1069 | Industrial | IprNgsld212 | Fan Thermostat Controller | 3.8597e-05 | 3.5002e-05 | 3.5002e-05
1070 | Industrial | IstEgsld212 | Fan Thermostat Controller | 0.018148 | 0.016458 | 0.016458
1071 | Industrial | IstNgsld212 | Fan Thermostat Controller | 0.00043923 | 0.00039832 | 0.00039832
1072 | Industrial | IteEgsld212 | Fan Thermostat Controller | 0.005529 | 0.0050141 | 0.0050141
1073 | Industrial | IteNgsld212 | Fan Thermostat Controller | 0.00014026 | 0.0001272 | 0.0001272
1074 | Industrial | ItrEgsld212 | Fan Thermostat Controller | 0.026439 | 0.023976 | 0.023976
1075 | Industrial | ItrNgsld212 | Fan Thermostat Controller | 0.00067287 | 0.00061021 | 0.00061021
1076 | Industrial | IwaEgsld212 | Fan Thermostat Controller | 0.19611 | 0.17785 | 0.17785
1077 | Industrial | IwaNgsld212 | Fan Thermostat Controller | 0.0044668 | 0.0040508 | 0.0040508
1078 | Industrial | IagEgsld213 | Programmable thermostat | 0.0042552 | 0.0038589 | 0.0038589
1079 | Industrial | IagNgsld213 | Programmable thermostat | 9.705e-05 | 8.8012e-05 | 8.8012e-05
1080 | Industrial | IchEgsld213 | Programmable thermostat | 0.029312 | 0.026583 | 0.026583
1081 | Industrial | IchNgsld213 | Programmable thermostat | 0.00062953 | 0.00057091 | 0.00057091
1082 | Industrial | IcoEgsld213 | Programmable thermostat | 0.090271 | 0.081865 | 0.081865
1083 | Industrial | IcoNgsld213 | Programmable thermostat | 0.0019586 | 0.0017762 | 0.0017762
1084 | Industrial | IelEgsld213 | Programmable thermostat | 0.096965 | 0.087935 | 0.087935
1085 | Industrial | IelNgsld213 | Programmable thermostat | 0.00216 | 0.0019588 | 0.0019588
1086 | Industrial | IluEgsld213 | Programmable thermostat | 0.025528 | 0.023151 | 0.023151
1087 | Industrial | IluNgsld213 | Programmable thermostat | 0.00057042 | 0.0005173 | 0.0005173
1088 | Industrial | ImeEgsld213 | Programmable thermostat | 0.038052 | 0.034509 | 0.034509
1089 | Industrial | ImeNgsld213 | Programmable thermostat | 0.0008494 | 0.0007703 | 0.0007703
1090 | Industrial | ImiEgsld213 | Programmable thermostat | 0.099117 | 0.089886 | 0.089886
1091 | Industrial | ImiNgsld213 | Programmable thermostat | 0.0019234 | 0.0017443 | 0.0017443
1092 | Industrial | IprEgsld213 | Programmable thermostat | 0.0016165 | 0.001466 | 0.001466
1093 | Industrial | IprNgsld213 | Programmable thermostat | 3.6224e-05 | 3.2851e-05 | 3.2851e-05
1094 | Industrial | IstEgsld213 | Programmable thermostat | 0.018517 | 0.016792 | 0.016792
1095 | Industrial | IstNgsld213 | Programmable thermostat | 0.00041222 | 0.00037383 | 0.00037383
1096 | Industrial | IteEgsld213 | Programmable thermostat | 0.0056414 | 0.005116 | 0.005116
1097 | Industrial | IteNgsld213 | Programmable thermostat | 0.00013164 | 0.00011938 | 0.00011938
1098 | Industrial | ItrEgsld213 | Programmable thermostat | 0.026976 | 0.024464 | 0.024464
1099 | Industrial | ItrNgsld213 | Programmable thermostat | 0.00063151 | 0.0005727 | 0.0005727
1100 | Industrial | IwaEgsld213 | Programmable thermostat | 0.20009 | 0.18146 | 0.18146
1101 | Industrial | IwaNgsld213 | Programmable thermostat | 0.0041922 | 0.0038018 | 0.0038018
1102 | Industrial | IchEgsld214 | Smart thermostat | 0.048904 | 0.04435 | 0.04435
1103 | Industrial | IchNgsld214 | Smart thermostat | 0.0011645 | 0.001056 | 0.001056
1104 | Industrial | IelEgsld214 | Smart thermostat | 0.16177 | 0.14671 | 0.14671
1105 | Industrial | IelNgsld214 | Smart thermostat | 0.0039954 | 0.0036233 | 0.0036233
1106 | Industrial | ItrEgsld214 | Smart thermostat | 0.045006 | 0.040815 | 0.040815
1107 | Industrial | ItrNgsld214 | Smart thermostat | 0.0011681 | 0.0010593 | 0.0010593
1108 | Industrial | IwaEgsld214 | Smart thermostat | 0.33383 | 0.30274 | 0.30274
1109 | Industrial | IwaNgsld214 | Smart thermostat | 0.0077543 | 0.0070322 | 0.0070322
1110 | Industrial | IchEgsld215 | Strategic Energy Management | 0.0091119 | 0.0082634 | 0.0082634
1111 | Industrial | IchNgsld215 | Strategic Energy Management | 0.00017135 | 0.00015539 | 0.00015539
1112 | Industrial | IluEgsld215 | Strategic Energy Management | 0.0078585 | 0.0071267 | 0.0071267
1113 | Industrial | IluNgsld215 | Strategic Energy Management | 0.00015373 | 0.00013941 | 0.00013941
1114 | Industrial | IprEgsld215 | Strategic Energy Management | 0.0004997 | 0.00045317 | 0.00045317
1115 | Industrial | IprNgsld215 | Strategic Energy Management | 9.8047e-06 | 8.8916e-06 | 8.8916e-06
1116 | Industrial | ItrEgsld215 | Strategic Energy Management | 0.0082189 | 0.0074535 | 0.0074535
1117 | Industrial | ItrNgsld215 | Strategic Energy Management | 0.00016847 | 0.00015278 | 0.00015278
1118 | Industrial | IwaEgsld215 | Strategic Energy Management | 0.063219 | 0.057332 | 0.057332
1119 | Industrial | IwaNgsld215 | Strategic Energy Management | 0.0011597 | 0.0010517 | 0.0010517
1120 | Industrial | IagTgsld221 | Energy Efficient Laboratory Fume Hood | 0 | 0 | 0
1121 | Industrial | IagNgsld221 | Energy Efficient Laboratory Fume Hood | 0 | 0 | 0
1122 | Industrial | IchTgsld221 | Energy Efficient Laboratory Fume Hood | 0.012463 | 0.011303 | 0.011303
1123 | Industrial | IchNgsld221 | Energy Efficient Laboratory Fume Hood | 0.00023957 | 0.00021726 | 0.00021726
1124 | Industrial | IcoTgsld221 | Energy Efficient Laboratory Fume Hood | 0 | 0 | 0
1125 | Industrial | IcoNgsld221 | Energy Efficient Laboratory Fume Hood | 0 | 0 | 0
1126 | Industrial | IelTgsld221 | Energy Efficient Laboratory Fume Hood | 0.020566 | 0.018651 | 0.018651
1127 | Industrial | IelNgsld221 | Energy Efficient Laboratory Fume Hood | 0.00041041 | 0.00037219 | 0.00037219
1128 | Industrial | IluTgsld221 | Energy Efficient Laboratory Fume Hood | 0 | 0 | 0
1129 | Industrial | IluNgsld221 | Energy Efficient Laboratory Fume Hood | 0 | 0 | 0
1130 | Industrial | ImeTgsld221 | Energy Efficient Laboratory Fume Hood | 0 | 0 | 0
1131 | Industrial | ImeNgsld221 | Energy Efficient Laboratory Fume Hood | 0 | 0 | 0
1132 | Industrial | ImiTgsld221 | Energy Efficient Laboratory Fume Hood | 0 | 0 | 0
1133 | Industrial | ImiNgsld221 | Energy Efficient Laboratory Fume Hood | 0 | 0 | 0
1134 | Industrial | IprTgsld221 | Energy Efficient Laboratory Fume Hood | 0 | 0 | 0
1135 | Industrial | IprNgsld221 | Energy Efficient Laboratory Fume Hood | 0 | 0 | 0
1136 | Industrial | IstTgsld221 | Energy Efficient Laboratory Fume Hood | 0 | 0 | 0
1137 | Industrial | IstNgsld221 | Energy Efficient Laboratory Fume Hood | 0 | 0 | 0
1138 | Industrial | IteTgsld221 | Energy Efficient Laboratory Fume Hood | 0 | 0 | 0
1139 | Industrial | IteNgsld221 | Energy Efficient Laboratory Fume Hood | 0 | 0 | 0
1140 | Industrial | ItrTgsld221 | Energy Efficient Laboratory Fume Hood | 0 | 0 | 0
1141 | Industrial | ItrNgsld221 | Energy Efficient Laboratory Fume Hood | 0 | 0 | 0
1142 | Industrial | IwaTgsld221 | Energy Efficient Laboratory Fume Hood | 0 | 0 | 0
1143 | Industrial | IwaNgsld221 | Energy Efficient Laboratory Fume Hood | 0 | 0 | 0
1144 | Industrial | IagTgsld223 | Energy Star room ac | 0.0021645 | 0.0019629 | 0.0019629
1145 | Industrial | IagNgsld223 | Energy Star room ac | 4.7659e-05 | 4.3221e-05 | 4.3221e-05
1146 | Industrial | IchTgsld223 | Energy Star room ac | 0.014473 | 0.013125 | 0.013125
1147 | Industrial | IchNgsld223 | Energy Star room ac | 0.00030694 | 0.00027836 | 0.00027836
1148 | Industrial | IcoTgsld223 | Energy Star room ac | 0.045011 | 0.04082 | 0.04082
1149 | Industrial | IcoNgsld223 | Energy Star room ac | 0.00095461 | 0.00086571 | 0.00086571
1150 | Industrial | IelTgsld223 | Energy Star room ac | 0.047798 | 0.043346 | 0.043346
1151 | Industrial | IelNgsld223 | Energy Star room ac | 0.0010524 | 0.00095442 | 0.00095442
1152 | Industrial | IluTgsld223 | Energy Star room ac | 0.013556 | 0.012294 | 0.012294
1153 | Industrial | IluNgsld223 | Energy Star room ac | 0.00029848 | 0.00027068 | 0.00027068
1154 | Industrial | ImeTgsld223 | Energy Star room ac | 0.02018 | 0.0183 | 0.0183
1155 | Industrial | ImeNgsld223 | Energy Star room ac | 0.00044432 | 0.00040294 | 0.00040294
1156 | Industrial | ImiTgsld223 | Energy Star room ac | 0.049422 | 0.044819 | 0.044819
1157 | Industrial | ImiNgsld223 | Energy Star room ac | 0.00095203 | 0.00086337 | 0.00086337
1158 | Industrial | IprTgsld223 | Energy Star room ac | 0.00079814 | 0.00072382 | 0.00072382
1159 | Industrial | IprNgsld223 | Energy Star room ac | 1.7574e-05 | 1.5937e-05 | 1.5937e-05
1160 | Industrial | IstTgsld223 | Energy Star room ac | 0.0092329 | 0.0083731 | 0.0083731
1161 | Industrial | IstNgsld223 | Energy Star room ac | 0.00019955 | 0.00018097 | 0.00018097
1162 | Industrial | IteTgsld223 | Energy Star room ac | 0.0027741 | 0.0025157 | 0.0025157
1163 | Industrial | IteNgsld223 | Energy Star room ac | 6.4003e-05 | 5.8043e-05 | 5.8043e-05
1164 | Industrial | ItrTgsld223 | Energy Star room ac | 0.013596 | 0.01233 | 0.01233
1165 | Industrial | ItrNgsld223 | Energy Star room ac | 0.00030929 | 0.00028049 | 0.00028049
1166 | Industrial | IwaTgsld223 | Energy Star room ac | 0.099772 | 0.09048 | 0.09048
1167 | Industrial | IwaNgsld223 | Energy Star room ac | 0.0020432 | 0.0018529 | 0.0018529
1168 | Industrial | IwaEgsld242 | Facility Commissioning | 0.56143 | 0.50914 | 0.50914
1169 | Industrial | IwaNgsld242 | Facility Commissioning | 0.024368 | 0.022099 | 0.022099
1170 | Industrial | IwaEgsld243 | Retro-Commissioning (Existing Construction) | 0.86258 | 0.78225 | 0.78225
1171 | Industrial | IagEgsld302 | Outdoor Lighting Controls | 0.0016215 | 0.0014629 | 0.0014629
1172 | Industrial | IagNgsld302 | Outdoor Lighting Controls | 1.968e-05 | 1.7756e-05 | 1.7756e-05
1173 | Industrial | IchEgsld302 | Outdoor Lighting Controls | 0.0082759 | 0.0074666 | 0.0074666
1174 | Industrial | IchNgsld302 | Outdoor Lighting Controls | 0.00010044 | 9.0622e-05 | 9.0622e-05
1175 | Industrial | IcoEgsld302 | Outdoor Lighting Controls | 0.020823 | 0.018787 | 0.018787
1176 | Industrial | IcoNgsld302 | Outdoor Lighting Controls | 0.00025273 | 0.00022801 | 0.00022801
1177 | Industrial | IelEgsld302 | Outdoor Lighting Controls | 0.016468 | 0.014858 | 0.014858
1178 | Industrial | IelNgsld302 | Outdoor Lighting Controls | 0.00019987 | 0.00018033 | 0.00018033
1179 | Industrial | IluEgsld302 | Outdoor Lighting Controls | 0.010154 | 0.0091612 | 0.0091612
1180 | Industrial | IluNgsld302 | Outdoor Lighting Controls | 0.00012324 | 0.00011119 | 0.00011119
1181 | Industrial | ImeEgsld302 | Outdoor Lighting Controls | 0.013415 | 0.012103 | 0.012103
1182 | Industrial | ImeNgsld302 | Outdoor Lighting Controls | 0.00016281 | 0.00014689 | 0.00014689
1183 | Industrial | ImiEgsld302 | Outdoor Lighting Controls | 0.022864 | 0.020628 | 0.020628
1184 | Industrial | ImiNgsld302 | Outdoor Lighting Controls | 0.00027749 | 0.00025036 | 0.00025036
1185 | Industrial | IprEgsld302 | Outdoor Lighting Controls | 0.00070502 | 0.00063607 | 0.00063607
1186 | Industrial | IprNgsld302 | Outdoor Lighting Controls | 8.5568e-06 | 7.72e-06 | 7.72e-06
1187 | Industrial | IstEgsld302 | Outdoor Lighting Controls | 0.0066714 | 0.006019 | 0.006019
1188 | Industrial | IstNgsld302 | Outdoor Lighting Controls | 8.0971e-05 | 7.3052e-05 | 7.3052e-05
1189 | Industrial | IteEgsld302 | Outdoor Lighting Controls | 0.0010888 | 0.00098228 | 0.00098228
1190 | Industrial | IteNgsld302 | Outdoor Lighting Controls | 1.3214e-05 | 1.1922e-05 | 1.1922e-05
1191 | Industrial | ItrEgsld302 | Outdoor Lighting Controls | 0.0078785 | 0.007108 | 0.007108
1192 | Industrial | ItrNgsld302 | Outdoor Lighting Controls | 9.5621e-05 | 8.627e-05 | 8.627e-05
1193 | Industrial | IwaEgsld302 | Outdoor Lighting Controls | 0.046047 | 0.041758 | 0.041758
1194 | Industrial | IwaNgsld302 | Outdoor Lighting Controls | 0.00055887 | 0.00050682 | 0.00050682
1195 | Industrial | IagEgsld403 | High Bay Occupancy Sensors, Ceiling Mounted | 0.0041437 | 0.0037385 | 0.0037385
1196 | Industrial | IagNgsld403 | High Bay Occupancy Sensors, Ceiling Mounted | 6.4131e-05 | 5.7859e-05 | 5.7859e-05
1197 | Industrial | IchEgsld403 | High Bay Occupancy Sensors, Ceiling Mounted | 0.11584 | 0.10451 | 0.10451
1198 | Industrial | IchNgsld403 | High Bay Occupancy Sensors, Ceiling Mounted | 0.002054 | 0.0018531 | 0.0018531
1199 | Industrial | IcoEgsld403 | High Bay Occupancy Sensors, Ceiling Mounted | 0.10848 | 0.097873 | 0.097873
1200 | Industrial | IcoNgsld403 | High Bay Occupancy Sensors, Ceiling Mounted | 0.0019235 | 0.0017354 | 0.0017354
1201 | Industrial | IelEgsld403 | High Bay Occupancy Sensors, Ceiling Mounted | 0.033992 | 0.030667 | 0.030667
1202 | Industrial | IelNgsld403 | High Bay Occupancy Sensors, Ceiling Mounted | 0.0006027 | 0.00054376 | 0.00054376
1203 | Industrial | IluEgsld403 | High Bay Occupancy Sensors, Ceiling Mounted | 0.06833 | 0.061648 | 0.061648
1204 | Industrial | IluNgsld403 | High Bay Occupancy Sensors, Ceiling Mounted | 0.0012115 | 0.0010931 | 0.0010931
1205 | Industrial | ImeEgsld403 | High Bay Occupancy Sensors, Ceiling Mounted | 0.22304 | 0.20122 | 0.20122
1206 | Industrial | ImeNgsld403 | High Bay Occupancy Sensors, Ceiling Mounted | 0.0039546 | 0.0035679 | 0.0035679
1207 | Industrial | ImiEgsld403 | High Bay Occupancy Sensors, Ceiling Mounted | 0.10828 | 0.097694 | 0.097694
1208 | Industrial | ImiNgsld403 | High Bay Occupancy Sensors, Ceiling Mounted | 0.00192 | 0.0017322 | 0.0017322
1209 | Industrial | IprEgsld403 | High Bay Occupancy Sensors, Ceiling Mounted | 0 | 0 | 0
1210 | Industrial | IprNgsld403 | High Bay Occupancy Sensors, Ceiling Mounted | 0 | 0 | 0
1211 | Industrial | IstEgsld403 | High Bay Occupancy Sensors, Ceiling Mounted | 0 | 0 | 0
1212 | Industrial | IstNgsld403 | High Bay Occupancy Sensors, Ceiling Mounted | 0 | 0 | 0
1213 | Industrial | IteEgsld403 | High Bay Occupancy Sensors, Ceiling Mounted | 0.007857 | 0.0070886 | 0.0070886
1214 | Industrial | IteNgsld403 | High Bay Occupancy Sensors, Ceiling Mounted | 0.00013931 | 0.00012569 | 0.00012569
1215 | Industrial | ItrEgsld403 | High Bay Occupancy Sensors, Ceiling Mounted | 0.30402 | 0.27429 | 0.27429
1216 | Industrial | ItrNgsld403 | High Bay Occupancy Sensors, Ceiling Mounted | 0.0053905 | 0.0048633 | 0.0048633
1217 | Industrial | IwaEgsld403 | High Bay Occupancy Sensors, Ceiling Mounted | 0.23235 | 0.2166 | 0.2166
1218 | Industrial | IwaNgsld403 | High Bay Occupancy Sensors, Ceiling Mounted | 0.0041197 | 0.0038405 | 0.0038405
1219 | Industrial | IagEgsld404 | Indoor daylight sensor | 0 | 0 | 0
1220 | Industrial | IagNgsld404 | Indoor daylight sensor | 0 | 0 | 0
1221 | Industrial | IchEgsld404 | Indoor daylight sensor | 0 | 0 | 0
1222 | Industrial | IchNgsld404 | Indoor daylight sensor | 0 | 0 | 0
1223 | Industrial | IcoEgsld404 | Indoor daylight sensor | 0 | 0 | 0
1224 | Industrial | IcoNgsld404 | Indoor daylight sensor | 0 | 0 | 0
1225 | Industrial | IelEgsld404 | Indoor daylight sensor | 0 | 0 | 0
1226 | Industrial | IelNgsld404 | Indoor daylight sensor | 0 | 0 | 0
1227 | Industrial | IluEgsld404 | Indoor daylight sensor | 0 | 0 | 0
1228 | Industrial | IluNgsld404 | Indoor daylight sensor | 0 | 0 | 0
1229 | Industrial | ImeEgsld404 | Indoor daylight sensor | 0 | 0 | 0
1230 | Industrial | ImeNgsld404 | Indoor daylight sensor | 0 | 0 | 0
1231 | Industrial | ImiEgsld404 | Indoor daylight sensor | 0 | 0 | 0
1232 | Industrial | ImiNgsld404 | Indoor daylight sensor | 0 | 0 | 0
1233 | Industrial | IprEgsld404 | Indoor daylight sensor | 0 | 0 | 0
1234 | Industrial | IprNgsld404 | Indoor daylight sensor | 0 | 0 | 0
1235 | Industrial | IstEgsld404 | Indoor daylight sensor | 0 | 0 | 0
1236 | Industrial | IstNgsld404 | Indoor daylight sensor | 0 | 0 | 0
1237 | Industrial | IteEgsld404 | Indoor daylight sensor | 0 | 0 | 0
1238 | Industrial | IteNgsld404 | Indoor daylight sensor | 0 | 0 | 0
1239 | Industrial | ItrEgsld404 | Indoor daylight sensor | 0 | 0 | 0
1240 | Industrial | ItrNgsld404 | Indoor daylight sensor | 0 | 0 | 0
1241 | Industrial | IwaEgsld404 | Indoor daylight sensor | 0 | 0 | 0
1242 | Industrial | IwaNgsld404 | Indoor daylight sensor | 0 | 0 | 0
1243 | Industrial | IagEgsld407 | Occupancy sensors, switch mounted | 0 | 0 | 0
1244 | Industrial | IagNgsld407 | Occupancy sensors, switch mounted | 0 | 0 | 0
1245 | Industrial | IchEgsld407 | Occupancy sensors, switch mounted | 0 | 0 | 0
1246 | Industrial | IchNgsld407 | Occupancy sensors, switch mounted | 0 | 0 | 0
1247 | Industrial | IcoEgsld407 | Occupancy sensors, switch mounted | 0 | 0 | 0
1248 | Industrial | IcoNgsld407 | Occupancy sensors, switch mounted | 0 | 0 | 0
1249 | Industrial | IelEgsld407 | Occupancy sensors, switch mounted | 0 | 0 | 0
1250 | Industrial | IelNgsld407 | Occupancy sensors, switch mounted | 0 | 0 | 0
1251 | Industrial | IluEgsld407 | Occupancy sensors, switch mounted | 0 | 0 | 0
1252 | Industrial | IluNgsld407 | Occupancy sensors, switch mounted | 0 | 0 | 0
1253 | Industrial | ImeEgsld407 | Occupancy sensors, switch mounted | 0 | 0 | 0
1254 | Industrial | ImeNgsld407 | Occupancy sensors, switch mounted | 0 | 0 | 0
1255 | Industrial | ImiEgsld407 | Occupancy sensors, switch mounted | 0 | 0 | 0
1256 | Industrial | ImiNgsld407 | Occupancy sensors, switch mounted | 0 | 0 | 0
1257 | Industrial | IprEgsld407 | Occupancy sensors, switch mounted | 0 | 0 | 0
1258 | Industrial | IprNgsld407 | Occupancy sensors, switch mounted | 0 | 0 | 0
1259 | Industrial | IstEgsld407 | Occupancy sensors, switch mounted | 0 | 0 | 0
1260 | Industrial | IstNgsld407 | Occupancy sensors, switch mounted | 0 | 0 | 0
1261 | Industrial | IteEgsld407 | Occupancy sensors, switch mounted | 0 | 0 | 0
1262 | Industrial | IteNgsld407 | Occupancy sensors, switch mounted | 0 | 0 | 0
1263 | Industrial | ItrEgsld407 | Occupancy sensors, switch mounted | 0 | 0 | 0
1264 | Industrial | ItrNgsld407 | Occupancy sensors, switch mounted | 0 | 0 | 0
1265 | Industrial | IwaEgsld407 | Occupancy sensors, switch mounted | 0 | 0 | 0
1266 | Industrial | IwaNgsld407 | Occupancy sensors, switch mounted | 0 | 0 | 0
1267 | Industrial | IagEgsld408 | Time Clock Control | 0 | 0 | 0
1268 | Industrial | IagNgsld408 | Time Clock Control | 0 | 0 | 0
1269 | Industrial | IchEgsld408 | Time Clock Control | 0 | 0 | 0
1270 | Industrial | IchNgsld408 | Time Clock Control | 0 | 0 | 0
1271 | Industrial | IcoEgsld408 | Time Clock Control | 0 | 0 | 0
1272 | Industrial | IcoNgsld408 | Time Clock Control | 0 | 0 | 0
1273 | Industrial | IelEgsld408 | Time Clock Control | 0 | 0 | 0
1274 | Industrial | IelNgsld408 | Time Clock Control | 0 | 0 | 0
1275 | Industrial | IluEgsld408 | Time Clock Control | 0 | 0 | 0
1276 | Industrial | IluNgsld408 | Time Clock Control | 0 | 0 | 0
1277 | Industrial | ImeEgsld408 | Time Clock Control | 0 | 0 | 0
1278 | Industrial | ImeNgsld408 | Time Clock Control | 0 | 0 | 0
1279 | Industrial | ImiEgsld408 | Time Clock Control | 0 | 0 | 0
1280 | Industrial | ImiNgsld408 | Time Clock Control | 0 | 0 | 0
1281 | Industrial | IprEgsld408 | Time Clock Control | 0 | 0 | 0
1282 | Industrial | IprNgsld408 | Time Clock Control | 0 | 0 | 0
1283 | Industrial | IstEgsld408 | Time Clock Control | 0 | 0 | 0
1284 | Industrial | IstNgsld408 | Time Clock Control | 0 | 0 | 0
1285 | Industrial | IteEgsld408 | Time Clock Control | 0 | 0 | 0
1286 | Industrial | IteNgsld408 | Time Clock Control | 0 | 0 | 0
1287 | Industrial | ItrEgsld408 | Time Clock Control | 0 | 0 | 0
1288 | Industrial | ItrNgsld408 | Time Clock Control | 0 | 0 | 0
1289 | Industrial | IwaEgsld408 | Time Clock Control | 0 | 0 | 0
1290 | Industrial | IwaNgsld408 | Time Clock Control | 0 | 0 | 0
1291 | Industrial | IagTgsld410 | Energy Star LED Directional Lamp | 2.3733e-05 | 2.1412e-05 | 2.1412e-05
1292 | Industrial | IagNgsld410 | Energy Star LED Directional Lamp | 5.502e-07 | 4.964e-07 | 4.964e-07
1293 | Industrial | IchTgsld410 | Energy Star LED Directional Lamp | 0.00064497 | 0.00058189 | 0.00058189
1294 | Industrial | IchNgsld410 | Energy Star LED Directional Lamp | 1.4952e-05 | 1.349e-05 | 1.349e-05
1295 | Industrial | IcoTgsld410 | Energy Star LED Directional Lamp | 0.0018694 | 0.0016865 | 0.0016865
1296 | Industrial | IcoNgsld410 | Energy Star LED Directional Lamp | 4.3337e-05 | 3.9098e-05 | 3.9098e-05
1297 | Industrial | IelTgsld410 | Energy Star LED Directional Lamp | 0.00020203 | 0.00018227 | 0.00018227
1298 | Industrial | IelNgsld410 | Energy Star LED Directional Lamp | 4.6837e-06 | 4.2256e-06 | 4.2256e-06
1299 | Industrial | IluTgsld410 | Energy Star LED Directional Lamp | 0 | 0 | 0
1300 | Industrial | IluNgsld410 | Energy Star LED Directional Lamp | 0 | 0 | 0
1301 | Industrial | ImeTgsld410 | Energy Star LED Directional Lamp | 0 | 0 | 0
1302 | Industrial | ImeNgsld410 | Energy Star LED Directional Lamp | 0 | 0 | 0
1303 | Industrial | ImiTgsld410 | Energy Star LED Directional Lamp | 0.0020525 | 0.0018518 | 0.0018518
1304 | Industrial | ImiNgsld410 | Energy Star LED Directional Lamp | 4.7582e-05 | 4.2929e-05 | 4.2929e-05
1305 | Industrial | IprTgsld410 | Energy Star LED Directional Lamp | 0 | 0 | 0
1306 | Industrial | IprNgsld410 | Energy Star LED Directional Lamp | 0 | 0 | 0
1307 | Industrial | IstTgsld410 | Energy Star LED Directional Lamp | 0 | 0 | 0
1308 | Industrial | IstNgsld410 | Energy Star LED Directional Lamp | 0 | 0 | 0
1309 | Industrial | IteTgsld410 | Energy Star LED Directional Lamp | 1.5927e-05 | 1.4369e-05 | 1.4369e-05
1310 | Industrial | IteNgsld410 | Energy Star LED Directional Lamp | 3.6923e-07 | 3.3312e-07 | 3.3312e-07
1311 | Industrial | ItrTgsld410 | Energy Star LED Directional Lamp | 0 | 0 | 0
1312 | Industrial | ItrNgsld410 | Energy Star LED Directional Lamp | 0 | 0 | 0
1313 | Industrial | IwaTgsld410 | Energy Star LED Directional Lamp | 0.0041436 | 0.0037384 | 0.0037384
1314 | Industrial | IwaNgsld410 | Energy Star LED Directional Lamp | 9.6059e-05 | 8.6665e-05 | 8.6665e-05
1315 | Industrial | IagTgsld412 | LED - 14W_CFL Baseline | 0 | 0 | 0
1316 | Industrial | IagNgsld412 | LED - 14W_CFL Baseline | 0 | 0 | 0
1317 | Industrial | IchTgsld412 | LED - 14W_CFL Baseline | 0 | 0 | 0
1318 | Industrial | IchNgsld412 | LED - 14W_CFL Baseline | 0 | 0 | 0
1319 | Industrial | IcoTgsld412 | LED - 14W_CFL Baseline | 0 | 0 | 0
1320 | Industrial | IcoNgsld412 | LED - 14W_CFL Baseline | 0 | 0 | 0
1321 | Industrial | IelTgsld412 | LED - 14W_CFL Baseline | 0 | 0 | 0
1322 | Industrial | IelNgsld412 | LED - 14W_CFL Baseline | 0 | 0 | 0
1323 | Industrial | IluTgsld412 | LED - 14W_CFL Baseline | 0 | 0 | 0
1324 | Industrial | IluNgsld412 | LED - 14W_CFL Baseline | 0 | 0 | 0
1325 | Industrial | ImeTgsld412 | LED - 14W_CFL Baseline | 0 | 0 | 0
1326 | Industrial | ImeNgsld412 | LED - 14W_CFL Baseline | 0 | 0 | 0
1327 | Industrial | ImiTgsld412 | LED - 14W_CFL Baseline | 0 | 0 | 0
1328 | Industrial | ImiNgsld412 | LED - 14W_CFL Baseline | 0 | 0 | 0
1329 | Industrial | IprTgsld412 | LED - 14W_CFL Baseline | 0 | 0 | 0
1330 | Industrial | IprNgsld412 | LED - 14W_CFL Baseline | 0 | 0 | 0
1331 | Industrial | IstTgsld412 | LED - 14W_CFL Baseline | 0 | 0 | 0
1332 | Industrial | IstNgsld412 | LED - 14W_CFL Baseline | 0 | 0 | 0
1333 | Industrial | IteTgsld412 | LED - 14W_CFL Baseline | 0 | 0 | 0
1334 | Industrial | IteNgsld412 | LED - 14W_CFL Baseline | 0 | 0 | 0
1335 | Industrial | ItrTgsld412 | LED - 14W_CFL Baseline | 0 | 0 | 0
1336 | Industrial | ItrNgsld412 | LED - 14W_CFL Baseline | 0 | 0 | 0
1337 | Industrial | IwaTgsld412 | LED - 14W_CFL Baseline | 0 | 0 | 0
1338 | Industrial | IwaNgsld412 | LED - 14W_CFL Baseline | 0 | 0 | 0
1339 | Industrial | IagTgsld415 | LED High Bay_HID Baseline | 0.00037307 | 0.00033659 | 0.00033659
1340 | Industrial | IagNgsld415 | LED High Bay_HID Baseline | 8.6488e-06 | 7.803e-06 | 7.803e-06
1341 | Industrial | IchTgsld415 | LED High Bay_HID Baseline | 0.031289 | 0.028229 | 0.028229
1342 | Industrial | IchNgsld415 | LED High Bay_HID Baseline | 0.00072537 | 0.00065443 | 0.00065443
1343 | Industrial | IcoTgsld415 | LED High Bay_HID Baseline | 0.026637 | 0.024032 | 0.024032
1344 | Industrial | IcoNgsld415 | LED High Bay_HID Baseline | 0.00061753 | 0.00055714 | 0.00055714
1345 | Industrial | IelTgsld415 | LED High Bay_HID Baseline | 0.0091812 | 0.0082833 | 0.0082833
1346 | Industrial | IelNgsld415 | LED High Bay_HID Baseline | 0.00021284 | 0.00019203 | 0.00019203
1347 | Industrial | IluTgsld415 | LED High Bay_HID Baseline | 0.018456 | 0.016651 | 0.016651
1348 | Industrial | IluNgsld415 | LED High Bay_HID Baseline | 0.00042786 | 0.00038602 | 0.00038602
1349 | Industrial | ImeTgsld415 | LED High Bay_HID Baseline | 0.060242 | 0.054351 | 0.054351
1350 | Industrial | ImeNgsld415 | LED High Bay_HID Baseline | 0.0013966 | 0.00126 | 0.00126
1351 | Industrial | ImiTgsld415 | LED High Bay_HID Baseline | 0.029248 | 0.026387 | 0.026387
1352 | Industrial | ImiNgsld415 | LED High Bay_HID Baseline | 0.00067804 | 0.00061173 | 0.00061173
1353 | Industrial | IprTgsld415 | LED High Bay_HID Baseline | 0 | 0 | 0
1354 | Industrial | IprNgsld415 | LED High Bay_HID Baseline | 0 | 0 | 0
1355 | Industrial | IstTgsld415 | LED High Bay_HID Baseline | 0 | 0 | 0
1356 | Industrial | IstNgsld415 | LED High Bay_HID Baseline | 0 | 0 | 0
1357 | Industrial | IteTgsld415 | LED High Bay_HID Baseline | 0.0021222 | 0.0019146 | 0.0019146
1358 | Industrial | IteNgsld415 | LED High Bay_HID Baseline | 4.9198e-05 | 4.4386e-05 | 4.4386e-05
1359 | Industrial | ItrTgsld415 | LED High Bay_HID Baseline | 0.031583 | 0.028494 | 0.028494
1360 | Industrial | ItrNgsld415 | LED High Bay_HID Baseline | 0.00073217 | 0.00066057 | 0.00066057
1361 | Industrial | IwaTgsld415 | LED High Bay_HID Baseline | 0.057052 | 0.053185 | 0.053185
1362 | Industrial | IwaNgsld415 | LED High Bay_HID Baseline | 0.0013226 | 0.001233 | 0.001233
1363 | Industrial | IagTgsld418 | LED Linear - Lamp Replacement | 0 | 0 | 0
1364 | Industrial | IagNgsld418 | LED Linear - Lamp Replacement | 0 | 0 | 0
1365 | Industrial | IchTgsld418 | LED Linear - Lamp Replacement | 0 | 0 | 0
1366 | Industrial | IchNgsld418 | LED Linear - Lamp Replacement | 0 | 0 | 0
1367 | Industrial | IcoTgsld418 | LED Linear - Lamp Replacement | 0 | 0 | 0
1368 | Industrial | IcoNgsld418 | LED Linear - Lamp Replacement | 0 | 0 | 0
1369 | Industrial | IelTgsld418 | LED Linear - Lamp Replacement | 0 | 0 | 0
1370 | Industrial | IelNgsld418 | LED Linear - Lamp Replacement | 0 | 0 | 0
1371 | Industrial | IluTgsld418 | LED Linear - Lamp Replacement | 0 | 0 | 0
1372 | Industrial | IluNgsld418 | LED Linear - Lamp Replacement | 0 | 0 | 0
1373 | Industrial | ImeTgsld418 | LED Linear - Lamp Replacement | 0 | 0 | 0
1374 | Industrial | ImeNgsld418 | LED Linear - Lamp Replacement | 0 | 0 | 0
1375 | Industrial | ImiTgsld418 | LED Linear - Lamp Replacement | 0 | 0 | 0
1376 | Industrial | ImiNgsld418 | LED Linear - Lamp Replacement | 0 | 0 | 0
1377 | Industrial | IprTgsld418 | LED Linear - Lamp Replacement | 0 | 0 | 0
1378 | Industrial | IprNgsld418 | LED Linear - Lamp Replacement | 0 | 0 | 0
1379 | Industrial | IstTgsld418 | LED Linear - Lamp Replacement | 0 | 0 | 0
1380 | Industrial | IstNgsld418 | LED Linear - Lamp Replacement | 0 | 0 | 0
1381 | Industrial | IteTgsld418 | LED Linear - Lamp Replacement | 0 | 0 | 0
1382 | Industrial | IteNgsld418 | LED Linear - Lamp Replacement | 0 | 0 | 0
1383 | Industrial | ItrTgsld418 | LED Linear - Lamp Replacement | 0 | 0 | 0
1384 | Industrial | ItrNgsld418 | LED Linear - Lamp Replacement | 0 | 0 | 0
1385 | Industrial | IwaTgsld418 | LED Linear - Lamp Replacement | 0 | 0 | 0
1386 | Industrial | IwaNgsld418 | LED Linear - Lamp Replacement | 0 | 0 | 0
1387 | Industrial | IagTgsld606 | Cogged Belt on 15hp ODP Motor | 0.022568 | 0.021038 | 0.021038
1388 | Industrial | IagNgsld606 | Cogged Belt on 15hp ODP Motor | 0.00029735 | 0.0002772 | 0.0002772
1389 | Industrial | IchTgsld606 | Cogged Belt on 15hp ODP Motor | 0.33041 | 0.30802 | 0.30802
1390 | Industrial | IchNgsld606 | Cogged Belt on 15hp ODP Motor | 0.0072605 | 0.0067685 | 0.0067685
1391 | Industrial | IcoTgsld606 | Cogged Belt on 15hp ODP Motor | 0.21915 | 0.2043 | 0.2043
1392 | Industrial | IcoNgsld606 | Cogged Belt on 15hp ODP Motor | 0.0046191 | 0.004306 | 0.004306
1393 | Industrial | IelTgsld606 | Cogged Belt on 15hp ODP Motor | 0.13676 | 0.12749 | 0.12749
1394 | Industrial | IelNgsld606 | Cogged Belt on 15hp ODP Motor | 0.0030497 | 0.0028431 | 0.0028431
1395 | Industrial | IluTgsld606 | Cogged Belt on 15hp ODP Motor | 0.50527 | 0.47103 | 0.47103
1396 | Industrial | IluNgsld606 | Cogged Belt on 15hp ODP Motor | 0.01032 | 0.0096208 | 0.0096208
1397 | Industrial | ImeTgsld606 | Cogged Belt on 15hp ODP Motor | 0.072917 | 0.067976 | 0.067976
1398 | Industrial | ImeNgsld606 | Cogged Belt on 15hp ODP Motor | 0.0015072 | 0.001405 | 0.001405
1399 | Industrial | ImiTgsld606 | Cogged Belt on 15hp ODP Motor | 0.093328 | 0.087003 | 0.087003
1400 | Industrial | ImiNgsld606 | Cogged Belt on 15hp ODP Motor | 0.0019671 | 0.0018338 | 0.0018338
1401 | Industrial | IprTgsld606 | Cogged Belt on 15hp ODP Motor | 0.0019326 | 0.0018017 | 0.0018017
1402 | Industrial | IprNgsld606 | Cogged Belt on 15hp ODP Motor | 4.3572e-05 | 4.0619e-05 | 4.0619e-05
1403 | Industrial | IstTgsld606 | Cogged Belt on 15hp ODP Motor | 0.28806 | 0.26854 | 0.26854
1404 | Industrial | IstNgsld606 | Cogged Belt on 15hp ODP Motor | 0.0058601 | 0.005463 | 0.005463
1405 | Industrial | IteTgsld606 | Cogged Belt on 15hp ODP Motor | 0.0061344 | 0.0057187 | 0.0057187
1406 | Industrial | IteNgsld606 | Cogged Belt on 15hp ODP Motor | 0.0001363 | 0.00012706 | 0.00012706
1407 | Industrial | ItrTgsld606 | Cogged Belt on 15hp ODP Motor | 0.098205 | 0.09155 | 0.09155
1408 | Industrial | ItrNgsld606 | Cogged Belt on 15hp ODP Motor | 0.002206 | 0.0020565 | 0.0020565
1409 | Industrial | IwaTgsld606 | Cogged Belt on 15hp ODP Motor | 0.48754 | 0.45364 | 0.45364
1410 | Industrial | IwaNgsld606 | Cogged Belt on 15hp ODP Motor | 0.010276 | 0.0095615 | 0.0095615
1411 | Industrial | IagTgsld607 | Cogged Belt on 40hp ODP Motor | 0.022171 | 0.020668 | 0.020668
1412 | Industrial | IagNgsld607 | Cogged Belt on 40hp ODP Motor | 0.00029212 | 0.00027232 | 0.00027232
1413 | Industrial | IchTgsld607 | Cogged Belt on 40hp ODP Motor | 0.32664 | 0.3045 | 0.3045
1414 | Industrial | IchNgsld607 | Cogged Belt on 40hp ODP Motor | 0.0071777 | 0.0066913 | 0.0066913
1415 | Industrial | IcoTgsld607 | Cogged Belt on 40hp ODP Motor | 0.21674 | 0.20205 | 0.20205
1416 | Industrial | IcoNgsld607 | Cogged Belt on 40hp ODP Motor | 0.0045682 | 0.0042587 | 0.0042587
1417 | Industrial | IelTgsld607 | Cogged Belt on 40hp ODP Motor | 0.13435 | 0.12525 | 0.12525
1418 | Industrial | IelNgsld607 | Cogged Belt on 40hp ODP Motor | 0.0029961 | 0.002793 | 0.002793
1419 | Industrial | IluTgsld607 | Cogged Belt on 40hp ODP Motor | 0.49739 | 0.46368 | 0.46368
1420 | Industrial | IluNgsld607 | Cogged Belt on 40hp ODP Motor | 0.010159 | 0.0094707 | 0.0094707
1421 | Industrial | ImeTgsld607 | Cogged Belt on 40hp ODP Motor | 0.072494 | 0.067581 | 0.067581
1422 | Industrial | ImeNgsld607 | Cogged Belt on 40hp ODP Motor | 0.0014984 | 0.0013969 | 0.0013969
1423 | Industrial | ImiTgsld607 | Cogged Belt on 40hp ODP Motor | 0.092936 | 0.086638 | 0.086638
1424 | Industrial | ImiNgsld607 | Cogged Belt on 40hp ODP Motor | 0.0019588 | 0.0018261 | 0.0018261
1425 | Industrial | IprTgsld607 | Cogged Belt on 40hp ODP Motor | 0.0019295 | 0.0017988 | 0.0017988
1426 | Industrial | IprNgsld607 | Cogged Belt on 40hp ODP Motor | 4.3502e-05 | 4.0554e-05 | 4.0554e-05
1427 | Industrial | IstTgsld607 | Cogged Belt on 40hp ODP Motor | 0.28362 | 0.2644 | 0.2644
1428 | Industrial | IstNgsld607 | Cogged Belt on 40hp ODP Motor | 0.0057698 | 0.0053788 | 0.0053788
1429 | Industrial | IteTgsld607 | Cogged Belt on 40hp ODP Motor | 0.0061087 | 0.0056947 | 0.0056947
1430 | Industrial | IteNgsld607 | Cogged Belt on 40hp ODP Motor | 0.00013573 | 0.00012653 | 0.00012653
1431 | Industrial | ItrTgsld607 | Cogged Belt on 40hp ODP Motor | 0.096378 | 0.089847 | 0.089847
1432 | Industrial | ItrNgsld607 | Cogged Belt on 40hp ODP Motor | 0.002165 | 0.0020183 | 0.0020183
1433 | Industrial | IwaTgsld607 | Cogged Belt on 40hp ODP Motor | 0.48218 | 0.44865 | 0.44865
1434 | Industrial | IwaNgsld607 | Cogged Belt on 40hp ODP Motor | 0.010163 | 0.0094563 | 0.0094563
1435 | Industrial | IagTgsld701 | 3-phase High Frequency Battery Charger - 1 shift | 0.00065232 | 0.00058852 | 0.00058852
1436 | Industrial | IagNgsld701 | 3-phase High Frequency Battery Charger - 1 shift | 8.9683e-06 | 8.0913e-06 | 8.0913e-06
1437 | Industrial | IchTgsld701 | 3-phase High Frequency Battery Charger - 1 shift | 0.0054664 | 0.0049318 | 0.0049318
1438 | Industrial | IchNgsld701 | 3-phase High Frequency Battery Charger - 1 shift | 0.00013109 | 0.00011827 | 0.00011827
1439 | Industrial | IcoTgsld701 | 3-phase High Frequency Battery Charger - 1 shift | 0.012358 | 0.01115 | 0.01115
1440 | Industrial | IcoNgsld701 | 3-phase High Frequency Battery Charger - 1 shift | 0.00031753 | 0.00028648 | 0.00028648
1441 | Industrial | IelTgsld701 | 3-phase High Frequency Battery Charger - 1 shift | 0.011478 | 0.010355 | 0.010355
1442 | Industrial | IelNgsld701 | 3-phase High Frequency Battery Charger - 1 shift | 0.00028343 | 0.00025571 | 0.00025571
1443 | Industrial | IluTgsld701 | 3-phase High Frequency Battery Charger - 1 shift | 0.0053067 | 0.0047878 | 0.0047878
1444 | Industrial | IluNgsld701 | 3-phase High Frequency Battery Charger - 1 shift | 0.00013635 | 0.00012302 | 0.00012302
1445 | Industrial | ImeTgsld701 | 3-phase High Frequency Battery Charger - 1 shift | 0.0064255 | 0.0057971 | 0.0057971
1446 | Industrial | ImeNgsld701 | 3-phase High Frequency Battery Charger - 1 shift | 0.0001651 | 0.00014895 | 0.00014895
1447 | Industrial | ImiTgsld701 | 3-phase High Frequency Battery Charger - 1 shift | 0.013569 | 0.012242 | 0.012242
1448 | Industrial | ImiNgsld701 | 3-phase High Frequency Battery Charger - 1 shift | 0.00034865 | 0.00031455 | 0.00031455
1449 | Industrial | IprTgsld701 | 3-phase High Frequency Battery Charger - 1 shift | 0.00039269 | 0.00035428 | 0.00035428
1450 | Industrial | IprNgsld701 | 3-phase High Frequency Battery Charger - 1 shift | 1.009e-05 | 9.1031e-06 | 9.1031e-06
1451 | Industrial | IstTgsld701 | 3-phase High Frequency Battery Charger - 1 shift | 0.0032091 | 0.0028952 | 0.0028952
1452 | Industrial | IstNgsld701 | 3-phase High Frequency Battery Charger - 1 shift | 8.2455e-05 | 7.4391e-05 | 7.4391e-05
1453 | Industrial | IteTgsld701 | 3-phase High Frequency Battery Charger - 1 shift | 0.00051321 | 0.00046302 | 0.00046302
1454 | Industrial | IteNgsld701 | 3-phase High Frequency Battery Charger - 1 shift | 1.3187e-05 | 1.1897e-05 | 1.1897e-05
1455 | Industrial | ItrTgsld701 | 3-phase High Frequency Battery Charger - 1 shift | 0.003462 | 0.0031234 | 0.0031234
1456 | Industrial | ItrNgsld701 | 3-phase High Frequency Battery Charger - 1 shift | 8.8953e-05 | 8.0253e-05 | 8.0253e-05
1457 | Industrial | IwaTgsld701 | 3-phase High Frequency Battery Charger - 1 shift | 0.027393 | 0.024714 | 0.024714
1458 | Industrial | IwaNgsld701 | 3-phase High Frequency Battery Charger - 1 shift | 0.00070384 | 0.00063501 | 0.00063501
1459 | Industrial | IagEgsld705 | Engine Block Timer | 0.0096242 | 0.008683 | 0.008683
1460 | Industrial | IagNgsld705 | Engine Block Timer | 0.00020554 | 0.00018544 | 0.00018544
1461 | Industrial | IagEgsld801 | VFD on Cooling Tower Fans | 0.16463 | 0.15318 | 0.15318
1462 | Industrial | IagNgsld801 | VFD on Cooling Tower Fans | 0.0041484 | 0.0038599 | 0.0038599
1463 | Industrial | IchEgsld801 | VFD on Cooling Tower Fans | 0.60674 | 0.56455 | 0.56455
1464 | Industrial | IchNgsld801 | VFD on Cooling Tower Fans | 0.015289 | 0.014226 | 0.014226
1465 | Industrial | IcoEgsld801 | VFD on Cooling Tower Fans | 0.4688 | 0.4362 | 0.4362
1466 | Industrial | IcoNgsld801 | VFD on Cooling Tower Fans | 0.011813 | 0.010992 | 0.010992
1467 | Industrial | IelEgsld801 | VFD on Cooling Tower Fans | 0.94897 | 0.88299 | 0.88299
1468 | Industrial | IelNgsld801 | VFD on Cooling Tower Fans | 0.023913 | 0.02225 | 0.02225
1469 | Industrial | IluEgsld801 | VFD on Cooling Tower Fans | 0.18331 | 0.17056 | 0.17056
1470 | Industrial | IluNgsld801 | VFD on Cooling Tower Fans | 0.0046191 | 0.0042979 | 0.0042979
1471 | Industrial | ImeEgsld801 | VFD on Cooling Tower Fans | 0.19211 | 0.17875 | 0.17875
1472 | Industrial | ImeNgsld801 | VFD on Cooling Tower Fans | 0.0048409 | 0.0045043 | 0.0045043
1473 | Industrial | ImiEgsld801 | VFD on Cooling Tower Fans | 0.51473 | 0.47894 | 0.47894
1474 | Industrial | ImiNgsld801 | VFD on Cooling Tower Fans | 0.01297 | 0.012069 | 0.012069
1475 | Industrial | IprEgsld801 | VFD on Cooling Tower Fans | 0.022153 | 0.020612 | 0.020612
1476 | Industrial | IprNgsld801 | VFD on Cooling Tower Fans | 0.00055822 | 0.0005194 | 0.0005194
1477 | Industrial | IstEgsld801 | VFD on Cooling Tower Fans | 0.25369 | 0.23605 | 0.23605
1478 | Industrial | IstNgsld801 | VFD on Cooling Tower Fans | 0.0063925 | 0.005948 | 0.005948
1479 | Industrial | IteEgsld801 | VFD on Cooling Tower Fans | 0.031288 | 0.029113 | 0.029113
1480 | Industrial | IteNgsld801 | VFD on Cooling Tower Fans | 0.00078841 | 0.00073359 | 0.00073359
1481 | Industrial | ItrEgsld801 | VFD on Cooling Tower Fans | 0.17792 | 0.16555 | 0.16555
1482 | Industrial | ItrNgsld801 | VFD on Cooling Tower Fans | 0.0044833 | 0.0041716 | 0.0041716
1483 | Industrial | IwaEgsld801 | VFD on Cooling Tower Fans | 1.0391 | 0.96687 | 0.96687
1484 | Industrial | IwaNgsld801 | VFD on Cooling Tower Fans | 0.026184 | 0.024364 | 0.024364
1485 | Industrial | IagEgsld803 | Demand Defrost | 0.041808 | 0.038901 | 0.038901
1486 | Industrial | IagNgsld803 | Demand Defrost | 0.00095828 | 0.00089165 | 0.00089165
1487 | Industrial | IchEgsld803 | Demand Defrost | 0.29416 | 0.27371 | 0.27371
1488 | Industrial | IchNgsld803 | Demand Defrost | 0.0067424 | 0.0062736 | 0.0062736
1489 | Industrial | IcoEgsld803 | Demand Defrost | 0.30305 | 0.28197 | 0.28197
1490 | Industrial | IcoNgsld803 | Demand Defrost | 0.006946 | 0.0064631 | 0.0064631
1491 | Industrial | IelEgsld803 | Demand Defrost | 0.7449 | 0.69311 | 0.69311
1492 | Industrial | IelNgsld803 | Demand Defrost | 0.017074 | 0.015887 | 0.015887
1493 | Industrial | IluEgsld803 | Demand Defrost | 0.13966 | 0.12995 | 0.12995
1494 | Industrial | IluNgsld803 | Demand Defrost | 0.0032011 | 0.0029785 | 0.0029785
1495 | Industrial | ImeEgsld803 | Demand Defrost | 0.079834 | 0.074283 | 0.074283
1496 | Industrial | ImeNgsld803 | Demand Defrost | 0.0018299 | 0.0017026 | 0.0017026
1497 | Industrial | ImiEgsld803 | Demand Defrost | 0.40404 | 0.37595 | 0.37595
1498 | Industrial | ImiNgsld803 | Demand Defrost | 0.0092609 | 0.008617 | 0.008617
1499 | Industrial | IprEgsld803 | Demand Defrost | 0.017389 | 0.01618 | 0.01618
1500 | Industrial | IprNgsld803 | Demand Defrost | 0.00039857 | 0.00037086 | 0.00037086
1501 | Industrial | IstEgsld803 | Demand Defrost | 0.19913 | 0.18529 | 0.18529
1502 | Industrial | IstNgsld803 | Demand Defrost | 0.0045643 | 0.0042469 | 0.0042469
1503 | Industrial | IteEgsld803 | Demand Defrost | 0.02456 | 0.022852 | 0.022852
1504 | Industrial | IteNgsld803 | Demand Defrost | 0.00056293 | 0.00052379 | 0.00052379
1505 | Industrial | ItrEgsld803 | Demand Defrost | 0.13966 | 0.12995 | 0.12995
1506 | Industrial | ItrNgsld803 | Demand Defrost | 0.0032011 | 0.0029785 | 0.0029785
1507 | Industrial | IwaEgsld803 | Demand Defrost | 0.67173 | 0.62502 | 0.62502
1508 | Industrial | IwaNgsld803 | Demand Defrost | 0.015396 | 0.014326 | 0.014326
1509 | Industrial | IagEgsld804 | Floating Head Pressure Controller | 0.014506 | 0.013497 | 0.013497
1510 | Industrial | IagNgsld804 | Floating Head Pressure Controller | 0.00038789 | 0.00036092 | 0.00036092
1511 | Industrial | IchEgsld804 | Floating Head Pressure Controller | 0.086548 | 0.08053 | 0.08053
1512 | Industrial | IchNgsld804 | Floating Head Pressure Controller | 0.0022813 | 0.0021227 | 0.0021227
1513 | Industrial | IcoEgsld804 | Floating Head Pressure Controller | 0.011829 | 0.011007 | 0.011007
1514 | Industrial | IcoNgsld804 | Floating Head Pressure Controller | 0.00033892 | 0.00031536 | 0.00031536
1515 | Industrial | IelEgsld804 | Floating Head Pressure Controller | 0.12957 | 0.12056 | 0.12056
1516 | Industrial | IelNgsld804 | Floating Head Pressure Controller | 0.0034154 | 0.0031779 | 0.0031779
1517 | Industrial | IluEgsld804 | Floating Head Pressure Controller | 0.015234 | 0.014175 | 0.014175
1518 | Industrial | IluNgsld804 | Floating Head Pressure Controller | 0.00040737 | 0.00037904 | 0.00037904
1519 | Industrial | ImeEgsld804 | Floating Head Pressure Controller | 0.014936 | 0.013897 | 0.013897
1520 | Industrial | ImeNgsld804 | Floating Head Pressure Controller | 0.0003994 | 0.00037163 | 0.00037163
1521 | Industrial | ImiEgsld804 | Floating Head Pressure Controller | 0.13015 | 0.1211 | 0.1211
1522 | Industrial | ImiNgsld804 | Floating Head Pressure Controller | 0.0032743 | 0.0030466 | 0.0030466
1523 | Industrial | IprEgsld804 | Floating Head Pressure Controller | 0.0018304 | 0.0017032 | 0.0017032
1524 | Industrial | IprNgsld804 | Floating Head Pressure Controller | 4.8947e-05 | 4.5544e-05 | 4.5544e-05
1525 | Industrial | IstEgsld804 | Floating Head Pressure Controller | 0.027575 | 0.025658 | 0.025658
1526 | Industrial | IstNgsld804 | Floating Head Pressure Controller | 0.00071105 | 0.00066161 | 0.00066161
1527 | Industrial | IteEgsld804 | Floating Head Pressure Controller | 0.0017277 | 0.0016076 | 0.0016076
1528 | Industrial | IteNgsld804 | Floating Head Pressure Controller | 4.455e-05 | 4.1452e-05 | 4.1452e-05
1529 | Industrial | ItrEgsld804 | Floating Head Pressure Controller | 0.0049123 | 0.0045707 | 0.0045707
1530 | Industrial | ItrNgsld804 | Floating Head Pressure Controller | 0.00014074 | 0.00013095 | 0.00013095
1531 | Industrial | IwaEgsld804 | Floating Head Pressure Controller | 0.20883 | 0.19431 | 0.19431
1532 | Industrial | IwaNgsld804 | Floating Head Pressure Controller | 0.0052816 | 0.0049144 | 0.0049144
1533 | Industrial | IagEgsld808 | Refrigeration Commissioning | 0.016306 | 0.015172 | 0.015172
1534 | Industrial | IagNgsld808 | Refrigeration Commissioning | 0.00037375 | 0.00034776 | 0.00034776
1535 | Industrial | IwaEgsld808 | Refrigeration Commissioning | 0.12409 | 0.11546 | 0.11546
1536 | Industrial | IwaNgsld808 | Refrigeration Commissioning | 0.0028441 | 0.0026464 | 0.0026464
1537 | Industrial | IagEgsld1001 | Drip Irrigation Nozzles | 0.00023912 | 0.00021574 | 0.00021574
1538 | Industrial | IagNgsld1001 | Drip Irrigation Nozzles | 4.8152e-06 | 4.3443e-06 | 4.3443e-06
1539 | Industrial | IchEgsld1001 | Drip Irrigation Nozzles | 0 | 0 | 0
1540 | Industrial | IchNgsld1001 | Drip Irrigation Nozzles | 0 | 0 | 0
1541 | Industrial | IcoEgsld1001 | Drip Irrigation Nozzles | 0 | 0 | 0
1542 | Industrial | IcoNgsld1001 | Drip Irrigation Nozzles | 0 | 0 | 0
1543 | Industrial | IelEgsld1001 | Drip Irrigation Nozzles | 0 | 0 | 0
1544 | Industrial | IelNgsld1001 | Drip Irrigation Nozzles | 0 | 0 | 0
1545 | Industrial | IluEgsld1001 | Drip Irrigation Nozzles | 0 | 0 | 0
1546 | Industrial | IluNgsld1001 | Drip Irrigation Nozzles | 0 | 0 | 0
1547 | Industrial | ImeEgsld1001 | Drip Irrigation Nozzles | 0 | 0 | 0
1548 | Industrial | ImeNgsld1001 | Drip Irrigation Nozzles | 0 | 0 | 0
1549 | Industrial | ImiEgsld1001 | Drip Irrigation Nozzles | 0 | 0 | 0
1550 | Industrial | ImiNgsld1001 | Drip Irrigation Nozzles | 0 | 0 | 0
1551 | Industrial | IprEgsld1001 | Drip Irrigation Nozzles | 0 | 0 | 0
1552 | Industrial | IprNgsld1001 | Drip Irrigation Nozzles | 0 | 0 | 0
1553 | Industrial | IstEgsld1001 | Drip Irrigation Nozzles | 0 | 0 | 0
1554 | Industrial | IstNgsld1001 | Drip Irrigation Nozzles | 0 | 0 | 0
1555 | Industrial | IteEgsld1001 | Drip Irrigation Nozzles | 0 | 0 | 0
1556 | Industrial | IteNgsld1001 | Drip Irrigation Nozzles | 0 | 0 | 0
1557 | Industrial | ItrEgsld1001 | Drip Irrigation Nozzles | 0 | 0 | 0
1558 | Industrial | ItrNgsld1001 | Drip Irrigation Nozzles | 0 | 0 | 0
1559 | Industrial | IwaEgsld1001 | Drip Irrigation Nozzles | 0 | 0 | 0
1560 | Industrial | IwaNgsld1001 | Drip Irrigation Nozzles | 0 | 0 | 0
1561 | Industrial | IchEgsld1002 | Grain Bin Aeration Control System | 0 | 0 | 0
1562 | Industrial | IchNgsld1002 | Grain Bin Aeration Control System | 0 | 0 | 0
1563 | Industrial | IelEgsld1002 | Grain Bin Aeration Control System | 0 | 0 | 0
1564 | Industrial | IelNgsld1002 | Grain Bin Aeration Control System | 0 | 0 | 0
1565 | Industrial | IluEgsld1002 | Grain Bin Aeration Control System | 0 | 0 | 0
1566 | Industrial | IluNgsld1002 | Grain Bin Aeration Control System | 0 | 0 | 0
1567 | Industrial | IprEgsld1002 | Grain Bin Aeration Control System | 0 | 0 | 0
1568 | Industrial | IprNgsld1002 | Grain Bin Aeration Control System | 0 | 0 | 0
1569 | Industrial | ItrEgsld1002 | Grain Bin Aeration Control System | 0 | 0 | 0
1570 | Industrial | ItrNgsld1002 | Grain Bin Aeration Control System | 0 | 0 | 0
1571 | Industrial | IwaEgsld1002 | Grain Bin Aeration Control System | 0 | 0 | 0
1572 | Industrial | IwaNgsld1002 | Grain Bin Aeration Control System | 0 | 0 | 0
1573 | Industrial | IagTgsld1003 | High Efficiency Welder | 0.0015211 | 0.0013723 | 0.0013723
1574 | Industrial | IagNgsld1003 | High Efficiency Welder | 2.9362e-05 | 2.6491e-05 | 2.6491e-05
1575 | Industrial | IchTgsld1003 | High Efficiency Welder | 0.27378 | 0.24701 | 0.24701
1576 | Industrial | IchNgsld1003 | High Efficiency Welder | 0.006924 | 0.0062469 | 0.0062469
1577 | Industrial | IcoTgsld1003 | High Efficiency Welder | 0.062185 | 0.056103 | 0.056103
1578 | Industrial | IcoNgsld1003 | High Efficiency Welder | 0.0015632 | 0.0014103 | 0.0014103
1579 | Industrial | IelTgsld1003 | High Efficiency Welder | 0.27641 | 0.24938 | 0.24938
1580 | Industrial | IelNgsld1003 | High Efficiency Welder | 0.0069904 | 0.0063068 | 0.0063068
1581 | Industrial | IluTgsld1003 | High Efficiency Welder | 0.047975 | 0.043283 | 0.043283
1582 | Industrial | IluNgsld1003 | High Efficiency Welder | 0.0012133 | 0.0010946 | 0.0010946
1583 | Industrial | ImeTgsld1003 | High Efficiency Welder | 0.052665 | 0.047515 | 0.047515
1584 | Industrial | ImeNgsld1003 | High Efficiency Welder | 0.0013291 | 0.0011991 | 0.0011991
1585 | Industrial | ImiTgsld1003 | High Efficiency Welder | 0.036196 | 0.032656 | 0.032656
1586 | Industrial | ImiNgsld1003 | High Efficiency Welder | 0.00091539 | 0.00082587 | 0.00082587
1587 | Industrial | IprTgsld1003 | High Efficiency Welder | 0.077456 | 0.069881 | 0.069881
1588 | Industrial | IprNgsld1003 | High Efficiency Welder | 0.0019589 | 0.0017673 | 0.0017673
1589 | Industrial | IstTgsld1003 | High Efficiency Welder | 0.085685 | 0.077305 | 0.077305
1590 | Industrial | IstNgsld1003 | High Efficiency Welder | 0.002167 | 0.0019551 | 0.0019551
1591 | Industrial | IteTgsld1003 | High Efficiency Welder | 0.001285 | 0.0011593 | 0.0011593
1592 | Industrial | IteNgsld1003 | High Efficiency Welder | 3.2498e-05 | 2.9319e-05 | 2.9319e-05
1593 | Industrial | ItrTgsld1003 | High Efficiency Welder | 0.072966 | 0.06583 | 0.06583
1594 | Industrial | ItrNgsld1003 | High Efficiency Welder | 0.0018197 | 0.0016417 | 0.0016417
1595 | Industrial | IwaTgsld1003 | High Efficiency Welder | 0.014946 | 0.013485 | 0.013485
1596 | Industrial | IwaNgsld1003 | High Efficiency Welder | 0.00038499 | 0.00034734 | 0.00034734
1597 | Industrial | IagEgsld1004 | Injection Mold and Extruder Barrel Wraps | 0 | 0 | 0
1598 | Industrial | IagNgsld1004 | Injection Mold and Extruder Barrel Wraps | 0 | 0 | 0
1599 | Industrial | IchEgsld1004 | Injection Mold and Extruder Barrel Wraps | 0.067291 | 0.06071 | 0.06071
1600 | Industrial | IchNgsld1004 | Injection Mold and Extruder Barrel Wraps | 0.0014857 | 0.0013404 | 0.0013404
1601 | Industrial | IcoEgsld1004 | Injection Mold and Extruder Barrel Wraps | 0 | 0 | 0
1602 | Industrial | IcoNgsld1004 | Injection Mold and Extruder Barrel Wraps | 0 | 0 | 0
1603 | Industrial | IelEgsld1004 | Injection Mold and Extruder Barrel Wraps | 0.082757 | 0.074663 | 0.074663
1604 | Industrial | IelNgsld1004 | Injection Mold and Extruder Barrel Wraps | 0.0018231 | 0.0016449 | 0.0016449
1605 | Industrial | IluEgsld1004 | Injection Mold and Extruder Barrel Wraps | 0 | 0 | 0
1606 | Industrial | IluNgsld1004 | Injection Mold and Extruder Barrel Wraps | 0 | 0 | 0
1607 | Industrial | ImeEgsld1004 | Injection Mold and Extruder Barrel Wraps | 0 | 0 | 0
1608 | Industrial | ImeNgsld1004 | Injection Mold and Extruder Barrel Wraps | 0 | 0 | 0
1609 | Industrial | ImiEgsld1004 | Injection Mold and Extruder Barrel Wraps | 0 | 0 | 0
1610 | Industrial | ImiNgsld1004 | Injection Mold and Extruder Barrel Wraps | 0 | 0 | 0
1611 | Industrial | IprEgsld1004 | Injection Mold and Extruder Barrel Wraps | 0 | 0 | 0
1612 | Industrial | IprNgsld1004 | Injection Mold and Extruder Barrel Wraps | 0 | 0 | 0
1613 | Industrial | IstEgsld1004 | Injection Mold and Extruder Barrel Wraps | 0 | 0 | 0
1614 | Industrial | IstNgsld1004 | Injection Mold and Extruder Barrel Wraps | 0 | 0 | 0
1615 | Industrial | IteEgsld1004 | Injection Mold and Extruder Barrel Wraps | 0 | 0 | 0
1616 | Industrial | IteNgsld1004 | Injection Mold and Extruder Barrel Wraps | 0 | 0 | 0
1617 | Industrial | ItrEgsld1004 | Injection Mold and Extruder Barrel Wraps | 0 | 0 | 0
1618 | Industrial | ItrNgsld1004 | Injection Mold and Extruder Barrel Wraps | 0 | 0 | 0
1619 | Industrial | IwaEgsld1004 | Injection Mold and Extruder Barrel Wraps | 0 | 0 | 0
1620 | Industrial | IwaNgsld1004 | Injection Mold and Extruder Barrel Wraps | 0 | 0 | 0
1621 | Industrial | IwaNgsld2001 | LEED New Construction Whole Building | 0.083811 | 0.076006 | 0.076006
1622 | Commercial | CasTgs102 | Energy Star Combination Oven | 0.25645 | 0.094319 | 0.094319
1623 | Commercial | CasNgs102 | Energy Star Combination Oven | 0.0028286 | 0.0010403 | 0.0010403
1624 | Commercial | CcoTgs102 | Energy Star Combination Oven | 0.0021628 | 0.00079546 | 0.00079546
1625 | Commercial | CcoNgs102 | Energy Star Combination Oven | 2.3855e-05 | 8.7736e-06 | 8.7736e-06
1626 | Commercial | CdaTgs102 | Energy Star Combination Oven | 0.0006608 | 0.001207 | 0.001207
1627 | Commercial | CdaNgs102 | Energy Star Combination Oven | 7.2883e-06 | 1.3313e-05 | 1.3313e-05
1628 | Commercial | CgrTgs102 | Energy Star Combination Oven | 0.58604 | 0.21554 | 0.21554
1629 | Commercial | CgrNgs102 | Energy Star Combination Oven | 0.0064638 | 0.0023773 | 0.0023773
1630 | Commercial | CheTgs102 | Energy Star Combination Oven | 0.019101 | 0.021403 | 0.021403
1631 | Commercial | CheNgs102 | Energy Star Combination Oven | 0.00021067 | 0.00023607 | 0.00023607
1632 | Commercial | ChoTgs102 | Energy Star Combination Oven | 0.12626 | 0.046437 | 0.046437
1633 | Commercial | ChoNgs102 | Energy Star Combination Oven | 0.0013926 | 0.00051219 | 0.00051219
1634 | Commercial | CinTgs102 | Energy Star Combination Oven | 0.026785 | 0.048925 | 0.048925
1635 | Commercial | CinNgs102 | Energy Star Combination Oven | 0.00029543 | 0.00053963 | 0.00053963
1636 | Commercial | CloTgs102 | Energy Star Combination Oven | 0.4457 | 0.19905 | 0.19905
1637 | Commercial | CloNgs102 | Energy Star Combination Oven | 0.0049159 | 0.0021954 | 0.0021954
1638 | Commercial | CmiTgs102 | Energy Star Combination Oven | 0 | 0 | 0
1639 | Commercial | CmiNgs102 | Energy Star Combination Oven | 0 | 0 | 0
1640 | Commercial | CofTgs102 | Energy Star Combination Oven | 0.051029 | 0.093209 | 0.093209
1641 | Commercial | CofNgs102 | Energy Star Combination Oven | 0.00056283 | 0.0010281 | 0.0010281
1642 | Commercial | CreTgs102 | Energy Star Combination Oven | 2.963 | 1.5656 | 1.5656
1643 | Commercial | CreNgs102 | Energy Star Combination Oven | 0.032681 | 0.017268 | 0.017268
1644 | Commercial | CrtTgs102 | Energy Star Combination Oven | 0.10207 | 0.037538 | 0.037538
1645 | Commercial | CrtNgs102 | Energy Star Combination Oven | 0.0011258 | 0.00041404 | 0.00041404
1646 | Commercial | CscTgs102 | Energy Star Combination Oven | 0.0045023 | 0.008224 | 0.008224
1647 | Commercial | CscNgs102 | Energy Star Combination Oven | 4.9659e-05 | 9.0708e-05 | 9.0708e-05
1648 | Commercial | CwaTgs102 | Energy Star Combination Oven | 2.294e-05 | 4.1903e-05 | 4.1903e-05
1649 | Commercial | CwaNgs102 | Energy Star Combination Oven | 2.5302e-07 | 4.6217e-07 | 4.6217e-07
1650 | Commercial | CasTgs103 | Energy Star Commercial Dishwasher | 0 | 0 | 0
1651 | Commercial | CasNgs103 | Energy Star Commercial Dishwasher | 0 | 0 | 0
1652 | Commercial | CcoTgs103 | Energy Star Commercial Dishwasher | 0 | 0 | 0
1653 | Commercial | CcoNgs103 | Energy Star Commercial Dishwasher | 0 | 0 | 0
1654 | Commercial | CdaTgs103 | Energy Star Commercial Dishwasher | 0 | 0 | 0
1655 | Commercial | CdaNgs103 | Energy Star Commercial Dishwasher | 0 | 0 | 0
1656 | Commercial | CgrTgs103 | Energy Star Commercial Dishwasher | 0 | 0 | 0
1657 | Commercial | CgrNgs103 | Energy Star Commercial Dishwasher | 0 | 0 | 0
1658 | Commercial | CheTgs103 | Energy Star Commercial Dishwasher | 0 | 0 | 0
1659 | Commercial | CheNgs103 | Energy Star Commercial Dishwasher | 0 | 0 | 0
1660 | Commercial | ChoTgs103 | Energy Star Commercial Dishwasher | 0 | 0 | 0
1661 | Commercial | ChoNgs103 | Energy Star Commercial Dishwasher | 0 | 0 | 0
1662 | Commercial | CinTgs103 | Energy Star Commercial Dishwasher | 0 | 0 | 0
1663 | Commercial | CinNgs103 | Energy Star Commercial Dishwasher | 0 | 0 | 0
1664 | Commercial | CloTgs103 | Energy Star Commercial Dishwasher | 0 | 0 | 0
1665 | Commercial | CloNgs103 | Energy Star Commercial Dishwasher | 0 | 0 | 0
1666 | Commercial | CmiTgs103 | Energy Star Commercial Dishwasher | 0 | 0 | 0
1667 | Commercial | CmiNgs103 | Energy Star Commercial Dishwasher | 0 | 0 | 0
1668 | Commercial | CofTgs103 | Energy Star Commercial Dishwasher | 0 | 0 | 0
1669 | Commercial | CofNgs103 | Energy Star Commercial Dishwasher | 0 | 0 | 0
1670 | Commercial | CreTgs103 | Energy Star Commercial Dishwasher | 0 | 0 | 0
1671 | Commercial | CreNgs103 | Energy Star Commercial Dishwasher | 0 | 0 | 0
1672 | Commercial | CrtTgs103 | Energy Star Commercial Dishwasher | 0 | 0 | 0
1673 | Commercial | CrtNgs103 | Energy Star Commercial Dishwasher | 0 | 0 | 0
1674 | Commercial | CscTgs103 | Energy Star Commercial Dishwasher | 0 | 0 | 0
1675 | Commercial | CscNgs103 | Energy Star Commercial Dishwasher | 0 | 0 | 0
1676 | Commercial | CwaTgs103 | Energy Star Commercial Dishwasher | 0 | 0 | 0
1677 | Commercial | CwaNgs103 | Energy Star Commercial Dishwasher | 0 | 0 | 0
1678 | Commercial | CasTgs106 | Energy Star Griddle | 0 | 0 | 0
1679 | Commercial | CasNgs106 | Energy Star Griddle | 0 | 0 | 0
1680 | Commercial | CcoTgs106 | Energy Star Griddle | 0.00050819 | 0.00018691 | 0.00018691
1681 | Commercial | CcoNgs106 | Energy Star Griddle | 5.6052e-06 | 2.0615e-06 | 2.0615e-06
1682 | Commercial | CdaTgs106 | Energy Star Griddle | 0 | 0 | 0
1683 | Commercial | CdaNgs106 | Energy Star Griddle | 0 | 0 | 0
1684 | Commercial | CgrTgs106 | Energy Star Griddle | 0 | 0 | 0
1685 | Commercial | CgrNgs106 | Energy Star Griddle | 0 | 0 | 0
1686 | Commercial | CheTgs106 | Energy Star Griddle | 0.004488 | 0.0050291 | 0.0050291
1687 | Commercial | CheNgs106 | Energy Star Griddle | 4.9501e-05 | 5.5469e-05 | 5.5469e-05
1688 | Commercial | ChoTgs106 | Energy Star Griddle | 0.029667 | 0.010911 | 0.010911
1689 | Commercial | ChoNgs106 | Energy Star Griddle | 0.00032722 | 0.00012035 | 0.00012035
1690 | Commercial | CinTgs106 | Energy Star Griddle | 0 | 0 | 0
1691 | Commercial | CinNgs106 | Energy Star Griddle | 0 | 0 | 0
1692 | Commercial | CloTgs106 | Energy Star Griddle | 0.10472 | 0.04677 | 0.04677
1693 | Commercial | CloNgs106 | Energy Star Griddle | 0.0011551 | 0.00051586 | 0.00051586
1694 | Commercial | CmiTgs106 | Energy Star Griddle | 0 | 0 | 0
1695 | Commercial | CmiNgs106 | Energy Star Griddle | 0 | 0 | 0
1696 | Commercial | CofTgs106 | Energy Star Griddle | 0 | 0 | 0
1697 | Commercial | CofNgs106 | Energy Star Griddle | 0 | 0 | 0
1698 | Commercial | CreTgs106 | Energy Star Griddle | 0.69621 | 0.36785 | 0.36785
1699 | Commercial | CreNgs106 | Energy Star Griddle | 0.0033955 | 0.0017941 | 0.0017941
1700 | Commercial | CrtTgs106 | Energy Star Griddle | 0 | 0 | 0
1701 | Commercial | CrtNgs106 | Energy Star Griddle | 0 | 0 | 0
1702 | Commercial | CscTgs106 | Energy Star Griddle | 0.0010579 | 0.0019324 | 0.0019324
1703 | Commercial | CscNgs106 | Energy Star Griddle | 1.1668e-05 | 2.1313e-05 | 2.1313e-05
1704 | Commercial | CwaTgs106 | Energy Star Griddle | 0 | 0 | 0
1705 | Commercial | CwaNgs106 | Energy Star Griddle | 0 | 0 | 0
1706 | Commercial | CasTgs109 | Induction Cooktops | 0 | 0 | 0
1707 | Commercial | CasNgs109 | Induction Cooktops | 0 | 0 | 0
1708 | Commercial | CcoTgs109 | Induction Cooktops | 9.8786e-05 | 3.6332e-05 | 3.6332e-05
1709 | Commercial | CcoNgs109 | Induction Cooktops | 1.0896e-06 | 4.0073e-07 | 4.0073e-07
1710 | Commercial | CdaTgs109 | Induction Cooktops | 0 | 0 | 0
1711 | Commercial | CdaNgs109 | Induction Cooktops | 0 | 0 | 0
1712 | Commercial | CgrTgs109 | Induction Cooktops | 0 | 0 | 0
1713 | Commercial | CgrNgs109 | Induction Cooktops | 0 | 0 | 0
1714 | Commercial | CheTgs109 | Induction Cooktops | 0.0025966 | 0.0029096 | 0.0029096
1715 | Commercial | CheNgs109 | Induction Cooktops | 2.8639e-05 | 3.2092e-05 | 3.2092e-05
1716 | Commercial | ChoTgs109 | Induction Cooktops | 0.005767 | 0.002121 | 0.002121
1717 | Commercial | ChoNgs109 | Induction Cooktops | 6.3607e-05 | 2.3394e-05 | 2.3394e-05
1718 | Commercial | CinTgs109 | Induction Cooktops | 0 | 0 | 0
1719 | Commercial | CinNgs109 | Induction Cooktops | 0 | 0 | 0
1720 | Commercial | CloTgs109 | Induction Cooktops | 0.060589 | 0.027059 | 0.027059
1721 | Commercial | CloNgs109 | Induction Cooktops | 0.00066828 | 0.00029845 | 0.00029845
1722 | Commercial | CmiTgs109 | Induction Cooktops | 0 | 0 | 0
1723 | Commercial | CmiNgs109 | Induction Cooktops | 0 | 0 | 0
1724 | Commercial | CofTgs109 | Induction Cooktops | 0 | 0 | 0
1725 | Commercial | CofNgs109 | Induction Cooktops | 0 | 0 | 0
1726 | Commercial | CreTgs109 | Induction Cooktops | 0.13533 | 0.071506 | 0.071506
1727 | Commercial | CreNgs109 | Induction Cooktops | 0.014927 | 0.0078868 | 0.0078868
1728 | Commercial | CrtTgs109 | Induction Cooktops | 0 | 0 | 0
1729 | Commercial | CrtNgs109 | Induction Cooktops | 0 | 0 | 0
1730 | Commercial | CscTgs109 | Induction Cooktops | 0.00020564 | 0.00037563 | 0.00037563
1731 | Commercial | CscNgs109 | Induction Cooktops | 2.2682e-06 | 4.143e-06 | 4.143e-06
1732 | Commercial | CwaTgs109 | Induction Cooktops | 0 | 0 | 0
1733 | Commercial | CwaNgs109 | Induction Cooktops | 0 | 0 | 0
1734 | Commercial | CasTgs119 | Server Virtualization | 0 | 0 | 0
1735 | Commercial | CasNgs119 | Server Virtualization | 0 | 0 | 0
1736 | Commercial | CcoTgs119 | Server Virtualization | 0.032694 | 0.032751 | 0.032751
1737 | Commercial | CcoNgs119 | Server Virtualization | 0.0003606 | 0.00036123 | 0.00036123
1738 | Commercial | CdaTgs119 | Server Virtualization | 0.013076 | 0.01385 | 0.01385
1739 | Commercial | CdaNgs119 | Server Virtualization | 0.00014894 | 0.00015776 | 0.00015776
1740 | Commercial | CgrTgs119 | Server Virtualization | 0 | 0 | 0
1741 | Commercial | CgrNgs119 | Server Virtualization | 0 | 0 | 0
1742 | Commercial | CheTgs119 | Server Virtualization | 0.14472 | 0.15001 | 0.15001
1743 | Commercial | CheNgs119 | Server Virtualization | 0.0016485 | 0.0017087 | 0.0017087
1744 | Commercial | ChoTgs119 | Server Virtualization | 0.1243 | 0.12452 | 0.12452
1745 | Commercial | ChoNgs119 | Server Virtualization | 0.0014159 | 0.0014184 | 0.0014184
1746 | Commercial | CinTgs119 | Server Virtualization | 0.024225 | 0.026298 | 0.026298
1747 | Commercial | CinNgs119 | Server Virtualization | 0.00026719 | 0.00029006 | 0.00029006
1748 | Commercial | CloTgs119 | Server Virtualization | 0.008739 | 0.010162 | 0.010162
1749 | Commercial | CloNgs119 | Server Virtualization | 9.9543e-05 | 0.00011575 | 0.00011575
1750 | Commercial | CmiTgs119 | Server Virtualization | 3.1996 | 3.3888 | 3.3888
1751 | Commercial | CmiNgs119 | Server Virtualization | 0.03529 | 0.037378 | 0.037378
1752 | Commercial | CofTgs119 | Server Virtualization | 3.9855 | 4.2213 | 4.2213
1753 | Commercial | CofNgs119 | Server Virtualization | 0.045398 | 0.048083 | 0.048083
1754 | Commercial | CreTgs119 | Server Virtualization | 0 | 0 | 0
1755 | Commercial | CreNgs119 | Server Virtualization | 0 | 0 | 0
1756 | Commercial | CrtTgs119 | Server Virtualization | 0.97557 | 0.53966 | 0.53966
1757 | Commercial | CrtNgs119 | Server Virtualization | 0.011112 | 0.006147 | 0.006147
1758 | Commercial | CscTgs119 | Server Virtualization | 0.011496 | 0.011978 | 0.011978
1759 | Commercial | CscNgs119 | Server Virtualization | 0.0001268 | 0.00013211 | 0.00013211
1760 | Commercial | CwaTgs119 | Server Virtualization | 0 | 0 | 0
1761 | Commercial | CwaNgs119 | Server Virtualization | 0 | 0 | 0
1762 | Commercial | CcoEgs120 | Smart Strip Plug Outlet | 0.017012 | 0.017042 | 0.017042
1763 | Commercial | CcoNgs120 | Smart Strip Plug Outlet | 0.00015652 | 0.00015679 | 0.00015679
1764 | Commercial | CdaEgs120 | Smart Strip Plug Outlet | 0.0011026 | 0.0011678 | 0.0011678
1765 | Commercial | CdaNgs120 | Smart Strip Plug Outlet | 1.0144e-05 | 1.0744e-05 | 1.0744e-05
1766 | Commercial | CheEgs120 | Smart Strip Plug Outlet | 0.078036 | 0.080886 | 0.080886
1767 | Commercial | CheNgs120 | Smart Strip Plug Outlet | 0.00071796 | 0.00074417 | 0.00074417
1768 | Commercial | ChoEgs120 | Smart Strip Plug Outlet | 0.0083251 | 0.0083397 | 0.0083397
1769 | Commercial | ChoNgs120 | Smart Strip Plug Outlet | 7.6594e-05 | 7.6728e-05 | 7.6728e-05
1770 | Commercial | CloEgs120 | Smart Strip Plug Outlet | 0.021454 | 0.024948 | 0.024948
1771 | Commercial | CloNgs120 | Smart Strip Plug Outlet | 0.00019739 | 0.00022953 | 0.00022953
1772 | Commercial | CofEgs120 | Smart Strip Plug Outlet | 0.56585 | 0.59932 | 0.59932
1773 | Commercial | CofNgs120 | Smart Strip Plug Outlet | 0.005206 | 0.0055139 | 0.0055139
1774 | Commercial | CrtEgs120 | Smart Strip Plug Outlet | 0.12344 | 0.068282 | 0.068282
1775 | Commercial | CrtNgs120 | Smart Strip Plug Outlet | 0.0011357 | 0.00062822 | 0.00062822
1776 | Commercial | CscEgs120 | Smart Strip Plug Outlet | 0.016246 | 0.016926 | 0.016926
1777 | Commercial | CscNgs120 | Smart Strip Plug Outlet | 0.00014946 | 0.00015573 | 0.00015573
1778 | Commercial | CgrEgs124 | High Efficiency Air Compressor | 0 | 0 | 0
1779 | Commercial | CgrNgs124 | High Efficiency Air Compressor | 0 | 0 | 0
1780 | Commercial | CcoEgs211 | Reflective Roof Treatment | 0.00051297 | 0 | 0
1781 | Commercial | CcoNgs211 | Reflective Roof Treatment | 1.7094e-05 | 0 | 0
1782 | Commercial | CloEgs211 | Reflective Roof Treatment | 0.00262 | 0 | 0
1783 | Commercial | CloNgs211 | Reflective Roof Treatment | 8.7307e-05 | 0 | 0
1784 | Commercial | CscEgs211 | Reflective Roof Treatment | 0.0019073 | 0 | 0
1785 | Commercial | CscNgs211 | Reflective Roof Treatment | 6.3556e-05 | 0 | 0
1786 | Commercial | CasEgs301 | Chilled Water Reset | 4.2303 | 0 | 0
1787 | Commercial | CasNgs301 | Chilled Water Reset | 0.046659 | 0 | 0
1788 | Commercial | CcoEgs301 | Chilled Water Reset | 0.77214 | 0 | 0
1789 | Commercial | CcoNgs301 | Chilled Water Reset | 0.0085164 | 0 | 0
1790 | Commercial | CdaEgs301 | Chilled Water Reset | 0.032617 | 0 | 0
1791 | Commercial | CdaNgs301 | Chilled Water Reset | 0.00035975 | 0 | 0
1792 | Commercial | ChoEgs301 | Chilled Water Reset | 3.1022 | 0 | 0
1793 | Commercial | ChoNgs301 | Chilled Water Reset | 0.034216 | 0 | 0
1794 | Commercial | CloEgs301 | Chilled Water Reset | 0.46962 | 0 | 0
1795 | Commercial | CloNgs301 | Chilled Water Reset | 0.0051797 | 0 | 0
1796 | Commercial | CmiEgs301 | Chilled Water Reset | 8.1046 | 0 | 0
1797 | Commercial | CmiNgs301 | Chilled Water Reset | 0.089391 | 0 | 0
1798 | Commercial | CofEgs301 | Chilled Water Reset | 5.0564 | 0 | 0
1799 | Commercial | CofNgs301 | Chilled Water Reset | 0.05577 | 0 | 0
1800 | Commercial | CrtEgs301 | Chilled Water Reset | 0.0098374 | 0 | 0
1801 | Commercial | CrtNgs301 | Chilled Water Reset | 0.0001085 | 0 | 0
1802 | Commercial | CscEgs301 | Chilled Water Reset | 0.92181 | 0 | 0
1803 | Commercial | CscNgs301 | Chilled Water Reset | 0.010167 | 0 | 0
1804 | Commercial | CwaEgs301 | Chilled Water Reset | 0.019505 | 0 | 0
1805 | Commercial | CwaNgs301 | Chilled Water Reset | 0.00021514 | 0 | 0
1806 | Commercial | CasEgs302 | Chiller maintenance | 1.2639 | 0.0069352 | 0.0069352
1807 | Commercial | CcoEgs302 | Chiller maintenance | 0.37896 | 0.0020794 | 0.0020794
1808 | Commercial | CdaEgs302 | Chiller maintenance | 0.016008 | 8.784e-05 | 8.784e-05
1809 | Commercial | CgrEgs302 | Chiller maintenance | 0 | 0 | 0
1810 | Commercial | CheEgs302 | Chiller maintenance | 0.012944 | 7.1024e-05 | 7.1024e-05
1811 | Commercial | ChoEgs302 | Chiller maintenance | 1.5225 | 0.0083543 | 0.0083543
1812 | Commercial | CinEgs302 | Chiller maintenance | 0.030181 | 0.00016561 | 0.00016561
1813 | Commercial | CloEgs302 | Chiller maintenance | 0.24402 | 0.001339 | 0.001339
1814 | Commercial | CmiEgs302 | Chiller maintenance | 2.4214 | 0.013287 | 0.013287
1815 | Commercial | CofEgs302 | Chiller maintenance | 1.5107 | 0.0082895 | 0.0082895
1816 | Commercial | CreEgs302 | Chiller maintenance | 0.037885 | 0.00020788 | 0.00020788
1817 | Commercial | CrtEgs302 | Chiller maintenance | 0.0029391 | 1.6127e-05 | 1.6127e-05
1818 | Commercial | CscEgs302 | Chiller maintenance | 0.27541 | 0.0015112 | 0.0015112
1819 | Commercial | CwaEgs302 | Chiller maintenance | 0.0058276 | 3.1977e-05 | 3.1977e-05
1820 | Commercial | CcoEgs308 | VFD on Cooling Tower Fans | 0.24495 | 0 | 0
1821 | Commercial | CcoNgs308 | VFD on Cooling Tower Fans | 0.0021513 | 0 | 0
1822 | Commercial | CdaEgs308 | VFD on Cooling Tower Fans | 0.010347 | 0 | 0
1823 | Commercial | CdaNgs308 | VFD on Cooling Tower Fans | 9.0877e-05 | 0 | 0
1824 | Commercial | CgrEgs308 | VFD on Cooling Tower Fans | 0 | 0 | 0
1825 | Commercial | CgrNgs308 | VFD on Cooling Tower Fans | 0 | 0 | 0
1826 | Commercial | CheEgs308 | VFD on Cooling Tower Fans | 0.0083664 | 0 | 0
1827 | Commercial | CheNgs308 | VFD on Cooling Tower Fans | 7.348e-05 | 0 | 0
1828 | Commercial | ChoEgs308 | VFD on Cooling Tower Fans | 0.98411 | 0 | 0
1829 | Commercial | ChoNgs308 | VFD on Cooling Tower Fans | 0.0086432 | 0 | 0
1830 | Commercial | CinEgs308 | VFD on Cooling Tower Fans | 0.019508 | 0 | 0
1831 | Commercial | CinNgs308 | VFD on Cooling Tower Fans | 0.00017134 | 0 | 0
1832 | Commercial | CloEgs308 | VFD on Cooling Tower Fans | 0.14898 | 0 | 0
1833 | Commercial | CloNgs308 | VFD on Cooling Tower Fans | 0.0013085 | 0 | 0
1834 | Commercial | CmiEgs308 | VFD on Cooling Tower Fans | 2.5711 | 0 | 0
1835 | Commercial | CmiNgs308 | VFD on Cooling Tower Fans | 0.022581 | 0 | 0
1836 | Commercial | CofEgs308 | VFD on Cooling Tower Fans | 1.6041 | 0 | 0
1837 | Commercial | CofNgs308 | VFD on Cooling Tower Fans | 0.014088 | 0 | 0
1838 | Commercial | CscEgs308 | VFD on Cooling Tower Fans | 0.29243 | 0 | 0
1839 | Commercial | CscNgs308 | VFD on Cooling Tower Fans | 0.0025683 | 0 | 0
1840 | Commercial | CdaEgs309 | VFD on HVAC Pump | 0.0072643 | 0.0024861 | 0.0024861
1841 | Commercial | CdaNgs309 | VFD on HVAC Pump | 6.1522e-05 | 2.7421e-05 | 2.7421e-05
1842 | Commercial | CasEgs318 | Programmable thermostat | 0.054957 | 4.6341 | 4.6341
1843 | Commercial | CasNgs318 | Programmable thermostat | 0.00024485 | 0.028649 | 0.028649
1844 | Commercial | CcoEgs318 | Programmable thermostat | 0.0041427 | 0.004734 | 0.004734
1845 | Commercial | CcoNgs318 | Programmable thermostat | 1.7242e-05 | 2.8925e-05 | 2.8925e-05
1846 | Commercial | CdaEgs318 | Programmable thermostat | 0.00059155 | 0.00080559 | 0.00080559
1847 | Commercial | CdaNgs318 | Programmable thermostat | 2.6449e-06 | 4.9832e-06 | 4.9832e-06
1848 | Commercial | CgrEgs318 | Programmable thermostat | 0.01516 | 0.23805 | 0.23805
1849 | Commercial | CgrNgs318 | Programmable thermostat | 6.4791e-05 | 0.0014745 | 0.0014745
1850 | Commercial | CheEgs318 | Programmable thermostat | 0 | 0.1033 | 0.1033
1851 | Commercial | CheNgs318 | Programmable thermostat | 0 | 0.00063409 | 0.00063409
1852 | Commercial | ChoEgs318 | Programmable thermostat | 0 | 0.02425 | 0.02425
1853 | Commercial | ChoNgs318 | Programmable thermostat | 0 | 0.00014977 | 0.00014977
1854 | Commercial | CinEgs318 | Programmable thermostat | 0.021697 | 0.042221 | 0.042221
1855 | Commercial | CinNgs318 | Programmable thermostat | 9.6077e-05 | 0.00026151 | 0.00026151
1856 | Commercial | CloEgs318 | Programmable thermostat | 0.029421 | 0.20949 | 0.20949
1857 | Commercial | CloNgs318 | Programmable thermostat | 0.00012226 | 0.0012862 | 0.0012862
1858 | Commercial | CofEgs318 | Programmable thermostat | 0.44229 | 16.675 | 16.675
1859 | Commercial | CofNgs318 | Programmable thermostat | 0.0018294 | 0.096662 | 0.096662
1860 | Commercial | CreEgs318 | Programmable thermostat | 0.038266 | 1.3172 | 1.3172
1861 | Commercial | CreNgs318 | Programmable thermostat | 0.00014763 | 0.0075897 | 0.0075897
1862 | Commercial | CrtEgs318 | Programmable thermostat | 0.10278 | 4.214 | 4.214
1863 | Commercial | CrtNgs318 | Programmable thermostat | 0.00041055 | 0.024419 | 0.024419
1864 | Commercial | CscEgs318 | Programmable thermostat | 0.020127 | 0.31529 | 0.31529
1865 | Commercial | CscNgs318 | Programmable thermostat | 8.3559e-05 | 0.0019358 | 0.0019358
1866 | Commercial | CwaEgs318 | Programmable thermostat | 0.00044437 | 0.095776 | 0.095776
1867 | Commercial | CwaNgs318 | Programmable thermostat | 1.859e-06 | 0.00058285 | 0.00058285
1868 | Commercial | ChoEgs319 | Smart thermostat | 0 | 0.048041 | 0.048041
1869 | Commercial | ChoNgs319 | Smart thermostat | 0 | 0.0002967 | 0.0002967
1870 | Commercial | CreEgs319 | Smart thermostat | 0.13939 | 2.6845 | 2.6845
1871 | Commercial | CreNgs319 | Smart thermostat | 0.0006484 | 0.015468 | 0.015468
1872 | Commercial | ChoEgs327 | Airside Economizer | 0 | 0 | 0
1873 | Commercial | ChoNgs327 | Airside Economizer | 0 | 0 | 0
1874 | Commercial | CreEgs330 | ECM Motors on Furnaces | 0 | 0.79744 | 0.79744
1875 | Commercial | CreNgs330 | ECM Motors on Furnaces | 0 | 0.0045491 | 0.0045491
1876 | Commercial | CdaTgs332 | Water source heat pump | 0.015926 | 0.00062779 | 0.00062779
1877 | Commercial | CdaNgs332 | Water source heat pump | 0.00010604 | 6.9243e-06 | 6.9243e-06
1878 | Commercial | CheTgs332 | Water source heat pump | 1.4896 | 0.030641 | 0.030641
1879 | Commercial | CheNgs332 | Water source heat pump | 0 | 0.00033796 | 0.00033796
1880 | Commercial | ChoTgs332 | Water source heat pump | 0 | 0 | 0
1881 | Commercial | ChoNgs332 | Water source heat pump | 0 | 0 | 0
1882 | Commercial | CloTgs332 | Water source heat pump | 0.7717 | 0.058488 | 0.058488
1883 | Commercial | CloNgs332 | Water source heat pump | 0.0051329 | 0.0006451 | 0.0006451
1884 | Commercial | CreTgs332 | Water source heat pump | 1.5375 | 0.089167 | 0.089167
1885 | Commercial | CreNgs332 | Water source heat pump | 0.0064402 | 0.00098348 | 0.00098348
1886 | Commercial | CrtTgs332 | Water source heat pump | 4.6595 | 1.1373 | 1.1373
1887 | Commercial | CrtNgs332 | Water source heat pump | 0.031055 | 0.012543 | 0.012543
1888 | Commercial | CreEgs333 | Commercial Duct Sealing | 0.18713 | 3.4235 | 3.4235
1889 | Commercial | CreNgs333 | Commercial Duct Sealing | 0.0030183 | 0.064781 | 0.064781
1890 | Commercial | CdaTgs340 | Energy Star room AC | 0.005557 | 0 | 0
1891 | Commercial | CdaNgs340 | Energy Star room AC | 6.1291e-05 | 0 | 0
1892 | Commercial | CheTgs340 | Energy Star room AC | 0 | 0 | 0
1893 | Commercial | CheNgs340 | Energy Star room AC | 0 | 0 | 0
1894 | Commercial | ChoTgs340 | Energy Star room AC | 0.77813 | 0 | 0
1895 | Commercial | ChoNgs340 | Energy Star room AC | 0.0085825 | 0 | 0
1896 | Commercial | CloTgs340 | Energy Star room AC | 10.0697 | 0 | 0
1897 | Commercial | CloNgs340 | Energy Star room AC | 0.11107 | 0 | 0
1898 | Commercial | CreTgs340 | Energy Star room AC | 0.69806 | 0 | 0
1899 | Commercial | CreNgs340 | Energy Star room AC | 0.0076994 | 0 | 0
1900 | Commercial | CrtTgs340 | Energy Star room AC | 0.88727 | 0 | 0
1901 | Commercial | CrtNgs340 | Energy Star room AC | 0.0097863 | 0 | 0
1902 | Commercial | CasTgs341 | High Efficiency PTAC | 38.945 | 0 | 0
1903 | Commercial | CasNgs341 | High Efficiency PTAC | 0.42955 | 0 | 0
1904 | Commercial | CcoTgs341 | High Efficiency PTAC | 1.4059 | 0 | 0
1905 | Commercial | CcoNgs341 | High Efficiency PTAC | 0.015506 | 0 | 0
1906 | Commercial | CdaTgs341 | High Efficiency PTAC | 0.035128 | 0 | 0
1907 | Commercial | CdaNgs341 | High Efficiency PTAC | 0.00038745 | 0 | 0
1908 | Commercial | CheTgs341 | High Efficiency PTAC | 3.7797 | 0 | 0
1909 | Commercial | CheNgs341 | High Efficiency PTAC | 0.041689 | 0 | 0
1910 | Commercial | ChoTgs341 | High Efficiency PTAC | 2.8359 | 0 | 0
1911 | Commercial | ChoNgs341 | High Efficiency PTAC | 0.031279 | 0 | 0
1912 | Commercial | CloTgs341 | High Efficiency PTAC | 0.40939 | 0 | 0
1913 | Commercial | CloNgs341 | High Efficiency PTAC | 0.0045155 | 0 | 0
1914 | Commercial | CofTgs341 | High Efficiency PTAC | 68.8189 | 0 | 0
1915 | Commercial | CofNgs341 | High Efficiency PTAC | 0.75905 | 0 | 0
1916 | Commercial | CreTgs341 | High Efficiency PTAC | 17.1891 | 0 | 0
1917 | Commercial | CreNgs341 | High Efficiency PTAC | 0.18959 | 0 | 0
1918 | Commercial | CrtTgs341 | High Efficiency PTAC | 33.3237 | 0 | 0
1919 | Commercial | CrtNgs341 | High Efficiency PTAC | 0.36755 | 0 | 0
1920 | Commercial | CscTgs341 | High Efficiency PTAC | 4.7139 | 0 | 0
1921 | Commercial | CscNgs341 | High Efficiency PTAC | 0.051993 | 0 | 0
1922 | Commercial | CasTgs342 | High Efficiency PTHP | 45.2719 | 26.3828 | 26.3828
1923 | Commercial | CasNgs342 | High Efficiency PTHP | 0.49933 | 0.16461 | 0.16461
1924 | Commercial | CcoTgs342 | High Efficiency PTHP | 1.6343 | 0.020435 | 0.020435
1925 | Commercial | CcoNgs342 | High Efficiency PTHP | 0.018025 | 0.00011571 | 0.00011571
1926 | Commercial | CdaTgs342 | High Efficiency PTHP | 0.040835 | 0.0030482 | 0.0030482
1927 | Commercial | CdaNgs342 | High Efficiency PTHP | 0.00045039 | 1.909e-05 | 1.909e-05
1928 | Commercial | CheTgs342 | High Efficiency PTHP | 4.3937 | 0.39836 | 0.39836
1929 | Commercial | CheNgs342 | High Efficiency PTHP | 0.048461 | 0.0024834 | 0.0024834
1930 | Commercial | ChoTgs342 | High Efficiency PTHP | 3.2966 | 0.13295 | 0.13295
1931 | Commercial | ChoNgs342 | High Efficiency PTHP | 0.03636 | 0.00082883 | 0.00082883
1932 | Commercial | CloTgs342 | High Efficiency PTHP | 0.4759 | 0.82656 | 0.82656
1933 | Commercial | CloNgs342 | High Efficiency PTHP | 0.005249 | 0.0051528 | 0.0051528
1934 | Commercial | CofTgs342 | High Efficiency PTHP | 79.9984 | 59.1805 | 59.1805
1935 | Commercial | CofNgs342 | High Efficiency PTHP | 0.88235 | 0.37 | 0.37
1936 | Commercial | CreTgs342 | High Efficiency PTHP | 19.9815 | 4.8267 | 4.8267
1937 | Commercial | CreNgs342 | High Efficiency PTHP | 0.22039 | 0.03009 | 0.03009
1938 | Commercial | CrtTgs342 | High Efficiency PTHP | 38.7373 | 21.596 | 21.596
1939 | Commercial | CrtNgs342 | High Efficiency PTHP | 0.42726 | 0.13475 | 0.13475
1940 | Commercial | CscTgs342 | High Efficiency PTHP | 5.4797 | 1.2066 | 1.2066
1941 | Commercial | CscNgs342 | High Efficiency PTHP | 0.060439 | 0.007522 | 0.007522
1942 | Commercial | CasEgs402 | Outdoor Lighting Controls | 0 | 0.18243 | 0.18243
1943 | Commercial | CasNgs402 | Outdoor Lighting Controls | 0 | 0.001025 | 0.001025
1944 | Commercial | CcoEgs402 | Outdoor Lighting Controls | 0 | 0.025888 | 0.025888
1945 | Commercial | CcoNgs402 | Outdoor Lighting Controls | 0 | 0.00013823 | 0.00013823
1946 | Commercial | CdaEgs402 | Outdoor Lighting Controls | 0 | 0.0017393 | 0.0017393
1947 | Commercial | CdaNgs402 | Outdoor Lighting Controls | 0 | 9.2873e-06 | 9.2873e-06
1948 | Commercial | CgrEgs402 | Outdoor Lighting Controls | 0 | 0.10699 | 0.10699
1949 | Commercial | CgrNgs402 | Outdoor Lighting Controls | 0 | 0.00060113 | 0.00060113
1950 | Commercial | CheEgs402 | Outdoor Lighting Controls | 0 | 0.12564 | 0.12564
1951 | Commercial | CheNgs402 | Outdoor Lighting Controls | 0 | 0.00067089 | 0.00067089
1952 | Commercial | ChoEgs402 | Outdoor Lighting Controls | 0 | 0.048949 | 0.048949
1953 | Commercial | ChoNgs402 | Outdoor Lighting Controls | 0 | 0.00026138 | 0.00026138
1954 | Commercial | CinEgs402 | Outdoor Lighting Controls | 0 | 0.066259 | 0.066259
1955 | Commercial | CinNgs402 | Outdoor Lighting Controls | 0 | 0.00037228 | 0.00037228
1956 | Commercial | CloEgs402 | Outdoor Lighting Controls | 0 | 0.066684 | 0.066684
1957 | Commercial | CloNgs402 | Outdoor Lighting Controls | 0 | 0.00035608 | 0.00035608
1958 | Commercial | CmiEgs402 | Outdoor Lighting Controls | 0 | 0.21654 | 0.21654
1959 | Commercial | CmiNgs402 | Outdoor Lighting Controls | 0 | 0.0012166 | 0.0012166
1960 | Commercial | CofEgs402 | Outdoor Lighting Controls | 0 | 0.69913 | 0.69913
1961 | Commercial | CofNgs402 | Outdoor Lighting Controls | 0 | 0.0037332 | 0.0037332
1962 | Commercial | CreEgs402 | Outdoor Lighting Controls | 0 | 0.073707 | 0.073707
1963 | Commercial | CreNgs402 | Outdoor Lighting Controls | 0 | 0.00043453 | 0.00043453
1964 | Commercial | CrtEgs402 | Outdoor Lighting Controls | 0 | 0.36194 | 0.36194
1965 | Commercial | CrtNgs402 | Outdoor Lighting Controls | 0 | 0.0019327 | 0.0019327
1966 | Commercial | CscEgs402 | Outdoor Lighting Controls | 0 | 0.03214 | 0.03214
1967 | Commercial | CscNgs402 | Outdoor Lighting Controls | 0 | 0.00018058 | 0.00018058
1968 | Commercial | CwaEgs402 | Outdoor Lighting Controls | 0 | 0.049915 | 0.049915
1969 | Commercial | CwaNgs402 | Outdoor Lighting Controls | 0 | 0.00026653 | 0.00026653
1970 | Commercial | CasEgs403 | Outdoor motion sensor | 0 | 0.26283 | 0.26283
1971 | Commercial | CasNgs403 | Outdoor motion sensor | 0 | 0.0014767 | 0.0014767
1972 | Commercial | CcoEgs403 | Outdoor motion sensor | 0 | 0.037296 | 0.037296
1973 | Commercial | CcoNgs403 | Outdoor motion sensor | 0 | 0.00019915 | 0.00019915
1974 | Commercial | CdaEgs403 | Outdoor motion sensor | 0 | 0.0025057 | 0.0025057
1975 | Commercial | CdaNgs403 | Outdoor motion sensor | 0 | 1.338e-05 | 1.338e-05
1976 | Commercial | CgrEgs403 | Outdoor motion sensor | 0 | 0.15414 | 0.15414
1977 | Commercial | CgrNgs403 | Outdoor motion sensor | 0 | 0.00086604 | 0.00086604
1978 | Commercial | CheEgs403 | Outdoor motion sensor | 0 | 0.18101 | 0.18101
1979 | Commercial | CheNgs403 | Outdoor motion sensor | 0 | 0.00096655 | 0.00096655
1980 | Commercial | ChoEgs403 | Outdoor motion sensor | 0 | 0.07052 | 0.07052
1981 | Commercial | ChoNgs403 | Outdoor motion sensor | 0 | 0.00037656 | 0.00037656
1982 | Commercial | CinEgs403 | Outdoor motion sensor | 0 | 0.095458 | 0.095458
1983 | Commercial | CinNgs403 | Outdoor motion sensor | 0 | 0.00053634 | 0.00053634
1984 | Commercial | CloEgs403 | Outdoor motion sensor | 0 | 0.096071 | 0.096071
1985 | Commercial | CloNgs403 | Outdoor motion sensor | 0 | 0.000513 | 0.000513
1986 | Commercial | CmiEgs403 | Outdoor motion sensor | 0 | 0.31197 | 0.31197
1987 | Commercial | CmiNgs403 | Outdoor motion sensor | 0 | 0.0017528 | 0.0017528
1988 | Commercial | CofEgs403 | Outdoor motion sensor | 0 | 1.0072 | 1.0072
1989 | Commercial | CofNgs403 | Outdoor motion sensor | 0 | 0.0053784 | 0.0053784
1990 | Commercial | CreEgs403 | Outdoor motion sensor | 0 | 0.10619 | 0.10619
1991 | Commercial | CreNgs403 | Outdoor motion sensor | 0 | 0.00062603 | 0.00062603
1992 | Commercial | CrtEgs403 | Outdoor motion sensor | 0 | 0.52145 | 0.52145
1993 | Commercial | CrtNgs403 | Outdoor motion sensor | 0 | 0.0027844 | 0.0027844
1994 | Commercial | CscEgs403 | Outdoor motion sensor | 0 | 0.046304 | 0.046304
1995 | Commercial | CscNgs403 | Outdoor motion sensor | 0 | 0.00026016 | 0.00026016
1996 | Commercial | CwaEgs403 | Outdoor motion sensor | 0 | 0.071912 | 0.071912
1997 | Commercial | CwaNgs403 | Outdoor motion sensor | 0 | 0.00038399 | 0.00038399
1998 | Commercial | CasTgs404 | LED - 9W Flood_CFL Baseline | 0 | 0.0079426 | 0.0079426
1999 | Commercial | CasNgs404 | LED - 9W Flood_CFL Baseline | 0 | 8.7068e-05 | 8.7068e-05
2000 | Commercial | CcoTgs404 | LED - 9W Flood_CFL Baseline | 0 | 0.0011202 | 0.0011202
2001 | Commercial | CcoNgs404 | LED - 9W Flood_CFL Baseline | 0 | 1.2355e-05 | 1.2355e-05
2002 | Commercial | CdaTgs404 | LED - 9W Flood_CFL Baseline | 0 | 7.526e-05 | 7.526e-05
2003 | Commercial | CdaNgs404 | LED - 9W Flood_CFL Baseline | 0 | 8.3009e-07 | 8.3009e-07
2004 | Commercial | CgrTgs404 | LED - 9W Flood_CFL Baseline | 0 | 0.0046444 | 0.0046444
2005 | Commercial | CgrNgs404 | LED - 9W Flood_CFL Baseline | 0 | 5.1063e-05 | 5.1063e-05
2006 | Commercial | CheTgs404 | LED - 9W Flood_CFL Baseline | 0 | 0.0054366 | 0.0054366
2007 | Commercial | CheNgs404 | LED - 9W Flood_CFL Baseline | 0 | 5.9964e-05 | 5.9964e-05
2008 | Commercial | ChoTgs404 | LED - 9W Flood_CFL Baseline | 0 | 0.0021249 | 0.0021249
2009 | Commercial | ChoNgs404 | LED - 9W Flood_CFL Baseline | 0 | 2.3361e-05 | 2.3361e-05
2010 | Commercial | CinTgs404 | LED - 9W Flood_CFL Baseline | 0 | 0.0028671 | 0.0028671
2011 | Commercial | CinNgs404 | LED - 9W Flood_CFL Baseline | 0 | 3.1623e-05 | 3.1623e-05
2012 | Commercial | CloTgs404 | LED - 9W Flood_CFL Baseline | 0 | 0.0028948 | 0.0028948
2013 | Commercial | CloNgs404 | LED - 9W Flood_CFL Baseline | 0 | 3.1826e-05 | 3.1826e-05
2014 | Commercial | CmiTgs404 | LED - 9W Flood_CFL Baseline | 0 | 0.0093699 | 0.0093699
2015 | Commercial | CmiNgs404 | LED - 9W Flood_CFL Baseline | 0 | 0.00010335 | 0.00010335
2016 | Commercial | CofTgs404 | LED - 9W Flood_CFL Baseline | 0 | 0.030349 | 0.030349
2017 | Commercial | CofNgs404 | LED - 9W Flood_CFL Baseline | 0 | 0.00033367 | 0.00033367
2018 | Commercial | CreTgs404 | LED - 9W Flood_CFL Baseline | 0 | 0.0022854 | 0.0022854
2019 | Commercial | CreNgs404 | LED - 9W Flood_CFL Baseline | 0 | 2.5127e-05 | 2.5127e-05
2020 | Commercial | CrtTgs404 | LED - 9W Flood_CFL Baseline | 0 | 0.011223 | 0.011223
2021 | Commercial | CrtNgs404 | LED - 9W Flood_CFL Baseline | 0 | 0.00012339 | 0.00012339
2022 | Commercial | CscTgs404 | LED - 9W Flood_CFL Baseline | 0 | 0.0013907 | 0.0013907
2023 | Commercial | CscNgs404 | LED - 9W Flood_CFL Baseline | 0 | 1.5339e-05 | 1.5339e-05
2024 | Commercial | CwaTgs404 | LED - 9W Flood_CFL Baseline | 0 | 0.0021599 | 0.0021599
2025 | Commercial | CwaNgs404 | LED - 9W Flood_CFL Baseline | 0 | 2.3823e-05 | 2.3823e-05
2026 | Commercial | CasEgs503 | Indoor daylight sensor | 0 | 0 | 0
2027 | Commercial | CasNgs503 | Indoor daylight sensor | 0 | 0 | 0
2028 | Commercial | CcoEgs503 | Indoor daylight sensor | 0 | 0 | 0
2029 | Commercial | CcoNgs503 | Indoor daylight sensor | 0 | 0 | 0
2030 | Commercial | CdaEgs503 | Indoor daylight sensor | 0 | 0 | 0
2031 | Commercial | CdaNgs503 | Indoor daylight sensor | 0 | 0 | 0
2032 | Commercial | CgrEgs503 | Indoor daylight sensor | 0 | 0 | 0
2033 | Commercial | CgrNgs503 | Indoor daylight sensor | 0 | 0 | 0
2034 | Commercial | CheEgs503 | Indoor daylight sensor | 0 | 0 | 0
2035 | Commercial | CheNgs503 | Indoor daylight sensor | 0 | 0 | 0
2036 | Commercial | ChoEgs503 | Indoor daylight sensor | 0 | 0 | 0
2037 | Commercial | ChoNgs503 | Indoor daylight sensor | 0 | 0 | 0
2038 | Commercial | CinEgs503 | Indoor daylight sensor | 0 | 0 | 0
2039 | Commercial | CinNgs503 | Indoor daylight sensor | 0 | 0 | 0
2040 | Commercial | CloEgs503 | Indoor daylight sensor | 0 | 0 | 0
2041 | Commercial | CloNgs503 | Indoor daylight sensor | 0 | 0 | 0
2042 | Commercial | CmiEgs503 | Indoor daylight sensor | 0 | 0 | 0
2043 | Commercial | CmiNgs503 | Indoor daylight sensor | 0 | 0 | 0
2044 | Commercial | CofEgs503 | Indoor daylight sensor | 0 | 0 | 0
2045 | Commercial | CofNgs503 | Indoor daylight sensor | 0 | 0 | 0
2046 | Commercial | CreEgs503 | Indoor daylight sensor | 0 | 0 | 0
2047 | Commercial | CreNgs503 | Indoor daylight sensor | 0 | 0 | 0
2048 | Commercial | CrtEgs503 | Indoor daylight sensor | 0 | 0 | 0
2049 | Commercial | CrtNgs503 | Indoor daylight sensor | 0 | 0 | 0
2050 | Commercial | CscEgs503 | Indoor daylight sensor | 0 | 0 | 0
2051 | Commercial | CscNgs503 | Indoor daylight sensor | 0 | 0 | 0
2052 | Commercial | CwaEgs503 | Indoor daylight sensor | 0 | 0 | 0
2053 | Commercial | CwaNgs503 | Indoor daylight sensor | 0 | 0 | 0
2054 | Commercial | CgrEgs505 | Occupancy Sensors, Ceiling Mounted | 0 | 0 | 0
2055 | Commercial | CgrNgs505 | Occupancy Sensors, Ceiling Mounted | 0 | 0 | 0
2056 | Commercial | ChoEgs505 | Occupancy Sensors, Ceiling Mounted | 0 | 0 | 0
2057 | Commercial | ChoNgs505 | Occupancy Sensors, Ceiling Mounted | 0 | 0 | 0
2058 | Commercial | CloEgs505 | Occupancy Sensors, Ceiling Mounted | 0 | 0 | 0
2059 | Commercial | CloNgs505 | Occupancy Sensors, Ceiling Mounted | 0 | 0 | 0
2060 | Commercial | CreEgs505 | Occupancy Sensors, Ceiling Mounted | 0 | 0 | 0
2061 | Commercial | CreNgs505 | Occupancy Sensors, Ceiling Mounted | 0 | 0 | 0
2062 | Commercial | CasEgs506 | Occupancy Sensors, Switch Mounted | 0 | 0 | 0
2063 | Commercial | CasNgs506 | Occupancy Sensors, Switch Mounted | 0 | 0 | 0
2064 | Commercial | CcoEgs506 | Occupancy Sensors, Switch Mounted | 0 | 0 | 0
2065 | Commercial | CcoNgs506 | Occupancy Sensors, Switch Mounted | 0 | 0 | 0
2066 | Commercial | CdaEgs506 | Occupancy Sensors, Switch Mounted | 0 | 0 | 0
2067 | Commercial | CdaNgs506 | Occupancy Sensors, Switch Mounted | 0 | 0 | 0
2068 | Commercial | CgrEgs506 | Occupancy Sensors, Switch Mounted | 0 | 0 | 0
2069 | Commercial | CgrNgs506 | Occupancy Sensors, Switch Mounted | 0 | 0 | 0
2070 | Commercial | CheEgs506 | Occupancy Sensors, Switch Mounted | 0 | 0 | 0
2071 | Commercial | CheNgs506 | Occupancy Sensors, Switch Mounted | 0 | 0 | 0
2072 | Commercial | ChoEgs506 | Occupancy Sensors, Switch Mounted | 0 | 0 | 0
2073 | Commercial | ChoNgs506 | Occupancy Sensors, Switch Mounted | 0 | 0 | 0
2074 | Commercial | CinEgs506 | Occupancy Sensors, Switch Mounted | 0 | 0 | 0
2075 | Commercial | CinNgs506 | Occupancy Sensors, Switch Mounted | 0 | 0 | 0
2076 | Commercial | CloEgs506 | Occupancy Sensors, Switch Mounted | 0 | 0 | 0
2077 | Commercial | CloNgs506 | Occupancy Sensors, Switch Mounted | 0 | 0 | 0
2078 | Commercial | CmiEgs506 | Occupancy Sensors, Switch Mounted | 0 | 0 | 0
2079 | Commercial | CmiNgs506 | Occupancy Sensors, Switch Mounted | 0 | 0 | 0
2080 | Commercial | CofEgs506 | Occupancy Sensors, Switch Mounted | 0 | 0 | 0
2081 | Commercial | CofNgs506 | Occupancy Sensors, Switch Mounted | 0 | 0 | 0
2082 | Commercial | CreEgs506 | Occupancy Sensors, Switch Mounted | 0 | 0 | 0
2083 | Commercial | CreNgs506 | Occupancy Sensors, Switch Mounted | 0 | 0 | 0
2084 | Commercial | CrtEgs506 | Occupancy Sensors, Switch Mounted | 0 | 0 | 0
2085 | Commercial | CrtNgs506 | Occupancy Sensors, Switch Mounted | 0 | 0 | 0
2086 | Commercial | CscEgs506 | Occupancy Sensors, Switch Mounted | 0 | 0 | 0
2087 | Commercial | CscNgs506 | Occupancy Sensors, Switch Mounted | 0 | 0 | 0
2088 | Commercial | CwaEgs506 | Occupancy Sensors, Switch Mounted | 0 | 0 | 0
2089 | Commercial | CwaNgs506 | Occupancy Sensors, Switch Mounted | 0 | 0 | 0
2090 | Commercial | CasEgs507 | Time Clock Control | 0 | 0 | 0
2091 | Commercial | CasNgs507 | Time Clock Control | 0 | 0 | 0
2092 | Commercial | CcoEgs507 | Time Clock Control | 0 | 0 | 0
2093 | Commercial | CcoNgs507 | Time Clock Control | 0 | 0 | 0
2094 | Commercial | CdaEgs507 | Time Clock Control | 0 | 0 | 0
2095 | Commercial | CdaNgs507 | Time Clock Control | 0 | 0 | 0
2096 | Commercial | CgrEgs507 | Time Clock Control | 0 | 0 | 0
2097 | Commercial | CgrNgs507 | Time Clock Control | 0 | 0 | 0
2098 | Commercial | CheEgs507 | Time Clock Control | 0 | 0 | 0
2099 | Commercial | CheNgs507 | Time Clock Control | 0 | 0 | 0
2100 | Commercial | ChoEgs507 | Time Clock Control | 0 | 0 | 0
2101 | Commercial | ChoNgs507 | Time Clock Control | 0 | 0 | 0
2102 | Commercial | CinEgs507 | Time Clock Control | 0 | 0 | 0
2103 | Commercial | CinNgs507 | Time Clock Control | 0 | 0 | 0
2104 | Commercial | CloEgs507 | Time Clock Control | 0 | 0 | 0
2105 | Commercial | CloNgs507 | Time Clock Control | 0 | 0 | 0
2106 | Commercial | CmiEgs507 | Time Clock Control | 0 | 0 | 0
2107 | Commercial | CmiNgs507 | Time Clock Control | 0 | 0 | 0
2108 | Commercial | CofEgs507 | Time Clock Control | 0 | 0 | 0
2109 | Commercial | CofNgs507 | Time Clock Control | 0 | 0 | 0
2110 | Commercial | CreEgs507 | Time Clock Control | 0 | 0 | 0
2111 | Commercial | CreNgs507 | Time Clock Control | 0 | 0 | 0
2112 | Commercial | CrtEgs507 | Time Clock Control | 0 | 0 | 0
2113 | Commercial | CrtNgs507 | Time Clock Control | 0 | 0 | 0
2114 | Commercial | CscEgs507 | Time Clock Control | 0 | 0 | 0
2115 | Commercial | CscNgs507 | Time Clock Control | 0 | 0 | 0
2116 | Commercial | CwaEgs507 | Time Clock Control | 0 | 0 | 0
2117 | Commercial | CwaNgs507 | Time Clock Control | 0 | 0 | 0
2118 | Commercial | CasTgs508 | Energy Star LED Directional Lamp | 8.4155 | 4.0712 | 4.0712
2119 | Commercial | CasNgs508 | Energy Star LED Directional Lamp | 0.094576 | 0.045753 | 0.045753
2120 | Commercial | CcoTgs508 | Energy Star LED Directional Lamp | 0.062754 | 0.048685 | 0.048685
2121 | Commercial | CcoNgs508 | Energy Star LED Directional Lamp | 0.00070524 | 0.00054713 | 0.00054713
2122 | Commercial | CdaTgs508 | Energy Star LED Directional Lamp | 0.0074344 | 0.0082827 | 0.0082827
2123 | Commercial | CdaNgs508 | Energy Star LED Directional Lamp | 8.3682e-05 | 9.3229e-05 | 9.3229e-05
2124 | Commercial | CgrTgs508 | Energy Star LED Directional Lamp | 0.34059 | 0.15189 | 0.15189
2125 | Commercial | CgrNgs508 | Energy Star LED Directional Lamp | 0.0038276 | 0.0017069 | 0.0017069
2126 | Commercial | CheTgs508 | Energy Star LED Directional Lamp | 1.7908 | 1.4826 | 1.4826
2127 | Commercial | CheNgs508 | Energy Star LED Directional Lamp | 0.020126 | 0.016662 | 0.016662
2128 | Commercial | ChoTgs508 | Energy Star LED Directional Lamp | 1.6361 | 1.2693 | 1.2693
2129 | Commercial | ChoNgs508 | Energy Star LED Directional Lamp | 0.018387 | 0.014265 | 0.014265
2130 | Commercial | CinTgs508 | Energy Star LED Directional Lamp | 1.3801 | 1.8875 | 1.8875
2131 | Commercial | CinNgs508 | Energy Star LED Directional Lamp | 0.01551 | 0.021212 | 0.021212
2132 | Commercial | CloTgs508 | Energy Star LED Directional Lamp | 3.554 | 5.0162 | 5.0162
2133 | Commercial | CloNgs508 | Energy Star LED Directional Lamp | 0.039941 | 0.056373 | 0.056373
2134 | Commercial | CmiTgs508 | Energy Star LED Directional Lamp | 3.1947 | 3.5592 | 3.5592
2135 | Commercial | CmiNgs508 | Energy Star LED Directional Lamp | 0.03596 | 0.040063 | 0.040063
2136 | Commercial | CofTgs508 | Energy Star LED Directional Lamp | 3.9448 | 4.3949 | 4.3949
2137 | Commercial | CofNgs508 | Energy Star LED Directional Lamp | 0.044333 | 0.049391 | 0.049391
2138 | Commercial | CreTgs508 | Energy Star LED Directional Lamp | 2.1125 | 1.2299 | 1.2299
2139 | Commercial | CreNgs508 | Energy Star LED Directional Lamp | 0.023741 | 0.013822 | 0.013822
2140 | Commercial | CrtTgs508 | Energy Star LED Directional Lamp | 3.5129 | 1.6321 | 1.6321
2141 | Commercial | CrtNgs508 | Energy Star LED Directional Lamp | 0.039478 | 0.018341 | 0.018341
2142 | Commercial | CscTgs508 | Energy Star LED Directional Lamp | 0.040618 | 0.045436 | 0.045436
2143 | Commercial | CscNgs508 | Energy Star LED Directional Lamp | 0.00045647 | 0.00051062 | 0.00051062
2144 | Commercial | CwaTgs508 | Energy Star LED Directional Lamp | 0.04246 | 0.030241 | 0.030241
2145 | Commercial | CwaNgs508 | Energy Star LED Directional Lamp | 0.00047717 | 0.00033985 | 0.00033985
2146 | Commercial | CasTgs509 | LED - 14W_CFL Baseline | 0.95132 | 0.46023 | 0.46023
2147 | Commercial | CasNgs509 | LED - 14W_CFL Baseline | 0.010691 | 0.0051721 | 0.0051721
2148 | Commercial | CcoTgs509 | LED - 14W_CFL Baseline | 0.0070939 | 0.0055035 | 0.0055035
2149 | Commercial | CcoNgs509 | LED - 14W_CFL Baseline | 7.9722e-05 | 6.1849e-05 | 6.1849e-05
2150 | Commercial | CdaTgs509 | LED - 14W_CFL Baseline | 0.00084032 | 0.0009362 | 0.0009362
2151 | Commercial | CdaNgs509 | LED - 14W_CFL Baseline | 9.4586e-06 | 1.0538e-05 | 1.0538e-05
2152 | Commercial | CgrTgs509 | LED - 14W_CFL Baseline | 0.038501 | 0.017169 | 0.017169
2153 | Commercial | CgrNgs509 | LED - 14W_CFL Baseline | 0.00043268 | 0.00019295 | 0.00019295
2154 | Commercial | CheTgs509 | LED - 14W_CFL Baseline | 0.20246 | 0.16762 | 0.16762
2155 | Commercial | CheNgs509 | LED - 14W_CFL Baseline | 0.0022753 | 0.0018837 | 0.0018837
2156 | Commercial | ChoTgs509 | LED - 14W_CFL Baseline | 0.18495 | 0.14349 | 0.14349
2157 | Commercial | ChoNgs509 | LED - 14W_CFL Baseline | 0.0020786 | 0.0016126 | 0.0016126
2158 | Commercial | CinTgs509 | LED - 14W_CFL Baseline | 0.15602 | 0.21338 | 0.21338
2159 | Commercial | CinNgs509 | LED - 14W_CFL Baseline | 0.0017534 | 0.002398 | 0.002398
2160 | Commercial | CloTgs509 | LED - 14W_CFL Baseline | 0.40176 | 0.56704 | 0.56704
2161 | Commercial | CloNgs509 | LED - 14W_CFL Baseline | 0.004515 | 0.0063726 | 0.0063726
2162 | Commercial | CmiTgs509 | LED - 14W_CFL Baseline | 0.3611 | 0.4023 | 0.4023
2163 | Commercial | CmiNgs509 | LED - 14W_CFL Baseline | 0.0040645 | 0.0045282 | 0.0045282
2164 | Commercial | CofTgs509 | LED - 14W_CFL Baseline | 0.4459 | 0.49677 | 0.49677
2165 | Commercial | CofNgs509 | LED - 14W_CFL Baseline | 0.0050111 | 0.0055828 | 0.0055828
2166 | Commercial | CreTgs509 | LED - 14W_CFL Baseline | 0.17057 | 0.099303 | 0.099303
2167 | Commercial | CreNgs509 | LED - 14W_CFL Baseline | 0.0019169 | 0.001116 | 0.001116
2168 | Commercial | CrtTgs509 | LED - 14W_CFL Baseline | 0.28365 | 0.13178 | 0.13178
2169 | Commercial | CrtNgs509 | LED - 14W_CFL Baseline | 0.0031877 | 0.001481 | 0.001481
2170 | Commercial | CscTgs509 | LED - 14W_CFL Baseline | 0.0045915 | 0.0051362 | 0.0051362
2171 | Commercial | CscNgs509 | LED - 14W_CFL Baseline | 5.1601e-05 | 5.7722e-05 | 5.7722e-05
2172 | Commercial | CwaTgs509 | LED - 14W_CFL Baseline | 0.0047992 | 0.0034181 | 0.0034181
2173 | Commercial | CwaNgs509 | LED - 14W_CFL Baseline | 5.3935e-05 | 3.8413e-05 | 3.8413e-05
2174 | Commercial | CcoTgs512 | LED High Bay_HID Baseline | 0.017672 | 0.01371 | 0.01371
2175 | Commercial | CcoNgs512 | LED High Bay_HID Baseline | 0.00019491 | 0.00015122 | 0.00015122
2176 | Commercial | CdaTgs512 | LED High Bay_HID Baseline | 0.0072538 | 0.0080814 | 0.0080814
2177 | Commercial | CdaNgs512 | LED High Bay_HID Baseline | 8.0006e-05 | 8.9135e-05 | 8.9135e-05
2178 | Commercial | CgrTgs512 | LED High Bay_HID Baseline | 0.3753 | 0.16736 | 0.16736
2179 | Commercial | CgrNgs512 | LED High Bay_HID Baseline | 0.0041394 | 0.001846 | 0.001846
2180 | Commercial | CheTgs512 | LED High Bay_HID Baseline | 0 | 0 | 0
2181 | Commercial | CheNgs512 | LED High Bay_HID Baseline | 0 | 0 | 0
2182 | Commercial | ChoTgs512 | LED High Bay_HID Baseline | 0 | 0 | 0
2183 | Commercial | ChoNgs512 | LED High Bay_HID Baseline | 0 | 0 | 0
2184 | Commercial | CinTgs512 | LED High Bay_HID Baseline | 0.064632 | 0.088391 | 0.088391
2185 | Commercial | CinNgs512 | LED High Bay_HID Baseline | 0.00071287 | 0.00097492 | 0.00097492
2186 | Commercial | CloTgs512 | LED High Bay_HID Baseline | 0 | 0 | 0
2187 | Commercial | CloNgs512 | LED High Bay_HID Baseline | 0 | 0 | 0
2188 | Commercial | CmiTgs512 | LED High Bay_HID Baseline | 0.44464 | 0.49537 | 0.49537
2189 | Commercial | CmiNgs512 | LED High Bay_HID Baseline | 0.0049042 | 0.0054638 | 0.0054638
2190 | Commercial | CofTgs512 | LED High Bay_HID Baseline | 2.1242 | 2.3666 | 2.3666
2191 | Commercial | CofNgs512 | LED High Bay_HID Baseline | 0.023429 | 0.026102 | 0.026102
2192 | Commercial | CreTgs512 | LED High Bay_HID Baseline | 0 | 0 | 0
2193 | Commercial | CreNgs512 | LED High Bay_HID Baseline | 0 | 0 | 0
2194 | Commercial | CrtTgs512 | LED High Bay_HID Baseline | 1.9274 | 0.89548 | 0.89548
2195 | Commercial | CrtNgs512 | LED High Bay_HID Baseline | 0.021259 | 0.0098768 | 0.0098768
2196 | Commercial | CscTgs512 | LED High Bay_HID Baseline | 0.10502 | 0.11748 | 0.11748
2197 | Commercial | CscNgs512 | LED High Bay_HID Baseline | 0.0011584 | 0.0012958 | 0.0012958
2198 | Commercial | CwaTgs512 | LED High Bay_HID Baseline | 0.20976 | 0.14939 | 0.14939
2199 | Commercial | CwaNgs512 | LED High Bay_HID Baseline | 0.0023135 | 0.0016477 | 0.0016477
2200 | Commercial | CgrTgs513 | LED High Bay_LF Baseline | 0.10667 | 0.047571 | 0.047571
2201 | Commercial | CgrNgs513 | LED High Bay_LF Baseline | 0.0011766 | 0.00052469 | 0.00052469
2202 | Commercial | ChoTgs513 | LED High Bay_LF Baseline | 0 | 0 | 0
2203 | Commercial | ChoNgs513 | LED High Bay_LF Baseline | 0 | 0 | 0
2204 | Commercial | CloTgs513 | LED High Bay_LF Baseline | 0 | 0 | 0
2205 | Commercial | CloNgs513 | LED High Bay_LF Baseline | 0 | 0 | 0
2206 | Commercial | CreTgs513 | LED High Bay_LF Baseline | 0 | 0 | 0
2207 | Commercial | CreNgs513 | LED High Bay_LF Baseline | 0 | 0 | 0
2208 | Commercial | CasTgs515 | LED Linear - Lamp Replacement | 0 | 0 | 0
2209 | Commercial | CasNgs515 | LED Linear - Lamp Replacement | 0 | 0 | 0
2210 | Commercial | CcoTgs515 | LED Linear - Lamp Replacement | 0 | 0 | 0
2211 | Commercial | CcoNgs515 | LED Linear - Lamp Replacement | 0 | 0 | 0
2212 | Commercial | CdaTgs515 | LED Linear - Lamp Replacement | 0 | 0 | 0
2213 | Commercial | CdaNgs515 | LED Linear - Lamp Replacement | 0 | 0 | 0
2214 | Commercial | CgrTgs515 | LED Linear - Lamp Replacement | 0 | 0 | 0
2215 | Commercial | CgrNgs515 | LED Linear - Lamp Replacement | 0 | 0 | 0
2216 | Commercial | CheTgs515 | LED Linear - Lamp Replacement | 0 | 0 | 0
2217 | Commercial | CheNgs515 | LED Linear - Lamp Replacement | 0 | 0 | 0
2218 | Commercial | ChoTgs515 | LED Linear - Lamp Replacement | 0 | 0 | 0
2219 | Commercial | ChoNgs515 | LED Linear - Lamp Replacement | 0 | 0 | 0
2220 | Commercial | CinTgs515 | LED Linear - Lamp Replacement | 0 | 0 | 0
2221 | Commercial | CinNgs515 | LED Linear - Lamp Replacement | 0 | 0 | 0
2222 | Commercial | CloTgs515 | LED Linear - Lamp Replacement | 0 | 0 | 0
2223 | Commercial | CloNgs515 | LED Linear - Lamp Replacement | 0 | 0 | 0
2224 | Commercial | CmiTgs515 | LED Linear - Lamp Replacement | 0 | 0 | 0
2225 | Commercial | CmiNgs515 | LED Linear - Lamp Replacement | 0 | 0 | 0
2226 | Commercial | CofTgs515 | LED Linear - Lamp Replacement | 0 | 0 | 0
2227 | Commercial | CofNgs515 | LED Linear - Lamp Replacement | 0 | 0 | 0
2228 | Commercial | CreTgs515 | LED Linear - Lamp Replacement | 0 | 0 | 0
2229 | Commercial | CreNgs515 | LED Linear - Lamp Replacement | 0 | 0 | 0
2230 | Commercial | CrtTgs515 | LED Linear - Lamp Replacement | 0 | 0 | 0
2231 | Commercial | CrtNgs515 | LED Linear - Lamp Replacement | 0 | 0 | 0
2232 | Commercial | CscTgs515 | LED Linear - Lamp Replacement | 0 | 0 | 0
2233 | Commercial | CscNgs515 | LED Linear - Lamp Replacement | 0 | 0 | 0
2234 | Commercial | CwaTgs515 | LED Linear - Lamp Replacement | 0 | 0 | 0
2235 | Commercial | CwaNgs515 | LED Linear - Lamp Replacement | 0 | 0 | 0
2236 | Commercial | CasEgs702 | Engine Block Timer | 0 | 0 | 0
2237 | Commercial | CasNgs702 | Engine Block Timer | 0 | 0 | 0
2238 | Commercial | CcoEgs702 | Engine Block Timer | 0.12159 | 0.1218 | 0.1218
2239 | Commercial | CcoNgs702 | Engine Block Timer | 0.0053644 | 0.0053738 | 0.0053738
2240 | Commercial | CdaEgs702 | Engine Block Timer | 0.013346 | 0.014135 | 0.014135
2241 | Commercial | CdaNgs702 | Engine Block Timer | 0.0001472 | 0.0001559 | 0.0001559
2242 | Commercial | CgrEgs702 | Engine Block Timer | 0 | 0 | 0
2243 | Commercial | CgrNgs702 | Engine Block Timer | 0 | 0 | 0
2244 | Commercial | CheEgs702 | Engine Block Timer | 0.29475 | 0.30551 | 0.30551
2245 | Commercial | CheNgs702 | Engine Block Timer | 0.013004 | 0.013479 | 0.013479
2246 | Commercial | ChoEgs702 | Engine Block Timer | 0.10651 | 0.10669 | 0.10669
2247 | Commercial | ChoNgs702 | Engine Block Timer | 0.0046989 | 0.0047071 | 0.0047071
2248 | Commercial | CinEgs702 | Engine Block Timer | 0.63825 | 0.69287 | 0.69287
2249 | Commercial | CinNgs702 | Engine Block Timer | 0.0070397 | 0.0076421 | 0.0076421
2250 | Commercial | CloEgs702 | Engine Block Timer | 0.62841 | 0.73075 | 0.73075
2251 | Commercial | CloNgs702 | Engine Block Timer | 0.027725 | 0.03224 | 0.03224
2252 | Commercial | CmiEgs702 | Engine Block Timer | 0 | 0 | 0
2253 | Commercial | CmiNgs702 | Engine Block Timer | 0 | 0 | 0
2254 | Commercial | CofEgs702 | Engine Block Timer | 12.9101 | 13.6738 | 13.6738
2255 | Commercial | CofNgs702 | Engine Block Timer | 0.14239 | 0.15082 | 0.15082
2256 | Commercial | CreEgs702 | Engine Block Timer | 0 | 0 | 0
2257 | Commercial | CreNgs702 | Engine Block Timer | 0 | 0 | 0
2258 | Commercial | CrtEgs702 | Engine Block Timer | 0 | 0 | 0
2259 | Commercial | CrtNgs702 | Engine Block Timer | 0 | 0 | 0
2260 | Commercial | CscEgs702 | Engine Block Timer | 0 | 0 | 0
2261 | Commercial | CscNgs702 | Engine Block Timer | 0 | 0 | 0
2262 | Commercial | CwaEgs702 | Engine Block Timer | 0 | 0 | 0
2263 | Commercial | CwaNgs702 | Engine Block Timer | 0 | 0 | 0
2264 | Commercial | CasEgs804 | Demand Defrost | 0 | 0 | 0
2265 | Commercial | CasNgs804 | Demand Defrost | 0 | 0 | 0
2266 | Commercial | CdaEgs804 | Demand Defrost | 0 | 0 | 0
2267 | Commercial | CdaNgs804 | Demand Defrost | 0 | 0 | 0
2268 | Commercial | CgrEgs804 | Demand Defrost | 11.7936 | 9.3294 | 9.3294
2269 | Commercial | CgrNgs804 | Demand Defrost | 0 | 0 | 0
2270 | Commercial | ChoEgs804 | Demand Defrost | 0 | 0 | 0
2271 | Commercial | ChoNgs804 | Demand Defrost | 0 | 0 | 0
2272 | Commercial | CloEgs804 | Demand Defrost | 0 | 0 | 0
2273 | Commercial | CloNgs804 | Demand Defrost | 0 | 0 | 0
2274 | Commercial | CofEgs804 | Demand Defrost | 0 | 0 | 0
2275 | Commercial | CofNgs804 | Demand Defrost | 0 | 0 | 0
2276 | Commercial | CreEgs804 | Demand Defrost | 0 | 0 | 0
2277 | Commercial | CreNgs804 | Demand Defrost | 0 | 0 | 0
2278 | Commercial | CrtEgs804 | Demand Defrost | 0 | 0 | 0
2279 | Commercial | CrtNgs804 | Demand Defrost | 0 | 0 | 0
2280 | Commercial | CscEgs804 | Demand Defrost | 0 | 0 | 0
2281 | Commercial | CscNgs804 | Demand Defrost | 0 | 0 | 0
2282 | Commercial | CasEgs805 | Floating Head Pressure Controls | 0 | 0 | 0
2283 | Commercial | CasNgs805 | Floating Head Pressure Controls | 0 | 0 | 0
2284 | Commercial | CdaEgs805 | Floating Head Pressure Controls | 0 | 0 | 0
2285 | Commercial | CdaNgs805 | Floating Head Pressure Controls | 0 | 0 | 0
2286 | Commercial | CgrEgs805 | Floating Head Pressure Controls | 4.572 | 3.6167 | 3.6167
2287 | Commercial | CgrNgs805 | Floating Head Pressure Controls | 0.021512 | 0.017017 | 0.017017
2288 | Commercial | ChoEgs805 | Floating Head Pressure Controls | 0 | 0 | 0
2289 | Commercial | ChoNgs805 | Floating Head Pressure Controls | 0 | 0 | 0
2290 | Commercial | CloEgs805 | Floating Head Pressure Controls | 0 | 0 | 0
2291 | Commercial | CloNgs805 | Floating Head Pressure Controls | 0 | 0 | 0
2292 | Commercial | CofEgs805 | Floating Head Pressure Controls | 0 | 0 | 0
2293 | Commercial | CofNgs805 | Floating Head Pressure Controls | 0 | 0 | 0
2294 | Commercial | CreEgs805 | Floating Head Pressure Controls | 0 | 0 | 0
2295 | Commercial | CreNgs805 | Floating Head Pressure Controls | 0 | 0 | 0
2296 | Commercial | CrtEgs805 | Floating Head Pressure Controls | 0 | 0 | 0
2297 | Commercial | CrtNgs805 | Floating Head Pressure Controls | 0 | 0 | 0
2298 | Commercial | CscEgs805 | Floating Head Pressure Controls | 0 | 0 | 0
2299 | Commercial | CscNgs805 | Floating Head Pressure Controls | 0 | 0 | 0
2300 | Commercial | CgrEgs807 | Refrigeration Commissioning | 2.7767 | 2.1965 | 2.1965
2301 | Commercial | CgrNgs807 | Refrigeration Commissioning | 0.013065 | 0.010335 | 0.010335
2302 | Commercial | CreEgs807 | Refrigeration Commissioning | 0 | 0 | 0
2303 | Commercial | CreNgs807 | Refrigeration Commissioning | 0 | 0 | 0
2304 | Commercial | CdaEgs809 | Refrigeration Economizer | 0 | 0 | 0
2305 | Commercial | CdaNgs809 | Refrigeration Economizer | 0 | 0 | 0
2306 | Commercial | CgrEgs809 | Refrigeration Economizer | 9.845 | 7.788 | 7.788
2307 | Commercial | CgrNgs809 | Refrigeration Economizer | 0.1359 | 0.10751 | 0.10751
2308 | Commercial | ChoEgs809 | Refrigeration Economizer | 0 | 0 | 0
2309 | Commercial | ChoNgs809 | Refrigeration Economizer | 0 | 0 | 0
2310 | Commercial | CloEgs809 | Refrigeration Economizer | 0 | 0 | 0
2311 | Commercial | CloNgs809 | Refrigeration Economizer | 0 | 0 | 0
2312 | Commercial | CreEgs809 | Refrigeration Economizer | 0 | 0 | 0
2313 | Commercial | CreNgs809 | Refrigeration Economizer | 0 | 0 | 0
2314 | Commercial | CrtEgs809 | Refrigeration Economizer | 0 | 0 | 0
2315 | Commercial | CrtNgs809 | Refrigeration Economizer | 0 | 0 | 0
2316 | Commercial | CasEgs810 | Suction Pipe Insulation - Freezers | 0 | 0 | 0
2317 | Commercial | CasNgs810 | Suction Pipe Insulation - Freezers | 0 | 0 | 0
2318 | Commercial | CcoEgs810 | Suction Pipe Insulation - Freezers | 0 | 0 | 0
2319 | Commercial | CcoNgs810 | Suction Pipe Insulation - Freezers | 0 | 0 | 0
2320 | Commercial | CdaEgs810 | Suction Pipe Insulation - Freezers | 0 | 0 | 0
2321 | Commercial | CdaNgs810 | Suction Pipe Insulation - Freezers | 0 | 0 | 0
2322 | Commercial | CgrEgs810 | Suction Pipe Insulation - Freezers | 0.36466 | 0.28847 | 0.28847
2323 | Commercial | CgrNgs810 | Suction Pipe Insulation - Freezers | 0 | 0 | 0
2324 | Commercial | CheEgs810 | Suction Pipe Insulation - Freezers | 0 | 0 | 0
2325 | Commercial | CheNgs810 | Suction Pipe Insulation - Freezers | 0 | 0 | 0
2326 | Commercial | ChoEgs810 | Suction Pipe Insulation - Freezers | 0 | 0 | 0
2327 | Commercial | ChoNgs810 | Suction Pipe Insulation - Freezers | 0 | 0 | 0
2328 | Commercial | CinEgs810 | Suction Pipe Insulation - Freezers | 0 | 0 | 0
2329 | Commercial | CinNgs810 | Suction Pipe Insulation - Freezers | 0 | 0 | 0
2330 | Commercial | CloEgs810 | Suction Pipe Insulation - Freezers | 0 | 0 | 0
2331 | Commercial | CloNgs810 | Suction Pipe Insulation - Freezers | 0 | 0 | 0
2332 | Commercial | CmiEgs810 | Suction Pipe Insulation - Freezers | 0 | 0 | 0
2333 | Commercial | CmiNgs810 | Suction Pipe Insulation - Freezers | 0 | 0 | 0
2334 | Commercial | CofEgs810 | Suction Pipe Insulation - Freezers | 0 | 0 | 0
2335 | Commercial | CofNgs810 | Suction Pipe Insulation - Freezers | 0 | 0 | 0
2336 | Commercial | CreEgs810 | Suction Pipe Insulation - Freezers | 0 | 0 | 0
2337 | Commercial | CreNgs810 | Suction Pipe Insulation - Freezers | 0 | 0 | 0
2338 | Commercial | CrtEgs810 | Suction Pipe Insulation - Freezers | 0 | 0 | 0
2339 | Commercial | CrtNgs810 | Suction Pipe Insulation - Freezers | 0 | 0 | 0
2340 | Commercial | CscEgs810 | Suction Pipe Insulation - Freezers | 0 | 0 | 0
2341 | Commercial | CscNgs810 | Suction Pipe Insulation - Freezers | 0 | 0 | 0
2342 | Commercial | CwaEgs810 | Suction Pipe Insulation - Freezers | 0 | 0 | 0
2343 | Commercial | CwaNgs810 | Suction Pipe Insulation - Freezers | 0 | 0 | 0
2344 | Commercial | CasEgs811 | Suction Pipe Insulation - Refrigerators | 0 | 0 | 0
2345 | Commercial | CasNgs811 | Suction Pipe Insulation - Refrigerators | 0 | 0 | 0
2346 | Commercial | CcoEgs811 | Suction Pipe Insulation - Refrigerators | 0 | 0 | 0
2347 | Commercial | CcoNgs811 | Suction Pipe Insulation - Refrigerators | 0 | 0 | 0
2348 | Commercial | CdaEgs811 | Suction Pipe Insulation - Refrigerators | 0 | 0 | 0
2349 | Commercial | CdaNgs811 | Suction Pipe Insulation - Refrigerators | 0 | 0 | 0
2350 | Commercial | CgrEgs811 | Suction Pipe Insulation - Refrigerators | 0.21321 | 0.16866 | 0.16866
2351 | Commercial | CgrNgs811 | Suction Pipe Insulation - Refrigerators | 0 | 0 | 0
2352 | Commercial | CheEgs811 | Suction Pipe Insulation - Refrigerators | 0 | 0 | 0
2353 | Commercial | CheNgs811 | Suction Pipe Insulation - Refrigerators | 0 | 0 | 0
2354 | Commercial | ChoEgs811 | Suction Pipe Insulation - Refrigerators | 0 | 0 | 0
2355 | Commercial | ChoNgs811 | Suction Pipe Insulation - Refrigerators | 0 | 0 | 0
2356 | Commercial | CinEgs811 | Suction Pipe Insulation - Refrigerators | 0 | 0 | 0
2357 | Commercial | CinNgs811 | Suction Pipe Insulation - Refrigerators | 0 | 0 | 0
2358 | Commercial | CloEgs811 | Suction Pipe Insulation - Refrigerators | 0 | 0 | 0
2359 | Commercial | CloNgs811 | Suction Pipe Insulation - Refrigerators | 0 | 0 | 0
2360 | Commercial | CmiEgs811 | Suction Pipe Insulation - Refrigerators | 0 | 0 | 0
2361 | Commercial | CmiNgs811 | Suction Pipe Insulation - Refrigerators | 0 | 0 | 0
2362 | Commercial | CofEgs811 | Suction Pipe Insulation - Refrigerators | 0 | 0 | 0
2363 | Commercial | CofNgs811 | Suction Pipe Insulation - Refrigerators | 0 | 0 | 0
2364 | Commercial | CreEgs811 | Suction Pipe Insulation - Refrigerators | 0 | 0 | 0
2365 | Commercial | CreNgs811 | Suction Pipe Insulation - Refrigerators | 0 | 0 | 0
2366 | Commercial | CrtEgs811 | Suction Pipe Insulation - Refrigerators | 0 | 0 | 0
2367 | Commercial | CrtNgs811 | Suction Pipe Insulation - Refrigerators | 0 | 0 | 0
2368 | Commercial | CscEgs811 | Suction Pipe Insulation - Refrigerators | 0 | 0 | 0
2369 | Commercial | CscNgs811 | Suction Pipe Insulation - Refrigerators | 0 | 0 | 0
2370 | Commercial | CwaEgs811 | Suction Pipe Insulation - Refrigerators | 0 | 0 | 0
2371 | Commercial | CwaNgs811 | Suction Pipe Insulation - Refrigerators | 0 | 0 | 0
2372 | Commercial | CasTgs821 | Energy Star Commercial Glass Door Freezer | 0 | 0 | 0
2373 | Commercial | CasNgs821 | Energy Star Commercial Glass Door Freezer | 0 | 0 | 0
2374 | Commercial | CcoTgs821 | Energy Star Commercial Glass Door Freezer | 0 | 0 | 0
2375 | Commercial | CcoNgs821 | Energy Star Commercial Glass Door Freezer | 0 | 0 | 0
2376 | Commercial | CdaTgs821 | Energy Star Commercial Glass Door Freezer | 0 | 0 | 0
2377 | Commercial | CdaNgs821 | Energy Star Commercial Glass Door Freezer | 0 | 0 | 0
2378 | Commercial | CgrTgs821 | Energy Star Commercial Glass Door Freezer | 12.4751 | 9.8684 | 9.8684
2379 | Commercial | CgrNgs821 | Energy Star Commercial Glass Door Freezer | 0.1376 | 0.10885 | 0.10885
2380 | Commercial | CheTgs821 | Energy Star Commercial Glass Door Freezer | 0 | 0 | 0
2381 | Commercial | CheNgs821 | Energy Star Commercial Glass Door Freezer | 0 | 0 | 0
2382 | Commercial | ChoTgs821 | Energy Star Commercial Glass Door Freezer | 0 | 0 | 0
2383 | Commercial | ChoNgs821 | Energy Star Commercial Glass Door Freezer | 0 | 0 | 0
2384 | Commercial | CinTgs821 | Energy Star Commercial Glass Door Freezer | 0 | 0 | 0
2385 | Commercial | CinNgs821 | Energy Star Commercial Glass Door Freezer | 0 | 0 | 0
2386 | Commercial | CloTgs821 | Energy Star Commercial Glass Door Freezer | 0 | 0 | 0
2387 | Commercial | CloNgs821 | Energy Star Commercial Glass Door Freezer | 0 | 0 | 0
2388 | Commercial | CmiTgs821 | Energy Star Commercial Glass Door Freezer | 0 | 0 | 0
2389 | Commercial | CmiNgs821 | Energy Star Commercial Glass Door Freezer | 0 | 0 | 0
2390 | Commercial | CofTgs821 | Energy Star Commercial Glass Door Freezer | 0 | 0 | 0
2391 | Commercial | CofNgs821 | Energy Star Commercial Glass Door Freezer | 0 | 0 | 0
2392 | Commercial | CreTgs821 | Energy Star Commercial Glass Door Freezer | 0 | 0 | 0
2393 | Commercial | CreNgs821 | Energy Star Commercial Glass Door Freezer | 0 | 0 | 0
2394 | Commercial | CrtTgs821 | Energy Star Commercial Glass Door Freezer | 0 | 0 | 0
2395 | Commercial | CrtNgs821 | Energy Star Commercial Glass Door Freezer | 0 | 0 | 0
2396 | Commercial | CscTgs821 | Energy Star Commercial Glass Door Freezer | 0 | 0 | 0
2397 | Commercial | CscNgs821 | Energy Star Commercial Glass Door Freezer | 0 | 0 | 0
2398 | Commercial | CwaTgs821 | Energy Star Commercial Glass Door Freezer | 0 | 0 | 0
2399 | Commercial | CwaNgs821 | Energy Star Commercial Glass Door Freezer | 0 | 0 | 0
2400 | Commercial | CasTgs825 | Energy Star Ice Maker | 0.018123 | 0.014336 | 0.014336
2401 | Commercial | CasNgs825 | Energy Star Ice Maker | 0.00014016 | 0.00011087 | 0.00011087
2402 | Commercial | CcoTgs825 | Energy Star Ice Maker | 0.028357 | 0.022432 | 0.022432
2403 | Commercial | CcoNgs825 | Energy Star Ice Maker | 0.00021931 | 0.00017349 | 0.00017349
2404 | Commercial | CdaTgs825 | Energy Star Ice Maker | 0 | 0 | 0
2405 | Commercial | CdaNgs825 | Energy Star Ice Maker | 0 | 0 | 0
2406 | Commercial | CgrTgs825 | Energy Star Ice Maker | 0.52169 | 0.41269 | 0.41269
2407 | Commercial | CgrNgs825 | Energy Star Ice Maker | 0.0040348 | 0.0031917 | 0.0031917
2408 | Commercial | CheTgs825 | Energy Star Ice Maker | 0.0028693 | 0.0022698 | 0.0022698
2409 | Commercial | CheNgs825 | Energy Star Ice Maker | 2.2191e-05 | 1.7554e-05 | 1.7554e-05
2410 | Commercial | ChoTgs825 | Energy Star Ice Maker | 0.0052277 | 0.0041354 | 0.0041354
2411 | Commercial | ChoNgs825 | Energy Star Ice Maker | 4.0431e-05 | 3.1983e-05 | 3.1983e-05
2412 | Commercial | CinTgs825 | Energy Star Ice Maker | 0 | 0 | 0
2413 | Commercial | CinNgs825 | Energy Star Ice Maker | 0 | 0 | 0
2414 | Commercial | CloTgs825 | Energy Star Ice Maker | 0.017804 | 0.014084 | 0.014084
2415 | Commercial | CloNgs825 | Energy Star Ice Maker | 0.0001377 | 0.00010893 | 0.00010893
2416 | Commercial | CmiTgs825 | Energy Star Ice Maker | 0 | 0 | 0
2417 | Commercial | CmiNgs825 | Energy Star Ice Maker | 0 | 0 | 0
2418 | Commercial | CofTgs825 | Energy Star Ice Maker | 0 | 0 | 0
2419 | Commercial | CofNgs825 | Energy Star Ice Maker | 0 | 0 | 0
2420 | Commercial | CreTgs825 | Energy Star Ice Maker | 0.18854 | 0.151 | 0.151
2421 | Commercial | CreNgs825 | Energy Star Ice Maker | 0.0014582 | 0.0011678 | 0.0011678
2422 | Commercial | CrtTgs825 | Energy Star Ice Maker | 0.060045 | 0.047499 | 0.047499
2423 | Commercial | CrtNgs825 | Energy Star Ice Maker | 0.00046439 | 0.00036735 | 0.00036735
2424 | Commercial | CscTgs825 | Energy Star Ice Maker | 0.00055692 | 0.00045235 | 0.00045235
2425 | Commercial | CscNgs825 | Energy Star Ice Maker | 4.3072e-06 | 3.4985e-06 | 3.4985e-06
2426 | Commercial | CwaTgs825 | Energy Star Ice Maker | 0 | 0 | 0
2427 | Commercial | CwaNgs825 | Energy Star Ice Maker | 0 | 0 | 0
2428 | Commercial | CasEgs828 | Water Cooled Refrigeration Heat Recovery | 0.14422 | 0.21964 | 0.21964
2429 | Commercial | CasNgs828 | Water Cooled Refrigeration Heat Recovery | 0.00080198 | 0.0012214 | 0.0012214
2430 | Commercial | CcoEgs828 | Water Cooled Refrigeration Heat Recovery | 0.041845 | 0.05082 | 0.05082
2431 | Commercial | CcoNgs828 | Water Cooled Refrigeration Heat Recovery | 0.0002327 | 0.00028261 | 0.00028261
2432 | Commercial | CdaEgs828 | Water Cooled Refrigeration Heat Recovery | 0.002892 | 0.0035123 | 0.0035123
2433 | Commercial | CdaNgs828 | Water Cooled Refrigeration Heat Recovery | 1.6083e-05 | 1.9532e-05 | 1.9532e-05
2434 | Commercial | CgrEgs828 | Water Cooled Refrigeration Heat Recovery | 0.030447 | 0.04637 | 0.04637
2435 | Commercial | CgrNgs828 | Water Cooled Refrigeration Heat Recovery | 0.00016931 | 0.00025787 | 0.00025787
2436 | Commercial | CheEgs828 | Water Cooled Refrigeration Heat Recovery | 0.039646 | 0.048149 | 0.048149
2437 | Commercial | CheNgs828 | Water Cooled Refrigeration Heat Recovery | 0.00025442 | 0.00030898 | 0.00030898
2438 | Commercial | ChoEgs828 | Water Cooled Refrigeration Heat Recovery | 0.023181 | 0.028153 | 0.028153
2439 | Commercial | ChoNgs828 | Water Cooled Refrigeration Heat Recovery | 0.00012891 | 0.00015656 | 0.00015656
2440 | Commercial | CinEgs828 | Water Cooled Refrigeration Heat Recovery | 0.037476 | 0.045514 | 0.045514
2441 | Commercial | CinNgs828 | Water Cooled Refrigeration Heat Recovery | 0.0002084 | 0.0002531 | 0.0002531
2442 | Commercial | CloEgs828 | Water Cooled Refrigeration Heat Recovery | 0.26716 | 1.0712 | 1.0712
2443 | Commercial | CloNgs828 | Water Cooled Refrigeration Heat Recovery | 0.0014857 | 0.005957 | 0.005957
2444 | Commercial | CmiEgs828 | Water Cooled Refrigeration Heat Recovery | 0.18763 | 0.28576 | 0.28576
2445 | Commercial | CmiNgs828 | Water Cooled Refrigeration Heat Recovery | 0.0010434 | 0.0015891 | 0.0015891
2446 | Commercial | CofEgs828 | Water Cooled Refrigeration Heat Recovery | 0.50912 | 0.77539 | 0.77539
2447 | Commercial | CofNgs828 | Water Cooled Refrigeration Heat Recovery | 0.0028312 | 0.0043119 | 0.0043119
2448 | Commercial | CreEgs828 | Water Cooled Refrigeration Heat Recovery | 1.6322 | 2.4859 | 2.4859
2449 | Commercial | CreNgs828 | Water Cooled Refrigeration Heat Recovery | 0.0090768 | 0.013824 | 0.013824
2450 | Commercial | CrtEgs828 | Water Cooled Refrigeration Heat Recovery | 0.25642 | 0.39052 | 0.39052
2451 | Commercial | CrtNgs828 | Water Cooled Refrigeration Heat Recovery | 0.0014259 | 0.0021717 | 0.0021717
2452 | Commercial | CscEgs828 | Water Cooled Refrigeration Heat Recovery | 0.3527 | 0.53716 | 0.53716
2453 | Commercial | CscNgs828 | Water Cooled Refrigeration Heat Recovery | 0.0019613 | 0.0029871 | 0.0029871
2454 | Commercial | CwaEgs828 | Water Cooled Refrigeration Heat Recovery | 0.05539 | 0.084359 | 0.084359
2455 | Commercial | CwaNgs828 | Water Cooled Refrigeration Heat Recovery | 0.00030802 | 0.00046912 | 0.00046912
2456 | Commercial | CasEgs829 | Zero Energy Doors | 0.18265 | 0.14449 | 0.14449
2457 | Commercial | CasNgs829 | Zero Energy Doors | 0.0020146 | 0.0015936 | 0.0015936
2458 | Commercial | CcoEgs829 | Zero Energy Doors | 0.0135 | 0.010679 | 0.010679
2459 | Commercial | CcoNgs829 | Zero Energy Doors | 0.0001489 | 0.00011779 | 0.00011779
2460 | Commercial | CdaEgs829 | Zero Energy Doors | 0.00046017 | 0.00037377 | 0.00037377
2461 | Commercial | CdaNgs829 | Zero Energy Doors | 5.0756e-06 | 4.1226e-06 | 4.1226e-06
2462 | Commercial | CgrEgs829 | Zero Energy Doors | 4.9059 | 3.8809 | 3.8809
2463 | Commercial | CgrNgs829 | Zero Energy Doors | 0.023083 | 0.01826 | 0.01826
2464 | Commercial | CheEgs829 | Zero Energy Doors | 0.001485 | 0.0011747 | 0.0011747
2465 | Commercial | CheNgs829 | Zero Energy Doors | 1.6379e-05 | 1.2957e-05 | 1.2957e-05
2466 | Commercial | ChoEgs829 | Zero Energy Doors | 0.013013 | 0.010294 | 0.010294
2467 | Commercial | ChoNgs829 | Zero Energy Doors | 0.00014353 | 0.00011354 | 0.00011354
2468 | Commercial | CinEgs829 | Zero Energy Doors | 0 | 0 | 0
2469 | Commercial | CinNgs829 | Zero Energy Doors | 0 | 0 | 0
2470 | Commercial | CloEgs829 | Zero Energy Doors | 0.097481 | 0.077113 | 0.077113
2471 | Commercial | CloNgs829 | Zero Energy Doors | 0.0010752 | 0.00085053 | 0.00085053
2472 | Commercial | CmiEgs829 | Zero Energy Doors | 0 | 0 | 0
2473 | Commercial | CmiNgs829 | Zero Energy Doors | 0 | 0 | 0
2474 | Commercial | CofEgs829 | Zero Energy Doors | 0 | 0 | 0
2475 | Commercial | CofNgs829 | Zero Energy Doors | 0 | 0 | 0
2476 | Commercial | CreEgs829 | Zero Energy Doors | 2.8444 | 2.278 | 2.278
2477 | Commercial | CreNgs829 | Zero Energy Doors | 0.031372 | 0.025126 | 0.025126
2478 | Commercial | CrtEgs829 | Zero Energy Doors | 1.9676 | 1.5565 | 1.5565
2479 | Commercial | CrtNgs829 | Zero Energy Doors | 0.021702 | 0.017167 | 0.017167
2480 | Commercial | CscEgs829 | Zero Energy Doors | 0.0022701 | 0.0018439 | 0.0018439
2481 | Commercial | CscNgs829 | Zero Energy Doors | 2.5039e-05 | 2.0337e-05 | 2.0337e-05
2482 | Commercial | CwaEgs829 | Zero Energy Doors | 0.0010797 | 0.00087698 | 0.00087698
2483 | Commercial | CwaNgs829 | Zero Energy Doors | 1.1909e-05 | 9.6728e-06 | 9.6728e-06
2484 | Commercial | CheEgs901 | Drain water heat recovery | 0 | 0 | 0
2485 | Commercial | CheNgs901 | Drain water heat recovery | 0 | 0 | 0
2486 | Commercial | ChoEgs901 | Drain water heat recovery | 0 | 0 | 0
2487 | Commercial | ChoNgs901 | Drain water heat recovery | 0 | 0 | 0
2488 | Commercial | CloEgs901 | Drain water heat recovery | 0 | 0 | 0
2489 | Commercial | CloNgs901 | Drain water heat recovery | 0 | 0 | 0
2490 | Commercial | CreEgs901 | Drain water heat recovery | 0 | 0 | 0
2491 | Commercial | CreNgs901 | Drain water heat recovery | 0 | 0 | 0
2492 | Commercial | CasEgs902 | Faucet Aerator | 0.30328 | 0.4619 | 0.4619
2493 | Commercial | CasNgs902 | Faucet Aerator | 0.0016865 | 0.0025686 | 0.0025686
2494 | Commercial | CgrEgs902 | Faucet Aerator | 0.071447 | 0.10881 | 0.10881
2495 | Commercial | CgrNgs902 | Faucet Aerator | 0.00039732 | 0.00060512 | 0.00060512
2496 | Commercial | CheEgs902 | Faucet Aerator | 0.13746 | 0.16694 | 0.16694
2497 | Commercial | CheNgs902 | Faucet Aerator | 0.00076439 | 0.00092834 | 0.00092834
2498 | Commercial | CloEgs902 | Faucet Aerator | 0.89567 | 3.5913 | 3.5913
2499 | Commercial | CloNgs902 | Faucet Aerator | 0.0049808 | 0.019971 | 0.019971
2500 | Commercial | CofEgs902 | Faucet Aerator | 1.4276 | 2.1742 | 2.1742
2501 | Commercial | CofNgs902 | Faucet Aerator | 0.0079387 | 0.012091 | 0.012091
2502 | Commercial | CreEgs902 | Faucet Aerator | 3.7866 | 5.767 | 5.767
2503 | Commercial | CreNgs902 | Faucet Aerator | 0.021057 | 0.03207 | 0.03207
2504 | Commercial | CrtEgs902 | Faucet Aerator | 0.53923 | 0.82125 | 0.82125
2505 | Commercial | CrtNgs902 | Faucet Aerator | 0.0029987 | 0.004567 | 0.004567
2506 | Commercial | CscEgs902 | Faucet Aerator | 0.74171 | 1.1296 | 1.1296
2507 | Commercial | CscNgs902 | Faucet Aerator | 0.0041246 | 0.0062818 | 0.0062818
2508 | Commercial | CwaEgs902 | Faucet Aerator | 0.11648 | 0.1774 | 0.1774
2509 | Commercial | CwaNgs902 | Faucet Aerator | 0.00064775 | 0.00098652 | 0.00098652
2510 | Commercial | CdaEgs904 | Demand Controlled Circulating Systems | 0.0030731 | 0.0037322 | 0.0037322
2511 | Commercial | CdaNgs904 | Demand Controlled Circulating Systems | 1.7089e-05 | 2.0755e-05 | 2.0755e-05
2512 | Commercial | CscEgs907 | Thermostatic Shower Restriction Valve Commercial | 0 | 0 | 0
2513 | Commercial | CscNgs907 | Thermostatic Shower Restriction Valve Commercial | 0 | 0 | 0
2514 | Commercial | CheTgs909 | Solar Thermal Water Heating System Commercial | 0.23819 | 0.28928 | 0.28928
2515 | Commercial | CheNgs909 | Solar Thermal Water Heating System Commercial | 0.0026272 | 0.0031907 | 0.0031907
2516 | Commercial | CloTgs909 | Solar Thermal Water Heating System Commercial | 1.5521 | 6.2233 | 6.2233
2517 | Commercial | CloNgs909 | Solar Thermal Water Heating System Commercial | 0.017119 | 0.068641 | 0.068641
2518 | Commercial | CheTgs911 | Heat Pump Water Heater | 0.28789 | 0.34964 | 0.34964
2519 | Commercial | CheNgs911 | Heat Pump Water Heater | 0.0031753 | 0.0038564 | 0.0038564
2520 | Commercial | ChoTgs911 | Heat Pump Water Heater | 0.21454 | 0.26055 | 0.26055
2521 | Commercial | ChoNgs911 | Heat Pump Water Heater | 0.0023663 | 0.0028738 | 0.0028738
2522 | Commercial | CofTgs911 | Heat Pump Water Heater | 2.9899 | 4.5537 | 4.5537
2523 | Commercial | CofNgs911 | Heat Pump Water Heater | 0.032978 | 0.050225 | 0.050225
2524 | Commercial | CscTgs911 | Heat Pump Water Heater | 1.5535 | 2.3659 | 2.3659
2525 | Commercial | CscNgs911 | Heat Pump Water Heater | 0.017134 | 0.026095 | 0.026095
2526 | Commercial | ChoEgs1001 | Commercial Strategic Energy Management | 0 | 0 | 0
2527 | Commercial | ChoNgs1001 | Commercial Strategic Energy Management | 0 | 0 | 0
2528 | Commercial | ChoEgs1002 | Retro-Commissioning (Existing Construction)_SC | 0 | 0 | 0
2529 | Commercial | CreEgs1002 | Retro-Commissioning (Existing Construction)_SC | 0.22325 | 0 | 0
2530 | Commercial | CreEgs1003 | Retro-Commissioning (Existing Construction)_SH | 0 | 0 | 0
2531 | Commercial | ChoEgs1004 | Retro-Commissioning (Existing Construction)_VT | 1.0615 | 0.83817 | 0.83817
2532 | Commercial | CreEgs1004 | Retro-Commissioning (Existing Construction)_VT | 2.4716 | 1.8409 | 1.8409
2533 | Commercial | ChoNgs1005 | LEED New Construction Whole Building | 0 | 0.0089301 | 0.0089301
2534 | Commercial | CasTgsd103 | Energy Star Commercial Dishwasher | 0 | 0 | 0
2535 | Commercial | CasNgsd103 | Energy Star Commercial Dishwasher | 0 | 0 | 0
2536 | Commercial | CcoTgsd103 | Energy Star Commercial Dishwasher | 0 | 0 | 0
2537 | Commercial | CcoNgsd103 | Energy Star Commercial Dishwasher | 0 | 0 | 0
2538 | Commercial | CdaTgsd103 | Energy Star Commercial Dishwasher | 0 | 0 | 0
2539 | Commercial | CdaNgsd103 | Energy Star Commercial Dishwasher | 0 | 0 | 0
2540 | Commercial | CgrTgsd103 | Energy Star Commercial Dishwasher | 0 | 0 | 0
2541 | Commercial | CgrNgsd103 | Energy Star Commercial Dishwasher | 0 | 0 | 0
2542 | Commercial | CheTgsd103 | Energy Star Commercial Dishwasher | 0 | 0 | 0
2543 | Commercial | CheNgsd103 | Energy Star Commercial Dishwasher | 0 | 0 | 0
2544 | Commercial | ChoTgsd103 | Energy Star Commercial Dishwasher | 0 | 0 | 0
2545 | Commercial | ChoNgsd103 | Energy Star Commercial Dishwasher | 0 | 0 | 0
2546 | Commercial | CinTgsd103 | Energy Star Commercial Dishwasher | 0 | 0 | 0
2547 | Commercial | CinNgsd103 | Energy Star Commercial Dishwasher | 0 | 0 | 0
2548 | Commercial | CloTgsd103 | Energy Star Commercial Dishwasher | 0 | 0 | 0
2549 | Commercial | CloNgsd103 | Energy Star Commercial Dishwasher | 0 | 0 | 0
2550 | Commercial | CmiTgsd103 | Energy Star Commercial Dishwasher | 0 | 0 | 0
2551 | Commercial | CmiNgsd103 | Energy Star Commercial Dishwasher | 0 | 0 | 0
2552 | Commercial | CofTgsd103 | Energy Star Commercial Dishwasher | 0 | 0 | 0
2553 | Commercial | CofNgsd103 | Energy Star Commercial Dishwasher | 0 | 0 | 0
2554 | Commercial | CreTgsd103 | Energy Star Commercial Dishwasher | 0 | 0 | 0
2555 | Commercial | CreNgsd103 | Energy Star Commercial Dishwasher | 0 | 0 | 0
2556 | Commercial | CrtTgsd103 | Energy Star Commercial Dishwasher | 0 | 0 | 0
2557 | Commercial | CrtNgsd103 | Energy Star Commercial Dishwasher | 0 | 0 | 0
2558 | Commercial | CscTgsd103 | Energy Star Commercial Dishwasher | 0 | 0 | 0
2559 | Commercial | CscNgsd103 | Energy Star Commercial Dishwasher | 0 | 0 | 0
2560 | Commercial | CwaTgsd103 | Energy Star Commercial Dishwasher | 0 | 0 | 0
2561 | Commercial | CwaNgsd103 | Energy Star Commercial Dishwasher | 0 | 0 | 0
2562 | Commercial | CasTgsd106 | Energy Star Griddle | 0 | 0 | 0
2563 | Commercial | CasNgsd106 | Energy Star Griddle | 0 | 0 | 0
2564 | Commercial | CcoTgsd106 | Energy Star Griddle | 0.00050819 | 0.00018691 | 0.00018691
2565 | Commercial | CcoNgsd106 | Energy Star Griddle | 5.6052e-06 | 2.0615e-06 | 2.0615e-06
2566 | Commercial | CdaTgsd106 | Energy Star Griddle | 0 | 0 | 0
2567 | Commercial | CdaNgsd106 | Energy Star Griddle | 0 | 0 | 0
2568 | Commercial | CgrTgsd106 | Energy Star Griddle | 0 | 0 | 0
2569 | Commercial | CgrNgsd106 | Energy Star Griddle | 0 | 0 | 0
2570 | Commercial | CheTgsd106 | Energy Star Griddle | 0.004488 | 0.0050291 | 0.0050291
2571 | Commercial | CheNgsd106 | Energy Star Griddle | 4.9501e-05 | 5.5469e-05 | 5.5469e-05
2572 | Commercial | ChoTgsd106 | Energy Star Griddle | 0.029667 | 0.010911 | 0.010911
2573 | Commercial | ChoNgsd106 | Energy Star Griddle | 0.00032722 | 0.00012035 | 0.00012035
2574 | Commercial | CinTgsd106 | Energy Star Griddle | 0 | 0 | 0
2575 | Commercial | CinNgsd106 | Energy Star Griddle | 0 | 0 | 0
2576 | Commercial | CloTgsd106 | Energy Star Griddle | 0.10472 | 0.04677 | 0.04677
2577 | Commercial | CloNgsd106 | Energy Star Griddle | 0.0011551 | 0.00051586 | 0.00051586
2578 | Commercial | CmiTgsd106 | Energy Star Griddle | 0 | 0 | 0
2579 | Commercial | CmiNgsd106 | Energy Star Griddle | 0 | 0 | 0
2580 | Commercial | CofTgsd106 | Energy Star Griddle | 0 | 0 | 0
2581 | Commercial | CofNgsd106 | Energy Star Griddle | 0 | 0 | 0
2582 | Commercial | CreTgsd106 | Energy Star Griddle | 0.69621 | 0.36785 | 0.36785
2583 | Commercial | CreNgsd106 | Energy Star Griddle | 0.0033955 | 0.0017941 | 0.0017941
2584 | Commercial | CrtTgsd106 | Energy Star Griddle | 0 | 0 | 0
2585 | Commercial | CrtNgsd106 | Energy Star Griddle | 0 | 0 | 0
2586 | Commercial | CscTgsd106 | Energy Star Griddle | 0.0010579 | 0.0019324 | 0.0019324
2587 | Commercial | CscNgsd106 | Energy Star Griddle | 1.1668e-05 | 2.1313e-05 | 2.1313e-05
2588 | Commercial | CwaTgsd106 | Energy Star Griddle | 0 | 0 | 0
2589 | Commercial | CwaNgsd106 | Energy Star Griddle | 0 | 0 | 0
2590 | Commercial | CasTgsd109 | Induction Cooktops | 0 | 0 | 0
2591 | Commercial | CasNgsd109 | Induction Cooktops | 0 | 0 | 0
2592 | Commercial | CcoTgsd109 | Induction Cooktops | 9.8786e-05 | 3.6332e-05 | 3.6332e-05
2593 | Commercial | CcoNgsd109 | Induction Cooktops | 1.0896e-06 | 4.0073e-07 | 4.0073e-07
2594 | Commercial | CdaTgsd109 | Induction Cooktops | 0 | 0 | 0
2595 | Commercial | CdaNgsd109 | Induction Cooktops | 0 | 0 | 0
2596 | Commercial | CgrTgsd109 | Induction Cooktops | 0 | 0 | 0
2597 | Commercial | CgrNgsd109 | Induction Cooktops | 0 | 0 | 0
2598 | Commercial | CheTgsd109 | Induction Cooktops | 0.0025966 | 0.0029096 | 0.0029096
2599 | Commercial | CheNgsd109 | Induction Cooktops | 2.8639e-05 | 3.2092e-05 | 3.2092e-05
2600 | Commercial | ChoTgsd109 | Induction Cooktops | 0.005767 | 0.002121 | 0.002121
2601 | Commercial | ChoNgsd109 | Induction Cooktops | 6.3607e-05 | 2.3394e-05 | 2.3394e-05
2602 | Commercial | CinTgsd109 | Induction Cooktops | 0 | 0 | 0
2603 | Commercial | CinNgsd109 | Induction Cooktops | 0 | 0 | 0
2604 | Commercial | CloTgsd109 | Induction Cooktops | 0.060589 | 0.027059 | 0.027059
2605 | Commercial | CloNgsd109 | Induction Cooktops | 0.00066828 | 0.00029845 | 0.00029845
2606 | Commercial | CmiTgsd109 | Induction Cooktops | 0 | 0 | 0
2607 | Commercial | CmiNgsd109 | Induction Cooktops | 0 | 0 | 0
2608 | Commercial | CofTgsd109 | Induction Cooktops | 0 | 0 | 0
2609 | Commercial | CofNgsd109 | Induction Cooktops | 0 | 0 | 0
2610 | Commercial | CreTgsd109 | Induction Cooktops | 0.13533 | 0.071506 | 0.071506
2611 | Commercial | CreNgsd109 | Induction Cooktops | 0.014927 | 0.0078868 | 0.0078868
2612 | Commercial | CrtTgsd109 | Induction Cooktops | 0 | 0 | 0
2613 | Commercial | CrtNgsd109 | Induction Cooktops | 0 | 0 | 0
2614 | Commercial | CscTgsd109 | Induction Cooktops | 0.00020564 | 0.00037563 | 0.00037563
2615 | Commercial | CscNgsd109 | Induction Cooktops | 2.2682e-06 | 4.143e-06 | 4.143e-06
2616 | Commercial | CwaTgsd109 | Induction Cooktops | 0 | 0 | 0
2617 | Commercial | CwaNgsd109 | Induction Cooktops | 0 | 0 | 0
2618 | Commercial | CasTgsd119 | Server Virtualization | 0 | 0 | 0
2619 | Commercial | CasNgsd119 | Server Virtualization | 0 | 0 | 0
2620 | Commercial | CcoTgsd119 | Server Virtualization | 0.032694 | 0.032751 | 0.032751
2621 | Commercial | CcoNgsd119 | Server Virtualization | 0.0003606 | 0.00036123 | 0.00036123
2622 | Commercial | CdaTgsd119 | Server Virtualization | 0.013076 | 0.01385 | 0.01385
2623 | Commercial | CdaNgsd119 | Server Virtualization | 0.00014894 | 0.00015776 | 0.00015776
2624 | Commercial | CgrTgsd119 | Server Virtualization | 0 | 0 | 0
2625 | Commercial | CgrNgsd119 | Server Virtualization | 0 | 0 | 0
2626 | Commercial | CheTgsd119 | Server Virtualization | 0.14472 | 0.15001 | 0.15001
2627 | Commercial | CheNgsd119 | Server Virtualization | 0.0016485 | 0.0017087 | 0.0017087
2628 | Commercial | ChoTgsd119 | Server Virtualization | 0.1243 | 0.12452 | 0.12452
2629 | Commercial | ChoNgsd119 | Server Virtualization | 0.0014159 | 0.0014184 | 0.0014184
2630 | Commercial | CinTgsd119 | Server Virtualization | 0.024225 | 0.026298 | 0.026298
2631 | Commercial | CinNgsd119 | Server Virtualization | 0.00026719 | 0.00029006 | 0.00029006
2632 | Commercial | CloTgsd119 | Server Virtualization | 0.008739 | 0.010162 | 0.010162
2633 | Commercial | CloNgsd119 | Server Virtualization | 9.9543e-05 | 0.00011575 | 0.00011575
2634 | Commercial | CmiTgsd119 | Server Virtualization | 3.1996 | 3.3888 | 3.3888
2635 | Commercial | CmiNgsd119 | Server Virtualization | 0.03529 | 0.037378 | 0.037378
2636 | Commercial | CofTgsd119 | Server Virtualization | 3.9855 | 4.2213 | 4.2213
2637 | Commercial | CofNgsd119 | Server Virtualization | 0.045398 | 0.048083 | 0.048083
2638 | Commercial | CreTgsd119 | Server Virtualization | 0 | 0 | 0
2639 | Commercial | CreNgsd119 | Server Virtualization | 0 | 0 | 0
2640 | Commercial | CrtTgsd119 | Server Virtualization | 0.97557 | 0.53966 | 0.53966
2641 | Commercial | CrtNgsd119 | Server Virtualization | 0.011112 | 0.006147 | 0.006147
2642 | Commercial | CscTgsd119 | Server Virtualization | 0.011496 | 0.011978 | 0.011978
2643 | Commercial | CscNgsd119 | Server Virtualization | 0.0001268 | 0.00013211 | 0.00013211
2644 | Commercial | CwaTgsd119 | Server Virtualization | 0 | 0 | 0
2645 | Commercial | CwaNgsd119 | Server Virtualization | 0 | 0 | 0
2646 | Commercial | CcoEgsd120 | Smart Strip Plug Outlet | 0.017012 | 0.017042 | 0.017042
2647 | Commercial | CcoNgsd120 | Smart Strip Plug Outlet | 0.00015652 | 0.00015679 | 0.00015679
2648 | Commercial | CdaEgsd120 | Smart Strip Plug Outlet | 0.0011026 | 0.0011678 | 0.0011678
2649 | Commercial | CdaNgsd120 | Smart Strip Plug Outlet | 1.0144e-05 | 1.0744e-05 | 1.0744e-05
2650 | Commercial | CheEgsd120 | Smart Strip Plug Outlet | 0.078036 | 0.080886 | 0.080886
2651 | Commercial | CheNgsd120 | Smart Strip Plug Outlet | 0.00071796 | 0.00074417 | 0.00074417
2652 | Commercial | ChoEgsd120 | Smart Strip Plug Outlet | 0.0083251 | 0.0083397 | 0.0083397
2653 | Commercial | ChoNgsd120 | Smart Strip Plug Outlet | 7.6594e-05 | 7.6728e-05 | 7.6728e-05
2654 | Commercial | CloEgsd120 | Smart Strip Plug Outlet | 0.021454 | 0.024948 | 0.024948
2655 | Commercial | CloNgsd120 | Smart Strip Plug Outlet | 0.00019739 | 0.00022953 | 0.00022953
2656 | Commercial | CofEgsd120 | Smart Strip Plug Outlet | 0.56585 | 0.59932 | 0.59932
2657 | Commercial | CofNgsd120 | Smart Strip Plug Outlet | 0.005206 | 0.0055139 | 0.0055139
2658 | Commercial | CrtEgsd120 | Smart Strip Plug Outlet | 0.12344 | 0.068282 | 0.068282
2659 | Commercial | CrtNgsd120 | Smart Strip Plug Outlet | 0.0011357 | 0.00062822 | 0.00062822
2660 | Commercial | CscEgsd120 | Smart Strip Plug Outlet | 0.016246 | 0.016926 | 0.016926
2661 | Commercial | CscNgsd120 | Smart Strip Plug Outlet | 0.00014946 | 0.00015573 | 0.00015573
2662 | Commercial | CcoEgsd211 | Reflective Roof Treatment | 0.00051297 | 0 | 0
2663 | Commercial | CcoNgsd211 | Reflective Roof Treatment | 1.7094e-05 | 0 | 0
2664 | Commercial | CloEgsd211 | Reflective Roof Treatment | 0.00262 | 0 | 0
2665 | Commercial | CloNgsd211 | Reflective Roof Treatment | 8.7307e-05 | 0 | 0
2666 | Commercial | CasEgsd301 | Chilled Water Reset | 4.2303 | 0 | 0
2667 | Commercial | CasNgsd301 | Chilled Water Reset | 0.046659 | 0 | 0
2668 | Commercial | CcoEgsd301 | Chilled Water Reset | 0.77214 | 0 | 0
2669 | Commercial | CcoNgsd301 | Chilled Water Reset | 0.0085164 | 0 | 0
2670 | Commercial | CdaEgsd301 | Chilled Water Reset | 0.032617 | 0 | 0
2671 | Commercial | CdaNgsd301 | Chilled Water Reset | 0.00035975 | 0 | 0
2672 | Commercial | ChoEgsd301 | Chilled Water Reset | 3.1022 | 0 | 0
2673 | Commercial | ChoNgsd301 | Chilled Water Reset | 0.034216 | 0 | 0
2674 | Commercial | CloEgsd301 | Chilled Water Reset | 0.46962 | 0 | 0
2675 | Commercial | CloNgsd301 | Chilled Water Reset | 0.0051797 | 0 | 0
2676 | Commercial | CmiEgsd301 | Chilled Water Reset | 8.1046 | 0 | 0
2677 | Commercial | CmiNgsd301 | Chilled Water Reset | 0.089391 | 0 | 0
2678 | Commercial | CofEgsd301 | Chilled Water Reset | 5.0564 | 0 | 0
2679 | Commercial | CofNgsd301 | Chilled Water Reset | 0.05577 | 0 | 0
2680 | Commercial | CrtEgsd301 | Chilled Water Reset | 0.0098374 | 0 | 0
2681 | Commercial | CrtNgsd301 | Chilled Water Reset | 0.0001085 | 0 | 0
2682 | Commercial | CscEgsd301 | Chilled Water Reset | 0.92181 | 0 | 0
2683 | Commercial | CscNgsd301 | Chilled Water Reset | 0.010167 | 0 | 0
2684 | Commercial | CwaEgsd301 | Chilled Water Reset | 0.019505 | 0 | 0
2685 | Commercial | CwaNgsd301 | Chilled Water Reset | 0.00021514 | 0 | 0
2686 | Commercial | CasEgsd302 | Chiller maintenance | 1.2639 | 0.0069352 | 0.0069352
2687 | Commercial | CcoEgsd302 | Chiller maintenance | 0.37896 | 0.0020794 | 0.0020794
2688 | Commercial | CdaEgsd302 | Chiller maintenance | 0.016008 | 8.784e-05 | 8.784e-05
2689 | Commercial | CgrEgsd302 | Chiller maintenance | 0 | 0 | 0
2690 | Commercial | CheEgsd302 | Chiller maintenance | 0.012944 | 7.1024e-05 | 7.1024e-05
2691 | Commercial | ChoEgsd302 | Chiller maintenance | 1.5225 | 0.0083543 | 0.0083543
2692 | Commercial | CinEgsd302 | Chiller maintenance | 0.030181 | 0.00016561 | 0.00016561
2693 | Commercial | CloEgsd302 | Chiller maintenance | 0.24402 | 0.001339 | 0.001339
2694 | Commercial | CmiEgsd302 | Chiller maintenance | 2.4214 | 0.013287 | 0.013287
2695 | Commercial | CofEgsd302 | Chiller maintenance | 1.5107 | 0.0082895 | 0.0082895
2696 | Commercial | CreEgsd302 | Chiller maintenance | 0.037885 | 0.00020788 | 0.00020788
2697 | Commercial | CrtEgsd302 | Chiller maintenance | 0.0029391 | 1.6127e-05 | 1.6127e-05
2698 | Commercial | CscEgsd302 | Chiller maintenance | 0.27541 | 0.0015112 | 0.0015112
2699 | Commercial | CwaEgsd302 | Chiller maintenance | 0.0058276 | 3.1977e-05 | 3.1977e-05
2700 | Commercial | CcoEgsd308 | VFD on Cooling Tower Fans | 0.24495 | 0 | 0
2701 | Commercial | CcoNgsd308 | VFD on Cooling Tower Fans | 0.0021513 | 0 | 0
2702 | Commercial | CdaEgsd308 | VFD on Cooling Tower Fans | 0.010347 | 0 | 0
2703 | Commercial | CdaNgsd308 | VFD on Cooling Tower Fans | 9.0877e-05 | 0 | 0
2704 | Commercial | CgrEgsd308 | VFD on Cooling Tower Fans | 0 | 0 | 0
2705 | Commercial | CgrNgsd308 | VFD on Cooling Tower Fans | 0 | 0 | 0
2706 | Commercial | CheEgsd308 | VFD on Cooling Tower Fans | 0.0083664 | 0 | 0
2707 | Commercial | CheNgsd308 | VFD on Cooling Tower Fans | 7.348e-05 | 0 | 0
2708 | Commercial | ChoEgsd308 | VFD on Cooling Tower Fans | 0.98411 | 0 | 0
2709 | Commercial | ChoNgsd308 | VFD on Cooling Tower Fans | 0.0086432 | 0 | 0
2710 | Commercial | CinEgsd308 | VFD on Cooling Tower Fans | 0.019508 | 0 | 0
2711 | Commercial | CinNgsd308 | VFD on Cooling Tower Fans | 0.00017134 | 0 | 0
2712 | Commercial | CloEgsd308 | VFD on Cooling Tower Fans | 0.14898 | 0 | 0
2713 | Commercial | CloNgsd308 | VFD on Cooling Tower Fans | 0.0013085 | 0 | 0
2714 | Commercial | CmiEgsd308 | VFD on Cooling Tower Fans | 2.5711 | 0 | 0
2715 | Commercial | CmiNgsd308 | VFD on Cooling Tower Fans | 0.022581 | 0 | 0
2716 | Commercial | CofEgsd308 | VFD on Cooling Tower Fans | 1.6041 | 0 | 0
2717 | Commercial | CofNgsd308 | VFD on Cooling Tower Fans | 0.014088 | 0 | 0
2718 | Commercial | CscEgsd308 | VFD on Cooling Tower Fans | 0.29243 | 0 | 0
2719 | Commercial | CscNgsd308 | VFD on Cooling Tower Fans | 0.0025683 | 0 | 0
2720 | Commercial | CasEgsd318 | Programmable thermostat | 0.054957 | 4.6341 | 4.6341
2721 | Commercial | CasNgsd318 | Programmable thermostat | 0.00024485 | 0.028649 | 0.028649
2722 | Commercial | CdaEgsd318 | Programmable thermostat | 0.00059155 | 0.00080559 | 0.00080559
2723 | Commercial | CdaNgsd318 | Programmable thermostat | 2.6449e-06 | 4.9832e-06 | 4.9832e-06
2724 | Commercial | CgrEgsd318 | Programmable thermostat | 0.01516 | 0.23805 | 0.23805
2725 | Commercial | CgrNgsd318 | Programmable thermostat | 6.4791e-05 | 0.0014745 | 0.0014745
2726 | Commercial | CheEgsd318 | Programmable thermostat | 0 | 0.1033 | 0.1033
2727 | Commercial | CheNgsd318 | Programmable thermostat | 0 | 0.00063409 | 0.00063409
2728 | Commercial | ChoEgsd318 | Programmable thermostat | 0 | 0.02425 | 0.02425
2729 | Commercial | ChoNgsd318 | Programmable thermostat | 0 | 0.00014977 | 0.00014977
2730 | Commercial | CinEgsd318 | Programmable thermostat | 0.021697 | 0.042221 | 0.042221
2731 | Commercial | CinNgsd318 | Programmable thermostat | 9.6077e-05 | 0.00026151 | 0.00026151
2732 | Commercial | CloEgsd318 | Programmable thermostat | 0.029421 | 0.20949 | 0.20949
2733 | Commercial | CloNgsd318 | Programmable thermostat | 0.00012226 | 0.0012862 | 0.0012862
2734 | Commercial | CofEgsd318 | Programmable thermostat | 0.44229 | 16.675 | 16.675
2735 | Commercial | CofNgsd318 | Programmable thermostat | 0.0018294 | 0.096662 | 0.096662
2736 | Commercial | CreEgsd318 | Programmable thermostat | 0.038266 | 1.3172 | 1.3172
2737 | Commercial | CreNgsd318 | Programmable thermostat | 0.00014763 | 0.0075897 | 0.0075897
2738 | Commercial | CrtEgsd318 | Programmable thermostat | 0.10278 | 4.214 | 4.214
2739 | Commercial | CrtNgsd318 | Programmable thermostat | 0.00041055 | 0.024419 | 0.024419
2740 | Commercial | CscEgsd318 | Programmable thermostat | 0.020127 | 0.31529 | 0.31529
2741 | Commercial | CscNgsd318 | Programmable thermostat | 8.3559e-05 | 0.0019358 | 0.0019358
2742 | Commercial | CwaEgsd318 | Programmable thermostat | 0.00044437 | 0.095776 | 0.095776
2743 | Commercial | CwaNgsd318 | Programmable thermostat | 1.859e-06 | 0.00058285 | 0.00058285
2744 | Commercial | CreEgsd319 | Smart thermostat | 0.13939 | 2.6845 | 2.6845
2745 | Commercial | CreNgsd319 | Smart thermostat | 0.0006484 | 0.015468 | 0.015468
2746 | Commercial | ChoEgsd327 | Airside Economizer | 0 | 0 | 0
2747 | Commercial | ChoNgsd327 | Airside Economizer | 0 | 0 | 0
2748 | Commercial | CreEgsd330 | ECM Motors on Furnaces | 0 | 0.79744 | 0.79744
2749 | Commercial | CreNgsd330 | ECM Motors on Furnaces | 0 | 0.0045491 | 0.0045491
2750 | Commercial | CrtEgsd330 | ECM Motors on Furnaces | 0 | 3.6141 | 3.6141
2751 | Commercial | CrtNgsd330 | ECM Motors on Furnaces | 0 | 0.020675 | 0.020675
2752 | Commercial | CscEgsd330 | ECM Motors on Furnaces | 0 | 0.18558 | 0.18558
2753 | Commercial | CscNgsd330 | ECM Motors on Furnaces | 0 | 0.0011394 | 0.0011394
2754 | Commercial | CdaTgsd332 | Water source heat pump | 0.015926 | 0.00062779 | 0.00062779
2755 | Commercial | CdaNgsd332 | Water source heat pump | 0.00010604 | 6.9243e-06 | 6.9243e-06
2756 | Commercial | CheTgsd332 | Water source heat pump | 1.4896 | 0.030641 | 0.030641
2757 | Commercial | CheNgsd332 | Water source heat pump | 0 | 0.00033796 | 0.00033796
2758 | Commercial | ChoTgsd332 | Water source heat pump | 0 | 0 | 0
2759 | Commercial | ChoNgsd332 | Water source heat pump | 0 | 0 | 0
2760 | Commercial | CloTgsd332 | Water source heat pump | 0.7717 | 0.058488 | 0.058488
2761 | Commercial | CloNgsd332 | Water source heat pump | 0.0051329 | 0.0006451 | 0.0006451
2762 | Commercial | CreTgsd332 | Water source heat pump | 1.5375 | 0.089167 | 0.089167
2763 | Commercial | CreNgsd332 | Water source heat pump | 0.0064402 | 0.00098348 | 0.00098348
2764 | Commercial | CdaTgsd340 | Energy Star room AC | 0.005557 | 0 | 0
2765 | Commercial | CdaNgsd340 | Energy Star room AC | 6.1291e-05 | 0 | 0
2766 | Commercial | CheTgsd340 | Energy Star room AC | 0 | 0 | 0
2767 | Commercial | CheNgsd340 | Energy Star room AC | 0 | 0 | 0
2768 | Commercial | ChoTgsd340 | Energy Star room AC | 0.77813 | 0 | 0
2769 | Commercial | ChoNgsd340 | Energy Star room AC | 0.0085825 | 0 | 0
2770 | Commercial | CloTgsd340 | Energy Star room AC | 10.0697 | 0 | 0
2771 | Commercial | CloNgsd340 | Energy Star room AC | 0.11107 | 0 | 0
2772 | Commercial | CreTgsd340 | Energy Star room AC | 0.69806 | 0 | 0
2773 | Commercial | CreNgsd340 | Energy Star room AC | 0.0076994 | 0 | 0
2774 | Commercial | CrtTgsd340 | Energy Star room AC | 0.88727 | 0 | 0
2775 | Commercial | CrtNgsd340 | Energy Star room AC | 0.0097863 | 0 | 0
2776 | Commercial | CasTgsd341 | High Efficiency PTAC | 38.945 | 0 | 0
2777 | Commercial | CasNgsd341 | High Efficiency PTAC | 0.42955 | 0 | 0
2778 | Commercial | CcoTgsd341 | High Efficiency PTAC | 1.4059 | 0 | 0
2779 | Commercial | CcoNgsd341 | High Efficiency PTAC | 0.015506 | 0 | 0
2780 | Commercial | CdaTgsd341 | High Efficiency PTAC | 0.035128 | 0 | 0
2781 | Commercial | CdaNgsd341 | High Efficiency PTAC | 0.00038745 | 0 | 0
2782 | Commercial | CheTgsd341 | High Efficiency PTAC | 3.7797 | 0 | 0
2783 | Commercial | CheNgsd341 | High Efficiency PTAC | 0.041689 | 0 | 0
2784 | Commercial | ChoTgsd341 | High Efficiency PTAC | 2.8359 | 0 | 0
2785 | Commercial | ChoNgsd341 | High Efficiency PTAC | 0.031279 | 0 | 0
2786 | Commercial | CloTgsd341 | High Efficiency PTAC | 0.40939 | 0 | 0
2787 | Commercial | CloNgsd341 | High Efficiency PTAC | 0.0045155 | 0 | 0
2788 | Commercial | CofTgsd341 | High Efficiency PTAC | 68.8189 | 0 | 0
2789 | Commercial | CofNgsd341 | High Efficiency PTAC | 0.75905 | 0 | 0
2790 | Commercial | CreTgsd341 | High Efficiency PTAC | 17.1891 | 0 | 0
2791 | Commercial | CreNgsd341 | High Efficiency PTAC | 0.18959 | 0 | 0
2792 | Commercial | CrtTgsd341 | High Efficiency PTAC | 33.3237 | 0 | 0
2793 | Commercial | CrtNgsd341 | High Efficiency PTAC | 0.36755 | 0 | 0
2794 | Commercial | CscTgsd341 | High Efficiency PTAC | 4.7139 | 0 | 0
2795 | Commercial | CscNgsd341 | High Efficiency PTAC | 0.051993 | 0 | 0
2796 | Commercial | CasTgsd342 | High Efficiency PTHP | 45.2719 | 26.3828 | 26.3828
2797 | Commercial | CasNgsd342 | High Efficiency PTHP | 0.49933 | 0.16461 | 0.16461
2798 | Commercial | CcoTgsd342 | High Efficiency PTHP | 1.6343 | 0.020435 | 0.020435
2799 | Commercial | CcoNgsd342 | High Efficiency PTHP | 0.018025 | 0.00011571 | 0.00011571
2800 | Commercial | CdaTgsd342 | High Efficiency PTHP | 0.040835 | 0.0030482 | 0.0030482
2801 | Commercial | CdaNgsd342 | High Efficiency PTHP | 0.00045039 | 1.909e-05 | 1.909e-05
2802 | Commercial | CheTgsd342 | High Efficiency PTHP | 4.3937 | 0.39836 | 0.39836
2803 | Commercial | CheNgsd342 | High Efficiency PTHP | 0.048461 | 0.0024834 | 0.0024834
2804 | Commercial | ChoTgsd342 | High Efficiency PTHP | 3.2966 | 0.13295 | 0.13295
2805 | Commercial | ChoNgsd342 | High Efficiency PTHP | 0.03636 | 0.00082883 | 0.00082883
2806 | Commercial | CloTgsd342 | High Efficiency PTHP | 0.4759 | 0.82656 | 0.82656
2807 | Commercial | CloNgsd342 | High Efficiency PTHP | 0.005249 | 0.0051528 | 0.0051528
2808 | Commercial | CofTgsd342 | High Efficiency PTHP | 79.9984 | 59.1805 | 59.1805
2809 | Commercial | CofNgsd342 | High Efficiency PTHP | 0.88235 | 0.37 | 0.37
2810 | Commercial | CreTgsd342 | High Efficiency PTHP | 19.9815 | 4.8267 | 4.8267
2811 | Commercial | CreNgsd342 | High Efficiency PTHP | 0.22039 | 0.03009 | 0.03009
2812 | Commercial | CrtTgsd342 | High Efficiency PTHP | 38.7373 | 21.596 | 21.596
2813 | Commercial | CrtNgsd342 | High Efficiency PTHP | 0.42726 | 0.13475 | 0.13475
2814 | Commercial | CscTgsd342 | High Efficiency PTHP | 5.4797 | 1.2066 | 1.2066
2815 | Commercial | CscNgsd342 | High Efficiency PTHP | 0.060439 | 0.007522 | 0.007522
2816 | Commercial | CasEgsd402 | Outdoor Lighting Controls | 0 | 0.18243 | 0.18243
2817 | Commercial | CasNgsd402 | Outdoor Lighting Controls | 0 | 0.001025 | 0.001025
2818 | Commercial | CcoEgsd402 | Outdoor Lighting Controls | 0 | 0.025888 | 0.025888
2819 | Commercial | CcoNgsd402 | Outdoor Lighting Controls | 0 | 0.00013823 | 0.00013823
2820 | Commercial | CdaEgsd402 | Outdoor Lighting Controls | 0 | 0.0017393 | 0.0017393
2821 | Commercial | CdaNgsd402 | Outdoor Lighting Controls | 0 | 9.2873e-06 | 9.2873e-06
2822 | Commercial | CgrEgsd402 | Outdoor Lighting Controls | 0 | 0.10699 | 0.10699
2823 | Commercial | CgrNgsd402 | Outdoor Lighting Controls | 0 | 0.00060113 | 0.00060113
2824 | Commercial | CheEgsd402 | Outdoor Lighting Controls | 0 | 0.12564 | 0.12564
2825 | Commercial | CheNgsd402 | Outdoor Lighting Controls | 0 | 0.00067089 | 0.00067089
2826 | Commercial | ChoEgsd402 | Outdoor Lighting Controls | 0 | 0.048949 | 0.048949
2827 | Commercial | ChoNgsd402 | Outdoor Lighting Controls | 0 | 0.00026138 | 0.00026138
2828 | Commercial | CinEgsd402 | Outdoor Lighting Controls | 0 | 0.066259 | 0.066259
2829 | Commercial | CinNgsd402 | Outdoor Lighting Controls | 0 | 0.00037228 | 0.00037228
2830 | Commercial | CloEgsd402 | Outdoor Lighting Controls | 0 | 0.066684 | 0.066684
2831 | Commercial | CloNgsd402 | Outdoor Lighting Controls | 0 | 0.00035608 | 0.00035608
2832 | Commercial | CmiEgsd402 | Outdoor Lighting Controls | 0 | 0.21654 | 0.21654
2833 | Commercial | CmiNgsd402 | Outdoor Lighting Controls | 0 | 0.0012166 | 0.0012166
2834 | Commercial | CofEgsd402 | Outdoor Lighting Controls | 0 | 0.69913 | 0.69913
2835 | Commercial | CofNgsd402 | Outdoor Lighting Controls | 0 | 0.0037332 | 0.0037332
2836 | Commercial | CreEgsd402 | Outdoor Lighting Controls | 0 | 0.073707 | 0.073707
2837 | Commercial | CreNgsd402 | Outdoor Lighting Controls | 0 | 0.00043453 | 0.00043453
2838 | Commercial | CrtEgsd402 | Outdoor Lighting Controls | 0 | 0.36194 | 0.36194
2839 | Commercial | CrtNgsd402 | Outdoor Lighting Controls | 0 | 0.0019327 | 0.0019327
2840 | Commercial | CscEgsd402 | Outdoor Lighting Controls | 0 | 0.03214 | 0.03214
2841 | Commercial | CscNgsd402 | Outdoor Lighting Controls | 0 | 0.00018058 | 0.00018058
2842 | Commercial | CwaEgsd402 | Outdoor Lighting Controls | 0 | 0.049915 | 0.049915
2843 | Commercial | CwaNgsd402 | Outdoor Lighting Controls | 0 | 0.00026653 | 0.00026653
2844 | Commercial | CasEgsd403 | Outdoor motion sensor | 0 | 0.26283 | 0.26283
2845 | Commercial | CasNgsd403 | Outdoor motion sensor | 0 | 0.0014767 | 0.0014767
2846 | Commercial | CcoEgsd403 | Outdoor motion sensor | 0 | 0.037296 | 0.037296
2847 | Commercial | CcoNgsd403 | Outdoor motion sensor | 0 | 0.00019915 | 0.00019915
2848 | Commercial | CdaEgsd403 | Outdoor motion sensor | 0 | 0.0025057 | 0.0025057
2849 | Commercial | CdaNgsd403 | Outdoor motion sensor | 0 | 1.338e-05 | 1.338e-05
2850 | Commercial | CgrEgsd403 | Outdoor motion sensor | 0 | 0.15414 | 0.15414
2851 | Commercial | CgrNgsd403 | Outdoor motion sensor | 0 | 0.00086604 | 0.00086604
2852 | Commercial | CheEgsd403 | Outdoor motion sensor | 0 | 0.18101 | 0.18101
2853 | Commercial | CheNgsd403 | Outdoor motion sensor | 0 | 0.00096655 | 0.00096655
2854 | Commercial | ChoEgsd403 | Outdoor motion sensor | 0 | 0.07052 | 0.07052
2855 | Commercial | ChoNgsd403 | Outdoor motion sensor | 0 | 0.00037656 | 0.00037656
2856 | Commercial | CinEgsd403 | Outdoor motion sensor | 0 | 0.095458 | 0.095458
2857 | Commercial | CinNgsd403 | Outdoor motion sensor | 0 | 0.00053634 | 0.00053634
2858 | Commercial | CloEgsd403 | Outdoor motion sensor | 0 | 0.096071 | 0.096071
2859 | Commercial | CloNgsd403 | Outdoor motion sensor | 0 | 0.000513 | 0.000513
2860 | Commercial | CmiEgsd403 | Outdoor motion sensor | 0 | 0.31197 | 0.31197
2861 | Commercial | CmiNgsd403 | Outdoor motion sensor | 0 | 0.0017528 | 0.0017528
2862 | Commercial | CofEgsd403 | Outdoor motion sensor | 0 | 1.0072 | 1.0072
2863 | Commercial | CofNgsd403 | Outdoor motion sensor | 0 | 0.0053784 | 0.0053784
2864 | Commercial | CreEgsd403 | Outdoor motion sensor | 0 | 0.10619 | 0.10619
2865 | Commercial | CreNgsd403 | Outdoor motion sensor | 0 | 0.00062603 | 0.00062603
2866 | Commercial | CrtEgsd403 | Outdoor motion sensor | 0 | 0.52145 | 0.52145
2867 | Commercial | CrtNgsd403 | Outdoor motion sensor | 0 | 0.0027844 | 0.0027844
2868 | Commercial | CscEgsd403 | Outdoor motion sensor | 0 | 0.046304 | 0.046304
2869 | Commercial | CscNgsd403 | Outdoor motion sensor | 0 | 0.00026016 | 0.00026016
2870 | Commercial | CwaEgsd403 | Outdoor motion sensor | 0 | 0.071912 | 0.071912
2871 | Commercial | CwaNgsd403 | Outdoor motion sensor | 0 | 0.00038399 | 0.00038399
2872 | Commercial | CasTgsd404 | LED - 9W Flood_CFL Baseline | 0 | 0.0079426 | 0.0079426
2873 | Commercial | CasNgsd404 | LED - 9W Flood_CFL Baseline | 0 | 8.7068e-05 | 8.7068e-05
2874 | Commercial | CcoTgsd404 | LED - 9W Flood_CFL Baseline | 0 | 0.0011202 | 0.0011202
2875 | Commercial | CcoNgsd404 | LED - 9W Flood_CFL Baseline | 0 | 1.2355e-05 | 1.2355e-05
2876 | Commercial | CdaTgsd404 | LED - 9W Flood_CFL Baseline | 0 | 7.526e-05 | 7.526e-05
2877 | Commercial | CdaNgsd404 | LED - 9W Flood_CFL Baseline | 0 | 8.3009e-07 | 8.3009e-07
2878 | Commercial | CgrTgsd404 | LED - 9W Flood_CFL Baseline | 0 | 0.0046444 | 0.0046444
2879 | Commercial | CgrNgsd404 | LED - 9W Flood_CFL Baseline | 0 | 5.1063e-05 | 5.1063e-05
2880 | Commercial | CheTgsd404 | LED - 9W Flood_CFL Baseline | 0 | 0.0054366 | 0.0054366
2881 | Commercial | CheNgsd404 | LED - 9W Flood_CFL Baseline | 0 | 5.9964e-05 | 5.9964e-05
2882 | Commercial | ChoTgsd404 | LED - 9W Flood_CFL Baseline | 0 | 0.0021249 | 0.0021249
2883 | Commercial | ChoNgsd404 | LED - 9W Flood_CFL Baseline | 0 | 2.3361e-05 | 2.3361e-05
2884 | Commercial | CinTgsd404 | LED - 9W Flood_CFL Baseline | 0 | 0.0028671 | 0.0028671
2885 | Commercial | CinNgsd404 | LED - 9W Flood_CFL Baseline | 0 | 3.1623e-05 | 3.1623e-05
2886 | Commercial | CloTgsd404 | LED - 9W Flood_CFL Baseline | 0 | 0.0028948 | 0.0028948
2887 | Commercial | CloNgsd404 | LED - 9W Flood_CFL Baseline | 0 | 3.1826e-05 | 3.1826e-05
2888 | Commercial | CmiTgsd404 | LED - 9W Flood_CFL Baseline | 0 | 0.0093699 | 0.0093699
2889 | Commercial | CmiNgsd404 | LED - 9W Flood_CFL Baseline | 0 | 0.00010335 | 0.00010335
2890 | Commercial | CofTgsd404 | LED - 9W Flood_CFL Baseline | 0 | 0.030349 | 0.030349
2891 | Commercial | CofNgsd404 | LED - 9W Flood_CFL Baseline | 0 | 0.00033367 | 0.00033367
2892 | Commercial | CreTgsd404 | LED - 9W Flood_CFL Baseline | 0 | 0.0022854 | 0.0022854
2893 | Commercial | CreNgsd404 | LED - 9W Flood_CFL Baseline | 0 | 2.5127e-05 | 2.5127e-05
2894 | Commercial | CrtTgsd404 | LED - 9W Flood_CFL Baseline | 0 | 0.011223 | 0.011223
2895 | Commercial | CrtNgsd404 | LED - 9W Flood_CFL Baseline | 0 | 0.00012339 | 0.00012339
2896 | Commercial | CscTgsd404 | LED - 9W Flood_CFL Baseline | 0 | 0.0013907 | 0.0013907
2897 | Commercial | CscNgsd404 | LED - 9W Flood_CFL Baseline | 0 | 1.5339e-05 | 1.5339e-05
2898 | Commercial | CwaTgsd404 | LED - 9W Flood_CFL Baseline | 0 | 0.0021599 | 0.0021599
2899 | Commercial | CwaNgsd404 | LED - 9W Flood_CFL Baseline | 0 | 2.3823e-05 | 2.3823e-05
2900 | Commercial | CasEgsd503 | Indoor daylight sensor | 0 | 0 | 0
2901 | Commercial | CasNgsd503 | Indoor daylight sensor | 0 | 0 | 0
2902 | Commercial | CcoEgsd503 | Indoor daylight sensor | 0 | 0 | 0
2903 | Commercial | CcoNgsd503 | Indoor daylight sensor | 0 | 0 | 0
2904 | Commercial | CdaEgsd503 | Indoor daylight sensor | 0 | 0 | 0
2905 | Commercial | CdaNgsd503 | Indoor daylight sensor | 0 | 0 | 0
2906 | Commercial | CgrEgsd503 | Indoor daylight sensor | 0 | 0 | 0
2907 | Commercial | CgrNgsd503 | Indoor daylight sensor | 0 | 0 | 0
2908 | Commercial | CheEgsd503 | Indoor daylight sensor | 0 | 0 | 0
2909 | Commercial | CheNgsd503 | Indoor daylight sensor | 0 | 0 | 0
2910 | Commercial | ChoEgsd503 | Indoor daylight sensor | 0 | 0 | 0
2911 | Commercial | ChoNgsd503 | Indoor daylight sensor | 0 | 0 | 0
2912 | Commercial | CinEgsd503 | Indoor daylight sensor | 0 | 0 | 0
2913 | Commercial | CinNgsd503 | Indoor daylight sensor | 0 | 0 | 0
2914 | Commercial | CloEgsd503 | Indoor daylight sensor | 0 | 0 | 0
2915 | Commercial | CloNgsd503 | Indoor daylight sensor | 0 | 0 | 0
2916 | Commercial | CmiEgsd503 | Indoor daylight sensor | 0 | 0 | 0
2917 | Commercial | CmiNgsd503 | Indoor daylight sensor | 0 | 0 | 0
2918 | Commercial | CofEgsd503 | Indoor daylight sensor | 0 | 0 | 0
2919 | Commercial | CofNgsd503 | Indoor daylight sensor | 0 | 0 | 0
2920 | Commercial | CreEgsd503 | Indoor daylight sensor | 0 | 0 | 0
2921 | Commercial | CreNgsd503 | Indoor daylight sensor | 0 | 0 | 0
2922 | Commercial | CrtEgsd503 | Indoor daylight sensor | 0 | 0 | 0
2923 | Commercial | CrtNgsd503 | Indoor daylight sensor | 0 | 0 | 0
2924 | Commercial | CscEgsd503 | Indoor daylight sensor | 0 | 0 | 0
2925 | Commercial | CscNgsd503 | Indoor daylight sensor | 0 | 0 | 0
2926 | Commercial | CwaEgsd503 | Indoor daylight sensor | 0 | 0 | 0
2927 | Commercial | CwaNgsd503 | Indoor daylight sensor | 0 | 0 | 0
2928 | Commercial | CgrEgsd505 | Occupancy Sensors, Ceiling Mounted | 0 | 0 | 0
2929 | Commercial | CgrNgsd505 | Occupancy Sensors, Ceiling Mounted | 0 | 0 | 0
2930 | Commercial | CasEgsd506 | Occupancy Sensors, Switch Mounted | 0 | 0 | 0
2931 | Commercial | CasNgsd506 | Occupancy Sensors, Switch Mounted | 0 | 0 | 0
2932 | Commercial | CcoEgsd506 | Occupancy Sensors, Switch Mounted | 0 | 0 | 0
2933 | Commercial | CcoNgsd506 | Occupancy Sensors, Switch Mounted | 0 | 0 | 0
2934 | Commercial | CdaEgsd506 | Occupancy Sensors, Switch Mounted | 0 | 0 | 0
2935 | Commercial | CdaNgsd506 | Occupancy Sensors, Switch Mounted | 0 | 0 | 0
2936 | Commercial | CgrEgsd506 | Occupancy Sensors, Switch Mounted | 0 | 0 | 0
2937 | Commercial | CgrNgsd506 | Occupancy Sensors, Switch Mounted | 0 | 0 | 0
2938 | Commercial | CheEgsd506 | Occupancy Sensors, Switch Mounted | 0 | 0 | 0
2939 | Commercial | CheNgsd506 | Occupancy Sensors, Switch Mounted | 0 | 0 | 0
2940 | Commercial | ChoEgsd506 | Occupancy Sensors, Switch Mounted | 0 | 0 | 0
2941 | Commercial | ChoNgsd506 | Occupancy Sensors, Switch Mounted | 0 | 0 | 0
2942 | Commercial | CinEgsd506 | Occupancy Sensors, Switch Mounted | 0 | 0 | 0
2943 | Commercial | CinNgsd506 | Occupancy Sensors, Switch Mounted | 0 | 0 | 0
2944 | Commercial | CloEgsd506 | Occupancy Sensors, Switch Mounted | 0 | 0 | 0
2945 | Commercial | CloNgsd506 | Occupancy Sensors, Switch Mounted | 0 | 0 | 0
2946 | Commercial | CmiEgsd506 | Occupancy Sensors, Switch Mounted | 0 | 0 | 0
2947 | Commercial | CmiNgsd506 | Occupancy Sensors, Switch Mounted | 0 | 0 | 0
2948 | Commercial | CofEgsd506 | Occupancy Sensors, Switch Mounted | 0 | 0 | 0
2949 | Commercial | CofNgsd506 | Occupancy Sensors, Switch Mounted | 0 | 0 | 0
2950 | Commercial | CreEgsd506 | Occupancy Sensors, Switch Mounted | 0 | 0 | 0
2951 | Commercial | CreNgsd506 | Occupancy Sensors, Switch Mounted | 0 | 0 | 0
2952 | Commercial | CrtEgsd506 | Occupancy Sensors, Switch Mounted | 0 | 0 | 0
2953 | Commercial | CrtNgsd506 | Occupancy Sensors, Switch Mounted | 0 | 0 | 0
2954 | Commercial | CwaEgsd506 | Occupancy Sensors, Switch Mounted | 0 | 0 | 0
2955 | Commercial | CwaNgsd506 | Occupancy Sensors, Switch Mounted | 0 | 0 | 0
2956 | Commercial | CasEgsd507 | Time Clock Control | 0 | 0 | 0
2957 | Commercial | CasNgsd507 | Time Clock Control | 0 | 0 | 0
2958 | Commercial | CcoEgsd507 | Time Clock Control | 0 | 0 | 0
2959 | Commercial | CcoNgsd507 | Time Clock Control | 0 | 0 | 0
2960 | Commercial | CdaEgsd507 | Time Clock Control | 0 | 0 | 0
2961 | Commercial | CdaNgsd507 | Time Clock Control | 0 | 0 | 0
2962 | Commercial | CgrEgsd507 | Time Clock Control | 0 | 0 | 0
2963 | Commercial | CgrNgsd507 | Time Clock Control | 0 | 0 | 0
2964 | Commercial | CheEgsd507 | Time Clock Control | 0 | 0 | 0
2965 | Commercial | CheNgsd507 | Time Clock Control | 0 | 0 | 0
2966 | Commercial | ChoEgsd507 | Time Clock Control | 0 | 0 | 0
2967 | Commercial | ChoNgsd507 | Time Clock Control | 0 | 0 | 0
2968 | Commercial | CinEgsd507 | Time Clock Control | 0 | 0 | 0
2969 | Commercial | CinNgsd507 | Time Clock Control | 0 | 0 | 0
2970 | Commercial | CloEgsd507 | Time Clock Control | 0 | 0 | 0
2971 | Commercial | CloNgsd507 | Time Clock Control | 0 | 0 | 0
2972 | Commercial | CmiEgsd507 | Time Clock Control | 0 | 0 | 0
2973 | Commercial | CmiNgsd507 | Time Clock Control | 0 | 0 | 0
2974 | Commercial | CofEgsd507 | Time Clock Control | 0 | 0 | 0
2975 | Commercial | CofNgsd507 | Time Clock Control | 0 | 0 | 0
2976 | Commercial | CreEgsd507 | Time Clock Control | 0 | 0 | 0
2977 | Commercial | CreNgsd507 | Time Clock Control | 0 | 0 | 0
2978 | Commercial | CrtEgsd507 | Time Clock Control | 0 | 0 | 0
2979 | Commercial | CrtNgsd507 | Time Clock Control | 0 | 0 | 0
2980 | Commercial | CscEgsd507 | Time Clock Control | 0 | 0 | 0
2981 | Commercial | CscNgsd507 | Time Clock Control | 0 | 0 | 0
2982 | Commercial | CwaEgsd507 | Time Clock Control | 0 | 0 | 0
2983 | Commercial | CwaNgsd507 | Time Clock Control | 0 | 0 | 0
2984 | Commercial | CasTgsd508 | Energy Star LED Directional Lamp | 8.4155 | 4.0712 | 4.0712
2985 | Commercial | CasNgsd508 | Energy Star LED Directional Lamp | 0.094576 | 0.045753 | 0.045753
2986 | Commercial | CcoTgsd508 | Energy Star LED Directional Lamp | 0.062754 | 0.048685 | 0.048685
2987 | Commercial | CcoNgsd508 | Energy Star LED Directional Lamp | 0.00070524 | 0.00054713 | 0.00054713
2988 | Commercial | CdaTgsd508 | Energy Star LED Directional Lamp | 0.0074344 | 0.0082827 | 0.0082827
2989 | Commercial | CdaNgsd508 | Energy Star LED Directional Lamp | 8.3682e-05 | 9.3229e-05 | 9.3229e-05
2990 | Commercial | CgrTgsd508 | Energy Star LED Directional Lamp | 0.34059 | 0.15189 | 0.15189
2991 | Commercial | CgrNgsd508 | Energy Star LED Directional Lamp | 0.0038276 | 0.0017069 | 0.0017069
2992 | Commercial | CheTgsd508 | Energy Star LED Directional Lamp | 1.7908 | 1.4826 | 1.4826
2993 | Commercial | CheNgsd508 | Energy Star LED Directional Lamp | 0.020126 | 0.016662 | 0.016662
2994 | Commercial | ChoTgsd508 | Energy Star LED Directional Lamp | 1.6361 | 1.2693 | 1.2693
2995 | Commercial | ChoNgsd508 | Energy Star LED Directional Lamp | 0.018387 | 0.014265 | 0.014265
2996 | Commercial | CinTgsd508 | Energy Star LED Directional Lamp | 1.3801 | 1.8875 | 1.8875
2997 | Commercial | CinNgsd508 | Energy Star LED Directional Lamp | 0.01551 | 0.021212 | 0.021212
2998 | Commercial | CloTgsd508 | Energy Star LED Directional Lamp | 3.554 | 5.0162 | 5.0162
2999 | Commercial | CloNgsd508 | Energy Star LED Directional Lamp | 0.039941 | 0.056373 | 0.056373
3000 | Commercial | CmiTgsd508 | Energy Star LED Directional Lamp | 3.1947 | 3.5592 | 3.5592
3001 | Commercial | CmiNgsd508 | Energy Star LED Directional Lamp | 0.03596 | 0.040063 | 0.040063
3002 | Commercial | CofTgsd508 | Energy Star LED Directional Lamp | 3.9448 | 4.3949 | 4.3949
3003 | Commercial | CofNgsd508 | Energy Star LED Directional Lamp | 0.044333 | 0.049391 | 0.049391
3004 | Commercial | CreTgsd508 | Energy Star LED Directional Lamp | 2.1125 | 1.2299 | 1.2299
3005 | Commercial | CreNgsd508 | Energy Star LED Directional Lamp | 0.023741 | 0.013822 | 0.013822
3006 | Commercial | CrtTgsd508 | Energy Star LED Directional Lamp | 3.5129 | 1.6321 | 1.6321
3007 | Commercial | CrtNgsd508 | Energy Star LED Directional Lamp | 0.039478 | 0.018341 | 0.018341
3008 | Commercial | CscTgsd508 | Energy Star LED Directional Lamp | 0.040618 | 0.045436 | 0.045436
3009 | Commercial | CscNgsd508 | Energy Star LED Directional Lamp | 0.00045647 | 0.00051062 | 0.00051062
3010 | Commercial | CwaTgsd508 | Energy Star LED Directional Lamp | 0.04246 | 0.030241 | 0.030241
3011 | Commercial | CwaNgsd508 | Energy Star LED Directional Lamp | 0.00047717 | 0.00033985 | 0.00033985
3012 | Commercial | CasTgsd509 | LED - 14W_CFL Baseline | 0.95132 | 0.46023 | 0.46023
3013 | Commercial | CasNgsd509 | LED - 14W_CFL Baseline | 0.010691 | 0.0051721 | 0.0051721
3014 | Commercial | CcoTgsd509 | LED - 14W_CFL Baseline | 0.0070939 | 0.0055035 | 0.0055035
3015 | Commercial | CcoNgsd509 | LED - 14W_CFL Baseline | 7.9722e-05 | 6.1849e-05 | 6.1849e-05
3016 | Commercial | CdaTgsd509 | LED - 14W_CFL Baseline | 0.00084032 | 0.0009362 | 0.0009362
3017 | Commercial | CdaNgsd509 | LED - 14W_CFL Baseline | 9.4586e-06 | 1.0538e-05 | 1.0538e-05
3018 | Commercial | CgrTgsd509 | LED - 14W_CFL Baseline | 0.038501 | 0.017169 | 0.017169
3019 | Commercial | CgrNgsd509 | LED - 14W_CFL Baseline | 0.00043268 | 0.00019295 | 0.00019295
3020 | Commercial | CheTgsd509 | LED - 14W_CFL Baseline | 0.20246 | 0.16762 | 0.16762
3021 | Commercial | CheNgsd509 | LED - 14W_CFL Baseline | 0.0022753 | 0.0018837 | 0.0018837
3022 | Commercial | ChoTgsd509 | LED - 14W_CFL Baseline | 0.18495 | 0.14349 | 0.14349
3023 | Commercial | ChoNgsd509 | LED - 14W_CFL Baseline | 0.0020786 | 0.0016126 | 0.0016126
3024 | Commercial | CinTgsd509 | LED - 14W_CFL Baseline | 0.15602 | 0.21338 | 0.21338
3025 | Commercial | CinNgsd509 | LED - 14W_CFL Baseline | 0.0017534 | 0.002398 | 0.002398
3026 | Commercial | CloTgsd509 | LED - 14W_CFL Baseline | 0.40176 | 0.56704 | 0.56704
3027 | Commercial | CloNgsd509 | LED - 14W_CFL Baseline | 0.004515 | 0.0063726 | 0.0063726
3028 | Commercial | CmiTgsd509 | LED - 14W_CFL Baseline | 0.3611 | 0.4023 | 0.4023
3029 | Commercial | CmiNgsd509 | LED - 14W_CFL Baseline | 0.0040645 | 0.0045282 | 0.0045282
3030 | Commercial | CofTgsd509 | LED - 14W_CFL Baseline | 0.4459 | 0.49677 | 0.49677
3031 | Commercial | CofNgsd509 | LED - 14W_CFL Baseline | 0.0050111 | 0.0055828 | 0.0055828
3032 | Commercial | CreTgsd509 | LED - 14W_CFL Baseline | 0.17057 | 0.099303 | 0.099303
3033 | Commercial | CreNgsd509 | LED - 14W_CFL Baseline | 0.0019169 | 0.001116 | 0.001116
3034 | Commercial | CrtTgsd509 | LED - 14W_CFL Baseline | 0.28365 | 0.13178 | 0.13178
3035 | Commercial | CrtNgsd509 | LED - 14W_CFL Baseline | 0.0031877 | 0.001481 | 0.001481
3036 | Commercial | CscTgsd509 | LED - 14W_CFL Baseline | 0.0045915 | 0.0051362 | 0.0051362
3037 | Commercial | CscNgsd509 | LED - 14W_CFL Baseline | 5.1601e-05 | 5.7722e-05 | 5.7722e-05
3038 | Commercial | CwaTgsd509 | LED - 14W_CFL Baseline | 0.0047992 | 0.0034181 | 0.0034181
3039 | Commercial | CwaNgsd509 | LED - 14W_CFL Baseline | 5.3935e-05 | 3.8413e-05 | 3.8413e-05
3040 | Commercial | CgrTgsd512 | LED High Bay_HID Baseline | 0.3753 | 0.16736 | 0.16736
3041 | Commercial | CgrNgsd512 | LED High Bay_HID Baseline | 0.0041394 | 0.001846 | 0.001846
3042 | Commercial | ChoTgsd512 | LED High Bay_HID Baseline | 0 | 0 | 0
3043 | Commercial | ChoNgsd512 | LED High Bay_HID Baseline | 0 | 0 | 0
3044 | Commercial | CloTgsd512 | LED High Bay_HID Baseline | 0 | 0 | 0
3045 | Commercial | CloNgsd512 | LED High Bay_HID Baseline | 0 | 0 | 0
3046 | Commercial | CmiTgsd512 | LED High Bay_HID Baseline | 0.44464 | 0.49537 | 0.49537
3047 | Commercial | CmiNgsd512 | LED High Bay_HID Baseline | 0.0049042 | 0.0054638 | 0.0054638
3048 | Commercial | CreTgsd512 | LED High Bay_HID Baseline | 0 | 0 | 0
3049 | Commercial | CreNgsd512 | LED High Bay_HID Baseline | 0 | 0 | 0
3050 | Commercial | CgrTgsd513 | LED High Bay_LF Baseline | 0.10667 | 0.047571 | 0.047571
3051 | Commercial | CgrNgsd513 | LED High Bay_LF Baseline | 0.0011766 | 0.00052469 | 0.00052469
3052 | Commercial | CasTgsd515 | LED Linear - Lamp Replacement | 0 | 0 | 0
3053 | Commercial | CasNgsd515 | LED Linear - Lamp Replacement | 0 | 0 | 0
3054 | Commercial | CcoTgsd515 | LED Linear - Lamp Replacement | 0 | 0 | 0
3055 | Commercial | CcoNgsd515 | LED Linear - Lamp Replacement | 0 | 0 | 0
3056 | Commercial | CdaTgsd515 | LED Linear - Lamp Replacement | 0 | 0 | 0
3057 | Commercial | CdaNgsd515 | LED Linear - Lamp Replacement | 0 | 0 | 0
3058 | Commercial | CgrTgsd515 | LED Linear - Lamp Replacement | 0 | 0 | 0
3059 | Commercial | CgrNgsd515 | LED Linear - Lamp Replacement | 0 | 0 | 0
3060 | Commercial | CheTgsd515 | LED Linear - Lamp Replacement | 0 | 0 | 0
3061 | Commercial | CheNgsd515 | LED Linear - Lamp Replacement | 0 | 0 | 0
3062 | Commercial | ChoTgsd515 | LED Linear - Lamp Replacement | 0 | 0 | 0
3063 | Commercial | ChoNgsd515 | LED Linear - Lamp Replacement | 0 | 0 | 0
3064 | Commercial | CinTgsd515 | LED Linear - Lamp Replacement | 0 | 0 | 0
3065 | Commercial | CinNgsd515 | LED Linear - Lamp Replacement | 0 | 0 | 0
3066 | Commercial | CloTgsd515 | LED Linear - Lamp Replacement | 0 | 0 | 0
3067 | Commercial | CloNgsd515 | LED Linear - Lamp Replacement | 0 | 0 | 0
3068 | Commercial | CmiTgsd515 | LED Linear - Lamp Replacement | 0 | 0 | 0
3069 | Commercial | CmiNgsd515 | LED Linear - Lamp Replacement | 0 | 0 | 0
3070 | Commercial | CofTgsd515 | LED Linear - Lamp Replacement | 0 | 0 | 0
3071 | Commercial | CofNgsd515 | LED Linear - Lamp Replacement | 0 | 0 | 0
3072 | Commercial | CreTgsd515 | LED Linear - Lamp Replacement | 0 | 0 | 0
3073 | Commercial | CreNgsd515 | LED Linear - Lamp Replacement | 0 | 0 | 0
3074 | Commercial | CrtTgsd515 | LED Linear - Lamp Replacement | 0 | 0 | 0
3075 | Commercial | CrtNgsd515 | LED Linear - Lamp Replacement | 0 | 0 | 0
3076 | Commercial | CwaTgsd515 | LED Linear - Lamp Replacement | 0 | 0 | 0
3077 | Commercial | CwaNgsd515 | LED Linear - Lamp Replacement | 0 | 0 | 0
3078 | Commercial | CasEgsd702 | Engine Block Timer | 0 | 0 | 0
3079 | Commercial | CasNgsd702 | Engine Block Timer | 0 | 0 | 0
3080 | Commercial | CcoEgsd702 | Engine Block Timer | 0.12159 | 0.1218 | 0.1218
3081 | Commercial | CcoNgsd702 | Engine Block Timer | 0.0053644 | 0.0053738 | 0.0053738
3082 | Commercial | CdaEgsd702 | Engine Block Timer | 0.013346 | 0.014135 | 0.014135
3083 | Commercial | CdaNgsd702 | Engine Block Timer | 0.0001472 | 0.0001559 | 0.0001559
3084 | Commercial | CgrEgsd702 | Engine Block Timer | 0 | 0 | 0
3085 | Commercial | CgrNgsd702 | Engine Block Timer | 0 | 0 | 0
3086 | Commercial | CheEgsd702 | Engine Block Timer | 0.29475 | 0.30551 | 0.30551
3087 | Commercial | CheNgsd702 | Engine Block Timer | 0.013004 | 0.013479 | 0.013479
3088 | Commercial | ChoEgsd702 | Engine Block Timer | 0.10651 | 0.10669 | 0.10669
3089 | Commercial | ChoNgsd702 | Engine Block Timer | 0.0046989 | 0.0047071 | 0.0047071
3090 | Commercial | CinEgsd702 | Engine Block Timer | 0.63825 | 0.69287 | 0.69287
3091 | Commercial | CinNgsd702 | Engine Block Timer | 0.0070397 | 0.0076421 | 0.0076421
3092 | Commercial | CloEgsd702 | Engine Block Timer | 0.62841 | 0.73075 | 0.73075
3093 | Commercial | CloNgsd702 | Engine Block Timer | 0.027725 | 0.03224 | 0.03224
3094 | Commercial | CmiEgsd702 | Engine Block Timer | 0 | 0 | 0
3095 | Commercial | CmiNgsd702 | Engine Block Timer | 0 | 0 | 0
3096 | Commercial | CofEgsd702 | Engine Block Timer | 12.9101 | 13.6738 | 13.6738
3097 | Commercial | CofNgsd702 | Engine Block Timer | 0.14239 | 0.15082 | 0.15082
3098 | Commercial | CreEgsd702 | Engine Block Timer | 0 | 0 | 0
3099 | Commercial | CreNgsd702 | Engine Block Timer | 0 | 0 | 0
3100 | Commercial | CrtEgsd702 | Engine Block Timer | 0 | 0 | 0
3101 | Commercial | CrtNgsd702 | Engine Block Timer | 0 | 0 | 0
3102 | Commercial | CscEgsd702 | Engine Block Timer | 0 | 0 | 0
3103 | Commercial | CscNgsd702 | Engine Block Timer | 0 | 0 | 0
3104 | Commercial | CwaEgsd702 | Engine Block Timer | 0 | 0 | 0
3105 | Commercial | CwaNgsd702 | Engine Block Timer | 0 | 0 | 0
3106 | Commercial | CdaEgsd804 | Demand Defrost | 0 | 0 | 0
3107 | Commercial | CdaNgsd804 | Demand Defrost | 0 | 0 | 0
3108 | Commercial | CgrEgsd804 | Demand Defrost | 11.7936 | 9.3294 | 9.3294
3109 | Commercial | CgrNgsd804 | Demand Defrost | 0 | 0 | 0
3110 | Commercial | ChoEgsd804 | Demand Defrost | 0 | 0 | 0
3111 | Commercial | ChoNgsd804 | Demand Defrost | 0 | 0 | 0
3112 | Commercial | CloEgsd804 | Demand Defrost | 0 | 0 | 0
3113 | Commercial | CloNgsd804 | Demand Defrost | 0 | 0 | 0
3114 | Commercial | CreEgsd804 | Demand Defrost | 0 | 0 | 0
3115 | Commercial | CreNgsd804 | Demand Defrost | 0 | 0 | 0
3116 | Commercial | CrtEgsd804 | Demand Defrost | 0 | 0 | 0
3117 | Commercial | CrtNgsd804 | Demand Defrost | 0 | 0 | 0
3118 | Commercial | CdaEgsd805 | Floating Head Pressure Controls | 0 | 0 | 0
3119 | Commercial | CdaNgsd805 | Floating Head Pressure Controls | 0 | 0 | 0
3120 | Commercial | CgrEgsd805 | Floating Head Pressure Controls | 4.572 | 3.6167 | 3.6167
3121 | Commercial | CgrNgsd805 | Floating Head Pressure Controls | 0.021512 | 0.017017 | 0.017017
3122 | Commercial | ChoEgsd805 | Floating Head Pressure Controls | 0 | 0 | 0
3123 | Commercial | ChoNgsd805 | Floating Head Pressure Controls | 0 | 0 | 0
3124 | Commercial | CloEgsd805 | Floating Head Pressure Controls | 0 | 0 | 0
3125 | Commercial | CloNgsd805 | Floating Head Pressure Controls | 0 | 0 | 0
3126 | Commercial | CreEgsd805 | Floating Head Pressure Controls | 0 | 0 | 0
3127 | Commercial | CreNgsd805 | Floating Head Pressure Controls | 0 | 0 | 0
3128 | Commercial | CrtEgsd805 | Floating Head Pressure Controls | 0 | 0 | 0
3129 | Commercial | CrtNgsd805 | Floating Head Pressure Controls | 0 | 0 | 0
3130 | Commercial | CgrEgsd807 | Refrigeration Commissioning | 2.7767 | 2.1965 | 2.1965
3131 | Commercial | CgrNgsd807 | Refrigeration Commissioning | 0.013065 | 0.010335 | 0.010335
3132 | Commercial | CreEgsd807 | Refrigeration Commissioning | 0 | 0 | 0
3133 | Commercial | CreNgsd807 | Refrigeration Commissioning | 0 | 0 | 0
3134 | Commercial | CdaEgsd809 | Refrigeration Economizer | 0 | 0 | 0
3135 | Commercial | CdaNgsd809 | Refrigeration Economizer | 0 | 0 | 0
3136 | Commercial | CgrEgsd809 | Refrigeration Economizer | 9.845 | 7.788 | 7.788
3137 | Commercial | CgrNgsd809 | Refrigeration Economizer | 0.1359 | 0.10751 | 0.10751
3138 | Commercial | ChoEgsd809 | Refrigeration Economizer | 0 | 0 | 0
3139 | Commercial | ChoNgsd809 | Refrigeration Economizer | 0 | 0 | 0
3140 | Commercial | CloEgsd809 | Refrigeration Economizer | 0 | 0 | 0
3141 | Commercial | CloNgsd809 | Refrigeration Economizer | 0 | 0 | 0
3142 | Commercial | CreEgsd809 | Refrigeration Economizer | 0 | 0 | 0
3143 | Commercial | CreNgsd809 | Refrigeration Economizer | 0 | 0 | 0
3144 | Commercial | CrtEgsd809 | Refrigeration Economizer | 0 | 0 | 0
3145 | Commercial | CrtNgsd809 | Refrigeration Economizer | 0 | 0 | 0
3146 | Commercial | CasEgsd810 | Suction Pipe Insulation - Freezers | 0 | 0 | 0
3147 | Commercial | CasNgsd810 | Suction Pipe Insulation - Freezers | 0 | 0 | 0
3148 | Commercial | CcoEgsd810 | Suction Pipe Insulation - Freezers | 0 | 0 | 0
3149 | Commercial | CcoNgsd810 | Suction Pipe Insulation - Freezers | 0 | 0 | 0
3150 | Commercial | CdaEgsd810 | Suction Pipe Insulation - Freezers | 0 | 0 | 0
3151 | Commercial | CdaNgsd810 | Suction Pipe Insulation - Freezers | 0 | 0 | 0
3152 | Commercial | CgrEgsd810 | Suction Pipe Insulation - Freezers | 0.36466 | 0.28847 | 0.28847
3153 | Commercial | CgrNgsd810 | Suction Pipe Insulation - Freezers | 0 | 0 | 0
3154 | Commercial | CheEgsd810 | Suction Pipe Insulation - Freezers | 0 | 0 | 0
3155 | Commercial | CheNgsd810 | Suction Pipe Insulation - Freezers | 0 | 0 | 0
3156 | Commercial | ChoEgsd810 | Suction Pipe Insulation - Freezers | 0 | 0 | 0
3157 | Commercial | ChoNgsd810 | Suction Pipe Insulation - Freezers | 0 | 0 | 0
3158 | Commercial | CinEgsd810 | Suction Pipe Insulation - Freezers | 0 | 0 | 0
3159 | Commercial | CinNgsd810 | Suction Pipe Insulation - Freezers | 0 | 0 | 0
3160 | Commercial | CloEgsd810 | Suction Pipe Insulation - Freezers | 0 | 0 | 0
3161 | Commercial | CloNgsd810 | Suction Pipe Insulation - Freezers | 0 | 0 | 0
3162 | Commercial | CmiEgsd810 | Suction Pipe Insulation - Freezers | 0 | 0 | 0
3163 | Commercial | CmiNgsd810 | Suction Pipe Insulation - Freezers | 0 | 0 | 0
3164 | Commercial | CofEgsd810 | Suction Pipe Insulation - Freezers | 0 | 0 | 0
3165 | Commercial | CofNgsd810 | Suction Pipe Insulation - Freezers | 0 | 0 | 0
3166 | Commercial | CreEgsd810 | Suction Pipe Insulation - Freezers | 0 | 0 | 0
3167 | Commercial | CreNgsd810 | Suction Pipe Insulation - Freezers | 0 | 0 | 0
3168 | Commercial | CrtEgsd810 | Suction Pipe Insulation - Freezers | 0 | 0 | 0
3169 | Commercial | CrtNgsd810 | Suction Pipe Insulation - Freezers | 0 | 0 | 0
3170 | Commercial | CscEgsd810 | Suction Pipe Insulation - Freezers | 0 | 0 | 0
3171 | Commercial | CscNgsd810 | Suction Pipe Insulation - Freezers | 0 | 0 | 0
3172 | Commercial | CwaEgsd810 | Suction Pipe Insulation - Freezers | 0 | 0 | 0
3173 | Commercial | CwaNgsd810 | Suction Pipe Insulation - Freezers | 0 | 0 | 0
3174 | Commercial | CasEgsd811 | Suction Pipe Insulation - Refrigerators | 0 | 0 | 0
3175 | Commercial | CasNgsd811 | Suction Pipe Insulation - Refrigerators | 0 | 0 | 0
3176 | Commercial | CcoEgsd811 | Suction Pipe Insulation - Refrigerators | 0 | 0 | 0
3177 | Commercial | CcoNgsd811 | Suction Pipe Insulation - Refrigerators | 0 | 0 | 0
3178 | Commercial | CdaEgsd811 | Suction Pipe Insulation - Refrigerators | 0 | 0 | 0
3179 | Commercial | CdaNgsd811 | Suction Pipe Insulation - Refrigerators | 0 | 0 | 0
3180 | Commercial | CgrEgsd811 | Suction Pipe Insulation - Refrigerators | 0.21321 | 0.16866 | 0.16866
3181 | Commercial | CgrNgsd811 | Suction Pipe Insulation - Refrigerators | 0 | 0 | 0
3182 | Commercial | CheEgsd811 | Suction Pipe Insulation - Refrigerators | 0 | 0 | 0
3183 | Commercial | CheNgsd811 | Suction Pipe Insulation - Refrigerators | 0 | 0 | 0
3184 | Commercial | ChoEgsd811 | Suction Pipe Insulation - Refrigerators | 0 | 0 | 0
3185 | Commercial | ChoNgsd811 | Suction Pipe Insulation - Refrigerators | 0 | 0 | 0
3186 | Commercial | CinEgsd811 | Suction Pipe Insulation - Refrigerators | 0 | 0 | 0
3187 | Commercial | CinNgsd811 | Suction Pipe Insulation - Refrigerators | 0 | 0 | 0
3188 | Commercial | CloEgsd811 | Suction Pipe Insulation - Refrigerators | 0 | 0 | 0
3189 | Commercial | CloNgsd811 | Suction Pipe Insulation - Refrigerators | 0 | 0 | 0
3190 | Commercial | CmiEgsd811 | Suction Pipe Insulation - Refrigerators | 0 | 0 | 0
3191 | Commercial | CmiNgsd811 | Suction Pipe Insulation - Refrigerators | 0 | 0 | 0
3192 | Commercial | CofEgsd811 | Suction Pipe Insulation - Refrigerators | 0 | 0 | 0
3193 | Commercial | CofNgsd811 | Suction Pipe Insulation - Refrigerators | 0 | 0 | 0
3194 | Commercial | CreEgsd811 | Suction Pipe Insulation - Refrigerators | 0 | 0 | 0
3195 | Commercial | CreNgsd811 | Suction Pipe Insulation - Refrigerators | 0 | 0 | 0
3196 | Commercial | CrtEgsd811 | Suction Pipe Insulation - Refrigerators | 0 | 0 | 0
3197 | Commercial | CrtNgsd811 | Suction Pipe Insulation - Refrigerators | 0 | 0 | 0
3198 | Commercial | CscEgsd811 | Suction Pipe Insulation - Refrigerators | 0 | 0 | 0
3199 | Commercial | CscNgsd811 | Suction Pipe Insulation - Refrigerators | 0 | 0 | 0
3200 | Commercial | CwaEgsd811 | Suction Pipe Insulation - Refrigerators | 0 | 0 | 0
3201 | Commercial | CwaNgsd811 | Suction Pipe Insulation - Refrigerators | 0 | 0 | 0
3202 | Commercial | CasTgsd825 | Energy Star Ice Maker | 0.018123 | 0.014336 | 0.014336
3203 | Commercial | CasNgsd825 | Energy Star Ice Maker | 0.00014016 | 0.00011087 | 0.00011087
3204 | Commercial | CcoTgsd825 | Energy Star Ice Maker | 0.028357 | 0.022432 | 0.022432
3205 | Commercial | CcoNgsd825 | Energy Star Ice Maker | 0.00021931 | 0.00017349 | 0.00017349
3206 | Commercial | CdaTgsd825 | Energy Star Ice Maker | 0 | 0 | 0
3207 | Commercial | CdaNgsd825 | Energy Star Ice Maker | 0 | 0 | 0
3208 | Commercial | CgrTgsd825 | Energy Star Ice Maker | 0.52169 | 0.41269 | 0.41269
3209 | Commercial | CgrNgsd825 | Energy Star Ice Maker | 0.0040348 | 0.0031917 | 0.0031917
3210 | Commercial | CheTgsd825 | Energy Star Ice Maker | 0.0028693 | 0.0022698 | 0.0022698
3211 | Commercial | CheNgsd825 | Energy Star Ice Maker | 2.2191e-05 | 1.7554e-05 | 1.7554e-05
3212 | Commercial | ChoTgsd825 | Energy Star Ice Maker | 0.0052277 | 0.0041354 | 0.0041354
3213 | Commercial | ChoNgsd825 | Energy Star Ice Maker | 4.0431e-05 | 3.1983e-05 | 3.1983e-05
3214 | Commercial | CinTgsd825 | Energy Star Ice Maker | 0 | 0 | 0
3215 | Commercial | CinNgsd825 | Energy Star Ice Maker | 0 | 0 | 0
3216 | Commercial | CloTgsd825 | Energy Star Ice Maker | 0.017804 | 0.014084 | 0.014084
3217 | Commercial | CloNgsd825 | Energy Star Ice Maker | 0.0001377 | 0.00010893 | 0.00010893
3218 | Commercial | CmiTgsd825 | Energy Star Ice Maker | 0 | 0 | 0
3219 | Commercial | CmiNgsd825 | Energy Star Ice Maker | 0 | 0 | 0
3220 | Commercial | CofTgsd825 | Energy Star Ice Maker | 0 | 0 | 0
3221 | Commercial | CofNgsd825 | Energy Star Ice Maker | 0 | 0 | 0
3222 | Commercial | CreTgsd825 | Energy Star Ice Maker | 0.18854 | 0.151 | 0.151
3223 | Commercial | CreNgsd825 | Energy Star Ice Maker | 0.0014582 | 0.0011678 | 0.0011678
3224 | Commercial | CrtTgsd825 | Energy Star Ice Maker | 0.060045 | 0.047499 | 0.047499
3225 | Commercial | CrtNgsd825 | Energy Star Ice Maker | 0.00046439 | 0.00036735 | 0.00036735
3226 | Commercial | CscTgsd825 | Energy Star Ice Maker | 0.00055692 | 0.00045235 | 0.00045235
3227 | Commercial | CscNgsd825 | Energy Star Ice Maker | 4.3072e-06 | 3.4985e-06 | 3.4985e-06
3228 | Commercial | CwaTgsd825 | Energy Star Ice Maker | 0 | 0 | 0
3229 | Commercial | CwaNgsd825 | Energy Star Ice Maker | 0 | 0 | 0
3230 | Commercial | CasEgsd828 | Water Cooled Refrigeration Heat Recovery | 0.14422 | 0.21964 | 0.21964
3231 | Commercial | CasNgsd828 | Water Cooled Refrigeration Heat Recovery | 0.00080198 | 0.0012214 | 0.0012214
3232 | Commercial | CcoEgsd828 | Water Cooled Refrigeration Heat Recovery | 0.041845 | 0.05082 | 0.05082
3233 | Commercial | CcoNgsd828 | Water Cooled Refrigeration Heat Recovery | 0.0002327 | 0.00028261 | 0.00028261
3234 | Commercial | CdaEgsd828 | Water Cooled Refrigeration Heat Recovery | 0.002892 | 0.0035123 | 0.0035123
3235 | Commercial | CdaNgsd828 | Water Cooled Refrigeration Heat Recovery | 1.6083e-05 | 1.9532e-05 | 1.9532e-05
3236 | Commercial | CgrEgsd828 | Water Cooled Refrigeration Heat Recovery | 0.030447 | 0.04637 | 0.04637
3237 | Commercial | CgrNgsd828 | Water Cooled Refrigeration Heat Recovery | 0.00016931 | 0.00025787 | 0.00025787
3238 | Commercial | CheEgsd828 | Water Cooled Refrigeration Heat Recovery | 0.039646 | 0.048149 | 0.048149
3239 | Commercial | CheNgsd828 | Water Cooled Refrigeration Heat Recovery | 0.00025442 | 0.00030898 | 0.00030898
3240 | Commercial | ChoEgsd828 | Water Cooled Refrigeration Heat Recovery | 0.023181 | 0.028153 | 0.028153
3241 | Commercial | ChoNgsd828 | Water Cooled Refrigeration Heat Recovery | 0.00012891 | 0.00015656 | 0.00015656
3242 | Commercial | CinEgsd828 | Water Cooled Refrigeration Heat Recovery | 0.037476 | 0.045514 | 0.045514
3243 | Commercial | CinNgsd828 | Water Cooled Refrigeration Heat Recovery | 0.0002084 | 0.0002531 | 0.0002531
3244 | Commercial | CloEgsd828 | Water Cooled Refrigeration Heat Recovery | 0.26716 | 1.0712 | 1.0712
3245 | Commercial | CloNgsd828 | Water Cooled Refrigeration Heat Recovery | 0.0014857 | 0.005957 | 0.005957
3246 | Commercial | CmiEgsd828 | Water Cooled Refrigeration Heat Recovery | 0.18763 | 0.28576 | 0.28576
3247 | Commercial | CmiNgsd828 | Water Cooled Refrigeration Heat Recovery | 0.0010434 | 0.0015891 | 0.0015891
3248 | Commercial | CofEgsd828 | Water Cooled Refrigeration Heat Recovery | 0.50912 | 0.77539 | 0.77539
3249 | Commercial | CofNgsd828 | Water Cooled Refrigeration Heat Recovery | 0.0028312 | 0.0043119 | 0.0043119
3250 | Commercial | CreEgsd828 | Water Cooled Refrigeration Heat Recovery | 1.6322 | 2.4859 | 2.4859
3251 | Commercial | CreNgsd828 | Water Cooled Refrigeration Heat Recovery | 0.0090768 | 0.013824 | 0.013824
3252 | Commercial | CrtEgsd828 | Water Cooled Refrigeration Heat Recovery | 0.25642 | 0.39052 | 0.39052
3253 | Commercial | CrtNgsd828 | Water Cooled Refrigeration Heat Recovery | 0.0014259 | 0.0021717 | 0.0021717
3254 | Commercial | CscEgsd828 | Water Cooled Refrigeration Heat Recovery | 0.3527 | 0.53716 | 0.53716
3255 | Commercial | CscNgsd828 | Water Cooled Refrigeration Heat Recovery | 0.0019613 | 0.0029871 | 0.0029871
3256 | Commercial | CwaEgsd828 | Water Cooled Refrigeration Heat Recovery | 0.05539 | 0.084359 | 0.084359
3257 | Commercial | CwaNgsd828 | Water Cooled Refrigeration Heat Recovery | 0.00030802 | 0.00046912 | 0.00046912
3258 | Commercial | CasEgsd829 | Zero Energy Doors | 0.18265 | 0.14449 | 0.14449
3259 | Commercial | CasNgsd829 | Zero Energy Doors | 0.0020146 | 0.0015936 | 0.0015936
3260 | Commercial | CcoEgsd829 | Zero Energy Doors | 0.0135 | 0.010679 | 0.010679
3261 | Commercial | CcoNgsd829 | Zero Energy Doors | 0.0001489 | 0.00011779 | 0.00011779
3262 | Commercial | CdaEgsd829 | Zero Energy Doors | 0.00046017 | 0.00037377 | 0.00037377
3263 | Commercial | CdaNgsd829 | Zero Energy Doors | 5.0756e-06 | 4.1226e-06 | 4.1226e-06
3264 | Commercial | CgrEgsd829 | Zero Energy Doors | 4.9059 | 3.8809 | 3.8809
3265 | Commercial | CgrNgsd829 | Zero Energy Doors | 0.023083 | 0.01826 | 0.01826
3266 | Commercial | CheEgsd829 | Zero Energy Doors | 0.001485 | 0.0011747 | 0.0011747
3267 | Commercial | CheNgsd829 | Zero Energy Doors | 1.6379e-05 | 1.2957e-05 | 1.2957e-05
3268 | Commercial | ChoEgsd829 | Zero Energy Doors | 0.013013 | 0.010294 | 0.010294
3269 | Commercial | ChoNgsd829 | Zero Energy Doors | 0.00014353 | 0.00011354 | 0.00011354
3270 | Commercial | CinEgsd829 | Zero Energy Doors | 0 | 0 | 0
3271 | Commercial | CinNgsd829 | Zero Energy Doors | 0 | 0 | 0
3272 | Commercial | CloEgsd829 | Zero Energy Doors | 0.097481 | 0.077113 | 0.077113
3273 | Commercial | CloNgsd829 | Zero Energy Doors | 0.0010752 | 0.00085053 | 0.00085053
3274 | Commercial | CmiEgsd829 | Zero Energy Doors | 0 | 0 | 0
3275 | Commercial | CmiNgsd829 | Zero Energy Doors | 0 | 0 | 0
3276 | Commercial | CofEgsd829 | Zero Energy Doors | 0 | 0 | 0
3277 | Commercial | CofNgsd829 | Zero Energy Doors | 0 | 0 | 0
3278 | Commercial | CreEgsd829 | Zero Energy Doors | 2.8444 | 2.278 | 2.278
3279 | Commercial | CreNgsd829 | Zero Energy Doors | 0.031372 | 0.025126 | 0.025126
3280 | Commercial | CrtEgsd829 | Zero Energy Doors | 1.9676 | 1.5565 | 1.5565
3281 | Commercial | CrtNgsd829 | Zero Energy Doors | 0.021702 | 0.017167 | 0.017167
3282 | Commercial | CscEgsd829 | Zero Energy Doors | 0.0022701 | 0.0018439 | 0.0018439
3283 | Commercial | CscNgsd829 | Zero Energy Doors | 2.5039e-05 | 2.0337e-05 | 2.0337e-05
3284 | Commercial | CwaEgsd829 | Zero Energy Doors | 0.0010797 | 0.00087698 | 0.00087698
3285 | Commercial | CwaNgsd829 | Zero Energy Doors | 1.1909e-05 | 9.6728e-06 | 9.6728e-06
3286 | Commercial | CheEgsd901 | Drain water heat recovery | 0 | 0 | 0
3287 | Commercial | CheNgsd901 | Drain water heat recovery | 0 | 0 | 0
3288 | Commercial | ChoEgsd901 | Drain water heat recovery | 0 | 0 | 0
3289 | Commercial | ChoNgsd901 | Drain water heat recovery | 0 | 0 | 0
3290 | Commercial | CloEgsd901 | Drain water heat recovery | 0 | 0 | 0
3291 | Commercial | CloNgsd901 | Drain water heat recovery | 0 | 0 | 0
3292 | Commercial | CasEgsd902 | Faucet Aerator | 0.30328 | 0.4619 | 0.4619
3293 | Commercial | CasNgsd902 | Faucet Aerator | 0.0016865 | 0.0025686 | 0.0025686
3294 | Commercial | CgrEgsd902 | Faucet Aerator | 0.071447 | 0.10881 | 0.10881
3295 | Commercial | CgrNgsd902 | Faucet Aerator | 0.00039732 | 0.00060512 | 0.00060512
3296 | Commercial | CheEgsd902 | Faucet Aerator | 0.13746 | 0.16694 | 0.16694
3297 | Commercial | CheNgsd902 | Faucet Aerator | 0.00076439 | 0.00092834 | 0.00092834
3298 | Commercial | CloEgsd902 | Faucet Aerator | 0.89567 | 3.5913 | 3.5913
3299 | Commercial | CloNgsd902 | Faucet Aerator | 0.0049808 | 0.019971 | 0.019971
3300 | Commercial | CofEgsd902 | Faucet Aerator | 1.4276 | 2.1742 | 2.1742
3301 | Commercial | CofNgsd902 | Faucet Aerator | 0.0079387 | 0.012091 | 0.012091
3302 | Commercial | CreEgsd902 | Faucet Aerator | 3.7866 | 5.767 | 5.767
3303 | Commercial | CreNgsd902 | Faucet Aerator | 0.021057 | 0.03207 | 0.03207
3304 | Commercial | CrtEgsd902 | Faucet Aerator | 0.53923 | 0.82125 | 0.82125
3305 | Commercial | CrtNgsd902 | Faucet Aerator | 0.0029987 | 0.004567 | 0.004567
3306 | Commercial | CscEgsd902 | Faucet Aerator | 0.74171 | 1.1296 | 1.1296
3307 | Commercial | CscNgsd902 | Faucet Aerator | 0.0041246 | 0.0062818 | 0.0062818
3308 | Commercial | CwaEgsd902 | Faucet Aerator | 0.11648 | 0.1774 | 0.1774
3309 | Commercial | CwaNgsd902 | Faucet Aerator | 0.00064775 | 0.00098652 | 0.00098652
3310 | Commercial | CdaEgsd904 | Demand Controlled Circulating Systems | 0.0030731 | 0.0037322 | 0.0037322
3311 | Commercial | CdaNgsd904 | Demand Controlled Circulating Systems | 1.7089e-05 | 2.0755e-05 | 2.0755e-05
3312 | Commercial | CscEgsd907 | Thermostatic Shower Restriction Valve Commercial | 0 | 0 | 0
3313 | Commercial | CscNgsd907 | Thermostatic Shower Restriction Valve Commercial | 0 | 0 | 0
3314 | Commercial | CheTgsd909 | Solar Thermal Water Heating System Commercial | 0.23819 | 0.28928 | 0.28928
3315 | Commercial | CheNgsd909 | Solar Thermal Water Heating System Commercial | 0.0026272 | 0.0031907 | 0.0031907
3316 | Commercial | CloTgsd909 | Solar Thermal Water Heating System Commercial | 1.5521 | 6.2233 | 6.2233
3317 | Commercial | CloNgsd909 | Solar Thermal Water Heating System Commercial | 0.017119 | 0.068641 | 0.068641
3318 | Commercial | CheTgsd911 | Heat Pump Water Heater | 0.28789 | 0.34964 | 0.34964
3319 | Commercial | CheNgsd911 | Heat Pump Water Heater | 0.0031753 | 0.0038564 | 0.0038564
3320 | Commercial | ChoTgsd911 | Heat Pump Water Heater | 0.21454 | 0.26055 | 0.26055
3321 | Commercial | ChoNgsd911 | Heat Pump Water Heater | 0.0023663 | 0.0028738 | 0.0028738
3322 | Commercial | CscTgsd911 | Heat Pump Water Heater | 1.5535 | 2.3659 | 2.3659
3323 | Commercial | CscNgsd911 | Heat Pump Water Heater | 0.017134 | 0.026095 | 0.026095
3324 | Commercial | ChoEgsd1001 | Commercial Strategic Energy Management | 0 | 0 | 0
3325 | Commercial | ChoNgsd1001 | Commercial Strategic Energy Management | 0 | 0 | 0
3326 | Commercial | ChoEgsd1002 | Retro-Commissioning (Existing Construction)_SC | 0 | 0 | 0
3327 | Commercial | CreEgsd1002 | Retro-Commissioning (Existing Construction)_SC | 0.22325 | 0 | 0
3328 | Commercial | CreEgsd1003 | Retro-Commissioning (Existing Construction)_SH | 0 | 0 | 0
3329 | Commercial | ChoEgsd1004 | Retro-Commissioning (Existing Construction)_VT | 1.0615 | 0.83817 | 0.83817
3330 | Commercial | CreEgsd1004 | Retro-Commissioning (Existing Construction)_VT | 2.4716 | 1.8409 | 1.8409
3331 | Commercial | ChoNgsd1005 | LEED New Construction Whole Building | 0 | 0.0089301 | 0.0089301
3332 | Commercial | CasTgsld103 | Energy Star Commercial Dishwasher | 0 | 0 | 0
3333 | Commercial | CasNgsld103 | Energy Star Commercial Dishwasher | 0 | 0 | 0
3334 | Commercial | CcoTgsld103 | Energy Star Commercial Dishwasher | 0 | 0 | 0
3335 | Commercial | CcoNgsld103 | Energy Star Commercial Dishwasher | 0 | 0 | 0
3336 | Commercial | CdaTgsld103 | Energy Star Commercial Dishwasher | 0 | 0 | 0
3337 | Commercial | CdaNgsld103 | Energy Star Commercial Dishwasher | 0 | 0 | 0
3338 | Commercial | CgrTgsld103 | Energy Star Commercial Dishwasher | 0 | 0 | 0
3339 | Commercial | CgrNgsld103 | Energy Star Commercial Dishwasher | 0 | 0 | 0
3340 | Commercial | CheTgsld103 | Energy Star Commercial Dishwasher | 0 | 0 | 0
3341 | Commercial | CheNgsld103 | Energy Star Commercial Dishwasher | 0 | 0 | 0
3342 | Commercial | ChoTgsld103 | Energy Star Commercial Dishwasher | 0 | 0 | 0
3343 | Commercial | ChoNgsld103 | Energy Star Commercial Dishwasher | 0 | 0 | 0
3344 | Commercial | CinTgsld103 | Energy Star Commercial Dishwasher | 0 | 0 | 0
3345 | Commercial | CinNgsld103 | Energy Star Commercial Dishwasher | 0 | 0 | 0
3346 | Commercial | CloTgsld103 | Energy Star Commercial Dishwasher | 0 | 0 | 0
3347 | Commercial | CloNgsld103 | Energy Star Commercial Dishwasher | 0 | 0 | 0
3348 | Commercial | CmiTgsld103 | Energy Star Commercial Dishwasher | 0 | 0 | 0
3349 | Commercial | CmiNgsld103 | Energy Star Commercial Dishwasher | 0 | 0 | 0
3350 | Commercial | CofTgsld103 | Energy Star Commercial Dishwasher | 0 | 0 | 0
3351 | Commercial | CofNgsld103 | Energy Star Commercial Dishwasher | 0 | 0 | 0
3352 | Commercial | CreTgsld103 | Energy Star Commercial Dishwasher | 0 | 0 | 0
3353 | Commercial | CreNgsld103 | Energy Star Commercial Dishwasher | 0 | 0 | 0
3354 | Commercial | CrtTgsld103 | Energy Star Commercial Dishwasher | 0 | 0 | 0
3355 | Commercial | CrtNgsld103 | Energy Star Commercial Dishwasher | 0 | 0 | 0
3356 | Commercial | CscTgsld103 | Energy Star Commercial Dishwasher | 0 | 0 | 0
3357 | Commercial | CscNgsld103 | Energy Star Commercial Dishwasher | 0 | 0 | 0
3358 | Commercial | CwaTgsld103 | Energy Star Commercial Dishwasher | 0 | 0 | 0
3359 | Commercial | CwaNgsld103 | Energy Star Commercial Dishwasher | 0 | 0 | 0
3360 | Commercial | CasTgsld106 | Energy Star Griddle | 0 | 0 | 0
3361 | Commercial | CasNgsld106 | Energy Star Griddle | 0 | 0 | 0
3362 | Commercial | CcoTgsld106 | Energy Star Griddle | 0.00050819 | 0.00018691 | 0.00018691
3363 | Commercial | CcoNgsld106 | Energy Star Griddle | 5.6052e-06 | 2.0615e-06 | 2.0615e-06
3364 | Commercial | CdaTgsld106 | Energy Star Griddle | 0 | 0 | 0
3365 | Commercial | CdaNgsld106 | Energy Star Griddle | 0 | 0 | 0
3366 | Commercial | CgrTgsld106 | Energy Star Griddle | 0 | 0 | 0
3367 | Commercial | CgrNgsld106 | Energy Star Griddle | 0 | 0 | 0
3368 | Commercial | CheTgsld106 | Energy Star Griddle | 0.004488 | 0.0050291 | 0.0050291
3369 | Commercial | CheNgsld106 | Energy Star Griddle | 4.9501e-05 | 5.5469e-05 | 5.5469e-05
3370 | Commercial | ChoTgsld106 | Energy Star Griddle | 0.029667 | 0.010911 | 0.010911
3371 | Commercial | ChoNgsld106 | Energy Star Griddle | 0.00032722 | 0.00012035 | 0.00012035
3372 | Commercial | CinTgsld106 | Energy Star Griddle | 0 | 0 | 0
3373 | Commercial | CinNgsld106 | Energy Star Griddle | 0 | 0 | 0
3374 | Commercial | CloTgsld106 | Energy Star Griddle | 0.10472 | 0.04677 | 0.04677
3375 | Commercial | CloNgsld106 | Energy Star Griddle | 0.0011551 | 0.00051586 | 0.00051586
3376 | Commercial | CmiTgsld106 | Energy Star Griddle | 0 | 0 | 0
3377 | Commercial | CmiNgsld106 | Energy Star Griddle | 0 | 0 | 0
3378 | Commercial | CofTgsld106 | Energy Star Griddle | 0 | 0 | 0
3379 | Commercial | CofNgsld106 | Energy Star Griddle | 0 | 0 | 0
3380 | Commercial | CreTgsld106 | Energy Star Griddle | 0.69621 | 0.36785 | 0.36785
3381 | Commercial | CreNgsld106 | Energy Star Griddle | 0.0033955 | 0.0017941 | 0.0017941
3382 | Commercial | CrtTgsld106 | Energy Star Griddle | 0 | 0 | 0
3383 | Commercial | CrtNgsld106 | Energy Star Griddle | 0 | 0 | 0
3384 | Commercial | CscTgsld106 | Energy Star Griddle | 0.0010579 | 0.0019324 | 0.0019324
3385 | Commercial | CscNgsld106 | Energy Star Griddle | 1.1668e-05 | 2.1313e-05 | 2.1313e-05
3386 | Commercial | CwaTgsld106 | Energy Star Griddle | 0 | 0 | 0
3387 | Commercial | CwaNgsld106 | Energy Star Griddle | 0 | 0 | 0
3388 | Commercial | CasTgsld109 | Induction Cooktops | 0 | 0 | 0
3389 | Commercial | CasNgsld109 | Induction Cooktops | 0 | 0 | 0
3390 | Commercial | CcoTgsld109 | Induction Cooktops | 9.8786e-05 | 3.6332e-05 | 3.6332e-05
3391 | Commercial | CcoNgsld109 | Induction Cooktops | 1.0896e-06 | 4.0073e-07 | 4.0073e-07
3392 | Commercial | CdaTgsld109 | Induction Cooktops | 0 | 0 | 0
3393 | Commercial | CdaNgsld109 | Induction Cooktops | 0 | 0 | 0
3394 | Commercial | CgrTgsld109 | Induction Cooktops | 0 | 0 | 0
3395 | Commercial | CgrNgsld109 | Induction Cooktops | 0 | 0 | 0
3396 | Commercial | CheTgsld109 | Induction Cooktops | 0.0025966 | 0.0029096 | 0.0029096
3397 | Commercial | CheNgsld109 | Induction Cooktops | 2.8639e-05 | 3.2092e-05 | 3.2092e-05
3398 | Commercial | ChoTgsld109 | Induction Cooktops | 0.005767 | 0.002121 | 0.002121
3399 | Commercial | ChoNgsld109 | Induction Cooktops | 6.3607e-05 | 2.3394e-05 | 2.3394e-05
3400 | Commercial | CinTgsld109 | Induction Cooktops | 0 | 0 | 0
3401 | Commercial | CinNgsld109 | Induction Cooktops | 0 | 0 | 0
3402 | Commercial | CloTgsld109 | Induction Cooktops | 0.060589 | 0.027059 | 0.027059
3403 | Commercial | CloNgsld109 | Induction Cooktops | 0.00066828 | 0.00029845 | 0.00029845
3404 | Commercial | CmiTgsld109 | Induction Cooktops | 0 | 0 | 0
3405 | Commercial | CmiNgsld109 | Induction Cooktops | 0 | 0 | 0
3406 | Commercial | CofTgsld109 | Induction Cooktops | 0 | 0 | 0
3407 | Commercial | CofNgsld109 | Induction Cooktops | 0 | 0 | 0
3408 | Commercial | CreTgsld109 | Induction Cooktops | 0.13533 | 0.071506 | 0.071506
3409 | Commercial | CreNgsld109 | Induction Cooktops | 0.014927 | 0.0078868 | 0.0078868
3410 | Commercial | CrtTgsld109 | Induction Cooktops | 0 | 0 | 0
3411 | Commercial | CrtNgsld109 | Induction Cooktops | 0 | 0 | 0
3412 | Commercial | CscTgsld109 | Induction Cooktops | 0.00020564 | 0.00037563 | 0.00037563
3413 | Commercial | CscNgsld109 | Induction Cooktops | 2.2682e-06 | 4.143e-06 | 4.143e-06
3414 | Commercial | CwaTgsld109 | Induction Cooktops | 0 | 0 | 0
3415 | Commercial | CwaNgsld109 | Induction Cooktops | 0 | 0 | 0
3416 | Commercial | CasTgsld119 | Server Virtualization | 0 | 0 | 0
3417 | Commercial | CasNgsld119 | Server Virtualization | 0 | 0 | 0
3418 | Commercial | CcoTgsld119 | Server Virtualization | 0.032694 | 0.032751 | 0.032751
3419 | Commercial | CcoNgsld119 | Server Virtualization | 0.0003606 | 0.00036123 | 0.00036123
3420 | Commercial | CdaTgsld119 | Server Virtualization | 0.013076 | 0.01385 | 0.01385
3421 | Commercial | CdaNgsld119 | Server Virtualization | 0.00014894 | 0.00015776 | 0.00015776
3422 | Commercial | CgrTgsld119 | Server Virtualization | 0 | 0 | 0
3423 | Commercial | CgrNgsld119 | Server Virtualization | 0 | 0 | 0
3424 | Commercial | CheTgsld119 | Server Virtualization | 0.14472 | 0.15001 | 0.15001
3425 | Commercial | CheNgsld119 | Server Virtualization | 0.0016485 | 0.0017087 | 0.0017087
3426 | Commercial | ChoTgsld119 | Server Virtualization | 0.1243 | 0.12452 | 0.12452
3427 | Commercial | ChoNgsld119 | Server Virtualization | 0.0014159 | 0.0014184 | 0.0014184
3428 | Commercial | CinTgsld119 | Server Virtualization | 0.024225 | 0.026298 | 0.026298
3429 | Commercial | CinNgsld119 | Server Virtualization | 0.00026719 | 0.00029006 | 0.00029006
3430 | Commercial | CloTgsld119 | Server Virtualization | 0.008739 | 0.010162 | 0.010162
3431 | Commercial | CloNgsld119 | Server Virtualization | 9.9543e-05 | 0.00011575 | 0.00011575
3432 | Commercial | CmiTgsld119 | Server Virtualization | 3.1996 | 3.3888 | 3.3888
3433 | Commercial | CmiNgsld119 | Server Virtualization | 0.03529 | 0.037378 | 0.037378
3434 | Commercial | CofTgsld119 | Server Virtualization | 3.9855 | 4.2213 | 4.2213
3435 | Commercial | CofNgsld119 | Server Virtualization | 0.045398 | 0.048083 | 0.048083
3436 | Commercial | CreTgsld119 | Server Virtualization | 0 | 0 | 0
3437 | Commercial | CreNgsld119 | Server Virtualization | 0 | 0 | 0
3438 | Commercial | CrtTgsld119 | Server Virtualization | 0.97557 | 0.53966 | 0.53966
3439 | Commercial | CrtNgsld119 | Server Virtualization | 0.011112 | 0.006147 | 0.006147
3440 | Commercial | CscTgsld119 | Server Virtualization | 0.011496 | 0.011978 | 0.011978
3441 | Commercial | CscNgsld119 | Server Virtualization | 0.0001268 | 0.00013211 | 0.00013211
3442 | Commercial | CwaTgsld119 | Server Virtualization | 0 | 0 | 0
3443 | Commercial | CwaNgsld119 | Server Virtualization | 0 | 0 | 0
3444 | Commercial | CcoEgsld120 | Smart Strip Plug Outlet | 0.017012 | 0.017042 | 0.017042
3445 | Commercial | CcoNgsld120 | Smart Strip Plug Outlet | 0.00015652 | 0.00015679 | 0.00015679
3446 | Commercial | CdaEgsld120 | Smart Strip Plug Outlet | 0.0011026 | 0.0011678 | 0.0011678
3447 | Commercial | CdaNgsld120 | Smart Strip Plug Outlet | 1.0144e-05 | 1.0744e-05 | 1.0744e-05
3448 | Commercial | CheEgsld120 | Smart Strip Plug Outlet | 0.078036 | 0.080886 | 0.080886
3449 | Commercial | CheNgsld120 | Smart Strip Plug Outlet | 0.00071796 | 0.00074417 | 0.00074417
3450 | Commercial | ChoEgsld120 | Smart Strip Plug Outlet | 0.0083251 | 0.0083397 | 0.0083397
3451 | Commercial | ChoNgsld120 | Smart Strip Plug Outlet | 7.6594e-05 | 7.6728e-05 | 7.6728e-05
3452 | Commercial | CloEgsld120 | Smart Strip Plug Outlet | 0.021454 | 0.024948 | 0.024948
3453 | Commercial | CloNgsld120 | Smart Strip Plug Outlet | 0.00019739 | 0.00022953 | 0.00022953
3454 | Commercial | CofEgsld120 | Smart Strip Plug Outlet | 0.56585 | 0.59932 | 0.59932
3455 | Commercial | CofNgsld120 | Smart Strip Plug Outlet | 0.005206 | 0.0055139 | 0.0055139
3456 | Commercial | CrtEgsld120 | Smart Strip Plug Outlet | 0.12344 | 0.068282 | 0.068282
3457 | Commercial | CrtNgsld120 | Smart Strip Plug Outlet | 0.0011357 | 0.00062822 | 0.00062822
3458 | Commercial | CscEgsld120 | Smart Strip Plug Outlet | 0.016246 | 0.016926 | 0.016926
3459 | Commercial | CscNgsld120 | Smart Strip Plug Outlet | 0.00014946 | 0.00015573 | 0.00015573
3460 | Commercial | CcoEgsld211 | Reflective Roof Treatment | 0.00051297 | 0 | 0
3461 | Commercial | CcoNgsld211 | Reflective Roof Treatment | 1.7094e-05 | 0 | 0
3462 | Commercial | CloEgsld211 | Reflective Roof Treatment | 0.00262 | 0 | 0
3463 | Commercial | CloNgsld211 | Reflective Roof Treatment | 8.7307e-05 | 0 | 0
3464 | Commercial | CasEgsld301 | Chilled Water Reset | 4.2303 | 0 | 0
3465 | Commercial | CasNgsld301 | Chilled Water Reset | 0.046659 | 0 | 0
3466 | Commercial | CcoEgsld301 | Chilled Water Reset | 0.77214 | 0 | 0
3467 | Commercial | CcoNgsld301 | Chilled Water Reset | 0.0085164 | 0 | 0
3468 | Commercial | CdaEgsld301 | Chilled Water Reset | 0.032617 | 0 | 0
3469 | Commercial | CdaNgsld301 | Chilled Water Reset | 0.00035975 | 0 | 0
3470 | Commercial | ChoEgsld301 | Chilled Water Reset | 3.1022 | 0 | 0
3471 | Commercial | ChoNgsld301 | Chilled Water Reset | 0.034216 | 0 | 0
3472 | Commercial | CloEgsld301 | Chilled Water Reset | 0.46962 | 0 | 0
3473 | Commercial | CloNgsld301 | Chilled Water Reset | 0.0051797 | 0 | 0
3474 | Commercial | CmiEgsld301 | Chilled Water Reset | 8.1046 | 0 | 0
3475 | Commercial | CmiNgsld301 | Chilled Water Reset | 0.089391 | 0 | 0
3476 | Commercial | CofEgsld301 | Chilled Water Reset | 5.0564 | 0 | 0
3477 | Commercial | CofNgsld301 | Chilled Water Reset | 0.05577 | 0 | 0
3478 | Commercial | CrtEgsld301 | Chilled Water Reset | 0.0098374 | 0 | 0
3479 | Commercial | CrtNgsld301 | Chilled Water Reset | 0.0001085 | 0 | 0
3480 | Commercial | CscEgsld301 | Chilled Water Reset | 0.92181 | 0 | 0
3481 | Commercial | CscNgsld301 | Chilled Water Reset | 0.010167 | 0 | 0
3482 | Commercial | CwaEgsld301 | Chilled Water Reset | 0.019505 | 0 | 0
3483 | Commercial | CwaNgsld301 | Chilled Water Reset | 0.00021514 | 0 | 0
3484 | Commercial | CasEgsld302 | Chiller maintenance | 1.2639 | 0.0069352 | 0.0069352
3485 | Commercial | CcoEgsld302 | Chiller maintenance | 0.37896 | 0.0020794 | 0.0020794
3486 | Commercial | CdaEgsld302 | Chiller maintenance | 0.016008 | 8.784e-05 | 8.784e-05
3487 | Commercial | CgrEgsld302 | Chiller maintenance | 0 | 0 | 0
3488 | Commercial | CheEgsld302 | Chiller maintenance | 0.012944 | 7.1024e-05 | 7.1024e-05
3489 | Commercial | ChoEgsld302 | Chiller maintenance | 1.5225 | 0.0083543 | 0.0083543
3490 | Commercial | CinEgsld302 | Chiller maintenance | 0.030181 | 0.00016561 | 0.00016561
3491 | Commercial | CloEgsld302 | Chiller maintenance | 0.24402 | 0.001339 | 0.001339
3492 | Commercial | CmiEgsld302 | Chiller maintenance | 2.4214 | 0.013287 | 0.013287
3493 | Commercial | CofEgsld302 | Chiller maintenance | 1.5107 | 0.0082895 | 0.0082895
3494 | Commercial | CreEgsld302 | Chiller maintenance | 0.037885 | 0.00020788 | 0.00020788
3495 | Commercial | CrtEgsld302 | Chiller maintenance | 0.0029391 | 1.6127e-05 | 1.6127e-05
3496 | Commercial | CscEgsld302 | Chiller maintenance | 0.27541 | 0.0015112 | 0.0015112
3497 | Commercial | CwaEgsld302 | Chiller maintenance | 0.0058276 | 3.1977e-05 | 3.1977e-05
3498 | Commercial | CcoEgsld308 | VFD on Cooling Tower Fans | 0.24495 | 0 | 0
3499 | Commercial | CcoNgsld308 | VFD on Cooling Tower Fans | 0.0021513 | 0 | 0
3500 | Commercial | CdaEgsld308 | VFD on Cooling Tower Fans | 0.010347 | 0 | 0
3501 | Commercial | CdaNgsld308 | VFD on Cooling Tower Fans | 9.0877e-05 | 0 | 0
3502 | Commercial | CgrEgsld308 | VFD on Cooling Tower Fans | 0 | 0 | 0
3503 | Commercial | CgrNgsld308 | VFD on Cooling Tower Fans | 0 | 0 | 0
3504 | Commercial | CheEgsld308 | VFD on Cooling Tower Fans | 0.0083664 | 0 | 0
3505 | Commercial | CheNgsld308 | VFD on Cooling Tower Fans | 7.348e-05 | 0 | 0
3506 | Commercial | ChoEgsld308 | VFD on Cooling Tower Fans | 0.98411 | 0 | 0
3507 | Commercial | ChoNgsld308 | VFD on Cooling Tower Fans | 0.0086432 | 0 | 0
3508 | Commercial | CinEgsld308 | VFD on Cooling Tower Fans | 0.019508 | 0 | 0
3509 | Commercial | CinNgsld308 | VFD on Cooling Tower Fans | 0.00017134 | 0 | 0
3510 | Commercial | CloEgsld308 | VFD on Cooling Tower Fans | 0.14898 | 0 | 0
3511 | Commercial | CloNgsld308 | VFD on Cooling Tower Fans | 0.0013085 | 0 | 0
3512 | Commercial | CmiEgsld308 | VFD on Cooling Tower Fans | 2.5711 | 0 | 0
3513 | Commercial | CmiNgsld308 | VFD on Cooling Tower Fans | 0.022581 | 0 | 0
3514 | Commercial | CofEgsld308 | VFD on Cooling Tower Fans | 1.6041 | 0 | 0
3515 | Commercial | CofNgsld308 | VFD on Cooling Tower Fans | 0.014088 | 0 | 0
3516 | Commercial | CscEgsld308 | VFD on Cooling Tower Fans | 0.29243 | 0 | 0
3517 | Commercial | CscNgsld308 | VFD on Cooling Tower Fans | 0.0025683 | 0 | 0
3518 | Commercial | CasEgsld318 | Programmable thermostat | 0.054957 | 4.6341 | 4.6341
3519 | Commercial | CasNgsld318 | Programmable thermostat | 0.00024485 | 0.028649 | 0.028649
3520 | Commercial | CdaEgsld318 | Programmable thermostat | 0.00059155 | 0.00080559 | 0.00080559
3521 | Commercial | CdaNgsld318 | Programmable thermostat | 2.6449e-06 | 4.9832e-06 | 4.9832e-06
3522 | Commercial | CgrEgsld318 | Programmable thermostat | 0.01516 | 0.23805 | 0.23805
3523 | Commercial | CgrNgsld318 | Programmable thermostat | 6.4791e-05 | 0.0014745 | 0.0014745
3524 | Commercial | CheEgsld318 | Programmable thermostat | 0 | 0.1033 | 0.1033
3525 | Commercial | CheNgsld318 | Programmable thermostat | 0 | 0.00063409 | 0.00063409
3526 | Commercial | ChoEgsld318 | Programmable thermostat | 0 | 0.02425 | 0.02425
3527 | Commercial | ChoNgsld318 | Programmable thermostat | 0 | 0.00014977 | 0.00014977
3528 | Commercial | CinEgsld318 | Programmable thermostat | 0.021697 | 0.042221 | 0.042221
3529 | Commercial | CinNgsld318 | Programmable thermostat | 9.6077e-05 | 0.00026151 | 0.00026151
3530 | Commercial | CloEgsld318 | Programmable thermostat | 0.029421 | 0.20949 | 0.20949
3531 | Commercial | CloNgsld318 | Programmable thermostat | 0.00012226 | 0.0012862 | 0.0012862
3532 | Commercial | CofEgsld318 | Programmable thermostat | 0.44229 | 16.675 | 16.675
3533 | Commercial | CofNgsld318 | Programmable thermostat | 0.0018294 | 0.096662 | 0.096662
3534 | Commercial | CreEgsld318 | Programmable thermostat | 0.038266 | 1.3172 | 1.3172
3535 | Commercial | CreNgsld318 | Programmable thermostat | 0.00014763 | 0.0075897 | 0.0075897
3536 | Commercial | CrtEgsld318 | Programmable thermostat | 0.10278 | 4.214 | 4.214
3537 | Commercial | CrtNgsld318 | Programmable thermostat | 0.00041055 | 0.024419 | 0.024419
3538 | Commercial | CscEgsld318 | Programmable thermostat | 0.020127 | 0.31529 | 0.31529
3539 | Commercial | CscNgsld318 | Programmable thermostat | 8.3559e-05 | 0.0019358 | 0.0019358
3540 | Commercial | CwaEgsld318 | Programmable thermostat | 0.00044437 | 0.095776 | 0.095776
3541 | Commercial | CwaNgsld318 | Programmable thermostat | 1.859e-06 | 0.00058285 | 0.00058285
3542 | Commercial | CreEgsld319 | Smart thermostat | 0.13939 | 2.6845 | 2.6845
3543 | Commercial | CreNgsld319 | Smart thermostat | 0.0006484 | 0.015468 | 0.015468
3544 | Commercial | ChoEgsld327 | Airside Economizer | 0 | 0 | 0
3545 | Commercial | ChoNgsld327 | Airside Economizer | 0 | 0 | 0
3546 | Commercial | CreEgsld330 | ECM Motors on Furnaces | 0 | 0.79744 | 0.79744
3547 | Commercial | CreNgsld330 | ECM Motors on Furnaces | 0 | 0.0045491 | 0.0045491
3548 | Commercial | CrtEgsld330 | ECM Motors on Furnaces | 0 | 3.6141 | 3.6141
3549 | Commercial | CrtNgsld330 | ECM Motors on Furnaces | 0 | 0.020675 | 0.020675
3550 | Commercial | CscEgsld330 | ECM Motors on Furnaces | 0 | 0.18558 | 0.18558
3551 | Commercial | CscNgsld330 | ECM Motors on Furnaces | 0 | 0.0011394 | 0.0011394
3552 | Commercial | CdaTgsld332 | Water source heat pump | 0.015926 | 0.00062779 | 0.00062779
3553 | Commercial | CdaNgsld332 | Water source heat pump | 0.00010604 | 6.9243e-06 | 6.9243e-06
3554 | Commercial | CheTgsld332 | Water source heat pump | 1.4896 | 0.030641 | 0.030641
3555 | Commercial | CheNgsld332 | Water source heat pump | 0 | 0.00033796 | 0.00033796
3556 | Commercial | ChoTgsld332 | Water source heat pump | 0 | 0 | 0
3557 | Commercial | ChoNgsld332 | Water source heat pump | 0 | 0 | 0
3558 | Commercial | CloTgsld332 | Water source heat pump | 0.7717 | 0.058488 | 0.058488
3559 | Commercial | CloNgsld332 | Water source heat pump | 0.0051329 | 0.0006451 | 0.0006451
3560 | Commercial | CreTgsld332 | Water source heat pump | 1.5375 | 0.089167 | 0.089167
3561 | Commercial | CreNgsld332 | Water source heat pump | 0.0064402 | 0.00098348 | 0.00098348
3562 | Commercial | CrtTgsld332 | Water source heat pump | 4.6595 | 1.1373 | 1.1373
3563 | Commercial | CrtNgsld332 | Water source heat pump | 0.031055 | 0.012543 | 0.012543
3564 | Commercial | CdaTgsld340 | Energy Star room AC | 0.005557 | 0 | 0
3565 | Commercial | CdaNgsld340 | Energy Star room AC | 6.1291e-05 | 0 | 0
3566 | Commercial | CheTgsld340 | Energy Star room AC | 0 | 0 | 0
3567 | Commercial | CheNgsld340 | Energy Star room AC | 0 | 0 | 0
3568 | Commercial | ChoTgsld340 | Energy Star room AC | 0.77813 | 0 | 0
3569 | Commercial | ChoNgsld340 | Energy Star room AC | 0.0085825 | 0 | 0
3570 | Commercial | CloTgsld340 | Energy Star room AC | 10.0697 | 0 | 0
3571 | Commercial | CloNgsld340 | Energy Star room AC | 0.11107 | 0 | 0
3572 | Commercial | CreTgsld340 | Energy Star room AC | 0.69806 | 0 | 0
3573 | Commercial | CreNgsld340 | Energy Star room AC | 0.0076994 | 0 | 0
3574 | Commercial | CrtTgsld340 | Energy Star room AC | 0.88727 | 0 | 0
3575 | Commercial | CrtNgsld340 | Energy Star room AC | 0.0097863 | 0 | 0
3576 | Commercial | CasTgsld341 | High Efficiency PTAC | 38.945 | 0 | 0
3577 | Commercial | CasNgsld341 | High Efficiency PTAC | 0.42955 | 0 | 0
3578 | Commercial | CcoTgsld341 | High Efficiency PTAC | 1.4059 | 0 | 0
3579 | Commercial | CcoNgsld341 | High Efficiency PTAC | 0.015506 | 0 | 0
3580 | Commercial | CdaTgsld341 | High Efficiency PTAC | 0.035128 | 0 | 0
3581 | Commercial | CdaNgsld341 | High Efficiency PTAC | 0.00038745 | 0 | 0
3582 | Commercial | CheTgsld341 | High Efficiency PTAC | 3.7797 | 0 | 0
3583 | Commercial | CheNgsld341 | High Efficiency PTAC | 0.041689 | 0 | 0
3584 | Commercial | ChoTgsld341 | High Efficiency PTAC | 2.8359 | 0 | 0
3585 | Commercial | ChoNgsld341 | High Efficiency PTAC | 0.031279 | 0 | 0
3586 | Commercial | CloTgsld341 | High Efficiency PTAC | 0.40939 | 0 | 0
3587 | Commercial | CloNgsld341 | High Efficiency PTAC | 0.0045155 | 0 | 0
3588 | Commercial | CofTgsld341 | High Efficiency PTAC | 68.8189 | 0 | 0
3589 | Commercial | CofNgsld341 | High Efficiency PTAC | 0.75905 | 0 | 0
3590 | Commercial | CreTgsld341 | High Efficiency PTAC | 17.1891 | 0 | 0
3591 | Commercial | CreNgsld341 | High Efficiency PTAC | 0.18959 | 0 | 0
3592 | Commercial | CrtTgsld341 | High Efficiency PTAC | 33.3237 | 0 | 0
3593 | Commercial | CrtNgsld341 | High Efficiency PTAC | 0.36755 | 0 | 0
3594 | Commercial | CscTgsld341 | High Efficiency PTAC | 4.7139 | 0 | 0
3595 | Commercial | CscNgsld341 | High Efficiency PTAC | 0.051993 | 0 | 0
3596 | Commercial | CasTgsld342 | High Efficiency PTHP | 45.2719 | 26.3828 | 26.3828
3597 | Commercial | CasNgsld342 | High Efficiency PTHP | 0.49933 | 0.16461 | 0.16461
3598 | Commercial | CcoTgsld342 | High Efficiency PTHP | 1.6343 | 0.020435 | 0.020435
3599 | Commercial | CcoNgsld342 | High Efficiency PTHP | 0.018025 | 0.00011571 | 0.00011571
3600 | Commercial | CdaTgsld342 | High Efficiency PTHP | 0.040835 | 0.0030482 | 0.0030482
3601 | Commercial | CdaNgsld342 | High Efficiency PTHP | 0.00045039 | 1.909e-05 | 1.909e-05
3602 | Commercial | CheTgsld342 | High Efficiency PTHP | 4.3937 | 0.39836 | 0.39836
3603 | Commercial | CheNgsld342 | High Efficiency PTHP | 0.048461 | 0.0024834 | 0.0024834
3604 | Commercial | ChoTgsld342 | High Efficiency PTHP | 3.2966 | 0.13295 | 0.13295
3605 | Commercial | ChoNgsld342 | High Efficiency PTHP | 0.03636 | 0.00082883 | 0.00082883
3606 | Commercial | CloTgsld342 | High Efficiency PTHP | 0.4759 | 0.82656 | 0.82656
3607 | Commercial | CloNgsld342 | High Efficiency PTHP | 0.005249 | 0.0051528 | 0.0051528
3608 | Commercial | CofTgsld342 | High Efficiency PTHP | 79.9984 | 59.1805 | 59.1805
3609 | Commercial | CofNgsld342 | High Efficiency PTHP | 0.88235 | 0.37 | 0.37
3610 | Commercial | CreTgsld342 | High Efficiency PTHP | 19.9815 | 4.8267 | 4.8267
3611 | Commercial | CreNgsld342 | High Efficiency PTHP | 0.22039 | 0.03009 | 0.03009
3612 | Commercial | CrtTgsld342 | High Efficiency PTHP | 38.7373 | 21.596 | 21.596
3613 | Commercial | CrtNgsld342 | High Efficiency PTHP | 0.42726 | 0.13475 | 0.13475
3614 | Commercial | CscTgsld342 | High Efficiency PTHP | 5.4797 | 1.2066 | 1.2066
3615 | Commercial | CscNgsld342 | High Efficiency PTHP | 0.060439 | 0.007522 | 0.007522
3616 | Commercial | CasEgsld402 | Outdoor Lighting Controls | 0 | 0.18243 | 0.18243
3617 | Commercial | CasNgsld402 | Outdoor Lighting Controls | 0 | 0.001025 | 0.001025
3618 | Commercial | CcoEgsld402 | Outdoor Lighting Controls | 0 | 0.025888 | 0.025888
3619 | Commercial | CcoNgsld402 | Outdoor Lighting Controls | 0 | 0.00013823 | 0.00013823
3620 | Commercial | CdaEgsld402 | Outdoor Lighting Controls | 0 | 0.0017393 | 0.0017393
3621 | Commercial | CdaNgsld402 | Outdoor Lighting Controls | 0 | 9.2873e-06 | 9.2873e-06
3622 | Commercial | CgrEgsld402 | Outdoor Lighting Controls | 0 | 0.10699 | 0.10699
3623 | Commercial | CgrNgsld402 | Outdoor Lighting Controls | 0 | 0.00060113 | 0.00060113
3624 | Commercial | CheEgsld402 | Outdoor Lighting Controls | 0 | 0.12564 | 0.12564
3625 | Commercial | CheNgsld402 | Outdoor Lighting Controls | 0 | 0.00067089 | 0.00067089
3626 | Commercial | ChoEgsld402 | Outdoor Lighting Controls | 0 | 0.048949 | 0.048949
3627 | Commercial | ChoNgsld402 | Outdoor Lighting Controls | 0 | 0.00026138 | 0.00026138
3628 | Commercial | CinEgsld402 | Outdoor Lighting Controls | 0 | 0.066259 | 0.066259
3629 | Commercial | CinNgsld402 | Outdoor Lighting Controls | 0 | 0.00037228 | 0.00037228
3630 | Commercial | CloEgsld402 | Outdoor Lighting Controls | 0 | 0.066684 | 0.066684
3631 | Commercial | CloNgsld402 | Outdoor Lighting Controls | 0 | 0.00035608 | 0.00035608
3632 | Commercial | CmiEgsld402 | Outdoor Lighting Controls | 0 | 0.21654 | 0.21654
3633 | Commercial | CmiNgsld402 | Outdoor Lighting Controls | 0 | 0.0012166 | 0.0012166
3634 | Commercial | CofEgsld402 | Outdoor Lighting Controls | 0 | 0.69913 | 0.69913
3635 | Commercial | CofNgsld402 | Outdoor Lighting Controls | 0 | 0.0037332 | 0.0037332
3636 | Commercial | CreEgsld402 | Outdoor Lighting Controls | 0 | 0.073707 | 0.073707
3637 | Commercial | CreNgsld402 | Outdoor Lighting Controls | 0 | 0.00043453 | 0.00043453
3638 | Commercial | CrtEgsld402 | Outdoor Lighting Controls | 0 | 0.36194 | 0.36194
3639 | Commercial | CrtNgsld402 | Outdoor Lighting Controls | 0 | 0.0019327 | 0.0019327
3640 | Commercial | CscEgsld402 | Outdoor Lighting Controls | 0 | 0.03214 | 0.03214
3641 | Commercial | CscNgsld402 | Outdoor Lighting Controls | 0 | 0.00018058 | 0.00018058
3642 | Commercial | CwaEgsld402 | Outdoor Lighting Controls | 0 | 0.049915 | 0.049915
3643 | Commercial | CwaNgsld402 | Outdoor Lighting Controls | 0 | 0.00026653 | 0.00026653
3644 | Commercial | CasEgsld403 | Outdoor motion sensor | 0 | 0.26283 | 0.26283
3645 | Commercial | CasNgsld403 | Outdoor motion sensor | 0 | 0.0014767 | 0.0014767
3646 | Commercial | CcoEgsld403 | Outdoor motion sensor | 0 | 0.037296 | 0.037296
3647 | Commercial | CcoNgsld403 | Outdoor motion sensor | 0 | 0.00019915 | 0.00019915
3648 | Commercial | CdaEgsld403 | Outdoor motion sensor | 0 | 0.0025057 | 0.0025057
3649 | Commercial | CdaNgsld403 | Outdoor motion sensor | 0 | 1.338e-05 | 1.338e-05
3650 | Commercial | CgrEgsld403 | Outdoor motion sensor | 0 | 0.15414 | 0.15414
3651 | Commercial | CgrNgsld403 | Outdoor motion sensor | 0 | 0.00086604 | 0.00086604
3652 | Commercial | CheEgsld403 | Outdoor motion sensor | 0 | 0.18101 | 0.18101
3653 | Commercial | CheNgsld403 | Outdoor motion sensor | 0 | 0.00096655 | 0.00096655
3654 | Commercial | ChoEgsld403 | Outdoor motion sensor | 0 | 0.07052 | 0.07052
3655 | Commercial | ChoNgsld403 | Outdoor motion sensor | 0 | 0.00037656 | 0.00037656
3656 | Commercial | CinEgsld403 | Outdoor motion sensor | 0 | 0.095458 | 0.095458
3657 | Commercial | CinNgsld403 | Outdoor motion sensor | 0 | 0.00053634 | 0.00053634
3658 | Commercial | CloEgsld403 | Outdoor motion sensor | 0 | 0.096071 | 0.096071
3659 | Commercial | CloNgsld403 | Outdoor motion sensor | 0 | 0.000513 | 0.000513
3660 | Commercial | CmiEgsld403 | Outdoor motion sensor | 0 | 0.31197 | 0.31197
3661 | Commercial | CmiNgsld403 | Outdoor motion sensor | 0 | 0.0017528 | 0.0017528
3662 | Commercial | CofEgsld403 | Outdoor motion sensor | 0 | 1.0072 | 1.0072
3663 | Commercial | CofNgsld403 | Outdoor motion sensor | 0 | 0.0053784 | 0.0053784
3664 | Commercial | CreEgsld403 | Outdoor motion sensor | 0 | 0.10619 | 0.10619
3665 | Commercial | CreNgsld403 | Outdoor motion sensor | 0 | 0.00062603 | 0.00062603
3666 | Commercial | CrtEgsld403 | Outdoor motion sensor | 0 | 0.52145 | 0.52145
3667 | Commercial | CrtNgsld403 | Outdoor motion sensor | 0 | 0.0027844 | 0.0027844
3668 | Commercial | CscEgsld403 | Outdoor motion sensor | 0 | 0.046304 | 0.046304
3669 | Commercial | CscNgsld403 | Outdoor motion sensor | 0 | 0.00026016 | 0.00026016
3670 | Commercial | CwaEgsld403 | Outdoor motion sensor | 0 | 0.071912 | 0.071912
3671 | Commercial | CwaNgsld403 | Outdoor motion sensor | 0 | 0.00038399 | 0.00038399
3672 | Commercial | CasTgsld404 | LED - 9W Flood_CFL Baseline | 0 | 0.0079426 | 0.0079426
3673 | Commercial | CasNgsld404 | LED - 9W Flood_CFL Baseline | 0 | 8.7068e-05 | 8.7068e-05
3674 | Commercial | CcoTgsld404 | LED - 9W Flood_CFL Baseline | 0 | 0.0011202 | 0.0011202
3675 | Commercial | CcoNgsld404 | LED - 9W Flood_CFL Baseline | 0 | 1.2355e-05 | 1.2355e-05
3676 | Commercial | CdaTgsld404 | LED - 9W Flood_CFL Baseline | 0 | 7.526e-05 | 7.526e-05
3677 | Commercial | CdaNgsld404 | LED - 9W Flood_CFL Baseline | 0 | 8.3009e-07 | 8.3009e-07
3678 | Commercial | CgrTgsld404 | LED - 9W Flood_CFL Baseline | 0 | 0.0046444 | 0.0046444
3679 | Commercial | CgrNgsld404 | LED - 9W Flood_CFL Baseline | 0 | 5.1063e-05 | 5.1063e-05
3680 | Commercial | CheTgsld404 | LED - 9W Flood_CFL Baseline | 0 | 0.0054366 | 0.0054366
3681 | Commercial | CheNgsld404 | LED - 9W Flood_CFL Baseline | 0 | 5.9964e-05 | 5.9964e-05
3682 | Commercial | ChoTgsld404 | LED - 9W Flood_CFL Baseline | 0 | 0.0021249 | 0.0021249
3683 | Commercial | ChoNgsld404 | LED - 9W Flood_CFL Baseline | 0 | 2.3361e-05 | 2.3361e-05
3684 | Commercial | CinTgsld404 | LED - 9W Flood_CFL Baseline | 0 | 0.0028671 | 0.0028671
3685 | Commercial | CinNgsld404 | LED - 9W Flood_CFL Baseline | 0 | 3.1623e-05 | 3.1623e-05
3686 | Commercial | CloTgsld404 | LED - 9W Flood_CFL Baseline | 0 | 0.0028948 | 0.0028948
3687 | Commercial | CloNgsld404 | LED - 9W Flood_CFL Baseline | 0 | 3.1826e-05 | 3.1826e-05
3688 | Commercial | CmiTgsld404 | LED - 9W Flood_CFL Baseline | 0 | 0.0093699 | 0.0093699
3689 | Commercial | CmiNgsld404 | LED - 9W Flood_CFL Baseline | 0 | 0.00010335 | 0.00010335
3690 | Commercial | CofTgsld404 | LED - 9W Flood_CFL Baseline | 0 | 0.030349 | 0.030349
3691 | Commercial | CofNgsld404 | LED - 9W Flood_CFL Baseline | 0 | 0.00033367 | 0.00033367
3692 | Commercial | CreTgsld404 | LED - 9W Flood_CFL Baseline | 0 | 0.0022854 | 0.0022854
3693 | Commercial | CreNgsld404 | LED - 9W Flood_CFL Baseline | 0 | 2.5127e-05 | 2.5127e-05
3694 | Commercial | CrtTgsld404 | LED - 9W Flood_CFL Baseline | 0 | 0.011223 | 0.011223
3695 | Commercial | CrtNgsld404 | LED - 9W Flood_CFL Baseline | 0 | 0.00012339 | 0.00012339
3696 | Commercial | CscTgsld404 | LED - 9W Flood_CFL Baseline | 0 | 0.0013907 | 0.0013907
3697 | Commercial | CscNgsld404 | LED - 9W Flood_CFL Baseline | 0 | 1.5339e-05 | 1.5339e-05
3698 | Commercial | CwaTgsld404 | LED - 9W Flood_CFL Baseline | 0 | 0.0021599 | 0.0021599
3699 | Commercial | CwaNgsld404 | LED - 9W Flood_CFL Baseline | 0 | 2.3823e-05 | 2.3823e-05
3700 | Commercial | CasEgsld503 | Indoor daylight sensor | 0 | 0 | 0
3701 | Commercial | CasNgsld503 | Indoor daylight sensor | 0 | 0 | 0
3702 | Commercial | CcoEgsld503 | Indoor daylight sensor | 0 | 0 | 0
3703 | Commercial | CcoNgsld503 | Indoor daylight sensor | 0 | 0 | 0
3704 | Commercial | CdaEgsld503 | Indoor daylight sensor | 0 | 0 | 0
3705 | Commercial | CdaNgsld503 | Indoor daylight sensor | 0 | 0 | 0
3706 | Commercial | CgrEgsld503 | Indoor daylight sensor | 0 | 0 | 0
3707 | Commercial | CgrNgsld503 | Indoor daylight sensor | 0 | 0 | 0
3708 | Commercial | CheEgsld503 | Indoor daylight sensor | 0 | 0 | 0
3709 | Commercial | CheNgsld503 | Indoor daylight sensor | 0 | 0 | 0
3710 | Commercial | ChoEgsld503 | Indoor daylight sensor | 0 | 0 | 0
3711 | Commercial | ChoNgsld503 | Indoor daylight sensor | 0 | 0 | 0
3712 | Commercial | CinEgsld503 | Indoor daylight sensor | 0 | 0 | 0
3713 | Commercial | CinNgsld503 | Indoor daylight sensor | 0 | 0 | 0
3714 | Commercial | CloEgsld503 | Indoor daylight sensor | 0 | 0 | 0
3715 | Commercial | CloNgsld503 | Indoor daylight sensor | 0 | 0 | 0
3716 | Commercial | CmiEgsld503 | Indoor daylight sensor | 0 | 0 | 0
3717 | Commercial | CmiNgsld503 | Indoor daylight sensor | 0 | 0 | 0
3718 | Commercial | CofEgsld503 | Indoor daylight sensor | 0 | 0 | 0
3719 | Commercial | CofNgsld503 | Indoor daylight sensor | 0 | 0 | 0
3720 | Commercial | CreEgsld503 | Indoor daylight sensor | 0 | 0 | 0
3721 | Commercial | CreNgsld503 | Indoor daylight sensor | 0 | 0 | 0
3722 | Commercial | CrtEgsld503 | Indoor daylight sensor | 0 | 0 | 0
3723 | Commercial | CrtNgsld503 | Indoor daylight sensor | 0 | 0 | 0
3724 | Commercial | CscEgsld503 | Indoor daylight sensor | 0 | 0 | 0
3725 | Commercial | CscNgsld503 | Indoor daylight sensor | 0 | 0 | 0
3726 | Commercial | CwaEgsld503 | Indoor daylight sensor | 0 | 0 | 0
3727 | Commercial | CwaNgsld503 | Indoor daylight sensor | 0 | 0 | 0
3728 | Commercial | CgrEgsld505 | Occupancy Sensors, Ceiling Mounted | 0 | 0 | 0
3729 | Commercial | CgrNgsld505 | Occupancy Sensors, Ceiling Mounted | 0 | 0 | 0
3730 | Commercial | CasEgsld506 | Occupancy Sensors, Switch Mounted | 0 | 0 | 0
3731 | Commercial | CasNgsld506 | Occupancy Sensors, Switch Mounted | 0 | 0 | 0
3732 | Commercial | CcoEgsld506 | Occupancy Sensors, Switch Mounted | 0 | 0 | 0
3733 | Commercial | CcoNgsld506 | Occupancy Sensors, Switch Mounted | 0 | 0 | 0
3734 | Commercial | CdaEgsld506 | Occupancy Sensors, Switch Mounted | 0 | 0 | 0
3735 | Commercial | CdaNgsld506 | Occupancy Sensors, Switch Mounted | 0 | 0 | 0
3736 | Commercial | CgrEgsld506 | Occupancy Sensors, Switch Mounted | 0 | 0 | 0
3737 | Commercial | CgrNgsld506 | Occupancy Sensors, Switch Mounted | 0 | 0 | 0
3738 | Commercial | CheEgsld506 | Occupancy Sensors, Switch Mounted | 0 | 0 | 0
3739 | Commercial | CheNgsld506 | Occupancy Sensors, Switch Mounted | 0 | 0 | 0
3740 | Commercial | ChoEgsld506 | Occupancy Sensors, Switch Mounted | 0 | 0 | 0
3741 | Commercial | ChoNgsld506 | Occupancy Sensors, Switch Mounted | 0 | 0 | 0
3742 | Commercial | CinEgsld506 | Occupancy Sensors, Switch Mounted | 0 | 0 | 0
3743 | Commercial | CinNgsld506 | Occupancy Sensors, Switch Mounted | 0 | 0 | 0
3744 | Commercial | CloEgsld506 | Occupancy Sensors, Switch Mounted | 0 | 0 | 0
3745 | Commercial | CloNgsld506 | Occupancy Sensors, Switch Mounted | 0 | 0 | 0
3746 | Commercial | CmiEgsld506 | Occupancy Sensors, Switch Mounted | 0 | 0 | 0
3747 | Commercial | CmiNgsld506 | Occupancy Sensors, Switch Mounted | 0 | 0 | 0
3748 | Commercial | CofEgsld506 | Occupancy Sensors, Switch Mounted | 0 | 0 | 0
3749 | Commercial | CofNgsld506 | Occupancy Sensors, Switch Mounted | 0 | 0 | 0
3750 | Commercial | CreEgsld506 | Occupancy Sensors, Switch Mounted | 0 | 0 | 0
3751 | Commercial | CreNgsld506 | Occupancy Sensors, Switch Mounted | 0 | 0 | 0
3752 | Commercial | CrtEgsld506 | Occupancy Sensors, Switch Mounted | 0 | 0 | 0
3753 | Commercial | CrtNgsld506 | Occupancy Sensors, Switch Mounted | 0 | 0 | 0
3754 | Commercial | CwaEgsld506 | Occupancy Sensors, Switch Mounted | 0 | 0 | 0
3755 | Commercial | CwaNgsld506 | Occupancy Sensors, Switch Mounted | 0 | 0 | 0
3756 | Commercial | CasEgsld507 | Time Clock Control | 0 | 0 | 0
3757 | Commercial | CasNgsld507 | Time Clock Control | 0 | 0 | 0
3758 | Commercial | CcoEgsld507 | Time Clock Control | 0 | 0 | 0
3759 | Commercial | CcoNgsld507 | Time Clock Control | 0 | 0 | 0
3760 | Commercial | CdaEgsld507 | Time Clock Control | 0 | 0 | 0
3761 | Commercial | CdaNgsld507 | Time Clock Control | 0 | 0 | 0
3762 | Commercial | CgrEgsld507 | Time Clock Control | 0 | 0 | 0
3763 | Commercial | CgrNgsld507 | Time Clock Control | 0 | 0 | 0
3764 | Commercial | CheEgsld507 | Time Clock Control | 0 | 0 | 0
3765 | Commercial | CheNgsld507 | Time Clock Control | 0 | 0 | 0
3766 | Commercial | ChoEgsld507 | Time Clock Control | 0 | 0 | 0
3767 | Commercial | ChoNgsld507 | Time Clock Control | 0 | 0 | 0
3768 | Commercial | CinEgsld507 | Time Clock Control | 0 | 0 | 0
3769 | Commercial | CinNgsld507 | Time Clock Control | 0 | 0 | 0
3770 | Commercial | CloEgsld507 | Time Clock Control | 0 | 0 | 0
3771 | Commercial | CloNgsld507 | Time Clock Control | 0 | 0 | 0
3772 | Commercial | CmiEgsld507 | Time Clock Control | 0 | 0 | 0
3773 | Commercial | CmiNgsld507 | Time Clock Control | 0 | 0 | 0
3774 | Commercial | CofEgsld507 | Time Clock Control | 0 | 0 | 0
3775 | Commercial | CofNgsld507 | Time Clock Control | 0 | 0 | 0
3776 | Commercial | CreEgsld507 | Time Clock Control | 0 | 0 | 0
3777 | Commercial | CreNgsld507 | Time Clock Control | 0 | 0 | 0
3778 | Commercial | CrtEgsld507 | Time Clock Control | 0 | 0 | 0
3779 | Commercial | CrtNgsld507 | Time Clock Control | 0 | 0 | 0
3780 | Commercial | CscEgsld507 | Time Clock Control | 0 | 0 | 0
3781 | Commercial | CscNgsld507 | Time Clock Control | 0 | 0 | 0
3782 | Commercial | CwaEgsld507 | Time Clock Control | 0 | 0 | 0
3783 | Commercial | CwaNgsld507 | Time Clock Control | 0 | 0 | 0
3784 | Commercial | CasTgsld508 | Energy Star LED Directional Lamp | 8.4155 | 4.0712 | 4.0712
3785 | Commercial | CasNgsld508 | Energy Star LED Directional Lamp | 0.094576 | 0.045753 | 0.045753
3786 | Commercial | CcoTgsld508 | Energy Star LED Directional Lamp | 0.062754 | 0.048685 | 0.048685
3787 | Commercial | CcoNgsld508 | Energy Star LED Directional Lamp | 0.00070524 | 0.00054713 | 0.00054713
3788 | Commercial | CdaTgsld508 | Energy Star LED Directional Lamp | 0.0074344 | 0.0082827 | 0.0082827
3789 | Commercial | CdaNgsld508 | Energy Star LED Directional Lamp | 8.3682e-05 | 9.3229e-05 | 9.3229e-05
3790 | Commercial | CgrTgsld508 | Energy Star LED Directional Lamp | 0.34059 | 0.15189 | 0.15189
3791 | Commercial | CgrNgsld508 | Energy Star LED Directional Lamp | 0.0038276 | 0.0017069 | 0.0017069
3792 | Commercial | CheTgsld508 | Energy Star LED Directional Lamp | 1.7908 | 1.4826 | 1.4826
3793 | Commercial | CheNgsld508 | Energy Star LED Directional Lamp | 0.020126 | 0.016662 | 0.016662
3794 | Commercial | ChoTgsld508 | Energy Star LED Directional Lamp | 1.6361 | 1.2693 | 1.2693
3795 | Commercial | ChoNgsld508 | Energy Star LED Directional Lamp | 0.018387 | 0.014265 | 0.014265
3796 | Commercial | CinTgsld508 | Energy Star LED Directional Lamp | 1.3801 | 1.8875 | 1.8875
3797 | Commercial | CinNgsld508 | Energy Star LED Directional Lamp | 0.01551 | 0.021212 | 0.021212
3798 | Commercial | CloTgsld508 | Energy Star LED Directional Lamp | 3.554 | 5.0162 | 5.0162
3799 | Commercial | CloNgsld508 | Energy Star LED Directional Lamp | 0.039941 | 0.056373 | 0.056373
3800 | Commercial | CmiTgsld508 | Energy Star LED Directional Lamp | 3.1947 | 3.5592 | 3.5592
3801 | Commercial | CmiNgsld508 | Energy Star LED Directional Lamp | 0.03596 | 0.040063 | 0.040063
3802 | Commercial | CofTgsld508 | Energy Star LED Directional Lamp | 3.9448 | 4.3949 | 4.3949
3803 | Commercial | CofNgsld508 | Energy Star LED Directional Lamp | 0.044333 | 0.049391 | 0.049391
3804 | Commercial | CreTgsld508 | Energy Star LED Directional Lamp | 2.1125 | 1.2299 | 1.2299
3805 | Commercial | CreNgsld508 | Energy Star LED Directional Lamp | 0.023741 | 0.013822 | 0.013822
3806 | Commercial | CrtTgsld508 | Energy Star LED Directional Lamp | 3.5129 | 1.6321 | 1.6321
3807 | Commercial | CrtNgsld508 | Energy Star LED Directional Lamp | 0.039478 | 0.018341 | 0.018341
3808 | Commercial | CscTgsld508 | Energy Star LED Directional Lamp | 0.040618 | 0.045436 | 0.045436
3809 | Commercial | CscNgsld508 | Energy Star LED Directional Lamp | 0.00045647 | 0.00051062 | 0.00051062
3810 | Commercial | CwaTgsld508 | Energy Star LED Directional Lamp | 0.04246 | 0.030241 | 0.030241
3811 | Commercial | CwaNgsld508 | Energy Star LED Directional Lamp | 0.00047717 | 0.00033985 | 0.00033985
3812 | Commercial | CasTgsld509 | LED - 14W_CFL Baseline | 0.95132 | 0.46023 | 0.46023
3813 | Commercial | CasNgsld509 | LED - 14W_CFL Baseline | 0.010691 | 0.0051721 | 0.0051721
3814 | Commercial | CcoTgsld509 | LED - 14W_CFL Baseline | 0.0070939 | 0.0055035 | 0.0055035
3815 | Commercial | CcoNgsld509 | LED - 14W_CFL Baseline | 7.9722e-05 | 6.1849e-05 | 6.1849e-05
3816 | Commercial | CdaTgsld509 | LED - 14W_CFL Baseline | 0.00084032 | 0.0009362 | 0.0009362
3817 | Commercial | CdaNgsld509 | LED - 14W_CFL Baseline | 9.4586e-06 | 1.0538e-05 | 1.0538e-05
3818 | Commercial | CgrTgsld509 | LED - 14W_CFL Baseline | 0.038501 | 0.017169 | 0.017169
3819 | Commercial | CgrNgsld509 | LED - 14W_CFL Baseline | 0.00043268 | 0.00019295 | 0.00019295
3820 | Commercial | CheTgsld509 | LED - 14W_CFL Baseline | 0.20246 | 0.16762 | 0.16762
3821 | Commercial | CheNgsld509 | LED - 14W_CFL Baseline | 0.0022753 | 0.0018837 | 0.0018837
3822 | Commercial | ChoTgsld509 | LED - 14W_CFL Baseline | 0.18495 | 0.14349 | 0.14349
3823 | Commercial | ChoNgsld509 | LED - 14W_CFL Baseline | 0.0020786 | 0.0016126 | 0.0016126
3824 | Commercial | CinTgsld509 | LED - 14W_CFL Baseline | 0.15602 | 0.21338 | 0.21338
3825 | Commercial | CinNgsld509 | LED - 14W_CFL Baseline | 0.0017534 | 0.002398 | 0.002398
3826 | Commercial | CloTgsld509 | LED - 14W_CFL Baseline | 0.40176 | 0.56704 | 0.56704
3827 | Commercial | CloNgsld509 | LED - 14W_CFL Baseline | 0.004515 | 0.0063726 | 0.0063726
3828 | Commercial | CmiTgsld509 | LED - 14W_CFL Baseline | 0.3611 | 0.4023 | 0.4023
3829 | Commercial | CmiNgsld509 | LED - 14W_CFL Baseline | 0.0040645 | 0.0045282 | 0.0045282
3830 | Commercial | CofTgsld509 | LED - 14W_CFL Baseline | 0.4459 | 0.49677 | 0.49677
3831 | Commercial | CofNgsld509 | LED - 14W_CFL Baseline | 0.0050111 | 0.0055828 | 0.0055828
3832 | Commercial | CreTgsld509 | LED - 14W_CFL Baseline | 0.17057 | 0.099303 | 0.099303
3833 | Commercial | CreNgsld509 | LED - 14W_CFL Baseline | 0.0019169 | 0.001116 | 0.001116
3834 | Commercial | CrtTgsld509 | LED - 14W_CFL Baseline | 0.28365 | 0.13178 | 0.13178
3835 | Commercial | CrtNgsld509 | LED - 14W_CFL Baseline | 0.0031877 | 0.001481 | 0.001481
3836 | Commercial | CscTgsld509 | LED - 14W_CFL Baseline | 0.0045915 | 0.0051362 | 0.0051362
3837 | Commercial | CscNgsld509 | LED - 14W_CFL Baseline | 5.1601e-05 | 5.7722e-05 | 5.7722e-05
3838 | Commercial | CwaTgsld509 | LED - 14W_CFL Baseline | 0.0047992 | 0.0034181 | 0.0034181
3839 | Commercial | CwaNgsld509 | LED - 14W_CFL Baseline | 5.3935e-05 | 3.8413e-05 | 3.8413e-05
3840 | Commercial | CgrTgsld512 | LED High Bay_HID Baseline | 0.3753 | 0.16736 | 0.16736
3841 | Commercial | CgrNgsld512 | LED High Bay_HID Baseline | 0.0041394 | 0.001846 | 0.001846
3842 | Commercial | ChoTgsld512 | LED High Bay_HID Baseline | 0 | 0 | 0
3843 | Commercial | ChoNgsld512 | LED High Bay_HID Baseline | 0 | 0 | 0
3844 | Commercial | CloTgsld512 | LED High Bay_HID Baseline | 0 | 0 | 0
3845 | Commercial | CloNgsld512 | LED High Bay_HID Baseline | 0 | 0 | 0
3846 | Commercial | CreTgsld512 | LED High Bay_HID Baseline | 0 | 0 | 0
3847 | Commercial | CreNgsld512 | LED High Bay_HID Baseline | 0 | 0 | 0
3848 | Commercial | CgrTgsld513 | LED High Bay_LF Baseline | 0.10667 | 0.047571 | 0.047571
3849 | Commercial | CgrNgsld513 | LED High Bay_LF Baseline | 0.0011766 | 0.00052469 | 0.00052469
3850 | Commercial | CasTgsld515 | LED Linear - Lamp Replacement | 0 | 0 | 0
3851 | Commercial | CasNgsld515 | LED Linear - Lamp Replacement | 0 | 0 | 0
3852 | Commercial | CcoTgsld515 | LED Linear - Lamp Replacement | 0 | 0 | 0
3853 | Commercial | CcoNgsld515 | LED Linear - Lamp Replacement | 0 | 0 | 0
3854 | Commercial | CdaTgsld515 | LED Linear - Lamp Replacement | 0 | 0 | 0
3855 | Commercial | CdaNgsld515 | LED Linear - Lamp Replacement | 0 | 0 | 0
3856 | Commercial | CgrTgsld515 | LED Linear - Lamp Replacement | 0 | 0 | 0
3857 | Commercial | CgrNgsld515 | LED Linear - Lamp Replacement | 0 | 0 | 0
3858 | Commercial | CheTgsld515 | LED Linear - Lamp Replacement | 0 | 0 | 0
3859 | Commercial | CheNgsld515 | LED Linear - Lamp Replacement | 0 | 0 | 0
3860 | Commercial | ChoTgsld515 | LED Linear - Lamp Replacement | 0 | 0 | 0
3861 | Commercial | ChoNgsld515 | LED Linear - Lamp Replacement | 0 | 0 | 0
3862 | Commercial | CinTgsld515 | LED Linear - Lamp Replacement | 0 | 0 | 0
3863 | Commercial | CinNgsld515 | LED Linear - Lamp Replacement | 0 | 0 | 0
3864 | Commercial | CloTgsld515 | LED Linear - Lamp Replacement | 0 | 0 | 0
3865 | Commercial | CloNgsld515 | LED Linear - Lamp Replacement | 0 | 0 | 0
3866 | Commercial | CmiTgsld515 | LED Linear - Lamp Replacement | 0 | 0 | 0
3867 | Commercial | CmiNgsld515 | LED Linear - Lamp Replacement | 0 | 0 | 0
3868 | Commercial | CofTgsld515 | LED Linear - Lamp Replacement | 0 | 0 | 0
3869 | Commercial | CofNgsld515 | LED Linear - Lamp Replacement | 0 | 0 | 0
3870 | Commercial | CreTgsld515 | LED Linear - Lamp Replacement | 0 | 0 | 0
3871 | Commercial | CreNgsld515 | LED Linear - Lamp Replacement | 0 | 0 | 0
3872 | Commercial | CrtTgsld515 | LED Linear - Lamp Replacement | 0 | 0 | 0
3873 | Commercial | CrtNgsld515 | LED Linear - Lamp Replacement | 0 | 0 | 0
3874 | Commercial | CwaTgsld515 | LED Linear - Lamp Replacement | 0 | 0 | 0
3875 | Commercial | CwaNgsld515 | LED Linear - Lamp Replacement | 0 | 0 | 0
3876 | Commercial | CasEgsld702 | Engine Block Timer | 0 | 0 | 0
3877 | Commercial | CasNgsld702 | Engine Block Timer | 0 | 0 | 0
3878 | Commercial | CcoEgsld702 | Engine Block Timer | 0.12159 | 0.1218 | 0.1218
3879 | Commercial | CcoNgsld702 | Engine Block Timer | 0.0053644 | 0.0053738 | 0.0053738
3880 | Commercial | CdaEgsld702 | Engine Block Timer | 0.013346 | 0.014135 | 0.014135
3881 | Commercial | CdaNgsld702 | Engine Block Timer | 0.0001472 | 0.0001559 | 0.0001559
3882 | Commercial | CgrEgsld702 | Engine Block Timer | 0 | 0 | 0
3883 | Commercial | CgrNgsld702 | Engine Block Timer | 0 | 0 | 0
3884 | Commercial | CheEgsld702 | Engine Block Timer | 0.29475 | 0.30551 | 0.30551
3885 | Commercial | CheNgsld702 | Engine Block Timer | 0.013004 | 0.013479 | 0.013479
3886 | Commercial | ChoEgsld702 | Engine Block Timer | 0.10651 | 0.10669 | 0.10669
3887 | Commercial | ChoNgsld702 | Engine Block Timer | 0.0046989 | 0.0047071 | 0.0047071
3888 | Commercial | CinEgsld702 | Engine Block Timer | 0.63825 | 0.69287 | 0.69287
3889 | Commercial | CinNgsld702 | Engine Block Timer | 0.0070397 | 0.0076421 | 0.0076421
3890 | Commercial | CloEgsld702 | Engine Block Timer | 0.62841 | 0.73075 | 0.73075
3891 | Commercial | CloNgsld702 | Engine Block Timer | 0.027725 | 0.03224 | 0.03224
3892 | Commercial | CmiEgsld702 | Engine Block Timer | 0 | 0 | 0
3893 | Commercial | CmiNgsld702 | Engine Block Timer | 0 | 0 | 0
3894 | Commercial | CofEgsld702 | Engine Block Timer | 12.9101 | 13.6738 | 13.6738
3895 | Commercial | CofNgsld702 | Engine Block Timer | 0.14239 | 0.15082 | 0.15082
3896 | Commercial | CreEgsld702 | Engine Block Timer | 0 | 0 | 0
3897 | Commercial | CreNgsld702 | Engine Block Timer | 0 | 0 | 0
3898 | Commercial | CrtEgsld702 | Engine Block Timer | 0 | 0 | 0
3899 | Commercial | CrtNgsld702 | Engine Block Timer | 0 | 0 | 0
3900 | Commercial | CscEgsld702 | Engine Block Timer | 0 | 0 | 0
3901 | Commercial | CscNgsld702 | Engine Block Timer | 0 | 0 | 0
3902 | Commercial | CwaEgsld702 | Engine Block Timer | 0 | 0 | 0
3903 | Commercial | CwaNgsld702 | Engine Block Timer | 0 | 0 | 0
3904 | Commercial | CdaEgsld804 | Demand Defrost | 0 | 0 | 0
3905 | Commercial | CdaNgsld804 | Demand Defrost | 0 | 0 | 0
3906 | Commercial | CgrEgsld804 | Demand Defrost | 11.7936 | 9.3294 | 9.3294
3907 | Commercial | CgrNgsld804 | Demand Defrost | 0 | 0 | 0
3908 | Commercial | ChoEgsld804 | Demand Defrost | 0 | 0 | 0
3909 | Commercial | ChoNgsld804 | Demand Defrost | 0 | 0 | 0
3910 | Commercial | CloEgsld804 | Demand Defrost | 0 | 0 | 0
3911 | Commercial | CloNgsld804 | Demand Defrost | 0 | 0 | 0
3912 | Commercial | CreEgsld804 | Demand Defrost | 0 | 0 | 0
3913 | Commercial | CreNgsld804 | Demand Defrost | 0 | 0 | 0
3914 | Commercial | CrtEgsld804 | Demand Defrost | 0 | 0 | 0
3915 | Commercial | CrtNgsld804 | Demand Defrost | 0 | 0 | 0
3916 | Commercial | CdaEgsld805 | Floating Head Pressure Controls | 0 | 0 | 0
3917 | Commercial | CdaNgsld805 | Floating Head Pressure Controls | 0 | 0 | 0
3918 | Commercial | CgrEgsld805 | Floating Head Pressure Controls | 4.572 | 3.6167 | 3.6167
3919 | Commercial | CgrNgsld805 | Floating Head Pressure Controls | 0.021512 | 0.017017 | 0.017017
3920 | Commercial | ChoEgsld805 | Floating Head Pressure Controls | 0 | 0 | 0
3921 | Commercial | ChoNgsld805 | Floating Head Pressure Controls | 0 | 0 | 0
3922 | Commercial | CloEgsld805 | Floating Head Pressure Controls | 0 | 0 | 0
3923 | Commercial | CloNgsld805 | Floating Head Pressure Controls | 0 | 0 | 0
3924 | Commercial | CreEgsld805 | Floating Head Pressure Controls | 0 | 0 | 0
3925 | Commercial | CreNgsld805 | Floating Head Pressure Controls | 0 | 0 | 0
3926 | Commercial | CrtEgsld805 | Floating Head Pressure Controls | 0 | 0 | 0
3927 | Commercial | CrtNgsld805 | Floating Head Pressure Controls | 0 | 0 | 0
3928 | Commercial | CgrEgsld807 | Refrigeration Commissioning | 2.7767 | 2.1965 | 2.1965
3929 | Commercial | CgrNgsld807 | Refrigeration Commissioning | 0.013065 | 0.010335 | 0.010335
3930 | Commercial | CreEgsld807 | Refrigeration Commissioning | 0 | 0 | 0
3931 | Commercial | CreNgsld807 | Refrigeration Commissioning | 0 | 0 | 0
3932 | Commercial | CdaEgsld809 | Refrigeration Economizer | 0 | 0 | 0
3933 | Commercial | CdaNgsld809 | Refrigeration Economizer | 0 | 0 | 0
3934 | Commercial | CgrEgsld809 | Refrigeration Economizer | 9.845 | 7.788 | 7.788
3935 | Commercial | CgrNgsld809 | Refrigeration Economizer | 0.1359 | 0.10751 | 0.10751
3936 | Commercial | ChoEgsld809 | Refrigeration Economizer | 0 | 0 | 0
3937 | Commercial | ChoNgsld809 | Refrigeration Economizer | 0 | 0 | 0
3938 | Commercial | CloEgsld809 | Refrigeration Economizer | 0 | 0 | 0
3939 | Commercial | CloNgsld809 | Refrigeration Economizer | 0 | 0 | 0
3940 | Commercial | CreEgsld809 | Refrigeration Economizer | 0 | 0 | 0
3941 | Commercial | CreNgsld809 | Refrigeration Economizer | 0 | 0 | 0
3942 | Commercial | CrtEgsld809 | Refrigeration Economizer | 0 | 0 | 0
3943 | Commercial | CrtNgsld809 | Refrigeration Economizer | 0 | 0 | 0
3944 | Commercial | CasEgsld810 | Suction Pipe Insulation - Freezers | 0 | 0 | 0
3945 | Commercial | CasNgsld810 | Suction Pipe Insulation - Freezers | 0 | 0 | 0
3946 | Commercial | CcoEgsld810 | Suction Pipe Insulation - Freezers | 0 | 0 | 0
3947 | Commercial | CcoNgsld810 | Suction Pipe Insulation - Freezers | 0 | 0 | 0
3948 | Commercial | CdaEgsld810 | Suction Pipe Insulation - Freezers | 0 | 0 | 0
3949 | Commercial | CdaNgsld810 | Suction Pipe Insulation - Freezers | 0 | 0 | 0
3950 | Commercial | CgrEgsld810 | Suction Pipe Insulation - Freezers | 0.36466 | 0.28847 | 0.28847
3951 | Commercial | CgrNgsld810 | Suction Pipe Insulation - Freezers | 0 | 0 | 0
3952 | Commercial | CheEgsld810 | Suction Pipe Insulation - Freezers | 0 | 0 | 0
3953 | Commercial | CheNgsld810 | Suction Pipe Insulation - Freezers | 0 | 0 | 0
3954 | Commercial | ChoEgsld810 | Suction Pipe Insulation - Freezers | 0 | 0 | 0
3955 | Commercial | ChoNgsld810 | Suction Pipe Insulation - Freezers | 0 | 0 | 0
3956 | Commercial | CinEgsld810 | Suction Pipe Insulation - Freezers | 0 | 0 | 0
3957 | Commercial | CinNgsld810 | Suction Pipe Insulation - Freezers | 0 | 0 | 0
3958 | Commercial | CloEgsld810 | Suction Pipe Insulation - Freezers | 0 | 0 | 0
3959 | Commercial | CloNgsld810 | Suction Pipe Insulation - Freezers | 0 | 0 | 0
3960 | Commercial | CmiEgsld810 | Suction Pipe Insulation - Freezers | 0 | 0 | 0
3961 | Commercial | CmiNgsld810 | Suction Pipe Insulation - Freezers | 0 | 0 | 0
3962 | Commercial | CofEgsld810 | Suction Pipe Insulation - Freezers | 0 | 0 | 0
3963 | Commercial | CofNgsld810 | Suction Pipe Insulation - Freezers | 0 | 0 | 0
3964 | Commercial | CreEgsld810 | Suction Pipe Insulation - Freezers | 0 | 0 | 0
3965 | Commercial | CreNgsld810 | Suction Pipe Insulation - Freezers | 0 | 0 | 0
3966 | Commercial | CrtEgsld810 | Suction Pipe Insulation - Freezers | 0 | 0 | 0
3967 | Commercial | CrtNgsld810 | Suction Pipe Insulation - Freezers | 0 | 0 | 0
3968 | Commercial | CscEgsld810 | Suction Pipe Insulation - Freezers | 0 | 0 | 0
3969 | Commercial | CscNgsld810 | Suction Pipe Insulation - Freezers | 0 | 0 | 0
3970 | Commercial | CwaEgsld810 | Suction Pipe Insulation - Freezers | 0 | 0 | 0
3971 | Commercial | CwaNgsld810 | Suction Pipe Insulation - Freezers | 0 | 0 | 0
3972 | Commercial | CasTgsld825 | Energy Star Ice Maker | 0.018123 | 0.014336 | 0.014336
3973 | Commercial | CasNgsld825 | Energy Star Ice Maker | 0.00014016 | 0.00011087 | 0.00011087
3974 | Commercial | CcoTgsld825 | Energy Star Ice Maker | 0.028357 | 0.022432 | 0.022432
3975 | Commercial | CcoNgsld825 | Energy Star Ice Maker | 0.00021931 | 0.00017349 | 0.00017349
3976 | Commercial | CdaTgsld825 | Energy Star Ice Maker | 0 | 0 | 0
3977 | Commercial | CdaNgsld825 | Energy Star Ice Maker | 0 | 0 | 0
3978 | Commercial | CgrTgsld825 | Energy Star Ice Maker | 0.52169 | 0.41269 | 0.41269
3979 | Commercial | CgrNgsld825 | Energy Star Ice Maker | 0.0040348 | 0.0031917 | 0.0031917
3980 | Commercial | CheTgsld825 | Energy Star Ice Maker | 0.0028693 | 0.0022698 | 0.0022698
3981 | Commercial | CheNgsld825 | Energy Star Ice Maker | 2.2191e-05 | 1.7554e-05 | 1.7554e-05
3982 | Commercial | ChoTgsld825 | Energy Star Ice Maker | 0.0052277 | 0.0041354 | 0.0041354
3983 | Commercial | ChoNgsld825 | Energy Star Ice Maker | 4.0431e-05 | 3.1983e-05 | 3.1983e-05
3984 | Commercial | CinTgsld825 | Energy Star Ice Maker | 0 | 0 | 0
3985 | Commercial | CinNgsld825 | Energy Star Ice Maker | 0 | 0 | 0
3986 | Commercial | CloTgsld825 | Energy Star Ice Maker | 0.017804 | 0.014084 | 0.014084
3987 | Commercial | CloNgsld825 | Energy Star Ice Maker | 0.0001377 | 0.00010893 | 0.00010893
3988 | Commercial | CmiTgsld825 | Energy Star Ice Maker | 0 | 0 | 0
3989 | Commercial | CmiNgsld825 | Energy Star Ice Maker | 0 | 0 | 0
3990 | Commercial | CofTgsld825 | Energy Star Ice Maker | 0 | 0 | 0
3991 | Commercial | CofNgsld825 | Energy Star Ice Maker | 0 | 0 | 0
3992 | Commercial | CreTgsld825 | Energy Star Ice Maker | 0.18854 | 0.151 | 0.151
3993 | Commercial | CreNgsld825 | Energy Star Ice Maker | 0.0014582 | 0.0011678 | 0.0011678
3994 | Commercial | CrtTgsld825 | Energy Star Ice Maker | 0.060045 | 0.047499 | 0.047499
3995 | Commercial | CrtNgsld825 | Energy Star Ice Maker | 0.00046439 | 0.00036735 | 0.00036735
3996 | Commercial | CscTgsld825 | Energy Star Ice Maker | 0.00055692 | 0.00045235 | 0.00045235
3997 | Commercial | CscNgsld825 | Energy Star Ice Maker | 4.3072e-06 | 3.4985e-06 | 3.4985e-06
3998 | Commercial | CwaTgsld825 | Energy Star Ice Maker | 0 | 0 | 0
3999 | Commercial | CwaNgsld825 | Energy Star Ice Maker | 0 | 0 | 0
4000 | Commercial | CasEgsld828 | Water Cooled Refrigeration Heat Recovery | 0.14422 | 0.21964 | 0.21964
4001 | Commercial | CasNgsld828 | Water Cooled Refrigeration Heat Recovery | 0.00080198 | 0.0012214 | 0.0012214
4002 | Commercial | CcoEgsld828 | Water Cooled Refrigeration Heat Recovery | 0.041845 | 0.05082 | 0.05082
4003 | Commercial | CcoNgsld828 | Water Cooled Refrigeration Heat Recovery | 0.0002327 | 0.00028261 | 0.00028261
4004 | Commercial | CdaEgsld828 | Water Cooled Refrigeration Heat Recovery | 0.002892 | 0.0035123 | 0.0035123
4005 | Commercial | CdaNgsld828 | Water Cooled Refrigeration Heat Recovery | 1.6083e-05 | 1.9532e-05 | 1.9532e-05
4006 | Commercial | CgrEgsld828 | Water Cooled Refrigeration Heat Recovery | 0.030447 | 0.04637 | 0.04637
4007 | Commercial | CgrNgsld828 | Water Cooled Refrigeration Heat Recovery | 0.00016931 | 0.00025787 | 0.00025787
4008 | Commercial | CheEgsld828 | Water Cooled Refrigeration Heat Recovery | 0.039646 | 0.048149 | 0.048149
4009 | Commercial | CheNgsld828 | Water Cooled Refrigeration Heat Recovery | 0.00025442 | 0.00030898 | 0.00030898
4010 | Commercial | ChoEgsld828 | Water Cooled Refrigeration Heat Recovery | 0.023181 | 0.028153 | 0.028153
4011 | Commercial | ChoNgsld828 | Water Cooled Refrigeration Heat Recovery | 0.00012891 | 0.00015656 | 0.00015656
4012 | Commercial | CinEgsld828 | Water Cooled Refrigeration Heat Recovery | 0.037476 | 0.045514 | 0.045514
4013 | Commercial | CinNgsld828 | Water Cooled Refrigeration Heat Recovery | 0.0002084 | 0.0002531 | 0.0002531
4014 | Commercial | CloEgsld828 | Water Cooled Refrigeration Heat Recovery | 0.26716 | 1.0712 | 1.0712
4015 | Commercial | CloNgsld828 | Water Cooled Refrigeration Heat Recovery | 0.0014857 | 0.005957 | 0.005957
4016 | Commercial | CmiEgsld828 | Water Cooled Refrigeration Heat Recovery | 0.18763 | 0.28576 | 0.28576
4017 | Commercial | CmiNgsld828 | Water Cooled Refrigeration Heat Recovery | 0.0010434 | 0.0015891 | 0.0015891
4018 | Commercial | CofEgsld828 | Water Cooled Refrigeration Heat Recovery | 0.50912 | 0.77539 | 0.77539
4019 | Commercial | CofNgsld828 | Water Cooled Refrigeration Heat Recovery | 0.0028312 | 0.0043119 | 0.0043119
4020 | Commercial | CreEgsld828 | Water Cooled Refrigeration Heat Recovery | 1.6322 | 2.4859 | 2.4859
4021 | Commercial | CreNgsld828 | Water Cooled Refrigeration Heat Recovery | 0.0090768 | 0.013824 | 0.013824
4022 | Commercial | CrtEgsld828 | Water Cooled Refrigeration Heat Recovery | 0.25642 | 0.39052 | 0.39052
4023 | Commercial | CrtNgsld828 | Water Cooled Refrigeration Heat Recovery | 0.0014259 | 0.0021717 | 0.0021717
4024 | Commercial | CscEgsld828 | Water Cooled Refrigeration Heat Recovery | 0.3527 | 0.53716 | 0.53716
4025 | Commercial | CscNgsld828 | Water Cooled Refrigeration Heat Recovery | 0.0019613 | 0.0029871 | 0.0029871
4026 | Commercial | CwaEgsld828 | Water Cooled Refrigeration Heat Recovery | 0.05539 | 0.084359 | 0.084359
4027 | Commercial | CwaNgsld828 | Water Cooled Refrigeration Heat Recovery | 0.00030802 | 0.00046912 | 0.00046912
4028 | Commercial | CasEgsld829 | Zero Energy Doors | 0.18265 | 0.14449 | 0.14449
4029 | Commercial | CasNgsld829 | Zero Energy Doors | 0.0020146 | 0.0015936 | 0.0015936
4030 | Commercial | CcoEgsld829 | Zero Energy Doors | 0.0135 | 0.010679 | 0.010679
4031 | Commercial | CcoNgsld829 | Zero Energy Doors | 0.0001489 | 0.00011779 | 0.00011779
4032 | Commercial | CdaEgsld829 | Zero Energy Doors | 0.00046017 | 0.00037377 | 0.00037377
4033 | Commercial | CdaNgsld829 | Zero Energy Doors | 5.0756e-06 | 4.1226e-06 | 4.1226e-06
4034 | Commercial | CgrEgsld829 | Zero Energy Doors | 4.9059 | 3.8809 | 3.8809
4035 | Commercial | CgrNgsld829 | Zero Energy Doors | 0.023083 | 0.01826 | 0.01826
4036 | Commercial | CheEgsld829 | Zero Energy Doors | 0.001485 | 0.0011747 | 0.0011747
4037 | Commercial | CheNgsld829 | Zero Energy Doors | 1.6379e-05 | 1.2957e-05 | 1.2957e-05
4038 | Commercial | ChoEgsld829 | Zero Energy Doors | 0.013013 | 0.010294 | 0.010294
4039 | Commercial | ChoNgsld829 | Zero Energy Doors | 0.00014353 | 0.00011354 | 0.00011354
4040 | Commercial | CinEgsld829 | Zero Energy Doors | 0 | 0 | 0
4041 | Commercial | CinNgsld829 | Zero Energy Doors | 0 | 0 | 0
4042 | Commercial | CloEgsld829 | Zero Energy Doors | 0.097481 | 0.077113 | 0.077113
4043 | Commercial | CloNgsld829 | Zero Energy Doors | 0.0010752 | 0.00085053 | 0.00085053
4044 | Commercial | CmiEgsld829 | Zero Energy Doors | 0 | 0 | 0
4045 | Commercial | CmiNgsld829 | Zero Energy Doors | 0 | 0 | 0
4046 | Commercial | CofEgsld829 | Zero Energy Doors | 0 | 0 | 0
4047 | Commercial | CofNgsld829 | Zero Energy Doors | 0 | 0 | 0
4048 | Commercial | CreEgsld829 | Zero Energy Doors | 2.8444 | 2.278 | 2.278
4049 | Commercial | CreNgsld829 | Zero Energy Doors | 0.031372 | 0.025126 | 0.025126
4050 | Commercial | CrtEgsld829 | Zero Energy Doors | 1.9676 | 1.5565 | 1.5565
4051 | Commercial | CrtNgsld829 | Zero Energy Doors | 0.021702 | 0.017167 | 0.017167
4052 | Commercial | CscEgsld829 | Zero Energy Doors | 0.0022701 | 0.0018439 | 0.0018439
4053 | Commercial | CscNgsld829 | Zero Energy Doors | 2.5039e-05 | 2.0337e-05 | 2.0337e-05
4054 | Commercial | CwaEgsld829 | Zero Energy Doors | 0.0010797 | 0.00087698 | 0.00087698
4055 | Commercial | CwaNgsld829 | Zero Energy Doors | 1.1909e-05 | 9.6728e-06 | 9.6728e-06
4056 | Commercial | CheEgsld901 | Drain water heat recovery | 0 | 0 | 0
4057 | Commercial | CheNgsld901 | Drain water heat recovery | 0 | 0 | 0
4058 | Commercial | ChoEgsld901 | Drain water heat recovery | 0 | 0 | 0
4059 | Commercial | ChoNgsld901 | Drain water heat recovery | 0 | 0 | 0
4060 | Commercial | CloEgsld901 | Drain water heat recovery | 0 | 0 | 0
4061 | Commercial | CloNgsld901 | Drain water heat recovery | 0 | 0 | 0
4062 | Commercial | CasEgsld902 | Faucet Aerator | 0.30328 | 0.4619 | 0.4619
4063 | Commercial | CasNgsld902 | Faucet Aerator | 0.0016865 | 0.0025686 | 0.0025686
4064 | Commercial | CgrEgsld902 | Faucet Aerator | 0.071447 | 0.10881 | 0.10881
4065 | Commercial | CgrNgsld902 | Faucet Aerator | 0.00039732 | 0.00060512 | 0.00060512
4066 | Commercial | CheEgsld902 | Faucet Aerator | 0.13746 | 0.16694 | 0.16694
4067 | Commercial | CheNgsld902 | Faucet Aerator | 0.00076439 | 0.00092834 | 0.00092834
4068 | Commercial | CloEgsld902 | Faucet Aerator | 0.89567 | 3.5913 | 3.5913
4069 | Commercial | CloNgsld902 | Faucet Aerator | 0.0049808 | 0.019971 | 0.019971
4070 | Commercial | CofEgsld902 | Faucet Aerator | 1.4276 | 2.1742 | 2.1742
4071 | Commercial | CofNgsld902 | Faucet Aerator | 0.0079387 | 0.012091 | 0.012091
4072 | Commercial | CreEgsld902 | Faucet Aerator | 3.7866 | 5.767 | 5.767
4073 | Commercial | CreNgsld902 | Faucet Aerator | 0.021057 | 0.03207 | 0.03207
4074 | Commercial | CrtEgsld902 | Faucet Aerator | 0.53923 | 0.82125 | 0.82125
4075 | Commercial | CrtNgsld902 | Faucet Aerator | 0.0029987 | 0.004567 | 0.004567
4076 | Commercial | CscEgsld902 | Faucet Aerator | 0.74171 | 1.1296 | 1.1296
4077 | Commercial | CscNgsld902 | Faucet Aerator | 0.0041246 | 0.0062818 | 0.0062818
4078 | Commercial | CwaEgsld902 | Faucet Aerator | 0.11648 | 0.1774 | 0.1774
4079 | Commercial | CwaNgsld902 | Faucet Aerator | 0.00064775 | 0.00098652 | 0.00098652
4080 | Commercial | CdaEgsld904 | Demand Controlled Circulating Systems | 0.0030731 | 0.0037322 | 0.0037322
4081 | Commercial | CdaNgsld904 | Demand Controlled Circulating Systems | 1.7089e-05 | 2.0755e-05 | 2.0755e-05
4082 | Commercial | CheTgsld909 | Solar Thermal Water Heating System Commercial | 0.23819 | 0.28928 | 0.28928
4083 | Commercial | CheNgsld909 | Solar Thermal Water Heating System Commercial | 0.0026272 | 0.0031907 | 0.0031907
4084 | Commercial | CloTgsld909 | Solar Thermal Water Heating System Commercial | 1.5521 | 6.2233 | 6.2233
4085 | Commercial | CloNgsld909 | Solar Thermal Water Heating System Commercial | 0.017119 | 0.068641 | 0.068641
4086 | Commercial | CheTgsld911 | Heat Pump Water Heater | 0.28789 | 0.34964 | 0.34964
4087 | Commercial | CheNgsld911 | Heat Pump Water Heater | 0.0031753 | 0.0038564 | 0.0038564
4088 | Commercial | ChoTgsld911 | Heat Pump Water Heater | 0.21454 | 0.26055 | 0.26055
4089 | Commercial | ChoNgsld911 | Heat Pump Water Heater | 0.0023663 | 0.0028738 | 0.0028738
4090 | Commercial | CscTgsld911 | Heat Pump Water Heater | 1.5535 | 2.3659 | 2.3659
4091 | Commercial | CscNgsld911 | Heat Pump Water Heater | 0.017134 | 0.026095 | 0.026095
4092 | Commercial | ChoEgsld1001 | Commercial Strategic Energy Management | 0 | 0 | 0
4093 | Commercial | ChoNgsld1001 | Commercial Strategic Energy Management | 0 | 0 | 0
4094 | Commercial | ChoEgsld1002 | Retro-Commissioning (Existing Construction)_SC | 0 | 0 | 0
4095 | Commercial | CreEgsld1002 | Retro-Commissioning (Existing Construction)_SC | 0.22325 | 0 | 0
4096 | Commercial | CreEgsld1003 | Retro-Commissioning (Existing Construction)_SH | 0 | 0 | 0
4097 | Commercial | ChoEgsld1004 | Retro-Commissioning (Existing Construction)_VT | 1.0615 | 0.83817 | 0.83817
4098 | Commercial | CreEgsld1004 | Retro-Commissioning (Existing Construction)_VT | 2.4716 | 1.8409 | 1.8409
4099 | Commercial | ChoNgsld1005 | LEED New Construction Whole Building | 0 | 0.0089301 | 0.0089301
4100 | Demand Response (Residential) | DRRSFrs101 | EV Charging (telematics) | Not Applicable * | Not Applicable * | Not Applicable *
4101 | Demand Response (Residential) | DRRMFrs102 | EV Charging (telematics) | Not Applicable * | Not Applicable * | Not Applicable *
4102 | Demand Response (Residential) | DRRMOrs103 | EV Charging (telematics) | Not Applicable * | Not Applicable * | Not Applicable *
4103 | Demand Response (Residential) | DRRSFrs119 | Smart thermostats - BYOT | Not Applicable * | Not Applicable * | Not Applicable *
4104 | Demand Response (Residential) | DRRMFrs120 | Smart thermostats - BYOT | Not Applicable * | Not Applicable * | Not Applicable *
4105 | Demand Response (Residential) | DRRMOrs121 | Smart thermostats - BYOT | Not Applicable * | Not Applicable * | Not Applicable *
4106 | Demand Response (Commercial) | DRCgsd201 | EV Charging (telematics) | Not Applicable * | Not Applicable * | Not Applicable *
4107 | Demand Response (Commercial) | DRCgsd202 | EV Charging (telematics) | Not Applicable * | Not Applicable * | Not Applicable *
4108 | Demand Response (Commercial) | DRCgsd203 | EV Charging (telematics) | Not Applicable * | Not Applicable * | Not Applicable *
4109 | Demand Response (Commercial) | DRCgsd204 | EV Charging (telematics) | Not Applicable * | Not Applicable * | Not Applicable *
4110 | Demand Response (Commercial) | DRCgsd205 | EV Charging (external switch) | Not Applicable * | Not Applicable * | Not Applicable *
4111 | Demand Response (Commercial) | DRCgsd206 | EV Charging (external switch) | Not Applicable * | Not Applicable * | Not Applicable *
4112 | Demand Response (Commercial) | DRCgsd207 | EV Charging (external switch) | Not Applicable * | Not Applicable * | Not Applicable *
4113 | Demand Response (Commercial) | DRCgsd208 | EV Charging (external switch) | Not Applicable * | Not Applicable * | Not Applicable *
4114 | Demand Response (Commercial) | DRCgsd209 | Central air conditioner - Load Shed | Not Applicable * | Not Applicable * | Not Applicable *
4115 | Demand Response (Commercial) | DRCgsd210 | Central air conditioner - Load Shed | Not Applicable * | Not Applicable * | Not Applicable *
4116 | Demand Response (Commercial) | DRCgsd211 | Central air conditioner - Load Shed | Not Applicable * | Not Applicable * | Not Applicable *
4117 | Demand Response (Commercial) | DRCgsd212 | Central air conditioner - Load Shed | Not Applicable * | Not Applicable * | Not Applicable *
4118 | Demand Response (Commercial) | DRCgsd213 | Central air conditioner - 50% cycling | Not Applicable * | Not Applicable * | Not Applicable *
4119 | Demand Response (Commercial) | DRCgsd214 | Central air conditioner - 50% cycling | Not Applicable * | Not Applicable * | Not Applicable *
4120 | Demand Response (Commercial) | DRCgsd215 | Central air conditioner - 50% cycling | Not Applicable * | Not Applicable * | Not Applicable *
4121 | Demand Response (Commercial) | DRCgsd216 | Central air conditioner - 50% cycling | Not Applicable * | Not Applicable * | Not Applicable *
4122 | Demand Response (Commercial) | DRCgsd217 | Smart thermostats - Utility Installation | Not Applicable * | Not Applicable * | Not Applicable *
4123 | Demand Response (Commercial) | DRCgsd218 | Smart thermostats - Utility Installation | Not Applicable * | Not Applicable * | Not Applicable *
4124 | Demand Response (Commercial) | DRCgsd219 | Smart thermostats - Utility Installation | Not Applicable * | Not Applicable * | Not Applicable *
4125 | Demand Response (Commercial) | DRCgsd220 | Smart thermostats - Utility Installation | Not Applicable * | Not Applicable * | Not Applicable *
4126 | Demand Response (Commercial) | DRCgsd221 | Smart thermostats - BYOT | Not Applicable * | Not Applicable * | Not Applicable *
4127 | Demand Response (Commercial) | DRCgsd222 | Smart thermostats - BYOT | Not Applicable * | Not Applicable * | Not Applicable *
4128 | Demand Response (Commercial) | DRCgsd223 | Smart thermostats - BYOT | Not Applicable * | Not Applicable * | Not Applicable *
4129 | Demand Response (Commercial) | DRCgsd224 | Smart thermostats - BYOT | Not Applicable * | Not Applicable * | Not Applicable *
4130 | Demand Response (Commercial) | DRCgsd226 | Central Heating - Load Shed | Not Applicable * | Not Applicable * | Not Applicable *
4131 | Demand Response (Commercial) | DRCgsd227 | Central Heating - Load Shed | Not Applicable * | Not Applicable * | Not Applicable *
4132 | Demand Response (Commercial) | DRCgsd228 | Central Heating - Load Shed | Not Applicable * | Not Applicable * | Not Applicable *
4133 | Demand Response (Commercial) | DRCgsd232 | Central Heating - 50% cycling | Not Applicable * | Not Applicable * | Not Applicable *
4134 | Demand Response (Commercial) | DRCgsd235 | CPP + Tech | Not Applicable * | Not Applicable * | Not Applicable *
4135 | Demand Response (Commercial) | DRCgsd236 | CPP + Tech | Not Applicable * | Not Applicable * | Not Applicable *
4136 | Demand Response (Industrial) | DRIgsld301 | Auto DR | Not Applicable * | Not Applicable * | Not Applicable *
4137 | Demand Response (Industrial) | DRIgsld302 | Auto DR | Not Applicable * | Not Applicable * | Not Applicable *
4138 | Demand Response (Industrial) | DRIgsld303 | Auto DR | Not Applicable * | Not Applicable * | Not Applicable *
4139 | Demand Response (Industrial) | DRIgsld304 | Auto DR | Not Applicable * | Not Applicable * | Not Applicable *
4140 | Demand Response (Industrial) | DRIgsld305 | CPP | Not Applicable * | Not Applicable * | Not Applicable *
4141 | Demand Response (Industrial) | DRIgsld306 | CPP | Not Applicable * | Not Applicable * | Not Applicable *
4142 | Demand Response (Industrial) | DRIgsld307 | CPP | Not Applicable * | Not Applicable * | Not Applicable *
4143 | Demand Response (Industrial) | DRIgsld308 | CPP | Not Applicable * | Not Applicable * | Not Applicable *
4144 | Demand Response (Industrial) | DRIgsld309 | Firm Service Level | Not Applicable * | Not Applicable * | Not Applicable *
4145 | Demand Response (Industrial) | DRIgsld310 | Firm Service Level | Not Applicable * | Not Applicable * | Not Applicable *
4146 | Demand Response (Industrial) | DRIgsld311 | Firm Service Level | Not Applicable * | Not Applicable * | Not Applicable *
4147 | Demand Response (Industrial) | DRIgsld312 | Firm Service Level | Not Applicable * | Not Applicable * | Not Applicable *
4148 | Demand Response (Industrial) | DRIgsld313 | Guaranteed Load Drop | Not Applicable * | Not Applicable * | Not Applicable *
4149 | Demand Response (Industrial) | DRIgsld314 | Guaranteed Load Drop | Not Applicable * | Not Applicable * | Not Applicable *
4150 | Demand Response (Industrial) | DRIgsld315 | Guaranteed Load Drop | Not Applicable * | Not Applicable * | Not Applicable *
4151 | Demand Response (Industrial) | DRIgsld316 | Guaranteed Load Drop | Not Applicable * | Not Applicable * | Not Applicable *
* The measure level detail for technical potential for Demand Response was not applicable since technical potential was based on available loads for demand response.