## Res Utility_per_Participant
FPL 002616
20240012-EG | [19 empty] | Projected Particpation
# | ID | Code | No | Category | Segment | Vintage | (1) Measure | (2) Summer Peak Per Cust (kW) | (3) Winter Peak Per Cust (kW) | Upfront Admin Per Participant | (4) Annual energy Per Cust (kWh) | (5) service Life(Yrs) | Tax Credit | (7) Measure incremental cost | Units | Load Shifting % | Rate Class | Blank Column | Blank Column | 2020 | 2021 | 2022 | 2023 | 2024 | 2025 | 2026 | 2027 | 2028 | 2029 | 2030 | 2031 | 2032 | 2033 | 2034 | 2035 | 2036 | 2037 | 2038 | 2039 | 2040 | 2041 | 2042 | 2043 | 2044 | 2045 | 2046 | 2047 | 2048 | 2049 | Technical Potential (kWh) | Summer Demand Savings (kW) | Winter Demand Savings (kW)
1 | RMOT101 | RMOT | 101 | Appliances | Mobile Home | Turnover | CEE Advanced Tier Clothes Dryer | 0.025 | 0.013 | 10.3308 | 172.18 | 16 | 0 | 417 | Per Appliance | 0% | RS | [32 empty] | 0 | 0 | 0
2 | RMON101 | RMON | 101 | Appliances | Mobile Home | New | CEE Advanced Tier Clothes Dryer | 0.025 | 0.013 | 10.3308 | 172.18 | 16 | 0 | 417 | Per Appliance | 0% | RS | [32 empty] | 0 | 0 | 0
3 | RMFT101 | RMFT | 101 | Appliances | Multi-Family | Turnover | CEE Advanced Tier Clothes Dryer | 0.024 | 0.013 | 10.3308 | 172.18 | 16 | 0 | 417 | Per Appliance | 0% | RS | [32 empty] | 0 | 0 | 0
4 | RMFN101 | RMFN | 101 | Appliances | Multi-Family | New | CEE Advanced Tier Clothes Dryer | 0.024 | 0.013 | 10.3308 | 172.18 | 16 | 0 | 417 | Per Appliance | 0% | RS | [32 empty] | 0 | 0 | 0
5 | RSFT101 | RSFT | 101 | Appliances | Single Family | Turnover | CEE Advanced Tier Clothes Dryer | 0.025 | 0.013 | 10.3308 | 172.18 | 16 | 0 | 417 | Per Appliance | 0% | RS | [32 empty] | 0 | 0 | 0
6 | RSFN101 | RSFN | 101 | Appliances | Single Family | New | CEE Advanced Tier Clothes Dryer | 0.025 | 0.013 | 10.3308 | 172.18 | 16 | 0 | 417 | Per Appliance | 0% | RS | [32 empty] | 0 | 0 | 0
7 | RMOT102 | RMOT | 102 | Appliances | Mobile Home | Turnover | CEE Advanced Tier Clothes Washer | 0.05 | 0.036 | 19.4928 | 324.88 | 14 | 0 | 204 | per appliance | 0% | RS | [32 empty] | 0 | 0 | 0
8 | RMON102 | RMON | 102 | Appliances | Mobile Home | New | CEE Advanced Tier Clothes Washer | 0.05 | 0.036 | 19.4928 | 324.88 | 14 | 0 | 204 | per appliance | 0% | RS | [32 empty] | 0 | 0 | 0
9 | RMFT102 | RMFT | 102 | Appliances | Multi-Family | Turnover | CEE Advanced Tier Clothes Washer | 0.05 | 0.037 | 19.4928 | 324.88 | 14 | 0 | 204 | per appliance | 0% | RS | [32 empty] | 0 | 0 | 0
10 | RMFN102 | RMFN | 102 | Appliances | Multi-Family | New | CEE Advanced Tier Clothes Washer | 0.05 | 0.037 | 19.4928 | 324.88 | 14 | 0 | 204 | per appliance | 0% | RS | [32 empty] | 0 | 0 | 0
11 | RSFT102 | RSFT | 102 | Appliances | Single Family | Turnover | CEE Advanced Tier Clothes Washer | 0.051 | 0.036 | 19.4928 | 324.88 | 14 | 0 | 204 | per appliance | 0% | RS | [32 empty] | 0 | 0 | 0
12 | RSFN102 | RSFN | 102 | Appliances | Single Family | New | CEE Advanced Tier Clothes Washer | 0.051 | 0.036 | 19.4928 | 324.88 | 14 | 0 | 204 | per appliance | 0% | RS | [32 empty] | 0 | 0 | 0
13 | RMOT103 | RMOT | 103 | Appliances | Mobile Home | Turnover | CEE Tier 3 Refrigerator | 0.014 | 0.012 | 6.5118 | 108.53 | 17 | 0 | 9299.01 | Per Appliance | 0% | RS | [32 empty] | 16658803.7611 | 2212.9124 | 1789.9103
14 | RMON103 | RMON | 103 | Appliances | Mobile Home | New | CEE Tier 3 Refrigerator | 0.014 | 0.012 | 6.5118 | 108.53 | 17 | 0 | 9299.01 | Per Appliance | 0% | RS | [32 empty] | 144021.3052 | 19.1314 | 15.4744
15 | RMFT103 | RMFT | 103 | Appliances | Multi-Family | Turnover | CEE Tier 3 Refrigerator | 0.014 | 0.012 | 6.5118 | 108.53 | 17 | 0 | 9299.01 | Per Appliance | 0% | RS | [32 empty] | 156602818.3855 | 20745.5167 | 16801.6026
16 | RMFN103 | RMFN | 103 | Appliances | Multi-Family | New | CEE Tier 3 Refrigerator | 0.014 | 0.012 | 6.5118 | 108.53 | 17 | 0 | 9299.01 | Per Appliance | 0% | RS | [32 empty] | 1353888.0634 | 179.3525 | 145.2559
17 | RSFT103 | RSFT | 103 | Appliances | Single Family | Turnover | CEE Tier 3 Refrigerator | 0.014 | 0.012 | 6.5118 | 108.53 | 17 | 0 | 9299.01 | Per Appliance | 0% | RS | [32 empty] | 386626941.6382 | 51068.4593 | 41416.3152
18 | RSFN103 | RSFN | 103 | Appliances | Single Family | New | CEE Tier 3 Refrigerator | 0.014 | 0.012 | 6.5118 | 108.53 | 17 | 0 | 9299.01 | Per Appliance | 0% | RS | [32 empty] | 3419695.0861 | 451.6979 | 366.3251
19 | RMOT104 | RMOT | 104 | Appliances | Mobile Home | Turnover | Dehumidifier Recycling | 0.062 | 0.059 | 33.3912 | 556.52 | 8 | 0 | 51.87 | Per Appliance | 0% | RS | [32 empty] | 8681.3914 | 0.97 | 0.92258
20 | RMON104 | RMON | 104 | Appliances | Mobile Home | New | Dehumidifier Recycling | 0.062 | 0.059 | 33.3912 | 556.52 | 8 | 0 | 51.87 | Per Appliance | 0% | RS | [32 empty] | 109.7077 | 0.012258 | 0.011659
21 | RMFT104 | RMFT | 104 | Appliances | Multi-Family | Turnover | Dehumidifier Recycling | 0.062 | 0.059 | 33.3912 | 556.52 | 8 | 0 | 51.87 | Per Appliance | 0% | RS | [32 empty] | 51189.2744 | 5.703 | 5.4214
22 | RMFN104 | RMFN | 104 | Appliances | Multi-Family | New | Dehumidifier Recycling | 0.062 | 0.059 | 33.3912 | 556.52 | 8 | 0 | 51.87 | Per Appliance | 0% | RS | [32 empty] | 646.8843 | 0.072069 | 0.068511
23 | RSFT104 | RSFT | 104 | Appliances | Single Family | Turnover | Dehumidifier Recycling | 0.062 | 0.059 | 33.3912 | 556.52 | 8 | 0 | 51.87 | Per Appliance | 0% | RS | [32 empty] | 253969.1288 | 28.375 | 26.9788
24 | RSFN104 | RSFN | 104 | Appliances | Single Family | New | Dehumidifier Recycling | 0.062 | 0.059 | 33.3912 | 556.52 | 8 | 0 | 51.87 | Per Appliance | 0% | RS | [32 empty] | 3209.4347 | 0.35858 | 0.34093
25 | RMOT105 | RMOT | 105 | Appliances | Mobile Home | Turnover | Energy Star Air Purifier | 0.035 | 0.033 | 18.51 | 308.5 | 9 | 0 | 43.11 | Per Air Cleaner | 0% | RS | [32 empty] | 1773880.4246 | 198.2022 | 188.5115
26 | RMON105 | RMON | 105 | Appliances | Mobile Home | New | Energy Star Air Purifier | 0.035 | 0.033 | 18.51 | 308.5 | 9 | 0 | 43.11 | Per Air Cleaner | 0% | RS | [32 empty] | 22416.7144 | 2.5047 | 2.3822
27 | RMFT105 | RMFT | 105 | Appliances | Multi-Family | Turnover | Energy Star Air Purifier | 0.034 | 0.033 | 18.51 | 308.5 | 9 | 0 | 43.11 | Per Air Cleaner | 0% | RS | [32 empty] | 23049791.9716 | 2567.9624 | 2441.1932
28 | RMFN105 | RMFN | 105 | Appliances | Multi-Family | New | Energy Star Air Purifier | 0.034 | 0.033 | 18.51 | 308.5 | 9 | 0 | 43.11 | Per Air Cleaner | 0% | RS | [32 empty] | 291282.6566 | 32.4516 | 30.8496
29 | RSFT105 | RSFT | 105 | Appliances | Single Family | Turnover | Energy Star Air Purifier | 0.035 | 0.033 | 18.51 | 308.5 | 9 | 0 | 43.11 | Per Air Cleaner | 0% | RS | [32 empty] | 44695842.2406 | 4993.704 | 4747.9829
30 | RSFN105 | RSFN | 105 | Appliances | Single Family | New | Energy Star Air Purifier | 0.035 | 0.033 | 18.51 | 308.5 | 9 | 0 | 43.11 | Per Air Cleaner | 0% | RS | [32 empty] | 564826.0809 | 63.106 | 60.0008
31 | RMOT106 | RMOT | 106 | Appliances | Mobile Home | Turnover | Energy Star Audio-Video Equipment | 0.009 | 0.009 | 4.818 | 80.3 | 7 | 0 | 0 | Per Appliance | 0% | RS | [32 empty] | 447584.0595 | 50.0102 | 47.5651
32 | RMON106 | RMON | 106 | Appliances | Mobile Home | New | Energy Star Audio-Video Equipment | 0.009 | 0.009 | 4.818 | 80.3 | 7 | 0 | 0 | Per Appliance | 0% | RS | [32 empty] | 5656.1671 | 0.63198 | 0.60108
33 | RMFT106 | RMFT | 106 | Appliances | Multi-Family | Turnover | Energy Star Audio-Video Equipment | 0.009 | 0.009 | 4.818 | 80.3 | 7 | 0 | 0 | Per Appliance | 0% | RS | [32 empty] | 5815904.6788 | 647.9462 | 615.9599
34 | RMFN106 | RMFN | 106 | Appliances | Multi-Family | New | Energy Star Audio-Video Equipment | 0.009 | 0.009 | 4.818 | 80.3 | 7 | 0 | 0 | Per Appliance | 0% | RS | [32 empty] | 73496.2019 | 8.1882 | 7.784
35 | RSFT106 | RSFT | 106 | Appliances | Single Family | Turnover | Energy Star Audio-Video Equipment | 0.009 | 0.009 | 4.818 | 80.3 | 7 | 0 | 0 | Per Appliance | 0% | RS | [32 empty] | 11277618.3981 | 1260.0073 | 1198.0072
36 | RSFN106 | RSFN | 106 | Appliances | Single Family | New | Energy Star Audio-Video Equipment | 0.009 | 0.009 | 4.818 | 80.3 | 7 | 0 | 0 | Per Appliance | 0% | RS | [32 empty] | 142516.4553 | 15.9228 | 15.1393
37 | RMOT107 | RMOT | 107 | Appliances | Mobile Home | Turnover | Energy Star Clothes Dryer | 0.004 | 0.002 | 1.86 | 31 | 16 | 0 | 156.39 | per appliance | 0% | RS | [32 empty] | 0 | 0 | 0
38 | RMON107 | RMON | 107 | Appliances | Mobile Home | New | Energy Star Clothes Dryer | 0.004 | 0.002 | 1.86 | 31 | 16 | 0 | 156.39 | per appliance | 0% | RS | [32 empty] | 0 | 0 | 0
39 | RMFT107 | RMFT | 107 | Appliances | Multi-Family | Turnover | Energy Star Clothes Dryer | 0.004 | 0.002 | 1.86 | 31 | 16 | 0 | 156.39 | per appliance | 0% | RS | [32 empty] | 0 | 0 | 0
40 | RMFN107 | RMFN | 107 | Appliances | Multi-Family | New | Energy Star Clothes Dryer | 0.004 | 0.002 | 1.86 | 31 | 16 | 0 | 156.39 | per appliance | 0% | RS | [32 empty] | 0 | 0 | 0
41 | RSFT107 | RSFT | 107 | Appliances | Single Family | Turnover | Energy Star Clothes Dryer | 0.004 | 0.002 | 1.86 | 31 | 16 | 0 | 156.39 | per appliance | 0% | RS | [32 empty] | 0 | 0 | 0
42 | RSFN107 | RSFN | 107 | Appliances | Single Family | New | Energy Star Clothes Dryer | 0.004 | 0.002 | 1.86 | 31 | 16 | 0 | 156.39 | per appliance | 0% | RS | [32 empty] | 0 | 0 | 0
43 | RMOT108 | RMOT | 108 | Appliances | Mobile Home | Turnover | Energy Star Clothes Washer | 0.042 | 0.031 | 16.539 | 275.65 | 14 | 0 | 86.42 | Per Appliance | 0% | RS | [32 empty] | 0 | 0 | 0
44 | RMON108 | RMON | 108 | Appliances | Mobile Home | New | Energy Star Clothes Washer | 0.042 | 0.031 | 16.539 | 275.65 | 14 | 0 | 86.42 | Per Appliance | 0% | RS | [32 empty] | 0 | 0 | 0
45 | RMFT108 | RMFT | 108 | Appliances | Multi-Family | Turnover | Energy Star Clothes Washer | 0.042 | 0.031 | 16.539 | 275.65 | 14 | 0 | 86.42 | Per Appliance | 0% | RS | [32 empty] | 0 | 0 | 0
46 | RMFN108 | RMFN | 108 | Appliances | Multi-Family | New | Energy Star Clothes Washer | 0.042 | 0.031 | 16.539 | 275.65 | 14 | 0 | 86.42 | Per Appliance | 0% | RS | [32 empty] | 0 | 0 | 0
47 | RSFT108 | RSFT | 108 | Appliances | Single Family | Turnover | Energy Star Clothes Washer | 0.043 | 0.03 | 16.539 | 275.65 | 14 | 0 | 86.42 | Per Appliance | 0% | RS | [32 empty] | 0 | 0 | 0
48 | RSFN108 | RSFN | 108 | Appliances | Single Family | New | Energy Star Clothes Washer | 0.043 | 0.03 | 16.539 | 275.65 | 14 | 0 | 86.42 | Per Appliance | 0% | RS | [32 empty] | 0 | 0 | 0
49 | RMOT109 | RMOT | 109 | Appliances | Mobile Home | Turnover | Energy Star Dehumidifier | 0.009 | 0.009 | 5.0592 | 84.32 | 12 | 0 | 10.29 | Per Appliance | 0% | RS | [32 empty] | 0 | 0 | 0
50 | RMON109 | RMON | 109 | Appliances | Mobile Home | New | Energy Star Dehumidifier | 0.009 | 0.009 | 5.0592 | 84.32 | 12 | 0 | 10.29 | Per Appliance | 0% | RS | [32 empty] | 0 | 0 | 0
51 | RMFT109 | RMFT | 109 | Appliances | Multi-Family | Turnover | Energy Star Dehumidifier | 0.009 | 0.009 | 5.0592 | 84.32 | 12 | 0 | 10.29 | Per Appliance | 0% | RS | [32 empty] | 0 | 0 | 0
52 | RMFN109 | RMFN | 109 | Appliances | Multi-Family | New | Energy Star Dehumidifier | 0.009 | 0.009 | 5.0592 | 84.32 | 12 | 0 | 10.29 | Per Appliance | 0% | RS | [32 empty] | 0 | 0 | 0
53 | RSFT109 | RSFT | 109 | Appliances | Single Family | Turnover | Energy Star Dehumidifier | 0.009 | 0.009 | 5.0592 | 84.32 | 12 | 0 | 10.29 | Per Appliance | 0% | RS | [32 empty] | 0 | 0 | 0
54 | RSFN109 | RSFN | 109 | Appliances | Single Family | New | Energy Star Dehumidifier | 0.009 | 0.009 | 5.0592 | 84.32 | 12 | 0 | 10.29 | Per Appliance | 0% | RS | [32 empty] | 0 | 0 | 0
55 | RMOT110 | RMOT | 110 | Appliances | Mobile Home | Turnover | Energy Star Dishwasher | 0.006 | 0.004 | 3.2082 | 53.47 | 11 | 0 | 77.85 | per appliance | 0% | RS | [32 empty] | 81201.6196 | 9.2812 | 6.4119
56 | RMON110 | RMON | 110 | Appliances | Mobile Home | New | Energy Star Dishwasher | 0.006 | 0.004 | 3.2082 | 53.47 | 11 | 0 | 77.85 | per appliance | 0% | RS | [32 empty] | 702.017 | 0.08024 | 0.055434
57 | RMFT110 | RMFT | 110 | Appliances | Multi-Family | Turnover | Energy Star Dishwasher | 0.006 | 0.004 | 3.2082 | 53.47 | 11 | 0 | 77.85 | per appliance | 0% | RS | [32 empty] | 1148746.7787 | 130.4915 | 90.9752
58 | RMFN110 | RMFN | 110 | Appliances | Multi-Family | New | Energy Star Dishwasher | 0.006 | 0.004 | 3.2082 | 53.47 | 11 | 0 | 77.85 | per appliance | 0% | RS | [32 empty] | 9931.3318 | 1.1281 | 0.78651
59 | RSFT110 | RSFT | 110 | Appliances | Single Family | Turnover | Energy Star Dishwasher | 0.006 | 0.004 | 3.2082 | 53.47 | 11 | 0 | 77.85 | per appliance | 0% | RS | [32 empty] | 3039667.6142 | 349.6309 | 235.6256
60 | RSFN110 | RSFN | 110 | Appliances | Single Family | New | Energy Star Dishwasher | 0.006 | 0.004 | 3.2082 | 53.47 | 11 | 0 | 77.85 | per appliance | 0% | RS | [32 empty] | 26885.7011 | 3.0925 | 2.0841
61 | RMOT111 | RMOT | 111 | Appliances | Mobile Home | Turnover | Energy Star Dishwasher (Gas Water Heating) | 0.002 | 0.001 | 0.96 | 16 | 11 | 0 | 77.85 | per appliance | 0% | RS | [32 empty] | 54582.2833 | 6.2387 | 4.31
62 | RMON111 | RMON | 111 | Appliances | Mobile Home | New | Energy Star Dishwasher (Gas Water Heating) | 0.002 | 0.001 | 0.96 | 16 | 11 | 0 | 77.85 | per appliance | 0% | RS | [32 empty] | 471.8833 | 0.053936 | 0.037261
63 | RMFT111 | RMFT | 111 | Appliances | Multi-Family | Turnover | Energy Star Dishwasher (Gas Water Heating) | 0.002 | 0.001 | 0.96 | 16 | 11 | 0 | 77.85 | per appliance | 0% | RS | [32 empty] | 772167.1367 | 87.714 | 61.1519
64 | RMFN111 | RMFN | 111 | Appliances | Multi-Family | New | Energy Star Dishwasher (Gas Water Heating) | 0.002 | 0.001 | 0.96 | 16 | 11 | 0 | 77.85 | per appliance | 0% | RS | [32 empty] | 6675.6645 | 0.75832 | 0.52868
65 | RSFT111 | RSFT | 111 | Appliances | Single Family | Turnover | Energy Star Dishwasher (Gas Water Heating) | 0.002 | 0.001 | 0.96 | 16 | 11 | 0 | 77.85 | per appliance | 0% | RS | [32 empty] | 2043210.4635 | 235.0157 | 158.3833
66 | RSFN111 | RSFN | 111 | Appliances | Single Family | New | Energy Star Dishwasher (Gas Water Heating) | 0.002 | 0.001 | 0.96 | 16 | 11 | 0 | 77.85 | per appliance | 0% | RS | [32 empty] | 18072.0897 | 2.0787 | 1.4009
67 | RMOT112 | RMOT | 112 | Appliances | Mobile Home | Turnover | ENERGY STAR EV supply equipment (level 2 charger) | 0.007 | 0.002 | 1.2642 | 21.07 | 10 | 17.592 | 58.64 | Per charging system | 0% | RS | [32 empty] | 2068380.6406 | 688.3394 | 225.7843
68 | RMON112 | RMON | 112 | Appliances | Mobile Home | New | ENERGY STAR EV supply equipment (level 2 charger) | 0.007 | 0.002 | 1.2642 | 21.07 | 10 | 17.592 | 58.64 | Per charging system | 0% | RS | [32 empty] | 26138.3447 | 8.6986 | 2.8533
69 | RMFT112 | RMFT | 112 | Appliances | Multi-Family | Turnover | ENERGY STAR EV supply equipment (level 2 charger) | 0.007 | 0.002 | 1.2642 | 21.07 | 10 | 17.592 | 58.64 | Per charging system | 0% | RS | [32 empty] | 6350927.2522 | 2149.5644 | 675.676
70 | RMFN112 | RMFN | 112 | Appliances | Multi-Family | New | ENERGY STAR EV supply equipment (level 2 charger) | 0.007 | 0.002 | 1.2642 | 21.07 | 10 | 17.592 | 58.64 | Per charging system | 0% | RS | [32 empty] | 80257.3387 | 27.1643 | 8.5386
71 | RSFT112 | RSFT | 112 | Appliances | Single Family | Turnover | ENERGY STAR EV supply equipment (level 2 charger) | 0.002 | 0.002 | 1.2642 | 21.07 | 10 | 17.592 | 58.64 | Per charging system | 0% | RS | [32 empty] | 26348870.8418 | 2593.264 | 2876.5383
72 | RSFN112 | RSFN | 112 | Appliances | Single Family | New | ENERGY STAR EV supply equipment (level 2 charger) | 0.002 | 0.002 | 1.2642 | 21.07 | 10 | 17.592 | 58.64 | Per charging system | 0% | RS | [32 empty] | 332973.4648 | 32.7714 | 36.3511
73 | RMOT113 | RMOT | 113 | Appliances | Mobile Home | Turnover | Energy Star Freezer | 0.005 | 0.004 | 2.4546 | 40.91 | 22 | 0 | 36.01 | Per Appliance | 0% | RS | [32 empty] | 3241703.3471 | 431.1564 | 348.5371
74 | RMON113 | RMON | 113 | Appliances | Mobile Home | New | Energy Star Freezer | 0.005 | 0.004 | 2.4546 | 40.91 | 22 | 0 | 36.01 | Per Appliance | 0% | RS | [32 empty] | 28025.6826 | 3.7275 | 3.0132
75 | RMFT113 | RMFT | 113 | Appliances | Multi-Family | Turnover | Energy Star Freezer | 0.005 | 0.004 | 2.4546 | 40.91 | 22 | 0 | 36.01 | Per Appliance | 0% | RS | [32 empty] | 4737820.1416 | 626.0487 | 507.6304
76 | RMFN113 | RMFN | 113 | Appliances | Multi-Family | New | Energy Star Freezer | 0.005 | 0.004 | 2.4546 | 40.91 | 22 | 0 | 36.01 | Per Appliance | 0% | RS | [32 empty] | 40960.1705 | 5.4124 | 4.3886
77 | RSFT113 | RSFT | 113 | Appliances | Single Family | Turnover | Energy Star Freezer | 0.005 | 0.004 | 2.4546 | 40.91 | 22 | 0 | 36.01 | Per Appliance | 0% | RS | [32 empty] | 38645382.5835 | 5103.2723 | 4139.2227
78 | RSFN113 | RSFN | 113 | Appliances | Single Family | New | Energy Star Freezer | 0.005 | 0.004 | 2.4546 | 40.91 | 22 | 0 | 36.01 | Per Appliance | 0% | RS | [32 empty] | 341816.3886 | 45.1382 | 36.6112
79 | RMOT114 | RMOT | 114 | Appliances | Mobile Home | Turnover | Energy Star Imaging Equipment | 0.014 | 0.014 | 7.6584 | 127.64 | 6 | 0 | 0 | Per Unit | 0% | RS | [32 empty] | 1964.3046 | 0.21948 | 0.20875
80 | RMON114 | RMON | 114 | Appliances | Mobile Home | New | Energy Star Imaging Equipment | 0.014 | 0.014 | 7.6584 | 127.64 | 6 | 0 | 0 | Per Unit | 0% | RS | [32 empty] | 827.4375 | 0.092453 | 0.087932
81 | RMFT114 | RMFT | 114 | Appliances | Multi-Family | Turnover | Energy Star Imaging Equipment | 0.014 | 0.014 | 7.6584 | 127.64 | 6 | 0 | 0 | Per Unit | 0% | RS | [32 empty] | 873395.1262 | 97.3044 | 92.5009
82 | RMFN114 | RMFN | 114 | Appliances | Multi-Family | New | Energy Star Imaging Equipment | 0.014 | 0.014 | 7.6584 | 127.64 | 6 | 0 | 0 | Per Unit | 0% | RS | [32 empty] | 11037.1865 | 1.2296 | 1.1689
83 | RSFT114 | RSFT | 114 | Appliances | Single Family | Turnover | Energy Star Imaging Equipment | 0.014 | 0.014 | 7.6584 | 127.64 | 6 | 0 | 0 | Per Unit | 0% | RS | [32 empty] | 1828235.981 | 204.2622 | 194.2112
84 | RSFN114 | RSFN | 114 | Appliances | Single Family | New | Energy Star Imaging Equipment | 0.014 | 0.014 | 7.6584 | 127.64 | 6 | 0 | 0 | Per Unit | 0% | RS | [32 empty] | 23103.6113 | 2.5813 | 2.4543
85 | RMOT115 | RMOT | 115 | Appliances | Mobile Home | Turnover | Energy Star Monitor | 0.001 | 0.001 | 0.4506 | 7.51 | 4 | 0 | 2.24 | Per Unit | 0% | RS | [32 empty] | 1849203.0042 | 206.6183 | 196.5161
86 | RMON115 | RMON | 115 | Appliances | Mobile Home | New | Energy Star Monitor | 0.001 | 0.001 | 0.4506 | 7.51 | 4 | 0 | 2.24 | Per Unit | 0% | RS | [32 empty] | 15920.9381 | 1.7789 | 1.6919
87 | RMFT115 | RMFT | 115 | Appliances | Multi-Family | Turnover | Energy Star Monitor | 0.001 | 0.001 | 0.4506 | 7.51 | 4 | 0 | 2.24 | Per Unit | 0% | RS | [32 empty] | 24564555.021 | 2736.7211 | 2601.6211
88 | RMFN115 | RMFN | 115 | Appliances | Multi-Family | New | Energy Star Monitor | 0.001 | 0.001 | 0.4506 | 7.51 | 4 | 0 | 2.24 | Per Unit | 0% | RS | [32 empty] | 212369.4718 | 23.6599 | 22.492
89 | RSFT115 | RSFT | 115 | Appliances | Single Family | Turnover | Energy Star Monitor | 0.001 | 0.001 | 0.4506 | 7.51 | 4 | 0 | 2.24 | Per Unit | 0% | RS | [32 empty] | 51419800.7295 | 5744.9475 | 5462.2605
90 | RSFN115 | RSFN | 115 | Appliances | Single Family | New | Energy Star Monitor | 0.001 | 0.001 | 0.4506 | 7.51 | 4 | 0 | 2.24 | Per Unit | 0% | RS | [32 empty] | 454805.4493 | 50.8138 | 48.3134
91 | RMOT116 | RMOT | 116 | Appliances | Mobile Home | Turnover | Energy Star Personal Computer | 0.013 | 0.013 | 7.1736 | 119.56 | 4 | 0 | 20.73 | Per Appliance | 0% | RS | [32 empty] | 1796996.3051 | 200.7851 | 190.9681
92 | RMON116 | RMON | 116 | Appliances | Mobile Home | New | Energy Star Personal Computer | 0.013 | 0.013 | 7.1736 | 119.56 | 4 | 0 | 20.73 | Per Appliance | 0% | RS | [32 empty] | 22708.8322 | 2.5373 | 2.4133
93 | RMFT116 | RMFT | 116 | Appliances | Multi-Family | Turnover | Energy Star Personal Computer | 0.013 | 0.013 | 7.1736 | 119.56 | 4 | 0 | 20.73 | Per Appliance | 0% | RS | [32 empty] | 23970128.526 | 2670.4965 | 2538.6657
94 | RMFN116 | RMFN | 116 | Appliances | Multi-Family | New | Energy Star Personal Computer | 0.013 | 0.013 | 7.1736 | 119.56 | 4 | 0 | 20.73 | Per Appliance | 0% | RS | [32 empty] | 302913.0468 | 33.7473 | 32.0814
95 | RSFT116 | RSFT | 116 | Appliances | Single Family | Turnover | Energy Star Personal Computer | 0.013 | 0.013 | 7.1736 | 119.56 | 4 | 0 | 20.73 | Per Appliance | 0% | RS | [32 empty] | 50175516.3574 | 5605.9281 | 5330.0818
96 | RSFN116 | RSFN | 116 | Appliances | Single Family | New | Energy Star Personal Computer | 0.013 | 0.013 | 7.1736 | 119.56 | 4 | 0 | 20.73 | Per Appliance | 0% | RS | [32 empty] | 634073.3017 | 70.8427 | 67.3568
97 | RMOT117 | RMOT | 117 | Appliances | Mobile Home | Turnover | Energy Star Refrigerator | 0.005 | 0.004 | 2.04 | 34 | 17 | 0 | 41.15 | Per Appliance | 0% | RS | [32 empty] | 0 | 0 | 0
98 | RMON117 | RMON | 117 | Appliances | Mobile Home | New | Energy Star Refrigerator | 0.005 | 0.004 | 2.04 | 34 | 17 | 0 | 41.15 | Per Appliance | 0% | RS | [32 empty] | 0 | 0 | 0
99 | RMFT117 | RMFT | 117 | Appliances | Multi-Family | Turnover | Energy Star Refrigerator | 0.004 | 0.004 | 2.04 | 34 | 17 | 0 | 41.15 | Per Appliance | 0% | RS | [32 empty] | 0 | 0 | 0
100 | RMFN117 | RMFN | 117 | Appliances | Multi-Family | New | Energy Star Refrigerator | 0.004 | 0.004 | 2.04 | 34 | 17 | 0 | 41.15 | Per Appliance | 0% | RS | [32 empty] | 0 | 0 | 0
101 | RSFT117 | RSFT | 117 | Appliances | Single Family | Turnover | Energy Star Refrigerator | 0.004 | 0.004 | 2.04 | 34 | 17 | 0 | 41.15 | Per Appliance | 0% | RS | [32 empty] | 0 | 0 | 0
102 | RSFN117 | RSFN | 117 | Appliances | Single Family | New | Energy Star Refrigerator | 0.004 | 0.004 | 2.04 | 34 | 17 | 0 | 41.15 | Per Appliance | 0% | RS | [32 empty] | 0 | 0 | 0
103 | RMOT118 | RMOT | 118 | Appliances | Mobile Home | Turnover | Energy Star Set-Top Receiver | 0.005 | 0.005 | 2.64 | 44 | 6 | 0 | 49.99 | Per Appliance | 0% | RS | [32 empty] | 1149996.2446 | 128.4933 | 122.2109
104 | RMON118 | RMON | 118 | Appliances | Mobile Home | New | Energy Star Set-Top Receiver | 0.005 | 0.005 | 2.64 | 44 | 6 | 0 | 49.99 | Per Appliance | 0% | RS | [32 empty] | 9942.128 | 1.1109 | 1.0566
105 | RMFT118 | RMFT | 118 | Appliances | Multi-Family | Turnover | Energy Star Set-Top Receiver | 0.005 | 0.005 | 2.64 | 44 | 6 | 0 | 49.99 | Per Appliance | 0% | RS | [32 empty] | 14943044.5475 | 1664.7949 | 1582.6112
106 | RMFN118 | RMFN | 118 | Appliances | Multi-Family | New | Energy Star Set-Top Receiver | 0.005 | 0.005 | 2.64 | 44 | 6 | 0 | 49.99 | Per Appliance | 0% | RS | [32 empty] | 129188.0303 | 14.3928 | 13.6822
107 | RSFT118 | RSFT | 118 | Appliances | Single Family | Turnover | Energy Star Set-Top Receiver | 0.005 | 0.005 | 2.64 | 44 | 6 | 0 | 49.99 | Per Appliance | 0% | RS | [32 empty] | 28976051.6065 | 3237.3889 | 3078.0894
108 | RSFN118 | RSFN | 118 | Appliances | Single Family | New | Energy Star Set-Top Receiver | 0.005 | 0.005 | 2.64 | 44 | 6 | 0 | 49.99 | Per Appliance | 0% | RS | [32 empty] | 256291.6616 | 28.6345 | 27.2255
109 | RMOT119 | RMOT | 119 | Appliances | Mobile Home | Turnover | Energy Star TV | 0.006 | 0.005 | 3 | 50 | 6 | 0 | 0 | Per Appliance | 0% | RS | [32 empty] | 3801313.1248 | 424.7348 | 403.9683
110 | RMON119 | RMON | 119 | Appliances | Mobile Home | New | Energy Star TV | 0.006 | 0.005 | 3 | 50 | 6 | 0 | 0 | Per Appliance | 0% | RS | [32 empty] | 32863.7089 | 3.672 | 3.4924
111 | RMFT119 | RMFT | 119 | Appliances | Multi-Family | Turnover | Energy Star TV | 0.006 | 0.005 | 3 | 50 | 6 | 0 | 0 | Per Appliance | 0% | RS | [32 empty] | 49394240.7465 | 5502.9803 | 5231.3221
112 | RMFN119 | RMFN | 119 | Appliances | Multi-Family | New | Energy Star TV | 0.006 | 0.005 | 3 | 50 | 6 | 0 | 0 | Per Appliance | 0% | RS | [32 empty] | 427031.0946 | 47.5753 | 45.2267
113 | RSFT119 | RSFT | 119 | Appliances | Single Family | Turnover | Energy Star TV | 0.006 | 0.005 | 3 | 50 | 6 | 0 | 0 | Per Appliance | 0% | RS | [32 empty] | 95780352.1488 | 10701.1907 | 10174.6259
114 | RSFN119 | RSFN | 119 | Appliances | Single Family | New | Energy Star TV | 0.006 | 0.005 | 3 | 50 | 6 | 0 | 0 | Per Appliance | 0% | RS | [32 empty] | 847172.2074 | 94.6515 | 89.994
115 | RMOT120 | RMOT | 120 | Appliances | Mobile Home | Turnover | Freezer Recycling | 0.12 | 0.098 | 54.3 | 905 | 6.5 | 0 | 50 | Per Appliance | 0% | RS | [32 empty] | 1013532.3942 | 134.8029 | 108.9716
116 | RMON120 | RMON | 120 | Appliances | Mobile Home | New | Freezer Recycling | 0.12 | 0.098 | 54.3 | 905 | 6.5 | 0 | 50 | Per Appliance | 0% | RS | [32 empty] | 12808.116 | 1.7035 | 1.3771
117 | RMFT120 | RMFT | 120 | Appliances | Multi-Family | Turnover | Freezer Recycling | 0.119 | 0.097 | 54.3 | 905 | 6.5 | 0 | 50 | Per Appliance | 0% | RS | [32 empty] | 1481299.6987 | 195.7368 | 158.7128
118 | RMFN120 | RMFN | 120 | Appliances | Multi-Family | New | Freezer Recycling | 0.119 | 0.097 | 54.3 | 905 | 6.5 | 0 | 50 | Per Appliance | 0% | RS | [32 empty] | 18719.3408 | 2.4735 | 2.0057
119 | RSFT120 | RSFT | 120 | Appliances | Single Family | Turnover | Freezer Recycling | 0.119 | 0.097 | 54.3 | 905 | 6.5 | 0 | 50 | Per Appliance | 0% | RS | [32 empty] | 12082643.8882 | 1595.5599 | 1294.1457
120 | RSFN120 | RSFN | 120 | Appliances | Single Family | New | Freezer Recycling | 0.119 | 0.097 | 54.3 | 905 | 6.5 | 0 | 50 | Per Appliance | 0% | RS | [32 empty] | 152689.6475 | 20.1633 | 16.3543
121 | RMOT121 | RMOT | 121 | Appliances | Mobile Home | Turnover | Heat Pump Clothes Dryer | 0.057 | 0.029 | 23.4372 | 390.62 | 16 | 0 | 800 | Per Appliance | 0% | RS | [32 empty] | 39393917.4535 | 5718.8839 | 2893.337
122 | RMON121 | RMON | 121 | Appliances | Mobile Home | New | Heat Pump Clothes Dryer | 0.057 | 0.029 | 23.4372 | 390.62 | 16 | 0 | 800 | Per Appliance | 0% | RS | [32 empty] | 497825.0972 | 72.2701 | 36.5634
123 | RMFT121 | RMFT | 121 | Appliances | Multi-Family | Turnover | Heat Pump Clothes Dryer | 0.055 | 0.029 | 23.4372 | 390.62 | 16 | 0 | 800 | Per Appliance | 0% | RS | [32 empty] | 195896808.1368 | 27812.6328 | 14781.2912
124 | RMFN121 | RMFN | 121 | Appliances | Multi-Family | New | Heat Pump Clothes Dryer | 0.055 | 0.029 | 23.4372 | 390.62 | 16 | 0 | 800 | Per Appliance | 0% | RS | [32 empty] | 2475568.6627 | 351.4712 | 186.7927
125 | RSFT121 | RSFT | 121 | Appliances | Single Family | Turnover | Heat Pump Clothes Dryer | 0.057 | 0.029 | 23.4372 | 390.62 | 16 | 0 | 800 | Per Appliance | 0% | RS | [32 empty] | 672713249.0386 | 97459.6383 | 49535.6117
126 | RSFN121 | RSFN | 121 | Appliances | Single Family | New | Heat Pump Clothes Dryer | 0.057 | 0.029 | 23.4372 | 390.62 | 16 | 0 | 800 | Per Appliance | 0% | RS | [32 empty] | 8501148.4063 | 1231.6077 | 625.9868
127 | RMOT122 | RMOT | 122 | Appliances | Mobile Home | Turnover | High Efficiency Convection Oven | 0.041 | 0.035 | 12.264 | 204.4 | 12 | 0 | 425 | Per Oven | 0% | RS | [32 empty] | 9460560.7709 | 1922.0475 | 1639.4519
128 | RMON122 | RMON | 122 | Appliances | Mobile Home | New | High Efficiency Convection Oven | 0.041 | 0.035 | 12.264 | 204.4 | 12 | 0 | 425 | Per Oven | 0% | RS | [32 empty] | 81789.925 | 16.6168 | 14.1736
129 | RMFT122 | RMFT | 122 | Appliances | Multi-Family | Turnover | High Efficiency Convection Oven | 0.042 | 0.035 | 12.264 | 204.4 | 12 | 0 | 425 | Per Oven | 0% | RS | [32 empty] | 89863413.7319 | 18529.9604 | 15353.3693
130 | RMFN122 | RMFN | 122 | Appliances | Multi-Family | New | High Efficiency Convection Oven | 0.042 | 0.035 | 12.264 | 204.4 | 12 | 0 | 425 | Per Oven | 0% | RS | [32 empty] | 776901.747 | 160.1982 | 132.7354
131 | RSFT122 | RSFT | 122 | Appliances | Single Family | Turnover | High Efficiency Convection Oven | 0.041 | 0.036 | 12.264 | 204.4 | 12 | 0 | 425 | Per Oven | 0% | RS | [32 empty] | 170941581.7992 | 34599.6249 | 29864.4102
132 | RSFN122 | RSFN | 122 | Appliances | Single Family | New | High Efficiency Convection Oven | 0.041 | 0.036 | 12.264 | 204.4 | 12 | 0 | 425 | Per Oven | 0% | RS | [32 empty] | 1511969.3543 | 306.0319 | 264.1491
133 | RMOT123 | RMOT | 123 | Appliances | Mobile Home | Turnover | High Efficiency Induction Cooktop | 0.01 | 0.009 | 3.066 | 51.1 | 16 | 0 | 652.5 | Per Cooktop | 0% | RS | [32 empty] | 2144393.7747 | 435.6641 | 371.6091
134 | RMON123 | RMON | 123 | Appliances | Mobile Home | New | High Efficiency Induction Cooktop | 0.01 | 0.009 | 3.066 | 51.1 | 16 | 0 | 652.5 | Per Cooktop | 0% | RS | [32 empty] | 18539.0497 | 3.7665 | 3.2127
135 | RMFT123 | RMFT | 123 | Appliances | Multi-Family | Turnover | High Efficiency Induction Cooktop | 0.011 | 0.009 | 3.066 | 51.1 | 16 | 0 | 652.5 | Per Cooktop | 0% | RS | [32 empty] | 20369040.4459 | 4200.1244 | 3480.097
136 | RMFN123 | RMFN | 123 | Appliances | Multi-Family | New | High Efficiency Induction Cooktop | 0.011 | 0.009 | 3.066 | 51.1 | 16 | 0 | 652.5 | Per Cooktop | 0% | RS | [32 empty] | 176097.7293 | 36.3116 | 30.0867
137 | RSFT123 | RSFT | 123 | Appliances | Single Family | Turnover | High Efficiency Induction Cooktop | 0.01 | 0.009 | 3.066 | 51.1 | 16 | 0 | 652.5 | Per Cooktop | 0% | RS | [32 empty] | 38928403.3964 | 7879.3477 | 6801.0006
138 | RSFN123 | RSFN | 123 | Appliances | Single Family | New | High Efficiency Induction Cooktop | 0.01 | 0.009 | 3.066 | 51.1 | 16 | 0 | 652.5 | Per Cooktop | 0% | RS | [32 empty] | 344319.6929 | 69.6924 | 60.1545
139 | RMOT124 | RMOT | 124 | Appliances | Mobile Home | Turnover | Induction Range | 0.01 | 0.009 | 3.066 | 51.1 | 16 | 0 | 946.25 | Per Range | 0% | RS | [32 empty] | 2058618.0237 | 418.2375 | 356.7447
140 | RMON124 | RMON | 124 | Appliances | Mobile Home | New | Induction Range | 0.01 | 0.009 | 3.066 | 51.1 | 16 | 0 | 946.25 | Per Range | 0% | RS | [32 empty] | 17797.4877 | 3.6158 | 3.0842
141 | RMFT124 | RMFT | 124 | Appliances | Multi-Family | Turnover | Induction Range | 0.011 | 0.009 | 3.066 | 51.1 | 16 | 0 | 946.25 | Per Range | 0% | RS | [32 empty] | 19554278.8281 | 4032.1194 | 3340.8932
142 | RMFN124 | RMFN | 124 | Appliances | Multi-Family | New | Induction Range | 0.011 | 0.009 | 3.066 | 51.1 | 16 | 0 | 946.25 | Per Range | 0% | RS | [32 empty] | 169053.8201 | 34.8591 | 28.8832
143 | RSFT124 | RSFT | 124 | Appliances | Single Family | Turnover | Induction Range | 0.01 | 0.009 | 3.066 | 51.1 | 16 | 0 | 946.25 | Per Range | 0% | RS | [32 empty] | 37411263.6055 | 7572.2693 | 6535.9482
144 | RSFN124 | RSFN | 124 | Appliances | Single Family | New | Induction Range | 0.01 | 0.009 | 3.066 | 51.1 | 16 | 0 | 946.25 | Per Range | 0% | RS | [32 empty] | 330900.6707 | 66.9763 | 57.8101
145 | RMOT125 | RMOT | 125 | Appliances | Mobile Home | Turnover | Ozone Laundry | 0.035 | 0.025 | 13.5162 | 225.27 | 10 | 0 | 308.66 | Per Ozone Laundry System | 0% | RS | [32 empty] | 4585220.9851 | 707.4028 | 511.1378
146 | RMON125 | RMON | 125 | Appliances | Mobile Home | New | Ozone Laundry | 0.035 | 0.025 | 13.5162 | 225.27 | 10 | 0 | 308.66 | Per Ozone Laundry System | 0% | RS | [32 empty] | 57943.9221 | 8.9395 | 6.4593
147 | RMFT125 | RMFT | 125 | Appliances | Multi-Family | Turnover | Ozone Laundry | 0.034 | 0.025 | 13.5162 | 225.27 | 10 | 0 | 308.66 | Per Ozone Laundry System | 0% | RS | [32 empty] | 22683130.523 | 3478.993 | 2563.1919
148 | RMFN125 | RMFN | 125 | Appliances | Multi-Family | New | Ozone Laundry | 0.034 | 0.025 | 13.5162 | 225.27 | 10 | 0 | 308.66 | Per Ozone Laundry System | 0% | RS | [32 empty] | 286649.1171 | 43.9644 | 32.3913
149 | RSFT125 | RSFT | 125 | Appliances | Single Family | Turnover | Ozone Laundry | 0.022 | 0.015 | 8.3616 | 139.36 | 10 | 0 | 308.66 | Per Ozone Laundry System | 0% | RS | [32 empty] | 77003871.0036 | 12059.0269 | 8434.1814
150 | RSFN125 | RSFN | 125 | Appliances | Single Family | New | Ozone Laundry | 0.022 | 0.015 | 8.3616 | 139.36 | 10 | 0 | 308.66 | Per Ozone Laundry System | 0% | RS | [32 empty] | 973106.054 | 152.3912 | 106.5836
151 | RMOE126 | RMOE | 126 | Appliances | Mobile Home | Existing | Refrigerator Coil Cleaning | 0.005 | 0.004 | 2.3874 | 39.79 | 1 | 0 | 150 | Per Refrigerator | 0% | RS | [32 empty] | 7243760.0848 | 962.2423 | 778.308
152 | RMON126 | RMON | 126 | Appliances | Mobile Home | New | Refrigerator Coil Cleaning | 0.005 | 0.004 | 2.3874 | 39.79 | 1 | 0 | 150 | Per Refrigerator | 0% | RS | [32 empty] | 45515.0413 | 6.0461 | 4.8904
153 | RMFE126 | RMFE | 126 | Appliances | Multi-Family | Existing | Refrigerator Coil Cleaning | 0.005 | 0.004 | 2.3874 | 39.79 | 1 | 0 | 150 | Per Refrigerator | 0% | RS | [32 empty] | 68095720.5119 | 9020.7885 | 7305.8534
154 | RMFN126 | RMFN | 126 | Appliances | Multi-Family | New | Refrigerator Coil Cleaning | 0.005 | 0.004 | 2.3874 | 39.79 | 1 | 0 | 150 | Per Refrigerator | 0% | RS | [32 empty] | 427869.1338 | 56.6808 | 45.9052
155 | RSFE126 | RSFE | 126 | Appliances | Single Family | Existing | Refrigerator Coil Cleaning | 0.005 | 0.004 | 2.3874 | 39.79 | 1 | 0 | 150 | Per Refrigerator | 0% | RS | [32 empty] | 168117281.8702 | 22206.1363 | 18009.0873
156 | RSFN126 | RSFN | 126 | Appliances | Single Family | New | Refrigerator Coil Cleaning | 0.005 | 0.004 | 2.3874 | 39.79 | 1 | 0 | 150 | Per Refrigerator | 0% | RS | [32 empty] | 1080725.9581 | 142.75 | 115.7697
157 | RMOT127 | RMOT | 127 | Appliances | Mobile Home | Turnover | Refrigerator Recycling | 0.12 | 0.096 | 54.054 | 900.9 | 6.5 | 0 | 50 | Per Appliance | 0% | RS | [32 empty] | 22455900.6081 | 2982.9837 | 2412.7812
158 | RMON127 | RMON | 127 | Appliances | Mobile Home | New | Refrigerator Recycling | 0.12 | 0.096 | 54.054 | 900.9 | 6.5 | 0 | 50 | Per Appliance | 0% | RS | [32 empty] | 283777.5887 | 37.6963 | 30.4906
159 | RMFT127 | RMFT | 127 | Appliances | Multi-Family | Turnover | Refrigerator Recycling | 0.119 | 0.096 | 54.054 | 900.9 | 6.5 | 0 | 50 | Per Appliance | 0% | RS | [32 empty] | 211099030.5812 | 27964.7488 | 22648.3921
160 | RMFN127 | RMFN | 127 | Appliances | Multi-Family | New | Refrigerator Recycling | 0.119 | 0.096 | 54.054 | 900.9 | 6.5 | 0 | 50 | Per Appliance | 0% | RS | [32 empty] | 2667680.754 | 353.3935 | 286.2101
161 | RSFT127 | RSFT | 127 | Appliances | Single Family | Turnover | Refrigerator Recycling | 0.119 | 0.096 | 54.054 | 900.9 | 6.5 | 0 | 50 | Per Appliance | 0% | RS | [32 empty] | 521169244.7032 | 68839.7716 | 55828.7781
162 | RSFN127 | RSFN | 127 | Appliances | Single Family | New | Refrigerator Recycling | 0.119 | 0.096 | 54.054 | 900.9 | 6.5 | 0 | 50 | Per Appliance | 0% | RS | [32 empty] | 6586070.8115 | 869.9355 | 705.5142
163 | RMOE128 | RMOE | 128 | Appliances | Mobile Home | Existing | Smart Power Strip | 0.007 | 0.007 | 3.942 | 65.7 | 7 | 0 | 20.17 | Per End Use Consumption | 0% | RS | [32 empty] | 4476738.4416 | 500.2026 | 475.7462
164 | RMON128 | RMON | 128 | Appliances | Mobile Home | New | Smart Power Strip | 0.007 | 0.007 | 3.942 | 65.7 | 7 | 0 | 20.17 | Per End Use Consumption | 0% | RS | [32 empty] | 34517.8514 | 3.8568 | 3.6682
165 | RMFE128 | RMFE | 128 | Appliances | Multi-Family | Existing | Smart Power Strip | 0.007 | 0.007 | 3.942 | 65.7 | 7 | 0 | 20.17 | Per End Use Consumption | 0% | RS | [32 empty] | 66266315.5266 | 7382.6872 | 7018.236
166 | RMFN128 | RMFN | 128 | Appliances | Multi-Family | New | Smart Power Strip | 0.007 | 0.007 | 3.942 | 65.7 | 7 | 0 | 20.17 | Per End Use Consumption | 0% | RS | [32 empty] | 510946.1284 | 56.9242 | 54.1141
167 | RSFE128 | RSFE | 128 | Appliances | Single Family | Existing | Smart Power Strip | 0.007 | 0.007 | 3.942 | 65.7 | 7 | 0 | 20.17 | Per End Use Consumption | 0% | RS | [32 empty] | 15929347.8003 | 1779.7281 | 1692.1545
168 | RSFN128 | RSFN | 128 | Appliances | Single Family | New | Smart Power Strip | 0.007 | 0.007 | 3.942 | 65.7 | 7 | 0 | 20.17 | Per End Use Consumption | 0% | RS | [32 empty] | 125658.6438 | 14.0394 | 13.3486
169 | RMOE201 | RMOE | 201 | Building Envelope | Mobile Home | Existing | Air Sealing-Infiltration Control | 0.137 | 0.24 | 88.3178 | 466.6 | 20 | 104.835 | 674.45 | Per End Use Consumption | 0% | RS | [32 empty] | 8340762.1363 | 2477.3898 | 4169.3047
170 | RMON201 | RMON | 201 | Building Envelope | Mobile Home | New | Air Sealing-Infiltration Control | 0.137 | 0.24 | 88.3178 | 466.6 | 20 | 0 | 674.45 | Per End Use Consumption | 0% | RS | [32 empty] | 63908.2047 | 16.309 | 43.1814
171 | RMFE201 | RMFE | 201 | Building Envelope | Multi-Family | Existing | Air Sealing-Infiltration Control | 0.085 | 0.031 | 41.8175 | 220.93 | 20 | 79.146 | 588.82 | Per End Use Consumption | 0% | RS | [32 empty] | 87045990.7035 | 32171.0911 | 16962.8654
172 | RMFN201 | RMFN | 201 | Building Envelope | Multi-Family | New | Air Sealing-Infiltration Control | 0.085 | 0.031 | 41.8175 | 220.93 | 20 | 0 | 588.82 | Per End Use Consumption | 0% | RS | [32 empty] | 623647.1514 | 211.8154 | 200.0314
173 | RSFE201 | RSFE | 201 | Building Envelope | Single Family | Existing | Air Sealing-Infiltration Control | 0.206 | 0.228 | 118.1671 | 624.3 | 20 | 178.308 | 919.36 | Per End Use Consumption | 0% | RS | [32 empty] | 280467030.8589 | 91985.3407 | 103712.5414
174 | RSFN201 | RSFN | 201 | Building Envelope | Single Family | New | Air Sealing-Infiltration Control | 0.206 | 0.228 | 118.1671 | 624.3 | 20 | 0 | 919.36 | Per End Use Consumption | 0% | RS | [32 empty] | 2205963.6697 | 604.9548 | 1313.9653
175 | RMOE202 | RMOE | 202 | Building Envelope | Mobile Home | Existing | Basement or Crawlspace Wall Insulation R-15 | 0.30942 | 0.63534 | 249.2241 | 1316.7 | 20 | 678.78 | 2262.6 | Per Home | 0% | RS | [32 empty] | 7266799.2162 | 3532.261 | 1298.934
176 | RMON202 | RMON | 202 | Building Envelope | Mobile Home | New | Basement or Crawlspace Wall Insulation R-15 | 0.30942 | 0.63534 | 249.2241 | 1316.7 | 20 | 0 | 2262.6 | Per Home | 0% | RS | [32 empty] | 59305.0808 | 23.0865 | 17.5461
177 | RMFE202 | RMFE | 202 | Building Envelope | Multi-Family | Existing | Basement or Crawlspace Wall Insulation R-15 | 0.17356 | 0.3229 | 131.5302 | 694.9 | 20 | 512.46 | 1708.2 | Per Home | 0% | RS | [32 empty] | 66807676.6223 | 33230.8155 | 11026.1995
178 | RMFN202 | RMFN | 202 | Building Envelope | Multi-Family | New | Basement or Crawlspace Wall Insulation R-15 | 0.17356 | 0.3229 | 131.5302 | 694.9 | 20 | 0 | 1708.2 | Per Home | 0% | RS | [32 empty] | 253415.196 | 101.2294 | 71.8554
179 | RSFE202 | RSFE | 202 | Building Envelope | Single Family | Existing | Basement or Crawlspace Wall Insulation R-15 | 0.41926 | 0.84614 | 334.0592 | 1764.9 | 20 | 1032.2009 | 3848.4 | Per Home | 0% | RS | [32 empty] | 89455652.0476 | 44433.545 | 14839.85
180 | RSFN202 | RSFN | 202 | Building Envelope | Single Family | New | Basement or Crawlspace Wall Insulation R-15 | 0.41926 | 0.84614 | 334.0592 | 1764.9 | 20 | 0 | 3848.4 | Per Home | 0% | RS | [32 empty] | 1070809.7956 | 445.6763 | 281.9335
181 | RMOE203 | RMOE | 203 | Building Envelope | Mobile Home | Existing | Ceiling Insulation (R11 to R30) | 0.22317 | 0.017656 | 71.0044 | 375.13 | 30 | 141.1034 | 1043.31 | Per End Use Consumption | 0% | RS | [32 empty] | 2685600.217 | 251.9055 | 1754.6456
182 | RMON203 | RMON | 203 | Building Envelope | Mobile Home | New | Ceiling Insulation (R11 to R30) | 0.22317 | 0.017656 | 71.0044 | 375.13 | 30 | 0 | 1043.31 | Per End Use Consumption | 0% | RS | [32 empty] | 0 | 0 | 0
183 | RMFE203 | RMFE | 203 | Building Envelope | Multi-Family | Existing | Ceiling Insulation (R11 to R30) | 0.199 | 0.013204 | 62.6874 | 331.19 | 30 | 106.5291 | 787.67 | Per End Use Consumption | 0% | RS | [32 empty] | 22265571.5528 | 3703.4285 | 12593.4368
184 | RMFN203 | RMFN | 203 | Building Envelope | Multi-Family | New | Ceiling Insulation (R11 to R30) | 0.199 | 0.013204 | 62.6874 | 331.19 | 30 | 0 | 787.67 | Per End Use Consumption | 0% | RS | [32 empty] | 0 | 0 | 0
185 | RSFE203 | RSFE | 203 | Building Envelope | Single Family | Existing | Ceiling Insulation (R11 to R30) | 0.2641 | 0.022091 | 84.3221 | 445.49 | 30 | 171.4282 | 1267.53 | Per End Use Consumption | 0% | RS | [32 empty] | 3609094.3854 | 701.1686 | 1919.2727
186 | RSFN203 | RSFN | 203 | Building Envelope | Single Family | New | Ceiling Insulation (R11 to R30) | 0.2641 | 0.022091 | 84.3221 | 445.49 | 30 | 0 | 1267.53 | Per End Use Consumption | 0% | RS | [32 empty] | 0 | 0 | 0
187 | RMOE204 | RMOE | 204 | Building Envelope | Mobile Home | Existing | Ceiling Insulation (R11 to R38) | 0.19664 | 0.2817 | 128.2557 | 677.6 | 30 | 0 | 980.46 | Per End Use Consumption | 0% | RS | [32 empty] | 60361.519 | 19.4182 | 22.7942
188 | RMON204 | RMON | 204 | Building Envelope | Mobile Home | New | Ceiling Insulation (R11 to R38) | 0.19664 | 0.2817 | 128.2557 | 677.6 | 30 | 0 | 980.46 | Per End Use Consumption | 0% | RS | [32 empty] | 0 | 0 | 0 | bar: Projected Particpation 2021
189 | RMFE204 | RMFE | 204 | Building Envelope | Multi-Family | Existing | Ceiling Insulation (R11 to R38) | 0.17805 | 0.27844 | 121.8978 | 644.01 | 30 | 0 | 740.22 | Per End Use Consumption | 0% | RS | [32 empty] | 665249.1883 | 293.1468 | 155.4731
190 | RMFN204 | RMFN | 204 | Building Envelope | Multi-Family | New | Ceiling Insulation (R11 to R38) | 0.17805 | 0.27844 | 121.8978 | 644.01 | 30 | 0 | 740.22 | Per End Use Consumption | 0% | RS | [32 empty] | 0 | 0 | 0
191 | RSFE204 | RSFE | 204 | Building Envelope | Single Family | Existing | Ceiling Insulation (R11 to R38) | 0.25851 | 0.31653 | 155.3283 | 820.63 | 30 | 0 | 1191.17 | Per End Use Consumption | 0% | RS | [32 empty] | 21395.4176 | 8.9812 | 5.5409
192 | RSFN204 | RSFN | 204 | Building Envelope | Single Family | New | Ceiling Insulation (R11 to R38) | 0.25851 | 0.31653 | 155.3283 | 820.63 | 30 | 0 | 1191.17 | Per End Use Consumption | 0% | RS | [32 empty] | 0 | 0 | 0
193 | RMOE205 | RMOE | 205 | Building Envelope | Mobile Home | Existing | Ceiling Insulation (R11 to R49) | 0.25471 | 0.14234 | 111.1959 | 587.47 | 30 | 220.5846 | 1332.42 | Per End Use Consumption | 0% | RS | [32 empty] | 58928.2716 | 15.4465 | 26.5003
194 | RMON205 | RMON | 205 | Building Envelope | Mobile Home | New | Ceiling Insulation (R11 to R49) | 0.25471 | 0.14234 | 111.1959 | 587.47 | 30 | 0 | 1332.42 | Per End Use Consumption | 0% | RS | [32 empty] | 0 | 0 | 0
195 | RMFE205 | RMFE | 205 | Building Envelope | Multi-Family | Existing | Ceiling Insulation (R11 to R49) | 0.22981 | 0.13711 | 102.4721 | 541.38 | 30 | 166.5352 | 1005.94 | Per End Use Consumption | 0% | RS | [32 empty] | 617674.5168 | 229.8308 | 195.5939
196 | RMFN205 | RMFN | 205 | Building Envelope | Multi-Family | New | Ceiling Insulation (R11 to R49) | 0.22981 | 0.13711 | 102.4721 | 541.38 | 30 | 0 | 1005.94 | Per End Use Consumption | 0% | RS | [32 empty] | 0 | 0 | 0
197 | RSFE205 | RSFE | 205 | Building Envelope | Single Family | Existing | Ceiling Insulation (R11 to R49) | 0.32672 | 0.17306 | 140.2844 | 741.15 | 30 | 267.9904 | 1618.77 | Per End Use Consumption | 0% | RS | [32 empty] | 20980.4491 | 7.7355 | 6.7297
198 | RSFN205 | RSFN | 205 | Building Envelope | Single Family | New | Ceiling Insulation (R11 to R49) | 0.32672 | 0.17306 | 140.2844 | 741.15 | 30 | 0 | 1618.77 | Per End Use Consumption | 0% | RS | [32 empty] | 0 | 0 | 0
199 | RMOE206 | RMOE | 206 | Building Envelope | Mobile Home | Existing | Ceiling Insulation(R19 to R30) | 0.12412 | 0.010451 | 39.6446 | 209.45 | 30 | 70.9325 | 716.49 | Per End Use Consumption | 0% | RS | [32 empty] | 1039601.2513 | 68.0445 | 714.8794
200 | RMON206 | RMON | 206 | Building Envelope | Mobile Home | New | Ceiling Insulation(R19 to R30) | 0.12412 | 0.010451 | 39.6446 | 209.45 | 30 | 0 | 716.49 | Per End Use Consumption | 0% | RS | [32 empty] | 0 | 0 | 0
201 | RMFE206 | RMFE | 206 | Building Envelope | Multi-Family | Existing | Ceiling Insulation(R19 to R30) | 0.10875 | 0.0088396 | 34.6571 | 183.1 | 30 | 53.5521 | 540.93 | Per End Use Consumption | 0% | RS | [32 empty] | 9808415.8698 | 1018.1501 | 6289.632
202 | RMFN206 | RMFN | 206 | Building Envelope | Multi-Family | New | Ceiling Insulation(R19 to R30) | 0.10875 | 0.0088396 | 34.6571 | 183.1 | 30 | 0 | 540.93 | Per End Use Consumption | 0% | RS | [32 empty] | 0 | 0 | 0
203 | RSFE206 | RSFE | 206 | Building Envelope | Single Family | Existing | Ceiling Insulation(R19 to R30) | 0.12276 | 0.0088119 | 38.8344 | 205.17 | 30 | 86.1765 | 870.47 | Per End Use Consumption | 0% | RS | [32 empty] | 2123330.656 | 432.0783 | 1105.4954
204 | RSFN206 | RSFN | 206 | Building Envelope | Single Family | New | Ceiling Insulation(R19 to R30) | 0.12276 | 0.0088119 | 38.8344 | 205.17 | 30 | 0 | 870.47 | Per End Use Consumption | 0% | RS | [32 empty] | 0 | 0 | 0
205 | RMOE207 | RMOE | 207 | Building Envelope | Mobile Home | Existing | Ceiling Insulation(R19 to R38) | 0.11668 | 0.19867 | 83.881 | 443.16 | 30 | 0 | 1043.31 | Per End Use Consumption | 0% | RS | [32 empty] | 156835.3335 | 42.0493 | 69.3935
206 | RMON207 | RMON | 207 | Building Envelope | Mobile Home | New | Ceiling Insulation(R19 to R38) | 0.11668 | 0.19867 | 83.881 | 443.16 | 30 | 0 | 1043.31 | Per End Use Consumption | 0% | RS | [32 empty] | 0 | 0 | 0
207 | RMFE207 | RMFE | 207 | Building Envelope | Multi-Family | Existing | Ceiling Insulation(R19 to R38) | 0.10502 | 0.19868 | 80.404 | 424.79 | 30 | 0 | 787.67 | Per End Use Consumption | 0% | RS | [32 empty] | 1585480.9278 | 648.6632 | 431.0179
208 | RMFN207 | RMFN | 207 | Building Envelope | Multi-Family | New | Ceiling Insulation(R19 to R38) | 0.10502 | 0.19868 | 80.404 | 424.79 | 30 | 0 | 787.67 | Per End Use Consumption | 0% | RS | [32 empty] | 0 | 0 | 0
209 | RSFE207 | RSFE | 207 | Building Envelope | Single Family | Existing | Ceiling Insulation(R19 to R38) | 0.14135 | 0.1751 | 85.4312 | 451.35 | 30 | 0 | 1267.53 | Per End Use Consumption | 0% | RS | [32 empty] | 266213.8816 | 108.3621 | 73.0403
210 | RSFN207 | RSFN | 207 | Building Envelope | Single Family | New | Ceiling Insulation(R19 to R38) | 0.14135 | 0.1751 | 85.4312 | 451.35 | 30 | 0 | 1267.53 | Per End Use Consumption | 0% | RS | [32 empty] | 0 | 0 | 0
211 | RMOE208 | RMOE | 208 | Building Envelope | Mobile Home | Existing | Ceiling Insulation(R19 to R49) | 0.16386 | 0.10253 | 74.241 | 392.23 | 30 | 178.9648 | 1081.02 | Per End Use Consumption | 0% | RS | [32 empty] | 16386.0611 | 3.6405 | 8.1609
212 | RMON208 | RMON | 208 | Building Envelope | Mobile Home | New | Ceiling Insulation(R19 to R49) | 0.16386 | 0.10253 | 74.241 | 392.23 | 30 | 0 | 1081.02 | Per End Use Consumption | 0% | RS | [32 empty] | 0 | 0 | 0
213 | RMFE208 | RMFE | 208 | Building Envelope | Multi-Family | Existing | Ceiling Insulation(R19 to R49) | 0.14697 | 0.10033 | 68.6535 | 362.71 | 30 | 135.1135 | 816.14 | Per End Use Consumption | 0% | RS | [32 empty] | 160179.8858 | 54.2573 | 57.1885
214 | RMFN208 | RMFN | 208 | Building Envelope | Multi-Family | New | Ceiling Insulation(R19 to R49) | 0.14697 | 0.10033 | 68.6535 | 362.71 | 30 | 0 | 816.14 | Per End Use Consumption | 0% | RS | [32 empty] | 0 | 0 | 0
215 | RSFE208 | RSFE | 208 | Building Envelope | Single Family | Existing | Ceiling Insulation(R19 to R49) | 0.19577 | 0.10468 | 84.2994 | 445.37 | 30 | 217.4259 | 1313.34 | Per End Use Consumption | 0% | RS | [32 empty] | 4923.1729 | 1.6559 | 1.7718
216 | RSFN208 | RSFN | 208 | Building Envelope | Single Family | New | Ceiling Insulation(R19 to R49) | 0.19577 | 0.10468 | 84.2994 | 445.37 | 30 | 0 | 1313.34 | Per End Use Consumption | 0% | RS | [32 empty] | 0 | 0 | 0
217 | RMOE209 | RMOE | 209 | Building Envelope | Mobile Home | Existing | Ceiling Insulation(R2 to R30) | 1.2921 | 0.10154 | 410.9179 | 2170.96 | 30 | 161.315 | 1005.6 | Per End Use Consumption | 0% | RS | [32 empty] | 648918.5938 | 176.9011 | 283.59
218 | RMON209 | RMON | 209 | Building Envelope | Mobile Home | New | Ceiling Insulation(R2 to R30) | 1.2921 | 0.10154 | 410.9179 | 2170.96 | 30 | 0 | 1005.6 | Per End Use Consumption | 0% | RS | [32 empty] | 0 | 0 | 0
219 | RMFE209 | RMFE | 209 | Building Envelope | Multi-Family | Existing | Ceiling Insulation(R2 to R30) | 1.0958 | 0.087732 | 348.8987 | 1843.3 | 30 | 121.7883 | 759.2 | Per End Use Consumption | 0% | RS | [32 empty] | 5734402.0502 | 2410.4504 | 1481.0599
220 | RMFN209 | RMFN | 209 | Building Envelope | Multi-Family | New | Ceiling Insulation(R2 to R30) | 1.0958 | 0.087732 | 348.8987 | 1843.3 | 30 | 0 | 759.2 | Per End Use Consumption | 0% | RS | [32 empty] | 0 | 0 | 0
221 | RSFE209 | RSFE | 209 | Building Envelope | Single Family | Existing | Ceiling Insulation(R2 to R30) | 1.7761 | 0.17501 | 573.6073 | 3030.48 | 30 | 195.9826 | 1221.71 | Per End Use Consumption | 0% | RS | [32 empty] | 240231.6591 | 83.115 | 83.6615
222 | RSFN209 | RSFN | 209 | Building Envelope | Single Family | New | Ceiling Insulation(R2 to R30) | 1.7761 | 0.17501 | 573.6073 | 3030.48 | 30 | 0 | 1221.71 | Per End Use Consumption | 0% | RS | [32 empty] | 0 | 0 | 0
223 | RMOE210 | RMOE | 210 | Building Envelope | Mobile Home | Existing | Ceiling Insulation(R2 to R38) | 1.0559 | 1.1087 | 588.9939 | 3111.77 | 30 | 0 | 1282.14 | Per End Use Consumption | 0% | RS | [32 empty] | 232682.3778 | 90.8356 | 68.5317
224 | RMON210 | RMON | 210 | Building Envelope | Mobile Home | New | Ceiling Insulation(R2 to R38) | 1.0559 | 1.1087 | 588.9939 | 3111.77 | 30 | 0 | 1282.14 | Per End Use Consumption | 0% | RS | [32 empty] | 0 | 0 | 0
225 | RMFE210 | RMFE | 210 | Building Envelope | Multi-Family | Existing | Ceiling Insulation(R2 to R38) | 0.87264 | 1.0079 | 509.3678 | 2691.09 | 30 | 0 | 967.98 | Per End Use Consumption | 0% | RS | [32 empty] | 2391675.4024 | 1233.8938 | 341.1953
226 | RMFN210 | RMFN | 210 | Building Envelope | Multi-Family | New | Ceiling Insulation(R2 to R38) | 0.87264 | 1.0079 | 509.3678 | 2691.09 | 30 | 0 | 967.98 | Per End Use Consumption | 0% | RS | [32 empty] | 0 | 0 | 0
227 | RSFE210 | RSFE | 210 | Building Envelope | Single Family | Existing | Ceiling Insulation(R2 to R38) | 1.4842 | 1.6767 | 857.0835 | 4528.14 | 30 | 0 | 1557.69 | Per End Use Consumption | 0% | RS | [32 empty] | 102708.6495 | 48.1672 | 20.4855
228 | RSFN210 | RSFN | 210 | Building Envelope | Single Family | New | Ceiling Insulation(R2 to R38) | 1.4842 | 1.6767 | 857.0835 | 4528.14 | 30 | 0 | 1557.69 | Per End Use Consumption | 0% | RS | [32 empty] | 0 | 0 | 0
229 | RMOE211 | RMOE | 211 | Building Envelope | Mobile Home | Existing | Ceiling Insulation(R2 to R49) | 1.2335 | 0.54578 | 503.0648 | 2657.79 | 30 | 266.5453 | 1319.85 | Per End Use Consumption | 0% | RS | [32 empty] | 217393.4149 | 77.1464 | 73.3695
230 | RMON211 | RMON | 211 | Building Envelope | Mobile Home | New | Ceiling Insulation(R2 to R49) | 1.2335 | 0.54578 | 503.0648 | 2657.79 | 30 | 0 | 1319.85 | Per End Use Consumption | 0% | RS | [32 empty] | 0 | 0 | 0
231 | RMFE211 | RMFE | 211 | Building Envelope | Multi-Family | Existing | Ceiling Insulation(R2 to R49) | 1.0397 | 0.49325 | 432.2251 | 2283.53 | 30 | 201.2343 | 996.45 | Per End Use Consumption | 0% | RS | [32 empty] | 2134938.1629 | 1052.1806 | 364.1658
232 | RMFN211 | RMFN | 211 | Building Envelope | Multi-Family | New | Ceiling Insulation(R2 to R49) | 1.0397 | 0.49325 | 432.2251 | 2283.53 | 30 | 0 | 996.45 | Per End Use Consumption | 0% | RS | [32 empty] | 0 | 0 | 0
233 | RSFE211 | RSFE | 211 | Building Envelope | Single Family | Existing | Ceiling Insulation(R2 to R49) | 1.7156 | 0.84511 | 720.931 | 3808.82 | 30 | 323.8288 | 1603.5 | Per End Use Consumption | 0% | RS | [32 empty] | 93125.2778 | 40.7939 | 22.0573
234 | RSFN211 | RSFN | 211 | Building Envelope | Single Family | New | Ceiling Insulation(R2 to R49) | 1.7156 | 0.84511 | 720.931 | 3808.82 | 30 | 0 | 1603.5 | Per End Use Consumption | 0% | RS | [32 empty] | 0 | 0 | 0
235 | RMOE212 | RMOE | 212 | Building Envelope | Mobile Home | Existing | Ceiling Insulation(R30 to R38) | 0.048355 | 0.12684 | 45.7488 | 241.7 | 30 | 0 | 590.79 | Per End Use Consumption | 0% | RS | [32 empty] | 1506135.8753 | 266.3816 | 832.6766
236 | RMON212 | RMON | 212 | Building Envelope | Mobile Home | New | Ceiling Insulation(R30 to R38) | 0.048355 | 0.12684 | 45.7488 | 241.7 | 30 | 0 | 590.79 | Per End Use Consumption | 0% | RS | [32 empty] | 27664.7981 | 3.7129 | 16.7223
237 | RMFE212 | RMFE | 212 | Building Envelope | Multi-Family | Existing | Ceiling Insulation(R30 to R38) | 0.040423 | 0.1252 | 42.9759 | 227.05 | 30 | 0 | 446.03 | Per End Use Consumption | 0% | RS | [32 empty] | 12822780.5386 | 3894.0387 | 5121.7605
238 | RMFN212 | RMFN | 212 | Building Envelope | Multi-Family | New | Ceiling Insulation(R30 to R38) | 0.040423 | 0.1252 | 42.9759 | 227.05 | 30 | 0 | 446.03 | Per End Use Consumption | 0% | RS | [32 empty] | 240920.5296 | 54.5013 | 118.808
239 | RSFE212 | RSFE | 212 | Building Envelope | Single Family | Existing | Ceiling Insulation(R30 to R38) | 0.039058 | 0.04939 | 23.8549 | 126.03 | 30 | 0 | 717.76 | Per End Use Consumption | 0% | RS | [32 empty] | 3285114.6729 | 1328.6482 | 911.6777
240 | RSFN212 | RSFN | 212 | Building Envelope | Single Family | New | Ceiling Insulation(R30 to R38) | 0.039058 | 0.04939 | 23.8549 | 126.03 | 30 | 0 | 717.76 | Per End Use Consumption | 0% | RS | [32 empty] | 144395.6256 | 42.4164 | 59.4102
241 | RMOE213 | RMOE | 213 | Building Envelope | Mobile Home | Existing | Ceiling Insulation(R30 to R49) | 0.084932 | 0.068211 | 42.1998 | 222.95 | 30 | 167.3643 | 1043.31 | Per End Use Consumption | 0% | RS | [32 empty] | 1358950.5838 | 218.3924 | 777.8694
242 | RMON213 | RMON | 213 | Building Envelope | Mobile Home | New | Ceiling Insulation(R30 to R49) | 0.084932 | 0.068211 | 42.1998 | 222.95 | 30 | 0 | 1043.31 | Per End Use Consumption | 0% | RS | [32 empty] | 3878.3961 | 0.49158 | 2.3793
243 | RMFE213 | RMFE | 213 | Building Envelope | Multi-Family | Existing | Ceiling Insulation(R30 to R49) | 0.036774 | 0.065949 | 27.26 | 144.02 | 30 | 126.3554 | 787.67 | Per End Use Consumption | 0% | RS | [32 empty] | 12464299.8808 | 3861.1487 | 4886.6569
244 | RMFN213 | RMFN | 213 | Building Envelope | Multi-Family | New | Ceiling Insulation(R30 to R49) | 0.036774 | 0.065949 | 27.26 | 144.02 | 30 | 0 | 787.67 | Per End Use Consumption | 0% | RS | [32 empty] | 35592.4321 | 8.6776 | 16.7949
245 | RSFE213 | RSFE | 213 | Building Envelope | Single Family | Existing | Ceiling Insulation(R30 to R49) | 0.08181 | 0.045602 | 35.6867 | 188.54 | 30 | 203.3329 | 1267.53 | Per End Use Consumption | 0% | RS | [32 empty] | 1642432.1628 | 563.9083 | 577.2309
246 | RSFN213 | RSFN | 213 | Building Envelope | Single Family | New | Ceiling Insulation(R30 to R49) | 0.08181 | 0.045602 | 35.6867 | 188.54 | 30 | 0 | 1267.53 | Per End Use Consumption | 0% | RS | [32 empty] | 46392.8113 | 10.7774 | 22.5366
247 | RMOE214 | RMOE | 214 | Building Envelope | Mobile Home | Existing | Ceiling Insulation(R38 to R49) | 0.055709 | 0.055608 | 30.3623 | 160.41 | 30 | 114.9369 | 716.49 | Per End Use Consumption | 0% | RS | [32 empty] | 0 | 0 | 0
248 | RMON214 | RMON | 214 | Building Envelope | Mobile Home | New | Ceiling Insulation(R38 to R49) | 0.055709 | 0.055608 | 30.3623 | 160.41 | 30 | 0 | 716.49 | Per End Use Consumption | 0% | RS | [32 empty] | 0 | 0 | 0
249 | RMFE214 | RMFE | 214 | Building Envelope | Multi-Family | Existing | Ceiling Insulation(R38 to R49) | 0.021626 | 0.054376 | 19.88 | 105.03 | 30 | 86.7742 | 540.93 | Per End Use Consumption | 0% | RS | [32 empty] | 0 | 0 | 0
250 | RMFN214 | RMFN | 214 | Building Envelope | Multi-Family | New | Ceiling Insulation(R38 to R49) | 0.021626 | 0.054376 | 19.88 | 105.03 | 30 | 0 | 540.93 | Per End Use Consumption | 0% | RS | [32 empty] | 0 | 0 | 0
251 | RSFE214 | RSFE | 214 | Building Envelope | Single Family | Existing | Ceiling Insulation(R38 to R49) | 0.038512 | 0.02055 | 16.5733 | 87.56 | 30 | 139.6379 | 870.47 | Per End Use Consumption | 0% | RS | [32 empty] | 0 | 0 | 0
252 | RSFN214 | RSFN | 214 | Building Envelope | Single Family | New | Ceiling Insulation(R38 to R49) | 0.038512 | 0.02055 | 16.5733 | 87.56 | 30 | 0 | 870.47 | Per End Use Consumption | 0% | RS | [32 empty] | 0 | 0 | 0
253 | RMOE215 | RMOE | 215 | Building Envelope | Mobile Home | Existing | Duct Insulation | 0.034 | 0.06 | 22.0794 | 116.65 | 20 | 0 | 1797.51 | Per End Use Consumption | 0% | RS | [32 empty] | 1426297.954 | 390.441 | 852.5112
254 | RMON215 | RMON | 215 | Building Envelope | Mobile Home | New | Duct Insulation | 0.034 | 0.06 | 22.0794 | 116.65 | 20 | 0 | 1797.51 | Per End Use Consumption | 0% | RS | [32 empty] | 0 | 0 | 0
255 | RMFE215 | RMFE | 215 | Building Envelope | Multi-Family | Existing | Duct Insulation | 0.021 | 0.008 | 10.4558 | 55.24 | 20 | 0 | 1357.07 | Per End Use Consumption | 0% | RS | [32 empty] | 15158605.4194 | 5552.1074 | 3165.4959
256 | RMFN215 | RMFN | 215 | Building Envelope | Multi-Family | New | Duct Insulation | 0.021 | 0.008 | 10.4558 | 55.24 | 20 | 0 | 1357.07 | Per End Use Consumption | 0% | RS | [32 empty] | 0 | 0 | 0
257 | RSFE215 | RSFE | 215 | Building Envelope | Single Family | Existing | Duct Insulation | 0.051 | 0.057 | 29.5427 | 156.08 | 20 | 0 | 3057.34 | Per End Use Consumption | 0% | RS | [32 empty] | 11449890.9753 | 3681.0468 | 4545.8568
258 | RSFN215 | RSFN | 215 | Building Envelope | Single Family | New | Duct Insulation | 0.051 | 0.057 | 29.5427 | 156.08 | 20 | 0 | 3057.34 | Per End Use Consumption | 0% | RS | [32 empty] | 0 | 0 | 0
259 | RMOE216 | RMOE | 216 | Building Envelope | Mobile Home | Existing | Energy Star Door | 0.109 | 0.06 | 56.163 | 296.72 | 20 | 152.596 | 429.19 | Per 100 S.F. | 0% | RS | [32 empty] | 895967.9585 | 329.0679 | 183.3017
260 | RMON216 | RMON | 216 | Building Envelope | Mobile Home | New | Energy Star Door | 0.109 | 0.06 | 56.163 | 296.72 | 20 | 0 | 429.19 | Per 100 S.F. | 0% | RS | [32 empty] | 6333.5945 | 2.1777 | 1.9198
261 | RMFE216 | RMFE | 216 | Building Envelope | Multi-Family | Existing | Energy Star Door | 0.109 | 0.06 | 56.163 | 296.72 | 20 | 152.596 | 429.19 | Per 100 S.F. | 0% | RS | [32 empty] | 24739171.7313 | 8474.8892 | 7630.3038
262 | RMFN216 | RMFN | 216 | Building Envelope | Multi-Family | New | Energy Star Door | 0.109 | 0.06 | 56.163 | 296.72 | 20 | 0 | 429.19 | Per 100 S.F. | 0% | RS | [32 empty] | 181578.2933 | 55.7558 | 83.1033
263 | RSFE216 | RSFE | 216 | Building Envelope | Single Family | Existing | Energy Star Door | 0.109 | 0.06 | 56.163 | 296.72 | 20 | 152.596 | 429.19 | Per 100 S.F. | 0% | RS | [32 empty] | 22049152.5362 | 8026.3427 | 4812.6751
264 | RSFN216 | RSFN | 216 | Building Envelope | Single Family | New | Energy Star Door | 0.109 | 0.06 | 56.163 | 296.72 | 20 | 0 | 429.19 | Per 100 S.F. | 0% | RS | [32 empty] | 154593.7342 | 49.8839 | 60.6067
265 | RMOE217 | RMOE | 217 | Building Envelope | Mobile Home | Existing | Energy Star Windows | 0.117 | 0.064 | 59.8539 | 316.22 | 20 | 589.7834 | 905.04 | Per 100 S.F. | 0% | RS | [32 empty] | 1290403.3805 | 473.7089 | 264.9467
266 | RMON217 | RMON | 217 | Building Envelope | Mobile Home | New | Energy Star Windows | 0.117 | 0.064 | 59.8539 | 316.22 | 20 | 0 | 905.04 | Per 100 S.F. | 0% | RS | [32 empty] | 9103.4347 | 3.1349 | 2.739
267 | RMFE217 | RMFE | 217 | Building Envelope | Multi-Family | Existing | Energy Star Windows | 0.088 | 0.048 | 45.1886 | 238.74 | 20 | 518.784 | 683.28 | Per 100 S.F. | 0% | RS | [32 empty] | 25445316.2368 | 8679.5726 | 8004.5401
268 | RMFN217 | RMFN | 217 | Building Envelope | Multi-Family | New | Energy Star Windows | 0.088 | 0.048 | 45.1886 | 238.74 | 20 | 0 | 683.28 | Per 100 S.F. | 0% | RS | [32 empty] | 187255.5747 | 57.1466 | 87.1833
269 | RSFE217 | RSFE | 217 | Building Envelope | Single Family | Existing | Energy Star Windows | 0.198 | 0.108 | 101.802 | 537.84 | 20 | 600 | 1539.36 | Per 100 S.F. | 0% | RS | [32 empty] | 57944189.5046 | 21302.0536 | 11768.2807
270 | RSFN217 | RSFN | 217 | Building Envelope | Single Family | New | Energy Star Windows | 0.198 | 0.108 | 101.802 | 537.84 | 20 | 0 | 1539.36 | Per 100 S.F. | 0% | RS | [32 empty] | 421786.0005 | 140.096 | 148.5644
271 | RMOE218 | RMOE | 218 | Building Envelope | Mobile Home | Existing | Exterior Wall Insulation | 0.22757 | 0.33172 | 149.8373 | 791.62 | 20 | 201.75 | 1803.8 | Per End Use Consumption | 0% | RS | [32 empty] | 2576809.1452 | 393.7324 | 1499.6314
272 | RMON218 | RMON | 218 | Building Envelope | Mobile Home | New | Exterior Wall Insulation | 0.22757 | 0.33172 | 149.8373 | 791.62 | 20 | 0 | 1803.8 | Per End Use Consumption | 0% | RS | [32 empty] | 30064.8872 | 2.592 | 19.9189
273 | RMFE218 | RMFE | 218 | Building Envelope | Multi-Family | Existing | Exterior Wall Insulation | 0.081543 | 0.1634 | 64.6843 | 341.74 | 20 | 152.316 | 1361.82 | Per End Use Consumption | 0% | RS | [32 empty] | 23051880.3694 | 4162.4395 | 12641.0718
274 | RMFN218 | RMFN | 218 | Building Envelope | Multi-Family | New | Exterior Wall Insulation | 0.081543 | 0.1634 | 64.6843 | 341.74 | 20 | 0 | 1361.82 | Per End Use Consumption | 0% | RS | [32 empty] | 123505.9837 | 12.7489 | 79.2845
275 | RSFE218 | RSFE | 218 | Building Envelope | Single Family | Existing | Exterior Wall Insulation | 0.19465 | 0.32133 | 137.4433 | 726.14 | 20 | 343.149 | 3068.03 | Per End Use Consumption | 0% | RS | [32 empty] | 20917482.6308 | 4301.8542 | 10835.6692
276 | RSFN218 | RSFN | 218 | Building Envelope | Single Family | New | Exterior Wall Insulation | 0.19465 | 0.32133 | 137.4433 | 726.14 | 20 | 0 | 3068.03 | Per End Use Consumption | 0% | RS | [32 empty] | 329765.7396 | 40.1469 | 204.3043
277 | RMOE219 | RMOE | 219 | Building Envelope | Mobile Home | Existing | Floor Insulation | 0 | 0.11759 | 29.026 | 153.35 | 20 | 275.283 | 1730.94 | Per End Use Consumption | 0% | RS | [32 empty] | 3665867.2878 | 1632.8912 | 835.5639
278 | RMON219 | RMON | 219 | Building Envelope | Mobile Home | New | Floor Insulation | 0 | 0.11759 | 29.026 | 153.35 | 20 | 0 | 1730.94 | Per End Use Consumption | 0% | RS | [32 empty] | 25995.9389 | 10.0792 | 7.7402
279 | RMFE219 | RMFE | 219 | Building Envelope | Multi-Family | Existing | Floor Insulation | 0 | 0.093937 | 23.1867 | 122.5 | 20 | 207.831 | 1306.81 | Per End Use Consumption | 0% | RS | [32 empty] | 2270785.2085 | 1288.0529 | 182.9681
280 | RMFN219 | RMFN | 219 | Building Envelope | Multi-Family | New | Floor Insulation | 0 | 0.093937 | 23.1867 | 122.5 | 20 | 0 | 1306.81 | Per End Use Consumption | 0% | RS | [32 empty] | 16206.0229 | 8.474 | 2.1751
281 | RSFE219 | RSFE | 219 | Building Envelope | Single Family | Existing | Floor Insulation | 0 | 0.1137 | 28.0645 | 148.27 | 20 | 468.222 | 2944.11 | Per End Use Consumption | 0% | RS | [32 empty] | 15432375.1758 | 7615.1274 | 2620.932
282 | RSFN219 | RSFN | 219 | Building Envelope | Single Family | New | Floor Insulation | 0 | 0.1137 | 28.0645 | 148.27 | 20 | 0 | 2944.11 | Per End Use Consumption | 0% | RS | [32 empty] | 180865.6565 | 73.9688 | 49.203
283 | RMOE220 | RMOE | 220 | Building Envelope | Mobile Home | Existing | Green Roof | 0.463 | 0.002 | 210.7058 | 1113.2 | 20 | 0 | 36767.25 | Per Home | 0% | RS | [32 empty] | 908267.7481 | 377.4125 | 1.6086
284 | RMON220 | RMON | 220 | Building Envelope | Mobile Home | New | Green Roof | 0.463 | 0.002 | 210.7058 | 1113.2 | 20 | 0 | 36767.25 | Per Home | 0% | RS | [32 empty] | 464.0767 | 0.19284 | 0.00082191
285 | RMFE220 | RMFE | 220 | Building Envelope | Multi-Family | Existing | Green Roof | 0.286 | 0.001 | 129.9781 | 686.7 | 20 | 0 | 27758.25 | Per Home | 0% | RS | [32 empty] | 12217790.8851 | 5076.8586 | 21.6385
286 | RMFN220 | RMFN | 220 | Building Envelope | Multi-Family | New | Green Roof | 0.286 | 0.001 | 129.9781 | 686.7 | 20 | 0 | 27758.25 | Per Home | 0% | RS | [32 empty] | 6243.1919 | 2.5942 | 0.011057
287 | RSFE220 | RSFE | 220 | Building Envelope | Single Family | Existing | Green Roof | 0.694 | 0.003 | 315.771 | 1668.28 | 20 | 0 | 44668.93 | Per Home | 0% | RS | [32 empty] | 190013583.2088 | 78956.3429 | 336.526
288 | RSFN220 | RSFN | 220 | Building Envelope | Single Family | New | Green Roof | 0.694 | 0.003 | 315.771 | 1668.28 | 20 | 0 | 44668.93 | Per Home | 0% | RS | [32 empty] | 98575.8554 | 40.9612 | 0.17458
289 | RMOE221 | RMOE | 221 | Building Envelope | Mobile Home | Existing | Radiant Barrier | 0.096 | 0 | 43.5399 | 230.03 | 25 | 0 | 1379.2 | Per End Use Consumption | 0% | RS | [32 empty] | 3209302.0808 | 1333.5613 | 5.6839
290 | RMON221 | RMON | 221 | Building Envelope | Mobile Home | New | Radiant Barrier | 0.096 | 0 | 43.5399 | 230.03 | 25 | 0 | 1379.2 | Per End Use Consumption | 0% | RS | [32 empty] | 21293.982 | 8.8483 | 0.037713
291 | RMFE221 | RMFE | 221 | Building Envelope | Multi-Family | Existing | Radiant Barrier | 0.072 | 0 | 32.8721 | 173.67 | 25 | 0 | 1194.4 | Per End Use Consumption | 0% | RS | [32 empty] | 58157326.9294 | 24166.1137 | 103.0003
292 | RMFN221 | RMFN | 221 | Building Envelope | Multi-Family | New | Radiant Barrier | 0.072 | 0 | 32.8721 | 173.67 | 25 | 0 | 1194.4 | Per End Use Consumption | 0% | RS | [32 empty] | 384772.0295 | 159.8843 | 0.68146
293 | RSFE221 | RSFE | 221 | Building Envelope | Single Family | Existing | Radiant Barrier | 0.163 | 0.001 | 74.0556 | 391.25 | 25 | 0 | 1541.29 | Per End Use Consumption | 0% | RS | [32 empty] | 39819905.2488 | 16546.3649 | 70.5236
294 | RSFN221 | RSFN | 221 | Building Envelope | Single Family | New | Radiant Barrier | 0.163 | 0.001 | 74.0556 | 391.25 | 25 | 0 | 1541.29 | Per End Use Consumption | 0% | RS | [32 empty] | 833986.1404 | 346.5463 | 1.477
295 | RMOE222 | RMOE | 222 | Building Envelope | Mobile Home | Existing | Reflective Roof | 0.089 | 0 | 40.4471 | 213.69 | 15 | 0 | 2312.88 | Per End Use Consumption | 0% | RS | [32 empty] | 2169714.3849 | 901.5814 | 3.8427
296 | RMON222 | RMON | 222 | Building Envelope | Mobile Home | New | Reflective Roof | 0.089 | 0 | 40.4471 | 213.69 | 15 | 0 | 2312.88 | Per End Use Consumption | 0% | RS | [32 empty] | 14396.2325 | 5.9821 | 0.025497
297 | RMFE222 | RMFE | 222 | Building Envelope | Multi-Family | Existing | Reflective Roof | 0.067 | 0 | 30.5364 | 161.33 | 15 | 0 | 1746.16 | Per End Use Consumption | 0% | RS | [32 empty] | 38845466.5273 | 16141.4564 | 68.7978
298 | RMFN222 | RMFN | 222 | Building Envelope | Multi-Family | New | Reflective Roof | 0.067 | 0 | 30.5364 | 161.33 | 15 | 0 | 1746.16 | Per End Use Consumption | 0% | RS | [32 empty] | 257716.1986 | 107.0888 | 0.45643
299 | RSFE222 | RSFE | 222 | Building Envelope | Single Family | Existing | Reflective Roof | 0.151 | 0.001 | 68.7955 | 363.46 | 15 | 0 | 2809.94 | Per End Use Consumption | 0% | RS | [32 empty] | 63180785.2645 | 26253.5113 | 111.8972
300 | RSFN222 | RSFN | 222 | Building Envelope | Single Family | New | Reflective Roof | 0.151 | 0.001 | 68.7955 | 363.46 | 15 | 0 | 2809.94 | Per End Use Consumption | 0% | RS | [32 empty] | 385861.1754 | 160.3369 | 0.68338
301 | RMOE223 | RMOE | 223 | Building Envelope | Mobile Home | Existing | Sealed crawlspace | 0.0021639 | 0.0026118 | 1.2909 | 6.82 | 20 | 0 | 3771 | Per Home | 0% | RS | [32 empty] | 199846.7957 | 118.9526 | 9.3349
302 | RMON223 | RMON | 223 | Building Envelope | Mobile Home | New | Sealed crawlspace | 0.0021639 | 0.0026118 | 1.2909 | 6.82 | 20 | 0 | 3771 | Per Home | 0% | RS | [32 empty] | 1399.1293 | 0.80524 | 0.09868
303 | RMFE223 | RMFE | 223 | Building Envelope | Multi-Family | Existing | Sealed crawlspace | 0.001726 | 0.0020833 | 1.0297 | 5.44 | 20 | 0 | 2847 | Per Home | 0% | RS | [32 empty] | 379730.4099 | 229.7654 | 13.2091
304 | RMFN223 | RMFN | 223 | Building Envelope | Multi-Family | New | Sealed crawlspace | 0.001726 | 0.0020833 | 1.0297 | 5.44 | 20 | 0 | 2847 | Per Home | 0% | RS | [32 empty] | 2687.2776 | 1.5714 | 0.15953
305 | RSFE223 | RSFE | 223 | Building Envelope | Single Family | Existing | Sealed crawlspace | 0.0020878 | 0.0025199 | 1.2455 | 6.58 | 20 | 0 | 4581.43 | Per Home | 0% | RS | [32 empty] | 2071142.3059 | 1208.4036 | 126.2385
306 | RSFN223 | RSFN | 223 | Building Envelope | Single Family | New | Sealed crawlspace | 0.0020878 | 0.0025199 | 1.2455 | 6.58 | 20 | 0 | 4581.43 | Per Home | 0% | RS | [32 empty] | 14811.1976 | 8.053 | 1.6149
307 | RMOE224 | RMOE | 224 | Building Envelope | Mobile Home | Existing | Spray Foam Insulation(Base R11) | 0.23191 | 0.1315 | 101.7149 | 537.38 | 20 | 1001.7405 | 5178.84 | Per End Use Consumption | 0% | RS | [32 empty] | 251581.2203 | 65.3991 | 113.7983
308 | RMON224 | RMON | 224 | Building Envelope | Mobile Home | New | Spray Foam Insulation(Base R11) | 0.23191 | 0.1315 | 101.7149 | 537.38 | 20 | 0 | 5178.84 | Per End Use Consumption | 0% | RS | [32 empty] | 0 | 0 | 0
309 | RMFE224 | RMFE | 224 | Building Envelope | Multi-Family | Existing | Spray Foam Insulation(Base R11) | 0.20723 | 0.12723 | 93.2901 | 492.87 | 20 | 919.8833 | 3909.88 | Per End Use Consumption | 0% | RS | [32 empty] | 2557970.8635 | 963.7051 | 795.6043
310 | RMFN224 | RMFN | 224 | Building Envelope | Multi-Family | New | Spray Foam Insulation(Base R11) | 0.20723 | 0.12723 | 93.2901 | 492.87 | 20 | 0 | 3909.88 | Per End Use Consumption | 0% | RS | [32 empty] | 0 | 0 | 0
311 | RSFE224 | RSFE | 224 | Building Envelope | Single Family | Existing | Spray Foam Insulation(Base R11) | 0.39464 | 0.17973 | 162.2143 | 857.01 | 20 | 1018.534 | 6291.83 | Per End Use Consumption | 0% | RS | [32 empty] | 110967.8107 | 43.4603 | 32.5137
312 | RSFN224 | RSFN | 224 | Building Envelope | Single Family | New | Spray Foam Insulation(Base R11) | 0.39464 | 0.17973 | 162.2143 | 857.01 | 20 | 0 | 6291.83 | Per End Use Consumption | 0% | RS | [32 empty] | 0 | 0 | 0
313 | RMOE225 | RMOE | 225 | Building Envelope | Mobile Home | Existing | Spray Foam Insulation(Base R19) | 0.14107 | 0.091696 | 64.76 | 342.14 | 20 | 1039.844 | 5178.84 | Per End Use Consumption | 0% | RS | [32 empty] | 667517.5845 | 142.5724 | 339.3849
314 | RMON225 | RMON | 225 | Building Envelope | Mobile Home | New | Spray Foam Insulation(Base R19) | 0.14107 | 0.091696 | 64.76 | 342.14 | 20 | 0 | 5178.84 | Per End Use Consumption | 0% | RS | [32 empty] | 0 | 0 | 0
315 | RMFE225 | RMFE | 225 | Building Envelope | Multi-Family | Existing | Spray Foam Insulation(Base R19) | 0.12439 | 0.090447 | 59.4716 | 314.2 | 20 | 948.051 | 3909.88 | Per End Use Consumption | 0% | RS | [32 empty] | 5898274.6112 | 1995.0457 | 2109.3003
316 | RMFN225 | RMFN | 225 | Building Envelope | Multi-Family | New | Spray Foam Insulation(Base R19) | 0.12439 | 0.090447 | 59.4716 | 314.2 | 20 | 0 | 3909.88 | Per End Use Consumption | 0% | RS | [32 empty] | 0 | 0 | 0
317 | RSFE225 | RSFE | 225 | Building Envelope | Single Family | Existing | Spray Foam Insulation(Base R19) | 0.15751 | 0.082194 | 67.3267 | 355.7 | 20 | 1060.9877 | 6291.83 | Per End Use Consumption | 0% | RS | [32 empty] | 1080422.5387 | 379.023 | 369.9453
318 | RSFN225 | RSFN | 225 | Building Envelope | Single Family | New | Spray Foam Insulation(Base R19) | 0.15751 | 0.082194 | 67.3267 | 355.7 | 20 | 0 | 6291.83 | Per End Use Consumption | 0% | RS | [32 empty] | 0 | 0 | 0
319 | RMOE226 | RMOE | 226 | Building Envelope | Mobile Home | Existing | Spray Foam Insulation(Base R2) | 1.2107 | 0.53495 | 493.5838 | 2607.7 | 20 | 937.0189 | 5178.84 | Per End Use Consumption | 0% | RS | [32 empty] | 990743.7143 | 351.889 | 334.0045
320 | RMON226 | RMON | 226 | Building Envelope | Mobile Home | New | Spray Foam Insulation(Base R2) | 1.2107 | 0.53495 | 493.5838 | 2607.7 | 20 | 0 | 5178.84 | Per End Use Consumption | 0% | RS | [32 empty] | 0 | 0 | 0
321 | RMFE226 | RMFE | 226 | Building Envelope | Multi-Family | Existing | Spray Foam Insulation(Base R2) | 1.0171 | 0.48336 | 423.0432 | 2235.02 | 20 | 868.1794 | 3909.88 | Per End Use Consumption | 0% | RS | [32 empty] | 9707975.0764 | 4783.4447 | 1657.1699
322 | RMFN226 | RMFN | 226 | Building Envelope | Multi-Family | New | Spray Foam Insulation(Base R2) | 1.0171 | 0.48336 | 423.0432 | 2235.02 | 20 | 0 | 3909.88 | Per End Use Consumption | 0% | RS | [32 empty] | 0 | 0 | 0
323 | RSFE226 | RSFE | 226 | Building Envelope | Single Family | Existing | Spray Foam Insulation(Base R2) | 1.7398 | 0.85542 | 730.7016 | 3860.44 | 20 | 1042.1256 | 6291.83 | Per End Use Consumption | 0% | RS | [32 empty] | 441168.1988 | 193.9835 | 103.6125
324 | RSFN226 | RSFN | 226 | Building Envelope | Single Family | New | Spray Foam Insulation(Base R2) | 1.7398 | 0.85542 | 730.7016 | 3860.44 | 20 | 0 | 6291.83 | Per End Use Consumption | 0% | RS | [32 empty] | 0 | 0 | 0
325 | RMOE227 | RMOE | 227 | Building Envelope | Mobile Home | Existing | Spray Foam Insulation(Base R30) | 0.062138 | 0.057378 | 32.7188 | 172.86 | 20 | 1144.4023 | 5178.84 | Per End Use Consumption | 0% | RS | [32 empty] | 3039617.4579 | 442.7498 | 1795.2256
326 | RMON227 | RMON | 227 | Building Envelope | Mobile Home | New | Spray Foam Insulation(Base R30) | 0.062138 | 0.057378 | 32.7188 | 172.86 | 20 | 0 | 5178.84 | Per End Use Consumption | 0% | RS | [32 empty] | 0 | 0 | 0
327 | RMFE227 | RMFE | 227 | Building Envelope | Multi-Family | Existing | Spray Foam Insulation(Base R30) | 0.051299 | 0.056013 | 29.1452 | 153.98 | 20 | 948.051 | 3909.88 | Per End Use Consumption | 0% | RS | [32 empty] | 24634113.3239 | 6272.9906 | 11300.9345
328 | RMFN227 | RMFN | 227 | Building Envelope | Multi-Family | New | Spray Foam Insulation(Base R30) | 0.051299 | 0.056013 | 29.1452 | 153.98 | 20 | 0 | 3909.88 | Per End Use Consumption | 0% | RS | [32 empty] | 0 | 0 | 0
329 | RSFE227 | RSFE | 227 | Building Envelope | Single Family | Existing | Spray Foam Insulation(Base R30) | 0.041444 | 0.022792 | 18.0024 | 95.11 | 20 | 1078.0085 | 6291.83 | Per End Use Consumption | 0% | RS | [32 empty] | 5624795.2033 | 1936.4562 | 1970.4712
330 | RSFN227 | RSFN | 227 | Building Envelope | Single Family | New | Spray Foam Insulation(Base R30) | 0.041444 | 0.022792 | 18.0024 | 95.11 | 20 | 0 | 6291.83 | Per End Use Consumption | 0% | RS | [32 empty] | 0 | 0 | 0
331 | RMOE228 | RMOE | 228 | Building Envelope | Mobile Home | Existing | Weather stripping | 0.006 | 0.028 | 5.5932 | 29.55 | 10 | 0 | 16.94 | Per End Use Consumption | 0% | RS | [32 empty] | 222879.2097 | 36.6921 | 235.4355
332 | RMON228 | RMON | 228 | Building Envelope | Mobile Home | New | Weather stripping | 0.006 | 0.028 | 5.5932 | 29.55 | 10 | 0 | 16.94 | Per End Use Consumption | 0% | RS | [32 empty] | 2024.1468 | 0.25375 | 2.4722
333 | RMFE228 | RMFE | 228 | Building Envelope | Multi-Family | Existing | Weather stripping | 0.006 | 0.028 | 5.5932 | 29.55 | 10 | 0 | 16.94 | Per End Use Consumption | 0% | RS | [32 empty] | 8647738.2 | 1145.3226 | 10304.7846
334 | RMFN228 | RMFN | 228 | Building Envelope | Multi-Family | New | Weather stripping | 0.006 | 0.028 | 5.5932 | 29.55 | 10 | 0 | 16.94 | Per End Use Consumption | 0% | RS | [32 empty] | 88860.8356 | 7.952 | 121.9307
335 | RSFE228 | RSFE | 228 | Building Envelope | Single Family | Existing | Weather stripping | 0.006 | 0.028 | 5.5932 | 29.55 | 10 | 0 | 16.94 | Per End Use Consumption | 0% | RS | [32 empty] | 3304810.6774 | 582.0602 | 3331.2872
336 | RSFN228 | RSFN | 228 | Building Envelope | Single Family | New | Weather stripping | 0.006 | 0.028 | 5.5932 | 29.55 | 10 | 0 | 16.94 | Per End Use Consumption | 0% | RS | [32 empty] | 32912.6 | 3.6206 | 42.3227
337 | RMOE229 | RMOE | 229 | Building Envelope | Mobile Home | Existing | Window Caulking | 0.006 | 0.028 | 5.5932 | 29.55 | 10 | 0 | 4.28 | Per End Use Consumption | 0% | RS | [32 empty] | 430664.363 | 71.0029 | 454.491
338 | RMON229 | RMON | 229 | Building Envelope | Mobile Home | New | Window Caulking | 0.006 | 0.028 | 5.5932 | 29.55 | 10 | 0 | 4.28 | Per End Use Consumption | 0% | RS | [32 empty] | 3910.3174 | 0.49103 | 4.7725
339 | RMFE229 | RMFE | 229 | Building Envelope | Multi-Family | Existing | Window Caulking | 0.006 | 0.028 | 5.5932 | 29.55 | 10 | 0 | 4.28 | Per End Use Consumption | 0% | RS | [32 empty] | 12035673.3802 | 1634.2396 | 14172.8858
340 | RMFN229 | RMFN | 229 | Building Envelope | Multi-Family | New | Window Caulking | 0.006 | 0.028 | 5.5932 | 29.55 | 10 | 0 | 4.28 | Per End Use Consumption | 0% | RS | [32 empty] | 123200.5638 | 11.3466 | 167.6985
341 | RSFE229 | RSFE | 229 | Building Envelope | Single Family | Existing | Window Caulking | 0.006 | 0.028 | 5.5932 | 29.55 | 10 | 0 | 4.28 | Per End Use Consumption | 0% | RS | [32 empty] | 11804636.1189 | 2081.053 | 11890.9707
342 | RSFN229 | RSFN | 229 | Building Envelope | Single Family | New | Window Caulking | 0.006 | 0.028 | 5.5932 | 29.55 | 10 | 0 | 4.28 | Per End Use Consumption | 0% | RS | [32 empty] | 117531.7277 | 12.9449 | 151.0701
343 | RMOE230 | RMOE | 230 | Building Envelope | Mobile Home | Existing | Window Sun Protection | 0.102 | 0 | 46.328 | 244.76 | 10 | 0 | 742.89 | Per End Use Consumption | 0% | RS | [32 empty] | 1463885.9247 | 608.2885 | 2.5926
344 | RMON230 | RMON | 230 | Building Envelope | Mobile Home | New | Window Sun Protection | 0.102 | 0 | 46.328 | 244.76 | 10 | 0 | 742.89 | Per End Use Consumption | 0% | RS | [32 empty] | 9713.0029 | 4.036 | 0.017202
345 | RMFE230 | RMFE | 230 | Building Envelope | Multi-Family | Existing | Window Sun Protection | 0.102 | 0 | 46.328 | 244.76 | 10 | 0 | 560.86 | Per End Use Consumption | 0% | RS | [32 empty] | 39321431.2393 | 16339.234 | 69.6407
346 | RMFN230 | RMFN | 230 | Building Envelope | Multi-Family | New | Window Sun Protection | 0.102 | 0 | 46.328 | 244.76 | 10 | 0 | 560.86 | Per End Use Consumption | 0% | RS | [32 empty] | 258693.3518 | 107.4948 | 0.45816
347 | RSFE230 | RSFE | 230 | Building Envelope | Single Family | Existing | Window Sun Protection | 0.102 | 0 | 46.328 | 244.76 | 10 | 0 | 1263.56 | Per End Use Consumption | 0% | RS | [32 empty] | 18808403.8762 | 7815.4559 | 33.3109
348 | RSFN230 | RSFN | 230 | Building Envelope | Single Family | New | Window Sun Protection | 0.102 | 0 | 46.328 | 244.76 | 10 | 0 | 1263.56 | Per End Use Consumption | 0% | RS | [32 empty] | 116916.769 | 48.5824 | 0.20707
349 | RMOT301 | RMOT | 301 | HVAC | Mobile Home | Turnover | Air-to-Water Heat Pump | 0.815 | 1.338 | 515.014 | 2720.92 | 16 | 1083.3 | 3611 | Per System | 0% | RS | [32 empty] | 0 | 0 | 0
350 | RMON301 | RMON | 301 | HVAC | Mobile Home | New | Air-to-Water Heat Pump | 0.815 | 1.338 | 515.014 | 2720.92 | 16 | 0 | 3611 | Per System | 0% | RS | [32 empty] | 1786971.2748 | 738.6984 | 19.312
351 | RMFT301 | RMFT | 301 | HVAC | Multi-Family | Turnover | Air-to-Water Heat Pump | 0.679 | 1.114 | 429.1796 | 2267.44 | 16 | 1132.05 | 3773.5 | Per System | 0% | RS | [32 empty] | 0 | 0 | 0
352 | RMFN301 | RMFN | 301 | HVAC | Multi-Family | New | Air-to-Water Heat Pump | 0.679 | 1.114 | 429.1796 | 2267.44 | 16 | 0 | 3773.5 | Per System | 0% | RS | [32 empty] | 9274682.762 | 3779.1529 | 330.632
353 | RSFT301 | RSFT | 301 | HVAC | Single Family | Turnover | Air-to-Water Heat Pump | 0.815 | 1.338 | 515.014 | 2720.92 | 16 | 1083.3 | 3611 | Per System | 0% | RS | [32 empty] | 0 | 0 | 0
354 | RSFN301 | RSFN | 301 | HVAC | Single Family | New | Air-to-Water Heat Pump | 0.815 | 1.338 | 515.014 | 2720.92 | 16 | 0 | 3611 | Per System | 0% | RS | [32 empty] | 32277228.8153 | 13337.403 | 371.3616
355 | RMOT302 | RMOT | 302 | HVAC | Mobile Home | Turnover | ASHP - 15 SEER/14.3 SEER2 from base electric resistance | 0 | 2.8257 | 706.4663 | 3732.4 | 16 | 163.8 | 546 | Per Unit | 0% | RS | [32 empty] | 0 | 0 | 0
356 | RMON302 | RMON | 302 | HVAC | Mobile Home | New | ASHP - 15 SEER/14.3 SEER2 from base electric resistance | 0 | 2.8257 | 706.4663 | 3732.4 | 16 | 0 | 546 | Per Unit | 0% | RS | [32 empty] | 0 | 0 | 0
357 | RMFT302 | RMFT | 302 | HVAC | Multi-Family | Turnover | ASHP - 15 SEER/14.3 SEER2 from base electric resistance | 0 | 2.3547 | 588.7213 | 3110.33 | 16 | 136.5 | 455 | Per Unit | 0% | RS | [32 empty] | 0 | 0 | 0
358 | RMFN302 | RMFN | 302 | HVAC | Multi-Family | New | ASHP - 15 SEER/14.3 SEER2 from base electric resistance | 0 | 2.3547 | 588.7213 | 3110.33 | 16 | 0 | 455 | Per Unit | 0% | RS | [32 empty] | 0 | 0 | 0
359 | RSFT302 | RSFT | 302 | HVAC | Single Family | Turnover | ASHP - 15 SEER/14.3 SEER2 from base electric resistance | 0 | 2.8257 | 706.4663 | 3732.4 | 16 | 163.8 | 546 | Per Unit | 0% | RS | [32 empty] | 0 | 0 | 0
360 | RSFN302 | RSFN | 302 | HVAC | Single Family | New | ASHP - 15 SEER/14.3 SEER2 from base electric resistance | 0 | 2.8257 | 706.4663 | 3732.4 | 16 | 0 | 546 | Per Unit | 0% | RS | [32 empty] | 0 | 0 | 0
361 | RMOT303 | RMOT | 303 | HVAC | Mobile Home | Turnover | ASHP - 24 SEER/22.9 SEER2 (from elec resistance) | 0.764 | 3.1191 | 1126.2804 | 5950.36 | 16 | 2000 | 8853 | Per Unit | 0% | RS | [32 empty] | 12033524.4414 | 0 | 9110.1739
362 | RMON303 | RMON | 303 | HVAC | Mobile Home | New | ASHP - 24 SEER/22.9 SEER2 (from elec resistance) | 0.764 | 3.1191 | 1126.2804 | 5950.36 | 16 | 0 | 8853 | Per Unit | 0% | RS | [32 empty] | 152068.9198 | 0 | 115.1262
363 | RMFT303 | RMFT | 303 | HVAC | Multi-Family | Turnover | ASHP - 24 SEER/22.9 SEER2 (from elec resistance) | 0.636 | 2.5989 | 938.5682 | 4958.64 | 16 | 2000 | 7377.5 | Per Unit | 0% | RS | [32 empty] | 104349018.7445 | 0 | 78999.1087
364 | RMFN303 | RMFN | 303 | HVAC | Multi-Family | New | ASHP - 24 SEER/22.9 SEER2 (from elec resistance) | 0.636 | 2.5989 | 938.5682 | 4958.64 | 16 | 0 | 7377.5 | Per Unit | 0% | RS | [32 empty] | 1318669.5753 | 0 | 998.3201
365 | RSFT303 | RSFT | 303 | HVAC | Single Family | Turnover | ASHP - 24 SEER/22.9 SEER2 (from elec resistance) | 0.764 | 3.1191 | 1126.2804 | 5950.36 | 16 | 2000 | 8853 | Per Unit | 0% | RS | [32 empty] | 414422983.5904 | 0 | 313745.6079
366 | RSFN303 | RSFN | 303 | HVAC | Single Family | New | ASHP - 24 SEER/22.9 SEER2 (from elec resistance) | 0.764 | 3.1191 | 1126.2804 | 5950.36 | 16 | 0 | 8853 | Per Unit | 0% | RS | [32 empty] | 5237107.0311 | 0 | 3964.8364
367 | RMOT304 | RMOT | 304 | HVAC | Mobile Home | Turnover | ASHP - 24 SEER/22.9 SEER2, 10.5 HSPF | 0.764 | 0.672 | 419.8141 | 2217.96 | 16 | 2000 | 8853 | Per Unit | 0% | RS | [32 empty] | 131882711.6145 | 54801.2222 | 233.5726
368 | RMON304 | RMON | 304 | HVAC | Mobile Home | New | ASHP - 24 SEER/22.9 SEER2, 10.5 HSPF | 0.764 | 0.672 | 419.8141 | 2217.96 | 16 | 0 | 8853 | Per Unit | 0% | RS | [32 empty] | 0 | 0 | 0
369 | RMFT304 | RMFT | 304 | HVAC | Multi-Family | Turnover | ASHP - 24 SEER/22.9 SEER2, 10.5 HSPF | 0.636 | 0.56 | 349.8469 | 1848.31 | 16 | 2000 | 7377.5 | Per Unit | 0% | RS | [32 empty] | 674708379.8976 | 280361.5684 | 1194.9511
370 | RMFN304 | RMFN | 304 | HVAC | Multi-Family | New | ASHP - 24 SEER/22.9 SEER2, 10.5 HSPF | 0.636 | 0.56 | 349.8469 | 1848.31 | 16 | 0 | 7377.5 | Per Unit | 0% | RS | [32 empty] | 0 | 0 | 0
371 | RSFT304 | RSFT | 304 | HVAC | Single Family | Turnover | ASHP - 24 SEER/22.9 SEER2, 10.5 HSPF | 0.764 | 0.672 | 419.8141 | 2217.96 | 16 | 2000 | 8853 | Per Unit | 0% | RS | [32 empty] | 2381178566.2764 | 989451.113 | 4217.2173
372 | RSFN304 | RSFN | 304 | HVAC | Single Family | New | ASHP - 24 SEER/22.9 SEER2, 10.5 HSPF | 0.764 | 0.672 | 419.8141 | 2217.96 | 16 | 0 | 8853 | Per Unit | 0% | RS | [32 empty] | 0 | 0 | 0
373 | RMOT305 | RMOT | 305 | HVAC | Mobile Home | Turnover | ASHP - CEE Advanced Tier: 17.8 SEER/17 SEER2; 10.0 HSPF | 0.32 | 0.497 | 199.3812 | 1053.37 | 16 | 878.4 | 2928 | Per Unit | 0% | RS | [32 empty] | 0 | 0 | 0
374 | RMON305 | RMON | 305 | HVAC | Mobile Home | New | ASHP - CEE Advanced Tier: 17.8 SEER/17 SEER2; 10.0 HSPF | 0.32 | 0.497 | 199.3812 | 1053.37 | 16 | 0 | 2928 | Per Unit | 0% | RS | [32 empty] | 0 | 0 | 0
375 | RMFT305 | RMFT | 305 | HVAC | Multi-Family | Turnover | ASHP - CEE Advanced Tier: 17.8 SEER/17 SEER2; 10.0 HSPF | 0.267 | 0.414 | 166.1513 | 877.81 | 16 | 732 | 2440 | Per Unit | 0% | RS | [32 empty] | 0 | 0 | 0
376 | RMFN305 | RMFN | 305 | HVAC | Multi-Family | New | ASHP - CEE Advanced Tier: 17.8 SEER/17 SEER2; 10.0 HSPF | 0.267 | 0.414 | 166.1513 | 877.81 | 16 | 0 | 2440 | Per Unit | 0% | RS | [32 empty] | 0 | 0 | 0
377 | RSFT305 | RSFT | 305 | HVAC | Single Family | Turnover | ASHP - CEE Advanced Tier: 17.8 SEER/17 SEER2; 10.0 HSPF | 0.32 | 0.497 | 199.3812 | 1053.37 | 16 | 878.4 | 2928 | Per Unit | 0% | RS | [32 empty] | 0 | 0 | 0
378 | RSFN305 | RSFN | 305 | HVAC | Single Family | New | ASHP - CEE Advanced Tier: 17.8 SEER/17 SEER2; 10.0 HSPF | 0.32 | 0.497 | 199.3812 | 1053.37 | 16 | 0 | 2928 | Per Unit | 0% | RS | [32 empty] | 0 | 0 | 0
379 | RMOT306 | RMOT | 306 | HVAC | Mobile Home | Turnover | ASHP - CEE Advanced Tier: 17.8 SEER/17 SEER2; 10.0 HSPF (from elec resistance) | 0.32 | 3.0422 | 905.8475 | 4785.77 | 16 | 878.4 | 2928 | Per Unit | 0% | RS | [32 empty] | 0 | 0 | 0
380 | RMON306 | RMON | 306 | HVAC | Mobile Home | New | ASHP - CEE Advanced Tier: 17.8 SEER/17 SEER2; 10.0 HSPF (from elec resistance) | 0.32 | 3.0422 | 905.8475 | 4785.77 | 16 | 0 | 2928 | Per Unit | 0% | RS | [32 empty] | 0 | 0 | 0
381 | RMFT306 | RMFT | 306 | HVAC | Multi-Family | Turnover | ASHP - CEE Advanced Tier: 17.8 SEER/17 SEER2; 10.0 HSPF (from elec resistance) | 0.267 | 2.5345 | 754.8726 | 3988.14 | 16 | 732 | 2440 | Per Unit | 0% | RS | [32 empty] | 0 | 0 | 0
382 | RMFN306 | RMFN | 306 | HVAC | Multi-Family | New | ASHP - CEE Advanced Tier: 17.8 SEER/17 SEER2; 10.0 HSPF (from elec resistance) | 0.267 | 2.5345 | 754.8726 | 3988.14 | 16 | 0 | 2440 | Per Unit | 0% | RS | [32 empty] | 0 | 0 | 0
383 | RSFT306 | RSFT | 306 | HVAC | Single Family | Turnover | ASHP - CEE Advanced Tier: 17.8 SEER/17 SEER2; 10.0 HSPF (from elec resistance) | 0.32 | 3.0422 | 905.8475 | 4785.77 | 16 | 878.4 | 2928 | Per Unit | 0% | RS | [32 empty] | 0 | 0 | 0
384 | RSFN306 | RSFN | 306 | HVAC | Single Family | New | ASHP - CEE Advanced Tier: 17.8 SEER/17 SEER2; 10.0 HSPF (from elec resistance) | 0.32 | 3.0422 | 905.8475 | 4785.77 | 16 | 0 | 2928 | Per Unit | 0% | RS | [32 empty] | 0 | 0 | 0
385 | RMOT307 | RMOT | 307 | HVAC | Mobile Home | Turnover | ASHP - CEE Tier 2: 16.8 SEER/16 SEER2; 9.0 HSPF | 0.218 | 0.093 | 109.2028 | 576.94 | 16 | 614.7 | 2049 | Per Unit | 0% | RS | [32 empty] | 0 | 0 | 0
386 | RMON307 | RMON | 307 | HVAC | Mobile Home | New | ASHP - CEE Tier 2: 16.8 SEER/16 SEER2; 9.0 HSPF | 0.218 | 0.093 | 109.2028 | 576.94 | 16 | 0 | 2049 | Per Unit | 0% | RS | [32 empty] | 0 | 0 | 0
387 | RMFT307 | RMFT | 307 | HVAC | Multi-Family | Turnover | ASHP - CEE Tier 2: 16.8 SEER/16 SEER2; 9.0 HSPF | 0.182 | 0.077 | 91.0036 | 480.79 | 16 | 512.25 | 1707.5 | Per Unit | 0% | RS | [32 empty] | 0 | 0 | 0
388 | RMFN307 | RMFN | 307 | HVAC | Multi-Family | New | ASHP - CEE Tier 2: 16.8 SEER/16 SEER2; 9.0 HSPF | 0.182 | 0.077 | 91.0036 | 480.79 | 16 | 0 | 1707.5 | Per Unit | 0% | RS | [32 empty] | 0 | 0 | 0
389 | RSFT307 | RSFT | 307 | HVAC | Single Family | Turnover | ASHP - CEE Tier 2: 16.8 SEER/16 SEER2; 9.0 HSPF | 0.218 | 0.093 | 109.2028 | 576.94 | 16 | 614.7 | 2049 | Per Unit | 0% | RS | [32 empty] | 0 | 0 | 0
390 | RSFN307 | RSFN | 307 | HVAC | Single Family | New | ASHP - CEE Tier 2: 16.8 SEER/16 SEER2; 9.0 HSPF | 0.218 | 0.093 | 109.2028 | 576.94 | 16 | 0 | 2049 | Per Unit | 0% | RS | [32 empty] | 0 | 0 | 0
391 | RMOT308 | RMOT | 308 | HVAC | Mobile Home | Turnover | ASHP - CEE Tier 2: 16.8 SEER/16 SEER2; 9.0 HSPF (from elec resistance) | 0.218 | 2.8664 | 815.6691 | 4309.34 | 16 | 614.7 | 2049 | Per Unit | 0% | RS | [32 empty] | 0 | 0 | 0
392 | RMON308 | RMON | 308 | HVAC | Mobile Home | New | ASHP - CEE Tier 2: 16.8 SEER/16 SEER2; 9.0 HSPF (from elec resistance) | 0.218 | 2.8664 | 815.6691 | 4309.34 | 16 | 0 | 2049 | Per Unit | 0% | RS | [32 empty] | 0 | 0 | 0
393 | RMFT308 | RMFT | 308 | HVAC | Multi-Family | Turnover | ASHP - CEE Tier 2: 16.8 SEER/16 SEER2; 9.0 HSPF (from elec resistance) | 0.182 | 2.3888 | 679.7249 | 3591.12 | 16 | 512.25 | 1707.5 | Per Unit | 0% | RS | [32 empty] | 0 | 0 | 0
394 | RMFN308 | RMFN | 308 | HVAC | Multi-Family | New | ASHP - CEE Tier 2: 16.8 SEER/16 SEER2; 9.0 HSPF (from elec resistance) | 0.182 | 2.3888 | 679.7249 | 3591.12 | 16 | 0 | 1707.5 | Per Unit | 0% | RS | [32 empty] | 0 | 0 | 0
395 | RSFT308 | RSFT | 308 | HVAC | Single Family | Turnover | ASHP - CEE Tier 2: 16.8 SEER/16 SEER2; 9.0 HSPF (from elec resistance) | 0.218 | 2.8664 | 815.6691 | 4309.34 | 16 | 614.7 | 2049 | Per Unit | 0% | RS | [32 empty] | 0 | 0 | 0
396 | RSFN308 | RSFN | 308 | HVAC | Single Family | New | ASHP - CEE Tier 2: 16.8 SEER/16 SEER2; 9.0 HSPF (from elec resistance) | 0.218 | 2.8664 | 815.6691 | 4309.34 | 16 | 0 | 2049 | Per Unit | 0% | RS | [32 empty] | 0 | 0 | 0
397 | RMOT309 | RMOT | 309 | HVAC | Mobile Home | Turnover | ASHP - ENERGY STAR/CEE Tier 1: 16 SEER/15.2 SEER2 (from elect resistance) | 0.127 | 2.8664 | 774.3059 | 4090.81 | 16 | 315 | 1050 | Per Unit | 0% | RS | [32 empty] | 0 | 0 | 0
398 | RMON309 | RMON | 309 | HVAC | Mobile Home | New | ASHP - ENERGY STAR/CEE Tier 1: 16 SEER/15.2 SEER2 (from elect resistance) | 0.127 | 2.8664 | 774.3059 | 4090.81 | 16 | 0 | 1050 | Per Unit | 0% | RS | [32 empty] | 0 | 0 | 0
399 | RMFT309 | RMFT | 309 | HVAC | Multi-Family | Turnover | ASHP - ENERGY STAR/CEE Tier 1: 16 SEER/15.2 SEER2 (from elect resistance) | 0.106 | 2.3888 | 645.2553 | 3409.01 | 16 | 262.5 | 875 | Per Unit | 0% | RS | [32 empty] | 0 | 0 | 0
400 | RMFN309 | RMFN | 309 | HVAC | Multi-Family | New | ASHP - ENERGY STAR/CEE Tier 1: 16 SEER/15.2 SEER2 (from elect resistance) | 0.106 | 2.3888 | 645.2553 | 3409.01 | 16 | 0 | 875 | Per Unit | 0% | RS | [32 empty] | 0 | 0 | 0
401 | RSFT309 | RSFT | 309 | HVAC | Single Family | Turnover | ASHP - ENERGY STAR/CEE Tier 1: 16 SEER/15.2 SEER2 (from elect resistance) | 0.127 | 2.8664 | 774.3059 | 4090.81 | 16 | 315 | 1050 | Per Unit | 0% | RS | [32 empty] | 0 | 0 | 0
402 | RSFN309 | RSFN | 309 | HVAC | Single Family | New | ASHP - ENERGY STAR/CEE Tier 1: 16 SEER/15.2 SEER2 (from elect resistance) | 0.127 | 2.8664 | 774.3059 | 4090.81 | 16 | 0 | 1050 | Per Unit | 0% | RS | [32 empty] | 0 | 0 | 0
403 | RMOT310 | RMOT | 310 | HVAC | Mobile Home | Turnover | ASHP - ENERGY STAR/CEE Tier 1: 16 SEER/15.2 SEER2, 9.0 HSPF | 0.127 | 0.093 | 67.8396 | 358.41 | 16 | 315 | 1050 | Per Unit | 0% | RS | [32 empty] | 0 | 0 | 0
404 | RMON310 | RMON | 310 | HVAC | Mobile Home | New | ASHP - ENERGY STAR/CEE Tier 1: 16 SEER/15.2 SEER2, 9.0 HSPF | 0.127 | 0.093 | 67.8396 | 358.41 | 16 | 0 | 1050 | Per Unit | 0% | RS | [32 empty] | 0 | 0 | 0
405 | RMFT310 | RMFT | 310 | HVAC | Multi-Family | Turnover | ASHP - ENERGY STAR/CEE Tier 1: 16 SEER/15.2 SEER2, 9.0 HSPF | 0.106 | 0.077 | 56.534 | 298.68 | 16 | 262.5 | 875 | Per Unit | 0% | RS | [32 empty] | 0 | 0 | 0
406 | RMFN310 | RMFN | 310 | HVAC | Multi-Family | New | ASHP - ENERGY STAR/CEE Tier 1: 16 SEER/15.2 SEER2, 9.0 HSPF | 0.106 | 0.077 | 56.534 | 298.68 | 16 | 0 | 875 | Per Unit | 0% | RS | [32 empty] | 0 | 0 | 0
407 | RSFT310 | RSFT | 310 | HVAC | Single Family | Turnover | ASHP - ENERGY STAR/CEE Tier 1: 16 SEER/15.2 SEER2, 9.0 HSPF | 0.127 | 0.093 | 67.8396 | 358.41 | 16 | 315 | 1050 | Per Unit | 0% | RS | [32 empty] | 0 | 0 | 0
408 | RSFN310 | RSFN | 310 | HVAC | Single Family | New | ASHP - ENERGY STAR/CEE Tier 1: 16 SEER/15.2 SEER2, 9.0 HSPF | 0.127 | 0.093 | 67.8396 | 358.41 | 16 | 0 | 1050 | Per Unit | 0% | RS | [32 empty] | 0 | 0 | 0
409 | RMOT311 | RMOT | 311 | HVAC | Mobile Home | Turnover | Central AC - CEE Tier 2: 16.8 SEER/16 SEER2 | 0.218 | 0.001 | 99.2713 | 524.47 | 18 | 600 | 2280 | Per System | 0% | RS | [32 empty] | 0 | 0 | 0
410 | RMON311 | RMON | 311 | HVAC | Mobile Home | New | Central AC - CEE Tier 2: 16.8 SEER/16 SEER2 | 0.218 | 0.001 | 99.2713 | 524.47 | 18 | 0 | 2280 | Per System | 0% | RS | [32 empty] | 0 | 0 | 0
411 | RMFT311 | RMFT | 311 | HVAC | Multi-Family | Turnover | Central AC - CEE Tier 2: 16.8 SEER/16 SEER2 | 0.182 | 0.001 | 82.7264 | 437.06 | 18 | 570 | 1900 | Per System | 0% | RS | [32 empty] | 0 | 0 | 0
412 | RMFN311 | RMFN | 311 | HVAC | Multi-Family | New | Central AC - CEE Tier 2: 16.8 SEER/16 SEER2 | 0.182 | 0.001 | 82.7264 | 437.06 | 18 | 0 | 1900 | Per System | 0% | RS | [32 empty] | 0 | 0 | 0
413 | RSFT311 | RSFT | 311 | HVAC | Single Family | Turnover | Central AC - CEE Tier 2: 16.8 SEER/16 SEER2 | 0.218 | 0.001 | 99.2713 | 524.47 | 18 | 600 | 2280 | Per System | 0% | RS | [32 empty] | 0 | 0 | 0
414 | RSFN311 | RSFN | 311 | HVAC | Single Family | New | Central AC - CEE Tier 2: 16.8 SEER/16 SEER2 | 0.218 | 0.001 | 99.2713 | 524.47 | 18 | 0 | 2280 | Per System | 0% | RS | [32 empty] | 0 | 0 | 0
415 | RMOT312 | RMOT | 312 | HVAC | Mobile Home | Turnover | Central AC - 24 SEER/22.9 SEER2 | 0.764 | 0.004 | 347.4526 | 1835.66 | 18 | 600 | 10008 | Per System | 0% | RS | [32 empty] | 42268368.2724 | 17563.7748 | 74.8599
416 | RMON312 | RMON | 312 | HVAC | Mobile Home | New | Central AC - 24 SEER/22.9 SEER2 | 0.764 | 0.004 | 347.4526 | 1835.66 | 18 | 0 | 10008 | Per System | 0% | RS | [32 empty] | 534149.8359 | 221.9553 | 0.94601
417 | RMFT312 | RMFT | 312 | HVAC | Multi-Family | Turnover | Central AC - 24 SEER/22.9 SEER2 | 0.636 | 0.003 | 289.5444 | 1529.72 | 18 | 600 | 8340 | Per System | 0% | RS | [32 empty] | 568632295.5151 | 236283.7738 | 1007.0836
418 | RMFN312 | RMFN | 312 | HVAC | Multi-Family | New | Central AC - 24 SEER/22.9 SEER2 | 0.636 | 0.003 | 289.5444 | 1529.72 | 18 | 0 | 8340 | Per System | 0% | RS | [32 empty] | 7185866.3995 | 2985.943 | 12.7266
419 | RSFT312 | RSFT | 312 | HVAC | Single Family | Turnover | Central AC - 24 SEER/22.9 SEER2 | 0.764 | 0.004 | 347.4526 | 1835.66 | 18 | 600 | 10008 | Per System | 0% | RS | [32 empty] | 1442949809.1372 | 599588.9241 | 2555.5551
420 | RSFN312 | RSFN | 312 | HVAC | Single Family | New | Central AC - 24 SEER/22.9 SEER2 | 0.764 | 0.004 | 347.4526 | 1835.66 | 18 | 0 | 10008 | Per System | 0% | RS | [32 empty] | 18234709.1986 | 7577.0686 | 32.2948
421 | RMOT313 | RMOT | 313 | HVAC | Mobile Home | Turnover | Central AC - CEE Advanced Tier: 17.8 SEER/17 SEER2 | 0.32 | 0.002 | 145.7489 | 770.02 | 18 | 600 | 3414 | Per System | 0% | RS | [32 empty] | 0 | 0 | 0
422 | RMON313 | RMON | 313 | HVAC | Mobile Home | New | Central AC - CEE Advanced Tier: 17.8 SEER/17 SEER2 | 0.32 | 0.002 | 145.7489 | 770.02 | 18 | 0 | 3414 | Per System | 0% | RS | [32 empty] | 0 | 0 | 0
423 | RMFT313 | RMFT | 313 | HVAC | Multi-Family | Turnover | Central AC - CEE Advanced Tier: 17.8 SEER/17 SEER2 | 0.267 | 0.001 | 121.4568 | 641.68 | 18 | 600 | 2845 | Per System | 0% | RS | [32 empty] | 0 | 0 | 0
424 | RMFN313 | RMFN | 313 | HVAC | Multi-Family | New | Central AC - CEE Advanced Tier: 17.8 SEER/17 SEER2 | 0.267 | 0.001 | 121.4568 | 641.68 | 18 | 0 | 2845 | Per System | 0% | RS | [32 empty] | 0 | 0 | 0
425 | RSFT313 | RSFT | 313 | HVAC | Single Family | Turnover | Central AC - CEE Advanced Tier: 17.8 SEER/17 SEER2 | 0.32 | 0.002 | 145.7489 | 770.02 | 18 | 600 | 3414 | Per System | 0% | RS | [32 empty] | 0 | 0 | 0
426 | RSFN313 | RSFN | 313 | HVAC | Single Family | New | Central AC - CEE Advanced Tier: 17.8 SEER/17 SEER2 | 0.32 | 0.002 | 145.7489 | 770.02 | 18 | 0 | 3414 | Per System | 0% | RS | [32 empty] | 0 | 0 | 0
427 | RMOT314 | RMOT | 314 | HVAC | Mobile Home | Turnover | Central AC - ENERGY STAR/CEE Tier 1: 16 SEER/15.2 SEER2 | 0.127 | 0.001 | 57.9081 | 305.94 | 18 | 0 | 408 | Per System | 0% | RS | [32 empty] | 0 | 0 | 0
428 | RMON314 | RMON | 314 | HVAC | Mobile Home | New | Central AC - ENERGY STAR/CEE Tier 1: 16 SEER/15.2 SEER2 | 0.127 | 0.001 | 57.9081 | 305.94 | 18 | 0 | 408 | Per System | 0% | RS | [32 empty] | 0 | 0 | 0
429 | RMFT314 | RMFT | 314 | HVAC | Multi-Family | Turnover | Central AC - ENERGY STAR/CEE Tier 1: 16 SEER/15.2 SEER2 | 0.106 | 0.001 | 48.2568 | 254.95 | 18 | 0 | 340 | Per System | 0% | RS | [32 empty] | 0 | 0 | 0
430 | RMFN314 | RMFN | 314 | HVAC | Multi-Family | New | Central AC - ENERGY STAR/CEE Tier 1: 16 SEER/15.2 SEER2 | 0.106 | 0.001 | 48.2568 | 254.95 | 18 | 0 | 340 | Per System | 0% | RS | [32 empty] | 0 | 0 | 0
431 | RSFT314 | RSFT | 314 | HVAC | Single Family | Turnover | Central AC - ENERGY STAR/CEE Tier 1: 16 SEER/15.2 SEER2 | 0.127 | 0.001 | 57.9081 | 305.94 | 18 | 0 | 408 | Per System | 0% | RS | [32 empty] | 0 | 0 | 0
432 | RSFN314 | RSFN | 314 | HVAC | Single Family | New | Central AC - ENERGY STAR/CEE Tier 1: 16 SEER/15.2 SEER2 | 0.127 | 0.001 | 57.9081 | 305.94 | 18 | 0 | 408 | Per System | 0% | RS | [32 empty] | 0 | 0 | 0
433 | RMOE315 | RMOE | 315 | HVAC | Mobile Home | Existing | Central AC Tune Up | 0.086 | 0 | 39.0199 | 206.15 | 3 | 0 | 231.5 | Per End Use Consumption | 0% | RS | [32 empty] | 1507091.6152 | 626.2418 | 2.6692
434 | RMFE315 | RMFE | 315 | HVAC | Multi-Family | Existing | Central AC Tune Up | 0.053 | 0 | 24.0707 | 127.17 | 3 | 0 | 231.5 | Per End Use Consumption | 0% | RS | [32 empty] | 21592647.8639 | 8972.3928 | 38.2419
435 | RSFE315 | RSFE | 315 | HVAC | Single Family | Existing | Central AC Tune Up | 0.129 | 0.001 | 58.476 | 308.94 | 3 | 0 | 231.5 | Per End Use Consumption | 0% | RS | [32 empty] | 58510335.4745 | 24312.7993 | 103.6255
436 | RMOE316 | RMOE | 316 | HVAC | Mobile Home | Existing | Duct Repair | 0.206 | 0.36 | 132.4766 | 699.9 | 20 | 0 | 685.01 | Per End Use Consumption | 0% | RS | [32 empty] | 12157325.2567 | 3547.5289 | 6343.8391
437 | RMON316 | RMON | 316 | HVAC | Mobile Home | New | Duct Repair | 0.206 | 0.36 | 132.4766 | 699.9 | 20 | 0 | 685.01 | Per End Use Consumption | 0% | RS | [32 empty] | 0 | 0 | 0
438 | RMFE316 | RMFE | 316 | HVAC | Multi-Family | Existing | Duct Repair | 0.127 | 0.047 | 62.7253 | 331.39 | 20 | 0 | 685.01 | Per End Use Consumption | 0% | RS | [32 empty] | 131945740.5512 | 48732.5676 | 25850.8713
439 | RMFN316 | RMFN | 316 | HVAC | Multi-Family | New | Duct Repair | 0.127 | 0.047 | 62.7253 | 331.39 | 20 | 0 | 685.01 | Per End Use Consumption | 0% | RS | [32 empty] | 0 | 0 | 0
440 | RSFE316 | RSFE | 316 | HVAC | Single Family | Existing | Duct Repair | 0.308 | 0.342 | 177.2507 | 936.45 | 20 | 0 | 685.01 | Per End Use Consumption | 0% | RS | [32 empty] | 82222735.9038 | 26567.6332 | 32082.3013
441 | RSFN316 | RSFN | 316 | HVAC | Single Family | New | Duct Repair | 0.308 | 0.342 | 177.2507 | 936.45 | 20 | 0 | 685.01 | Per End Use Consumption | 0% | RS | [32 empty] | 0 | 0 | 0
442 | RMOT317 | RMOT | 317 | HVAC | Mobile Home | Turnover | Energy Star Ceiling Fan | 0.002 | 0.002 | 1.2888 | 21.48 | 10 | 0 | 31.6 | Per Fan | 0% | RS | [32 empty] | 139766.4354 | 14.6097 | 14.9163
443 | RMON317 | RMON | 317 | HVAC | Mobile Home | New | Energy Star Ceiling Fan | 0.002 | 0.002 | 1.2888 | 21.48 | 10 | 0 | 31.6 | Per Fan | 0% | RS | [32 empty] | 1208.3307 | 0.12631 | 0.12896
444 | RMFT317 | RMFT | 317 | HVAC | Multi-Family | Turnover | Energy Star Ceiling Fan | 0.002 | 0.002 | 1.2888 | 21.48 | 10 | 0 | 31.6 | Per Fan | 0% | RS | [32 empty] | 689985.664 | 71.7849 | 73.4163
445 | RMFN317 | RMFN | 317 | HVAC | Multi-Family | New | Energy Star Ceiling Fan | 0.002 | 0.002 | 1.2888 | 21.48 | 10 | 0 | 31.6 | Per Fan | 0% | RS | [32 empty] | 5965.1759 | 0.62061 | 0.63471
446 | RSFT317 | RSFT | 317 | HVAC | Single Family | Turnover | Energy Star Ceiling Fan | 0.002 | 0.002 | 1.2888 | 21.48 | 10 | 0 | 31.6 | Per Fan | 0% | RS | [32 empty] | 843141.0384 | 87.413 | 89.7408
447 | RSFN317 | RSFN | 317 | HVAC | Single Family | New | Energy Star Ceiling Fan | 0.002 | 0.002 | 1.2888 | 21.48 | 10 | 0 | 31.6 | Per Fan | 0% | RS | [32 empty] | 7457.5384 | 0.77316 | 0.79375
448 | RMOT318 | RMOT | 318 | HVAC | Mobile Home | Turnover | Energy Star Ground Source Heat Pump | 0.25 | 1.102 | 232.9707 | 1230.83 | 25 | 4771.8 | 15906 | Per Unit | 0% | RS | [32 empty] | 28349.5705 | 0 | 49.563
449 | RMON318 | RMON | 318 | HVAC | Mobile Home | New | Energy Star Ground Source Heat Pump | 0.25 | 1.102 | 232.9707 | 1230.83 | 25 | 4771.8 | 15906 | Per Unit | 0% | RS | [32 empty] | 0 | 0 | 0
450 | RMFT318 | RMFT | 318 | HVAC | Multi-Family | Turnover | Energy Star Ground Source Heat Pump | 0.208 | 0.918 | 194.142 | 1025.69 | 25 | 4651.5 | 15505 | Per Unit | 0% | RS | [32 empty] | 70524.7425 | 0 | 123.2971
451 | RMFN318 | RMFN | 318 | HVAC | Multi-Family | New | Energy Star Ground Source Heat Pump | 0.208 | 0.918 | 194.142 | 1025.69 | 25 | 4651.5 | 15505 | Per Unit | 0% | RS | [32 empty] | 0 | 0 | 0
452 | RSFT318 | RSFT | 318 | HVAC | Single Family | Turnover | Energy Star Ground Source Heat Pump | 0.25 | 1.102 | 232.9707 | 1230.83 | 25 | 4771.8 | 15906 | Per Unit | 0% | RS | [32 empty] | 359481.7159 | 0 | 628.4752
453 | RSFN318 | RSFN | 318 | HVAC | Single Family | New | Energy Star Ground Source Heat Pump | 0.25 | 1.102 | 232.9707 | 1230.83 | 25 | 4771.8 | 15906 | Per Unit | 0% | RS | [32 empty] | 0 | 0 | 0
454 | RMOT319 | RMOT | 319 | HVAC | Mobile Home | Turnover | Energy Star Room AC | 0.072 | 0 | 32.9024 | 173.83 | 12 | 0 | 41.15 | Per Unit | 0% | RS | [32 empty] | 1639518.2964 | 681.269 | 2.9037
455 | RMON319 | RMON | 319 | HVAC | Mobile Home | New | Energy Star Room AC | 0.072 | 0 | 32.9024 | 173.83 | 12 | 0 | 41.15 | Per Unit | 0% | RS | [32 empty] | 14174.2209 | 5.8898 | 0.025103
456 | RMFT319 | RMFT | 319 | HVAC | Multi-Family | Turnover | Energy Star Room AC | 0.072 | 0 | 32.9024 | 173.83 | 12 | 0 | 41.15 | Per Unit | 0% | RS | [32 empty] | 4076844.423 | 1694.0511 | 7.2203
457 | RMFN319 | RMFN | 319 | HVAC | Multi-Family | New | Energy Star Room AC | 0.072 | 0 | 32.9024 | 173.83 | 12 | 0 | 41.15 | Per Unit | 0% | RS | [32 empty] | 35245.7961 | 14.6457 | 0.062423
458 | RSFT319 | RSFT | 319 | HVAC | Single Family | Turnover | Energy Star Room AC | 0.072 | 0 | 32.9024 | 173.83 | 12 | 0 | 41.15 | Per Unit | 0% | RS | [32 empty] | 3160643.2931 | 1313.3421 | 5.5977
459 | RSFN319 | RSFN | 319 | HVAC | Single Family | New | Energy Star Room AC | 0.072 | 0 | 32.9024 | 173.83 | 12 | 0 | 41.15 | Per Unit | 0% | RS | [32 empty] | 27955.7247 | 11.6164 | 0.049511
460 | RMOE320 | RMOE | 320 | HVAC | Mobile Home | Existing | Filter Whistle | 0 | 0.046 | 4.1187 | 21.76 | 3 | 0 | 1.59 | Per Unit | 0% | RS | [32 empty] | 2018434.9477 | 0 | 4227.9217
461 | RMON320 | RMON | 320 | HVAC | Mobile Home | New | Filter Whistle | 0 | 0.046 | 4.1187 | 21.76 | 3 | 0 | 1.59 | Per Unit | 0% | RS | [32 empty] | 23467.0232 | 0 | 49.1553
462 | RMFE320 | RMFE | 320 | HVAC | Multi-Family | Existing | Filter Whistle | 0 | 0.046 | 4.1187 | 21.76 | 3 | 0 | 1.59 | Per Unit | 0% | RS | [32 empty] | 26597979.639 | 0 | 55713.5499
463 | RMFN320 | RMFN | 320 | HVAC | Multi-Family | New | Filter Whistle | 0 | 0.046 | 4.1187 | 21.76 | 3 | 0 | 1.59 | Per Unit | 0% | RS | [32 empty] | 315982.9137 | 0 | 661.8747
464 | RSFE320 | RSFE | 320 | HVAC | Single Family | Existing | Filter Whistle | 0 | 0.046 | 4.1187 | 21.76 | 3 | 0 | 1.59 | Per Unit | 0% | RS | [32 empty] | 24171429.7767 | 0 | 50630.7688
465 | RSFN320 | RSFN | 320 | HVAC | Single Family | New | Filter Whistle | 0 | 0.046 | 4.1187 | 21.76 | 3 | 0 | 1.59 | Per Unit | 0% | RS | [32 empty] | 354040.6672 | 0 | 741.5925
466 | RMOE321 | RMOE | 321 | HVAC | Mobile Home | Existing | Heat Pump Tune Up | 0.237 | 0.034 | 111.2527 | 587.77 | 3 | 0 | 231.49 | Per End Use Consumption | 0% | RS | [32 empty] | 19698589.3927 | 8185.3547 | 34.8874
467 | RMFE321 | RMFE | 321 | HVAC | Multi-Family | Existing | Heat Pump Tune Up | 0.146 | 0.005 | 66.8875 | 353.38 | 3 | 0 | 231.49 | Per End Use Consumption | 0% | RS | [32 empty] | 101759996.4172 | 42284.3306 | 180.2234
468 | RSFE321 | RSFE | 321 | HVAC | Single Family | Existing | Heat Pump Tune Up | 0.355 | 0.033 | 164.7772 | 870.55 | 3 | 0 | 231.49 | Per End Use Consumption | 0% | RS | [32 empty] | 2522049.4469 | 0 | 4409.252
469 | RMOE322 | RMOE | 322 | HVAC | Mobile Home | Existing | HVAC ECM Motor | 0.154 | 0.001 | 70.2624 | 371.21 | 6 | 0 | 331.29 | Per End Use Consumption | 0% | RS | [32 empty] | 1286180.4202 | 534.4465 | 2.2779
470 | RMON322 | RMON | 322 | HVAC | Mobile Home | New | HVAC ECM Motor | 0.154 | 0.001 | 70.2624 | 371.21 | 6 | 0 | 331.29 | Per End Use Consumption | 0% | RS | [32 empty] | 66191.1225 | 27.5044 | 0.11723
471 | RMFE322 | RMFE | 322 | HVAC | Multi-Family | Existing | HVAC ECM Motor | 0.154 | 0.001 | 70.2624 | 371.21 | 6 | 0 | 331.29 | Per End Use Consumption | 0% | RS | [32 empty] | 13419204.288 | 5576.0819 | 23.7663
472 | RMFN322 | RMFN | 322 | HVAC | Multi-Family | New | HVAC ECM Motor | 0.154 | 0.001 | 70.2624 | 371.21 | 6 | 0 | 331.29 | Per End Use Consumption | 0% | RS | [32 empty] | 690596.8878 | 286.9637 | 1.2231
473 | RSFE322 | RSFE | 322 | HVAC | Single Family | Existing | HVAC ECM Motor | 0.154 | 0.001 | 70.2624 | 371.21 | 6 | 0 | 331.29 | Per End Use Consumption | 0% | RS | [32 empty] | 458788129.8964 | 190640.2284 | 812.5427
474 | RSFN322 | RSFN | 322 | HVAC | Single Family | New | HVAC ECM Motor | 0.154 | 0.001 | 70.2624 | 371.21 | 6 | 0 | 331.29 | Per End Use Consumption | 0% | RS | [32 empty] | 1995109.4897 | 829.0278 | 3.5335
475 | RMOE323 | RMOE | 323 | HVAC | Mobile Home | Existing | HVAC Economizer | 0.412 | 0.002 | 187.2938 | 989.51 | 10 | 0 | 1992.5 | Per End Use Consumption | 0% | RS | [32 empty] | 11626493.5537 | 4831.1568 | 20.5913
476 | RMON323 | RMON | 323 | HVAC | Mobile Home | New | HVAC Economizer | 0.412 | 0.002 | 187.2938 | 989.51 | 10 | 0 | 1992.5 | Per End Use Consumption | 0% | RS | [32 empty] | 71766.1309 | 29.821 | 0.1271
477 | RMFE323 | RMFE | 323 | HVAC | Multi-Family | Existing | HVAC Economizer | 0.254 | 0.001 | 115.5361 | 610.4 | 10 | 0 | 1992.5 | Per End Use Consumption | 0% | RS | [32 empty] | 159719805.4006 | 66368.3696 | 282.8738
478 | RMFN323 | RMFN | 323 | HVAC | Multi-Family | New | HVAC Economizer | 0.254 | 0.001 | 115.5361 | 610.4 | 10 | 0 | 1992.5 | Per End Use Consumption | 0% | RS | [32 empty] | 967213.6306 | 401.9063 | 1.713
479 | RSFE323 | RSFE | 323 | HVAC | Single Family | Existing | HVAC Economizer | 0.617 | 0.003 | 280.6862 | 1482.92 | 10 | 0 | 1992.5 | Per End Use Consumption | 0% | RS | [32 empty] | 358919388.9064 | 149141.7712 | 635.6689
480 | RSFN323 | RSFN | 323 | HVAC | Single Family | New | HVAC Economizer | 0.617 | 0.003 | 280.6862 | 1482.92 | 10 | 0 | 1992.5 | Per End Use Consumption | 0% | RS | [32 empty] | 2324219.5393 | 965.7829 | 4.1163
481 | RMOE324 | RMOE | 324 | HVAC | Mobile Home | Existing | HVAC Zoning System | 0.515 | 0.898 | 331.1916 | 1749.75 | 16 | 0 | 3100 | Per End Use Consumption | 0% | RS | [32 empty] | 24176529.1826 | 7059.7253 | 12594.7089
482 | RMON324 | RMON | 324 | HVAC | Mobile Home | New | HVAC Zoning System | 0.515 | 0.898 | 331.1916 | 1749.75 | 16 | 0 | 3100 | Per End Use Consumption | 0% | RS | [32 empty] | 170452.1964 | 43.2857 | 116.0645
483 | RMFE324 | RMFE | 324 | HVAC | Multi-Family | Existing | HVAC Zoning System | 0.317 | 0.116 | 156.8142 | 828.48 | 16 | 0 | 3100 | Per End Use Consumption | 0% | RS | [32 empty] | 259644632.3807 | 94965.6227 | 54782.7344
484 | RMFN324 | RMFN | 324 | HVAC | Multi-Family | New | HVAC Zoning System | 0.317 | 0.116 | 156.8142 | 828.48 | 16 | 0 | 3100 | Per End Use Consumption | 0% | RS | [32 empty] | 1718591.9504 | 582.3199 | 557.0387
485 | RSFE324 | RSFE | 324 | HVAC | Single Family | Existing | HVAC Zoning System | 0.771 | 0.856 | 443.1238 | 2341.11 | 16 | 0 | 3100 | Per End Use Consumption | 0% | RS | [32 empty] | 659303245.7343 | 218565.5227 | 233996.8342
486 | RSFN324 | RSFN | 324 | HVAC | Single Family | New | HVAC Zoning System | 0.771 | 0.856 | 443.1238 | 2341.11 | 16 | 0 | 3100 | Per End Use Consumption | 0% | RS | [32 empty] | 4949634.039 | 1360.6164 | 2934.5585
487 | RMOE325 | RMOE | 325 | HVAC | Mobile Home | Existing | Programmable Thermostat | 0.062 | 0.108 | 39.743 | 209.97 | 8 | 0 | 4.99 | Per End Use Consumption | 0% | RS | [32 empty] | 0 | 0 | 0
488 | RMON325 | RMON | 325 | HVAC | Mobile Home | New | Programmable Thermostat | 0.062 | 0.108 | 39.743 | 209.97 | 8 | 0 | 4.99 | Per End Use Consumption | 0% | RS | [32 empty] | 0 | 0 | 0
489 | RMFE325 | RMFE | 325 | HVAC | Multi-Family | Existing | Programmable Thermostat | 0.038 | 0.014 | 18.8182 | 99.42 | 8 | 0 | 4.99 | Per End Use Consumption | 0% | RS | [32 empty] | 0 | 0 | 0
490 | RMFN325 | RMFN | 325 | HVAC | Multi-Family | New | Programmable Thermostat | 0.038 | 0.014 | 18.8182 | 99.42 | 8 | 0 | 4.99 | Per End Use Consumption | 0% | RS | [32 empty] | 0 | 0 | 0
491 | RSFE325 | RSFE | 325 | HVAC | Single Family | Existing | Programmable Thermostat | 0.093 | 0.102 | 53.1761 | 280.94 | 8 | 0 | 4.99 | Per End Use Consumption | 0% | RS | [32 empty] | 0 | 0 | 0
492 | RSFN325 | RSFN | 325 | HVAC | Single Family | New | Programmable Thermostat | 0.093 | 0.102 | 53.1761 | 280.94 | 8 | 0 | 4.99 | Per End Use Consumption | 0% | RS | [32 empty] | 0 | 0 | 0
493 | RMOT326 | RMOT | 326 | HVAC | Mobile Home | Turnover | Properly Sized CAC | 0.235 | 0.001 | 106.9145 | 564.85 | 14 | 0 | 250 | Per End Use Consumption | 0% | RS | [32 empty] | 0 | 0 | 0
494 | RMON326 | RMON | 326 | HVAC | Mobile Home | New | Properly Sized CAC | 0.235 | 0.001 | 106.9145 | 564.85 | 14 | 0 | 250 | Per End Use Consumption | 0% | RS | [32 empty] | 0 | 0 | 0
495 | RMFT326 | RMFT | 326 | HVAC | Multi-Family | Turnover | Properly Sized CAC | 0.145 | 0.001 | 65.9506 | 348.43 | 14 | 0 | 250 | Per End Use Consumption | 0% | RS | [32 empty] | 0 | 0 | 0
496 | RMFN326 | RMFN | 326 | HVAC | Multi-Family | New | Properly Sized CAC | 0.145 | 0.001 | 65.9506 | 348.43 | 14 | 0 | 250 | Per End Use Consumption | 0% | RS | [32 empty] | 0 | 0 | 0
497 | RSFT326 | RSFT | 326 | HVAC | Single Family | Turnover | Properly Sized CAC | 0.352 | 0.002 | 160.225 | 846.5 | 14 | 0 | 250 | Per End Use Consumption | 0% | RS | [32 empty] | 0 | 0 | 0
498 | RSFN326 | RSFN | 326 | HVAC | Single Family | New | Properly Sized CAC | 0.352 | 0.002 | 160.225 | 846.5 | 14 | 0 | 250 | Per End Use Consumption | 0% | RS | [32 empty] | 0 | 0 | 0
499 | RMOE327 | RMOE | 327 | HVAC | Mobile Home | Existing | Residential Whole House Fan | 0.131 | 0.001 | 59.5056 | 314.38 | 25 | 0 | 1297.5 | Per End Use Consumption | 0% | RS | [32 empty] | 5455416.5932 | 2266.8892 | 9.6619
500 | RMON327 | RMON | 327 | HVAC | Mobile Home | New | Residential Whole House Fan | 0.131 | 0.001 | 59.5056 | 314.38 | 25 | 0 | 1297.5 | Per End Use Consumption | 0% | RS | [32 empty] | 35939.013 | 14.9337 | 0.06365
501 | RMFE327 | RMFE | 327 | HVAC | Multi-Family | Existing | Residential Whole House Fan | 0.081 | 0 | 36.7069 | 193.93 | 25 | 0 | 1297.5 | Per End Use Consumption | 0% | RS | [32 empty] | 22046534.8068 | 9160.9965 | 39.0458
502 | RMFN327 | RMFN | 327 | HVAC | Multi-Family | New | Residential Whole House Fan | 0.081 | 0 | 36.7069 | 193.93 | 25 | 0 | 1297.5 | Per End Use Consumption | 0% | RS | [32 empty] | 145861.0701 | 60.6096 | 0.25833
503 | RSFE327 | RSFE | 327 | HVAC | Single Family | Existing | Residential Whole House Fan | 0.196 | 0.001 | 89.1771 | 471.14 | 25 | 0 | 1297.5 | Per End Use Consumption | 0% | RS | [32 empty] | 51929955.979 | 21578.4542 | 91.9712
504 | RSFN327 | RSFN | 327 | HVAC | Single Family | New | Residential Whole House Fan | 0.196 | 0.001 | 89.1771 | 471.14 | 25 | 0 | 1297.5 | Per End Use Consumption | 0% | RS | [32 empty] | 919489.84 | 382.0756 | 1.6285
505 | RMOE328 | RMOE | 328 | HVAC | Mobile Home | Existing | Smart Thermostat | 0.12 | 0.21 | 77.279 | 408.28 | 11 | 0 | 128.61 | Per End Use Consumption | 0% | RS | [32 empty] | 0 | 0 | 0
506 | RMON328 | RMON | 328 | HVAC | Mobile Home | New | Smart Thermostat | 0.12 | 0.21 | 77.279 | 408.28 | 11 | 0 | 128.61 | Per End Use Consumption | 0% | RS | [32 empty] | 0 | 0 | 0
507 | RMFE328 | RMFE | 328 | HVAC | Multi-Family | Existing | Smart Thermostat | 0.074 | 0.027 | 36.5896 | 193.31 | 11 | 0 | 128.61 | Per End Use Consumption | 0% | RS | [32 empty] | 0 | 0 | 0
508 | RMFN328 | RMFN | 328 | HVAC | Multi-Family | New | Smart Thermostat | 0.074 | 0.027 | 36.5896 | 193.31 | 11 | 0 | 128.61 | Per End Use Consumption | 0% | RS | [32 empty] | 0 | 0 | 0
509 | RSFE328 | RSFE | 328 | HVAC | Single Family | Existing | Smart Thermostat | 0.18 | 0.2 | 103.3957 | 546.26 | 11 | 0 | 128.61 | Per End Use Consumption | 0% | RS | [32 empty] | 0 | 0 | 0
510 | RSFN328 | RSFN | 328 | HVAC | Single Family | New | Smart Thermostat | 0.18 | 0.2 | 103.3957 | 546.26 | 11 | 0 | 128.61 | Per End Use Consumption | 0% | RS | [32 empty] | 0 | 0 | 0
511 | RMOT329 | RMOT | 329 | HVAC | Mobile Home | Turnover | Variable Refrigerant Flow (VRF) HVAC Systems | 0.477 | 0.833 | 306.9316 | 1621.58 | 18 | 867.429 | 2891.43 | Per Unit | 0% | RS | [32 empty] | 2665581.2499 | 701.0087 | 1713.7829
512 | RMON329 | RMON | 329 | HVAC | Mobile Home | New | Variable Refrigerant Flow (VRF) HVAC Systems | 0.477 | 0.833 | 306.9316 | 1621.58 | 18 | 0 | 2891.43 | Per Unit | 0% | RS | [32 empty] | 19746.8331 | 5.1112 | 13.0401
513 | RMFT329 | RMFT | 329 | HVAC | Multi-Family | Turnover | Variable Refrigerant Flow (VRF) HVAC Systems | 0.416 | 0.152 | 205.2867 | 1084.57 | 18 | 722.856 | 2409.52 | Per Unit | 0% | RS | [32 empty] | 24735817.3945 | 9861.0956 | 1798.0881
514 | RMFN329 | RMFN | 329 | HVAC | Multi-Family | New | Variable Refrigerant Flow (VRF) HVAC Systems | 0.416 | 0.152 | 205.2867 | 1084.57 | 18 | 0 | 2409.52 | Per Unit | 0% | RS | [32 empty] | 201006.5615 | 81.2248 | 10.0206
515 | RSFT329 | RSFT | 329 | HVAC | Single Family | Turnover | Variable Refrigerant Flow (VRF) HVAC Systems | 0.534 | 0.593 | 306.9316 | 1621.58 | 18 | 867.429 | 2891.43 | Per Unit | 0% | RS | [32 empty] | 5845504.429 | 2024.4035 | 1710.8348
516 | RSFN329 | RSFN | 329 | HVAC | Single Family | New | Variable Refrigerant Flow (VRF) HVAC Systems | 0.534 | 0.593 | 306.9316 | 1621.58 | 18 | 0 | 2891.43 | Per Unit | 0% | RS | [32 empty] | 57285.6319 | 18.6765 | 21.6524
517 | RMOE401 | RMOE | 401 | Lighting | Mobile Home | Existing | Indoor Daylight Sensor | 0.013 | 0.011 | 4.3851 | 125.29 | 8 | 0 | 236.45 | Per 500W Controlled | 0% | RS | [32 empty] | 3212753.8079 | 331.7146 | 279.4756
518 | RMON401 | RMON | 401 | Lighting | Mobile Home | New | Indoor Daylight Sensor | 0.013 | 0.011 | 4.3851 | 125.29 | 8 | 0 | 236.45 | Per 500W Controlled | 0% | RS | [32 empty] | 4782.3197 | 0.49377 | 0.41601
519 | RMFE401 | RMFE | 401 | Lighting | Multi-Family | Existing | Indoor Daylight Sensor | 0.013 | 0.011 | 4.3851 | 125.29 | 8 | 0 | 236.45 | Per 500W Controlled | 0% | RS | [32 empty] | 33021011.2797 | 3363.5714 | 2803.6154
520 | RMFN401 | RMFN | 401 | Lighting | Multi-Family | New | Indoor Daylight Sensor | 0.013 | 0.011 | 4.3851 | 125.29 | 8 | 0 | 236.45 | Per 500W Controlled | 0% | RS | [32 empty] | 49153.198 | 5.0068 | 4.1733
521 | RSFE401 | RSFE | 401 | Lighting | Single Family | Existing | Indoor Daylight Sensor | 0.013 | 0.011 | 4.3851 | 125.29 | 8 | 0 | 236.45 | Per 500W Controlled | 0% | RS | [32 empty] | 74193533.2483 | 7629.4609 | 6327.0678
522 | RSFN401 | RSFN | 401 | Lighting | Single Family | New | Indoor Daylight Sensor | 0.013 | 0.011 | 4.3851 | 125.29 | 8 | 0 | 236.45 | Per 500W Controlled | 0% | RS | [32 empty] | 112989.8801 | 11.619 | 9.6355
523 | RMOT402 | RMOT | 402 | Lighting | Mobile Home | Turnover | LED - 9W_CFL Baseline | 0 | 0 | 0.1568 | 4.48 | 10 | 0 | 0.25 | Per Lamp | 0% | RS | [32 empty] | 8451083.9209 | 872.5686 | 735.1548
524 | RMON402 | RMON | 402 | Lighting | Mobile Home | New | LED - 9W_CFL Baseline | 0 | 0 | 0.1568 | 4.48 | 10 | 0 | 0.25 | Per Lamp | 0% | RS | [32 empty] | 106797.2404 | 11.0267 | 9.2902
525 | RMFT402 | RMFT | 402 | Lighting | Multi-Family | Turnover | LED - 9W_CFL Baseline | 0 | 0 | 0.1568 | 4.48 | 10 | 0 | 0.25 | Per Lamp | 0% | RS | [32 empty] | 86861102.3965 | 8847.8064 | 7374.8535
526 | RMFN402 | RMFN | 402 | Lighting | Multi-Family | New | LED - 9W_CFL Baseline | 0 | 0 | 0.1568 | 4.48 | 10 | 0 | 0.25 | Per Lamp | 0% | RS | [32 empty] | 1097672.9286 | 111.8107 | 93.1968
527 | RSFT402 | RSFT | 402 | Lighting | Single Family | Turnover | LED - 9W_CFL Baseline | 0 | 0 | 0.1568 | 4.48 | 10 | 0 | 0.25 | Per Lamp | 0% | RS | [32 empty] | 195164588.8141 | 20069.1427 | 16643.224
528 | RSFN402 | RSFN | 402 | Lighting | Single Family | New | LED - 9W_CFL Baseline | 0 | 0 | 0.1568 | 4.48 | 10 | 0 | 0.25 | Per Lamp | 0% | RS | [32 empty] | 2466315.5297 | 253.6159 | 210.3222
529 | RMOT403 | RMOT | 403 | Lighting | Mobile Home | Turnover | LED - 9W_Halogen Baseline | 0.003 | 0.003 | 1.065 | 30.43 | 10 | 0 | 0.4 | Per Lamp | 0% | RS | [32 empty] | 959950.2504 | 99.1142 | 83.5055
530 | RMON403 | RMON | 403 | Lighting | Mobile Home | New | LED - 9W_Halogen Baseline | 0.003 | 0.003 | 1.065 | 30.43 | 10 | 0 | 0.4 | Per Lamp | 0% | RS | [32 empty] | 12130.9927 | 1.2525 | 1.0553
531 | RMFT403 | RMFT | 403 | Lighting | Multi-Family | Turnover | LED - 9W_Halogen Baseline | 0.003 | 0.003 | 1.065 | 30.43 | 10 | 0 | 0.4 | Per Lamp | 0% | RS | [32 empty] | 9866466.5707 | 1005.0136 | 837.7023
532 | RMFN403 | RMFN | 403 | Lighting | Multi-Family | New | LED - 9W_Halogen Baseline | 0.003 | 0.003 | 1.065 | 30.43 | 10 | 0 | 0.4 | Per Lamp | 0% | RS | [32 empty] | 124683.5805 | 12.7005 | 10.5861
533 | RSFT403 | RSFT | 403 | Lighting | Single Family | Turnover | LED - 9W_Halogen Baseline | 0.003 | 0.003 | 1.065 | 30.43 | 10 | 0 | 0.4 | Per Lamp | 0% | RS | [32 empty] | 22168552.3001 | 2279.634 | 1890.4873
534 | RSFN403 | RSFN | 403 | Lighting | Single Family | New | LED - 9W_Halogen Baseline | 0.003 | 0.003 | 1.065 | 30.43 | 10 | 0 | 0.4 | Per Lamp | 0% | RS | [32 empty] | 280146.3377 | 28.808 | 23.8903
535 | RMOT404 | RMOT | 404 | Lighting | Mobile Home | Turnover | LED Specialty Lamps-5W Chandelier | 0.001 | 0.001 | 0.21945 | 6.27 | 10 | 0 | 1.97 | Per Lamp | 0% | RS | [32 empty] | 1020999.3184 | 105.4175 | 88.8161
536 | RMON404 | RMON | 404 | Lighting | Mobile Home | New | LED Specialty Lamps-5W Chandelier | 0.001 | 0.001 | 0.21945 | 6.27 | 10 | 0 | 1.97 | Per Lamp | 0% | RS | [32 empty] | 12902.4763 | 1.3322 | 1.1224
537 | RMFT404 | RMFT | 404 | Lighting | Multi-Family | Turnover | LED Specialty Lamps-5W Chandelier | 0.001 | 0.001 | 0.21945 | 6.27 | 10 | 0 | 1.97 | Per Lamp | 0% | RS | [32 empty] | 10493935.1184 | 1068.9285 | 890.9769
538 | RMFN404 | RMFN | 404 | Lighting | Multi-Family | New | LED Specialty Lamps-5W Chandelier | 0.001 | 0.001 | 0.21945 | 6.27 | 10 | 0 | 1.97 | Per Lamp | 0% | RS | [32 empty] | 132612.9669 | 13.5082 | 11.2594
539 | RSFT404 | RSFT | 404 | Lighting | Single Family | Turnover | LED Specialty Lamps-5W Chandelier | 0.001 | 0.001 | 0.21945 | 6.27 | 10 | 0 | 1.97 | Per Lamp | 0% | RS | [32 empty] | 23578385.2141 | 2424.6098 | 2010.7149
540 | RSFN404 | RSFN | 404 | Lighting | Single Family | New | LED Specialty Lamps-5W Chandelier | 0.001 | 0.001 | 0.21945 | 6.27 | 10 | 0 | 1.97 | Per Lamp | 0% | RS | [32 empty] | 297962.5452 | 30.6401 | 25.4096
541 | RMOT405 | RMOT | 405 | Lighting | Mobile Home | Turnover | Linear LED | 0.001 | 0.001 | 0.43855 | 12.53 | 10 | 0 | 2.15 | Per Fixture | 0% | RS | [32 empty] | 695601.8993 | 71.8204 | 60.51
542 | RMON405 | RMON | 405 | Lighting | Mobile Home | New | Linear LED | 0.001 | 0.001 | 0.43855 | 12.53 | 10 | 0 | 2.15 | Per Fixture | 0% | RS | [32 empty] | 8790.3947 | 0.9076 | 0.76467
543 | RMFT405 | RMFT | 405 | Lighting | Multi-Family | Turnover | Linear LED | 0.001 | 0.001 | 0.43855 | 12.53 | 10 | 0 | 2.15 | Per Fixture | 0% | RS | [32 empty] | 7149467.26 | 728.2558 | 607.0182
544 | RMFN405 | RMFN | 405 | Lighting | Multi-Family | New | Linear LED | 0.001 | 0.001 | 0.43855 | 12.53 | 10 | 0 | 2.15 | Per Fixture | 0% | RS | [32 empty] | 90348.5732 | 9.203 | 7.671
545 | RSFT405 | RSFT | 405 | Lighting | Single Family | Turnover | Linear LED | 0.001 | 0.001 | 0.43855 | 12.53 | 10 | 0 | 2.15 | Per Fixture | 0% | RS | [32 empty] | 16063839.8495 | 1651.8749 | 1369.8903
546 | RSFN405 | RSFN | 405 | Lighting | Single Family | New | Linear LED | 0.001 | 0.001 | 0.43855 | 12.53 | 10 | 0 | 2.15 | Per Fixture | 0% | RS | [32 empty] | 203000.4415 | 20.8749 | 17.3114
547 | RMOE406 | RMOE | 406 | Lighting | Mobile Home | Existing | Occupancy Sensors Switch Mounted | 0.011 | 0.009 | 3.7586 | 107.39 | 8 | 0 | 28.01 | Per 500W Controlled | 0% | RS | [32 empty] | 2635777.829 | 272.1423 | 229.2848
548 | RMON406 | RMON | 406 | Lighting | Mobile Home | New | Occupancy Sensors Switch Mounted | 0.011 | 0.009 | 3.7586 | 107.39 | 8 | 0 | 28.01 | Per 500W Controlled | 0% | RS | [32 empty] | 4063.9546 | 0.4196 | 0.35352
549 | RMFE406 | RMFE | 406 | Lighting | Multi-Family | Existing | Occupancy Sensors Switch Mounted | 0.011 | 0.009 | 3.7586 | 107.39 | 8 | 0 | 28.01 | Per 500W Controlled | 0% | RS | [32 empty] | 27090793.3281 | 2759.5102 | 2300.1162
550 | RMFN406 | RMFN | 406 | Lighting | Multi-Family | New | Occupancy Sensors Switch Mounted | 0.011 | 0.009 | 3.7586 | 107.39 | 8 | 0 | 28.01 | Per 500W Controlled | 0% | RS | [32 empty] | 41769.7643 | 4.2547 | 3.5464
551 | RSFE406 | RSFE | 406 | Lighting | Single Family | Existing | Occupancy Sensors Switch Mounted | 0.011 | 0.009 | 3.7586 | 107.39 | 8 | 0 | 28.01 | Per 500W Controlled | 0% | RS | [32 empty] | 60869173.8265 | 6259.2919 | 5190.7946
552 | RSFN406 | RSFN | 406 | Lighting | Single Family | New | Occupancy Sensors Switch Mounted | 0.011 | 0.009 | 3.7586 | 107.39 | 8 | 0 | 28.01 | Per 500W Controlled | 0% | RS | [32 empty] | 96017.3672 | 9.8736 | 8.1882
553 | RMOE407 | RMOE | 407 | Lighting | Mobile Home | Existing | Outdoor Lighting Timer | 0.004 | 0.006 | 1.6733 | 47.81 | 8 | 0 | 14.85 | Per 120W Controlled | 0% | RS | [32 empty] | 686208.8865 | 62.655 | 79.9215
554 | RMON407 | RMON | 407 | Lighting | Mobile Home | New | Outdoor Lighting Timer | 0.004 | 0.006 | 1.6733 | 47.81 | 8 | 0 | 14.85 | Per 120W Controlled | 0% | RS | [32 empty] | 5932.5208 | 0.54167 | 0.69095
555 | RMFE407 | RMFE | 407 | Lighting | Multi-Family | Existing | Outdoor Lighting Timer | 0.004 | 0.006 | 1.6733 | 47.81 | 8 | 0 | 14.85 | Per 120W Controlled | 0% | RS | [32 empty] | 7052924.9161 | 632.4113 | 822.0268
556 | RMFN407 | RMFN | 407 | Lighting | Multi-Family | New | Outdoor Lighting Timer | 0.004 | 0.006 | 1.6733 | 47.81 | 8 | 0 | 14.85 | Per 120W Controlled | 0% | RS | [32 empty] | 60975.0894 | 5.4674 | 7.1067
557 | RSFE407 | RSFE | 407 | Lighting | Single Family | Existing | Outdoor Lighting Timer | 0.004 | 0.006 | 1.6733 | 47.81 | 8 | 0 | 14.85 | Per 120W Controlled | 0% | RS | [32 empty] | 553231.6724 | 49.8992 | 64.465
558 | RSFN407 | RSFN | 407 | Lighting | Single Family | New | Outdoor Lighting Timer | 0.004 | 0.006 | 1.6733 | 47.81 | 8 | 0 | 14.85 | Per 120W Controlled | 0% | RS | [32 empty] | 23908.4391 | 2.1564 | 2.7859
559 | RMOE408 | RMOE | 408 | Lighting | Mobile Home | Existing | Outdoor Motion Sensor | 0.005 | 0.006 | 1.793 | 51.23 | 8 | 0 | 132.75 | Per 120W Controlled | 0% | RS | [32 empty] | 922009.8563 | 84.185 | 107.3849
560 | RMON408 | RMON | 408 | Lighting | Mobile Home | New | Outdoor Motion Sensor | 0.005 | 0.006 | 1.793 | 51.23 | 8 | 0 | 132.75 | Per 120W Controlled | 0% | RS | [32 empty] | 7971.1043 | 0.72781 | 0.92838
561 | RMFE408 | RMFE | 408 | Lighting | Multi-Family | Existing | Outdoor Motion Sensor | 0.005 | 0.006 | 1.793 | 51.23 | 8 | 0 | 132.75 | Per 120W Controlled | 0% | RS | [32 empty] | 9476511.3308 | 849.7259 | 1104.4987
562 | RMFN408 | RMFN | 408 | Lighting | Multi-Family | New | Outdoor Motion Sensor | 0.005 | 0.006 | 1.793 | 51.23 | 8 | 0 | 132.75 | Per 120W Controlled | 0% | RS | [32 empty] | 81927.8714 | 7.3462 | 9.5488
563 | RSFE408 | RSFE | 408 | Lighting | Single Family | Existing | Outdoor Motion Sensor | 0.005 | 0.006 | 1.793 | 51.23 | 8 | 0 | 132.75 | Per 120W Controlled | 0% | RS | [32 empty] | 596186.5877 | 53.7736 | 69.4703
564 | RSFN408 | RSFN | 408 | Lighting | Single Family | New | Outdoor Motion Sensor | 0.005 | 0.006 | 1.793 | 51.23 | 8 | 0 | 132.75 | Per 120W Controlled | 0% | RS | [32 empty] | 26366.196 | 2.3781 | 3.0723
565 | RMOE501 | RMOE | 501 | Motor | Mobile Home | Existing | ECM Circulator Pump | 0.021 | 0.007 | 3.771 | 62.85 | 15 | 0 | 220.93 | Per pump | 0% | RS | [32 empty] | 13207568.4976 | 4395.3658 | 1441.7376
566 | RMON501 | RMON | 501 | Motor | Mobile Home | New | ECM Circulator Pump | 0.021 | 0.007 | 3.771 | 62.85 | 15 | 0 | 220.93 | Per pump | 0% | RS | [32 empty] | 463554.8698 | 154.2671 | 50.6016
567 | RMFE501 | RMFE | 501 | Motor | Multi-Family | Existing | ECM Circulator Pump | 0.022 | 0.007 | 3.9858 | 66.43 | 15 | 0 | 220.93 | Per pump | 0% | RS | [32 empty] | 40553612.3579 | 13725.9644 | 4314.5042
568 | RMFN501 | RMFN | 501 | Motor | Multi-Family | New | ECM Circulator Pump | 0.022 | 0.007 | 3.9858 | 66.43 | 15 | 0 | 220.93 | Per pump | 0% | RS | [32 empty] | 1423338.1075 | 481.7496 | 151.4291
569 | RSFE501 | RSFE | 501 | Motor | Single Family | Existing | ECM Circulator Pump | 0.02 | 0.022 | 12.0582 | 200.97 | 15 | 0 | 220.93 | Per pump | 0% | RS | [32 empty] | 1294215932.2344 | 127377.131 | 141291.1274
570 | RSFN501 | RSFN | 501 | Motor | Single Family | New | ECM Circulator Pump | 0.02 | 0.022 | 12.0582 | 200.97 | 15 | 0 | 220.93 | Per pump | 0% | RS | [32 empty] | 3926938.204 | 386.4905 | 428.7086
571 | RMOT502 | RMOT | 502 | Motor | Mobile Home | Turnover | Energy Star Bathroom Ventilating Fan | 0.001 | 0.001 | 1.9136 | 10.11 | 15 | 0 | 48.74 | Per End Use Consumption | 0% | RS | [32 empty] | 1174218.1751 | 106.2642 | 122.2812
572 | RMON502 | RMON | 502 | Motor | Mobile Home | New | Energy Star Bathroom Ventilating Fan | 0.001 | 0.001 | 1.9136 | 10.11 | 15 | 0 | 48.74 | Per End Use Consumption | 0% | RS | [32 empty] | 12761.9027 | 1.1549 | 1.329
573 | RMFT502 | RMFT | 502 | Motor | Multi-Family | Turnover | Energy Star Bathroom Ventilating Fan | 0.001 | 0.001 | 1.9136 | 10.11 | 15 | 0 | 48.74 | Per End Use Consumption | 0% | RS | [32 empty] | 4804619.9006 | 393.6492 | 582.0956
574 | RMFN502 | RMFN | 502 | Motor | Multi-Family | New | Energy Star Bathroom Ventilating Fan | 0.001 | 0.001 | 1.9136 | 10.11 | 15 | 0 | 48.74 | Per End Use Consumption | 0% | RS | [32 empty] | 53822.8648 | 4.4098 | 6.5208
575 | RSFT502 | RSFT | 502 | Motor | Single Family | Turnover | Energy Star Bathroom Ventilating Fan | 0.001 | 0.001 | 1.9136 | 10.11 | 15 | 0 | 48.74 | Per End Use Consumption | 0% | RS | [32 empty] | 10217000.335 | 837.7685 | 1133.3309
576 | RSFN502 | RSFN | 502 | Motor | Single Family | New | Energy Star Bathroom Ventilating Fan | 0.001 | 0.001 | 1.9136 | 10.11 | 15 | 0 | 48.74 | Per End Use Consumption | 0% | RS | [32 empty] | 168445.8808 | 13.8121 | 18.685
577 | RMOE503 | RMOE | 503 | Motor | Mobile Home | Existing | Solar Attic Fan | 0.103 | 0 | 46.8239 | 247.38 | 10 | 0 | 926.69 | Per End Use Consumption | 0% | RS | [32 empty] | 3927294.6316 | 1631.9087 | 6.9555
578 | RMON503 | RMON | 503 | Motor | Mobile Home | New | Solar Attic Fan | 0.103 | 0 | 46.8239 | 247.38 | 10 | 0 | 926.69 | Per End Use Consumption | 0% | RS | [32 empty] | 26057.9213 | 10.8278 | 0.04615
579 | RMFE503 | RMFE | 503 | Motor | Multi-Family | Existing | Solar Attic Fan | 0.063 | 0 | 28.884 | 152.6 | 10 | 0 | 926.69 | Per End Use Consumption | 0% | RS | [32 empty] | 15606755.7791 | 6485.0751 | 27.6405
580 | RMFN503 | RMFN | 503 | Motor | Multi-Family | New | Solar Attic Fan | 0.063 | 0 | 28.884 | 152.6 | 10 | 0 | 926.69 | Per End Use Consumption | 0% | RS | [32 empty] | 103541.3944 | 43.0246 | 0.18338
581 | RSFE503 | RSFE | 503 | Motor | Single Family | Existing | Solar Attic Fan | 0.154 | 0.001 | 70.1715 | 370.73 | 10 | 0 | 926.69 | Per End Use Consumption | 0% | RS | [32 empty] | 39774784.1639 | 16527.6158 | 70.4436
582 | RSFN503 | RSFN | 503 | Motor | Single Family | New | Solar Attic Fan | 0.154 | 0.001 | 70.1715 | 370.73 | 10 | 0 | 926.69 | Per End Use Consumption | 0% | RS | [32 empty] | 667555.8359 | 277.3895 | 1.1823
583 | RMOT504 | RMOT | 504 | Motor | Mobile Home | Turnover | Solar Powered Pool Pumps | 0.066 | 0.022 | 11.898 | 198.3 | 15 | 0 | 3669.01 | Per Unit | 0% | RS | [32 empty] | 0 | 0 | 0
584 | RMON504 | RMON | 504 | Motor | Mobile Home | New | Solar Powered Pool Pumps | 0.066 | 0.022 | 11.898 | 198.3 | 15 | 0 | 3669.01 | Per Unit | 0% | RS | [32 empty] | 0 | 0 | 0
585 | RMFT504 | RMFT | 504 | Motor | Multi-Family | Turnover | Solar Powered Pool Pumps | 0.067 | 0.021 | 11.898 | 198.3 | 15 | 0 | 3669.01 | Per Unit | 0% | RS | [32 empty] | 0 | 0 | 0
586 | RMFN504 | RMFN | 504 | Motor | Multi-Family | New | Solar Powered Pool Pumps | 0.067 | 0.021 | 11.898 | 198.3 | 15 | 0 | 3669.01 | Per Unit | 0% | RS | [32 empty] | 0 | 0 | 0
587 | RSFT504 | RSFT | 504 | Motor | Single Family | Turnover | Solar Powered Pool Pumps | 0.019 | 0.022 | 11.898 | 198.3 | 15 | 0 | 3669.01 | Per Unit | 0% | RS | [32 empty] | 4563038.2995 | 449.0956 | 498.1524
588 | RSFN504 | RSFN | 504 | Motor | Single Family | New | Solar Powered Pool Pumps | 0.019 | 0.022 | 11.898 | 198.3 | 15 | 0 | 3669.01 | Per Unit | 0% | RS | [32 empty] | 40579.8359 | 3.9939 | 4.4302
589 | RMOT601 | RMOT | 601 | Water Heating | Mobile Home | Turnover | 120v Heat Pump Water Heater 50 Gallons | 0.133 | 0.318 | 71.4282 | 1190.47 | 15 | 363 | 1210 | per water heater | 0% | RS | [32 empty] | 0 | 0 | 0
590 | RMON601 | RMON | 601 | Water Heating | Mobile Home | New | 120v Heat Pump Water Heater 50 Gallons | 0.133 | 0.318 | 71.4282 | 1190.47 | 15 | 0 | 1210 | per water heater | 0% | RS | [32 empty] | 0 | 0 | 0
591 | RMFT601 | RMFT | 601 | Water Heating | Multi-Family | Turnover | 120v Heat Pump Water Heater 50 Gallons | 0.111 | 0.265 | 59.523 | 992.05 | 15 | 363 | 1210 | per water heater | 0% | RS | [32 empty] | 0 | 0 | 0
592 | RMFN601 | RMFN | 601 | Water Heating | Multi-Family | New | 120v Heat Pump Water Heater 50 Gallons | 0.111 | 0.265 | 59.523 | 992.05 | 15 | 0 | 1210 | per water heater | 0% | RS | [32 empty] | 0 | 0 | 0
593 | RSFT601 | RSFT | 601 | Water Heating | Single Family | Turnover | 120v Heat Pump Water Heater 50 Gallons | 0.144 | 0.344 | 77.3802 | 1289.67 | 15 | 363 | 1210 | per water heater | 0% | RS | [32 empty] | 0 | 0 | 0
594 | RSFN601 | RSFN | 601 | Water Heating | Single Family | New | 120v Heat Pump Water Heater 50 Gallons | 0.144 | 0.344 | 77.3802 | 1289.67 | 15 | 0 | 1210 | per water heater | 0% | RS | [32 empty] | 0 | 0 | 0
595 | RMOE602 | RMOE | 602 | Water Heating | Mobile Home | Existing | Bathroom Faucet Aerators | 0.012 | 0.03 | 6.6426 | 110.71 | 10 | 0 | 3.09 | Per End Use Consumption | 0% | RS | [32 empty] | 5870983.7425 | 659.1828 | 1566.2827
596 | RMON602 | RMON | 602 | Water Heating | Mobile Home | New | Bathroom Faucet Aerators | 0.012 | 0.03 | 6.6426 | 110.71 | 10 | 0 | 3.09 | Per End Use Consumption | 0% | RS | [32 empty] | 14199.0075 | 1.5942 | 3.7881
597 | RMFE602 | RMFE | 602 | Water Heating | Multi-Family | Existing | Bathroom Faucet Aerators | 0.01 | 0.025 | 5.5356 | 92.26 | 10 | 0 | 3.09 | Per End Use Consumption | 0% | RS | [32 empty] | 64581547.6305 | 7251.0921 | 17229.3032
598 | RMFN602 | RMFN | 602 | Water Heating | Multi-Family | New | Bathroom Faucet Aerators | 0.01 | 0.025 | 5.5356 | 92.26 | 10 | 0 | 3.09 | Per End Use Consumption | 0% | RS | [32 empty] | 156400.6693 | 17.5604 | 41.7251
599 | RSFE602 | RSFE | 602 | Water Heating | Single Family | Existing | Bathroom Faucet Aerators | 0.013 | 0.032 | 7.1964 | 119.94 | 10 | 0 | 3.09 | Per End Use Consumption | 0% | RS | [32 empty] | 5541525.35 | 622.1918 | 1478.3885
600 | RSFN602 | RSFN | 602 | Water Heating | Single Family | New | Bathroom Faucet Aerators | 0.013 | 0.032 | 7.1964 | 119.94 | 10 | 0 | 3.09 | Per End Use Consumption | 0% | RS | [32 empty] | 169024.5871 | 18.9778 | 45.093
601 | RMOE603 | RMOE | 603 | Water Heating | Mobile Home | Existing | Drain Water Heat Recovery | 0.061 | 0.145 | 32.6742 | 544.57 | 30 | 0 | 763.41 | Per End Use Consumption | 0% | RS | [32 empty] | 61279857.9081 | 6880.3847 | 16348.4662
602 | RMON603 | RMON | 603 | Water Heating | Mobile Home | New | Drain Water Heat Recovery | 0.061 | 0.145 | 32.6742 | 544.57 | 30 | 0 | 763.41 | Per End Use Consumption | 0% | RS | [32 empty] | 333401.6244 | 37.4337 | 88.9461
603 | RMFE603 | RMFE | 603 | Water Heating | Multi-Family | Existing | Drain Water Heat Recovery | 0.029 | 0.069 | 15.5844 | 259.74 | 30 | 0 | 763.41 | Per End Use Consumption | 0% | RS | [32 empty] | 394335451.7577 | 44275.2269 | 105202.2643
604 | RMFN603 | RMFN | 603 | Water Heating | Multi-Family | New | Drain Water Heat Recovery | 0.029 | 0.069 | 15.5844 | 259.74 | 30 | 0 | 763.41 | Per End Use Consumption | 0% | RS | [32 empty] | 2145442.4365 | 240.8862 | 572.369
605 | RSFE603 | RSFE | 603 | Water Heating | Single Family | Existing | Drain Water Heat Recovery | 0.052 | 0.125 | 28.0884 | 468.14 | 30 | 0 | 763.41 | Per End Use Consumption | 0% | RS | [32 empty] | 784806101.0518 | 88116.5211 | 209373.4624
606 | RSFN603 | RSFN | 603 | Water Heating | Single Family | New | Drain Water Heat Recovery | 0.052 | 0.125 | 28.0884 | 468.14 | 30 | 0 | 763.41 | Per End Use Consumption | 0% | RS | [32 empty] | 4368431.1476 | 490.4791 | 1165.4262
607 | RMOT604 | RMOT | 604 | Water Heating | Mobile Home | Turnover | Heat Pump Pool Heater | 0.94 | 0.308 | 169.4118 | 2823.53 | 15 | 0 | 3153.89 | Per Unit | 0% | RS | [32 empty] | 0 | 0 | 0
608 | RMON604 | RMON | 604 | Water Heating | Mobile Home | New | Heat Pump Pool Heater | 0.94 | 0.308 | 169.4118 | 2823.53 | 15 | 0 | 3153.89 | Per Unit | 0% | RS | [32 empty] | 0 | 0 | 0
609 | RMFT604 | RMFT | 604 | Water Heating | Multi-Family | Turnover | Heat Pump Pool Heater | 0.954 | 0.299 | 169.4118 | 2823.53 | 15 | 0 | 3153.89 | Per Unit | 0% | RS | [32 empty] | 0 | 0 | 0
610 | RMFN604 | RMFN | 604 | Water Heating | Multi-Family | New | Heat Pump Pool Heater | 0.954 | 0.299 | 169.4118 | 2823.53 | 15 | 0 | 3153.89 | Per Unit | 0% | RS | [32 empty] | 0 | 0 | 0
611 | RSFT604 | RSFT | 604 | Water Heating | Single Family | Turnover | Heat Pump Pool Heater | 0.277 | 0.308 | 169.4118 | 2823.53 | 15 | 0 | 3153.89 | Per Unit | 0% | RS | [32 empty] | 9656375.7981 | 950.3835 | 1054.1983
612 | RSFN604 | RSFN | 604 | Water Heating | Single Family | New | Heat Pump Pool Heater | 0.277 | 0.308 | 169.4118 | 2823.53 | 15 | 0 | 3153.89 | Per Unit | 0% | RS | [32 empty] | 122693.817 | 12.0756 | 13.3946
613 | RMOT605 | RMOT | 605 | Water Heating | Mobile Home | Turnover | Heat Pump Water Heater 50 Gallons- CEE Advanced Tier | 0.172 | 0.411 | 92.3772 | 1539.62 | 15 | 416.85 | 1389.5 | Per Water Heater | 0% | RS | [32 empty] | 203845445.7202 | 22887.375 | 54382.6389
614 | RMON605 | RMON | 605 | Water Heating | Mobile Home | New | Heat Pump Water Heater 50 Gallons- CEE Advanced Tier | 0.172 | 0.411 | 92.3772 | 1539.62 | 15 | 0 | 1389.5 | Per Water Heater | 0% | RS | [32 empty] | 2576016.4357 | 289.2302 | 687.2392
615 | RMFT605 | RMFT | 605 | Water Heating | Multi-Family | Turnover | Heat Pump Water Heater 50 Gallons- CEE Advanced Tier | 0.144 | 0.343 | 76.9806 | 1283.01 | 15 | 416.85 | 1389.5 | Per Water Heater | 0% | RS | [32 empty] | 1311752118.0962 | 147281.0075 | 349954.0618
616 | RMFN605 | RMFN | 605 | Water Heating | Multi-Family | New | Heat Pump Water Heater 50 Gallons- CEE Advanced Tier | 0.144 | 0.343 | 76.9806 | 1283.01 | 15 | 0 | 1389.5 | Per Water Heater | 0% | RS | [32 empty] | 16576750.1147 | 1861.2057 | 4422.4065
617 | RSFT605 | RSFT | 605 | Water Heating | Single Family | Turnover | Heat Pump Water Heater 50 Gallons- CEE Advanced Tier | 0.187 | 0.445 | 100.0746 | 1667.91 | 15 | 416.85 | 1389.5 | Per Water Heater | 0% | RS | [32 empty] | 2610615362.256 | 293114.8769 | 696469.5824
618 | RSFN605 | RSFN | 605 | Water Heating | Single Family | New | Heat Pump Water Heater 50 Gallons- CEE Advanced Tier | 0.187 | 0.445 | 100.0746 | 1667.91 | 15 | 0 | 1389.5 | Per Water Heater | 0% | RS | [32 empty] | 32990622.1677 | 3704.1237 | 8801.3597
619 | RMOT606 | RMOT | 606 | Water Heating | Mobile Home | Turnover | Heat Pump Water Heater 50 Gallons-ENERGY STAR | 0.165 | 0.393 | 88.3224 | 1472.04 | 15 | 416.85 | 1389.5 | per water heater | 0% | RS | [32 empty] | 0 | 0 | 0
620 | RMON606 | RMON | 606 | Water Heating | Mobile Home | New | Heat Pump Water Heater 50 Gallons-ENERGY STAR | 0.165 | 0.393 | 88.3224 | 1472.04 | 15 | 0 | 1389.5 | per water heater | 0% | RS | [32 empty] | 0 | 0 | 0
621 | RMFT606 | RMFT | 606 | Water Heating | Multi-Family | Turnover | Heat Pump Water Heater 50 Gallons-ENERGY STAR | 0.137 | 0.328 | 73.602 | 1226.7 | 15 | 416.85 | 1389.5 | per water heater | 0% | RS | [32 empty] | 0 | 0 | 0
622 | RMFN606 | RMFN | 606 | Water Heating | Multi-Family | New | Heat Pump Water Heater 50 Gallons-ENERGY STAR | 0.137 | 0.328 | 73.602 | 1226.7 | 15 | 0 | 1389.5 | per water heater | 0% | RS | [32 empty] | 0 | 0 | 0
623 | RSFT606 | RSFT | 606 | Water Heating | Single Family | Turnover | Heat Pump Water Heater 50 Gallons-ENERGY STAR | 0.179 | 0.426 | 95.682 | 1594.7 | 15 | 416.85 | 1389.5 | per water heater | 0% | RS | [32 empty] | 0 | 0 | 0
624 | RSFN606 | RSFN | 606 | Water Heating | Single Family | New | Heat Pump Water Heater 50 Gallons-ENERGY STAR | 0.179 | 0.426 | 95.682 | 1594.7 | 15 | 0 | 1389.5 | per water heater | 0% | RS | [32 empty] | 0 | 0 | 0
625 | RMOT607 | RMOT | 607 | Water Heating | Mobile Home | Turnover | Heat Pump Water Heater 80 Gallons-ENERGY STAR | 0.054 | 0.13 | 29.1546 | 485.91 | 15 | 518.85 | 1729.5 | Per Water Heater | 0% | RS | [32 empty] | 0 | 0 | 0
626 | RMON607 | RMON | 607 | Water Heating | Mobile Home | New | Heat Pump Water Heater 80 Gallons-ENERGY STAR | 0.054 | 0.13 | 29.1546 | 485.91 | 15 | 0 | 1729.5 | Per Water Heater | 0% | RS | [32 empty] | 0 | 0 | 0
627 | RMFT607 | RMFT | 607 | Water Heating | Multi-Family | Turnover | Heat Pump Water Heater 80 Gallons-ENERGY STAR | 0.045 | 0.108 | 24.2958 | 404.93 | 15 | 518.85 | 1729.5 | Per Water Heater | 0% | RS | [32 empty] | 0 | 0 | 0
628 | RMFN607 | RMFN | 607 | Water Heating | Multi-Family | New | Heat Pump Water Heater 80 Gallons-ENERGY STAR | 0.045 | 0.108 | 24.2958 | 404.93 | 15 | 0 | 1729.5 | Per Water Heater | 0% | RS | [32 empty] | 0 | 0 | 0
629 | RSFT607 | RSFT | 607 | Water Heating | Single Family | Turnover | Heat Pump Water Heater 80 Gallons-ENERGY STAR | 0.059 | 0.141 | 31.5846 | 526.41 | 15 | 518.85 | 1729.5 | Per Water Heater | 0% | RS | [32 empty] | 0 | 0 | 0
630 | RSFN607 | RSFN | 607 | Water Heating | Single Family | New | Heat Pump Water Heater 80 Gallons-ENERGY STAR | 0.059 | 0.141 | 31.5846 | 526.41 | 15 | 0 | 1729.5 | Per Water Heater | 0% | RS | [32 empty] | 0 | 0 | 0
631 | RMOE608 | RMOE | 608 | Water Heating | Mobile Home | Existing | Heat Trap | 0.012 | 0.028 | 6.1812 | 103.02 | 10 | 0 | 107.98 | Per End Use Consumption | 0% | RS | [32 empty] | 3558816.8812 | 399.5771 | 949.4343
632 | RMON608 | RMON | 608 | Water Heating | Mobile Home | New | Heat Trap | 0.012 | 0.028 | 6.1812 | 103.02 | 10 | 0 | 107.98 | Per End Use Consumption | 0% | RS | [32 empty] | 8718.6632 | 0.97891 | 2.326
633 | RMFE608 | RMFE | 608 | Water Heating | Multi-Family | Existing | Heat Trap | 0.012 | 0.028 | 6.2562 | 104.27 | 10 | 0 | 107.98 | Per End Use Consumption | 0% | RS | [32 empty] | 49498079.9529 | 5557.5493 | 13205.2801
634 | RMFN608 | RMFN | 608 | Water Heating | Multi-Family | New | Heat Trap | 0.012 | 0.028 | 6.2562 | 104.27 | 10 | 0 | 107.98 | Per End Use Consumption | 0% | RS | [32 empty] | 118734.7153 | 13.3313 | 31.6765
635 | RSFE608 | RSFE | 608 | Water Heating | Single Family | Existing | Heat Trap | 0.015 | 0.035 | 7.9146 | 131.91 | 10 | 0 | 107.98 | Per End Use Consumption | 0% | RS | [32 empty] | 4065881.1603 | 456.5093 | 1084.7108
636 | RSFN608 | RSFN | 608 | Water Heating | Single Family | New | Heat Trap | 0.015 | 0.035 | 7.9146 | 131.91 | 10 | 0 | 107.98 | Per End Use Consumption | 0% | RS | [32 empty] | 124430.1264 | 13.9708 | 33.1959
637 | RMOE609 | RMOE | 609 | Water Heating | Mobile Home | Existing | Hot Water Pipe Insulation | 0.012 | 0.028 | 6.2676 | 104.46 | 15 | 0 | 18.52 | Per End Use Consumption | 0% | RS | [32 empty] | 4556841.4208 | 511.6334 | 1215.6909
638 | RMON609 | RMON | 609 | Water Heating | Mobile Home | New | Hot Water Pipe Insulation | 0.012 | 0.028 | 6.2676 | 104.46 | 15 | 0 | 18.52 | Per End Use Consumption | 0% | RS | [32 empty] | 11100.6188 | 1.2464 | 2.9615
639 | RMFE609 | RMFE | 609 | Water Heating | Multi-Family | Existing | Hot Water Pipe Insulation | 0.006 | 0.013 | 2.9892 | 49.82 | 15 | 0 | 18.52 | Per End Use Consumption | 0% | RS | [32 empty] | 26948993.6104 | 3025.7812 | 7189.5518
640 | RMFN609 | RMFN | 609 | Water Heating | Multi-Family | New | Hot Water Pipe Insulation | 0.006 | 0.013 | 2.9892 | 49.82 | 15 | 0 | 18.52 | Per End Use Consumption | 0% | RS | [32 empty] | 67348.3447 | 7.5617 | 17.9674
641 | RSFE609 | RSFE | 609 | Water Heating | Single Family | Existing | Hot Water Pipe Insulation | 0.01 | 0.024 | 5.388 | 89.8 | 15 | 0 | 18.52 | Per End Use Consumption | 0% | RS | [32 empty] | 3451900.7601 | 387.5728 | 920.9108
642 | RSFN609 | RSFN | 609 | Water Heating | Single Family | New | Hot Water Pipe Insulation | 0.01 | 0.024 | 5.388 | 89.8 | 15 | 0 | 18.52 | Per End Use Consumption | 0% | RS | [32 empty] | 104475.9741 | 11.7304 | 27.8725
643 | RMOT610 | RMOT | 610 | Water Heating | Mobile Home | Turnover | Instantaneous Hot Water System | 0.016 | 0.037 | 8.3334 | 138.89 | 20 | 0 | 1411.44 | Per Water Heater | 0% | RS | [32 empty] | 0 | 0 | 0
644 | RMON610 | RMON | 610 | Water Heating | Mobile Home | New | Instantaneous Hot Water System | 0.016 | 0.037 | 8.3334 | 138.89 | 20 | 0 | 1411.44 | Per Water Heater | 0% | RS | [32 empty] | 0 | 0 | 0
645 | RMFT610 | RMFT | 610 | Water Heating | Multi-Family | Turnover | Instantaneous Hot Water System | 0.013 | 0.031 | 6.9444 | 115.74 | 20 | 0 | 1411.44 | Per Water Heater | 0% | RS | [32 empty] | 0 | 0 | 0
646 | RMFN610 | RMFN | 610 | Water Heating | Multi-Family | New | Instantaneous Hot Water System | 0.013 | 0.031 | 6.9444 | 115.74 | 20 | 0 | 1411.44 | Per Water Heater | 0% | RS | [32 empty] | 0 | 0 | 0
647 | RSFT610 | RSFT | 610 | Water Heating | Single Family | Turnover | Instantaneous Hot Water System | 0.017 | 0.04 | 9.0276 | 150.46 | 20 | 0 | 1411.44 | Per Water Heater | 0% | RS | [32 empty] | 0 | 0 | 0
648 | RSFN610 | RSFN | 610 | Water Heating | Single Family | New | Instantaneous Hot Water System | 0.017 | 0.04 | 9.0276 | 150.46 | 20 | 0 | 1411.44 | Per Water Heater | 0% | RS | [32 empty] | 0 | 0 | 0
649 | RMOE611 | RMOE | 611 | Water Heating | Mobile Home | Existing | Kitchen Faucet Aerators | 0.025 | 0.059 | 13.2858 | 221.43 | 10 | 0 | 3.09 | Per End Use Consumption | 0% | RS | [32 empty] | 12585185.283 | 1413.0404 | 3357.5221
650 | RMON611 | RMON | 611 | Water Heating | Mobile Home | New | Kitchen Faucet Aerators | 0.025 | 0.059 | 13.2858 | 221.43 | 10 | 0 | 3.09 | Per End Use Consumption | 0% | RS | [32 empty] | 30431.7591 | 3.4168 | 8.1187
651 | RMFE611 | RMFE | 611 | Water Heating | Multi-Family | Existing | Kitchen Faucet Aerators | 0.021 | 0.049 | 11.0712 | 184.52 | 10 | 0 | 3.09 | Per End Use Consumption | 0% | RS | [32 empty] | 141328048.8208 | 15868.0418 | 37704.0174
652 | RMFN611 | RMFN | 611 | Water Heating | Multi-Family | New | Kitchen Faucet Aerators | 0.021 | 0.049 | 11.0712 | 184.52 | 10 | 0 | 3.09 | Per End Use Consumption | 0% | RS | [32 empty] | 341740.8448 | 38.37 | 91.1709
653 | RSFE611 | RSFE | 611 | Water Heating | Single Family | Existing | Kitchen Faucet Aerators | 0.027 | 0.064 | 14.3928 | 239.88 | 10 | 0 | 3.09 | Per End Use Consumption | 0% | RS | [32 empty] | 11902938.8675 | 1336.4391 | 3175.5099
654 | RSFN611 | RSFN | 611 | Water Heating | Single Family | New | Kitchen Faucet Aerators | 0.027 | 0.064 | 14.3928 | 239.88 | 10 | 0 | 3.09 | Per End Use Consumption | 0% | RS | [32 empty] | 382805.494 | 42.9807 | 102.1263
655 | RMOE612 | RMOE | 612 | Water Heating | Mobile Home | Existing | Low Flow Showerhead | 0.016 | 0.039 | 8.8056 | 146.76 | 10 | 0 | 12.34 | Per End Use Consumption | 0% | RS | [32 empty] | 7024568.0827 | 788.705 | 1874.0401
656 | RMON612 | RMON | 612 | Water Heating | Mobile Home | New | Low Flow Showerhead | 0.016 | 0.039 | 8.8056 | 146.76 | 10 | 0 | 12.34 | Per End Use Consumption | 0% | RS | [32 empty] | 86575.1316 | 9.7205 | 23.0968
657 | RMFE612 | RMFE | 612 | Water Heating | Multi-Family | Existing | Low Flow Showerhead | 0.014 | 0.033 | 7.338 | 122.3 | 10 | 0 | 12.34 | Per End Use Consumption | 0% | RS | [32 empty] | 79517567.4449 | 8928.0797 | 21213.9895
658 | RMFN612 | RMFN | 612 | Water Heating | Multi-Family | New | Low Flow Showerhead | 0.014 | 0.033 | 7.338 | 122.3 | 10 | 0 | 12.34 | Per End Use Consumption | 0% | RS | [32 empty] | 986560.7448 | 110.7691 | 263.1983
659 | RSFE612 | RSFE | 612 | Water Heating | Single Family | Existing | Low Flow Showerhead | 0.018 | 0.042 | 9.5388 | 158.98 | 10 | 0 | 12.34 | Per End Use Consumption | 0% | RS | [32 empty] | 6612423.0268 | 742.4302 | 1764.0866
660 | RSFN612 | RSFN | 612 | Water Heating | Single Family | New | Low Flow Showerhead | 0.018 | 0.042 | 9.5388 | 158.98 | 10 | 0 | 12.34 | Per End Use Consumption | 0% | RS | [32 empty] | 1383006.6703 | 155.2813 | 368.9636
661 | RMOT613 | RMOT | 613 | Water Heating | Mobile Home | Turnover | Solar Pool Heater | 1.011 | 0.331 | 182.1174 | 3035.29 | 15 | 0 | 3266.72 | Per Unit | 0% | RS | [32 empty] | 0 | 0 | 0
662 | RMON613 | RMON | 613 | Water Heating | Mobile Home | New | Solar Pool Heater | 1.011 | 0.331 | 182.1174 | 3035.29 | 15 | 0 | 3266.72 | Per Unit | 0% | RS | [32 empty] | 0 | 0 | 0
663 | RMFT613 | RMFT | 613 | Water Heating | Multi-Family | Turnover | Solar Pool Heater | 1.026 | 0.322 | 182.1174 | 3035.29 | 15 | 0 | 3266.72 | Per Unit | 0% | RS | [32 empty] | 0 | 0 | 0
664 | RMFN613 | RMFN | 613 | Water Heating | Multi-Family | New | Solar Pool Heater | 1.026 | 0.322 | 182.1174 | 3035.29 | 15 | 0 | 3266.72 | Per Unit | 0% | RS | [32 empty] | 0 | 0 | 0
665 | RSFT613 | RSFT | 613 | Water Heating | Single Family | Turnover | Solar Pool Heater | 0.297 | 0.331 | 182.1174 | 3035.29 | 15 | 0 | 3266.72 | Per Unit | 0% | RS | [32 empty] | 2193195.1104 | 215.8549 | 239.4338
666 | RSFN613 | RSFN | 613 | Water Heating | Single Family | New | Solar Pool Heater | 0.297 | 0.331 | 182.1174 | 3035.29 | 15 | 0 | 3266.72 | Per Unit | 0% | RS | [32 empty] | 13857.8192 | 1.3639 | 1.5129
667 | RMOT614 | RMOT | 614 | Water Heating | Mobile Home | Turnover | Solar Thermal Water Heating System | 0.148 | 0.352 | 79.1994 | 1319.99 | 20 | 2697.006 | 8990.02 | Per Water Heater | 0% | RS | [32 empty] | 0 | 0 | 0
668 | RMON614 | RMON | 614 | Water Heating | Mobile Home | New | Solar Thermal Water Heating System | 0.148 | 0.352 | 79.1994 | 1319.99 | 20 | 0 | 8990.02 | Per Water Heater | 0% | RS | [32 empty] | 0 | 0 | 0
669 | RMFT614 | RMFT | 614 | Water Heating | Multi-Family | Turnover | Solar Thermal Water Heating System | 0.123 | 0.294 | 65.9994 | 1099.99 | 20 | 2697.006 | 8990.02 | Per Water Heater | 0% | RS | [32 empty] | 0 | 0 | 0
670 | RMFN614 | RMFN | 614 | Water Heating | Multi-Family | New | Solar Thermal Water Heating System | 0.123 | 0.294 | 65.9994 | 1099.99 | 20 | 0 | 8990.02 | Per Water Heater | 0% | RS | [32 empty] | 0 | 0 | 0
671 | RSFT614 | RSFT | 614 | Water Heating | Single Family | Turnover | Solar Thermal Water Heating System | 0.16 | 0.382 | 85.7994 | 1429.99 | 20 | 2697.006 | 8990.02 | Per Water Heater | 0% | RS | [32 empty] | 0 | 0 | 0
672 | RSFN614 | RSFN | 614 | Water Heating | Single Family | New | Solar Thermal Water Heating System | 0.16 | 0.382 | 85.7994 | 1429.99 | 20 | 0 | 8990.02 | Per Water Heater | 0% | RS | [32 empty] | 0 | 0 | 0
673 | RMOE615 | RMOE | 615 | Water Heating | Mobile Home | Existing | Thermostatic Shower Restriction Valve | 0.01 | 0.023 | 5.2242 | 87.07 | 10 | 0 | 51.45 | Per Valve | 0% | RS | [32 empty] | 3978396.3138 | 446.6867 | 1061.3712
674 | RMON615 | RMON | 615 | Water Heating | Mobile Home | New | Thermostatic Shower Restriction Valve | 0.01 | 0.023 | 5.2242 | 87.07 | 10 | 0 | 51.45 | Per Valve | 0% | RS | [32 empty] | 9790.1859 | 1.0992 | 2.6119
675 | RMFE615 | RMFE | 615 | Water Heating | Multi-Family | Existing | Thermostatic Shower Restriction Valve | 0.008 | 0.019 | 4.3536 | 72.56 | 10 | 0 | 51.45 | Per Valve | 0% | RS | [32 empty] | 42940750.95 | 4821.305 | 11455.8917
676 | RMFN615 | RMFN | 615 | Water Heating | Multi-Family | New | Thermostatic Shower Restriction Valve | 0.008 | 0.019 | 4.3536 | 72.56 | 10 | 0 | 51.45 | Per Valve | 0% | RS | [32 empty] | 105808.8358 | 11.88 | 28.2281
677 | RSFE615 | RSFE | 615 | Water Heating | Single Family | Existing | Thermostatic Shower Restriction Valve | 0.011 | 0.025 | 5.6598 | 94.33 | 10 | 0 | 51.45 | Per Valve | 0% | RS | [32 empty] | 3870342.1942 | 434.5546 | 1032.5441
678 | RSFN615 | RSFN | 615 | Water Heating | Single Family | New | Thermostatic Shower Restriction Valve | 0.011 | 0.025 | 5.6598 | 94.33 | 10 | 0 | 51.45 | Per Valve | 0% | RS | [32 empty] | 117514.1521 | 13.1943 | 31.3509
679 | RMOE616 | RMOE | 616 | Water Heating | Mobile Home | Existing | Water Heater Blanket | 0.021475 | 0.051195 | 11.5044 | 191.74 | 5 | 0 | 63.17 | Per End Use Consumption | 0% | RS | [32 empty] | 262149.2658 | 29.4336 | 69.9371
680 | RMON616 | RMON | 616 | Water Heating | Mobile Home | New | Water Heater Blanket | 0.021475 | 0.051195 | 11.5044 | 191.74 | 5 | 0 | 63.17 | Per End Use Consumption | 0% | RS | [32 empty] | 1447.2073 | 0.16249 | 0.38609
681 | RMFE616 | RMFE | 616 | Water Heating | Multi-Family | Existing | Water Heater Blanket | 0.021475 | 0.051195 | 11.5044 | 191.74 | 5 | 0 | 63.17 | Per End Use Consumption | 0% | RS | [32 empty] | 3630315.0527 | 407.6048 | 968.5088
682 | RMFN616 | RMFN | 616 | Water Heating | Multi-Family | New | Water Heater Blanket | 0.021475 | 0.051195 | 11.5044 | 191.74 | 5 | 0 | 63.17 | Per End Use Consumption | 0% | RS | [32 empty] | 19751.2852 | 2.2176 | 5.2693
683 | RSFE616 | RSFE | 616 | Water Heating | Single Family | Existing | Water Heater Blanket | 0.021475 | 0.051195 | 11.5044 | 191.74 | 5 | 0 | 63.17 | Per End Use Consumption | 0% | RS | [32 empty] | 3782614.2605 | 424.7047 | 1009.1398
684 | RSFN616 | RSFN | 616 | Water Heating | Single Family | New | Water Heater Blanket | 0.021475 | 0.051195 | 11.5044 | 191.74 | 5 | 0 | 63.17 | Per End Use Consumption | 0% | RS | [32 empty] | 20863.2907 | 2.3425 | 5.566
685 | RMOE617 | RMOE | 617 | Water Heating | Mobile Home | Existing | Water Heater Thermostat Setback | 0.007 | 0.016 | 3.4842 | 58.07 | 2 | 0 | 5.14 | Per Unit | 0% | RS | [32 empty] | 1972083.105 | 221.4217 | 526.1196
686 | RMON617 | RMON | 617 | Water Heating | Mobile Home | New | Water Heater Thermostat Setback | 0.007 | 0.016 | 3.4842 | 58.07 | 2 | 0 | 5.14 | Per Unit | 0% | RS | [32 empty] | 4877.4673 | 0.54763 | 1.3012
687 | RMFE617 | RMFE | 617 | Water Heating | Multi-Family | Existing | Water Heater Thermostat Setback | 0.007 | 0.016 | 3.4842 | 58.07 | 2 | 0 | 5.14 | Per Unit | 0% | RS | [32 empty] | 25368817.8067 | 2848.3621 | 6767.9867
688 | RMFN617 | RMFN | 617 | Water Heating | Multi-Family | New | Water Heater Thermostat Setback | 0.007 | 0.016 | 3.4842 | 58.07 | 2 | 0 | 5.14 | Per Unit | 0% | RS | [32 empty] | 63065.3952 | 7.0809 | 16.8248
689 | RSFE617 | RSFE | 617 | Water Heating | Single Family | Existing | Water Heater Thermostat Setback | 0.007 | 0.016 | 3.4842 | 58.07 | 2 | 0 | 5.14 | Per Unit | 0% | RS | [32 empty] | 1784703.1989 | 200.383 | 476.1297
690 | RSFN617 | RSFN | 617 | Water Heating | Single Family | New | Water Heater Thermostat Setback | 0.007 | 0.016 | 3.4842 | 58.07 | 2 | 0 | 5.14 | Per Unit | 0% | RS | [32 empty] | 53862.985 | 6.0476 | 14.3698
691 | RMOE618 | RMOE | 618 | Water Heating | Mobile Home | Existing | Water Heater Timeclock | 0.011 | 0.027 | 6.1056 | 101.76 | 2 | 0 | 171.91 | Per Water Heater | 0% | RS | [32 empty] | 12846350.8553 | 1442.3636 | 3427.1968
692 | RMON618 | RMON | 618 | Water Heating | Mobile Home | New | Water Heater Timeclock | 0.011 | 0.027 | 6.1056 | 101.76 | 2 | 0 | 171.91 | Per Water Heater | 0% | RS | [32 empty] | 59099.0684 | 6.6355 | 15.7667
693 | RMFE618 | RMFE | 618 | Water Heating | Multi-Family | Existing | Water Heater Timeclock | 0.009 | 0.023 | 5.088 | 84.8 | 2 | 0 | 171.91 | Per Water Heater | 0% | RS | [32 empty] | 75758315.3907 | 8505.9981 | 20211.0824
694 | RMFN618 | RMFN | 618 | Water Heating | Multi-Family | New | Water Heater Timeclock | 0.009 | 0.023 | 5.088 | 84.8 | 2 | 0 | 171.91 | Per Water Heater | 0% | RS | [32 empty] | 348401.4324 | 39.1178 | 92.9478
695 | RSFE618 | RSFE | 618 | Water Heating | Single Family | Existing | Water Heater Timeclock | 0.012 | 0.029 | 6.6138 | 110.23 | 2 | 0 | 171.91 | Per Water Heater | 0% | RS | [32 empty] | 63656115.2943 | 7147.1863 | 16982.4129
696 | RSFN618 | RSFN | 618 | Water Heating | Single Family | New | Water Heater Timeclock | 0.012 | 0.029 | 6.6138 | 110.23 | 2 | 0 | 171.91 | Per Water Heater | 0% | RS | [32 empty] | 280465.4877 | 31.4901 | 74.8236
697 | RMOE701 | RMOE | 701 | Whole Home | Mobile Home | Existing | Home Energy Management System | 0.20185 | 0.34136 | 26.7758 | 765.0234 | 15 | 0 | 2198 | Per Home | 0% | RS | [32 empty] | 18172424.5692 | 1220.3683 | 13132.1976
698 | RMON701 | RMON | 701 | Whole Home | Mobile Home | New | Home Energy Management System | 0.20185 | 0.34136 | 26.7758 | 765.0234 | 15 | 0 | 2198 | Per Home | 0% | RS | [32 empty] | 144684.3301 | 9.4852 | 107.987
699 | RMFE701 | RMFE | 701 | Whole Home | Multi-Family | Existing | Home Energy Management System | 0.12775 | 0.053665 | 14.3699 | 410.5698 | 15 | 0 | 2198 | Per Home | 0% | RS | [32 empty] | 171243216.3827 | 13623.6395 | 90413.6987
700 | RMFN701 | RMFN | 701 | Whole Home | Multi-Family | New | Home Energy Management System | 0.12775 | 0.053665 | 14.3699 | 410.5698 | 15 | 0 | 2198 | Per Home | 0% | RS | [32 empty] | 1331270.4929 | 105.403 | 709.292
701 | RSFE701 | RSFE | 701 | Whole Home | Single Family | Existing | Home Energy Management System | 0.30543 | 0.33451 | 37.3413 | 1066.8946 | 15 | 0 | 2198 | Per Home | 0% | RS | [32 empty] | 440368456.3311 | 30642.9361 | 302035.339
702 | RSFN701 | RSFN | 701 | Whole Home | Single Family | New | Home Energy Management System | 0.30543 | 0.33451 | 37.3413 | 1066.8946 | 15 | 0 | 2198 | Per Home | 0% | RS | [32 empty] | 3882307.0975 | 243.4764 | 3067.555
703 | RMON702 | RMON | 702 | Whole Home | Mobile Home | New | New Construction - Whole Home Improvements - Tier 1 | 0.83 | 0.952 | 209.5176 | 3491.9594 | 20 | 0 | 1475.384 | Per Home | 0% | RS | [32 empty] | 0 | 0 | 0
704 | RMFN702 | RMFN | 702 | Whole Home | Multi-Family | New | New Construction - Whole Home Improvements - Tier 1 | 0.402 | 0.239 | 95.7735 | 1596.2256 | 20 | 0 | 1475.3852 | Per Home | 0% | RS | [32 empty] | 0 | 0 | 0
705 | RSFN702 | RSFN | 702 | Whole Home | Single Family | New | New Construction - Whole Home Improvements - Tier 1 | 0.871 | 0.919 | 248.0937 | 4134.8942 | 20 | 0 | 1475.3815 | Per Home | 0% | RS | [32 empty] | 0 | 0 | 0
706 | RMON703 | RMON | 703 | Whole Home | Mobile Home | New | New Construction - Whole Home Improvements - Tier 2 | 1.449 | 1.666 | 366.6556 | 6110.9264 | 20 | 0 | 2151.0058 | Per Home | 0% | RS | [32 empty] | 8878540.855 | 2320.907 | 1663.2541
707 | RMFN703 | RMFN | 703 | Whole Home | Multi-Family | New | New Construction - Whole Home Improvements - Tier 2 | 0.702 | 0.413 | 167.6034 | 2793.3899 | 20 | 0 | 2151.0076 | Per Home | 0% | RS | [32 empty] | 51726170.9214 | 12250.5302 | 10011.6011
708 | RSFN703 | RSFN | 703 | Whole Home | Single Family | New | New Construction - Whole Home Improvements - Tier 2 | 1.528 | 1.61 | 434.164 | 7236.0674 | 20 | 0 | 2151.0022 | Per Home | 0% | RS | [32 empty] | 134003911.6187 | 28903.3888 | 12367.3765
709 | RMOE704 | RMOE | 704 | Whole Home | Mobile Home | Existing | Smart Breaker | 0.022 | 0.025 | 5.7018 | 95.0303 | 12 | 0 | 300.0008 | Per Home | 0% | RS | [32 empty] | 0 | 0 | 0
710 | RMON704 | RMON | 704 | Whole Home | Mobile Home | New | Smart Breaker | 0.022 | 0.025 | 5.7018 | 95.0303 | 12 | 0 | 300.0008 | Per Home | 0% | RS | [32 empty] | 0 | 0 | 0
711 | RMFE704 | RMFE | 704 | Whole Home | Multi-Family | Existing | Smart Breaker | 0.009 | 0.004 | 2.2638 | 37.7301 | 12 | 0 | 300.0011 | Per Home | 0% | RS | [32 empty] | 0 | 0 | 0
712 | RMFN704 | RMFN | 704 | Whole Home | Multi-Family | New | Smart Breaker | 0.009 | 0.004 | 2.2638 | 37.7301 | 12 | 0 | 300.0011 | Per Home | 0% | RS | [32 empty] | 0 | 0 | 0
713 | RSFE704 | RSFE | 704 | Whole Home | Single Family | Existing | Smart Breaker | 0.023 | 0.022 | 6.1962 | 103.2701 | 12 | 0 | 300.0003 | Per Home | 0% | RS | [32 empty] | 0 | 0 | 0
714 | RSFN704 | RSFN | 704 | Whole Home | Single Family | New | Smart Breaker | 0.023 | 0.022 | 6.1962 | 103.2701 | 12 | 0 | 300.0003 | Per Home | 0% | RS | [32 empty] | 0 | 0 | 0
715 | RMFE705 | RMFE | 705 | Whole Home | Multi-Family | Existing | Smart Panel | 0.14 | 0.08 | 33.5209 | 558.682 | 12 | 0 | 3200.0113 | Per Home | 0% | RS | [32 empty] | 30884083.746 | 4384.7967 | 2330.3424
716 | RMFN705 | RMFN | 705 | Whole Home | Multi-Family | New | Smart Panel | 0.14 | 0.08 | 33.5209 | 558.682 | 12 | 0 | 3200.0113 | Per Home | 0% | RS | [32 empty] | 174532.977 | 24.7795 | 13.1693
717 | RSFE705 | RSFE | 705 | Whole Home | Single Family | Existing | Smart Panel | 0.306 | 0.323 | 86.8327 | 1447.2115 | 12 | 0 | 3200.0033 | Per Home | 0% | RS | [32 empty] | 341029081.5823 | 38290.09 | 90980.9945
718 | RSFN705 | RSFN | 705 | Whole Home | Single Family | New | Smart Panel | 0.306 | 0.323 | 86.8327 | 1447.2115 | 12 | 0 | 3200.0033 | Per Home | 0% | RS | [32 empty] | 1880971.3033 | 211.1918 | 501.8125
719 | RMOE705 | RMOE | 705 | Whole Home | Mobile Home | Existing | Smart Panel | 0.289 | 0.335 | 73.331 | 1222.1833 | 12 | 0 | 3200.0086 | Per Home | 0% | RS | [32 empty] | 7421364.463 | 985.8349 | 797.3908
720 | RMON705 | RMON | 705 | Whole Home | Mobile Home | New | Smart Panel | 0.289 | 0.335 | 73.331 | 1222.1833 | 12 | 0 | 3200.0086 | Per Home | 0% | RS | [32 empty] | 46630.9908 | 6.1943 | 5.0103
[50 empty] | 22839068733.3254 | 5257050.0699 | 3982800.256
[6 empty] | 0.7 | New Construction - Whole Home Improvements - Tier 1 | 0.6097 | 0.6433 |  | 2894.426
[6 empty] | 0.3 | New Construction - Whole Home Improvements - Tier 2 | 0.4347 | 0.483 |  | 2170.8202
[7 empty] | @mtr | 1.0444 | 1.1263 |  | 5065.2462
[7 empty] | @gen | 1.1027 | 1.1891 |  | 5287.104